## capacitor
data_type | static
owner_type | feeder
owner | 8105003
object | capacitor
name | groupid | parent | phases | nominal_voltage | pt_phase | phases_connected | switchA | switchB | switchC | control | voltage_set_high | voltage_set_low | VAr_set_high | VAr_set_low | current_set_high | current_set_low | capacitor_A | capacitor_B | capacitor_C | cap_nominal_voltage | time_delay | dwell_time | lockout_time | remote_sense | remote_sense_B | control_level | dcircuit | selected | monitored | monitored_fields | class_monitored_fields | played | played_fields | comments
cap_220368921 |  | node_1386995_622_15286205_162 | ABCN | 0 |  | ABCN | CLOSED | CLOSED | CLOSED | MANUAL | [6 empty] | 150000 | 150000 | 150000 | 7200 | [6 empty] | 8105003 | no | no |  |  | no
cap_220369368 |  | node_1379378_062_15290931_461 | ABCN | 0 |  | ABCN | CLOSED | CLOSED | CLOSED | MANUAL | [6 empty] | 150000 | 150000 | 150000 | 7200 | [6 empty] | 8105003 | no | no |  |  | no
cap_220369371 |  | node_1381381_452_15286744_811 | ABCN | 0 |  | ABCN | CLOSED | CLOSED | CLOSED | MANUAL | [6 empty] | 150000 | 150000 | 150000 | 7200 | [6 empty] | 8105003 | no | no |  |  | no
cap_220369390 |  | node_1380489_985_15288654_605 | ABCN | 0 |  | ABCN | CLOSED | CLOSED | CLOSED | MANUAL | [6 empty] | 100000 | 100000 | 100000 | 7200 | [6 empty] | 8105003 | no | no |  |  | no

## feeder
data_type | static
owner_type | feeder
owner | 8105003
object | feeder
name | transmission_bus | ARC | ADR | slack_bus | nom_voltages | num_nodes | num_ohlines | num_uglines | num_transformers | num_generators | num_pvs | num_storages | num_loads | miles | mw | mvar | losses_mw | losses_mvar | comments | use_feeder_load_shape | load_shape_scale | use_feeder_pv_shape | pv_shape_scale | description | restore_time | griddisconnect_scenario_probability | gridconnect_scenario_probability | use_energy_not_served | VOLL | discount_rate | yearly_load_growth_percent | planning_horizon | enable_traditional_project_deferral | lifetime_of_investment_years | start_year | base_year | year_the_investment_is_committed | revenue_requirement_scaling_factor | discount_rate | inflation_rate_for_investment | traditional_project_invested_capital | periodicity_of_investment_in_years | priority | maximum_total_investment_cost | DER_portfolio_NPV | DER_portfolio_BC_ratio | total_system_energy_avoided_cost_NPV | total_system_capacity_avoided_cost_NPV | total_system_ancillary_services_avoided_cost_NPV | total_system_CO2_avoided_cost_NPV | total_system_loss_of_load_avoided_cost_NPV | total_system_distribution_capacity_avoided_cost_NPV | total_system_investment_and_operational_cost_NPV | feeder_solar_pv_operating_cost_USdollarperkWh | feeder_energy_storage_operating_cost_USdollarperkWh | feeder_distributed_generator_operating_cost_USdollarperkWh | feeder_distributed_generator_CO2_cost_USdollarperkWh | feeder_demand_response_operating_cost_USdollarperkWh | feeder_solar_pv_investment_cost_USdollarperkW | feeder_energy_storage_investment_cost_USdollarperkW | feeder_distributed_generator_investment_cost_USdollarperkW | feeder_demand_response_investment_cost_USdollarperkW
8105003 |  | ts_slack | none | node_SOURCE_8105003 | 1001.678,2771.281,7199.558 | 1290 | 1000 | 189 | 2 | 0 | 0 | 0 | 378 | 30.672 | 12.665 | 5.395 | 0 | 0 |  | 0 | 0 | 1 | 0 |  | 0 | 0 | 0 | 0 | 0 | 0 | 0 | 0 | 0 | 0 | 0 | 0 | 0 | 0 | 0 | 0 | 0 | 0 | 0 | 999999999 | 0 | 0 | 0 | 0 | 0 | 0 | 0 | 0 | 0 | 0 | 0 | 0 | 0 | 0 | 0 | 0 | 0 | 0

## fuse
data_type | static
owner_type | feeder
owner | 8105003
object | fuse
name | groupid | phases | fr | to | phase_A_status | phase_B_status | phase_C_status | repair_dist_type | current_limit | mean_replacement_time | status | dcircuit | selected | monitored | monitored_fields | class_monitored_fields | played | played_fields | comments
fuse_220382274 |  | AN | node_intto1_8105003_200819289 | node_8105003_200819289 | GOOD | GOOD | GOOD |  | 40 |  |  | 8105003 | no | no |  |  | no
fuse_220382292 |  | AN | node_intto1_8105003_200818342 | node_8105003_200818342 | GOOD | GOOD | GOOD |  | 100 |  |  | 8105003 | no | no |  |  | no
fuse_220382308 |  | AN | node_intto1_8105003_200818673 | node_8105003_200818673 | GOOD | GOOD | GOOD |  | 60 |  |  | 8105003 | no | no |  |  | no
fuse_220382309 |  | AN | node_intto1_220382309 | node_220382309 | GOOD | GOOD | GOOD |  | 80 |  |  | 8105003 | no | no |  |  | no
fuse_220382310 |  | AN | node_intto1_8105003_200818652 | node_8105003_200818652 | GOOD | GOOD | GOOD |  | 140 |  |  | 8105003 | no | no |  |  | no
fuse_220382326 |  | AN | node_intto1_8105003_200820316 | node_8105003_200820316 | GOOD | GOOD | GOOD |  | 100 |  |  | 8105003 | no | no |  |  | no
fuse_220382331 |  | AN | node_intto1_8105003_200820261 | node_8105003_200820261 | GOOD | GOOD | GOOD |  | 65 |  |  | 8105003 | no | no |  |  | no
fuse_220382334 |  | AN | node_intto1_8105003_200820250 | node_8105003_200820250 | GOOD | GOOD | GOOD |  | 100 |  |  | 8105003 | no | no |  |  | no
fuse_220382335 |  | AN | node_intto1_8105003_200818251 | node_8105003_200818251 | GOOD | GOOD | GOOD |  | 50 |  |  | 8105003 | no | no |  |  | no
fuse_220382336 |  | ABCN | node_intto1_220382336 | node_220382336 | GOOD | GOOD | GOOD |  | 100 |  |  | 8105003 | no | no |  |  | no
fuse_220382337 |  | AN | node_intto1_8105003_200820209 | node_8105003_200820209 | GOOD | GOOD | GOOD |  | 100 |  |  | 8105003 | no | no |  |  | no
fuse_220382338 |  | ABCN | node_intto1_8105003_200820197 | node_8105003_200820197 | GOOD | GOOD | GOOD |  | 65 |  |  | 8105003 | no | no |  |  | no
fuse_220382339 |  | ABCN | node_intto1_8105003_312105200 | node_8105003_312105200 | GOOD | GOOD | GOOD |  | 60 |  |  | 8105003 | no | no |  |  | no
fuse_220382340 |  | ABCN | node_intto1_8105003_200820186 | node_8105003_200820186 | GOOD | GOOD | GOOD |  | 40 |  |  | 8105003 | no | no |  |  | no
fuse_220382343 |  | ABCN | node_intto1_8105003_200820215 | node_8105003_200820215 | GOOD | GOOD | GOOD |  | 100 |  |  | 8105003 | no | no |  |  | no
fuse_220382344 |  | AD | node_intto1_8105003_200820418 | node_8105003_200820418 | GOOD | GOOD | GOOD |  | 80 |  |  | 8105003 | no | no |  |  | no
fuse_220382357 |  | AN | node_intto1_8105003_200818164 | node_8105003_200818164 | GOOD | GOOD | GOOD |  | 65 |  |  | 8105003 | no | no |  |  | no
fuse_220382358 |  | AN | node_intto1_8105003_200818140 | node_8105003_200818140 | GOOD | GOOD | GOOD |  | 50 |  |  | 8105003 | no | no |  |  | no
fuse_220382363 |  | ABCN | node_intto1_8105003_200820057 | node_8105003_200820057 | GOOD | GOOD | GOOD |  | 65 |  |  | 8105003 | no | no |  |  | no
fuse_220382364 |  | ABCN | node_intto1_8105003_200819782 | node_8105003_200819782 | GOOD | GOOD | GOOD |  | 30 |  |  | 8105003 | no | no |  |  | no
fuse_220382365 |  | ABCN | node_intto1_8105003_200819783 | node_8105003_200819783 | GOOD | GOOD | GOOD |  | 65 |  |  | 8105003 | no | no |  |  | no
fuse_220382366 |  | AN | node_intto1_8105003_200819776 | node_8105003_200819776 | GOOD | GOOD | GOOD |  | 40 |  |  | 8105003 | no | no |  |  | no
fuse_220382367 |  | ABCN | node_intto1_8105003_200819768 | node_8105003_200819768 | GOOD | GOOD | GOOD |  | 100 |  |  | 8105003 | no | no |  |  | no
fuse_220382368 |  | ABCN | node_intto1_220382368 | node_220382368 | GOOD | GOOD | GOOD |  | 20 |  |  | 8105003 | no | no |  |  | no
fuse_220382371 |  | AN | node_intto1_8105003_200819843 | node_8105003_200819843 | GOOD | GOOD | GOOD |  | 30 |  |  | 8105003 | no | no |  |  | no
fuse_220382379 |  | ABCN | node_intto1_8105003_311993219 | node_8105003_311993219 | GOOD | GOOD | GOOD |  | 30 |  |  | 8105003 | no | no |  |  | no
fuse_220382384 |  | ABCN | node_intto1_8105003_200820056 | node_8105003_200820056 | GOOD | GOOD | GOOD |  | 20 |  |  | 8105003 | no | no |  |  | no
fuse_220382390 |  | AN | node_intto1_8105003_200819835 | node_8105003_200819835 | GOOD | GOOD | GOOD |  | 65 |  |  | 8105003 | no | no |  |  | no
fuse_220382394 |  | AD | node_intto1_8105003_200819865 | node_8105003_200819865 | GOOD | GOOD | GOOD |  | 30 |  |  | 8105003 | no | no |  |  | no
fuse_220382395 |  | ABCN | node_intto1_8105003_200819829 | node_8105003_200819829 | GOOD | GOOD | GOOD |  | 50 |  |  | 8105003 | no | no |  |  | no
fuse_220382396 |  | AN | node_intto1_8105003_200819827 | node_8105003_200819827 | GOOD | GOOD | GOOD |  | 40 |  |  | 8105003 | no | no |  |  | no
fuse_220382419 |  | AN | node_intto1_8105003_200815604 | node_8105003_200815604 | GOOD | GOOD | GOOD |  | 65 |  |  | 8105003 | no | no |  |  | no
fuse_220382421 |  | AN | node_intto1_8105003_200815554 | node_8105003_200815554 | GOOD | GOOD | GOOD |  | 80 |  |  | 8105003 | no | no |  |  | no
fuse_220382523 |  | AN | node_intto1_8105003_200805571 | node_8105003_200805571 | GOOD | GOOD | GOOD |  | 60 |  |  | 8105003 | no | no |  |  | no
fuse_220386309 |  | AN | node_intto1_8105003_200862828 | node_8105003_200862828 | GOOD | GOOD | GOOD |  | 50 |  |  | 8105003 | no | no |  |  | no
fuse_220386331 |  | AN | node_intto1_8105003_200863945 | node_8105003_200863945 | GOOD | GOOD | GOOD |  | 100 |  |  | 8105003 | no | no |  |  | no
fuse_220386332 |  | AN | node_intto1_8105003_200863935 | node_8105003_200863935 | GOOD | GOOD | GOOD |  | 80 |  |  | 8105003 | no | no |  |  | no
fuse_220386333 |  | AN | node_intto1_8105003_200863323 | node_8105003_200863323 | GOOD | GOOD | GOOD |  | 100 |  |  | 8105003 | no | no |  |  | no
fuse_220386334 |  | AN | node_intto1_8105003_200863287 | node_8105003_200863287 | GOOD | GOOD | GOOD |  | 85 |  |  | 8105003 | no | no |  |  | no
fuse_220386335 |  | ABCN | node_intto1_8105003_200864655 | node_8105003_200864655 | GOOD | GOOD | GOOD |  | 140 |  |  | 8105003 | no | no |  |  | no
fuse_220386336 |  | ABCN | node_intto1_8105003_200983987 | node_8105003_200983987 | GOOD | GOOD | GOOD |  | 200 |  |  | 8105003 | no | no |  |  | no
fuse_220386337 |  | AN | node_intto1_8105003_200864012 | node_8105003_200864012 | GOOD | GOOD | GOOD |  | 100 |  |  | 8105003 | no | no |  |  | no
fuse_220386338 |  | AN | node_intto1_8105003_200863377 | node_8105003_200863377 | GOOD | GOOD | GOOD |  | 100 |  |  | 8105003 | no | no |  |  | no
fuse_220386346 |  | ABCN | node_intto1_8105003_200863288 | node_8105003_200863288 | GOOD | GOOD | GOOD |  | 65 |  |  | 8105003 | no | no |  |  | no
fuse_220386349 |  | ABCN | node_intto1_8105003_200863551 | node_8105003_200863551 | GOOD | GOOD | GOOD |  | 10 |  |  | 8105003 | no | no |  |  | no
fuse_220386352 |  | AN | node_intto1_8105003_200860107 | node_8105003_200860107 | GOOD | GOOD | GOOD |  | 80 |  |  | 8105003 | no | no |  |  | no
fuse_220386354 |  | AN | node_intto1_8105003_200864077 | node_8105003_200864077 | GOOD | GOOD | GOOD |  | 80 |  |  | 8105003 | no | no |  |  | no
fuse_220386360 |  | AN | node_intto1_8105003_200863443 | node_8105003_200863443 | GOOD | GOOD | GOOD |  | 100 |  |  | 8105003 | no | no |  |  | no
fuse_220386361 |  | AN | node_intto1_8105003_200863847 | node_8105003_200863847 | GOOD | GOOD | GOOD |  | 100 |  |  | 8105003 | no | no |  |  | no
fuse_220386362 |  | AN | node_intto1_8105003_200863534 | node_8105003_200863534 | GOOD | GOOD | GOOD |  | 100 |  |  | 8105003 | no | no |  |  | no
fuse_220386381 |  | AN | node_intto1_8105003_200859832 | node_8105003_200859832 | GOOD | GOOD | GOOD |  | 65 |  |  | 8105003 | no | no |  |  | no
fuse_220386398 |  | AN | node_intto1_8105003_200859834 | node_8105003_200859834 | GOOD | GOOD | GOOD |  | 65 |  |  | 8105003 | no | no |  |  | no
fuse_220386665 |  | AN | node_intto1_8105003_200860253 | node_8105003_200860253 | GOOD | GOOD | GOOD |  | 100 |  |  | 8105003 | no | no |  |  | no
fuse_220386671 |  | ABCN | node_intto1_8105003_200864546 | node_8105003_200864546 | GOOD | GOOD | GOOD |  | 200 |  |  | 8105003 | no | no |  |  | no
fuse_220386672 |  | AN | node_intto1_8105003_200859903 | node_8105003_200859903 | GOOD | GOOD | GOOD |  | 80 |  |  | 8105003 | no | no |  |  | no
fuse_220386673 |  | AN | node_intto1_8105003_200860347 | node_8105003_200860347 | GOOD | GOOD | GOOD |  | 100 |  |  | 8105003 | no | no |  |  | no
fuse_220386674 |  | AN | node_intto1_8105003_200859904 | node_8105003_200859904 | GOOD | GOOD | GOOD |  | 80 |  |  | 8105003 | no | no |  |  | no
fuse_220386675 |  | AN | node_intto1_8105003_200860964 | node_8105003_200860964 | GOOD | GOOD | GOOD |  | 100 |  |  | 8105003 | no | no |  |  | no
fuse_220386676 |  | AN | node_intto1_8105003_200859951 | node_8105003_200859951 | GOOD | GOOD | GOOD |  | 75 |  |  | 8105003 | no | no |  |  | no
fuse_220386677 |  | AN | node_intto1_8105003_200864696 | node_8105003_200864696 | GOOD | GOOD | GOOD |  | 100 |  |  | 8105003 | no | no |  |  | no
fuse_220386678 |  | ABCN | node_intto1_8105003_200864404 | node_8105003_200864404 | GOOD | GOOD | GOOD |  | 100 |  |  | 8105003 | no | no |  |  | no
fuse_220386689 |  | AN | node_intto1_8105003_200818131 | node_8105003_200818131 | GOOD | GOOD | GOOD |  | 75 |  |  | 8105003 | no | no |  |  | no
fuse_220386698 |  | AN | node_intto1_8105003_200864700 | node_8105003_200864700 | GOOD | GOOD | GOOD |  | 75 |  |  | 8105003 | no | no |  |  | no
fuse_220386711 |  | AN | node_intto1_8105003_200860284 | node_8105003_200860284 | GOOD | GOOD | GOOD |  | 50 |  |  | 8105003 | no | no |  |  | no
fuse_220386730 |  | ABCN | node_intto1_8105003_200864108 | node_8105003_200864108 | GOOD | GOOD | GOOD |  | 30 |  |  | 8105003 | no | no |  |  | no
fuse_220386731 |  | AN | node_intto1_8105003_200860118 | node_8105003_200860118 | GOOD | GOOD | GOOD |  | 50 |  |  | 8105003 | no | no |  |  | no
fuse_220386732 |  | ABCN | node_intto1_8105003_310008780 | node_8105003_310008780 | GOOD | GOOD | GOOD |  | 10 |  |  | 8105003 | no | no |  |  | no
fuse_220386733 |  | ABCN | node_intto1_8105003_200864100 | node_8105003_200864100 | GOOD | GOOD | GOOD |  | 100 |  |  | 8105003 | no | no |  |  | no
fuse_220386771 |  | ABCN | node_intto1_8105003_200917422 | node_8105003_200917422 | GOOD | GOOD | GOOD |  | 250 |  |  | 8105003 | no | no |  |  | no
fuse_220515866 |  | ABCN | node_intto1_8105003_200815768 | node_8105003_200815768 | GOOD | GOOD | GOOD |  | 100 |  |  | 8105003 | no | no |  |  | no
fuse_220537276 |  | ABCN | node_intto1_8105003_200805575 | node_8105003_200805575 | GOOD | GOOD | GOOD |  | 50 |  |  | 8105003 | no | no |  |  | no
fuse_220537907 |  | AN | node_intto1_8105003_200982254 | node_8105003_200982254 | GOOD | GOOD | GOOD |  | 50 |  |  | 8105003 | no | no |  |  | no
fuse_220539933 |  | ABCN | node_intto1_8105003_200976833 | node_8105003_200976833 | GOOD | GOOD | GOOD |  | 20 |  |  | 8105003 | no | no |  |  | no
fuse_220558511 |  | ABCN | node_intto1_8105003_200818697 | node_8105003_200818697 | GOOD | GOOD | GOOD |  | 140 |  |  | 8105003 | no | no |  |  | no
fuse_220596770 |  | ABCN | node_intto1_8105003_200863308 | node_8105003_200863308 | GOOD | GOOD | GOOD |  | 300 |  |  | 8105003 | no | no |  |  | no
fuse_220638943 |  | ABCN | node_intto1_8105003_201036801 | node_8105003_201036801 | GOOD | GOOD | GOOD |  | 40 |  |  | 8105003 | no | no |  |  | no
fuse_310018957 |  | ABCN | node_intto1_8105003_200946793 | node_8105003_200946793 | GOOD | GOOD | GOOD |  | 140 |  |  | 8105003 | no | no |  |  | no
fuse_310022596 |  | ABCN | node_intto1_8105003_200863501 | node_8105003_200863501 | GOOD | GOOD | GOOD |  | 300 |  |  | 8105003 | no | no |  |  | no
fuse_310026174 |  | ABCN | node_intto1_8105003_200864098 | node_8105003_200864098 | GOOD | GOOD | GOOD |  | 100 |  |  | 8105003 | no | no |  |  | no
fuse_310031433 |  | ABCN | node_intto1_8105003_200815666 | node_8105003_200815666 | GOOD | GOOD | GOOD |  | 300 |  |  | 8105003 | no | no |  |  | no
fuse_311907785 |  | AN | node_intto1_8105003_311907778 | node_8105003_311907778 | GOOD | GOOD | GOOD |  | 100 |  |  | 8105003 | no | no |  |  | no
fuse_312126552 |  | AN | node_intto1_8105003_312126553 | node_8105003_312126553 | GOOD | GOOD | GOOD |  | 30 |  |  | 8105003 | no | no |  |  | no

## line_configuration
data_type | static
owner_type | feeder
owner | 8105003
object | line_configuration
name | groupid | conductor_A | conductor_B | conductor_C | conductor_N | spacing | z11 | z12 | z13 | z21 | z22 | z23 | z31 | z32 | z33 | c11 | c12 | c13 | c21 | c22 | c23 | c31 | c32 | c33 | dcircuit | selected | comments
bal_1P_1/0AA |  | oh_cond_1/0_AAAC | oh_cond_1/0_AAAC | oh_cond_1/0_AAAC |  |  | 0.972+1.499j | 0.095+0.781j | 0.095+0.781j | 0.095+0.781j | 0.972+1.499j | 0.095+0.781j | 0.095+0.781j | 0.095+0.781j | 0.972+1.499j | 12.796 | -3.172 | -3.172 | -3.172 | 12.796 | -3.172 | -3.172 | -3.172 | 12.796 |  | no
bal_1P_1/0AA_1/0AA(N) |  | oh_cond_1/0_AAAC | oh_cond_1/0_AAAC | oh_cond_1/0_AAAC | oh_cond_1/0_AAAC |  | 1.078+1.186j | 0.201+0.467j | 0.201+0.467j | 0.201+0.467j | 1.078+1.186j | 0.201+0.467j | 0.201+0.467j | 0.201+0.467j | 1.078+1.186j | 13.243 | -2.726 | -2.726 | -2.726 | 13.243 | -2.726 | -2.726 | -2.726 | 13.243 |  | no
bal_1P_1/0AA_1/0AC(N) |  | oh_cond_1/0_AAAC | oh_cond_1/0_AAAC | oh_cond_1/0_AAAC | oh_cond_1/0_ACSR |  | 1.08+1.187j | 0.203+0.469j | 0.203+0.469j | 0.203+0.469j | 1.08+1.187j | 0.203+0.469j | 0.203+0.469j | 0.203+0.469j | 1.08+1.187j | 13.243 | -2.726 | -2.726 | -2.726 | 13.243 | -2.726 | -2.726 | -2.726 | 13.243 |  | no
bal_1P_1/0AA_4CU(N) |  | oh_cond_1/0_AAAC | oh_cond_1/0_AAAC | oh_cond_1/0_AAAC | oh_cond_4_CU |  | 1.106+1.26j | 0.229+0.541j | 0.229+0.541j | 0.229+0.541j | 1.106+1.26j | 0.229+0.541j | 0.229+0.541j | 0.229+0.541j | 1.106+1.26j | 13.21 | -2.758 | -2.758 | -2.758 | 13.21 | -2.758 | -2.758 | -2.758 | 13.21 |  | no
bal_1P_1/0AC |  | oh_cond_1/0_ACSR | oh_cond_1/0_ACSR | oh_cond_1/0_ACSR |  |  | 0.983+1.218j | 0.095+0.781j | 0.095+0.781j | 0.095+0.781j | 0.983+1.218j | 0.095+0.781j | 0.095+0.781j | 0.095+0.781j | 0.983+1.218j | 12.796 | -3.172 | -3.172 | -3.172 | 12.796 | -3.172 | -3.172 | -3.172 | 12.796 |  | no
bal_1P_1/0AC_1/0AA(N) |  | oh_cond_1/0_ACSR | oh_cond_1/0_ACSR | oh_cond_1/0_ACSR | oh_cond_1/0_AAAC |  | 1.089+1.184j | 0.201+0.467j | 0.201+0.467j | 0.201+0.467j | 1.089+1.184j | 0.201+0.467j | 0.201+0.467j | 0.201+0.467j | 1.089+1.184j | 13.243 | -2.726 | -2.726 | -2.726 | 13.243 | -2.726 | -2.726 | -2.726 | 13.243 |  | no
bal_1P_1/0AC_1/0AC(N) |  | oh_cond_1/0_ACSR | oh_cond_1/0_ACSR | oh_cond_1/0_ACSR | oh_cond_1/0_ACSR |  | 1.091+1.185j | 0.203+0.469j | 0.203+0.469j | 0.203+0.469j | 1.091+1.185j | 0.203+0.469j | 0.203+0.469j | 0.203+0.469j | 1.091+1.185j | 13.243 | -2.726 | -2.726 | -2.726 | 13.243 | -2.726 | -2.726 | -2.726 | 13.243 |  | no
bal_1P_1/0AC_2CU(N) |  | oh_cond_1/0_ACSR | oh_cond_1/0_ACSR | oh_cond_1/0_ACSR | oh_cond_2_CU |  | 1.084+1.187j | 0.196+0.471j | 0.196+0.471j | 0.196+0.471j | 1.084+1.187j | 0.196+0.471j | 0.196+0.471j | 0.196+0.471j | 1.084+1.187j | 13.223 | -2.745 | -2.745 | -2.745 | 13.223 | -2.745 | -2.745 | -2.745 | 13.223 |  | no
bal_1P_1/0AC_4/0AL(N) |  | oh_cond_1/0_ACSR | oh_cond_1/0_ACSR | oh_cond_1/0_ACSR | oh_cond_4/0_AL |  | 1.022+1.12j | 0.134+0.404j | 0.134+0.404j | 0.134+0.404j | 1.022+1.12j | 0.134+0.404j | 0.134+0.404j | 0.134+0.404j | 1.022+1.12j | 13.261 | -2.707 | -2.707 | -2.707 | 13.261 | -2.707 | -2.707 | -2.707 | 13.261 |  | no
bal_1P_2AC |  | oh_cond_2_ACSR | oh_cond_2_ACSR | oh_cond_2_ACSR |  |  | 1.505+1.527j | 0.095+0.781j | 0.095+0.781j | 0.095+0.781j | 1.505+1.527j | 0.095+0.781j | 0.095+0.781j | 0.095+0.781j | 1.505+1.527j | 12.393 | -3.017 | -3.017 | -3.017 | 12.393 | -3.017 | -3.017 | -3.017 | 12.393 |  | no
bal_1P_2AC_1/0AC(N) |  | oh_cond_2_ACSR | oh_cond_2_ACSR | oh_cond_2_ACSR | oh_cond_1/0_ACSR |  | 1.613+1.215j | 0.203+0.469j | 0.203+0.469j | 0.203+0.469j | 1.613+1.215j | 0.203+0.469j | 0.203+0.469j | 0.203+0.469j | 1.613+1.215j | 12.826 | -2.585 | -2.585 | -2.585 | 12.826 | -2.585 | -2.585 | -2.585 | 12.826 |  | no
bal_1P_2AC_2AC(N) |  | oh_cond_2_ACSR | oh_cond_2_ACSR | oh_cond_2_ACSR | oh_cond_2_ACSR |  | 1.645+1.289j | 0.235+0.543j | 0.235+0.543j | 0.235+0.543j | 1.645+1.289j | 0.235+0.543j | 0.235+0.543j | 0.235+0.543j | 1.645+1.289j | 12.813 | -2.597 | -2.597 | -2.597 | 12.813 | -2.597 | -2.597 | -2.597 | 12.813 |  | no
bal_1P_2AC_2CU(N) |  | oh_cond_2_ACSR | oh_cond_2_ACSR | oh_cond_2_ACSR | oh_cond_2_CU |  | 1.606+1.218j | 0.196+0.471j | 0.196+0.471j | 0.196+0.471j | 1.606+1.218j | 0.196+0.471j | 0.196+0.471j | 0.196+0.471j | 1.606+1.218j | 12.807 | -2.604 | -2.604 | -2.604 | 12.807 | -2.604 | -2.604 | -2.604 | 12.807 |  | no
bal_1P_2AL_2AL(N) |  | oh_cond_2_AL | oh_cond_2_AL | oh_cond_2_AL | oh_cond_2_AL |  | 1.36+1.264j | 0.22+0.508j | 0.22+0.508j | 0.22+0.508j | 1.36+1.264j | 0.22+0.508j | 0.22+0.508j | 0.22+0.508j | 1.36+1.264j | 12.598 | -2.533 | -2.533 | -2.533 | 12.598 | -2.533 | -2.533 | -2.533 | 12.598 |  | no
bal_1P_4/0AC_4/0AC(N) |  | oh_cond_4/0_ACSR | oh_cond_4/0_ACSR | oh_cond_4/0_ACSR | oh_cond_4/0_ACSR |  | 0.581+1.079j | 0.136+0.403j | 0.136+0.403j | 0.136+0.403j | 0.581+1.079j | 0.136+0.403j | 0.136+0.403j | 0.136+0.403j | 0.581+1.079j | 14.052 | -2.971 | -2.971 | -2.971 | 14.052 | -2.971 | -2.971 | -2.971 | 14.052 |  | no
bal_1P_4/0AL_4/0AL(N) |  | oh_cond_4/0_AL | oh_cond_4/0_AL | oh_cond_4/0_AL | oh_cond_4/0_AL |  | 0.576+1.089j | 0.134+0.404j | 0.134+0.404j | 0.134+0.404j | 0.576+1.089j | 0.134+0.404j | 0.134+0.404j | 0.134+0.404j | 0.576+1.089j | 13.867 | -2.914 | -2.914 | -2.914 | 13.867 | -2.914 | -2.914 | -2.914 | 13.867 |  | no
bal_1P_4ACW |  | oh_cond_4A_CWD | oh_cond_4A_CWD | oh_cond_4A_CWD |  |  | 1.49+1.583j | 0.095+0.781j | 0.095+0.781j | 0.095+0.781j | 1.49+1.583j | 0.095+0.781j | 0.095+0.781j | 0.095+0.781j | 1.49+1.583j | 12.178 | -2.935 | -2.935 | -2.935 | 12.178 | -2.935 | -2.935 | -2.935 | 12.178 |  | no
bal_1P_477AL_4/0AL(N) |  | oh_cond_477_MCM_AL | oh_cond_477_MCM_AL | oh_cond_477_MCM_AL | oh_cond_4/0_AL |  | 0.332+1.034j | 0.134+0.404j | 0.134+0.404j | 0.134+0.404j | 0.332+1.034j | 0.134+0.404j | 0.134+0.404j | 0.134+0.404j | 0.332+1.034j | 14.921 | -3.285 | -3.285 | -3.285 | 14.921 | -3.285 | -3.285 | -3.285 | 14.921 |  | no
bal_2P_1/0AC_1/0AC(N) |  | oh_cond_1/0_ACSR | oh_cond_1/0_ACSR | oh_cond_1/0_ACSR | oh_cond_1/0_ACSR |  | 1.091+1.185j | 0.203+0.469j | 0.203+0.469j | 0.203+0.469j | 1.091+1.185j | 0.203+0.469j | 0.203+0.469j | 0.203+0.469j | 1.091+1.185j | 13.243 | -2.726 | -2.726 | -2.726 | 13.243 | -2.726 | -2.726 | -2.726 | 13.243 |  | no
bal_3P_1/0AA_1/0AA(N) |  | oh_cond_1/0_AAAC | oh_cond_1/0_AAAC | oh_cond_1/0_AAAC | oh_cond_1/0_AAAC |  | 1.078+1.186j | 0.201+0.467j | 0.201+0.467j | 0.201+0.467j | 1.078+1.186j | 0.201+0.467j | 0.201+0.467j | 0.201+0.467j | 1.078+1.186j | 13.243 | -2.726 | -2.726 | -2.726 | 13.243 | -2.726 | -2.726 | -2.726 | 13.243 |  | no
bal_3P_1/0AA_4/0AL(N) |  | oh_cond_1/0_AAAC | oh_cond_1/0_AAAC | oh_cond_1/0_AAAC | oh_cond_4/0_AL |  | 1.011+1.123j | 0.134+0.404j | 0.134+0.404j | 0.134+0.404j | 1.011+1.123j | 0.134+0.404j | 0.134+0.404j | 0.134+0.404j | 1.011+1.123j | 13.261 | -2.707 | -2.707 | -2.707 | 13.261 | -2.707 | -2.707 | -2.707 | 13.261 |  | no
bal_3P_1/0AC_1/0AA(N) |  | oh_cond_1/0_ACSR | oh_cond_1/0_ACSR | oh_cond_1/0_ACSR | oh_cond_1/0_AAAC |  | 1.089+1.184j | 0.201+0.467j | 0.201+0.467j | 0.201+0.467j | 1.089+1.184j | 0.201+0.467j | 0.201+0.467j | 0.201+0.467j | 1.089+1.184j | 13.243 | -2.726 | -2.726 | -2.726 | 13.243 | -2.726 | -2.726 | -2.726 | 13.243 |  | no
bal_3P_1/0AC_1/0AC(N) |  | oh_cond_1/0_ACSR | oh_cond_1/0_ACSR | oh_cond_1/0_ACSR | oh_cond_1/0_ACSR |  | 1.091+1.185j | 0.203+0.469j | 0.203+0.469j | 0.203+0.469j | 1.091+1.185j | 0.203+0.469j | 0.203+0.469j | 0.203+0.469j | 1.091+1.185j | 13.243 | -2.726 | -2.726 | -2.726 | 13.243 | -2.726 | -2.726 | -2.726 | 13.243 |  | no
bal_3P_1/0AC_4/0AL(N) |  | oh_cond_1/0_ACSR | oh_cond_1/0_ACSR | oh_cond_1/0_ACSR | oh_cond_4/0_AL |  | 1.022+1.12j | 0.134+0.404j | 0.134+0.404j | 0.134+0.404j | 1.022+1.12j | 0.134+0.404j | 0.134+0.404j | 0.134+0.404j | 1.022+1.12j | 13.261 | -2.707 | -2.707 | -2.707 | 13.261 | -2.707 | -2.707 | -2.707 | 13.261 |  | no
bal_3P_1AC_1/0AC(N) |  | oh_cond_1_ACSR | oh_cond_1_ACSR | oh_cond_1_ACSR | oh_cond_1/0_ACSR |  | 1.323+1.211j | 0.203+0.469j | 0.203+0.469j | 0.203+0.469j | 1.323+1.211j | 0.203+0.469j | 0.203+0.469j | 0.203+0.469j | 1.323+1.211j | 12.844 | -2.591 | -2.591 | -2.591 | 12.844 | -2.591 | -2.591 | -2.591 | 12.844 |  | no
bal_3P_2/0CU_1/0AA(N) |  | oh_cond_2/0_CU | oh_cond_2/0_CU | oh_cond_2/0_CU | oh_cond_1/0_AAAC |  | 0.641+1.174j | 0.201+0.467j | 0.201+0.467j | 0.201+0.467j | 0.641+1.174j | 0.201+0.467j | 0.201+0.467j | 0.201+0.467j | 0.641+1.174j | 13.327 | -2.754 | -2.754 | -2.754 | 13.327 | -2.754 | -2.754 | -2.754 | 13.327 |  | no
bal_3P_2/0CU_4/0AL(N) |  | oh_cond_2/0_CU | oh_cond_2/0_CU | oh_cond_2/0_CU | oh_cond_4/0_AL |  | 0.574+1.111j | 0.134+0.404j | 0.134+0.404j | 0.134+0.404j | 0.574+1.111j | 0.134+0.404j | 0.134+0.404j | 0.134+0.404j | 0.574+1.111j | 13.346 | -2.736 | -2.736 | -2.736 | 13.346 | -2.736 | -2.736 | -2.736 | 13.346 |  | no
bal_3P_2AC |  | oh_cond_2_ACSR | oh_cond_2_ACSR | oh_cond_2_ACSR |  |  | 1.505+1.527j | 0.095+0.781j | 0.095+0.781j | 0.095+0.781j | 1.505+1.527j | 0.095+0.781j | 0.095+0.781j | 0.095+0.781j | 1.505+1.527j | 12.393 | -3.017 | -3.017 | -3.017 | 12.393 | -3.017 | -3.017 | -3.017 | 12.393 |  | no
bal_3P_2AC_1/0AC(N) |  | oh_cond_2_ACSR | oh_cond_2_ACSR | oh_cond_2_ACSR | oh_cond_1/0_ACSR |  | 1.613+1.215j | 0.203+0.469j | 0.203+0.469j | 0.203+0.469j | 1.613+1.215j | 0.203+0.469j | 0.203+0.469j | 0.203+0.469j | 1.613+1.215j | 12.826 | -2.585 | -2.585 | -2.585 | 12.826 | -2.585 | -2.585 | -2.585 | 12.826 |  | no
bal_3P_4/0AC_4/0AC(N) |  | oh_cond_4/0_ACSR | oh_cond_4/0_ACSR | oh_cond_4/0_ACSR | oh_cond_4/0_ACSR |  | 0.581+1.079j | 0.136+0.403j | 0.136+0.403j | 0.136+0.403j | 0.581+1.079j | 0.136+0.403j | 0.136+0.403j | 0.136+0.403j | 0.581+1.079j | 14.052 | -2.971 | -2.971 | -2.971 | 14.052 | -2.971 | -2.971 | -2.971 | 14.052 |  | no
bal_3P_4/0AL_1/0AA(N) |  | oh_cond_4/0_AL | oh_cond_4/0_AL | oh_cond_4/0_AL | oh_cond_1/0_AAAC |  | 0.643+1.153j | 0.201+0.467j | 0.201+0.467j | 0.201+0.467j | 0.643+1.153j | 0.201+0.467j | 0.201+0.467j | 0.201+0.467j | 0.643+1.153j | 13.848 | -2.934 | -2.934 | -2.934 | 13.848 | -2.934 | -2.934 | -2.934 | 13.848 |  | no
bal_3P_4/0AL_1/0AC(N) |  | oh_cond_4/0_AL | oh_cond_4/0_AL | oh_cond_4/0_AL | oh_cond_1/0_ACSR |  | 0.645+1.154j | 0.203+0.469j | 0.203+0.469j | 0.203+0.469j | 0.645+1.154j | 0.203+0.469j | 0.203+0.469j | 0.203+0.469j | 0.645+1.154j | 13.848 | -2.934 | -2.934 | -2.934 | 13.848 | -2.934 | -2.934 | -2.934 | 13.848 |  | no
bal_3P_4/0AL_2CU(N) |  | oh_cond_4/0_AL | oh_cond_4/0_AL | oh_cond_4/0_AL | oh_cond_2_CU |  | 0.638+1.156j | 0.196+0.471j | 0.196+0.471j | 0.196+0.471j | 0.638+1.156j | 0.196+0.471j | 0.196+0.471j | 0.196+0.471j | 0.638+1.156j | 13.827 | -2.954 | -2.954 | -2.954 | 13.827 | -2.954 | -2.954 | -2.954 | 13.827 |  | no
bal_3P_4/0AL_4/0AA(N) |  | oh_cond_4/0_AL | oh_cond_4/0_AL | oh_cond_4/0_AL | oh_cond_4/0_AAAC |  | 0.576+1.087j | 0.134+0.402j | 0.134+0.402j | 0.134+0.402j | 0.576+1.087j | 0.134+0.402j | 0.134+0.402j | 0.134+0.402j | 0.576+1.087j | 13.873 | -2.909 | -2.909 | -2.909 | 13.873 | -2.909 | -2.909 | -2.909 | 13.873 |  | no
bal_3P_4/0AL_4/0AL(N) |  | oh_cond_4/0_AL | oh_cond_4/0_AL | oh_cond_4/0_AL | oh_cond_4/0_AL |  | 0.576+1.089j | 0.134+0.404j | 0.134+0.404j | 0.134+0.404j | 0.576+1.089j | 0.134+0.404j | 0.134+0.404j | 0.134+0.404j | 0.576+1.089j | 13.867 | -2.914 | -2.914 | -2.914 | 13.867 | -2.914 | -2.914 | -2.914 | 13.867 |  | no
bal_3P_477AL_4/0AA(N) |  | oh_cond_477_MCM_AL | oh_cond_477_MCM_AL | oh_cond_477_MCM_AL | oh_cond_4/0_AAAC |  | 0.332+1.031j | 0.134+0.402j | 0.134+0.402j | 0.134+0.402j | 0.332+1.031j | 0.134+0.402j | 0.134+0.402j | 0.134+0.402j | 0.332+1.031j | 14.927 | -3.279 | -3.279 | -3.279 | 14.927 | -3.279 | -3.279 | -3.279 | 14.927 |  | no
bal_3P_477AL_4/0AC(N) |  | oh_cond_477_MCM_AL | oh_cond_477_MCM_AL | oh_cond_477_MCM_AL | oh_cond_4/0_ACSR |  | 0.334+1.032j | 0.136+0.403j | 0.136+0.403j | 0.136+0.403j | 0.334+1.032j | 0.136+0.403j | 0.136+0.403j | 0.136+0.403j | 0.334+1.032j | 14.927 | -3.279 | -3.279 | -3.279 | 14.927 | -3.279 | -3.279 | -3.279 | 14.927 |  | no
bal_3P_477AL_4/0AL(N) |  | oh_cond_477_MCM_AL | oh_cond_477_MCM_AL | oh_cond_477_MCM_AL | oh_cond_4/0_AL |  | 0.332+1.034j | 0.134+0.404j | 0.134+0.404j | 0.134+0.404j | 0.332+1.034j | 0.134+0.404j | 0.134+0.404j | 0.134+0.404j | 0.332+1.034j | 14.921 | -3.285 | -3.285 | -3.285 | 14.921 | -3.285 | -3.285 | -3.285 | 14.921 |  | no
bal_3P_DELTACUST |  | oh_cond_2/0_CU | oh_cond_2/0_CU | oh_cond_2/0_CU | oh_cond_3_#7_CWD_30% |  | 0.66+1.378j | 0.22+0.666j | 0.22+0.666j | 0.22+0.666j | 0.66+1.378j | 0.22+0.666j | 0.22+0.666j | 0.22+0.666j | 0.66+1.378j | 13.24 | -2.712 | -2.712 | -2.712 | 13.24 | -2.712 | -2.712 | -2.712 | 13.24 |  | no
bal_3P_WYECUST |  | oh_cond_2/0_CU | oh_cond_2/0_CU | oh_cond_2/0_CU | oh_cond_3_#7_CWD_30% |  | 0.66+1.378j | 0.22+0.666j | 0.22+0.666j | 0.22+0.666j | 0.66+1.378j | 0.22+0.666j | 0.22+0.666j | 0.22+0.666j | 0.66+1.378j | 13.24 | -2.712 | -2.712 | -2.712 | 13.24 | -2.712 | -2.712 | -2.712 | 13.24 |  | no
unb_TAPWIRE_OH |  | oh_cond_WP-4/0-CU | oh_cond_WP-4/0-CU | oh_cond_WP-4/0-CU | oh_cond_WP-4/0-CU |  | 0.365+1.097j | 0.093+0.433j | 0.094+0.34j | 0.093+0.433j | 0.368+1.078j | 0.095+0.401j | 0.094+0.34j | 0.095+0.401j | 0.368+1.077j | 14.911 | -4.341 | -1.953 | -4.341 | 15.781 | -3.724 | -1.953 | -3.724 | 14.818 |  | no
und_1P_1/0ALURD_1/0AL(N) |  | und_cond_1P_1/0ALURD_1/0AL(N) | und_cond_1P_1/0ALURD_1/0AL(N) | und_cond_1P_1/0ALURD_1/0AL(N) |  |  | 1.674+0.526j | 0.0+0.0j | 0.0+0.0j | 0.0+0.0j | 1.674+0.526j | 0.0+0.0j | 0.0+0.0j | 0.0+0.0j | 1.674+0.526j | 530.19 | 0 | 0 | 0 | 530.19 | 0 | 0 | 0 | 530.19 |  | no
und_1P_2ALURD_2AL(N) |  | und_cond_1P_2ALURD_2AL(N) | und_cond_1P_2ALURD_2AL(N) | und_cond_1P_2ALURD_2AL(N) |  |  | 2.379+0.823j | 0.0+0.0j | 0.0+0.0j | 0.0+0.0j | 2.379+0.823j | 0.0+0.0j | 0.0+0.0j | 0.0+0.0j | 2.379+0.823j | 401.497 | 0 | 0 | 0 | 401.497 | 0 | 0 | 0 | 401.497 |  | no
und_1P_4CUURD_4CU(N) |  | und_cond_1P_4CUURD_4CU(N) | und_cond_1P_4CUURD_4CU(N) | und_cond_1P_4CUURD_4CU(N) |  |  | 2.337+0.852j | 0.0+0.0j | 0.0+0.0j | 0.0+0.0j | 2.337+0.852j | 0.0+0.0j | 0.0+0.0j | 0.0+0.0j | 2.337+0.852j | 318.933 | 0 | 0 | 0 | 318.933 | 0 | 0 | 0 | 318.933 |  | no
und_1P_WYECUST |  | und_cond_1P_WYECUST | und_cond_1P_WYECUST | und_cond_1P_WYECUST |  |  | 0.179+0.233j | 0.061-0.024j | 0.061-0.024j | 0.061-0.024j | 0.179+0.233j | 0.061-0.024j | 0.061-0.024j | 0.061-0.024j | 0.179+0.233j | 324.124 | 0 | 0 | 0 | 324.124 | 0 | 0 | 0 | 324.124 |  | no
und_2P_2ALURD_2AL(N) |  | und_cond_2P_2ALURD_2AL(N) | und_cond_2P_2ALURD_2AL(N) | und_cond_2P_2ALURD_2AL(N) |  |  | 2.238+0.566j | 0.507+0.168j | 0.507+0.168j | 0.507+0.168j | 2.238+0.566j | 0.507+0.168j | 0.507+0.168j | 0.507+0.168j | 2.238+0.566j | 401.498 | 0 | 0 | 0 | 401.498 | 0 | 0 | 0 | 401.498 |  | no
und_3P_1/0ALURD_1/0AL(N) |  | und_cond_3P_1/0ALURD_1/0AL(N) | und_cond_3P_1/0ALURD_1/0AL(N) | und_cond_3P_1/0ALURD_1/0AL(N) |  |  | 1.489+0.467j | 0.385+0.07j | 0.385+0.07j | 0.385+0.07j | 1.489+0.467j | 0.385+0.07j | 0.385+0.07j | 0.385+0.07j | 1.489+0.467j | 530.19 | 0 | 0 | 0 | 530.19 | 0 | 0 | 0 | 530.19 |  | no
und_3P_2ALURD_2AL(N) |  | und_cond_3P_2ALURD_2AL(N) | und_cond_3P_2ALURD_2AL(N) | und_cond_3P_2ALURD_2AL(N) |  |  | 2.125+0.49j | 0.384+0.067j | 0.384+0.067j | 0.384+0.067j | 2.125+0.49j | 0.384+0.067j | 0.384+0.067j | 0.384+0.067j | 2.125+0.49j | 401.497 | 0 | 0 | 0 | 401.497 | 0 | 0 | 0 | 401.497 |  | no
und_3P_750ALURD_750AL(N) |  | und_cond_3P_750ALURD_750AL(N) | und_cond_3P_750ALURD_750AL(N) | und_cond_3P_750ALURD_750AL(N) |  |  | 0.338+0.196j | 0.096-0.039j | 0.096-0.039j | 0.096-0.039j | 0.338+0.196j | 0.096-0.039j | 0.096-0.039j | 0.096-0.039j | 0.338+0.196j | 1125.535 | 0 | 0 | 0 | 1125.535 | 0 | 0 | 0 | 1125.535 |  | no
und_3P_DELTACUST |  | und_cond_3P_DELTACUST | und_cond_3P_DELTACUST | und_cond_3P_DELTACUST |  |  | 0.179+0.233j | 0.061-0.024j | 0.061-0.024j | 0.061-0.024j | 0.179+0.233j | 0.061-0.024j | 0.061-0.024j | 0.061-0.024j | 0.179+0.233j | 324.124 | 0 | 0 | 0 | 324.124 | 0 | 0 | 0 | 324.124 |  | no
und_TAPWIRE_UG |  | und_cond_TAPWIRE_UG | und_cond_TAPWIRE_UG | und_cond_TAPWIRE_UG |  |  | 0.001+0.001j | 0.0+0.0j | 0.0+0.0j | 0.0+0.0j | 0.001+0.001j | 0.0+0.0j | 0.0+0.0j | 0.0+0.0j | 0.001+0.001j | 0 | 0 | 0 | 0 | 0 | 0 | 0 | 0 | 0 |  | no

## load
data_type | static
owner_type | feeder
owner | 8105003
object | load
name | groupid | parent | bustype | phases | nominal_voltage | load_class | constant_power_A | constant_power_B | constant_power_C | constant_current_A | constant_current_B | constant_current_C | constant_impedance_A | constant_impedance_B | constant_impedance_C | base_power_A | base_power_B | base_power_C | power_pf_A | power_pf_B | power_pf_C | current_pf_A | current_pf_B | current_pf_C | impedance_pf_A | impedance_pf_B | impedance_pf_C | power_fraction_A | power_fraction_B | power_fraction_C | current_fraction_A | current_fraction_B | current_fraction_C | impedance_fraction_A | impedance_fraction_B | impedance_fraction_C | dcircuit | selected | monitored | monitored_fields | class_monitored_fields | played | played_fields | base_kw_A | base_kw_B | base_kw_C | kw_A | kw_B | kw_C | comments | critical_load | dem_resp_lb | dem_resp_ub | dem_resp_shortage_cost | dem_resp_surplus_cost | num_customers
load_220330668 |  | node_1389090_468_15283773_437 |  | AN | 0 | Residential | 60883.2+25936.135j | 0 | 0 | 0 | 0 | 0 | [24 empty] | 8105003 | no | no |  |  | no |  | 0 | 0 | 0 | 0 | 0 | 0 |  | 1 | 1 | 1 | 0 | 0 | 0
load_220330669 |  | node_1389352_98_15283651_397 |  | AN | 0 | Residential | 33408+14231.748j | 0 | 0 | 0 | 0 | 0 | [24 empty] | 8105003 | no | no |  |  | no |  | 0 | 0 | 0 | 0 | 0 | 0 |  | 1 | 1 | 1 | 0 | 0 | 0
load_220330670 |  | node_1389395_762_15283975_115 |  | AN | 0 | Residential | 3643.2+1551.997j | 0 | 0 | 0 | 0 | 0 | [24 empty] | 8105003 | no | no |  |  | no |  | 0 | 0 | 0 | 0 | 0 | 0 |  | 1 | 1 | 1 | 0 | 0 | 0
load_220330671 |  | node_1389405_587_15284524_218 |  | AN | 0 | Residential | 11772+5014.851j | 0 | 0 | 0 | 0 | 0 | [24 empty] | 8105003 | no | no |  |  | no |  | 0 | 0 | 0 | 0 | 0 | 0 |  | 1 | 1 | 1 | 0 | 0 | 0
load_220330675 |  | node_1389161_868_15283955_74 |  | AN | 0 | Residential | 56750.4+24175.569j | 0 | 0 | 0 | 0 | 0 | [24 empty] | 8105003 | no | no |  |  | no |  | 0 | 0 | 0 | 0 | 0 | 0 |  | 1 | 1 | 1 | 0 | 0 | 0
load_220331537 |  | node_1385629_691_15287606_437 |  | AN | 0 | Residential | 56260.8+23967j | 0 | 0 | 0 | 0 | 0 | [24 empty] | 8105003 | no | no |  |  | no |  | 0 | 0 | 0 | 0 | 0 | 0 |  | 1 | 1 | 1 | 0 | 0 | 0
load_220331540 |  | node_1384403_82_15287275_044 |  | AN | 0 | Residential | 525.6+223.905j | 0 | 0 | 0 | 0 | 0 | [24 empty] | 8105003 | no | no |  |  | no |  | 0 | 0 | 0 | 0 | 0 | 0 |  | 1 | 1 | 1 | 0 | 0 | 0
load_220332727 |  | node_1384879_594_15287811_997 |  | AN | 0 | Residential | 20239.2+8621.863j | 0 | 0 | 0 | 0 | 0 | [24 empty] | 8105003 | no | no |  |  | no |  | 0 | 0 | 0 | 0 | 0 | 0 |  | 1 | 1 | 1 | 0 | 0 | 0
load_220332733 |  | node_1386798_388_15287371_784 |  | AN | 0 | Residential | 53157.6+22645.043j | 0 | 0 | 0 | 0 | 0 | [24 empty] | 8105003 | no | no |  |  | no |  | 0 | 0 | 0 | 0 | 0 | 0 |  | 1 | 1 | 1 | 0 | 0 | 0
load_220332734 |  | node_1386325_872_15287313_295 |  | AN | 0 | Residential | 14306.4+6094.501j | 0 | 0 | 0 | 0 | 0 | [24 empty] | 8105003 | no | no |  |  | no |  | 0 | 0 | 0 | 0 | 0 | 0 |  | 1 | 1 | 1 | 0 | 0 | 0
load_220332735 |  | node_1385983_039_15287313_392 |  | AN | 0 | Residential | 10908+4646.789j | 0 | 0 | 0 | 0 | 0 | [24 empty] | 8105003 | no | no |  |  | no |  | 0 | 0 | 0 | 0 | 0 | 0 |  | 1 | 1 | 1 | 0 | 0 | 0
load_220332828 |  | node_1383803_891_15287488_39 |  | AN | 0 | Residential | 12650.4+5389.048j | 0 | 0 | 0 | 0 | 0 | [24 empty] | 8105003 | no | no |  |  | no |  | 0 | 0 | 0 | 0 | 0 | 0 |  | 1 | 1 | 1 | 0 | 0 | 0
load_220332842 |  | node_1388483_398_15284429_112 |  | AN | 0 | Residential | 18792+8005.358j | 0 | 0 | 0 | 0 | 0 | [24 empty] | 8105003 | no | no |  |  | no |  | 0 | 0 | 0 | 0 | 0 | 0 |  | 1 | 1 | 1 | 0 | 0 | 0
load_220332843 |  | node_1388520_487_15284087_602 |  | AN | 0 | Residential | 23544+10029.702j | 0 | 0 | 0 | 0 | 0 | [24 empty] | 8105003 | no | no |  |  | no |  | 0 | 0 | 0 | 0 | 0 | 0 |  | 1 | 1 | 1 | 0 | 0 | 0
load_220332844 |  | node_1388506_737_15283869_691 |  | AN | 0 | Residential | 51321.6+21862.91j | 0 | 0 | 0 | 0 | 0 | [24 empty] | 8105003 | no | no |  |  | no |  | 0 | 0 | 0 | 0 | 0 | 0 |  | 1 | 1 | 1 | 0 | 0 | 0
load_220332845 |  | node_1388526_433_15283560_785 |  | AN | 0 | Residential | 28036.8+11943.627j | 0 | 0 | 0 | 0 | 0 | [24 empty] | 8105003 | no | no |  |  | no |  | 0 | 0 | 0 | 0 | 0 | 0 |  | 1 | 1 | 1 | 0 | 0 | 0
load_220332846 |  | node_1388548_264_15283182_158 |  | AN | 0 | Residential | 38520+16409.451j | 0 | 0 | 0 | 0 | 0 | [24 empty] | 8105003 | no | no |  |  | no |  | 0 | 0 | 0 | 0 | 0 | 0 |  | 1 | 1 | 1 | 0 | 0 | 0
load_220332847 |  | node_1388564_768_15282988_123 |  | AN | 0 | Residential | 54518.4+23224.741j | 0 | 0 | 0 | 0 | 0 | [24 empty] | 8105003 | no | no |  |  | no |  | 0 | 0 | 0 | 0 | 0 | 0 |  | 1 | 1 | 1 | 0 | 0 | 0
load_220332857 |  | node_1384402_375_15287816_387 |  | AN | 0 | Residential | 4723.2+2012.075j | 0 | 0 | 0 | 0 | 0 | [24 empty] | 8105003 | no | no |  |  | no |  | 0 | 0 | 0 | 0 | 0 | 0 |  | 1 | 1 | 1 | 0 | 0 | 0
load_220332858 |  | node_1384380_393_15287587_466 |  | AN | 0 | Residential | 25408.8+10824.103j | 0 | 0 | 0 | 0 | 0 | [24 empty] | 8105003 | no | no |  |  | no |  | 0 | 0 | 0 | 0 | 0 | 0 |  | 1 | 1 | 1 | 0 | 0 | 0
load_220332859 |  | node_1384115_432_15287283_39 |  | AN | 0 | Residential | 60206.4+25647.819j | 0 | 0 | 0 | 0 | 0 | [24 empty] | 8105003 | no | no |  |  | no |  | 0 | 0 | 0 | 0 | 0 | 0 |  | 1 | 1 | 1 | 0 | 0 | 0
load_220332860 |  | node_1383651_447_15287130_84 |  | AN | 0 | Residential | 10540.8+4490.362j | 0 | 0 | 0 | 0 | 0 | [24 empty] | 8105003 | no | no |  |  | no |  | 0 | 0 | 0 | 0 | 0 | 0 |  | 1 | 1 | 1 | 0 | 0 | 0
load_220332861 |  | node_1383405_167_15287233_508 |  | AN | 0 | Residential | 24314.4+10357.891j | 0 | 0 | 0 | 0 | 0 | [24 empty] | 8105003 | no | no |  |  | no |  | 0 | 0 | 0 | 0 | 0 | 0 |  | 1 | 1 | 1 | 0 | 0 | 0
load_220332918 |  | node_1383797_567_15287727_491 |  | AN | 0 | Residential | 19684.8+8385.69j | 0 | 0 | 0 | 0 | 0 | [24 empty] | 8105003 | no | no |  |  | no |  | 0 | 0 | 0 | 0 | 0 | 0 |  | 1 | 1 | 1 | 0 | 0 | 0
load_220332919 |  | node_1383417_368_15287738_74 |  | AN | 0 | Residential | 53992.8+23000.836j | 0 | 0 | 0 | 0 | 0 | [24 empty] | 8105003 | no | no |  |  | no |  | 0 | 0 | 0 | 0 | 0 | 0 |  | 1 | 1 | 1 | 0 | 0 | 0
load_220332920 |  | node_1383401_304_15287939_09 |  | AN | 0 | Residential | 38167.2+16259.159j | 0 | 0 | 0 | 0 | 0 | [24 empty] | 8105003 | no | no |  |  | no |  | 0 | 0 | 0 | 0 | 0 | 0 |  | 1 | 1 | 1 | 0 | 0 | 0
load_220332921 |  | node_1388750_191_15283621_995 |  | AN | 0 | Residential | 22327.2+9511.347j | 0 | 0 | 0 | 0 | 0 | [24 empty] | 8105003 | no | no |  |  | no |  | 0 | 0 | 0 | 0 | 0 | 0 |  | 1 | 1 | 1 | 0 | 0 | 0
load_220332922 |  | node_1389217_959_15283590_791 |  | AN | 0 | NonResidential | 9000+3833.984j | 0 | 0 | 0 | 0 | 0 | [24 empty] | 8105003 | no | no |  |  | no |  | 0 | 0 | 0 | 0 | 0 | 0 |  | 1 | 1 | 1 | 0 | 0 | 0
load_220332923 |  | node_1389214_495_15283616_979 |  | BN | 0 | NonResidential | 0 | 9000+3833.984j | 0 | 0 | 0 | 0 | [24 empty] | 8105003 | no | no |  |  | no |  | 0 | 0 | 0 | 0 | 0 | 0 |  | 1 | 1 | 1 | 0 | 0 | 0
load_220332924 |  | node_1389216_249_15283564_248 |  | CN | 0 | NonResidential | 0 | 0 | 9000+3833.984j | 0 | 0 | 0 | [24 empty] | 8105003 | no | no |  |  | no |  | 0 | 0 | 0 | 0 | 0 | 0 |  | 1 | 1 | 1 | 0 | 0 | 0
load_220333759 |  | node_1386072_825_15285642_54 |  | AN | 0 | Residential | 46807.2+19939.784j | 0 | 0 | 0 | 0 | 0 | [24 empty] | 8105003 | no | no |  |  | no |  | 0 | 0 | 0 | 0 | 0 | 0 |  | 1 | 1 | 1 | 0 | 0 | 0
load_220333760 |  | node_1387159_322_15283704_015 |  | AN | 0 | Residential | 20628+8787.491j | 0 | 0 | 0 | 0 | 0 | [24 empty] | 8105003 | no | no |  |  | no |  | 0 | 0 | 0 | 0 | 0 | 0 |  | 1 | 1 | 1 | 0 | 0 | 0
load_220333761 |  | node_1386791_898_15283675_961 |  | AN | 0 | Residential | 23680.8+10087.979j | 0 | 0 | 0 | 0 | 0 | [24 empty] | 8105003 | no | no |  |  | no |  | 0 | 0 | 0 | 0 | 0 | 0 |  | 1 | 1 | 1 | 0 | 0 | 0
load_220333762 |  | node_1386602_907_15283636_432 |  | AN | 0 | Residential | 34063.2+14510.862j | 0 | 0 | 0 | 0 | 0 | [24 empty] | 8105003 | no | no |  |  | no |  | 0 | 0 | 0 | 0 | 0 | 0 |  | 1 | 1 | 1 | 0 | 0 | 0
load_220333764 |  | node_1385998_117_15283505_454 |  | AN | 0 | Residential | 14313.6+6097.568j | 0 | 0 | 0 | 0 | 0 | [24 empty] | 8105003 | no | no |  |  | no |  | 0 | 0 | 0 | 0 | 0 | 0 |  | 1 | 1 | 1 | 0 | 0 | 0
load_220333765 |  | node_1385786_186_15283348_621 |  | AN | 0 | Residential | 30751.2+13099.956j | 0 | 0 | 0 | 0 | 0 | [24 empty] | 8105003 | no | no |  |  | no |  | 0 | 0 | 0 | 0 | 0 | 0 |  | 1 | 1 | 1 | 0 | 0 | 0
load_220333766 |  | node_1386903_822_15283342_532 |  | AN | 0 | NonResidential | 1000+425.998j | 0 | 0 | 0 | 0 | 0 | [24 empty] | 8105003 | no | no |  |  | no |  | 0 | 0 | 0 | 0 | 0 | 0 |  | 1 | 1 | 1 | 0 | 0 | 0
load_220333767 |  | node_1387197_625_15283268_85 |  | AN | 0 | Residential | 30268.8+12894.455j | 0 | 0 | 0 | 0 | 0 | [24 empty] | 8105003 | no | no |  |  | no |  | 0 | 0 | 0 | 0 | 0 | 0 |  | 1 | 1 | 1 | 0 | 0 | 0
load_220333768 |  | node_1386932_059_15284033_964 |  | AN | 0 | Residential | 17157.6+7309.107j | 0 | 0 | 0 | 0 | 0 | [24 empty] | 8105003 | no | no |  |  | no |  | 0 | 0 | 0 | 0 | 0 | 0 |  | 1 | 1 | 1 | 0 | 0 | 0
load_220333769 |  | node_1387469_64_15283284_689 |  | AN | 0 | Residential | 13039.2+5554.676j | 0 | 0 | 0 | 0 | 0 | [24 empty] | 8105003 | no | no |  |  | no |  | 0 | 0 | 0 | 0 | 0 | 0 |  | 1 | 1 | 1 | 0 | 0 | 0
load_220333770 |  | node_1386541_143_15284093_033 |  | AN | 0 | Residential | 8942.4+3809.446j | 0 | 0 | 0 | 0 | 0 | [24 empty] | 8105003 | no | no |  |  | no |  | 0 | 0 | 0 | 0 | 0 | 0 |  | 1 | 1 | 1 | 0 | 0 | 0
load_220333771 |  | node_1386306_912_15284080_42 |  | AN | 0 | Residential | 10828.8+4613.049j | 0 | 0 | 0 | 0 | 0 | [24 empty] | 8105003 | no | no |  |  | no |  | 0 | 0 | 0 | 0 | 0 | 0 |  | 1 | 1 | 1 | 0 | 0 | 0
load_220333772 |  | node_1386099_401_15284092_512 |  | AN | 0 | Residential | 25956+11057.21j | 0 | 0 | 0 | 0 | 0 | [24 empty] | 8105003 | no | no |  |  | no |  | 0 | 0 | 0 | 0 | 0 | 0 |  | 1 | 1 | 1 | 0 | 0 | 0
load_220333773 |  | node_1385925_437_15284112_95 |  | AN | 0 | Residential | 20527.2+8744.551j | 0 | 0 | 0 | 0 | 0 | [24 empty] | 8105003 | no | no |  |  | no |  | 0 | 0 | 0 | 0 | 0 | 0 |  | 1 | 1 | 1 | 0 | 0 | 0
load_220333774 |  | node_1385614_999_15284605_062 |  | AN | 0 | Residential | 19094.4+8134.18j | 0 | 0 | 0 | 0 | 0 | [24 empty] | 8105003 | no | no |  |  | no |  | 0 | 0 | 0 | 0 | 0 | 0 |  | 1 | 1 | 1 | 0 | 0 | 0
load_220333775 |  | node_1385933_463_15285046_93 |  | AN | 0 | Residential | 9597.6+4088.56j | 0 | 0 | 0 | 0 | 0 | [24 empty] | 8105003 | no | no |  |  | no |  | 0 | 0 | 0 | 0 | 0 | 0 |  | 1 | 1 | 1 | 0 | 0 | 0
load_220333776 |  | node_1385918_119_15285233_03 |  | AN | 0 | Residential | 17452.8+7434.862j | 0 | 0 | 0 | 0 | 0 | [24 empty] | 8105003 | no | no |  |  | no |  | 0 | 0 | 0 | 0 | 0 | 0 |  | 1 | 1 | 1 | 0 | 0 | 0
load_220333778 |  | node_1380201_111_15280366_065 |  | AN | 0 | Residential | 52740+22467.146j | 0 | 0 | 0 | 0 | 0 | [24 empty] | 8105003 | no | no |  |  | no |  | 0 | 0 | 0 | 0 | 0 | 0 |  | 1 | 1 | 1 | 0 | 0 | 0
load_220333779 |  | node_1380090_567_15280635_415 |  | AN | 0 | Residential | 35071.2+14940.269j | 0 | 0 | 0 | 0 | 0 | [24 empty] | 8105003 | no | no |  |  | no |  | 0 | 0 | 0 | 0 | 0 | 0 |  | 1 | 1 | 1 | 0 | 0 | 0
load_220333780 |  | node_1380401_49_15280546_254 |  | AN | 0 | Residential | 38527.2+16412.518j | 0 | 0 | 0 | 0 | 0 | [24 empty] | 8105003 | no | no |  |  | no |  | 0 | 0 | 0 | 0 | 0 | 0 |  | 1 | 1 | 1 | 0 | 0 | 0
load_220333781 |  | node_1387922_645_15283392_339 |  | AN | 0 | Residential | 19166.4+8164.852j | 0 | 0 | 0 | 0 | 0 | [24 empty] | 8105003 | no | no |  |  | no |  | 0 | 0 | 0 | 0 | 0 | 0 |  | 1 | 1 | 1 | 0 | 0 | 0
load_220333782 |  | node_1380724_884_15281034_873 |  | AN | 0 | Residential | 35913.6+15299.13j | 0 | 0 | 0 | 0 | 0 | [24 empty] | 8105003 | no | no |  |  | no |  | 0 | 0 | 0 | 0 | 0 | 0 |  | 1 | 1 | 1 | 0 | 0 | 0
load_220333783 |  | node_1380670_193_15280683_477 |  | AN | 0 | Residential | 13219.2+5631.356j | 0 | 0 | 0 | 0 | 0 | [24 empty] | 8105003 | no | no |  |  | no |  | 0 | 0 | 0 | 0 | 0 | 0 |  | 1 | 1 | 1 | 0 | 0 | 0
load_220333784 |  | node_1380507_615_15280333_31 |  | AN | 0 | Residential | 31456.8+13400.541j | 0 | 0 | 0 | 0 | 0 | [24 empty] | 8105003 | no | no |  |  | no |  | 0 | 0 | 0 | 0 | 0 | 0 |  | 1 | 1 | 1 | 0 | 0 | 0
load_220333785 |  | node_1380309_327_15279896_863 |  | AN | 0 | Residential | 28677.6+12216.606j | 0 | 0 | 0 | 0 | 0 | [24 empty] | 8105003 | no | no |  |  | no |  | 0 | 0 | 0 | 0 | 0 | 0 |  | 1 | 1 | 1 | 0 | 0 | 0
load_220333786 |  | node_1380175_265_15279664_306 |  | AN | 0 | Residential | 39830.4+16967.679j | 0 | 0 | 0 | 0 | 0 | [24 empty] | 8105003 | no | no |  |  | no |  | 0 | 0 | 0 | 0 | 0 | 0 |  | 1 | 1 | 1 | 0 | 0 | 0
load_220333787 |  | node_1388222_712_15282896_739 |  | AN | 0 | Residential | 62100+26454.489j | 0 | 0 | 0 | 0 | 0 | [24 empty] | 8105003 | no | no |  |  | no |  | 0 | 0 | 0 | 0 | 0 | 0 |  | 1 | 1 | 1 | 0 | 0 | 0
load_220333788 |  | node_1388406_674_15282599_977 |  | AN | 0 | Residential | 38952+16593.483j | 0 | 0 | 0 | 0 | 0 | [24 empty] | 8105003 | no | no |  |  | no |  | 0 | 0 | 0 | 0 | 0 | 0 |  | 1 | 1 | 1 | 0 | 0 | 0
load_220333789 |  | node_1388229_307_15282511_07 |  | AN | 0 | Residential | 45064.8+19197.524j | 0 | 0 | 0 | 0 | 0 | [24 empty] | 8105003 | no | no |  |  | no |  | 0 | 0 | 0 | 0 | 0 | 0 |  | 1 | 1 | 1 | 0 | 0 | 0
load_220333790 |  | node_1387703_339_15282262_489 |  | AN | 0 | Residential | 60192+25641.685j | 0 | 0 | 0 | 0 | 0 | [24 empty] | 8105003 | no | no |  |  | no |  | 0 | 0 | 0 | 0 | 0 | 0 |  | 1 | 1 | 1 | 0 | 0 | 0
load_220333791 |  | node_1388622_422_15282714_55 |  | AN | 0 | Residential | 17539.2+7471.668j | 0 | 0 | 0 | 0 | 0 | [24 empty] | 8105003 | no | no |  |  | no |  | 0 | 0 | 0 | 0 | 0 | 0 |  | 1 | 1 | 1 | 0 | 0 | 0
load_220333802 |  | node_1386971_341_15283006_283 |  | AN | 0 | NonResidential | 0 | 0 | 0 | 0 | 0 | 0 | [24 empty] | 8105003 | no | no |  |  | no |  | 0 | 0 | 0 | 0 | 0 | 0 |  | 1 | 1 | 1 | 0 | 0 | 0
load_220333803 |  | node_1387298_926_15282949_183 |  | AN | 0 | Residential | 20030.4+8532.915j | 0 | 0 | 0 | 0 | 0 | [24 empty] | 8105003 | no | no |  |  | no |  | 0 | 0 | 0 | 0 | 0 | 0 |  | 1 | 1 | 1 | 0 | 0 | 0
load_220333804 |  | node_1386501_524_15283169_912 |  | AN | 0 | Residential | 70725.6+30128.979j | 0 | 0 | 0 | 0 | 0 | [24 empty] | 8105003 | no | no |  |  | no |  | 0 | 0 | 0 | 0 | 0 | 0 |  | 1 | 1 | 1 | 0 | 0 | 0
load_220333805 |  | node_1385931_836_15283033_674 |  | AN | 0 | Residential | 36612+15596.647j | 0 | 0 | 0 | 0 | 0 | [24 empty] | 8105003 | no | no |  |  | no |  | 0 | 0 | 0 | 0 | 0 | 0 |  | 1 | 1 | 1 | 0 | 0 | 0
load_220333809 |  | node_1387816_652_15283096_138 |  | AN | 0 | Residential | 49413.6+21050.105j | 0 | 0 | 0 | 0 | 0 | [24 empty] | 8105003 | no | no |  |  | no |  | 0 | 0 | 0 | 0 | 0 | 0 |  | 1 | 1 | 1 | 0 | 0 | 0
load_220333810 |  | node_1387626_777_15282723_524 |  | AN | 0 | Residential | 55317.6+23565.199j | 0 | 0 | 0 | 0 | 0 | [24 empty] | 8105003 | no | no |  |  | no |  | 0 | 0 | 0 | 0 | 0 | 0 |  | 1 | 1 | 1 | 0 | 0 | 0
load_220333831 |  | node_1385359_497_15280322_071 |  | AN | 0 | Residential | 16826.4+7168.016j | 0 | 0 | 0 | 0 | 0 | [24 empty] | 8105003 | no | no |  |  | no |  | 0 | 0 | 0 | 0 | 0 | 0 |  | 1 | 1 | 1 | 0 | 0 | 0
load_220333832 |  | node_1385701_783_15280161_838 |  | AN | 0 | Residential | 18993.6+8091.24j | 0 | 0 | 0 | 0 | 0 | [24 empty] | 8105003 | no | no |  |  | no |  | 0 | 0 | 0 | 0 | 0 | 0 |  | 1 | 1 | 1 | 0 | 0 | 0
load_220333833 |  | node_1386106_836_15279979_926 |  | AN | 0 | Residential | 10778.4+4591.579j | 0 | 0 | 0 | 0 | 0 | [24 empty] | 8105003 | no | no |  |  | no |  | 0 | 0 | 0 | 0 | 0 | 0 |  | 1 | 1 | 1 | 0 | 0 | 0
load_220333949 |  | node_1384369_648_15286807_43 |  | AN | 0 | Residential | 3592.8+1530.526j | 0 | 0 | 0 | 0 | 0 | [24 empty] | 8105003 | no | no |  |  | no |  | 0 | 0 | 0 | 0 | 0 | 0 |  | 1 | 1 | 1 | 0 | 0 | 0
load_220333950 |  | node_1383443_875_15286319_364 |  | AN | 0 | Residential | 10425.6+4441.287j | 0 | 0 | 0 | 0 | 0 | [24 empty] | 8105003 | no | no |  |  | no |  | 0 | 0 | 0 | 0 | 0 | 0 |  | 1 | 1 | 1 | 0 | 0 | 0
load_220333951 |  | node_1382182_052_15280941_361 |  | AN | 0 | Residential | 5810.4+2475.22j | 0 | 0 | 0 | 0 | 0 | [24 empty] | 8105003 | no | no |  |  | no |  | 0 | 0 | 0 | 0 | 0 | 0 |  | 1 | 1 | 1 | 0 | 0 | 0
load_220333953 |  | node_1381818_916_15280627_334 |  | AN | 0 | Residential | 8020.8+3416.846j | 0 | 0 | 0 | 0 | 0 | [24 empty] | 8105003 | no | no |  |  | no |  | 0 | 0 | 0 | 0 | 0 | 0 |  | 1 | 1 | 1 | 0 | 0 | 0
load_220333954 |  | node_1381585_301_15280457_873 |  | AN | 0 | Residential | 12448.8+5303.167j | 0 | 0 | 0 | 0 | 0 | [24 empty] | 8105003 | no | no |  |  | no |  | 0 | 0 | 0 | 0 | 0 | 0 |  | 1 | 1 | 1 | 0 | 0 | 0
load_220333955 |  | node_1380615_64_15279760_376 |  | AN | 0 | Residential | 4766.4+2030.478j | 0 | 0 | 0 | 0 | 0 | [24 empty] | 8105003 | no | no |  |  | no |  | 0 | 0 | 0 | 0 | 0 | 0 |  | 1 | 1 | 1 | 0 | 0 | 0
load_220333956 |  | node_1380481_146_15279522_686 |  | AN | 0 | Residential | 16444.8+7005.455j | 0 | 0 | 0 | 0 | 0 | [24 empty] | 8105003 | no | no |  |  | no |  | 0 | 0 | 0 | 0 | 0 | 0 |  | 1 | 1 | 1 | 0 | 0 | 0
load_220333957 |  | node_1380328_824_15279277_282 |  | AN | 0 | Residential | 34869.6+14854.387j | 0 | 0 | 0 | 0 | 0 | [24 empty] | 8105003 | no | no |  |  | no |  | 0 | 0 | 0 | 0 | 0 | 0 |  | 1 | 1 | 1 | 0 | 0 | 0
load_220333958 |  | node_1380227_1_15278963_185 |  | AN | 0 | Residential | 13521.6+5760.177j | 0 | 0 | 0 | 0 | 0 | [24 empty] | 8105003 | no | no |  |  | no |  | 0 | 0 | 0 | 0 | 0 | 0 |  | 1 | 1 | 1 | 0 | 0 | 0
load_220333962 |  | node_1387210_756_15286946_08 |  | AN | 0 | Residential | 95212.8+40560.483j | 0 | 0 | 0 | 0 | 0 | [24 empty] | 8105003 | no | no |  |  | no |  | 0 | 0 | 0 | 0 | 0 | 0 |  | 1 | 1 | 1 | 0 | 0 | 0
load_220333963 |  | node_1387062_103_15286430_253 |  | AN | 0 | Residential | 14140.8+6023.956j | 0 | 0 | 0 | 0 | 0 | [24 empty] | 8105003 | no | no |  |  | no |  | 0 | 0 | 0 | 0 | 0 | 0 |  | 1 | 1 | 1 | 0 | 0 | 0
load_220333964 |  | node_1387071_186_15285919_928 |  | AN | 0 | Residential | 3859.2+1644.012j | 0 | 0 | 0 | 0 | 0 | [24 empty] | 8105003 | no | no |  |  | no |  | 0 | 0 | 0 | 0 | 0 | 0 |  | 1 | 1 | 1 | 0 | 0 | 0
load_220333965 |  | node_1387452_827_15285924_958 |  | AN | 0 | Residential | 15480+6594.452j | 0 | 0 | 0 | 0 | 0 | [24 empty] | 8105003 | no | no |  |  | no |  | 0 | 0 | 0 | 0 | 0 | 0 |  | 1 | 1 | 1 | 0 | 0 | 0
load_220333967 |  | node_1387023_579_15285738_477 |  | AN | 0 | Residential | 27496.8+11713.588j | 0 | 0 | 0 | 0 | 0 | [24 empty] | 8105003 | no | no |  |  | no |  | 0 | 0 | 0 | 0 | 0 | 0 |  | 1 | 1 | 1 | 0 | 0 | 0
load_220333968 |  | node_1387130_619_15285331_602 |  | AN | 0 | Residential | 15876+6763.148j | 0 | 0 | 0 | 0 | 0 | [24 empty] | 8105003 | no | no |  |  | no |  | 0 | 0 | 0 | 0 | 0 | 0 |  | 1 | 1 | 1 | 0 | 0 | 0
load_220333969 |  | node_1387146_129_15284944_339 |  | AN | 0 | Residential | 21960+9354.921j | 0 | 0 | 0 | 0 | 0 | [24 empty] | 8105003 | no | no |  |  | no |  | 0 | 0 | 0 | 0 | 0 | 0 |  | 1 | 1 | 1 | 0 | 0 | 0
load_220333971 |  | node_1387367_25_15284663_353 |  | AN | 0 | Residential | 41133.6+17522.84j | 0 | 0 | 0 | 0 | 0 | [24 empty] | 8105003 | no | no |  |  | no |  | 0 | 0 | 0 | 0 | 0 | 0 |  | 1 | 1 | 1 | 0 | 0 | 0
load_220334196 |  | node_1385682_281_15276666_064 |  | AN | 0 | Residential | 2800.8+1193.136j | 0 | 0 | 0 | 0 | 0 | [24 empty] | 8105003 | no | no |  |  | no |  | 0 | 0 | 0 | 0 | 0 | 0 |  | 1 | 1 | 1 | 0 | 0 | 0
load_220334346 |  | node_1382414_926_15277437_417 |  | AN | 0 | Other | 0 | 0 | 0 | 0 | 0 | 0 | [24 empty] | 8105003 | no | no |  |  | no |  | 0 | 0 | 0 | 0 | 0 | 0 |  | 1 | 1 | 1 | 0 | 0 | 0
load_220334350 |  | node_1383508_575_15277552_082 |  | AN | 0 | Residential | 2887.2+1229.942j | 0 | 0 | 0 | 0 | 0 | [24 empty] | 8105003 | no | no |  |  | no |  | 0 | 0 | 0 | 0 | 0 | 0 |  | 1 | 1 | 1 | 0 | 0 | 0
load_220334351 |  | node_1383070_432_15277142_434 |  | AN | 0 | Residential | 9864+4202.046j | 0 | 0 | 0 | 0 | 0 | [24 empty] | 8105003 | no | no |  |  | no |  | 0 | 0 | 0 | 0 | 0 | 0 |  | 1 | 1 | 1 | 0 | 0 | 0
load_220334355 |  | node_1382568_456_15277177_746 |  | AN | 0 | Other | 0 | 0 | 0 | 0 | 0 | 0 | [24 empty] | 8105003 | no | no |  |  | no |  | 0 | 0 | 0 | 0 | 0 | 0 |  | 1 | 1 | 1 | 0 | 0 | 0
load_220334356 |  | node_1382187_903_15276488_091 |  | AN | 0 | Residential | 2455.2+1045.911j | 0 | 0 | 0 | 0 | 0 | [24 empty] | 8105003 | no | no |  |  | no |  | 0 | 0 | 0 | 0 | 0 | 0 |  | 1 | 1 | 1 | 0 | 0 | 0
load_220334357 |  | node_1382156_811_15276239_218 |  | AN | 0 | Residential | 8409.6+3582.475j | 0 | 0 | 0 | 0 | 0 | [24 empty] | 8105003 | no | no |  |  | no |  | 0 | 0 | 0 | 0 | 0 | 0 |  | 1 | 1 | 1 | 0 | 0 | 0
load_220334359 |  | node_1384447_092_15278868_871 |  | AN | 0 | NonResidential | 35000+14909.938j | 0 | 0 | 0 | 0 | 0 | [24 empty] | 8105003 | no | no |  |  | no |  | 0 | 0 | 0 | 0 | 0 | 0 |  | 1 | 1 | 1 | 0 | 0 | 0
load_220334360 |  | node_1384442_719_15278842_86 |  | BN | 0 | NonResidential | 0 | 35000+14909.938j | 0 | 0 | 0 | 0 | [24 empty] | 8105003 | no | no |  |  | no |  | 0 | 0 | 0 | 0 | 0 | 0 |  | 1 | 1 | 1 | 0 | 0 | 0
load_220334362 |  | node_1384486_93_15279081_165 |  | AN | 0 | NonResidential | 0 | 0 | 0 | 0 | 0 | 0 | [24 empty] | 8105003 | no | no |  |  | no |  | 0 | 0 | 0 | 0 | 0 | 0 |  | 1 | 1 | 1 | 0 | 0 | 0
load_220334363 |  | node_1384202_556_15279077_406 |  | AN | 0 | Residential | 8611.2+3668.356j | 0 | 0 | 0 | 0 | 0 | [24 empty] | 8105003 | no | no |  |  | no |  | 0 | 0 | 0 | 0 | 0 | 0 |  | 1 | 1 | 1 | 0 | 0 | 0
load_220334364 |  | node_1384054_057_15279343_657 |  | AN | 0 | NonResidential | 1000+425.998j | 0 | 0 | 0 | 0 | 0 | [24 empty] | 8105003 | no | no |  |  | no |  | 0 | 0 | 0 | 0 | 0 | 0 |  | 1 | 1 | 1 | 0 | 0 | 0
load_220334365 |  | node_1383713_958_15277713_13 |  | AN | 0 | Residential | 16725.6+7125.076j | 0 | 0 | 0 | 0 | 0 | [24 empty] | 8105003 | no | no |  |  | no |  | 0 | 0 | 0 | 0 | 0 | 0 |  | 1 | 1 | 1 | 0 | 0 | 0
load_220334366 |  | node_1383886_639_15277211_975 |  | AN | 0 | NonResidential | 0 | 0 | 0 | 0 | 0 | 0 | [24 empty] | 8105003 | no | no |  |  | no |  | 0 | 0 | 0 | 0 | 0 | 0 |  | 1 | 1 | 1 | 0 | 0 | 0
load_220334367 |  | node_1383893_818_15277187_214 |  | AN | 0 | NonResidential | 0 | 0 | 0 | 0 | 0 | 0 | [24 empty] | 8105003 | no | no |  |  | no |  | 0 | 0 | 0 | 0 | 0 | 0 |  | 1 | 1 | 1 | 0 | 0 | 0
load_220334368 |  | node_1384003_747_15277089_519 |  | AN | 0 | NonResidential | 0 | 0 | 0 | 0 | 0 | 0 | [24 empty] | 8105003 | no | no |  |  | no |  | 0 | 0 | 0 | 0 | 0 | 0 |  | 1 | 1 | 1 | 0 | 0 | 0
load_220334369 |  | node_1384021_112_15277102_563 |  | BN | 0 | NonResidential | 0 | 0 | 0 | 0 | 0 | 0 | [24 empty] | 8105003 | no | no |  |  | no |  | 0 | 0 | 0 | 0 | 0 | 0 |  | 1 | 1 | 1 | 0 | 0 | 0
load_220334370 |  | node_1383984_488_15277082_927 |  | CN | 0 | NonResidential | 0 | 0 | 0 | 0 | 0 | 0 | [24 empty] | 8105003 | no | no |  |  | no |  | 0 | 0 | 0 | 0 | 0 | 0 |  | 1 | 1 | 1 | 0 | 0 | 0
load_220334390 |  | node_1382956_3_15273105_137 |  | AN | 0 | Residential | 4161.6+1772.834j | 0 | 0 | 0 | 0 | 0 | [24 empty] | 8105003 | no | no |  |  | no |  | 0 | 0 | 0 | 0 | 0 | 0 |  | 1 | 1 | 1 | 0 | 0 | 0
load_220334392 |  | node_1383253_795_15272403_711 |  | AN | 0 | Other | 0 | 0 | 0 | 0 | 0 | 0 | [24 empty] | 8105003 | no | no |  |  | no |  | 0 | 0 | 0 | 0 | 0 | 0 |  | 1 | 1 | 1 | 0 | 0 | 0
load_220334393 |  | node_1383355_968_15273688_194 |  | AN | 0 | Other | 0 | 0 | 0 | 0 | 0 | 0 | [24 empty] | 8105003 | no | no |  |  | no |  | 0 | 0 | 0 | 0 | 0 | 0 |  | 1 | 1 | 1 | 0 | 0 | 0
load_220334394 |  | node_1383545_8_15273147_417 |  | AN | 0 | Residential | 17690.4+7536.079j | 0 | 0 | 0 | 0 | 0 | [24 empty] | 8105003 | no | no |  |  | no |  | 0 | 0 | 0 | 0 | 0 | 0 |  | 1 | 1 | 1 | 0 | 0 | 0
load_220334395 |  | node_1384508_602_15273216_157 |  | AN | 0 | Residential | 11973.6+5100.732j | 0 | 0 | 0 | 0 | 0 | [24 empty] | 8105003 | no | no |  |  | no |  | 0 | 0 | 0 | 0 | 0 | 0 |  | 1 | 1 | 1 | 0 | 0 | 0
load_220334396 |  | node_1381505_631_15274203_467 |  | AN | 0 | NonResidential | 3607.2+1536.661j | 0 | 0 | 0 | 0 | 0 | [24 empty] | 8105003 | no | no |  |  | no |  | 0 | 0 | 0 | 0 | 0 | 0 |  | 1 | 1 | 1 | 0 | 0 | 0
load_220334397 |  | node_1381859_171_15273678_444 |  | AN | 0 | NonResidential | 370000+157619.34j | 0 | 0 | 0 | 0 | 0 | [24 empty] | 8105003 | no | no |  |  | no |  | 0 | 0 | 0 | 0 | 0 | 0 |  | 1 | 1 | 1 | 0 | 0 | 0
load_220334398 |  | node_1381845_039_15273019_249 |  | AN | 0 | Residential | 33962.4+14467.922j | 0 | 0 | 0 | 0 | 0 | [24 empty] | 8105003 | no | no |  |  | no |  | 0 | 0 | 0 | 0 | 0 | 0 |  | 1 | 1 | 1 | 0 | 0 | 0
load_220334399 |  | node_1382558_245_15278954_282 |  | AN | 0 | NonResidential | 9000+3833.984j | 0 | 0 | 0 | 0 | 0 | [24 empty] | 8105003 | no | no |  |  | no |  | 0 | 0 | 0 | 0 | 0 | 0 |  | 1 | 1 | 1 | 0 | 0 | 0
load_220334400 |  | node_1382672_897_15278027_89 |  | AN | 0 | Other | 0 | 0 | 0 | 0 | 0 | 0 | [24 empty] | 8105003 | no | no |  |  | no |  | 0 | 0 | 0 | 0 | 0 | 0 |  | 1 | 1 | 1 | 0 | 0 | 0
load_220334440 |  | node_1386683_793_15286931_438 |  | AN | 0 | Residential | 43156.8+18384.72j | 0 | 0 | 0 | 0 | 0 | [24 empty] | 8105003 | no | no |  |  | no |  | 0 | 0 | 0 | 0 | 0 | 0 |  | 1 | 1 | 1 | 0 | 0 | 0
load_220334469 |  | node_1383859_097_15278291_504 |  | AN | 0 | NonResidential | 792+337.391j | 0 | 0 | 0 | 0 | 0 | [24 empty] | 8105003 | no | no |  |  | no |  | 0 | 0 | 0 | 0 | 0 | 0 |  | 1 | 1 | 1 | 0 | 0 | 0
load_220334516 |  | node_1384013_109_15275624_947 |  | AN | 0 | Other | 0 | 0 | 0 | 0 | 0 | 0 | [24 empty] | 8105003 | no | no |  |  | no |  | 0 | 0 | 0 | 0 | 0 | 0 |  | 1 | 1 | 1 | 0 | 0 | 0
load_220334517 |  | node_1384016_017_15275651_312 |  | BN | 0 | Other | 0 | 0 | 0 | 0 | 0 | 0 | [24 empty] | 8105003 | no | no |  |  | no |  | 0 | 0 | 0 | 0 | 0 | 0 |  | 1 | 1 | 1 | 0 | 0 | 0
load_220334518 |  | node_1384005_218_15275600_445 |  | CN | 0 | Other | 0 | 0 | 0 | 0 | 0 | 0 | [24 empty] | 8105003 | no | no |  |  | no |  | 0 | 0 | 0 | 0 | 0 | 0 |  | 1 | 1 | 1 | 0 | 0 | 0
load_220334519 |  | node_1382398_24_15276164_52 |  | AN | 0 | Other | 0 | 0 | 0 | 0 | 0 | 0 | [24 empty] | 8105003 | no | no |  |  | no |  | 0 | 0 | 0 | 0 | 0 | 0 |  | 1 | 1 | 1 | 0 | 0 | 0
load_220334520 |  | node_1385374_699_15274712_068 |  | AN | 0 | NonResidential | 666.667+283.999j | 0 | 0 | 0 | 0 | 0 | [24 empty] | 8105003 | no | no |  |  | no |  | 0 | 0 | 0 | 0 | 0 | 0 |  | 1 | 1 | 1 | 0 | 0 | 0
load_220334521 |  | node_1385384_32_15274688_863 |  | BN | 0 | NonResidential | 0 | 666.667+283.999j | 0 | 0 | 0 | 0 | [24 empty] | 8105003 | no | no |  |  | no |  | 0 | 0 | 0 | 0 | 0 | 0 |  | 1 | 1 | 1 | 0 | 0 | 0
load_220334522 |  | node_1385369_899_15274737_862 |  | CN | 0 | NonResidential | 0 | 0 | 666.667+283.999j | 0 | 0 | 0 | [24 empty] | 8105003 | no | no |  |  | no |  | 0 | 0 | 0 | 0 | 0 | 0 |  | 1 | 1 | 1 | 0 | 0 | 0
load_220334523 |  | node_1383083_487_15276297_114 |  | AN | 0 | Residential | 9864+4202.046j | 0 | 0 | 0 | 0 | 0 | [24 empty] | 8105003 | no | no |  |  | no |  | 0 | 0 | 0 | 0 | 0 | 0 |  | 1 | 1 | 1 | 0 | 0 | 0
load_220334526 |  | node_1386752_409_15284494_979 |  | AN | 0 | Residential | 3837.6+1634.811j | 0 | 0 | 0 | 0 | 0 | [24 empty] | 8105003 | no | no |  |  | no |  | 0 | 0 | 0 | 0 | 0 | 0 |  | 1 | 1 | 1 | 0 | 0 | 0
load_220334527 |  | node_1386649_425_15284762_886 |  | AN | 0 | Residential | 23608.8+10057.307j | 0 | 0 | 0 | 0 | 0 | [24 empty] | 8105003 | no | no |  |  | no |  | 0 | 0 | 0 | 0 | 0 | 0 |  | 1 | 1 | 1 | 0 | 0 | 0
load_220334528 |  | node_1386660_03_15285012_156 |  | AN | 0 | Residential | 4903.2+2088.754j | 0 | 0 | 0 | 0 | 0 | [24 empty] | 8105003 | no | no |  |  | no |  | 0 | 0 | 0 | 0 | 0 | 0 |  | 1 | 1 | 1 | 0 | 0 | 0
load_220334529 |  | node_1386796_534_15285255_96 |  | AN | 0 | Residential | 14961.6+6373.615j | 0 | 0 | 0 | 0 | 0 | [24 empty] | 8105003 | no | no |  |  | no |  | 0 | 0 | 0 | 0 | 0 | 0 |  | 1 | 1 | 1 | 0 | 0 | 0
load_220334531 |  | node_1387095_801_15284216_267 |  | AN | 0 | Residential | 61552.8+26221.383j | 0 | 0 | 0 | 0 | 0 | [24 empty] | 8105003 | no | no |  |  | no |  | 0 | 0 | 0 | 0 | 0 | 0 |  | 1 | 1 | 1 | 0 | 0 | 0
load_220334532 |  | node_1387482_784_15284303_359 |  | AN | 0 | Residential | 5479.2+2334.129j | 0 | 0 | 0 | 0 | 0 | [24 empty] | 8105003 | no | no |  |  | no |  | 0 | 0 | 0 | 0 | 0 | 0 |  | 1 | 1 | 1 | 0 | 0 | 0
load_220334533 |  | node_1387732_979_15284230_083 |  | AN | 0 | Residential | 22053.6+9394.794j | 0 | 0 | 0 | 0 | 0 | [24 empty] | 8105003 | no | no |  |  | no |  | 0 | 0 | 0 | 0 | 0 | 0 |  | 1 | 1 | 1 | 0 | 0 | 0
load_220334538 |  | node_1387803_07_15285968_256 |  | AN | 0 | Residential | 14169.6+6036.224j | 0 | 0 | 0 | 0 | 0 | [24 empty] | 8105003 | no | no |  |  | no |  | 0 | 0 | 0 | 0 | 0 | 0 |  | 1 | 1 | 1 | 0 | 0 | 0
load_220334539 |  | node_1387424_679_15285543_856 |  | AN | 0 | Residential | 30110.4+12826.977j | 0 | 0 | 0 | 0 | 0 | [24 empty] | 8105003 | no | no |  |  | no |  | 0 | 0 | 0 | 0 | 0 | 0 |  | 1 | 1 | 1 | 0 | 0 | 0
load_220334540 |  | node_1387466_096_15285219_618 |  | AN | 0 | Residential | 20232+8618.796j | 0 | 0 | 0 | 0 | 0 | [24 empty] | 8105003 | no | no |  |  | no |  | 0 | 0 | 0 | 0 | 0 | 0 |  | 1 | 1 | 1 | 0 | 0 | 0
load_220334541 |  | node_1387501_238_15284900_257 |  | AN | 0 | Residential | 8956.8+3815.581j | 0 | 0 | 0 | 0 | 0 | [24 empty] | 8105003 | no | no |  |  | no |  | 0 | 0 | 0 | 0 | 0 | 0 |  | 1 | 1 | 1 | 0 | 0 | 0
load_220334542 |  | node_1387799_4_15284882_019 |  | AN | 0 | Residential | 21376.8+9106.479j | 0 | 0 | 0 | 0 | 0 | [24 empty] | 8105003 | no | no |  |  | no |  | 0 | 0 | 0 | 0 | 0 | 0 |  | 1 | 1 | 1 | 0 | 0 | 0
load_220334543 |  | node_1387912_02_15284530_123 |  | AN | 0 | Residential | 19634.4+8364.219j | 0 | 0 | 0 | 0 | 0 | [24 empty] | 8105003 | no | no |  |  | no |  | 0 | 0 | 0 | 0 | 0 | 0 |  | 1 | 1 | 1 | 0 | 0 | 0
load_220334567 |  | node_1387530_509_15283890_413 |  | AN | 0 | Residential | 37612.8+16022.986j | 0 | 0 | 0 | 0 | 0 | [24 empty] | 8105003 | no | no |  |  | no |  | 0 | 0 | 0 | 0 | 0 | 0 |  | 1 | 1 | 1 | 0 | 0 | 0
load_220334568 |  | node_1387643_154_15283663_879 |  | AN | 0 | Residential | 23436+9983.694j | 0 | 0 | 0 | 0 | 0 | [24 empty] | 8105003 | no | no |  |  | no |  | 0 | 0 | 0 | 0 | 0 | 0 |  | 1 | 1 | 1 | 0 | 0 | 0
load_220334569 |  | node_1387790_787_15283994_394 |  | AN | 0 | Residential | 21837.6+9302.779j | 0 | 0 | 0 | 0 | 0 | [24 empty] | 8105003 | no | no |  |  | no |  | 0 | 0 | 0 | 0 | 0 | 0 |  | 1 | 1 | 1 | 0 | 0 | 0
load_220334570 |  | node_1387957_224_15283958_976 |  | AN | 0 | Residential | 2721.6+1159.397j | 0 | 0 | 0 | 0 | 0 | [24 empty] | 8105003 | no | no |  |  | no |  | 0 | 0 | 0 | 0 | 0 | 0 |  | 1 | 1 | 1 | 0 | 0 | 0
load_220334571 |  | node_1388053_121_15283846_336 |  | AN | 0 | Residential | 42350.4+18041.195j | 0 | 0 | 0 | 0 | 0 | [24 empty] | 8105003 | no | no |  |  | no |  | 0 | 0 | 0 | 0 | 0 | 0 |  | 1 | 1 | 1 | 0 | 0 | 0
load_220334572 |  | node_1388267_86_15283583_09 |  | AN | 0 | Residential | 22118.4+9422.399j | 0 | 0 | 0 | 0 | 0 | [24 empty] | 8105003 | no | no |  |  | no |  | 0 | 0 | 0 | 0 | 0 | 0 |  | 1 | 1 | 1 | 0 | 0 | 0
load_220334573 |  | node_1388183_944_15283383_361 |  | AN | 0 | Residential | 33955.2+14464.855j | 0 | 0 | 0 | 0 | 0 | [24 empty] | 8105003 | no | no |  |  | no |  | 0 | 0 | 0 | 0 | 0 | 0 |  | 1 | 1 | 1 | 0 | 0 | 0
load_220334574 |  | node_1388273_948_15283202_724 |  | AN | 0 | Residential | 21297.6+9072.74j | 0 | 0 | 0 | 0 | 0 | [24 empty] | 8105003 | no | no |  |  | no |  | 0 | 0 | 0 | 0 | 0 | 0 |  | 1 | 1 | 1 | 0 | 0 | 0
load_220334575 |  | node_1387914_565_15283673_504 |  | AN | 0 | Residential | 7920+3373.906j | 0 | 0 | 0 | 0 | 0 | [24 empty] | 8105003 | no | no |  |  | no |  | 0 | 0 | 0 | 0 | 0 | 0 |  | 1 | 1 | 1 | 0 | 0 | 0
load_220334576 |  | node_1380999_3_15281132_075 |  | AN | 0 | Residential | 5349.6+2278.92j | 0 | 0 | 0 | 0 | 0 | [24 empty] | 8105003 | no | no |  |  | no |  | 0 | 0 | 0 | 0 | 0 | 0 |  | 1 | 1 | 1 | 0 | 0 | 0
load_220334587 |  | node_1380022_989_15281261_37 |  | AN | 0 | Residential | 59328+25273.622j | 0 | 0 | 0 | 0 | 0 | [24 empty] | 8105003 | no | no |  |  | no |  | 0 | 0 | 0 | 0 | 0 | 0 |  | 1 | 1 | 1 | 0 | 0 | 0
load_220347740 |  | node_1381320_517_15288617_4 |  | AN | 0 | Residential | 31816.8+13553.9j | 0 | 0 | 0 | 0 | 0 | [24 empty] | 8105003 | no | no |  |  | no |  | 0 | 0 | 0 | 0 | 0 | 0 |  | 1 | 1 | 1 | 0 | 0 | 0
load_220347754 |  | node_1380909_195_15288787_43 |  | AN | 0 | NonResidential | 16000+6815.971j | 0 | 0 | 0 | 0 | 0 | [24 empty] | 8105003 | no | no |  |  | no |  | 0 | 0 | 0 | 0 | 0 | 0 |  | 1 | 1 | 1 | 0 | 0 | 0
load_220347756 |  | node_1380925_363_15289176_317 |  | AN | 0 | NonResidential | 11000+4685.98j | 0 | 0 | 0 | 0 | 0 | [24 empty] | 8105003 | no | no |  |  | no |  | 0 | 0 | 0 | 0 | 0 | 0 |  | 1 | 1 | 1 | 0 | 0 | 0
load_220347764 |  | node_1379321_579_15280006_034 |  | AN | 0 | Residential | 45720+19476.638j | 0 | 0 | 0 | 0 | 0 | [24 empty] | 8105003 | no | no |  |  | no |  | 0 | 0 | 0 | 0 | 0 | 0 |  | 1 | 1 | 1 | 0 | 0 | 0
load_220347765 |  | node_1379519_969_15279649_117 |  | AN | 0 | Residential | 61077.6+26018.949j | 0 | 0 | 0 | 0 | 0 | [24 empty] | 8105003 | no | no |  |  | no |  | 0 | 0 | 0 | 0 | 0 | 0 |  | 1 | 1 | 1 | 0 | 0 | 0
load_220347766 |  | node_1379765_882_15279581_606 |  | AN | 0 | Residential | 49816.8+21221.868j | 0 | 0 | 0 | 0 | 0 | [24 empty] | 8105003 | no | no |  |  | no |  | 0 | 0 | 0 | 0 | 0 | 0 |  | 1 | 1 | 1 | 0 | 0 | 0
load_220347767 |  | node_1379831_257_15280458_24 |  | AN | 0 | Residential | 34848+14845.186j | 0 | 0 | 0 | 0 | 0 | [24 empty] | 8105003 | no | no |  |  | no |  | 0 | 0 | 0 | 0 | 0 | 0 |  | 1 | 1 | 1 | 0 | 0 | 0
load_220347768 |  | node_1379802_893_15279965_716 |  | AN | 0 | Residential | 35244+15013.881j | 0 | 0 | 0 | 0 | 0 | [24 empty] | 8105003 | no | no |  |  | no |  | 0 | 0 | 0 | 0 | 0 | 0 |  | 1 | 1 | 1 | 0 | 0 | 0
load_220347809 |  | node_1381729_338_15289114_381 |  | AN | 0 | Residential | 43552.8+18553.415j | 0 | 0 | 0 | 0 | 0 | [24 empty] | 8105003 | no | no |  |  | no |  | 0 | 0 | 0 | 0 | 0 | 0 |  | 1 | 1 | 1 | 0 | 0 | 0
load_220347810 |  | node_1381909_171_15289013_786 |  | AN | 0 | Residential | 47008.8+20025.665j | 0 | 0 | 0 | 0 | 0 | [24 empty] | 8105003 | no | no |  |  | no |  | 0 | 0 | 0 | 0 | 0 | 0 |  | 1 | 1 | 1 | 0 | 0 | 0
load_220347811 |  | node_1382073_605_15289179_3 |  | AN | 0 | Residential | 9756+4156.039j | 0 | 0 | 0 | 0 | 0 | [24 empty] | 8105003 | no | no |  |  | no |  | 0 | 0 | 0 | 0 | 0 | 0 |  | 1 | 1 | 1 | 0 | 0 | 0
load_220347812 |  | node_1381868_858_15289403_266 |  | AN | 0 | Residential | 42285.6+18013.59j | 0 | 0 | 0 | 0 | 0 | [24 empty] | 8105003 | no | no |  |  | no |  | 0 | 0 | 0 | 0 | 0 | 0 |  | 1 | 1 | 1 | 0 | 0 | 0
load_220347815 |  | node_1381712_405_15287689_524 |  | AN | 0 | Residential | 50356.8+21451.907j | 0 | 0 | 0 | 0 | 0 | [24 empty] | 8105003 | no | no |  |  | no |  | 0 | 0 | 0 | 0 | 0 | 0 |  | 1 | 1 | 1 | 0 | 0 | 0
load_220347816 |  | node_1381994_792_15287879_986 |  | AN | 0 | Residential | 54108+23049.911j | 0 | 0 | 0 | 0 | 0 | [24 empty] | 8105003 | no | no |  |  | no |  | 0 | 0 | 0 | 0 | 0 | 0 |  | 1 | 1 | 1 | 0 | 0 | 0
load_220347842 |  | node_1379481_785_15281889_714 |  | AN | 0 | Residential | 60033.6+25574.207j | 0 | 0 | 0 | 0 | 0 | [24 empty] | 8105003 | no | no |  |  | no |  | 0 | 0 | 0 | 0 | 0 | 0 |  | 1 | 1 | 1 | 0 | 0 | 0
load_220347843 |  | node_1378860_241_15281921_04 |  | AN | 0 | Residential | 35776.8+15240.853j | 0 | 0 | 0 | 0 | 0 | [24 empty] | 8105003 | no | no |  |  | no |  | 0 | 0 | 0 | 0 | 0 | 0 |  | 1 | 1 | 1 | 0 | 0 | 0
load_220347849 |  | node_1382915_864_15287668_638 |  | AN | 0 | Residential | 118908+50654.596j | 0 | 0 | 0 | 0 | 0 | [24 empty] | 8105003 | no | no |  |  | no |  | 0 | 0 | 0 | 0 | 0 | 0 |  | 1 | 1 | 1 | 0 | 0 | 0
load_220347865 |  | node_1379492_971_15282692_449 |  | AN | 0 | Residential | 70848+30181.122j | 0 | 0 | 0 | 0 | 0 | [24 empty] | 8105003 | no | no |  |  | no |  | 0 | 0 | 0 | 0 | 0 | 0 |  | 1 | 1 | 1 | 0 | 0 | 0
load_220347869 |  | node_1379437_719_15282857_908 |  | AN | 0 | Residential | 33919.2+14449.519j | 0 | 0 | 0 | 0 | 0 | [24 empty] | 8105003 | no | no |  |  | no |  | 0 | 0 | 0 | 0 | 0 | 0 |  | 1 | 1 | 1 | 0 | 0 | 0
load_220347870 |  | node_1379362_031_15283210_578 |  | AN | 0 | Residential | 13939.2+5938.074j | 0 | 0 | 0 | 0 | 0 | [24 empty] | 8105003 | no | no |  |  | no |  | 0 | 0 | 0 | 0 | 0 | 0 |  | 1 | 1 | 1 | 0 | 0 | 0
load_220347886 |  | node_1381467_051_15288573_768 |  | AN | 0 | NonResidential | 1735.2+739.192j | 0 | 0 | 0 | 0 | 0 | [24 empty] | 8105003 | no | no |  |  | no |  | 0 | 0 | 0 | 0 | 0 | 0 |  | 1 | 1 | 1 | 0 | 0 | 0
load_220347898 |  | node_1382025_13_15283489_23 |  | AN | 0 | Residential | 6624+2821.812j | 0 | 0 | 0 | 0 | 0 | [24 empty] | 8105003 | no | no |  |  | no |  | 0 | 0 | 0 | 0 | 0 | 0 |  | 1 | 1 | 1 | 0 | 0 | 0
load_220347899 |  | node_1382675_791_15282822_898 |  | AN | 0 | Other | 0 | 0 | 0 | 0 | 0 | 0 | [24 empty] | 8105003 | no | no |  |  | no |  | 0 | 0 | 0 | 0 | 0 | 0 |  | 1 | 1 | 1 | 0 | 0 | 0
load_220347899-L-1 |  | node_1382675_791_15282822_898 |  | AN | 0 | Residential | 0 | 0 | 0 | 0 | 0 | 0 | [24 empty] | 8105003 | no | no |  |  | no |  | 0 | 0 | 0 | 0 | 0 | 0 |  | 1 | 1 | 1 | 0 | 0 | 0
load_220347900 |  | node_1382437_467_15282619_38 |  | AN | 0 | Residential | 10180.8+4337.003j | 0 | 0 | 0 | 0 | 0 | [24 empty] | 8105003 | no | no |  |  | no |  | 0 | 0 | 0 | 0 | 0 | 0 |  | 1 | 1 | 1 | 0 | 0 | 0
load_220347901 |  | node_1382408_007_15282450_045 |  | AN | 0 | Residential | 9266.4+3947.47j | 0 | 0 | 0 | 0 | 0 | [24 empty] | 8105003 | no | no |  |  | no |  | 0 | 0 | 0 | 0 | 0 | 0 |  | 1 | 1 | 1 | 0 | 0 | 0
load_220348175 |  | node_1380070_639_15275618_693 |  | AN | 0 | Residential | 5040+2147.031j | 0 | 0 | 0 | 0 | 0 | [24 empty] | 8105003 | no | no |  |  | no |  | 0 | 0 | 0 | 0 | 0 | 0 |  | 1 | 1 | 1 | 0 | 0 | 0
load_220348664 |  | node_1383854_605_15283949_827 |  | AN | 0 | Residential | 4579.2+1950.731j | 0 | 0 | 0 | 0 | 0 | [24 empty] | 8105003 | no | no |  |  | no |  | 0 | 0 | 0 | 0 | 0 | 0 |  | 1 | 1 | 1 | 0 | 0 | 0
load_220348669 |  | node_1376381_38_15276397_342 |  | AN | 0 | Residential | 3722.4+1585.736j | 0 | 0 | 0 | 0 | 0 | [24 empty] | 8105003 | no | no |  |  | no |  | 0 | 0 | 0 | 0 | 0 | 0 |  | 1 | 1 | 1 | 0 | 0 | 0
load_220348670 |  | node_1376368_786_15276525_839 |  | AN | 0 | Residential | 8899.2+3791.043j | 0 | 0 | 0 | 0 | 0 | [24 empty] | 8105003 | no | no |  |  | no |  | 0 | 0 | 0 | 0 | 0 | 0 |  | 1 | 1 | 1 | 0 | 0 | 0
load_220348671 |  | node_1376293_112_15276780_702 |  | AN | 0 | Residential | 12456+5306.234j | 0 | 0 | 0 | 0 | 0 | [24 empty] | 8105003 | no | no |  |  | no |  | 0 | 0 | 0 | 0 | 0 | 0 |  | 1 | 1 | 1 | 0 | 0 | 0
load_220348823 |  | node_1380343_092_15289331_204 |  | AN | 0 | Residential | 4725.6+2013.097j | 0 | 0 | 0 | 0 | 0 | [24 empty] | 8105003 | no | no |  |  | no |  | 0 | 0 | 0 | 0 | 0 | 0 |  | 1 | 1 | 1 | 0 | 0 | 0
load_220348824 |  | node_1380337_017_15289278_985 |  | BN | 0 | Residential | 0 | 4725.6+2013.097j | 0 | 0 | 0 | 0 | [24 empty] | 8105003 | no | no |  |  | no |  | 0 | 0 | 0 | 0 | 0 | 0 |  | 1 | 1 | 1 | 0 | 0 | 0
load_220348825 |  | node_1379413_726_15291561_378 |  | AN | 0 | NonResidential | 7333.333+3123.987j | 0 | 0 | 0 | 0 | 0 | [24 empty] | 8105003 | no | no |  |  | no |  | 0 | 0 | 0 | 0 | 0 | 0 |  | 1 | 1 | 1 | 0 | 0 | 0
load_220348826 |  | node_1379410_231_15291587_557 |  | BN | 0 | NonResidential | 0 | 7333.333+3123.987j | 0 | 0 | 0 | 0 | [24 empty] | 8105003 | no | no |  |  | no |  | 0 | 0 | 0 | 0 | 0 | 0 |  | 1 | 1 | 1 | 0 | 0 | 0
load_220348827 |  | node_1379412_05_15291534_831 |  | CN | 0 | NonResidential | 0 | 0 | 7333.333+3123.987j | 0 | 0 | 0 | [24 empty] | 8105003 | no | no |  |  | no |  | 0 | 0 | 0 | 0 | 0 | 0 |  | 1 | 1 | 1 | 0 | 0 | 0
load_220348828 |  | node_1379921_465_15289887_323 |  | AN | 0 | Residential | 13615.2+5800.051j | 0 | 0 | 0 | 0 | 0 | [24 empty] | 8105003 | no | no |  |  | no |  | 0 | 0 | 0 | 0 | 0 | 0 |  | 1 | 1 | 1 | 0 | 0 | 0
load_220348829 |  | node_1380209_813_15289740_016 |  | AN | 0 | Residential | 50356.8+21451.907j | 0 | 0 | 0 | 0 | 0 | [24 empty] | 8105003 | no | no |  |  | no |  | 0 | 0 | 0 | 0 | 0 | 0 |  | 1 | 1 | 1 | 0 | 0 | 0
load_220348830 |  | node_1380426_888_15289731_633 |  | AN | 0 | Residential | 25488+10857.843j | 0 | 0 | 0 | 0 | 0 | [24 empty] | 8105003 | no | no |  |  | no |  | 0 | 0 | 0 | 0 | 0 | 0 |  | 1 | 1 | 1 | 0 | 0 | 0
load_220348831 |  | node_1379981_435_15289556_453 |  | AN | 0 | Residential | 21852+9308.913j | 0 | 0 | 0 | 0 | 0 | [24 empty] | 8105003 | no | no |  |  | no |  | 0 | 0 | 0 | 0 | 0 | 0 |  | 1 | 1 | 1 | 0 | 0 | 0
load_220348832 |  | node_1380213_111_15289132_38 |  | AN | 0 | Residential | 67089.6+28580.05j | 0 | 0 | 0 | 0 | 0 | [24 empty] | 8105003 | no | no |  |  | no |  | 0 | 0 | 0 | 0 | 0 | 0 |  | 1 | 1 | 1 | 0 | 0 | 0
load_220348833 |  | node_1380126_821_15288783_77 |  | AN | 0 | Residential | 24012+10229.069j | 0 | 0 | 0 | 0 | 0 | [24 empty] | 8105003 | no | no |  |  | no |  | 0 | 0 | 0 | 0 | 0 | 0 |  | 1 | 1 | 1 | 0 | 0 | 0
load_220348834 |  | node_1380007_734_15288485_541 |  | AN | 0 | NonResidential | 9000+3833.984j | 0 | 0 | 0 | 0 | 0 | [24 empty] | 8105003 | no | no |  |  | no |  | 0 | 0 | 0 | 0 | 0 | 0 |  | 1 | 1 | 1 | 0 | 0 | 0
load_220348835 |  | node_1380017_13_15288462_175 |  | BN | 0 | NonResidential | 0 | 9000+3833.984j | 0 | 0 | 0 | 0 | [24 empty] | 8105003 | no | no |  |  | no |  | 0 | 0 | 0 | 0 | 0 | 0 |  | 1 | 1 | 1 | 0 | 0 | 0
load_220348837 |  | node_1379378_609_15291445_08 |  | AN | 0 | Other | 0 | 0 | 0 | 0 | 0 | 0 | [24 empty] | 8105003 | no | no |  |  | no |  | 0 | 0 | 0 | 0 | 0 | 0 |  | 1 | 1 | 1 | 0 | 0 | 0
load_220348838 |  | node_1380198_66_15288140_836 |  | AN | 0 | Residential | 56858.4+24221.577j | 0 | 0 | 0 | 0 | 0 | [24 empty] | 8105003 | no | no |  |  | no |  | 0 | 0 | 0 | 0 | 0 | 0 |  | 1 | 1 | 1 | 0 | 0 | 0
load_220348839 |  | node_1380286_363_15287683_584 |  | AN | 0 | Residential | 66391.2+28282.533j | 0 | 0 | 0 | 0 | 0 | [24 empty] | 8105003 | no | no |  |  | no |  | 0 | 0 | 0 | 0 | 0 | 0 |  | 1 | 1 | 1 | 0 | 0 | 0
load_220348840 |  | node_1380306_046_15287046_826 |  | AN | 0 | Residential | 46504.8+19810.962j | 0 | 0 | 0 | 0 | 0 | [24 empty] | 8105003 | no | no |  |  | no |  | 0 | 0 | 0 | 0 | 0 | 0 |  | 1 | 1 | 1 | 0 | 0 | 0
load_220348841 |  | node_1380886_342_15287079_93 |  | AN | 0 | Residential | 57492+24491.489j | 0 | 0 | 0 | 0 | 0 | [24 empty] | 8105003 | no | no |  |  | no |  | 0 | 0 | 0 | 0 | 0 | 0 |  | 1 | 1 | 1 | 0 | 0 | 0
load_220348842 |  | node_1380142_375_15286664_877 |  | AN | 0 | Residential | 7106.4+3027.314j | 0 | 0 | 0 | 0 | 0 | [24 empty] | 8105003 | no | no |  |  | no |  | 0 | 0 | 0 | 0 | 0 | 0 |  | 1 | 1 | 1 | 0 | 0 | 0
load_220348843 |  | node_1380434_996_15286321_731 |  | AN | 0 | Residential | 59047.2+25154.002j | 0 | 0 | 0 | 0 | 0 | [24 empty] | 8105003 | no | no |  |  | no |  | 0 | 0 | 0 | 0 | 0 | 0 |  | 1 | 1 | 1 | 0 | 0 | 0
load_220348844 |  | node_1380393_563_15285879_223 |  | AN | 0 | Residential | 8942.4+3809.446j | 0 | 0 | 0 | 0 | 0 | [24 empty] | 8105003 | no | no |  |  | no |  | 0 | 0 | 0 | 0 | 0 | 0 |  | 1 | 1 | 1 | 0 | 0 | 0
load_220348845 |  | node_1380460_456_15285425_504 |  | AN | 0 | Residential | 37569.6+16004.583j | 0 | 0 | 0 | 0 | 0 | [24 empty] | 8105003 | no | no |  |  | no |  | 0 | 0 | 0 | 0 | 0 | 0 |  | 1 | 1 | 1 | 0 | 0 | 0
load_220348846 |  | node_1380782_451_15284889_728 |  | AN | 0 | Residential | 52459.2+22347.526j | 0 | 0 | 0 | 0 | 0 | [24 empty] | 8105003 | no | no |  |  | no |  | 0 | 0 | 0 | 0 | 0 | 0 |  | 1 | 1 | 1 | 0 | 0 | 0
load_220348847 |  | node_1379402_051_15291086_202 |  | AN | 0 | NonResidential | 8049.6+3429.115j | 0 | 0 | 0 | 0 | 0 | [24 empty] | 8105003 | no | no |  |  | no |  | 0 | 0 | 0 | 0 | 0 | 0 |  | 1 | 1 | 1 | 0 | 0 | 0
load_220348849 |  | node_1381632_389_15284241_484 |  | AN | 0 | Residential | 61826.4+26337.936j | 0 | 0 | 0 | 0 | 0 | [24 empty] | 8105003 | no | no |  |  | no |  | 0 | 0 | 0 | 0 | 0 | 0 |  | 1 | 1 | 1 | 0 | 0 | 0
load_220348850 |  | node_1379789_68_15290199_595 |  | AN | 0 | Residential | 18036+7683.304j | 0 | 0 | 0 | 0 | 0 | [24 empty] | 8105003 | no | no |  |  | no |  | 0 | 0 | 0 | 0 | 0 | 0 |  | 1 | 1 | 1 | 0 | 0 | 0
load_220348851 |  | node_1380779_496_15286691_551 |  | AN | 0 | Residential | 71042.4+30263.936j | 0 | 0 | 0 | 0 | 0 | [24 empty] | 8105003 | no | no |  |  | no |  | 0 | 0 | 0 | 0 | 0 | 0 |  | 1 | 1 | 1 | 0 | 0 | 0
load_220348852 |  | node_1380699_831_15286260_218 |  | AN | 0 | Residential | 81273.6+34622.409j | 0 | 0 | 0 | 0 | 0 | [24 empty] | 8105003 | no | no |  |  | no |  | 0 | 0 | 0 | 0 | 0 | 0 |  | 1 | 1 | 1 | 0 | 0 | 0
load_220348859 |  | node_1381028_57_15286365_048 |  | AN | 0 | Residential | 60746.4+25877.858j | 0 | 0 | 0 | 0 | 0 | [24 empty] | 8105003 | no | no |  |  | no |  | 0 | 0 | 0 | 0 | 0 | 0 |  | 1 | 1 | 1 | 0 | 0 | 0
load_220348860 |  | node_1381369_72_15286048_196 |  | AN | 0 | Residential | 53719.2+22884.283j | 0 | 0 | 0 | 0 | 0 | [24 empty] | 8105003 | no | no |  |  | no |  | 0 | 0 | 0 | 0 | 0 | 0 |  | 1 | 1 | 1 | 0 | 0 | 0
load_220348880 |  | node_1381307_755_15286451_978 |  | AN | 0 | Residential | 76924.8+32769.828j | 0 | 0 | 0 | 0 | 0 | [24 empty] | 8105003 | no | no |  |  | no |  | 0 | 0 | 0 | 0 | 0 | 0 |  | 1 | 1 | 1 | 0 | 0 | 0
load_220348881 |  | node_1381816_958_15285980_644 |  | AN | 0 | Residential | 72223.2+30766.954j | 0 | 0 | 0 | 0 | 0 | [24 empty] | 8105003 | no | no |  |  | no |  | 0 | 0 | 0 | 0 | 0 | 0 |  | 1 | 1 | 1 | 0 | 0 | 0
load_220348900 |  | node_1382617_911_15286027_896 |  | AN | 0 | Residential | 40240.8+17142.509j | 0 | 0 | 0 | 0 | 0 | [24 empty] | 8105003 | no | no |  |  | no |  | 0 | 0 | 0 | 0 | 0 | 0 |  | 1 | 1 | 1 | 0 | 0 | 0
load_220348901 |  | node_1382909_707_15286552_062 |  | AN | 0 | Residential | 46922.4+19988.859j | 0 | 0 | 0 | 0 | 0 | [24 empty] | 8105003 | no | no |  |  | no |  | 0 | 0 | 0 | 0 | 0 | 0 |  | 1 | 1 | 1 | 0 | 0 | 0
load_220348902 |  | node_1382544_497_15286897_621 |  | AN | 0 | Residential | 11188.8+4766.409j | 0 | 0 | 0 | 0 | 0 | [24 empty] | 8105003 | no | no |  |  | no |  | 0 | 0 | 0 | 0 | 0 | 0 |  | 1 | 1 | 1 | 0 | 0 | 0
load_220348904 |  | node_1381577_88_15286634_533 |  | AN | 0 | Residential | 57211.2+24371.869j | 0 | 0 | 0 | 0 | 0 | [24 empty] | 8105003 | no | no |  |  | no |  | 0 | 0 | 0 | 0 | 0 | 0 |  | 1 | 1 | 1 | 0 | 0 | 0
load_220348905 |  | node_1382019_994_15286219_612 |  | AN | 0 | Residential | 100836+42955.956j | 0 | 0 | 0 | 0 | 0 | [24 empty] | 8105003 | no | no |  |  | no |  | 0 | 0 | 0 | 0 | 0 | 0 |  | 1 | 1 | 1 | 0 | 0 | 0
load_220348911 |  | node_1382279_848_15286417_937 |  | AN | 0 | Residential | 64994.4+27687.498j | 0 | 0 | 0 | 0 | 0 | [24 empty] | 8105003 | no | no |  |  | no |  | 0 | 0 | 0 | 0 | 0 | 0 |  | 1 | 1 | 1 | 0 | 0 | 0
load_220348912 |  | node_1381990_043_15286767_435 |  | AN | 0 | Residential | 44251.2+18850.932j | 0 | 0 | 0 | 0 | 0 | [24 empty] | 8105003 | no | no |  |  | no |  | 0 | 0 | 0 | 0 | 0 | 0 |  | 1 | 1 | 1 | 0 | 0 | 0
load_220348919 |  | node_1380955_83_15289211_327 |  | AN | 0 | NonResidential | 28000+11927.95j | 0 | 0 | 0 | 0 | 0 | [24 empty] | 8105003 | no | no |  |  | no |  | 0 | 0 | 0 | 0 | 0 | 0 |  | 1 | 1 | 1 | 0 | 0 | 0
load_220348920 |  | node_1380956_376_15289184_715 |  | BN | 0 | NonResidential | 0 | 28000+11927.95j | 0 | 0 | 0 | 0 | [24 empty] | 8105003 | no | no |  |  | no |  | 0 | 0 | 0 | 0 | 0 | 0 |  | 1 | 1 | 1 | 0 | 0 | 0
load_220348921 |  | node_1380960_435_15289237_268 |  | CN | 0 | NonResidential | 0 | 0 | 28000+11927.95j | 0 | 0 | 0 | [24 empty] | 8105003 | no | no |  |  | no |  | 0 | 0 | 0 | 0 | 0 | 0 |  | 1 | 1 | 1 | 0 | 0 | 0
load_220348924 |  | node_1380971_742_15288716_234 |  | AN | 0 | Residential | 20275.2+8637.199j | 0 | 0 | 0 | 0 | 0 | [24 empty] | 8105003 | no | no |  |  | no |  | 0 | 0 | 0 | 0 | 0 | 0 |  | 1 | 1 | 1 | 0 | 0 | 0
load_220348941 |  | node_1381232_141_15289499_454 |  | AN | 0 | NonResidential | 72000+30671.872j | 0 | 0 | 0 | 0 | 0 | [24 empty] | 8105003 | no | no |  |  | no |  | 0 | 0 | 0 | 0 | 0 | 0 |  | 1 | 1 | 1 | 0 | 0 | 0
load_220348942 |  | node_1381234_186_15289525_957 |  | BN | 0 | NonResidential | 0 | 72000+30671.872j | 0 | 0 | 0 | 0 | [24 empty] | 8105003 | no | no |  |  | no |  | 0 | 0 | 0 | 0 | 0 | 0 |  | 1 | 1 | 1 | 0 | 0 | 0
load_220348943 |  | node_1381225_059_15289474_518 |  | CN | 0 | NonResidential | 0 | 0 | 72000+30671.872j | 0 | 0 | 0 | [24 empty] | 8105003 | no | no |  |  | no |  | 0 | 0 | 0 | 0 | 0 | 0 |  | 1 | 1 | 1 | 0 | 0 | 0
load_220348954 |  | node_1381123_575_15285731_473 |  | AN | 0 | Residential | 16718.4+7122.009j | 0 | 0 | 0 | 0 | 0 | [24 empty] | 8105003 | no | no |  |  | no |  | 0 | 0 | 0 | 0 | 0 | 0 |  | 1 | 1 | 1 | 0 | 0 | 0
load_220348955 |  | node_1381622_989_15285778_939 |  | AN | 0 | Residential | 94104+40088.136j | 0 | 0 | 0 | 0 | 0 | [24 empty] | 8105003 | no | no |  |  | no |  | 0 | 0 | 0 | 0 | 0 | 0 |  | 1 | 1 | 1 | 0 | 0 | 0
load_220348956 |  | node_1381818_594_15285235_026 |  | AN | 0 | NonResidential | 0 | 0 | 0 | 0 | 0 | 0 | [24 empty] | 8105003 | no | no |  |  | no |  | 0 | 0 | 0 | 0 | 0 | 0 |  | 1 | 1 | 1 | 0 | 0 | 0
load_220348957 |  | node_1382188_695_15285632_383 |  | AN | 0 | Residential | 50068.8+21329.219j | 0 | 0 | 0 | 0 | 0 | [24 empty] | 8105003 | no | no |  |  | no |  | 0 | 0 | 0 | 0 | 0 | 0 |  | 1 | 1 | 1 | 0 | 0 | 0
load_220349046 |  | node_1381109_315_15287019_311 |  | AN | 0 | Residential | 14421.6+6143.576j | 0 | 0 | 0 | 0 | 0 | [24 empty] | 8105003 | no | no |  |  | no |  | 0 | 0 | 0 | 0 | 0 | 0 |  | 1 | 1 | 1 | 0 | 0 | 0
load_220349047 |  | node_1380962_55_15287416_74 |  | AN | 0 | Residential | 59385.6+25298.16j | 0 | 0 | 0 | 0 | 0 | [24 empty] | 8105003 | no | no |  |  | no |  | 0 | 0 | 0 | 0 | 0 | 0 |  | 1 | 1 | 1 | 0 | 0 | 0
load_220349048 |  | node_1380890_713_15287610_607 |  | AN | 0 | Residential | 25106.4+10695.282j | 0 | 0 | 0 | 0 | 0 | [24 empty] | 8105003 | no | no |  |  | no |  | 0 | 0 | 0 | 0 | 0 | 0 |  | 1 | 1 | 1 | 0 | 0 | 0
load_220349049 |  | node_1380784_92_15287826_85 |  | AN | 0 | Residential | 32004+13633.647j | 0 | 0 | 0 | 0 | 0 | [24 empty] | 8105003 | no | no |  |  | no |  | 0 | 0 | 0 | 0 | 0 | 0 |  | 1 | 1 | 1 | 0 | 0 | 0
load_220349050 |  | node_1380538_285_15288151_867 |  | AN | 0 | Residential | 26085.6+11112.419j | 0 | 0 | 0 | 0 | 0 | [24 empty] | 8105003 | no | no |  |  | no |  | 0 | 0 | 0 | 0 | 0 | 0 |  | 1 | 1 | 1 | 0 | 0 | 0
load_220349051 |  | node_1380187_308_15285162_984 |  | AN | 0 | NonResidential | 0 | 0 | 0 | 0 | 0 | 0 | [24 empty] | 8105003 | no | no |  |  | no |  | 0 | 0 | 0 | 0 | 0 | 0 |  | 1 | 1 | 1 | 0 | 0 | 0
load_220349052 |  | node_1380050_576_15286519_862 |  | AN | 0 | Residential | 49600.8+21129.852j | 0 | 0 | 0 | 0 | 0 | [24 empty] | 8105003 | no | no |  |  | no |  | 0 | 0 | 0 | 0 | 0 | 0 |  | 1 | 1 | 1 | 0 | 0 | 0
load_220349053 |  | node_1380037_071_15286055_223 |  | AN | 0 | Residential | 41767.2+17792.753j | 0 | 0 | 0 | 0 | 0 | [24 empty] | 8105003 | no | no |  |  | no |  | 0 | 0 | 0 | 0 | 0 | 0 |  | 1 | 1 | 1 | 0 | 0 | 0
load_220349054 |  | node_1380080_408_15285615_222 |  | AN | 0 | Residential | 52682.4+22442.608j | 0 | 0 | 0 | 0 | 0 | [24 empty] | 8105003 | no | no |  |  | no |  | 0 | 0 | 0 | 0 | 0 | 0 |  | 1 | 1 | 1 | 0 | 0 | 0
load_220349071 |  | node_1381242_567_15285306_773 |  | AN | 0 | Residential | 55404+23602.005j | 0 | 0 | 0 | 0 | 0 | [24 empty] | 8105003 | no | no |  |  | no |  | 0 | 0 | 0 | 0 | 0 | 0 |  | 1 | 1 | 1 | 0 | 0 | 0
load_220349073 |  | node_1381041_231_15285040_025 |  | AN | 0 | Residential | 29275.2+12471.183j | 0 | 0 | 0 | 0 | 0 | [24 empty] | 8105003 | no | no |  |  | no |  | 0 | 0 | 0 | 0 | 0 | 0 |  | 1 | 1 | 1 | 0 | 0 | 0
load_220349075 |  | node_1381628_461_15284535_889 |  | AN | 0 | Residential | 69170.4+29466.467j | 0 | 0 | 0 | 0 | 0 | [24 empty] | 8105003 | no | no |  |  | no |  | 0 | 0 | 0 | 0 | 0 | 0 |  | 1 | 1 | 1 | 0 | 0 | 0
load_220349076 |  | node_1381237_028_15284110_025 |  | AN | 0 | Residential | 97653.6+41600.259j | 0 | 0 | 0 | 0 | 0 | [24 empty] | 8105003 | no | no |  |  | no |  | 0 | 0 | 0 | 0 | 0 | 0 |  | 1 | 1 | 1 | 0 | 0 | 0
load_220349104 |  | node_1380067_923_15290072_877 |  | AN | 0 | Residential | 44733.6+19056.434j | 0 | 0 | 0 | 0 | 0 | [24 empty] | 8105003 | no | no |  |  | no |  | 0 | 0 | 0 | 0 | 0 | 0 |  | 1 | 1 | 1 | 0 | 0 | 0
load_220349105 |  | node_1380483_334_15290063_911 |  | AN | 0 | Residential | 3348+1426.242j | 0 | 0 | 0 | 0 | 0 | [24 empty] | 8105003 | no | no |  |  | no |  | 0 | 0 | 0 | 0 | 0 | 0 |  | 1 | 1 | 1 | 0 | 0 | 0
load_220349106 |  | node_1380577_533_15289916_064 |  | AN | 0 | Residential | 38066.4+16216.218j | 0 | 0 | 0 | 0 | 0 | [24 empty] | 8105003 | no | no |  |  | no |  | 0 | 0 | 0 | 0 | 0 | 0 |  | 1 | 1 | 1 | 0 | 0 | 0
load_220349107 |  | node_1380531_092_15289505_218 |  | AN | 0 | Residential | 45756+19491.974j | 0 | 0 | 0 | 0 | 0 | [24 empty] | 8105003 | no | no |  |  | no |  | 0 | 0 | 0 | 0 | 0 | 0 |  | 1 | 1 | 1 | 0 | 0 | 0
load_220349108 |  | node_1380599_703_15289106_223 |  | AN | 0 | Residential | 38548.8+16421.72j | 0 | 0 | 0 | 0 | 0 | [24 empty] | 8105003 | no | no |  |  | no |  | 0 | 0 | 0 | 0 | 0 | 0 |  | 1 | 1 | 1 | 0 | 0 | 0
load_220349142 |  | node_1382486_596_15285586_995 |  | AN | 0 | Residential | 41076+17498.303j | 0 | 0 | 0 | 0 | 0 | [24 empty] | 8105003 | no | no |  |  | no |  | 0 | 0 | 0 | 0 | 0 | 0 |  | 1 | 1 | 1 | 0 | 0 | 0
load_220349143 |  | node_1381912_941_15284320_798 |  | AN | 0 | Residential | 37728+16072.061j | 0 | 0 | 0 | 0 | 0 | [24 empty] | 8105003 | no | no |  |  | no |  | 0 | 0 | 0 | 0 | 0 | 0 |  | 1 | 1 | 1 | 0 | 0 | 0
load_220349144 |  | node_1381963_553_15284850_066 |  | AN | 0 | Residential | 45885.6+19547.184j | 0 | 0 | 0 | 0 | 0 | [24 empty] | 8105003 | no | no |  |  | no |  | 0 | 0 | 0 | 0 | 0 | 0 |  | 1 | 1 | 1 | 0 | 0 | 0
load_220349145 |  | node_1382163_821_15285266_474 |  | AN | 0 | Residential | 36324+15473.959j | 0 | 0 | 0 | 0 | 0 | [24 empty] | 8105003 | no | no |  |  | no |  | 0 | 0 | 0 | 0 | 0 | 0 |  | 1 | 1 | 1 | 0 | 0 | 0
load_220349152 |  | node_1381226_338_15287722_16 |  | AN | 0 | Residential | 18316.8+7802.924j | 0 | 0 | 0 | 0 | 0 | [24 empty] | 8105003 | no | no |  |  | no |  | 0 | 0 | 0 | 0 | 0 | 0 |  | 1 | 1 | 1 | 0 | 0 | 0
load_220349153 |  | node_1381078_394_15287837_865 |  | AN | 0 | Residential | 19908+8480.772j | 0 | 0 | 0 | 0 | 0 | [24 empty] | 8105003 | no | no |  |  | no |  | 0 | 0 | 0 | 0 | 0 | 0 |  | 1 | 1 | 1 | 0 | 0 | 0
load_220349255 |  | node_1380301_075_15281904_22 |  | AN | 0 | Residential | 34653.6+14762.372j | 0 | 0 | 0 | 0 | 0 | [24 empty] | 8105003 | no | no |  |  | no |  | 0 | 0 | 0 | 0 | 0 | 0 |  | 1 | 1 | 1 | 0 | 0 | 0
load_220349256 |  | node_1379424_968_15281350_874 |  | AN | 0 | Residential | 73425.6+31279.175j | 0 | 0 | 0 | 0 | 0 | [24 empty] | 8105003 | no | no |  |  | no |  | 0 | 0 | 0 | 0 | 0 | 0 |  | 1 | 1 | 1 | 0 | 0 | 0
load_220349257 |  | node_1379032_654_15280947_192 |  | AN | 0 | Residential | 24336+10367.093j | 0 | 0 | 0 | 0 | 0 | [24 empty] | 8105003 | no | no |  |  | no |  | 0 | 0 | 0 | 0 | 0 | 0 |  | 1 | 1 | 1 | 0 | 0 | 0
load_220349258 |  | node_1378930_017_15280591_588 |  | AN | 0 | Residential | 18460.8+7864.268j | 0 | 0 | 0 | 0 | 0 | [24 empty] | 8105003 | no | no |  |  | no |  | 0 | 0 | 0 | 0 | 0 | 0 |  | 1 | 1 | 1 | 0 | 0 | 0
load_220349259 |  | node_1378945_592_15281140_736 |  | AN | 0 | Residential | 23889.6+10176.927j | 0 | 0 | 0 | 0 | 0 | [24 empty] | 8105003 | no | no |  |  | no |  | 0 | 0 | 0 | 0 | 0 | 0 |  | 1 | 1 | 1 | 0 | 0 | 0
load_220349260 |  | node_1378629_395_15281006_427 |  | AN | 0 | Residential | 76716+32680.879j | 0 | 0 | 0 | 0 | 0 | [24 empty] | 8105003 | no | no |  |  | no |  | 0 | 0 | 0 | 0 | 0 | 0 |  | 1 | 1 | 1 | 0 | 0 | 0
load_220349261 |  | node_1378144_101_15280998_169 |  | AN | 0 | Residential | 14148+6027.023j | 0 | 0 | 0 | 0 | 0 | [24 empty] | 8105003 | no | no |  |  | no |  | 0 | 0 | 0 | 0 | 0 | 0 |  | 1 | 1 | 1 | 0 | 0 | 0
load_220349262 |  | node_1380698_96_15282192_519 |  | AN | 0 | Residential | 47577.6+20267.973j | 0 | 0 | 0 | 0 | 0 | [24 empty] | 8105003 | no | no |  |  | no |  | 0 | 0 | 0 | 0 | 0 | 0 |  | 1 | 1 | 1 | 0 | 0 | 0
load_220349263 |  | node_1379824_206_15281638_047 |  | AN | 0 | Residential | 64749.6+27583.214j | 0 | 0 | 0 | 0 | 0 | [24 empty] | 8105003 | no | no |  |  | no |  | 0 | 0 | 0 | 0 | 0 | 0 |  | 1 | 1 | 1 | 0 | 0 | 0
load_220349264 |  | node_1378451_78_15280090_674 |  | AN | 0 | Residential | 58320+24844.216j | 0 | 0 | 0 | 0 | 0 | [24 empty] | 8105003 | no | no |  |  | no |  | 0 | 0 | 0 | 0 | 0 | 0 |  | 1 | 1 | 1 | 0 | 0 | 0
load_220349265 |  | node_1378990_884_15280388_895 |  | AN | 0 | Residential | 83764.8+35683.655j | 0 | 0 | 0 | 0 | 0 | [24 empty] | 8105003 | no | no |  |  | no |  | 0 | 0 | 0 | 0 | 0 | 0 |  | 1 | 1 | 1 | 0 | 0 | 0
load_220349267 |  | node_1377949_015_15280778_475 |  | AN | 0 | Residential | 64072.8+27294.899j | 0 | 0 | 0 | 0 | 0 | [24 empty] | 8105003 | no | no |  |  | no |  | 0 | 0 | 0 | 0 | 0 | 0 |  | 1 | 1 | 1 | 0 | 0 | 0
load_220349270 |  | node_1380554_802_15282750_479 |  | AN | 0 | Residential | 31831.2+13560.034j | 0 | 0 | 0 | 0 | 0 | [24 empty] | 8105003 | no | no |  |  | no |  | 0 | 0 | 0 | 0 | 0 | 0 |  | 1 | 1 | 1 | 0 | 0 | 0
load_220349271 |  | node_1380501_704_15282922_243 |  | AN | 0 | Residential | 17712+7545.28j | 0 | 0 | 0 | 0 | 0 | [24 empty] | 8105003 | no | no |  |  | no |  | 0 | 0 | 0 | 0 | 0 | 0 |  | 1 | 1 | 1 | 0 | 0 | 0
load_220349272 |  | node_1380546_779_15283277_197 |  | AN | 0 | Residential | 21787.2+9281.308j | 0 | 0 | 0 | 0 | 0 | [24 empty] | 8105003 | no | no |  |  | no |  | 0 | 0 | 0 | 0 | 0 | 0 |  | 1 | 1 | 1 | 0 | 0 | 0
load_220349273 |  | node_1380313_88_15282412_557 |  | AN | 0 | Residential | 9835.2+4189.778j | 0 | 0 | 0 | 0 | 0 | [24 empty] | 8105003 | no | no |  |  | no |  | 0 | 0 | 0 | 0 | 0 | 0 |  | 1 | 1 | 1 | 0 | 0 | 0
load_220349274 |  | node_1380146_785_15282343_184 |  | AN | 0 | Residential | 10843.2+4619.184j | 0 | 0 | 0 | 0 | 0 | [24 empty] | 8105003 | no | no |  |  | no |  | 0 | 0 | 0 | 0 | 0 | 0 |  | 1 | 1 | 1 | 0 | 0 | 0
load_220349275 |  | node_1379974_952_15282274_873 |  | AN | 0 | Residential | 16545.6+7048.396j | 0 | 0 | 0 | 0 | 0 | [24 empty] | 8105003 | no | no |  |  | no |  | 0 | 0 | 0 | 0 | 0 | 0 |  | 1 | 1 | 1 | 0 | 0 | 0
load_220349276 |  | node_1379824_275_15282372_4 |  | AN | 0 | Residential | 13089.6+5576.146j | 0 | 0 | 0 | 0 | 0 | [24 empty] | 8105003 | no | no |  |  | no |  | 0 | 0 | 0 | 0 | 0 | 0 |  | 1 | 1 | 1 | 0 | 0 | 0
load_220349277 |  | node_1379524_664_15282331_964 |  | AN | 0 | Residential | 17503.2+7456.332j | 0 | 0 | 0 | 0 | 0 | [24 empty] | 8105003 | no | no |  |  | no |  | 0 | 0 | 0 | 0 | 0 | 0 |  | 1 | 1 | 1 | 0 | 0 | 0
load_220349278 |  | node_1379233_724_15282367_626 |  | AN | 0 | Residential | 20750.4+8839.633j | 0 | 0 | 0 | 0 | 0 | [24 empty] | 8105003 | no | no |  |  | no |  | 0 | 0 | 0 | 0 | 0 | 0 |  | 1 | 1 | 1 | 0 | 0 | 0
load_220349279 |  | node_1378732_825_15282456_893 |  | AN | 0 | Residential | 25574.4+10894.649j | 0 | 0 | 0 | 0 | 0 | [24 empty] | 8105003 | no | no |  |  | no |  | 0 | 0 | 0 | 0 | 0 | 0 |  | 1 | 1 | 1 | 0 | 0 | 0
load_220349280 |  | node_1378340_893_15282451_941 |  | AN | 0 | Residential | 41306.4+17596.453j | 0 | 0 | 0 | 0 | 0 | [24 empty] | 8105003 | no | no |  |  | no |  | 0 | 0 | 0 | 0 | 0 | 0 |  | 1 | 1 | 1 | 0 | 0 | 0
load_220349281 |  | node_1378189_989_15282469_361 |  | AN | 0 | Residential | 11462.4+4882.962j | 0 | 0 | 0 | 0 | 0 | [24 empty] | 8105003 | no | no |  |  | no |  | 0 | 0 | 0 | 0 | 0 | 0 |  | 1 | 1 | 1 | 0 | 0 | 0
load_220349282 |  | node_1377929_333_15282552_033 |  | AN | 0 | Residential | 22384.8+9535.885j | 0 | 0 | 0 | 0 | 0 | [24 empty] | 8105003 | no | no |  |  | no |  | 0 | 0 | 0 | 0 | 0 | 0 |  | 1 | 1 | 1 | 0 | 0 | 0
load_220349283 |  | node_1381425_948_15283774_264 |  | AN | 0 | Residential | 27604.8+11759.596j | 0 | 0 | 0 | 0 | 0 | [24 empty] | 8105003 | no | no |  |  | no |  | 0 | 0 | 0 | 0 | 0 | 0 |  | 1 | 1 | 1 | 0 | 0 | 0
load_220349284 |  | node_1377076_755_15282377_545 |  | AN | 0 | Residential | 8308.8+3539.534j | 0 | 0 | 0 | 0 | 0 | [24 empty] | 8105003 | no | no |  |  | no |  | 0 | 0 | 0 | 0 | 0 | 0 |  | 1 | 1 | 1 | 0 | 0 | 0
load_220349285 |  | node_1376622_475_15282388_751 |  | AN | 0 | Residential | 8503.2+3622.348j | 0 | 0 | 0 | 0 | 0 | [24 empty] | 8105003 | no | no |  |  | no |  | 0 | 0 | 0 | 0 | 0 | 0 |  | 1 | 1 | 1 | 0 | 0 | 0
load_220349286 |  | node_220349286-L |  | AN | 0 | Residential | 8121.6+3459.787j | 0 | 0 | 0 | 0 | 0 | [24 empty] | 8105003 | no | no |  |  | no |  | 0 | 0 | 0 | 0 | 0 | 0 |  | 1 | 1 | 1 | 0 | 0 | 0
load_220349294 |  | node_1381116_518_15282910_146 |  | AN | 0 | Residential | 10183.2+4338.025j | 0 | 0 | 0 | 0 | 0 | [24 empty] | 8105003 | no | no |  |  | no |  | 0 | 0 | 0 | 0 | 0 | 0 |  | 1 | 1 | 1 | 0 | 0 | 0
load_220349295 |  | node_1381104_892_15282931_618 |  | BN | 0 | Residential | 0 | 10183.2+4338.025j | 0 | 0 | 0 | 0 | [24 empty] | 8105003 | no | no |  |  | no |  | 0 | 0 | 0 | 0 | 0 | 0 |  | 1 | 1 | 1 | 0 | 0 | 0
load_220349296 |  | node_1381123_588_15282885_329 |  | CN | 0 | Residential | 0 | 0 | 10183.2+4338.025j | 0 | 0 | 0 | [24 empty] | 8105003 | no | no |  |  | no |  | 0 | 0 | 0 | 0 | 0 | 0 |  | 1 | 1 | 1 | 0 | 0 | 0
load_220349297 |  | node_1381050_924_15282466_654 |  | AN | 0 | Residential | 42055.2+17915.44j | 0 | 0 | 0 | 0 | 0 | [24 empty] | 8105003 | no | no |  |  | no |  | 0 | 0 | 0 | 0 | 0 | 0 |  | 1 | 1 | 1 | 0 | 0 | 0
load_220349300 |  | node_1381187_2_15282186_883 |  | AN | 0 | Residential | 18626.4+7934.813j | 0 | 0 | 0 | 0 | 0 | [24 empty] | 8105003 | no | no |  |  | no |  | 0 | 0 | 0 | 0 | 0 | 0 |  | 1 | 1 | 1 | 0 | 0 | 0
load_220349301 |  | node_1381119_993_15281767_122 |  | AN | 0 | Residential | 20001.6+8520.646j | 0 | 0 | 0 | 0 | 0 | [24 empty] | 8105003 | no | no |  |  | no |  | 0 | 0 | 0 | 0 | 0 | 0 |  | 1 | 1 | 1 | 0 | 0 | 0
load_220349302 |  | node_1381062_582_15281600_453 |  | AN | 0 | Residential | 40140+17099.568j | 0 | 0 | 0 | 0 | 0 | [24 empty] | 8105003 | no | no |  |  | no |  | 0 | 0 | 0 | 0 | 0 | 0 |  | 1 | 1 | 1 | 0 | 0 | 0
load_220349327 |  | node_1380288_382_15288672_301 |  | AN | 0 | NonResidential | 36+15.336j | 0 | 0 | 0 | 0 | 0 | [24 empty] | 8105003 | no | no |  |  | no |  | 0 | 0 | 0 | 0 | 0 | 0 |  | 1 | 1 | 1 | 0 | 0 | 0
load_220349328 |  | node_1381024_658_15288644_026 |  | AN | 0 | NonResidential | 16000+6815.971j | 0 | 0 | 0 | 0 | 0 | [24 empty] | 8105003 | no | no |  |  | no |  | 0 | 0 | 0 | 0 | 0 | 0 |  | 1 | 1 | 1 | 0 | 0 | 0
load_220349329 |  | node_1381010_094_15288661_971 |  | AN | 0 | NonResidential | 16000+6815.971j | 0 | 0 | 0 | 0 | 0 | [24 empty] | 8105003 | no | no |  |  | no |  | 0 | 0 | 0 | 0 | 0 | 0 |  | 1 | 1 | 1 | 0 | 0 | 0
load_220349330 |  | node_1381061_407_15288423_461 |  | AN | 0 | NonResidential | 11000+4685.98j | 0 | 0 | 0 | 0 | 0 | [24 empty] | 8105003 | no | no |  |  | no |  | 0 | 0 | 0 | 0 | 0 | 0 |  | 1 | 1 | 1 | 0 | 0 | 0
load_220349331 |  | node_1381269_752_15288198_734 |  | AN | 0 | Residential | 11034+4700.464j | 0 | 0 | 0 | 0 | 0 | [24 empty] | 8105003 | no | no |  |  | no |  | 0 | 0 | 0 | 0 | 0 | 0 |  | 1 | 1 | 1 | 0 | 0 | 0
load_220349332 |  | node_1381281_876_15288219_917 |  | AN | 0 | Residential | 11034+4700.464j | 0 | 0 | 0 | 0 | 0 | [24 empty] | 8105003 | no | no |  |  | no |  | 0 | 0 | 0 | 0 | 0 | 0 |  | 1 | 1 | 1 | 0 | 0 | 0
load_220349344 |  | node_1379284_082_15280686_942 |  | AN | 0 | Residential | 52020+22160.427j | 0 | 0 | 0 | 0 | 0 | [24 empty] | 8105003 | no | no |  |  | no |  | 0 | 0 | 0 | 0 | 0 | 0 |  | 1 | 1 | 1 | 0 | 0 | 0
load_220349346 |  | node_1380154_024_15281474_674 |  | AN | 0 | Residential | 14738.4+6278.532j | 0 | 0 | 0 | 0 | 0 | [24 empty] | 8105003 | no | no |  |  | no |  | 0 | 0 | 0 | 0 | 0 | 0 |  | 1 | 1 | 1 | 0 | 0 | 0
load_220349393 |  | node_1379815_161_15280722_588 |  | AN | 0 | Residential | 21218.4+9039.001j | 0 | 0 | 0 | 0 | 0 | [24 empty] | 8105003 | no | no |  |  | no |  | 0 | 0 | 0 | 0 | 0 | 0 |  | 1 | 1 | 1 | 0 | 0 | 0
load_220349666 |  | node_1378461_233_15291914_382 |  | AN | 0 | NonResidential | 2171000+924842.127j | 0 | 0 | 0 | 0 | 0 | [24 empty] | 8105003 | no | no |  |  | no |  | 0 | 0 | 0 | 0 | 0 | 0 |  | 1 | 1 | 1 | 0 | 0 | 0
load_220350067 |  | node_1375820_983_15275365_44 |  | AN | 0 | Residential | 6523.2+2778.872j | 0 | 0 | 0 | 0 | 0 | [24 empty] | 8105003 | no | no |  |  | no |  | 0 | 0 | 0 | 0 | 0 | 0 |  | 1 | 1 | 1 | 0 | 0 | 0
load_220350068 |  | node_1376361_494_15275869_073 |  | AN | 0 | Residential | 4939.2+2104.09j | 0 | 0 | 0 | 0 | 0 | [24 empty] | 8105003 | no | no |  |  | no |  | 0 | 0 | 0 | 0 | 0 | 0 |  | 1 | 1 | 1 | 0 | 0 | 0
load_220350069 |  | node_1376867_441_15276751_835 |  | AN | 0 | Residential | 4060.8+1729.894j | 0 | 0 | 0 | 0 | 0 | [24 empty] | 8105003 | no | no |  |  | no |  | 0 | 0 | 0 | 0 | 0 | 0 |  | 1 | 1 | 1 | 0 | 0 | 0
load_220350070 |  | node_1377466_233_15277080_646 |  | AN | 0 | Residential | 11923.2+5079.262j | 0 | 0 | 0 | 0 | 0 | [24 empty] | 8105003 | no | no |  |  | no |  | 0 | 0 | 0 | 0 | 0 | 0 |  | 1 | 1 | 1 | 0 | 0 | 0
load_220350071 |  | node_1377661_671_15277221_756 |  | AN | 0 | Residential | 27000+11501.952j | 0 | 0 | 0 | 0 | 0 | [24 empty] | 8105003 | no | no |  |  | no |  | 0 | 0 | 0 | 0 | 0 | 0 |  | 1 | 1 | 1 | 0 | 0 | 0
load_220350072 |  | node_1378174_856_15277757_541 |  | AN | 0 | Residential | 23817.6+10146.255j | 0 | 0 | 0 | 0 | 0 | [24 empty] | 8105003 | no | no |  |  | no |  | 0 | 0 | 0 | 0 | 0 | 0 |  | 1 | 1 | 1 | 0 | 0 | 0
load_220350073 |  | node_1378500_417_15277987_869 |  | AN | 0 | Residential | 6300+2683.789j | 0 | 0 | 0 | 0 | 0 | [24 empty] | 8105003 | no | no |  |  | no |  | 0 | 0 | 0 | 0 | 0 | 0 |  | 1 | 1 | 1 | 0 | 0 | 0
load_220350074 |  | node_1378844_879_15278354_831 |  | AN | 0 | Residential | 6537.6+2785.006j | 0 | 0 | 0 | 0 | 0 | [24 empty] | 8105003 | no | no |  |  | no |  | 0 | 0 | 0 | 0 | 0 | 0 |  | 1 | 1 | 1 | 0 | 0 | 0
load_220350075 |  | node_1379151_016_15278598_447 |  | AN | 0 | Residential | 12448.8+5303.167j | 0 | 0 | 0 | 0 | 0 | [24 empty] | 8105003 | no | no |  |  | no |  | 0 | 0 | 0 | 0 | 0 | 0 |  | 1 | 1 | 1 | 0 | 0 | 0
load_220425810 |  | node_1380815_075_15275762_087 |  | AN | 0 | Residential | 10648.8+4536.37j | 0 | 0 | 0 | 0 | 0 | [24 empty] | 8105003 | no | no |  |  | no |  | 0 | 0 | 0 | 0 | 0 | 0 |  | 1 | 1 | 1 | 0 | 0 | 0
load_220431668 |  | node_1382275_66_15272894_125 |  | AN | 0 | Other | 0 | 0 | 0 | 0 | 0 | 0 | [24 empty] | 8105003 | no | no |  |  | no |  | 0 | 0 | 0 | 0 | 0 | 0 |  | 1 | 1 | 1 | 0 | 0 | 0
load_220431675 |  | node_1382293_481_15272906_006 |  | AN | 0 | Other | 0 | 0 | 0 | 0 | 0 | 0 | [24 empty] | 8105003 | no | no |  |  | no |  | 0 | 0 | 0 | 0 | 0 | 0 |  | 1 | 1 | 1 | 0 | 0 | 0
load_220431840 |  | node_1382256_183_15272888_816 |  | AN | 0 | Other | 0 | 0 | 0 | 0 | 0 | 0 | [24 empty] | 8105003 | no | no |  |  | no |  | 0 | 0 | 0 | 0 | 0 | 0 |  | 1 | 1 | 1 | 0 | 0 | 0
load_220431986 |  | node_1381169_466_15288584_982 |  | AN | 0 | Residential | 37540.8+15992.314j | 0 | 0 | 0 | 0 | 0 | [24 empty] | 8105003 | no | no |  |  | no |  | 0 | 0 | 0 | 0 | 0 | 0 |  | 1 | 1 | 1 | 0 | 0 | 0
load_220432186 |  | node_1386056_108_15285866_752 |  | AN | 0 | Residential | 12067.2+5140.606j | 0 | 0 | 0 | 0 | 0 | [24 empty] | 8105003 | no | no |  |  | no |  | 0 | 0 | 0 | 0 | 0 | 0 |  | 1 | 1 | 1 | 0 | 0 | 0
load_220432398 |  | node_1375678_545_15275672_05 |  | AN | 0 | NonResidential | 1807.2+769.864j | 0 | 0 | 0 | 0 | 0 | [24 empty] | 8105003 | no | no |  |  | no |  | 0 | 0 | 0 | 0 | 0 | 0 |  | 1 | 1 | 1 | 0 | 0 | 0
load_220435236 |  | node_1380920_157_15288997_18 |  | AN | 0 | NonResidential | 17000+7241.97j | 0 | 0 | 0 | 0 | 0 | [24 empty] | 8105003 | no | no |  |  | no |  | 0 | 0 | 0 | 0 | 0 | 0 |  | 1 | 1 | 1 | 0 | 0 | 0
load_220439713 |  | node_1384654_198_15280518_884 |  | AN | 0 | Residential | 24026.4+10235.204j | 0 | 0 | 0 | 0 | 0 | [24 empty] | 8105003 | no | no |  |  | no |  | 0 | 0 | 0 | 0 | 0 | 0 |  | 1 | 1 | 1 | 0 | 0 | 0
load_220499364 |  | node_1384659_537_15287484_767 |  | AN | 0 | Residential | 14796+6303.07j | 0 | 0 | 0 | 0 | 0 | [24 empty] | 8105003 | no | no |  |  | no |  | 0 | 0 | 0 | 0 | 0 | 0 |  | 1 | 1 | 1 | 0 | 0 | 0
load_220514062 |  | node_1384456_326_15278892_521 |  | CN | 0 | NonResidential | 0 | 0 | 35000+14909.938j | 0 | 0 | 0 | [24 empty] | 8105003 | no | no |  |  | no |  | 0 | 0 | 0 | 0 | 0 | 0 |  | 1 | 1 | 1 | 0 | 0 | 0
load_220518622 |  | node_1381661_184_15284893_225 |  | AN | 0 | Residential | 47340+20166.756j | 0 | 0 | 0 | 0 | 0 | [24 empty] | 8105003 | no | no |  |  | no |  | 0 | 0 | 0 | 0 | 0 | 0 |  | 1 | 1 | 1 | 0 | 0 | 0
load_220521409 |  | node_1382703_15276212_974 |  | AN | 0 | Residential | 12873.6+5484.131j | 0 | 0 | 0 | 0 | 0 | [24 empty] | 8105003 | no | no |  |  | no |  | 0 | 0 | 0 | 0 | 0 | 0 |  | 1 | 1 | 1 | 0 | 0 | 0
load_220526201 |  | node_1381279_418_15287130_188 |  | AN | 0 | Other | 0 | 0 | 0 | 0 | 0 | 0 | [24 empty] | 8105003 | no | no |  |  | no |  | 0 | 0 | 0 | 0 | 0 | 0 |  | 1 | 1 | 1 | 0 | 0 | 0
load_220529895 |  | node_1381679_211_15288089_863 |  | ABCN | 0 | Other | 0 | 0 | 0 | 0 | 0 | 0 | [24 empty] | 8105003 | no | no |  |  | no |  | 0 | 0 | 0 | 0 | 0 | 0 |  | 1 | 1 | 1 | 0 | 0 | 0
load_220529905 |  | node_1380474_568_15286845_155 |  | AN | 0 | Residential | 6544.8+2788.073j | 0 | 0 | 0 | 0 | 0 | [24 empty] | 8105003 | no | no |  |  | no |  | 0 | 0 | 0 | 0 | 0 | 0 |  | 1 | 1 | 1 | 0 | 0 | 0
load_220529908 |  | node_1386728_615_15285933_897 |  | AN | 0 | Residential | 5428.8+2312.659j | 0 | 0 | 0 | 0 | 0 | [24 empty] | 8105003 | no | no |  |  | no |  | 0 | 0 | 0 | 0 | 0 | 0 |  | 1 | 1 | 1 | 0 | 0 | 0
load_220529946 |  | node_1378449_263_15292376_018 |  | ABCN | 0 | NonResidential | 20000+8519.964j | 20000+8519.964j | 20000+8519.964j | 0 | 0 | 0 | [24 empty] | 8105003 | no | no |  |  | no |  | 0 | 0 | 0 | 0 | 0 | 0 |  | 1 | 1 | 1 | 0 | 0 | 0
load_220529965 |  | node_1381048_546_15274369_815 |  | AN | 0 | NonResidential | 0 | 0 | 0 | 0 | 0 | 0 | [24 empty] | 8105003 | no | no |  |  | no |  | 0 | 0 | 0 | 0 | 0 | 0 |  | 1 | 1 | 1 | 0 | 0 | 0
load_220530820 |  | node_1380996_141_15289517_809 |  | ABCN | 0 | NonResidential | 22666.667+9655.96j | 22666.667+9655.96j | 22666.667+9655.96j | 0 | 0 | 0 | [24 empty] | 8105003 | no | no |  |  | no |  | 0 | 0 | 0 | 0 | 0 | 0 |  | 1 | 1 | 1 | 0 | 0 | 0
load_220532376 |  | node_1383580_328_15278685_943 |  | ABCN | 0 | NonResidential | 28333.333+12069.949j | 28333.333+12069.949j | 28333.333+12069.949j | 0 | 0 | 0 | [24 empty] | 8105003 | no | no |  |  | no |  | 0 | 0 | 0 | 0 | 0 | 0 |  | 1 | 1 | 1 | 0 | 0 | 0
load_220532841 |  | node_1378997_676_15282786_707 |  | AN | 0 | Residential | 23983.2+10216.8j | 0 | 0 | 0 | 0 | 0 | [24 empty] | 8105003 | no | no |  |  | no |  | 0 | 0 | 0 | 0 | 0 | 0 |  | 1 | 1 | 1 | 0 | 0 | 0
load_220533415 |  | node_1378577_096_15281760_803 |  | AN | 0 | Residential | 29844+12713.491j | 0 | 0 | 0 | 0 | 0 | [24 empty] | 8105003 | no | no |  |  | no |  | 0 | 0 | 0 | 0 | 0 | 0 |  | 1 | 1 | 1 | 0 | 0 | 0
load_220535624 |  | node_1384201_497_15273198_116 |  | AN | 0 | Residential | 9208.8+3922.932j | 0 | 0 | 0 | 0 | 0 | [24 empty] | 8105003 | no | no |  |  | no |  | 0 | 0 | 0 | 0 | 0 | 0 |  | 1 | 1 | 1 | 0 | 0 | 0
load_220539435 |  | node_1380006_333_15288752_536 |  | AN | 0 | Residential | 40231.2+17138.419j | 0 | 0 | 0 | 0 | 0 | [24 empty] | 8105003 | no | no |  |  | no |  | 0 | 0 | 0 | 0 | 0 | 0 |  | 1 | 1 | 1 | 0 | 0 | 0
load_220540673 |  | node_1381443_09_15287410_013 |  | ABCN | 0 | NonResidential | 20333.333+8661.964j | 20333.333+8661.964j | 20333.333+8661.964j | 0 | 0 | 0 | [24 empty] | 8105003 | no | no |  |  | no |  | 0 | 0 | 0 | 0 | 0 | 0 |  | 1 | 1 | 1 | 0 | 0 | 0
load_220541302 |  | node_1380009_333_15288726_242 |  | BN | 0 | Residential | 0 | 40231.2+17138.419j | 0 | 0 | 0 | 0 | [24 empty] | 8105003 | no | no |  |  | no |  | 0 | 0 | 0 | 0 | 0 | 0 |  | 1 | 1 | 1 | 0 | 0 | 0
load_220541303 |  | node_1380017_306_15288701_932 |  | CN | 0 | Residential | 0 | 0 | 40231.2+17138.419j | 0 | 0 | 0 | [24 empty] | 8105003 | no | no |  |  | no |  | 0 | 0 | 0 | 0 | 0 | 0 |  | 1 | 1 | 1 | 0 | 0 | 0
load_220543682 |  | node_1381123_284_15289000_968 |  | AN | 0 | NonResidential | 14000+5963.975j | 0 | 0 | 0 | 0 | 0 | [24 empty] | 8105003 | no | no |  |  | no |  | 0 | 0 | 0 | 0 | 0 | 0 |  | 1 | 1 | 1 | 0 | 0 | 0
load_220543715 |  | node_1381123_981_15289027_585 |  | AN | 0 | Residential | 183.6+78.213j | 0 | 0 | 0 | 0 | 0 | [24 empty] | 8105003 | no | no |  |  | no |  | 0 | 0 | 0 | 0 | 0 | 0 |  | 1 | 1 | 1 | 0 | 0 | 0
load_220544589 |  | node_1382770_258_15273075_188 |  | AN | 0 | Residential | 6544.8+2788.073j | 0 | 0 | 0 | 0 | 0 | [24 empty] | 8105003 | no | no |  |  | no |  | 0 | 0 | 0 | 0 | 0 | 0 |  | 1 | 1 | 1 | 0 | 0 | 0
load_220547639 |  | node_1380213_428_15288547_296 |  | AN | 0 | Residential | 5659.2+2410.809j | 0 | 0 | 0 | 0 | 0 | [24 empty] | 8105003 | no | no |  |  | no |  | 0 | 0 | 0 | 0 | 0 | 0 |  | 1 | 1 | 1 | 0 | 0 | 0
load_220550448 |  | node_1385169_346_15281178_557 |  | AN | 0 | Residential | 5133.6+2186.904j | 0 | 0 | 0 | 0 | 0 | [24 empty] | 8105003 | no | no |  |  | no |  | 0 | 0 | 0 | 0 | 0 | 0 |  | 1 | 1 | 1 | 0 | 0 | 0
load_220551058 |  | node_1383846_355_15273248_09 |  | AN | 0 | Other | 0 | 0 | 0 | 0 | 0 | 0 | [24 empty] | 8105003 | no | no |  |  | no |  | 0 | 0 | 0 | 0 | 0 | 0 |  | 1 | 1 | 1 | 0 | 0 | 0
load_220552872 |  | node_1387555_51_15285932_362 |  | AN | 0 | Residential | 16660.8+7097.471j | 0 | 0 | 0 | 0 | 0 | [24 empty] | 8105003 | no | no |  |  | no |  | 0 | 0 | 0 | 0 | 0 | 0 |  | 1 | 1 | 1 | 0 | 0 | 0
load_220555139 |  | node_1383186_386_15286765_852 |  | AN | 0 | Residential | 30636+13050.881j | 0 | 0 | 0 | 0 | 0 | [24 empty] | 8105003 | no | no |  |  | no |  | 0 | 0 | 0 | 0 | 0 | 0 |  | 1 | 1 | 1 | 0 | 0 | 0
load_220566702 |  | node_1378269_852_15292161_625 |  | ABCN | 0 | NonResidential | 82000+34931.854j | 82000+34931.854j | 82000+34931.854j | 0 | 0 | 0 | [24 empty] | 8105003 | no | no |  |  | no |  | 0 | 0 | 0 | 0 | 0 | 0 |  | 1 | 1 | 1 | 0 | 0 | 0
load_220569539 |  | node_1379569_149_15281052_462 |  | AN | 0 | Residential | 43948.8+18722.11j | 0 | 0 | 0 | 0 | 0 | [24 empty] | 8105003 | no | no |  |  | no |  | 0 | 0 | 0 | 0 | 0 | 0 |  | 1 | 1 | 1 | 0 | 0 | 0
load_220573418 |  | node_1381467_314_15274584_051 |  | AN | 0 | Residential | 15105.6+6434.959j | 0 | 0 | 0 | 0 | 0 | [24 empty] | 8105003 | no | no |  |  | no |  | 0 | 0 | 0 | 0 | 0 | 0 |  | 1 | 1 | 1 | 0 | 0 | 0
load_220579436 |  | node_1385664_526_15285665_089 |  | AN | 0 | Other | 0 | 0 | 0 | 0 | 0 | 0 | [24 empty] | 8105003 | no | no |  |  | no |  | 0 | 0 | 0 | 0 | 0 | 0 |  | 1 | 1 | 1 | 0 | 0 | 0
load_220598650 |  | node_1382305_705_15281568_539 |  | AN | 0 | Residential | 20872.8+8891.776j | 0 | 0 | 0 | 0 | 0 | [24 empty] | 8105003 | no | no |  |  | no |  | 0 | 0 | 0 | 0 | 0 | 0 |  | 1 | 1 | 1 | 0 | 0 | 0
load_220603156 |  | node_1378306_222_15280576_456 |  | AN | 0 | Residential | 52704+22451.81j | 0 | 0 | 0 | 0 | 0 | [24 empty] | 8105003 | no | no |  |  | no |  | 0 | 0 | 0 | 0 | 0 | 0 |  | 1 | 1 | 1 | 0 | 0 | 0
load_220609657 |  | node_1388049_336_15284402_535 |  | AN | 0 | Residential | 24782.4+10557.258j | 0 | 0 | 0 | 0 | 0 | [24 empty] | 8105003 | no | no |  |  | no |  | 0 | 0 | 0 | 0 | 0 | 0 |  | 1 | 1 | 1 | 0 | 0 | 0
load_220616698 |  | node_1379399_361_15280081_283 |  | AN | 0 | Residential | 14155.2+6030.09j | 0 | 0 | 0 | 0 | 0 | [24 empty] | 8105003 | no | no |  |  | no |  | 0 | 0 | 0 | 0 | 0 | 0 |  | 1 | 1 | 1 | 0 | 0 | 0
load_220617086 |  | node_1381846_109_15280736_6 |  | AN | 0 | Residential | 10548+4493.429j | 0 | 0 | 0 | 0 | 0 | [24 empty] | 8105003 | no | no |  |  | no |  | 0 | 0 | 0 | 0 | 0 | 0 |  | 1 | 1 | 1 | 0 | 0 | 0
load_220618296 |  | node_1385355_924_15287460_717 |  | AN | 0 | Residential | 7948.8+3386.175j | 0 | 0 | 0 | 0 | 0 | [24 empty] | 8105003 | no | no |  |  | no |  | 0 | 0 | 0 | 0 | 0 | 0 |  | 1 | 1 | 1 | 0 | 0 | 0
load_220626502 |  | node_1380342_612_15289304_58 |  | CN | 0 | Residential | 0 | 0 | 4725.6+2013.097j | 0 | 0 | 0 | [24 empty] | 8105003 | no | no |  |  | no |  | 0 | 0 | 0 | 0 | 0 | 0 |  | 1 | 1 | 1 | 0 | 0 | 0
load_220641653 |  | node_1379505_858_15280403_549 |  | AN | 0 | Residential | 31845.6+13566.169j | 0 | 0 | 0 | 0 | 0 | [24 empty] | 8105003 | no | no |  |  | no |  | 0 | 0 | 0 | 0 | 0 | 0 |  | 1 | 1 | 1 | 0 | 0 | 0
load_220643499 |  | node_1381107_874_15284588_821 |  | AN | 0 | Residential | 52689.6+22445.676j | 0 | 0 | 0 | 0 | 0 | [24 empty] | 8105003 | no | no |  |  | no |  | 0 | 0 | 0 | 0 | 0 | 0 |  | 1 | 1 | 1 | 0 | 0 | 0
load_220646514 |  | node_1383180_254_15272788_471 |  | AN | 0 | Residential | 669.6+285.248j | 0 | 0 | 0 | 0 | 0 | [24 empty] | 8105003 | no | no |  |  | no |  | 0 | 0 | 0 | 0 | 0 | 0 |  | 1 | 1 | 1 | 0 | 0 | 0
load_220646645 |  | node_1377961_607_15280304_091 |  | AN | 0 | Residential | 82951.2+35337.063j | 0 | 0 | 0 | 0 | 0 | [24 empty] | 8105003 | no | no |  |  | no |  | 0 | 0 | 0 | 0 | 0 | 0 |  | 1 | 1 | 1 | 0 | 0 | 0
load_220650217 |  | node_1386261_968_15283602_205 |  | AN | 0 | Residential | 19238.4+8195.524j | 0 | 0 | 0 | 0 | 0 | [24 empty] | 8105003 | no | no |  |  | no |  | 0 | 0 | 0 | 0 | 0 | 0 |  | 1 | 1 | 1 | 0 | 0 | 0
load_220655256 |  | node_1376011_227_15282378_862 |  | AN | 0 | Residential | 3672+1564.265j | 0 | 0 | 0 | 0 | 0 | [24 empty] | 8105003 | no | no |  |  | no |  | 0 | 0 | 0 | 0 | 0 | 0 |  | 1 | 1 | 1 | 0 | 0 | 0
load_220655848 |  | node_1381407_213_15289423_349 |  | ABCN | 0 | NonResidential | 27333.333+11643.951j | 27333.333+11643.951j | 27333.333+11643.951j | 0 | 0 | 0 | [24 empty] | 8105003 | no | no |  |  | no |  | 0 | 0 | 0 | 0 | 0 | 0 |  | 1 | 1 | 1 | 0 | 0 | 0
load_220657702 |  | node_1382079_75_15276024_904 |  | AN | 0 | Residential | 10965.6+4671.326j | 0 | 0 | 0 | 0 | 0 | [24 empty] | 8105003 | no | no |  |  | no |  | 0 | 0 | 0 | 0 | 0 | 0 |  | 1 | 1 | 1 | 0 | 0 | 0
load_310008019 |  | node_1382366_716_15284824_817 |  | AN | 0 | Residential | 12729.6+5422.787j | 0 | 0 | 0 | 0 | 0 | [24 empty] | 8105003 | no | no |  |  | no |  | 0 | 0 | 0 | 0 | 0 | 0 |  | 1 | 1 | 1 | 0 | 0 | 0
load_310008020 |  | node_1383137_251_15286172_634 |  | AN | 0 | Residential | 92275.2+39309.071j | 0 | 0 | 0 | 0 | 0 | [24 empty] | 8105003 | no | no |  |  | no |  | 0 | 0 | 0 | 0 | 0 | 0 |  | 1 | 1 | 1 | 0 | 0 | 0
load_310010830 |  | node_1380803_852_15285318_339 |  | AN | 0 | Residential | 57405.6+24454.683j | 0 | 0 | 0 | 0 | 0 | [24 empty] | 8105003 | no | no |  |  | no |  | 0 | 0 | 0 | 0 | 0 | 0 |  | 1 | 1 | 1 | 0 | 0 | 0
load_310011394 |  | node_1379372_064_15278772_318 |  | AN | 0 | Residential | 14421.6+6143.576j | 0 | 0 | 0 | 0 | 0 | [24 empty] | 8105003 | no | no |  |  | no |  | 0 | 0 | 0 | 0 | 0 | 0 |  | 1 | 1 | 1 | 0 | 0 | 0
load_310060379 |  | node_1386967_146_15284809_432 |  | AN | 0 | Residential | 20167.2+8591.191j | 0 | 0 | 0 | 0 | 0 | [24 empty] | 8105003 | no | no |  |  | no |  | 0 | 0 | 0 | 0 | 0 | 0 |  | 1 | 1 | 1 | 0 | 0 | 0
load_310060566 |  | node_1380003_179_15288511_415 |  | CN | 0 | NonResidential | 0 | 0 | 9000+3833.984j | 0 | 0 | 0 | [24 empty] | 8105003 | no | no |  |  | no |  | 0 | 0 | 0 | 0 | 0 | 0 |  | 1 | 1 | 1 | 0 | 0 | 0
load_310064886 |  | node_1381276_681_15284826_346 |  | AN | 0 | Residential | 36914.4+15725.469j | 0 | 0 | 0 | 0 | 0 | [24 empty] | 8105003 | no | no |  |  | no |  | 0 | 0 | 0 | 0 | 0 | 0 |  | 1 | 1 | 1 | 0 | 0 | 0
load_311993745 |  | node_1381700_703_15277859_939 |  | ABCN | 0 | NonResidential | 33666.667+14341.94j | 33666.667+14341.94j | 33666.667+14341.94j | 0 | 0 | 0 | [24 empty] | 8105003 | no | no |  |  | no |  | 0 | 0 | 0 | 0 | 0 | 0 |  | 1 | 1 | 1 | 0 | 0 | 0
load_312037609 |  | node_1384590_666_15280173_434 |  | AN | 0 | Residential | 6033.6+2570.303j | 0 | 0 | 0 | 0 | 0 | [24 empty] | 8105003 | no | no |  |  | no |  | 0 | 0 | 0 | 0 | 0 | 0 |  | 1 | 1 | 1 | 0 | 0 | 0
load_312080329 |  | node_312080329-L |  | AN | 0 | Residential | 27007.2+11505.019j | 0 | 0 | 0 | 0 | 0 | [24 empty] | 8105003 | no | no |  |  | no |  | 0 | 0 | 0 | 0 | 0 | 0 |  | 1 | 1 | 1 | 0 | 0 | 0
load_312080329-L1-1 |  | node_1378321_847_15280992_364 |  | AN | 0 | Other | 0 | 0 | 0 | 0 | 0 | 0 | [24 empty] | 8105003 | no | no |  |  | no |  | 0 | 0 | 0 | 0 | 0 | 0 |  | 1 | 1 | 1 | 0 | 0 | 0
load_312118671 |  | node_1381256_505_15287888_242 |  | AN | 0 | Other | 0 | 0 | 0 | 0 | 0 | 0 | [24 empty] | 8105003 | no | no |  |  | no |  | 0 | 0 | 0 | 0 | 0 | 0 |  | 1 | 1 | 1 | 0 | 0 | 0
load_312118671-L-1 |  | node_1381256_505_15287888_242 |  | AN | 0 | Residential | 0 | 0 | 0 | 0 | 0 | 0 | [24 empty] | 8105003 | no | no |  |  | no |  | 0 | 0 | 0 | 0 | 0 | 0 |  | 1 | 1 | 1 | 0 | 0 | 0
load_312126554 |  | node_1384834_921_15273010_69 |  | AN | 0 | Other | 0 | 0 | 0 | 0 | 0 | 0 | [24 empty] | 8105003 | no | no |  |  | no |  | 0 | 0 | 0 | 0 | 0 | 0 |  | 1 | 1 | 1 | 0 | 0 | 0

## node
data_type | static
owner_type | feeder
owner | 8105003
object | node
name | groupid | parent | bustype | phases | nominal_voltage | dcircuit | selected | monitored | monitored_fields | class_monitored_fields | played | played_fields | subsystem | x | y | comments | dist_to_slack
node_1375667_856_15282156_749 |  |  | PQ | AN | 7199.558 | 8105003 | no | no |  |  | no |  |  | 1375667.856 | 15282156.749 |  | -1
node_1375678_545_15275672_05 |  |  | PQ | AN | 2771.281 | 8105003 | no | no |  |  | no |  |  | 1375678.545 | 15275672.05 |  | -1
node_1375820_983_15275365_44 |  |  | PQ | AN | 2771.281 | 8105003 | no | no |  |  | no |  |  | 1375820.983 | 15275365.44 |  | -1
node_1376011_227_15282378_862 |  |  | PQ | ABCN | 7199.558 | 8105003 | no | no |  |  | no |  |  | 1376011.227 | 15282378.862 |  | -1
node_1376293_112_15276780_702 |  |  | PQ | AN | 2771.281 | 8105003 | no | no |  |  | no |  |  | 1376293.112 | 15276780.702 |  | -1
node_1376361_494_15275869_073 |  |  | PQ | AN | 2771.281 | 8105003 | no | no |  |  | no |  |  | 1376361.494 | 15275869.073 |  | -1
node_1376368_786_15276525_839 |  |  | PQ | AN | 2771.281 | 8105003 | no | no |  |  | no |  |  | 1376368.786 | 15276525.839 |  | -1
node_1376381_38_15276397_342 |  |  | PQ | AN | 2771.281 | 8105003 | no | no |  |  | no |  |  | 1376381.38 | 15276397.342 |  | -1
node_1376622_475_15282388_751 |  |  | PQ | ABCN | 7199.558 | 8105003 | no | no |  |  | no |  |  | 1376622.475 | 15282388.751 |  | -1
node_1376867_441_15276751_835 |  |  | PQ | AN | 2771.281 | 8105003 | no | no |  |  | no |  |  | 1376867.441 | 15276751.835 |  | -1
node_1377076_755_15282377_545 |  |  | PQ | ABCN | 7199.558 | 8105003 | no | no |  |  | no |  |  | 1377076.755 | 15282377.545 |  | -1
node_1377466_233_15277080_646 |  |  | PQ | AN | 2771.281 | 8105003 | no | no |  |  | no |  |  | 1377466.233 | 15277080.646 |  | -1
node_1377661_671_15277221_756 |  |  | PQ | AN | 2771.281 | 8105003 | no | no |  |  | no |  |  | 1377661.671 | 15277221.756 |  | -1
node_1377929_333_15282552_033 |  |  | PQ | ABCN | 7199.558 | 8105003 | no | no |  |  | no |  |  | 1377929.333 | 15282552.033 |  | -1
node_1377949_015_15280778_475 |  |  | PQ | AN | 7199.558 | 8105003 | no | no |  |  | no |  |  | 1377949.015 | 15280778.475 |  | -1
node_1377961_607_15280304_091 |  |  | PQ | AN | 7199.558 | 8105003 | no | no |  |  | no |  |  | 1377961.607 | 15280304.091 |  | -1
node_1378144_101_15280998_169 |  |  | PQ | ABCN | 7199.558 | 8105003 | no | no |  |  | no |  |  | 1378144.101 | 15280998.169 |  | -1
node_1378174_856_15277757_541 |  |  | PQ | AN | 2771.281 | 8105003 | no | no |  |  | no |  |  | 1378174.856 | 15277757.541 |  | -1
node_1378189_989_15282469_361 |  |  | PQ | ABCN | 7199.558 | 8105003 | no | no |  |  | no |  |  | 1378189.989 | 15282469.361 |  | -1
node_1378269_852_15292161_625 |  |  | PQ | ABCN | 7199.558 | 8105003 | no | no |  |  | no |  |  | 1378269.852 | 15292161.625 |  | -1
node_1378306_222_15280576_456 |  |  | PQ | AN | 7199.558 | 8105003 | no | no |  |  | no |  |  | 1378306.222 | 15280576.456 |  | -1
node_1378340_893_15282451_941 |  |  | PQ | ABCN | 7199.558 | 8105003 | no | no |  |  | no |  |  | 1378340.893 | 15282451.941 |  | -1
node_1378449_263_15292376_018 |  |  | PQ | ABCN | 7199.558 | 8105003 | no | no |  |  | no |  |  | 1378449.263 | 15292376.018 |  | -1
node_1378451_78_15280090_674 |  |  | PQ | AN | 7199.558 | 8105003 | no | no |  |  | no |  |  | 1378451.78 | 15280090.674 |  | -1
node_1378461_233_15291914_382 |  |  | PQ | ABCN | 7199.558 | 8105003 | no | no |  |  | no |  |  | 1378461.233 | 15291914.382 |  | -1
node_1378500_417_15277987_869 |  |  | PQ | AN | 2771.281 | 8105003 | no | no |  |  | no |  |  | 1378500.417 | 15277987.869 |  | -1
node_1378577_096_15281760_803 |  |  | PQ | AN | 7199.558 | 8105003 | no | no |  |  | no |  |  | 1378577.096 | 15281760.803 |  | -1
node_1378629_395_15281006_427 |  |  | PQ | ABCN | 7199.558 | 8105003 | no | no |  |  | no |  |  | 1378629.395 | 15281006.427 |  | -1
node_1378732_825_15282456_893 |  |  | PQ | ABCN | 7199.558 | 8105003 | no | no |  |  | no |  |  | 1378732.825 | 15282456.893 |  | -1
node_1378844_879_15278354_831 |  |  | PQ | AN | 2771.281 | 8105003 | no | no |  |  | no |  |  | 1378844.879 | 15278354.831 |  | -1
node_1378860_241_15281921_04 |  |  | PQ | AN | 7199.558 | 8105003 | no | no |  |  | no |  |  | 1378860.241 | 15281921.04 |  | -1
node_1378930_017_15280591_588 |  |  | PQ | AN | 7199.558 | 8105003 | no | no |  |  | no |  |  | 1378930.017 | 15280591.588 |  | -1
node_1378945_592_15281140_736 |  |  | PQ | ABCN | 7199.558 | 8105003 | no | no |  |  | no |  |  | 1378945.592 | 15281140.736 |  | -1
node_1378990_884_15280388_895 |  |  | PQ | AN | 7199.558 | 8105003 | no | no |  |  | no |  |  | 1378990.884 | 15280388.895 |  | -1
node_1378997_676_15282786_707 |  |  | PQ | AN | 7199.558 | 8105003 | no | no |  |  | no |  |  | 1378997.676 | 15282786.707 |  | -1
node_1379032_654_15280947_192 |  |  | PQ | AN | 7199.558 | 8105003 | no | no |  |  | no |  |  | 1379032.654 | 15280947.192 |  | -1
node_1379151_016_15278598_447 |  |  | PQ | AN | 2771.281 | 8105003 | no | no |  |  | no |  |  | 1379151.016 | 15278598.447 |  | -1
node_1379233_724_15282367_626 |  |  | PQ | ABCN | 7199.558 | 8105003 | no | no |  |  | no |  |  | 1379233.724 | 15282367.626 |  | -1
node_1379284_082_15280686_942 |  |  | PQ | AN | 7199.558 | 8105003 | no | no |  |  | no |  |  | 1379284.082 | 15280686.942 |  | -1
node_1379321_579_15280006_034 |  |  | PQ | AN | 7199.558 | 8105003 | no | no |  |  | no |  |  | 1379321.579 | 15280006.034 |  | -1
node_1379362_031_15283210_578 |  |  | PQ | AN | 7199.558 | 8105003 | no | no |  |  | no |  |  | 1379362.031 | 15283210.578 |  | -1
node_1379372_064_15278772_318 |  |  | PQ | AN | 2771.281 | 8105003 | no | no |  |  | no |  |  | 1379372.064 | 15278772.318 |  | -1
node_1379378_062_15290931_461 |  |  | PQ | ABCN | 7199.558 | 8105003 | no | no |  |  | no |  |  | 1379378.062 | 15290931.461 |  | -1
node_1379378_609_15291445_08 |  |  | PQ | ABCN | 7199.558 | 8105003 | no | no |  |  | no |  |  | 1379378.609 | 15291445.08 |  | -1
node_1379399_361_15280081_283 |  |  | PQ | AN | 7199.558 | 8105003 | no | no |  |  | no |  |  | 1379399.361 | 15280081.283 |  | -1
node_1379402_051_15291086_202 |  |  | PQ | ABCN | 7199.558 | 8105003 | no | no |  |  | no |  |  | 1379402.051 | 15291086.202 |  | -1
node_1379410_231_15291587_557 |  |  | PQ | ABCN | 7199.558 | 8105003 | no | no |  |  | no |  |  | 1379410.231 | 15291587.557 |  | -1
node_1379412_05_15291534_831 |  |  | PQ | ABCN | 7199.558 | 8105003 | no | no |  |  | no |  |  | 1379412.05 | 15291534.831 |  | -1
node_1379413_726_15291561_378 |  |  | PQ | ABCN | 7199.558 | 8105003 | no | no |  |  | no |  |  | 1379413.726 | 15291561.378 |  | -1
node_1379424_968_15281350_874 |  |  | PQ | ABCN | 7199.558 | 8105003 | no | no |  |  | no |  |  | 1379424.968 | 15281350.874 |  | -1
node_1379437_719_15282857_908 |  |  | PQ | AN | 7199.558 | 8105003 | no | no |  |  | no |  |  | 1379437.719 | 15282857.908 |  | -1
node_1379481_785_15281889_714 |  |  | PQ | AN | 7199.558 | 8105003 | no | no |  |  | no |  |  | 1379481.785 | 15281889.714 |  | -1
node_1379492_971_15282692_449 |  |  | PQ | AN | 7199.558 | 8105003 | no | no |  |  | no |  |  | 1379492.971 | 15282692.449 |  | -1
node_1379505_858_15280403_549 |  |  | PQ | AN | 7199.558 | 8105003 | no | no |  |  | no |  |  | 1379505.858 | 15280403.549 |  | -1
node_1379519_969_15279649_117 |  |  | PQ | AN | 7199.558 | 8105003 | no | no |  |  | no |  |  | 1379519.969 | 15279649.117 |  | -1
node_1379524_664_15282331_964 |  |  | PQ | ABCN | 7199.558 | 8105003 | no | no |  |  | no |  |  | 1379524.664 | 15282331.964 |  | -1
node_1379569_149_15281052_462 |  |  | PQ | AN | 7199.558 | 8105003 | no | no |  |  | no |  |  | 1379569.149 | 15281052.462 |  | -1
node_1379765_882_15279581_606 |  |  | PQ | AN | 7199.558 | 8105003 | no | no |  |  | no |  |  | 1379765.882 | 15279581.606 |  | -1
node_1379789_68_15290199_595 |  |  | PQ | ABCN | 7199.558 | 8105003 | no | no |  |  | no |  |  | 1379789.68 | 15290199.595 |  | -1
node_1379802_893_15279965_716 |  |  | PQ | AN | 7199.558 | 8105003 | no | no |  |  | no |  |  | 1379802.893 | 15279965.716 |  | -1
node_1379815_161_15280722_588 |  |  | PQ | AN | 7199.558 | 8105003 | no | no |  |  | no |  |  | 1379815.161 | 15280722.588 |  | -1
node_1379824_206_15281638_047 |  |  | PQ | ABCN | 7199.558 | 8105003 | no | no |  |  | no |  |  | 1379824.206 | 15281638.047 |  | -1
node_1379824_275_15282372_4 |  |  | PQ | ABCN | 7199.558 | 8105003 | no | no |  |  | no |  |  | 1379824.275 | 15282372.4 |  | -1
node_1379831_257_15280458_24 |  |  | PQ | AN | 7199.558 | 8105003 | no | no |  |  | no |  |  | 1379831.257 | 15280458.24 |  | -1
node_1379921_465_15289887_323 |  |  | PQ | ABCN | 7199.558 | 8105003 | no | no |  |  | no |  |  | 1379921.465 | 15289887.323 |  | -1
node_1379974_952_15282274_873 |  |  | PQ | ABCN | 7199.558 | 8105003 | no | no |  |  | no |  |  | 1379974.952 | 15282274.873 |  | -1
node_1379981_435_15289556_453 |  |  | PQ | ABCN | 7199.558 | 8105003 | no | no |  |  | no |  |  | 1379981.435 | 15289556.453 |  | -1
node_1380003_179_15288511_415 |  |  | PQ | ABCN | 7199.558 | 8105003 | no | no |  |  | no |  |  | 1380003.179 | 15288511.415 |  | -1
node_1380006_333_15288752_536 |  |  | PQ | ABCN | 7199.558 | 8105003 | no | no |  |  | no |  |  | 1380006.333 | 15288752.536 |  | -1
node_1380007_734_15288485_541 |  |  | PQ | ABCN | 7199.558 | 8105003 | no | no |  |  | no |  |  | 1380007.734 | 15288485.541 |  | -1
node_1380009_333_15288726_242 |  |  | PQ | ABCN | 7199.558 | 8105003 | no | no |  |  | no |  |  | 1380009.333 | 15288726.242 |  | -1
node_1380017_13_15288462_175 |  |  | PQ | ABCN | 7199.558 | 8105003 | no | no |  |  | no |  |  | 1380017.13 | 15288462.175 |  | -1
node_1380017_306_15288701_932 |  |  | PQ | ABCN | 7199.558 | 8105003 | no | no |  |  | no |  |  | 1380017.306 | 15288701.932 |  | -1
node_1380022_989_15281261_37 |  |  | PQ | AN | 7199.558 | 8105003 | no | no |  |  | no |  |  | 1380022.989 | 15281261.37 |  | -1
node_1380037_071_15286055_223 |  |  | PQ | AN | 7199.558 | 8105003 | no | no |  |  | no |  |  | 1380037.071 | 15286055.223 |  | -1
node_1380050_576_15286519_862 |  |  | PQ | AN | 7199.558 | 8105003 | no | no |  |  | no |  |  | 1380050.576 | 15286519.862 |  | -1
node_1380067_923_15290072_877 |  |  | PQ | AN | 7199.558 | 8105003 | no | no |  |  | no |  |  | 1380067.923 | 15290072.877 |  | -1
node_1380070_639_15275618_693 |  |  | PQ | AN | 7199.558 | 8105003 | no | no |  |  | no |  |  | 1380070.639 | 15275618.693 |  | -1
node_1380080_408_15285615_222 |  |  | PQ | AN | 7199.558 | 8105003 | no | no |  |  | no |  |  | 1380080.408 | 15285615.222 |  | -1
node_1380090_567_15280635_415 |  |  | PQ | AN | 7199.558 | 8105003 | no | no |  |  | no |  |  | 1380090.567 | 15280635.415 |  | -1
node_1380126_821_15288783_77 |  |  | PQ | ABCN | 7199.558 | 8105003 | no | no |  |  | no |  |  | 1380126.821 | 15288783.77 |  | -1
node_1380142_375_15286664_877 |  |  | PQ | AN | 7199.558 | 8105003 | no | no |  |  | no |  |  | 1380142.375 | 15286664.877 |  | -1
node_1380146_785_15282343_184 |  |  | PQ | ABCN | 7199.558 | 8105003 | no | no |  |  | no |  |  | 1380146.785 | 15282343.184 |  | -1
node_1380154_024_15281474_674 |  |  | PQ | AN | 7199.558 | 8105003 | no | no |  |  | no |  |  | 1380154.024 | 15281474.674 |  | -1
node_1380175_265_15279664_306 |  |  | PQ | AN | 7199.558 | 8105003 | no | no |  |  | no |  |  | 1380175.265 | 15279664.306 |  | -1
node_1380187_308_15285162_984 |  |  | PQ | AN | 7199.558 | 8105003 | no | no |  |  | no |  |  | 1380187.308 | 15285162.984 |  | -1
node_1380198_66_15288140_836 |  |  | PQ | ABCN | 7199.558 | 8105003 | no | no |  |  | no |  |  | 1380198.66 | 15288140.836 |  | -1
node_1380201_111_15280366_065 |  |  | PQ | AN | 7199.558 | 8105003 | no | no |  |  | no |  |  | 1380201.111 | 15280366.065 |  | -1
node_1380209_813_15289740_016 |  |  | PQ | AN | 7199.558 | 8105003 | no | no |  |  | no |  |  | 1380209.813 | 15289740.016 |  | -1
node_1380213_111_15289132_38 |  |  | PQ | AN | 7199.558 | 8105003 | no | no |  |  | no |  |  | 1380213.111 | 15289132.38 |  | -1
node_1380213_428_15288547_296 |  |  | PQ | ABCN | 7199.558 | 8105003 | no | no |  |  | no |  |  | 1380213.428 | 15288547.296 |  | -1
node_1380227_1_15278963_185 |  |  | PQ | AN | 7199.558 | 8105003 | no | no |  |  | no |  |  | 1380227.1 | 15278963.185 |  | -1
node_1380286_363_15287683_584 |  |  | PQ | ABCN | 7199.558 | 8105003 | no | no |  |  | no |  |  | 1380286.363 | 15287683.584 |  | -1
node_1380288_382_15288672_301 |  |  | PQ | ABCN | 7199.558 | 8105003 | no | no |  |  | no |  |  | 1380288.382 | 15288672.301 |  | -1
node_1380301_075_15281904_22 |  |  | PQ | ABCN | 7199.558 | 8105003 | no | no |  |  | no |  |  | 1380301.075 | 15281904.22 |  | -1
node_1380306_046_15287046_826 |  |  | PQ | ABCN | 7199.558 | 8105003 | no | no |  |  | no |  |  | 1380306.046 | 15287046.826 |  | -1
node_1380309_327_15279896_863 |  |  | PQ | AN | 7199.558 | 8105003 | no | no |  |  | no |  |  | 1380309.327 | 15279896.863 |  | -1
node_1380313_88_15282412_557 |  |  | PQ | ABCN | 7199.558 | 8105003 | no | no |  |  | no |  |  | 1380313.88 | 15282412.557 |  | -1
node_1380328_824_15279277_282 |  |  | PQ | AN | 7199.558 | 8105003 | no | no |  |  | no |  |  | 1380328.824 | 15279277.282 |  | -1
node_1380337_017_15289278_985 |  |  | PQ | ABCN | 7199.558 | 8105003 | no | no |  |  | no |  |  | 1380337.017 | 15289278.985 |  | -1
node_1380342_612_15289304_58 |  |  | PQ | ABCN | 7199.558 | 8105003 | no | no |  |  | no |  |  | 1380342.612 | 15289304.58 |  | -1
node_1380343_092_15289331_204 |  |  | PQ | ABCN | 7199.558 | 8105003 | no | no |  |  | no |  |  | 1380343.092 | 15289331.204 |  | -1
node_1380393_563_15285879_223 |  |  | PQ | ABCN | 7199.558 | 8105003 | no | no |  |  | no |  |  | 1380393.563 | 15285879.223 |  | -1
node_1380401_49_15280546_254 |  |  | PQ | AN | 7199.558 | 8105003 | no | no |  |  | no |  |  | 1380401.49 | 15280546.254 |  | -1
node_1380426_888_15289731_633 |  |  | PQ | AN | 7199.558 | 8105003 | no | no |  |  | no |  |  | 1380426.888 | 15289731.633 |  | -1
node_1380434_996_15286321_731 |  |  | PQ | ABCN | 7199.558 | 8105003 | no | no |  |  | no |  |  | 1380434.996 | 15286321.731 |  | -1
node_1380460_456_15285425_504 |  |  | PQ | ABCN | 7199.558 | 8105003 | no | no |  |  | no |  |  | 1380460.456 | 15285425.504 |  | -1
node_1380474_568_15286845_155 |  |  | PQ | AN | 7199.558 | 8105003 | no | no |  |  | no |  |  | 1380474.568 | 15286845.155 |  | -1
node_1380481_146_15279522_686 |  |  | PQ | AN | 7199.558 | 8105003 | no | no |  |  | no |  |  | 1380481.146 | 15279522.686 |  | -1
node_1380483_334_15290063_911 |  |  | PQ | AN | 7199.558 | 8105003 | no | no |  |  | no |  |  | 1380483.334 | 15290063.911 |  | -1
node_1380489_985_15288654_605 |  |  | PQ | ABCN | 7199.558 | 8105003 | no | no |  |  | no |  |  | 1380489.985 | 15288654.605 |  | -1
node_1380501_704_15282922_243 |  |  | PQ | AN | 7199.558 | 8105003 | no | no |  |  | no |  |  | 1380501.704 | 15282922.243 |  | -1
node_1380507_615_15280333_31 |  |  | PQ | AN | 7199.558 | 8105003 | no | no |  |  | no |  |  | 1380507.615 | 15280333.31 |  | -1
node_1380531_092_15289505_218 |  |  | PQ | AN | 7199.558 | 8105003 | no | no |  |  | no |  |  | 1380531.092 | 15289505.218 |  | -1
node_1380538_285_15288151_867 |  |  | PQ | AN | 7199.558 | 8105003 | no | no |  |  | no |  |  | 1380538.285 | 15288151.867 |  | -1
node_1380546_779_15283277_197 |  |  | PQ | AN | 7199.558 | 8105003 | no | no |  |  | no |  |  | 1380546.779 | 15283277.197 |  | -1
node_1380554_802_15282750_479 |  |  | PQ | AN | 7199.558 | 8105003 | no | no |  |  | no |  |  | 1380554.802 | 15282750.479 |  | -1
node_1380577_533_15289916_064 |  |  | PQ | AN | 7199.558 | 8105003 | no | no |  |  | no |  |  | 1380577.533 | 15289916.064 |  | -1
node_1380599_703_15289106_223 |  |  | PQ | AN | 7199.558 | 8105003 | no | no |  |  | no |  |  | 1380599.703 | 15289106.223 |  | -1
node_1380615_64_15279760_376 |  |  | PQ | AN | 7199.558 | 8105003 | no | no |  |  | no |  |  | 1380615.64 | 15279760.376 |  | -1
node_1380670_193_15280683_477 |  |  | PQ | AN | 7199.558 | 8105003 | no | no |  |  | no |  |  | 1380670.193 | 15280683.477 |  | -1
node_1380698_96_15282192_519 |  |  | PQ | ABCN | 7199.558 | 8105003 | no | no |  |  | no |  |  | 1380698.96 | 15282192.519 |  | -1
node_1380699_831_15286260_218 |  |  | PQ | AN | 7199.558 | 8105003 | no | no |  |  | no |  |  | 1380699.831 | 15286260.218 |  | -1
node_1380724_884_15281034_873 |  |  | PQ | AN | 7199.558 | 8105003 | no | no |  |  | no |  |  | 1380724.884 | 15281034.873 |  | -1
node_1380779_496_15286691_551 |  |  | PQ | ABCN | 7199.558 | 8105003 | no | no |  |  | no |  |  | 1380779.496 | 15286691.551 |  | -1
node_1380782_451_15284889_728 |  |  | PQ | ABCN | 7199.558 | 8105003 | no | no |  |  | no |  |  | 1380782.451 | 15284889.728 |  | -1
node_1380784_92_15287826_85 |  |  | PQ | AN | 7199.558 | 8105003 | no | no |  |  | no |  |  | 1380784.92 | 15287826.85 |  | -1
node_1380803_852_15285318_339 |  |  | PQ | AN | 7199.558 | 8105003 | no | no |  |  | no |  |  | 1380803.852 | 15285318.339 |  | -1
node_1380815_075_15275762_087 |  |  | PQ | AN | 7199.558 | 8105003 | no | no |  |  | no |  |  | 1380815.075 | 15275762.087 |  | -1
node_1380886_342_15287079_93 |  |  | PQ | AN | 7199.558 | 8105003 | no | no |  |  | no |  |  | 1380886.342 | 15287079.93 |  | -1
node_1380890_713_15287610_607 |  |  | PQ | AN | 7199.558 | 8105003 | no | no |  |  | no |  |  | 1380890.713 | 15287610.607 |  | -1
node_1380909_195_15288787_43 |  |  | PQ | AN | 7199.558 | 8105003 | no | no |  |  | no |  |  | 1380909.195 | 15288787.43 |  | -1
node_1380920_157_15288997_18 |  |  | PQ | AN | 7199.558 | 8105003 | no | no |  |  | no |  |  | 1380920.157 | 15288997.18 |  | -1
node_1380925_363_15289176_317 |  |  | PQ | AN | 7199.558 | 8105003 | no | no |  |  | no |  |  | 1380925.363 | 15289176.317 |  | -1
node_1380955_83_15289211_327 |  |  | PQ | ABCN | 7199.558 | 8105003 | no | no |  |  | no |  |  | 1380955.83 | 15289211.327 |  | -1
node_1380956_376_15289184_715 |  |  | PQ | ABCN | 7199.558 | 8105003 | no | no |  |  | no |  |  | 1380956.376 | 15289184.715 |  | -1
node_1380960_435_15289237_268 |  |  | PQ | ABCN | 7199.558 | 8105003 | no | no |  |  | no |  |  | 1380960.435 | 15289237.268 |  | -1
node_1380962_55_15287416_74 |  |  | PQ | AN | 7199.558 | 8105003 | no | no |  |  | no |  |  | 1380962.55 | 15287416.74 |  | -1
node_1380971_742_15288716_234 |  |  | PQ | ABCN | 7199.558 | 8105003 | no | no |  |  | no |  |  | 1380971.742 | 15288716.234 |  | -1
node_1380996_141_15289517_809 |  |  | PQ | ABCN | 7199.558 | 8105003 | no | no |  |  | no |  |  | 1380996.141 | 15289517.809 |  | -1
node_1380999_3_15281132_075 |  |  | PQ | ABCN | 7199.558 | 8105003 | no | no |  |  | no |  |  | 1380999.3 | 15281132.075 |  | -1
node_1381010_094_15288661_971 |  |  | PQ | ABCN | 7199.558 | 8105003 | no | no |  |  | no |  |  | 1381010.094 | 15288661.971 |  | -1
node_1381024_658_15288644_026 |  |  | PQ | ABCN | 7199.558 | 8105003 | no | no |  |  | no |  |  | 1381024.658 | 15288644.026 |  | -1
node_1381028_57_15286365_048 |  |  | PQ | AN | 7199.558 | 8105003 | no | no |  |  | no |  |  | 1381028.57 | 15286365.048 |  | -1
node_1381041_231_15285040_025 |  |  | PQ | AN | 7199.558 | 8105003 | no | no |  |  | no |  |  | 1381041.231 | 15285040.025 |  | -1
node_1381048_546_15274369_815 |  |  | PQ | AN | 7199.558 | 8105003 | no | no |  |  | no |  |  | 1381048.546 | 15274369.815 |  | -1
node_1381050_924_15282466_654 |  |  | PQ | ABCN | 7199.558 | 8105003 | no | no |  |  | no |  |  | 1381050.924 | 15282466.654 |  | -1
node_1381061_407_15288423_461 |  |  | PQ | ABCN | 7199.558 | 8105003 | no | no |  |  | no |  |  | 1381061.407 | 15288423.461 |  | -1
node_1381062_582_15281600_453 |  |  | PQ | ABCN | 7199.558 | 8105003 | no | no |  |  | no |  |  | 1381062.582 | 15281600.453 |  | -1
node_1381078_394_15287837_865 |  |  | PQ | AN | 7199.558 | 8105003 | no | no |  |  | no |  |  | 1381078.394 | 15287837.865 |  | -1
node_1381104_892_15282931_618 |  |  | PQ | ABCN | 7199.558 | 8105003 | no | no |  |  | no |  |  | 1381104.892 | 15282931.618 |  | -1
node_1381107_874_15284588_821 |  |  | PQ | ABCN | 7199.558 | 8105003 | no | no |  |  | no |  |  | 1381107.874 | 15284588.821 |  | -1
node_1381109_315_15287019_311 |  |  | PQ | AN | 7199.558 | 8105003 | no | no |  |  | no |  |  | 1381109.315 | 15287019.311 |  | -1
node_1381116_518_15282910_146 |  |  | PQ | ABCN | 7199.558 | 8105003 | no | no |  |  | no |  |  | 1381116.518 | 15282910.146 |  | -1
node_1381119_993_15281767_122 |  |  | PQ | ABCN | 7199.558 | 8105003 | no | no |  |  | no |  |  | 1381119.993 | 15281767.122 |  | -1
node_1381123_284_15289000_968 |  |  | PQ | ABCN | 7199.558 | 8105003 | no | no |  |  | no |  |  | 1381123.284 | 15289000.968 |  | -1
node_1381123_575_15285731_473 |  |  | PQ | AN | 7199.558 | 8105003 | no | no |  |  | no |  |  | 1381123.575 | 15285731.473 |  | -1
node_1381123_588_15282885_329 |  |  | PQ | ABCN | 7199.558 | 8105003 | no | no |  |  | no |  |  | 1381123.588 | 15282885.329 |  | -1
node_1381123_981_15289027_585 |  |  | PQ | ABCN | 7199.558 | 8105003 | no | no |  |  | no |  |  | 1381123.981 | 15289027.585 |  | -1
node_1381169_466_15288584_982 |  |  | PQ | AN | 7199.558 | 8105003 | no | no |  |  | no |  |  | 1381169.466 | 15288584.982 |  | -1
node_1381187_2_15282186_883 |  |  | PQ | ABCN | 7199.558 | 8105003 | no | no |  |  | no |  |  | 1381187.2 | 15282186.883 |  | -1
node_1381225_059_15289474_518 |  |  | PQ | ABCN | 7199.558 | 8105003 | no | no |  |  | no |  |  | 1381225.059 | 15289474.518 |  | -1
node_1381226_338_15287722_16 |  |  | PQ | ABCN | 7199.558 | 8105003 | no | no |  |  | no |  |  | 1381226.338 | 15287722.16 |  | -1
node_1381232_141_15289499_454 |  |  | PQ | ABCN | 7199.558 | 8105003 | no | no |  |  | no |  |  | 1381232.141 | 15289499.454 |  | -1
node_1381234_186_15289525_957 |  |  | PQ | ABCN | 7199.558 | 8105003 | no | no |  |  | no |  |  | 1381234.186 | 15289525.957 |  | -1
node_1381237_028_15284110_025 |  |  | PQ | AN | 7199.558 | 8105003 | no | no |  |  | no |  |  | 1381237.028 | 15284110.025 |  | -1
node_1381242_567_15285306_773 |  |  | PQ | AN | 7199.558 | 8105003 | no | no |  |  | no |  |  | 1381242.567 | 15285306.773 |  | -1
node_1381256_505_15287888_242 |  |  | PQ | ABCN | 7199.558 | 8105003 | no | no |  |  | no |  |  | 1381256.505 | 15287888.242 |  | -1
node_1381269_752_15288198_734 |  |  | PQ | ABCN | 7199.558 | 8105003 | no | no |  |  | no |  |  | 1381269.752 | 15288198.734 |  | -1
node_1381276_681_15284826_346 |  |  | PQ | AN | 7199.558 | 8105003 | no | no |  |  | no |  |  | 1381276.681 | 15284826.346 |  | -1
node_1381279_418_15287130_188 |  |  | PQ | ABCN | 7199.558 | 8105003 | no | no |  |  | no |  |  | 1381279.418 | 15287130.188 |  | -1
node_1381281_876_15288219_917 |  |  | PQ | ABCN | 7199.558 | 8105003 | no | no |  |  | no |  |  | 1381281.876 | 15288219.917 |  | -1
node_1381307_755_15286451_978 |  |  | PQ | AN | 7199.558 | 8105003 | no | no |  |  | no |  |  | 1381307.755 | 15286451.978 |  | -1
node_1381320_517_15288617_4 |  |  | PQ | AN | 7199.558 | 8105003 | no | no |  |  | no |  |  | 1381320.517 | 15288617.4 |  | -1
node_1381369_72_15286048_196 |  |  | PQ | AN | 7199.558 | 8105003 | no | no |  |  | no |  |  | 1381369.72 | 15286048.196 |  | -1
node_1381381_452_15286744_811 |  |  | PQ | ABCN | 7199.558 | 8105003 | no | no |  |  | no |  |  | 1381381.452 | 15286744.811 |  | -1
node_1381407_213_15289423_349 |  |  | PQ | ABCN | 7199.558 | 8105003 | no | no |  |  | no |  |  | 1381407.213 | 15289423.349 |  | -1
node_1381425_948_15283774_264 |  |  | PQ | ABCN | 7199.558 | 8105003 | no | no |  |  | no |  |  | 1381425.948 | 15283774.264 |  | -1
node_1381443_09_15287410_013 |  |  | PQ | ABCN | 7199.558 | 8105003 | no | no |  |  | no |  |  | 1381443.09 | 15287410.013 |  | -1
node_1381467_051_15288573_768 |  |  | PQ | AN | 7199.558 | 8105003 | no | no |  |  | no |  |  | 1381467.051 | 15288573.768 |  | -1
node_1381467_314_15274584_051 |  |  | PQ | ABCN | 7199.558 | 8105003 | no | no |  |  | no |  |  | 1381467.314 | 15274584.051 |  | -1
node_1381505_631_15274203_467 |  |  | PQ | ABCN | 7199.558 | 8105003 | no | no |  |  | no |  |  | 1381505.631 | 15274203.467 |  | -1
node_1381577_88_15286634_533 |  |  | PQ | ABCN | 7199.558 | 8105003 | no | no |  |  | no |  |  | 1381577.88 | 15286634.533 |  | -1
node_1381585_301_15280457_873 |  |  | PQ | AN | 7199.558 | 8105003 | no | no |  |  | no |  |  | 1381585.301 | 15280457.873 |  | -1
node_1381622_989_15285778_939 |  |  | PQ | AN | 7199.558 | 8105003 | no | no |  |  | no |  |  | 1381622.989 | 15285778.939 |  | -1
node_1381628_461_15284535_889 |  |  | PQ | AN | 7199.558 | 8105003 | no | no |  |  | no |  |  | 1381628.461 | 15284535.889 |  | -1
node_1381632_389_15284241_484 |  |  | PQ | ABCN | 7199.558 | 8105003 | no | no |  |  | no |  |  | 1381632.389 | 15284241.484 |  | -1
node_1381661_184_15284893_225 |  |  | PQ | AN | 7199.558 | 8105003 | no | no |  |  | no |  |  | 1381661.184 | 15284893.225 |  | -1
node_1381679_211_15288089_863 |  |  | PQ | ABCN | 7199.558 | 8105003 | no | no |  |  | no |  |  | 1381679.211 | 15288089.863 |  | -1
node_1381700_703_15277859_939 |  |  | PQ | ABCN | 1001.678 | 8105003 | no | no |  |  | no |  |  | 1381700.703 | 15277859.939 |  | -1
node_1381712_405_15287689_524 |  |  | PQ | AN | 7199.558 | 8105003 | no | no |  |  | no |  |  | 1381712.405 | 15287689.524 |  | -1
node_1381729_338_15289114_381 |  |  | PQ | AN | 7199.558 | 8105003 | no | no |  |  | no |  |  | 1381729.338 | 15289114.381 |  | -1
node_1381816_958_15285980_644 |  |  | PQ | AN | 7199.558 | 8105003 | no | no |  |  | no |  |  | 1381816.958 | 15285980.644 |  | -1
node_1381818_594_15285235_026 |  |  | PQ | AN | 7199.558 | 8105003 | no | no |  |  | no |  |  | 1381818.594 | 15285235.026 |  | -1
node_1381818_916_15280627_334 |  |  | PQ | AN | 7199.558 | 8105003 | no | no |  |  | no |  |  | 1381818.916 | 15280627.334 |  | -1
node_1381845_039_15273019_249 |  |  | PQ | ABCN | 7199.558 | 8105003 | no | no |  |  | no |  |  | 1381845.039 | 15273019.249 |  | -1
node_1381846_109_15280736_6 |  |  | PQ | AN | 7199.558 | 8105003 | no | no |  |  | no |  |  | 1381846.109 | 15280736.6 |  | -1
node_1381859_171_15273678_444 |  |  | PQ | ABCN | 7199.558 | 8105003 | no | no |  |  | no |  |  | 1381859.171 | 15273678.444 |  | -1
node_1381868_858_15289403_266 |  |  | PQ | AN | 7199.558 | 8105003 | no | no |  |  | no |  |  | 1381868.858 | 15289403.266 |  | -1
node_1381909_171_15289013_786 |  |  | PQ | AN | 7199.558 | 8105003 | no | no |  |  | no |  |  | 1381909.171 | 15289013.786 |  | -1
node_1381912_941_15284320_798 |  |  | PQ | AN | 7199.558 | 8105003 | no | no |  |  | no |  |  | 1381912.941 | 15284320.798 |  | -1
node_1381963_553_15284850_066 |  |  | PQ | AN | 7199.558 | 8105003 | no | no |  |  | no |  |  | 1381963.553 | 15284850.066 |  | -1
node_1381990_043_15286767_435 |  |  | PQ | AN | 7199.558 | 8105003 | no | no |  |  | no |  |  | 1381990.043 | 15286767.435 |  | -1
node_1381994_792_15287879_986 |  |  | PQ | AN | 7199.558 | 8105003 | no | no |  |  | no |  |  | 1381994.792 | 15287879.986 |  | -1
node_1382019_994_15286219_612 |  |  | PQ | ABCN | 7199.558 | 8105003 | no | no |  |  | no |  |  | 1382019.994 | 15286219.612 |  | -1
node_1382025_13_15283489_23 |  |  | PQ | AN | 7199.558 | 8105003 | no | no |  |  | no |  |  | 1382025.13 | 15283489.23 |  | -1
node_1382073_605_15289179_3 |  |  | PQ | AN | 7199.558 | 8105003 | no | no |  |  | no |  |  | 1382073.605 | 15289179.3 |  | -1
node_1382079_75_15276024_904 |  |  | PQ | ABCN | 7199.558 | 8105003 | no | no |  |  | no |  |  | 1382079.75 | 15276024.904 |  | -1
node_1382156_811_15276239_218 |  |  | PQ | ABCN | 7199.558 | 8105003 | no | no |  |  | no |  |  | 1382156.811 | 15276239.218 |  | -1
node_1382163_821_15285266_474 |  |  | PQ | AN | 7199.558 | 8105003 | no | no |  |  | no |  |  | 1382163.821 | 15285266.474 |  | -1
node_1382182_052_15280941_361 |  |  | PQ | AN | 7199.558 | 8105003 | no | no |  |  | no |  |  | 1382182.052 | 15280941.361 |  | -1
node_1382187_903_15276488_091 |  |  | PQ | ABCN | 7199.558 | 8105003 | no | no |  |  | no |  |  | 1382187.903 | 15276488.091 |  | -1
node_1382188_695_15285632_383 |  |  | PQ | AN | 7199.558 | 8105003 | no | no |  |  | no |  |  | 1382188.695 | 15285632.383 |  | -1
node_1382256_183_15272888_816 |  |  | PQ | AN | 7199.558 | 8105003 | no | no |  |  | no |  |  | 1382256.183 | 15272888.816 |  | -1
node_1382275_66_15272894_125 |  |  | PQ | AN | 7199.558 | 8105003 | no | no |  |  | no |  |  | 1382275.66 | 15272894.125 |  | -1
node_1382279_848_15286417_937 |  |  | PQ | AN | 7199.558 | 8105003 | no | no |  |  | no |  |  | 1382279.848 | 15286417.937 |  | -1
node_1382293_481_15272906_006 |  |  | PQ | AN | 7199.558 | 8105003 | no | no |  |  | no |  |  | 1382293.481 | 15272906.006 |  | -1
node_1382305_705_15281568_539 |  |  | PQ | AN | 7199.558 | 8105003 | no | no |  |  | no |  |  | 1382305.705 | 15281568.539 |  | -1
node_1382366_716_15284824_817 |  |  | PQ | AN | 7199.558 | 8105003 | no | no |  |  | no |  |  | 1382366.716 | 15284824.817 |  | -1
node_1382398_24_15276164_52 |  |  | PQ | ABCN | 7199.558 | 8105003 | no | no |  |  | no |  |  | 1382398.24 | 15276164.52 |  | -1
node_1382408_007_15282450_045 |  |  | PQ | AN | 7199.558 | 8105003 | no | no |  |  | no |  |  | 1382408.007 | 15282450.045 |  | -1
node_1382414_926_15277437_417 |  |  | PQ | ABCN | 1001.678 | 8105003 | no | no |  |  | no |  |  | 1382414.926 | 15277437.417 |  | -1
node_1382437_467_15282619_38 |  |  | PQ | AN | 7199.558 | 8105003 | no | no |  |  | no |  |  | 1382437.467 | 15282619.38 |  | -1
node_1382486_596_15285586_995 |  |  | PQ | AN | 7199.558 | 8105003 | no | no |  |  | no |  |  | 1382486.596 | 15285586.995 |  | -1
node_1382544_497_15286897_621 |  |  | PQ | AN | 7199.558 | 8105003 | no | no |  |  | no |  |  | 1382544.497 | 15286897.621 |  | -1
node_1382558_245_15278954_282 |  |  | PQ | AN | 1001.678 | 8105003 | no | no |  |  | no |  |  | 1382558.245 | 15278954.282 |  | -1
node_1382568_456_15277177_746 |  |  | PQ | ABCN | 1001.678 | 8105003 | no | no |  |  | no |  |  | 1382568.456 | 15277177.746 |  | -1
node_1382617_911_15286027_896 |  |  | PQ | ABCN | 7199.558 | 8105003 | no | no |  |  | no |  |  | 1382617.911 | 15286027.896 |  | -1
node_1382672_897_15278027_89 |  |  | PQ | AN | 1001.678 | 8105003 | no | no |  |  | no |  |  | 1382672.897 | 15278027.89 |  | -1
node_1382675_791_15282822_898 |  |  | PQ | AN | 7199.558 | 8105003 | no | no |  |  | no |  |  | 1382675.791 | 15282822.898 |  | -1
node_1382703_15276212_974 |  |  | PQ | ABCN | 7199.558 | 8105003 | no | no |  |  | no |  |  | 1382703 | 15276212.974 |  | -1
node_1382770_258_15273075_188 |  |  | PQ | AN | 7199.558 | 8105003 | no | no |  |  | no |  |  | 1382770.258 | 15273075.188 |  | -1
node_1382909_707_15286552_062 |  |  | PQ | ABCN | 7199.558 | 8105003 | no | no |  |  | no |  |  | 1382909.707 | 15286552.062 |  | -1
node_1382915_864_15287668_638 |  |  | PQ | AN | 7199.558 | 8105003 | no | no |  |  | no |  |  | 1382915.864 | 15287668.638 |  | -1
node_1382956_3_15273105_137 |  |  | PQ | AN | 7199.558 | 8105003 | no | no |  |  | no |  |  | 1382956.3 | 15273105.137 |  | -1
node_1383070_432_15277142_434 |  |  | PQ | ABCN | 7199.558 | 8105003 | no | no |  |  | no |  |  | 1383070.432 | 15277142.434 |  | -1
node_1383083_487_15276297_114 |  |  | PQ | AN | 7199.558 | 8105003 | no | no |  |  | no |  |  | 1383083.487 | 15276297.114 |  | -1
node_1383137_251_15286172_634 |  |  | PQ | AN | 7199.558 | 8105003 | no | no |  |  | no |  |  | 1383137.251 | 15286172.634 |  | -1
node_1383180_254_15272788_471 |  |  | PQ | AN | 7199.558 | 8105003 | no | no |  |  | no |  |  | 1383180.254 | 15272788.471 |  | -1
node_1383186_386_15286765_852 |  |  | PQ | ABCN | 7199.558 | 8105003 | no | no |  |  | no |  |  | 1383186.386 | 15286765.852 |  | -1
node_1383253_795_15272403_711 |  |  | PQ | AN | 7199.558 | 8105003 | no | no |  |  | no |  |  | 1383253.795 | 15272403.711 |  | -1
node_1383355_968_15273688_194 |  |  | PQ | AN | 7199.558 | 8105003 | no | no |  |  | no |  |  | 1383355.968 | 15273688.194 |  | -1
node_1383401_304_15287939_09 |  |  | PQ | AN | 7199.558 | 8105003 | no | no |  |  | no |  |  | 1383401.304 | 15287939.09 |  | -1
node_1383405_167_15287233_508 |  |  | PQ | AN | 7199.558 | 8105003 | no | no |  |  | no |  |  | 1383405.167 | 15287233.508 |  | -1
node_1383417_368_15287738_74 |  |  | PQ | AN | 7199.558 | 8105003 | no | no |  |  | no |  |  | 1383417.368 | 15287738.74 |  | -1
node_1383443_875_15286319_364 |  |  | PQ | AN | 7199.558 | 8105003 | no | no |  |  | no |  |  | 1383443.875 | 15286319.364 |  | -1
node_1383508_575_15277552_082 |  |  | PQ | ABCN | 7199.558 | 8105003 | no | no |  |  | no |  |  | 1383508.575 | 15277552.082 |  | -1
node_1383545_8_15273147_417 |  |  | PQ | AN | 7199.558 | 8105003 | no | no |  |  | no |  |  | 1383545.8 | 15273147.417 |  | -1
node_1383580_328_15278685_943 |  |  | PQ | ABCN | 7199.558 | 8105003 | no | no |  |  | no |  |  | 1383580.328 | 15278685.943 |  | -1
node_1383651_447_15287130_84 |  |  | PQ | ABCN | 7199.558 | 8105003 | no | no |  |  | no |  |  | 1383651.447 | 15287130.84 |  | -1
node_1383713_958_15277713_13 |  |  | PQ | ABCN | 7199.558 | 8105003 | no | no |  |  | no |  |  | 1383713.958 | 15277713.13 |  | -1
node_1383797_567_15287727_491 |  |  | PQ | AN | 7199.558 | 8105003 | no | no |  |  | no |  |  | 1383797.567 | 15287727.491 |  | -1
node_1383803_891_15287488_39 |  |  | PQ | AN | 7199.558 | 8105003 | no | no |  |  | no |  |  | 1383803.891 | 15287488.39 |  | -1
node_1383846_355_15273248_09 |  |  | PQ | AN | 7199.558 | 8105003 | no | no |  |  | no |  |  | 1383846.355 | 15273248.09 |  | -1
node_1383854_605_15283949_827 |  |  | PQ | AN | 7199.558 | 8105003 | no | no |  |  | no |  |  | 1383854.605 | 15283949.827 |  | -1
node_1383859_097_15278291_504 |  |  | PQ | ABCN | 7199.558 | 8105003 | no | no |  |  | no |  |  | 1383859.097 | 15278291.504 |  | -1
node_1383886_639_15277211_975 |  |  | PQ | ABCN | 7199.558 | 8105003 | no | no |  |  | no |  |  | 1383886.639 | 15277211.975 |  | -1
node_1383893_818_15277187_214 |  |  | PQ | ABCN | 7199.558 | 8105003 | no | no |  |  | no |  |  | 1383893.818 | 15277187.214 |  | -1
node_1383984_488_15277082_927 |  |  | PQ | ABCN | 7199.558 | 8105003 | no | no |  |  | no |  |  | 1383984.488 | 15277082.927 |  | -1
node_1384003_747_15277089_519 |  |  | PQ | ABCN | 7199.558 | 8105003 | no | no |  |  | no |  |  | 1384003.747 | 15277089.519 |  | -1
node_1384005_218_15275600_445 |  |  | PQ | ABCN | 7199.558 | 8105003 | no | no |  |  | no |  |  | 1384005.218 | 15275600.445 |  | -1
node_1384013_109_15275624_947 |  |  | PQ | ABCN | 7199.558 | 8105003 | no | no |  |  | no |  |  | 1384013.109 | 15275624.947 |  | -1
node_1384016_017_15275651_312 |  |  | PQ | ABCN | 7199.558 | 8105003 | no | no |  |  | no |  |  | 1384016.017 | 15275651.312 |  | -1
node_1384021_112_15277102_563 |  |  | PQ | ABCN | 7199.558 | 8105003 | no | no |  |  | no |  |  | 1384021.112 | 15277102.563 |  | -1
node_1384054_057_15279343_657 |  |  | PQ | AN | 7199.558 | 8105003 | no | no |  |  | no |  |  | 1384054.057 | 15279343.657 |  | -1
node_1384115_432_15287283_39 |  |  | PQ | ABCN | 7199.558 | 8105003 | no | no |  |  | no |  |  | 1384115.432 | 15287283.39 |  | -1
node_1384201_497_15273198_116 |  |  | PQ | AN | 7199.558 | 8105003 | no | no |  |  | no |  |  | 1384201.497 | 15273198.116 |  | -1
node_1384202_556_15279077_406 |  |  | PQ | AN | 7199.558 | 8105003 | no | no |  |  | no |  |  | 1384202.556 | 15279077.406 |  | -1
node_1384369_648_15286807_43 |  |  | PQ | AN | 7199.558 | 8105003 | no | no |  |  | no |  |  | 1384369.648 | 15286807.43 |  | -1
node_1384380_393_15287587_466 |  |  | PQ | ABCN | 7199.558 | 8105003 | no | no |  |  | no |  |  | 1384380.393 | 15287587.466 |  | -1
node_1384402_375_15287816_387 |  |  | PQ | ABCN | 7199.558 | 8105003 | no | no |  |  | no |  |  | 1384402.375 | 15287816.387 |  | -1
node_1384403_82_15287275_044 |  |  | PQ | AN | 7199.558 | 8105003 | no | no |  |  | no |  |  | 1384403.82 | 15287275.044 |  | -1
node_1384442_719_15278842_86 |  |  | PQ | ABCN | 7199.558 | 8105003 | no | no |  |  | no |  |  | 1384442.719 | 15278842.86 |  | -1
node_1384447_092_15278868_871 |  |  | PQ | ABCN | 7199.558 | 8105003 | no | no |  |  | no |  |  | 1384447.092 | 15278868.871 |  | -1
node_1384456_326_15278892_521 |  |  | PQ | ABCN | 7199.558 | 8105003 | no | no |  |  | no |  |  | 1384456.326 | 15278892.521 |  | -1
node_1384486_93_15279081_165 |  |  | PQ | ABCN | 7199.558 | 8105003 | no | no |  |  | no |  |  | 1384486.93 | 15279081.165 |  | -1
node_1384508_602_15273216_157 |  |  | PQ | AN | 7199.558 | 8105003 | no | no |  |  | no |  |  | 1384508.602 | 15273216.157 |  | -1
node_1384590_666_15280173_434 |  |  | PQ | AN | 7199.558 | 8105003 | no | no |  |  | no |  |  | 1384590.666 | 15280173.434 |  | -1
node_1384654_198_15280518_884 |  |  | PQ | AN | 7199.558 | 8105003 | no | no |  |  | no |  |  | 1384654.198 | 15280518.884 |  | -1
node_1384659_537_15287484_767 |  |  | PQ | AN | 7199.558 | 8105003 | no | no |  |  | no |  |  | 1384659.537 | 15287484.767 |  | -1
node_1384834_921_15273010_69 |  |  | PQ | AN | 7199.558 | 8105003 | no | no |  |  | no |  |  | 1384834.921 | 15273010.69 |  | -1
node_1384879_594_15287811_997 |  |  | PQ | ABCN | 7199.558 | 8105003 | no | no |  |  | no |  |  | 1384879.594 | 15287811.997 |  | -1
node_1385169_346_15281178_557 |  |  | PQ | AN | 7199.558 | 8105003 | no | no |  |  | no |  |  | 1385169.346 | 15281178.557 |  | -1
node_1385355_924_15287460_717 |  |  | PQ | ABCN | 7199.558 | 8105003 | no | no |  |  | no |  |  | 1385355.924 | 15287460.717 |  | -1
node_1385359_497_15280322_071 |  |  | PQ | AN | 7199.558 | 8105003 | no | no |  |  | no |  |  | 1385359.497 | 15280322.071 |  | -1
node_1385369_899_15274737_862 |  |  | PQ | ABCN | 7199.558 | 8105003 | no | no |  |  | no |  |  | 1385369.899 | 15274737.862 |  | -1
node_1385374_699_15274712_068 |  |  | PQ | ABCN | 7199.558 | 8105003 | no | no |  |  | no |  |  | 1385374.699 | 15274712.068 |  | -1
node_1385384_32_15274688_863 |  |  | PQ | ABCN | 7199.558 | 8105003 | no | no |  |  | no |  |  | 1385384.32 | 15274688.863 |  | -1
node_1385614_999_15284605_062 |  |  | PQ | AN | 7199.558 | 8105003 | no | no |  |  | no |  |  | 1385614.999 | 15284605.062 |  | -1
node_1385629_691_15287606_437 |  |  | PQ | AN | 7199.558 | 8105003 | no | no |  |  | no |  |  | 1385629.691 | 15287606.437 |  | -1
node_1385664_526_15285665_089 |  |  | PQ | AN | 7199.558 | 8105003 | no | no |  |  | no |  |  | 1385664.526 | 15285665.089 |  | -1
node_1385682_281_15276666_064 |  |  | PQ | AN | 7199.558 | 8105003 | no | no |  |  | no |  |  | 1385682.281 | 15276666.064 |  | -1
node_1385701_783_15280161_838 |  |  | PQ | AN | 7199.558 | 8105003 | no | no |  |  | no |  |  | 1385701.783 | 15280161.838 |  | -1
node_1385730_711_15287522_403 |  |  | PQ | AD | 7199.558 | 8105003 | no | no |  |  | no |  |  | 1385730.711 | 15287522.403 |  | -1
node_1385786_186_15283348_621 |  |  | PQ | AN | 7199.558 | 8105003 | no | no |  |  | no |  |  | 1385786.186 | 15283348.621 |  | -1
node_1385918_119_15285233_03 |  |  | PQ | AN | 7199.558 | 8105003 | no | no |  |  | no |  |  | 1385918.119 | 15285233.03 |  | -1
node_1385925_437_15284112_95 |  |  | PQ | AN | 7199.558 | 8105003 | no | no |  |  | no |  |  | 1385925.437 | 15284112.95 |  | -1
node_1385931_836_15283033_674 |  |  | PQ | AN | 7199.558 | 8105003 | no | no |  |  | no |  |  | 1385931.836 | 15283033.674 |  | -1
node_1385933_463_15285046_93 |  |  | PQ | AN | 7199.558 | 8105003 | no | no |  |  | no |  |  | 1385933.463 | 15285046.93 |  | -1
node_1385983_039_15287313_392 |  |  | PQ | ABCN | 7199.558 | 8105003 | no | no |  |  | no |  |  | 1385983.039 | 15287313.392 |  | -1
node_1385998_117_15283505_454 |  |  | PQ | AN | 7199.558 | 8105003 | no | no |  |  | no |  |  | 1385998.117 | 15283505.454 |  | -1
node_1386056_108_15285866_752 |  |  | PQ | AN | 7199.558 | 8105003 | no | no |  |  | no |  |  | 1386056.108 | 15285866.752 |  | -1
node_1386072_825_15285642_54 |  |  | PQ | AN | 7199.558 | 8105003 | no | no |  |  | no |  |  | 1386072.825 | 15285642.54 |  | -1
node_1386099_401_15284092_512 |  |  | PQ | AN | 7199.558 | 8105003 | no | no |  |  | no |  |  | 1386099.401 | 15284092.512 |  | -1
node_1386106_836_15279979_926 |  |  | PQ | AN | 7199.558 | 8105003 | no | no |  |  | no |  |  | 1386106.836 | 15279979.926 |  | -1
node_1386261_968_15283602_205 |  |  | PQ | AN | 7199.558 | 8105003 | no | no |  |  | no |  |  | 1386261.968 | 15283602.205 |  | -1
node_1386306_912_15284080_42 |  |  | PQ | AN | 7199.558 | 8105003 | no | no |  |  | no |  |  | 1386306.912 | 15284080.42 |  | -1
node_1386325_872_15287313_295 |  |  | PQ | ABCN | 7199.558 | 8105003 | no | no |  |  | no |  |  | 1386325.872 | 15287313.295 |  | -1
node_1386501_524_15283169_912 |  |  | PQ | AN | 7199.558 | 8105003 | no | no |  |  | no |  |  | 1386501.524 | 15283169.912 |  | -1
node_1386541_143_15284093_033 |  |  | PQ | AN | 7199.558 | 8105003 | no | no |  |  | no |  |  | 1386541.143 | 15284093.033 |  | -1
node_1386602_907_15283636_432 |  |  | PQ | ABN | 7199.558 | 8105003 | no | no |  |  | no |  |  | 1386602.907 | 15283636.432 |  | -1
node_1386649_425_15284762_886 |  |  | PQ | AN | 7199.558 | 8105003 | no | no |  |  | no |  |  | 1386649.425 | 15284762.886 |  | -1
node_1386660_03_15285012_156 |  |  | PQ | AN | 7199.558 | 8105003 | no | no |  |  | no |  |  | 1386660.03 | 15285012.156 |  | -1
node_1386683_793_15286931_438 |  |  | PQ | AN | 7199.558 | 8105003 | no | no |  |  | no |  |  | 1386683.793 | 15286931.438 |  | -1
node_1386728_615_15285933_897 |  |  | PQ | AN | 7199.558 | 8105003 | no | no |  |  | no |  |  | 1386728.615 | 15285933.897 |  | -1
node_1386752_409_15284494_979 |  |  | PQ | AN | 7199.558 | 8105003 | no | no |  |  | no |  |  | 1386752.409 | 15284494.979 |  | -1
node_1386791_898_15283675_961 |  |  | PQ | ABN | 7199.558 | 8105003 | no | no |  |  | no |  |  | 1386791.898 | 15283675.961 |  | -1
node_1386796_534_15285255_96 |  |  | PQ | AN | 7199.558 | 8105003 | no | no |  |  | no |  |  | 1386796.534 | 15285255.96 |  | -1
node_1386798_388_15287371_784 |  |  | PQ | ABCN | 7199.558 | 8105003 | no | no |  |  | no |  |  | 1386798.388 | 15287371.784 |  | -1
node_1386903_822_15283342_532 |  |  | PQ | ABN | 7199.558 | 8105003 | no | no |  |  | no |  |  | 1386903.822 | 15283342.532 |  | -1
node_1386932_059_15284033_964 |  |  | PQ | AN | 7199.558 | 8105003 | no | no |  |  | no |  |  | 1386932.059 | 15284033.964 |  | -1
node_1386967_146_15284809_432 |  |  | PQ | ABCN | 7199.558 | 8105003 | no | no |  |  | no |  |  | 1386967.146 | 15284809.432 |  | -1
node_1386971_341_15283006_283 |  |  | PQ | ABN | 7199.558 | 8105003 | no | no |  |  | no |  |  | 1386971.341 | 15283006.283 |  | -1
node_1386995_622_15286205_162 |  |  | PQ | ABCN | 7199.558 | 8105003 | no | no |  |  | no |  |  | 1386995.622 | 15286205.162 |  | -1
node_1387023_579_15285738_477 |  |  | PQ | ABCN | 7199.558 | 8105003 | no | no |  |  | no |  |  | 1387023.579 | 15285738.477 |  | -1
node_1387062_103_15286430_253 |  |  | PQ | ABCN | 7199.558 | 8105003 | no | no |  |  | no |  |  | 1387062.103 | 15286430.253 |  | -1
node_1387071_186_15285919_928 |  |  | PQ | ABCN | 7199.558 | 8105003 | no | no |  |  | no |  |  | 1387071.186 | 15285919.928 |  | -1
node_1387095_801_15284216_267 |  |  | PQ | ABCN | 7199.558 | 8105003 | no | no |  |  | no |  |  | 1387095.801 | 15284216.267 |  | -1
node_1387130_619_15285331_602 |  |  | PQ | ABCN | 7199.558 | 8105003 | no | no |  |  | no |  |  | 1387130.619 | 15285331.602 |  | -1
node_1387146_129_15284944_339 |  |  | PQ | ABCN | 7199.558 | 8105003 | no | no |  |  | no |  |  | 1387146.129 | 15284944.339 |  | -1
node_1387159_322_15283704_015 |  |  | PQ | ABN | 7199.558 | 8105003 | no | no |  |  | no |  |  | 1387159.322 | 15283704.015 |  | -1
node_1387197_625_15283268_85 |  |  | PQ | AN | 7199.558 | 8105003 | no | no |  |  | no |  |  | 1387197.625 | 15283268.85 |  | -1
node_1387210_756_15286946_08 |  |  | PQ | ABCN | 7199.558 | 8105003 | no | no |  |  | no |  |  | 1387210.756 | 15286946.08 |  | -1
node_1387298_926_15282949_183 |  |  | PQ | AN | 7199.558 | 8105003 | no | no |  |  | no |  |  | 1387298.926 | 15282949.183 |  | -1
node_1387367_25_15284663_353 |  |  | PQ | AN | 7199.558 | 8105003 | no | no |  |  | no |  |  | 1387367.25 | 15284663.353 |  | -1
node_1387424_679_15285543_856 |  |  | PQ | AN | 7199.558 | 8105003 | no | no |  |  | no |  |  | 1387424.679 | 15285543.856 |  | -1
node_1387452_827_15285924_958 |  |  | PQ | AN | 7199.558 | 8105003 | no | no |  |  | no |  |  | 1387452.827 | 15285924.958 |  | -1
node_1387466_096_15285219_618 |  |  | PQ | AN | 7199.558 | 8105003 | no | no |  |  | no |  |  | 1387466.096 | 15285219.618 |  | -1
node_1387469_64_15283284_689 |  |  | PQ | AN | 7199.558 | 8105003 | no | no |  |  | no |  |  | 1387469.64 | 15283284.689 |  | -1
node_1387482_784_15284303_359 |  |  | PQ | ABCN | 7199.558 | 8105003 | no | no |  |  | no |  |  | 1387482.784 | 15284303.359 |  | -1
node_1387501_238_15284900_257 |  |  | PQ | AN | 7199.558 | 8105003 | no | no |  |  | no |  |  | 1387501.238 | 15284900.257 |  | -1
node_1387530_509_15283890_413 |  |  | PQ | AN | 7199.558 | 8105003 | no | no |  |  | no |  |  | 1387530.509 | 15283890.413 |  | -1
node_1387555_51_15285932_362 |  |  | PQ | AN | 7199.558 | 8105003 | no | no |  |  | no |  |  | 1387555.51 | 15285932.362 |  | -1
node_1387626_777_15282723_524 |  |  | PQ | AN | 7199.558 | 8105003 | no | no |  |  | no |  |  | 1387626.777 | 15282723.524 |  | -1
node_1387643_154_15283663_879 |  |  | PQ | AN | 7199.558 | 8105003 | no | no |  |  | no |  |  | 1387643.154 | 15283663.879 |  | -1
node_1387703_339_15282262_489 |  |  | PQ | AN | 7199.558 | 8105003 | no | no |  |  | no |  |  | 1387703.339 | 15282262.489 |  | -1
node_1387732_979_15284230_083 |  |  | PQ | ABCN | 7199.558 | 8105003 | no | no |  |  | no |  |  | 1387732.979 | 15284230.083 |  | -1
node_1387790_787_15283994_394 |  |  | PQ | AN | 7199.558 | 8105003 | no | no |  |  | no |  |  | 1387790.787 | 15283994.394 |  | -1
node_1387799_4_15284882_019 |  |  | PQ | AN | 7199.558 | 8105003 | no | no |  |  | no |  |  | 1387799.4 | 15284882.019 |  | -1
node_1387803_07_15285968_256 |  |  | PQ | AN | 7199.558 | 8105003 | no | no |  |  | no |  |  | 1387803.07 | 15285968.256 |  | -1
node_1387816_652_15283096_138 |  |  | PQ | AN | 7199.558 | 8105003 | no | no |  |  | no |  |  | 1387816.652 | 15283096.138 |  | -1
node_1387912_02_15284530_123 |  |  | PQ | AN | 7199.558 | 8105003 | no | no |  |  | no |  |  | 1387912.02 | 15284530.123 |  | -1
node_1387914_565_15283673_504 |  |  | PQ | AN | 7199.558 | 8105003 | no | no |  |  | no |  |  | 1387914.565 | 15283673.504 |  | -1
node_1387922_645_15283392_339 |  |  | PQ | AN | 7199.558 | 8105003 | no | no |  |  | no |  |  | 1387922.645 | 15283392.339 |  | -1
node_1387957_224_15283958_976 |  |  | PQ | AN | 7199.558 | 8105003 | no | no |  |  | no |  |  | 1387957.224 | 15283958.976 |  | -1
node_1388049_336_15284402_535 |  |  | PQ | ABCN | 7199.558 | 8105003 | no | no |  |  | no |  |  | 1388049.336 | 15284402.535 |  | -1
node_1388053_121_15283846_336 |  |  | PQ | AN | 7199.558 | 8105003 | no | no |  |  | no |  |  | 1388053.121 | 15283846.336 |  | -1
node_1388183_944_15283383_361 |  |  | PQ | AN | 7199.558 | 8105003 | no | no |  |  | no |  |  | 1388183.944 | 15283383.361 |  | -1
node_1388222_712_15282896_739 |  |  | PQ | AN | 7199.558 | 8105003 | no | no |  |  | no |  |  | 1388222.712 | 15282896.739 |  | -1
node_1388229_307_15282511_07 |  |  | PQ | AN | 7199.558 | 8105003 | no | no |  |  | no |  |  | 1388229.307 | 15282511.07 |  | -1
node_1388267_86_15283583_09 |  |  | PQ | AN | 7199.558 | 8105003 | no | no |  |  | no |  |  | 1388267.86 | 15283583.09 |  | -1
node_1388273_948_15283202_724 |  |  | PQ | AN | 7199.558 | 8105003 | no | no |  |  | no |  |  | 1388273.948 | 15283202.724 |  | -1
node_1388406_674_15282599_977 |  |  | PQ | AN | 7199.558 | 8105003 | no | no |  |  | no |  |  | 1388406.674 | 15282599.977 |  | -1
node_1388483_398_15284429_112 |  |  | PQ | ABCN | 7199.558 | 8105003 | no | no |  |  | no |  |  | 1388483.398 | 15284429.112 |  | -1
node_1388506_737_15283869_691 |  |  | PQ | ABCN | 7199.558 | 8105003 | no | no |  |  | no |  |  | 1388506.737 | 15283869.691 |  | -1
node_1388520_487_15284087_602 |  |  | PQ | ABCN | 7199.558 | 8105003 | no | no |  |  | no |  |  | 1388520.487 | 15284087.602 |  | -1
node_1388526_433_15283560_785 |  |  | PQ | ABCN | 7199.558 | 8105003 | no | no |  |  | no |  |  | 1388526.433 | 15283560.785 |  | -1
node_1388548_264_15283182_158 |  |  | PQ | AN | 7199.558 | 8105003 | no | no |  |  | no |  |  | 1388548.264 | 15283182.158 |  | -1
node_1388564_768_15282988_123 |  |  | PQ | AN | 7199.558 | 8105003 | no | no |  |  | no |  |  | 1388564.768 | 15282988.123 |  | -1
node_1388622_422_15282714_55 |  |  | PQ | AN | 7199.558 | 8105003 | no | no |  |  | no |  |  | 1388622.422 | 15282714.55 |  | -1
node_1388750_191_15283621_995 |  |  | PQ | ABCN | 7199.558 | 8105003 | no | no |  |  | no |  |  | 1388750.191 | 15283621.995 |  | -1
node_1389090_468_15283773_437 |  |  | PQ | AN | 7199.558 | 8105003 | no | no |  |  | no |  |  | 1389090.468 | 15283773.437 |  | -1
node_1389161_868_15283955_74 |  |  | PQ | AN | 7199.558 | 8105003 | no | no |  |  | no |  |  | 1389161.868 | 15283955.74 |  | -1
node_1389214_495_15283616_979 |  |  | PQ | ABCN | 7199.558 | 8105003 | no | no |  |  | no |  |  | 1389214.495 | 15283616.979 |  | -1
node_1389216_249_15283564_248 |  |  | PQ | ABCN | 7199.558 | 8105003 | no | no |  |  | no |  |  | 1389216.249 | 15283564.248 |  | -1
node_1389217_959_15283590_791 |  |  | PQ | ABCN | 7199.558 | 8105003 | no | no |  |  | no |  |  | 1389217.959 | 15283590.791 |  | -1
node_1389352_98_15283651_397 |  |  | PQ | ABCN | 7199.558 | 8105003 | no | no |  |  | no |  |  | 1389352.98 | 15283651.397 |  | -1
node_1389395_762_15283975_115 |  |  | PQ | ABCN | 7199.558 | 8105003 | no | no |  |  | no |  |  | 1389395.762 | 15283975.115 |  | -1
node_1389405_587_15284524_218 |  |  | PQ | AN | 7199.558 | 8105003 | no | no |  |  | no |  |  | 1389405.587 | 15284524.218 |  | -1
node_8105001_200864505 |  |  | PQ | ABCN | 7199.558 | 8105003 | no | no |  |  | no |  |  | 1375475.691 | 15282075.317 |  | -1
node_8105003_200805571 |  |  | PQ | AN | 7199.558 | 8105003 | no | no |  |  | no |  |  | 1389082.545 | 15283746.998 |  | -1
node_8105003_200805575 |  |  | PQ | ABCN | 7199.558 | 8105003 | no | no |  |  | no |  |  | 1389328.466 | 15283680.366 |  | -1
node_8105003_200805578 |  |  | PQ | ABCN | 7199.558 | 8105003 | no | no |  |  | no |  |  | 1389358.176 | 15283981.835 |  | -1
node_8105003_200805581 |  |  | PQ | AN | 7199.558 | 8105003 | no | no |  |  | no |  |  | 1389402.289 | 15284507.555 |  | -1
node_8105003_200805596 |  |  | PQ | AN | 7199.558 | 8105003 | no | no |  |  | no |  |  | 1389192.898 | 15283971.497 |  | -1
node_8105003_200810135 |  |  | PQ | AN | 7199.558 | 8105003 | no | no |  |  | no |  |  | 1385593.091 | 15287594.779 |  | -1
node_8105003_200810137 |  |  | PQ | AN | 7199.558 | 8105003 | no | no |  |  | no |  |  | 1385522.736 | 15287463.429 |  | -1
node_8105003_200810138 |  |  | PQ | ABCN | 7199.558 | 8105003 | no | no |  |  | no |  |  | 1385463.078 | 15287435.74 |  | -1
node_8105003_200810139 |  |  | PQ | ABCN | 7199.558 | 8105003 | no | no |  |  | no |  |  | 1385368.82 | 15287496.116 |  | -1
node_8105003_200810140 |  |  | PQ | ABCN | 7199.558 | 8105003 | no | no |  |  | no |  |  | 1385267.763 | 15287547.5 |  | -1
node_8105003_200810145 |  |  | PQ | AN | 7199.558 | 8105003 | no | no |  |  | no |  |  | 1384519.316 | 15287406.459 |  | -1
node_8105003_200810146 |  |  | PQ | AN | 7199.558 | 8105003 | no | no |  |  | no |  |  | 1384391.354 | 15287288.866 |  | -1
node_8105003_200810147 |  |  | PQ | AN | 7199.558 | 8105003 | no | no |  |  | no |  |  | 1384257.172 | 15287204.789 |  | -1
node_8105003_200815232 |  |  | PQ | ABCN | 7199.558 | 8105003 | no | no |  |  | no |  |  | 1385137.4 | 15287687.239 |  | -1
node_8105003_200815238 |  |  | PQ | ABCN | 7199.558 | 8105003 | no | no |  |  | no |  |  | 1385019.385 | 15287753.507 |  | -1
node_8105003_200815239 |  |  | PQ | ABCN | 7199.558 | 8105003 | no | no |  |  | no |  |  | 1384894.847 | 15287844.075 |  | -1
node_8105003_200815240 |  |  | PQ | ABCN | 7199.558 | 8105003 | no | no |  |  | no |  |  | 1384725.681 | 15287948.49 |  | -1
node_8105003_200815241 |  |  | PQ | ABCN | 7199.558 | 8105003 | no | no |  |  | no |  |  | 1384615.765 | 15288016.444 |  | -1
node_8105003_200815268 |  |  | PQ | ABCN | 7199.558 | 8105003 | no | no |  |  | no |  |  | 1387095.92 | 15287371.169 |  | -1
node_8105003_200815270 |  |  | PQ | ABCN | 7199.558 | 8105003 | no | no |  |  | no |  |  | 1385629.798 | 15287355.904 |  | -1
node_8105003_200815271 |  |  | PQ | ABCN | 7199.558 | 8105003 | no | no |  |  | no |  |  | 1386935.838 | 15287351.594 |  | -1
node_8105003_200815275 |  |  | PQ | ABCN | 7199.558 | 8105003 | no | no |  |  | no |  |  | 1386799.257 | 15287341.561 |  | -1
node_8105003_200815276 |  |  | PQ | ABCN | 7199.558 | 8105003 | no | no |  |  | no |  |  | 1386709.097 | 15287334.456 |  | -1
node_8105003_200815277 |  |  | PQ | ABCN | 7199.558 | 8105003 | no | no |  |  | no |  |  | 1386517.411 | 15287329.161 |  | -1
node_8105003_200815278 |  |  | PQ | ABCN | 7199.558 | 8105003 | no | no |  |  | no |  |  | 1386320.827 | 15287287.731 |  | -1
node_8105003_200815279 |  |  | PQ | ABCN | 7199.558 | 8105003 | no | no |  |  | no |  |  | 1386123.789 | 15287295.434 |  | -1
node_8105003_200815280 |  |  | PQ | ABCN | 7199.558 | 8105003 | no | no |  |  | no |  |  | 1385983.543 | 15287288.233 |  | -1
node_8105003_200815281 |  |  | PQ | ABCN | 7199.558 | 8105003 | no | no |  |  | no |  |  | 1385786.567 | 15287283.152 |  | -1
node_8105003_200815545 |  |  | PQ | AN | 7199.558 | 8105003 | no | no |  |  | no |  |  | 1383679.367 | 15287264.98 |  | -1
node_8105003_200815553 |  |  | PQ | AN | 7199.558 | 8105003 | no | no |  |  | no |  |  | 1383840.973 | 15287673.133 |  | -1
node_8105003_200815554 |  |  | PQ | AN | 7199.558 | 8105003 | no | no |  |  | no |  |  | 1383763.026 | 15287493.643 |  | -1
node_8105003_200815596 |  |  | PQ | ABCN | 7199.558 | 8105003 | no | no |  |  | no |  |  | 1388467.874 | 15284398.951 |  | -1
node_8105003_200815597 |  |  | PQ | ABCN | 7199.558 | 8105003 | no | no |  |  | no |  |  | 1388533.069 | 15284313.751 |  | -1
node_8105003_200815598 |  |  | PQ | ABCN | 7199.558 | 8105003 | no | no |  |  | no |  |  | 1388549.556 | 15284089.858 |  | -1
node_8105003_200815599 |  |  | PQ | ABCN | 7199.558 | 8105003 | no | no |  |  | no |  |  | 1388534.793 | 15283878.326 |  | -1
node_8105003_200815601 |  |  | PQ | ABCN | 7199.558 | 8105003 | no | no |  |  | no |  |  | 1388538.143 | 15283715.332 |  | -1
node_8105003_200815603 |  |  | PQ | AN | 7199.558 | 8105003 | no | no |  |  | no |  |  | 1388561.238 | 15283387.581 |  | -1
node_8105003_200815604 |  |  | PQ | AN | 7199.558 | 8105003 | no | no |  |  | no |  |  | 1388577.561 | 15283191.196 |  | -1
node_8105003_200815605 |  |  | PQ | AN | 7199.558 | 8105003 | no | no |  |  | no |  |  | 1388592.125 | 15282991.237 |  | -1
node_8105003_200815606 |  |  | PQ | AN | 7199.558 | 8105003 | no | no |  |  | no |  |  | 1388605.325 | 15282774.263 |  | -1
node_8105003_200815662 |  |  | PQ | ABCN | 7199.558 | 8105003 | no | no |  |  | no |  |  | 1384547.362 | 15287983.706 |  | -1
node_8105003_200815663 |  |  | PQ | ABCN | 7199.558 | 8105003 | no | no |  |  | no |  |  | 1384426.406 | 15287787.582 |  | -1
node_8105003_200815664 |  |  | PQ | ABCN | 7199.558 | 8105003 | no | no |  |  | no |  |  | 1384346.071 | 15287592.783 |  | -1
node_8105003_200815665 |  |  | PQ | ABCN | 7199.558 | 8105003 | no | no |  |  | no |  |  | 1384242.394 | 15287435.937 |  | -1
node_8105003_200815666 |  |  | PQ | ABCN | 7199.558 | 8105003 | no | no |  |  | no |  |  | 1384089.954 | 15287299.835 |  | -1
node_8105003_200815668 |  |  | PQ | ABCN | 7199.558 | 8105003 | no | no |  |  | no |  |  | 1383632.222 | 15287159.171 |  | -1
node_8105003_200815669 |  |  | PQ | AN | 7199.558 | 8105003 | no | no |  |  | no |  |  | 1383430.814 | 15287207.38 |  | -1
node_8105003_200815762 |  |  | PQ | AN | 7199.558 | 8105003 | no | no |  |  | no |  |  | 1383773.178 | 15287691.29 |  | -1
node_8105003_200815763 |  |  | PQ | AN | 7199.558 | 8105003 | no | no |  |  | no |  |  | 1383560.874 | 15287815.216 |  | -1
node_8105003_200815764 |  |  | PQ | AN | 7199.558 | 8105003 | no | no |  |  | no |  |  | 1383444.702 | 15287719.182 |  | -1
node_8105003_200815767 |  |  | PQ | AN | 7199.558 | 8105003 | no | no |  |  | no |  |  | 1383401.422 | 15287923.123 |  | -1
node_8105003_200815768 |  |  | PQ | ABCN | 7199.558 | 8105003 | no | no |  |  | no |  |  | 1388741.327 | 15283592.217 |  | -1
node_8105003_200815770 |  |  | PQ | ABCN | 7199.558 | 8105003 | no | no |  |  | no |  |  | 1388943.387 | 15283574.163 |  | -1
node_8105003_200815771 |  |  | PQ | ABCN | 7199.558 | 8105003 | no | no |  |  | no |  |  | 1389137.636 | 15283588.158 |  | -1
node_8105003_200818066 |  |  | PQ | AN | 7199.558 | 8105003 | no | no |  |  | no |  |  | 1386050.733 | 15285630.365 |  | -1
node_8105003_200818067 |  |  | PQ | ABN | 7199.558 | 8105003 | no | no |  |  | no |  |  | 1387141.111 | 15283738.898 |  | -1
node_8105003_200818069 |  |  | PQ | ABN | 7199.558 | 8105003 | no | no |  |  | no |  |  | 1386802.277 | 15283651.766 |  | -1
node_8105003_200818072 |  |  | PQ | ABN | 7199.558 | 8105003 | no | no |  |  | no |  |  | 1386616.823 | 15283607.894 |  | -1
node_8105003_200818076 |  |  | PQ | AN | 7199.558 | 8105003 | no | no |  |  | no |  |  | 1386275.537 | 15283582.057 |  | -1
node_8105003_200818078 |  |  | PQ | AN | 7199.558 | 8105003 | no | no |  |  | no |  |  | 1386017.905 | 15283482.828 |  | -1
node_8105003_200818080 |  |  | PQ | AN | 7199.558 | 8105003 | no | no |  |  | no |  |  | 1385815.998 | 15283376.107 |  | -1
node_8105003_200818083 |  |  | PQ | ABN | 7199.558 | 8105003 | no | no |  |  | no |  |  | 1386921.908 | 15283377.688 |  | -1
node_8105003_200818087 |  |  | PQ | AN | 7199.558 | 8105003 | no | no |  |  | no |  |  | 1387206.835 | 15283309.566 |  | -1
node_8105003_200818091 |  |  | PQ | AN | 7199.558 | 8105003 | no | no |  |  | no |  |  | 1386921.962 | 15284012.957 |  | -1
node_8105003_200818092 |  |  | PQ | AN | 7199.558 | 8105003 | no | no |  |  | no |  |  | 1387434.655 | 15283305.168 |  | -1
node_8105003_200818093 |  |  | PQ | AN | 7199.558 | 8105003 | no | no |  |  | no |  |  | 1386781.391 | 15284046.448 |  | -1
node_8105003_200818095 |  |  | PQ | AN | 7199.558 | 8105003 | no | no |  |  | no |  |  | 1386547.497 | 15284076.667 |  | -1
node_8105003_200818097 |  |  | PQ | AN | 7199.558 | 8105003 | no | no |  |  | no |  |  | 1386312.294 | 15284061.263 |  | -1
node_8105003_200818099 |  |  | PQ | AN | 7199.558 | 8105003 | no | no |  |  | no |  |  | 1386092.137 | 15284047.524 |  | -1
node_8105003_200818101 |  |  | PQ | AN | 7199.558 | 8105003 | no | no |  |  | no |  |  | 1385912.361 | 15284073.312 |  | -1
node_8105003_200818104 |  |  | PQ | AN | 7199.558 | 8105003 | no | no |  |  | no |  |  | 1385649.06 | 15284602.859 |  | -1
node_8105003_200818105 |  |  | PQ | AN | 7199.558 | 8105003 | no | no |  |  | no |  |  | 1385903.555 | 15285065.134 |  | -1
node_8105003_200818106 |  |  | PQ | AN | 7199.558 | 8105003 | no | no |  |  | no |  |  | 1385947.813 | 15285222.13 |  | -1
node_8105003_200818118 |  |  | PQ | AN | 7199.558 | 8105003 | no | no |  |  | no |  |  | 1380181.333 | 15280345.897 |  | -1
node_8105003_200818131 |  |  | PQ | AN | 7199.558 | 8105003 | no | no |  |  | no |  |  | 1380077.106 | 15280656.709 |  | -1
node_8105003_200818134 |  |  | PQ | AN | 7199.558 | 8105003 | no | no |  |  | no |  |  | 1380406.709 | 15280627.842 |  | -1
node_8105003_200818139 |  |  | PQ | AN | 7199.558 | 8105003 | no | no |  |  | no |  |  | 1387917.068 | 15283441.915 |  | -1
node_8105003_200818140 |  |  | PQ | AN | 7199.558 | 8105003 | no | no |  |  | no |  |  | 1387944.839 | 15283641.883 |  | -1
node_8105003_200818150 |  |  | PQ | AN | 7199.558 | 8105003 | no | no |  |  | no |  |  | 1380794.397 | 15280923.766 |  | -1
node_8105003_200818151 |  |  | PQ | AN | 7199.558 | 8105003 | no | no |  |  | no |  |  | 1380754.551 | 15281005.64 |  | -1
node_8105003_200818152 |  |  | PQ | AN | 7199.558 | 8105003 | no | no |  |  | no |  |  | 1380682.48 | 15280616.15 |  | -1
node_8105003_200818155 |  |  | PQ | AN | 7199.558 | 8105003 | no | no |  |  | no |  |  | 1380531.53 | 15280342.132 |  | -1
node_8105003_200818157 |  |  | PQ | AN | 7199.558 | 8105003 | no | no |  |  | no |  |  | 1380291.657 | 15279932.65 |  | -1
node_8105003_200818160 |  |  | PQ | AN | 7199.558 | 8105003 | no | no |  |  | no |  |  | 1380162.428 | 15279680.53 |  | -1
node_8105003_200818164 |  |  | PQ | AN | 7199.558 | 8105003 | no | no |  |  | no |  |  | 1380862.242 | 15281156.829 |  | -1
node_8105003_200818166 |  |  | PQ | AN | 7199.558 | 8105003 | no | no |  |  | no |  |  | 1388249.791 | 15282919.774 |  | -1
node_8105003_200818174 |  |  | PQ | AN | 7199.558 | 8105003 | no | no |  |  | no |  |  | 1388373.767 | 15282623.107 |  | -1
node_8105003_200818176 |  |  | PQ | AN | 7199.558 | 8105003 | no | no |  |  | no |  |  | 1388192.653 | 15282516.31 |  | -1
node_8105003_200818180 |  |  | PQ | AN | 7199.558 | 8105003 | no | no |  |  | no |  |  | 1387734.868 | 15282266.945 |  | -1
node_8105003_200818184 |  |  | PQ | AN | 7199.558 | 8105003 | no | no |  |  | no |  |  | 1388598.265 | 15282690.58 |  | -1
node_8105003_200818222 |  |  | PQ | ABN | 7199.558 | 8105003 | no | no |  |  | no |  |  | 1386989.167 | 15283028.042 |  | -1
node_8105003_200818224 |  |  | PQ | AN | 7199.558 | 8105003 | no | no |  |  | no |  |  | 1387266.544 | 15282963.361 |  | -1
node_8105003_200818226 |  |  | PQ | AN | 7199.558 | 8105003 | no | no |  |  | no |  |  | 1386504.88 | 15283143.155 |  | -1
node_8105003_200818230 |  |  | PQ | AN | 7199.558 | 8105003 | no | no |  |  | no |  |  | 1385963.447 | 15283035.261 |  | -1
node_8105003_200818251 |  |  | PQ | AN | 7199.558 | 8105003 | no | no |  |  | no |  |  | 1387832.879 | 15283069.817 |  | -1
node_8105003_200818256 |  |  | PQ | AN | 7199.558 | 8105003 | no | no |  |  | no |  |  | 1387643.044 | 15282752.339 |  | -1
node_8105003_200818341 |  |  | PQ | AN | 7199.558 | 8105003 | no | no |  |  | no |  |  | 1384440.223 | 15280355.212 |  | -1
node_8105003_200818342 |  |  | PQ | AN | 7199.558 | 8105003 | no | no |  |  | no |  |  | 1384466.263 | 15280510.717 |  | -1
node_8105003_200818343 |  |  | PQ | AN | 7199.558 | 8105003 | no | no |  |  | no |  |  | 1384648.09 | 15280554.652 |  | -1
node_8105003_200818344 |  |  | PQ | AN | 7199.558 | 8105003 | no | no |  |  | no |  |  | 1384852.644 | 15280598.774 |  | -1
node_8105003_200818345 |  |  | PQ | AN | 7199.558 | 8105003 | no | no |  |  | no |  |  | 1385165.568 | 15280530.124 |  | -1
node_8105003_200818346 |  |  | PQ | AN | 7199.558 | 8105003 | no | no |  |  | no |  |  | 1385368.487 | 15280358.363 |  | -1
node_8105003_200818349 |  |  | PQ | AN | 7199.558 | 8105003 | no | no |  |  | no |  |  | 1385709.333 | 15280193.21 |  | -1
node_8105003_200818350 |  |  | PQ | AN | 7199.558 | 8105003 | no | no |  |  | no |  |  | 1386080.064 | 15279995 |  | -1
node_8105003_200818642 |  |  | PQ | AN | 7199.558 | 8105003 | no | no |  |  | no |  |  | 1384086.815 | 15287074.499 |  | -1
node_8105003_200818643 |  |  | PQ | AN | 7199.558 | 8105003 | no | no |  |  | no |  |  | 1384123.438 | 15287064.249 |  | -1
node_8105003_200818644 |  |  | PQ | AN | 7199.558 | 8105003 | no | no |  |  | no |  |  | 1384339.504 | 15287037.399 |  | -1
node_8105003_200818645 |  |  | PQ | AN | 7199.558 | 8105003 | no | no |  |  | no |  |  | 1384570.67 | 15287014.948 |  | -1
node_8105003_200818646 |  |  | PQ | AN | 7199.558 | 8105003 | no | no |  |  | no |  |  | 1384399.921 | 15286824.67 |  | -1
node_8105003_200818647 |  |  | PQ | AN | 7199.558 | 8105003 | no | no |  |  | no |  |  | 1383878.162 | 15286934.983 |  | -1
node_8105003_200818648 |  |  | PQ | AN | 7199.558 | 8105003 | no | no |  |  | no |  |  | 1383740.658 | 15286812.316 |  | -1
node_8105003_200818649 |  |  | PQ | AN | 7199.558 | 8105003 | no | no |  |  | no |  |  | 1383618.617 | 15286699.717 |  | -1
node_8105003_200818650 |  |  | PQ | AN | 7199.558 | 8105003 | no | no |  |  | no |  |  | 1383428.141 | 15286360.846 |  | -1
node_8105003_200818651 |  |  | PQ | AN | 7199.558 | 8105003 | no | no |  |  | no |  |  | 1382194.614 | 15281248.758 |  | -1
node_8105003_200818652 |  |  | PQ | AN | 7199.558 | 8105003 | no | no |  |  | no |  |  | 1382174.67 | 15281121.9 |  | -1
node_8105003_200818653 |  |  | PQ | AN | 7199.558 | 8105003 | no | no |  |  | no |  |  | 1382163.787 | 15280965.908 |  | -1
node_8105003_200818654 |  |  | PQ | AN | 7199.558 | 8105003 | no | no |  |  | no |  |  | 1381973.034 | 15280849.973 |  | -1
node_8105003_200818655 |  |  | PQ | AN | 7199.558 | 8105003 | no | no |  |  | no |  |  | 1381818.772 | 15280742.027 |  | -1
node_8105003_200818657 |  |  | PQ | AN | 7199.558 | 8105003 | no | no |  |  | no |  |  | 1381791.758 | 15280637.828 |  | -1
node_8105003_200818658 |  |  | PQ | AN | 7199.558 | 8105003 | no | no |  |  | no |  |  | 1381630.074 | 15280471.142 |  | -1
node_8105003_200818659 |  |  | PQ | AN | 7199.558 | 8105003 | no | no |  |  | no |  |  | 1381648.548 | 15280398.655 |  | -1
node_8105003_200818660 |  |  | PQ | AN | 7199.558 | 8105003 | no | no |  |  | no |  |  | 1381452.263 | 15280277.95 |  | -1
node_8105003_200818661 |  |  | PQ | AN | 7199.558 | 8105003 | no | no |  |  | no |  |  | 1381206.376 | 15280262.257 |  | -1
node_8105003_200818662 |  |  | PQ | AN | 7199.558 | 8105003 | no | no |  |  | no |  |  | 1380989.254 | 15280120.297 |  | -1
node_8105003_200818663 |  |  | PQ | AN | 7199.558 | 8105003 | no | no |  |  | no |  |  | 1380788.823 | 15279956.034 |  | -1
node_8105003_200818664 |  |  | PQ | AN | 7199.558 | 8105003 | no | no |  |  | no |  |  | 1380652.687 | 15279762.247 |  | -1
node_8105003_200818665 |  |  | PQ | AN | 7199.558 | 8105003 | no | no |  |  | no |  |  | 1380486.344 | 15279573.146 |  | -1
node_8105003_200818667 |  |  | PQ | AN | 7199.558 | 8105003 | no | no |  |  | no |  |  | 1380339.447 | 15279440.324 |  | -1
node_8105003_200818668 |  |  | PQ | AN | 7199.558 | 8105003 | no | no |  |  | no |  |  | 1380299.73 | 15279257.625 |  | -1
node_8105003_200818670 |  |  | PQ | AN | 7199.558 | 8105003 | no | no |  |  | no |  |  | 1380244.02 | 15279022.93 |  | -1
node_8105003_200818672 |  |  | PQ | AN | 2771.281 | 8105003 | no | no |  |  | no |  |  | 1380010.469 | 15278911.232 |  | -1
node_8105003_200818673 |  |  | PQ | AN | 7199.558 | 8105003 | no | no |  |  | no |  |  | 1386754.895 | 15285935.213 |  | -1
node_8105003_200818679 |  |  | PQ | ABCN | 7199.558 | 8105003 | no | no |  |  | no |  |  | 1387153.648 | 15287297.248 |  | -1
node_8105003_200818680 |  |  | PQ | ABCN | 7199.558 | 8105003 | no | no |  |  | no |  |  | 1387156.594 | 15287219.285 |  | -1
node_8105003_200818681 |  |  | PQ | ABCN | 7199.558 | 8105003 | no | no |  |  | no |  |  | 1387174.728 | 15287073.925 |  | -1
node_8105003_200818683 |  |  | PQ | ABCN | 7199.558 | 8105003 | no | no |  |  | no |  |  | 1387175.353 | 15286945.32 |  | -1
node_8105003_200818684 |  |  | PQ | ABCN | 7199.558 | 8105003 | no | no |  |  | no |  |  | 1387178.573 | 15286803.342 |  | -1
node_8105003_200818685 |  |  | PQ | ABCN | 7199.558 | 8105003 | no | no |  |  | no |  |  | 1387155.975 | 15286639.444 |  | -1
node_8105003_200818686 |  |  | PQ | ABCN | 7199.558 | 8105003 | no | no |  |  | no |  |  | 1387124.191 | 15286536.698 |  | -1
node_8105003_200818687 |  |  | PQ | ABCN | 7199.558 | 8105003 | no | no |  |  | no |  |  | 1387088.142 | 15286421.428 |  | -1
node_8105003_200818688 |  |  | PQ | ABCN | 7199.558 | 8105003 | no | no |  |  | no |  |  | 1386993.82 | 15286218.014 |  | -1
node_8105003_200818690 |  |  | PQ | ABCN | 7199.558 | 8105003 | no | no |  |  | no |  |  | 1387013.622 | 15286076.79 |  | -1
node_8105003_200818691 |  |  | PQ | ABCN | 7199.558 | 8105003 | no | no |  |  | no |  |  | 1387095.531 | 15285927.669 |  | -1
node_8105003_200818692 |  |  | PQ | AN | 7199.558 | 8105003 | no | no |  |  | no |  |  | 1387199.839 | 15285936.472 |  | -1
node_8105003_200818693 |  |  | PQ | AN | 7199.558 | 8105003 | no | no |  |  | no |  |  | 1387441.587 | 15285952.516 |  | -1
node_8105003_200818695 |  |  | PQ | AN | 7199.558 | 8105003 | no | no |  |  | no |  |  | 1387544.752 | 15285969.364 |  | -1
node_8105003_200818696 |  |  | PQ | AN | 7199.558 | 8105003 | no | no |  |  | no |  |  | 1387753.506 | 15285980.673 |  | -1
node_8105003_200818697 |  |  | PQ | ABCN | 7199.558 | 8105003 | no | no |  |  | no |  |  | 1387052.173 | 15285731.065 |  | -1
node_8105003_200818700 |  |  | PQ | ABCN | 7199.558 | 8105003 | no | no |  |  | no |  |  | 1387080.799 | 15285527.214 |  | -1
node_8105003_200818701 |  |  | PQ | ABCN | 7199.558 | 8105003 | no | no |  |  | no |  |  | 1387105.984 | 15285327.179 |  | -1
node_8105003_200818703 |  |  | PQ | ABCN | 7199.558 | 8105003 | no | no |  |  | no |  |  | 1387124.125 | 15285139.049 |  | -1
node_8105003_200818704 |  |  | PQ | ABCN | 7199.558 | 8105003 | no | no |  |  | no |  |  | 1387121.692 | 15284955.841 |  | -1
node_8105003_200818705 |  |  | PQ | ABCN | 7199.558 | 8105003 | no | no |  |  | no |  |  | 1387013.533 | 15284799.165 |  | -1
node_8105003_200818706 |  |  | PQ | ABCN | 7199.558 | 8105003 | no | no |  |  | no |  |  | 1387031.874 | 15284617.497 |  | -1
node_8105003_200818707 |  |  | PQ | ABCN | 7199.558 | 8105003 | no | no |  |  | no |  |  | 1387073.575 | 15284609.575 |  | -1
node_8105003_200818708 |  |  | PQ | AN | 7199.558 | 8105003 | no | no |  |  | no |  |  | 1387222.676 | 15284636.16 |  | -1
node_8105003_200818709 |  |  | PQ | AN | 7199.558 | 8105003 | no | no |  |  | no |  |  | 1387328.022 | 15284661.412 |  | -1
node_8105003_200819288 |  |  | PQ | AN | 7199.558 | 8105003 | no | no |  |  | no |  |  | 1385166.788 | 15276314.815 |  | -1
node_8105003_200819289 |  |  | PQ | AN | 7199.558 | 8105003 | no | no |  |  | no |  |  | 1385472.135 | 15276371.931 |  | -1
node_8105003_200819290 |  |  | PQ | AN | 7199.558 | 8105003 | no | no |  |  | no |  |  | 1385648.914 | 15276562.695 |  | -1
node_8105003_200819291 |  |  | PQ | AN | 7199.558 | 8105003 | no | no |  |  | no |  |  | 1385707.677 | 15276628.249 |  | -1
node_8105003_200819757 |  |  | PQ | ABCN | 1001.678 | 8105003 | no | no |  |  | no |  |  | 1382393.525 | 15277408.403 |  | -1
node_8105003_200819759 |  |  | PQ | ABCN | 7199.558 | 8105003 | no | no |  |  | no |  |  | 1383526.192 | 15277532.437 |  | -1
node_8105003_200819760 |  |  | PQ | ABCN | 7199.558 | 8105003 | no | no |  |  | no |  |  | 1383291.549 | 15277347.099 |  | -1
node_8105003_200819761 |  |  | PQ | ABCN | 7199.558 | 8105003 | no | no |  |  | no |  |  | 1383051.927 | 15277175.59 |  | -1
node_8105003_200819763 |  |  | PQ | ABCN | 7199.558 | 8105003 | no | no |  |  | no |  |  | 1382797.372 | 15276995.71 |  | -1
node_8105003_200819764 |  |  | PQ | ABCN | 1001.678 | 8105003 | no | no |  |  | no |  |  | 1382748.432 | 15277044.931 |  | -1
node_8105003_200819765 |  |  | PQ | ABCN | 1001.678 | 8105003 | no | no |  |  | no |  |  | 1382594.399 | 15277211.621 |  | -1
node_8105003_200819766 |  |  | PQ | ABCN | 7199.558 | 8105003 | no | no |  |  | no |  |  | 1382626.336 | 15276865.528 |  | -1
node_8105003_200819768 |  |  | PQ | ABCN | 7199.558 | 8105003 | no | no |  |  | no |  |  | 1382499.593 | 15276767.728 |  | -1
node_8105003_200819769 |  |  | PQ | ABCN | 7199.558 | 8105003 | no | no |  |  | no |  |  | 1382355.413 | 15276628.979 |  | -1
node_8105003_200819770 |  |  | PQ | ABCN | 7199.558 | 8105003 | no | no |  |  | no |  |  | 1382210.745 | 15276475.262 |  | -1
node_8105003_200819771 |  |  | PQ | ABCN | 7199.558 | 8105003 | no | no |  |  | no |  |  | 1382129.853 | 15276263.979 |  | -1
node_8105003_200819773 |  |  | PQ | ABCN | 7199.558 | 8105003 | no | no |  |  | no |  |  | 1381751.592 | 15275924.745 |  | -1
node_8105003_200819774 |  |  | PQ | AN | 7199.558 | 8105003 | no | no |  |  | no |  |  | 1381377.678 | 15275747.568 |  | -1
node_8105003_200819775 |  |  | PQ | AN | 7199.558 | 8105003 | no | no |  |  | no |  |  | 1381143.987 | 15275758.539 |  | -1
node_8105003_200819776 |  |  | PQ | AN | 7199.558 | 8105003 | no | no |  |  | no |  |  | 1380814.473 | 15275757.185 |  | -1
node_8105003_200819777 |  |  | PQ | AN | 7199.558 | 8105003 | no | no |  |  | no |  |  | 1380463.459 | 15275695.163 |  | -1
node_8105003_200819778 |  |  | PQ | ABCN | 7199.558 | 8105003 | no | no |  |  | no |  |  | 1384906.389 | 15278629.603 |  | -1
node_8105003_200819779 |  |  | PQ | ABCN | 7199.558 | 8105003 | no | no |  |  | no |  |  | 1384819.178 | 15278582.831 |  | -1
node_8105003_200819780 |  |  | PQ | ABCN | 7199.558 | 8105003 | no | no |  |  | no |  |  | 1384733.281 | 15278515.387 |  | -1
node_8105003_200819781 |  |  | PQ | ABCN | 7199.558 | 8105003 | no | no |  |  | no |  |  | 1384659.1 | 15278782.51 |  | -1
node_8105003_200819782 |  |  | PQ | ABCN | 7199.558 | 8105003 | no | no |  |  | no |  |  | 1384514.666 | 15278832.72 |  | -1
node_8105003_200819783 |  |  | PQ | ABCN | 7199.558 | 8105003 | no | no |  |  | no |  |  | 1384471.39 | 15279049.975 |  | -1
node_8105003_200819784 |  |  | PQ | AN | 7199.558 | 8105003 | no | no |  |  | no |  |  | 1384233.703 | 15279100.835 |  | -1
node_8105003_200819785 |  |  | PQ | AN | 7199.558 | 8105003 | no | no |  |  | no |  |  | 1384084.101 | 15279314.631 |  | -1
node_8105003_200819786 |  |  | PQ | ABCN | 7199.558 | 8105003 | no | no |  |  | no |  |  | 1384530.749 | 15278340.288 |  | -1
node_8105003_200819787 |  |  | PQ | ABCN | 7199.558 | 8105003 | no | no |  |  | no |  |  | 1384380.332 | 15278212.812 |  | -1
node_8105003_200819788 |  |  | PQ | ABCN | 7199.558 | 8105003 | no | no |  |  | no |  |  | 1384226.623 | 15278090.837 |  | -1
node_8105003_200819789 |  |  | PQ | ABCN | 7199.558 | 8105003 | no | no |  |  | no |  |  | 1383994.763 | 15277909.855 |  | -1
node_8105003_200819790 |  |  | PQ | ABCN | 7199.558 | 8105003 | no | no |  |  | no |  |  | 1383727.131 | 15277693.942 |  | -1
node_8105003_200819791 |  |  | PQ | ABCN | 7199.558 | 8105003 | no | no |  |  | no |  |  | 1383780.984 | 15277630.258 |  | -1
node_8105003_200819792 |  |  | PQ | ABCN | 7199.558 | 8105003 | no | no |  |  | no |  |  | 1383893.456 | 15277454.047 |  | -1
node_8105003_200819793 |  |  | PQ | ABCN | 7199.558 | 8105003 | no | no |  |  | no |  |  | 1383957.252 | 15277241.872 |  | -1
node_8105003_200819794 |  |  | PQ | ABCN | 7199.558 | 8105003 | no | no |  |  | no |  |  | 1383961.854 | 15277189.069 |  | -1
node_8105003_200819827 |  |  | PQ | AN | 7199.558 | 8105003 | no | no |  |  | no |  |  | 1381082.815 | 15274406.185 |  | -1
node_8105003_200819828 |  |  | PQ | AN | 7199.558 | 8105003 | no | no |  |  | no |  |  | 1382250.775 | 15272977.707 |  | -1
node_8105003_200819829 |  |  | PQ | ABCN | 7199.558 | 8105003 | no | no |  |  | no |  |  | 1381335.293 | 15273833.136 |  | -1
node_8105003_200819830 |  |  | PQ | ABCN | 7199.558 | 8105003 | no | no |  |  | no |  |  | 1381695.555 | 15275547.995 |  | -1
node_8105003_200819831 |  |  | PQ | ABCN | 7199.558 | 8105003 | no | no |  |  | no |  |  | 1381660.905 | 15275348.154 |  | -1
node_8105003_200819832 |  |  | PQ | ABCN | 7199.558 | 8105003 | no | no |  |  | no |  |  | 1381721.783 | 15275726.614 |  | -1
node_8105003_200819833 |  |  | PQ | ABCN | 7199.558 | 8105003 | no | no |  |  | no |  |  | 1382089.994 | 15273001.502 |  | -1
node_8105003_200819834 |  |  | PQ | ABCN | 7199.558 | 8105003 | no | no |  |  | no |  |  | 1382240.278 | 15273025.038 |  | -1
node_8105003_200819835 |  |  | PQ | AN | 7199.558 | 8105003 | no | no |  |  | no |  |  | 1382507.479 | 15273076.362 |  | -1
node_8105003_200819836 |  |  | PQ | AN | 7199.558 | 8105003 | no | no |  |  | no |  |  | 1382762.071 | 15273125.505 |  | -1
node_8105003_200819838 |  |  | PQ | AN | 7199.558 | 8105003 | no | no |  |  | no |  |  | 1382951.051 | 15273137.661 |  | -1
node_8105003_200819839 |  |  | PQ | AN | 7199.558 | 8105003 | no | no |  |  | no |  |  | 1383209.038 | 15273160.263 |  | -1
node_8105003_200819840 |  |  | PQ | AN | 7199.558 | 8105003 | no | no |  |  | no |  |  | 1383202.826 | 15272789.713 |  | -1
node_8105003_200819841 |  |  | PQ | AN | 7199.558 | 8105003 | no | no |  |  | no |  |  | 1383236.215 | 15272426.409 |  | -1
node_8105003_200819842 |  |  | PQ | AN | 7199.558 | 8105003 | no | no |  |  | no |  |  | 1383338.097 | 15273232.216 |  | -1
node_8105003_200819843 |  |  | PQ | AN | 7199.558 | 8105003 | no | no |  |  | no |  |  | 1383347.561 | 15273484.811 |  | -1
node_8105003_200819844 |  |  | PQ | AN | 7199.558 | 8105003 | no | no |  |  | no |  |  | 1383349.682 | 15273656.727 |  | -1
node_8105003_200819845 |  |  | PQ | AN | 7199.558 | 8105003 | no | no |  |  | no |  |  | 1383535.581 | 15273183.048 |  | -1
node_8105003_200819846 |  |  | PQ | AN | 7199.558 | 8105003 | no | no |  |  | no |  |  | 1383842.649 | 15273204.276 |  | -1
node_8105003_200819847 |  |  | PQ | AN | 7199.558 | 8105003 | no | no |  |  | no |  |  | 1384194.37 | 15273224.777 |  | -1
node_8105003_200819848 |  |  | PQ | AN | 7199.558 | 8105003 | no | no |  |  | no |  |  | 1384489.625 | 15273246.123 |  | -1
node_8105003_200819849 |  |  | PQ | ABCN | 7199.558 | 8105003 | no | no |  |  | no |  |  | 1381631.913 | 15275167.262 |  | -1
node_8105003_200819850 |  |  | PQ | ABCN | 7199.558 | 8105003 | no | no |  |  | no |  |  | 1381455.719 | 15274936.548 |  | -1
node_8105003_200819851 |  |  | PQ | ABCN | 7199.558 | 8105003 | no | no |  |  | no |  |  | 1381498.73 | 15274592.346 |  | -1
node_8105003_200819852 |  |  | PQ | ABCN | 7199.558 | 8105003 | no | no |  |  | no |  |  | 1381522.433 | 15274268.845 |  | -1
node_8105003_200819853 |  |  | PQ | ABCN | 7199.558 | 8105003 | no | no |  |  | no |  |  | 1381530.234 | 15274214.26 |  | -1
node_8105003_200819854 |  |  | PQ | ABCN | 7199.558 | 8105003 | no | no |  |  | no |  |  | 1381656.23 | 15273986.491 |  | -1
node_8105003_200819855 |  |  | PQ | ABCN | 7199.558 | 8105003 | no | no |  |  | no |  |  | 1381828.808 | 15273663.087 |  | -1
node_8105003_200819856 |  |  | PQ | ABCN | 7199.558 | 8105003 | no | no |  |  | no |  |  | 1381469.125 | 15273544.914 |  | -1
node_8105003_200819857 |  |  | PQ | ABCN | 7199.558 | 8105003 | no | no |  |  | no |  |  | 1381109.806 | 15273433.915 |  | -1
node_8105003_200819858 |  |  | PQ | ABCN | 7199.558 | 8105003 | no | no |  |  | no |  |  | 1380995.632 | 15273572.819 |  | -1
node_8105003_200819859 |  |  | PQ | ABCN | 7199.558 | 8105003 | no | no |  |  | no |  |  | 1380973.162 | 15273612.026 |  | -1
node_8105003_200819861 |  |  | PQ | ABCN | 7199.558 | 8105003 | no | no |  |  | no |  |  | 1381871.645 | 15273359.976 |  | -1
node_8105003_200819862 |  |  | PQ | ABCN | 7199.558 | 8105003 | no | no |  |  | no |  |  | 1381855.844 | 15273050.873 |  | -1
node_8105003_200819863 |  |  | PQ | AD | 1001.678 | 8105003 | no | no |  |  | no |  |  | 1382589.403 | 15277255.04 |  | -1
node_8105003_200819864 |  |  | PQ | AN | 1001.678 | 8105003 | no | no |  |  | no |  |  | 1382537.341 | 15278937.302 |  | -1
node_8105003_200819865 |  |  | PQ | AD | 1001.678 | 8105003 | no | no |  |  | no |  |  | 1382608.67 | 15277511.468 |  | -1
node_8105003_200819866 |  |  | PQ | AD | 1001.678 | 8105003 | no | no |  |  | no |  |  | 1382620.105 | 15277804.281 |  | -1
node_8105003_200819867 |  |  | PQ | AN | 1001.678 | 8105003 | no | no |  |  | no |  |  | 1382637.902 | 15278044.079 |  | -1
node_8105003_200819868 |  |  | PQ | AD | 1001.678 | 8105003 | no | no |  |  | no |  |  | 1382648.789 | 15278260.64 |  | -1
node_8105003_200819869 |  |  | PQ | AD | 1001.678 | 8105003 | no | no |  |  | no |  |  | 1382415.936 | 15278255.349 |  | -1
node_8105003_200819870 |  |  | PQ | AD | 1001.678 | 8105003 | no | no |  |  | no |  |  | 1382204.874 | 15278260.24 |  | -1
node_8105003_200819871 |  |  | PQ | AD | 1001.678 | 8105003 | no | no |  |  | no |  |  | 1382317.476 | 15278481.037 |  | -1
node_8105003_200819872 |  |  | PQ | AD | 1001.678 | 8105003 | no | no |  |  | no |  |  | 1382423.74 | 15278713.243 |  | -1
node_8105003_200819977 |  |  | PQ | AN | 7199.558 | 8105003 | no | no |  |  | no |  |  | 1387093.625 | 15286927.607 |  | -1
node_8105003_200819978 |  |  | PQ | AN | 7199.558 | 8105003 | no | no |  |  | no |  |  | 1386886.647 | 15286914.209 |  | -1
node_8105003_200819979 |  |  | PQ | AN | 7199.558 | 8105003 | no | no |  |  | no |  |  | 1386687.75 | 15286898.59 |  | -1
node_8105003_200820056 |  |  | PQ | ABCN | 7199.558 | 8105003 | no | no |  |  | no |  |  | 1383598.798 | 15278654.39 |  | -1
node_8105003_200820057 |  |  | PQ | ABCN | 7199.558 | 8105003 | no | no |  |  | no |  |  | 1384039.98 | 15278190.89 |  | -1
node_8105003_200820058 |  |  | PQ | ABCN | 7199.558 | 8105003 | no | no |  |  | no |  |  | 1383847.682 | 15278259.788 |  | -1
node_8105003_200820059 |  |  | PQ | ABCN | 7199.558 | 8105003 | no | no |  |  | no |  |  | 1383721.546 | 15278309.873 |  | -1
node_8105003_200820169 |  |  | PQ | ABCN | 7199.558 | 8105003 | no | no |  |  | no |  |  | 1383501.114 | 15286957.978 |  | -1
node_8105003_200820175 |  |  | PQ | ABCN | 7199.558 | 8105003 | no | no |  |  | no |  |  | 1383941.781 | 15275654.699 |  | -1
node_8105003_200820176 |  |  | PQ | ABCN | 7199.558 | 8105003 | no | no |  |  | no |  |  | 1382415.524 | 15276121.115 |  | -1
node_8105003_200820178 |  |  | PQ | ABCN | 7199.558 | 8105003 | no | no |  |  | no |  |  | 1385155.333 | 15276292.05 |  | -1
node_8105003_200820179 |  |  | PQ | ABCN | 7199.558 | 8105003 | no | no |  |  | no |  |  | 1385458.513 | 15276293.573 |  | -1
node_8105003_200820180 |  |  | PQ | ABCN | 7199.558 | 8105003 | no | no |  |  | no |  |  | 1385758.171 | 15276204.361 |  | -1
node_8105003_200820181 |  |  | PQ | ABCN | 7199.558 | 8105003 | no | no |  |  | no |  |  | 1385968.768 | 15275979.327 |  | -1
node_8105003_200820182 |  |  | PQ | ABCN | 7199.558 | 8105003 | no | no |  |  | no |  |  | 1385978.019 | 15275773.03 |  | -1
node_8105003_200820183 |  |  | PQ | ABCN | 7199.558 | 8105003 | no | no |  |  | no |  |  | 1385992.785 | 15275581.336 |  | -1
node_8105003_200820184 |  |  | PQ | ABCN | 7199.558 | 8105003 | no | no |  |  | no |  |  | 1386003.703 | 15275286.081 |  | -1
node_8105003_200820185 |  |  | PQ | ABCN | 7199.558 | 8105003 | no | no |  |  | no |  |  | 1386036.169 | 15274980.011 |  | -1
node_8105003_200820186 |  |  | PQ | ABCN | 7199.558 | 8105003 | no | no |  |  | no |  |  | 1385960.485 | 15274951.219 |  | -1
node_8105003_200820187 |  |  | PQ | ABCN | 7199.558 | 8105003 | no | no |  |  | no |  |  | 1385717.231 | 15274859.891 |  | -1
node_8105003_200820190 |  |  | PQ | ABCN | 7199.558 | 8105003 | no | no |  |  | no |  |  | 1385441.114 | 15274755.444 |  | -1
node_8105003_200820191 |  |  | PQ | ABCN | 7199.558 | 8105003 | no | no |  |  | no |  |  | 1382692.595 | 15276174.59 |  | -1
node_8105003_200820192 |  |  | PQ | ABCN | 7199.558 | 8105003 | no | no |  |  | no |  |  | 1383067.081 | 15276184.173 |  | -1
node_8105003_200820193 |  |  | PQ | ABCN | 7199.558 | 8105003 | no | no |  |  | no |  |  | 1383340.508 | 15276170.552 |  | -1
node_8105003_200820194 |  |  | PQ | AN | 7199.558 | 8105003 | no | no |  |  | no |  |  | 1383096.632 | 15276338.466 |  | -1
node_8105003_200820196 |  |  | PQ | ABCN | 7199.558 | 8105003 | no | no |  |  | no |  |  | 1383626.013 | 15276194.958 |  | -1
node_8105003_200820197 |  |  | PQ | ABCN | 7199.558 | 8105003 | no | no |  |  | no |  |  | 1383942.143 | 15276219.678 |  | -1
node_8105003_200820198 |  |  | PQ | ABCN | 7199.558 | 8105003 | no | no |  |  | no |  |  | 1384265.057 | 15276235.141 |  | -1
node_8105003_200820199 |  |  | PQ | ABCN | 7199.558 | 8105003 | no | no |  |  | no |  |  | 1384575.988 | 15276257.067 |  | -1
node_8105003_200820200 |  |  | PQ | ABCN | 7199.558 | 8105003 | no | no |  |  | no |  |  | 1384867.985 | 15276273.882 |  | -1
node_8105003_200820207 |  |  | PQ | ABCN | 7199.558 | 8105003 | no | no |  |  | no |  |  | 1386964.532 | 15284520.354 |  | -1
node_8105003_200820208 |  |  | PQ | ABCN | 7199.558 | 8105003 | no | no |  |  | no |  |  | 1386891.838 | 15284385.682 |  | -1
node_8105003_200820209 |  |  | PQ | AN | 7199.558 | 8105003 | no | no |  |  | no |  |  | 1386781.834 | 15284513.468 |  | -1
node_8105003_200820210 |  |  | PQ | AN | 7199.558 | 8105003 | no | no |  |  | no |  |  | 1386675.008 | 15284756.669 |  | -1
node_8105003_200820212 |  |  | PQ | AN | 7199.558 | 8105003 | no | no |  |  | no |  |  | 1386701.447 | 15285001.767 |  | -1
node_8105003_200820213 |  |  | PQ | AN | 7199.558 | 8105003 | no | no |  |  | no |  |  | 1386792.697 | 15285218.447 |  | -1
node_8105003_200820214 |  |  | PQ | ABCN | 7199.558 | 8105003 | no | no |  |  | no |  |  | 1387019.262 | 15284302.057 |  | -1
node_8105003_200820215 |  |  | PQ | ABCN | 7199.558 | 8105003 | no | no |  |  | no |  |  | 1388065.799 | 15284368.927 |  | -1
node_8105003_200820217 |  |  | PQ | ABCN | 7199.558 | 8105003 | no | no |  |  | no |  |  | 1388355.157 | 15284390.19 |  | -1
node_8105003_200820218 |  |  | PQ | ABCN | 7199.558 | 8105003 | no | no |  |  | no |  |  | 1387105.924 | 15284246.442 |  | -1
node_8105003_200820219 |  |  | PQ | ABCN | 7199.558 | 8105003 | no | no |  |  | no |  |  | 1387242.422 | 15284270.962 |  | -1
node_8105003_200820220 |  |  | PQ | ABCN | 7199.558 | 8105003 | no | no |  |  | no |  |  | 1387359.456 | 15284279.503 |  | -1
node_8105003_200820221 |  |  | PQ | ABCN | 7199.558 | 8105003 | no | no |  |  | no |  |  | 1387501.746 | 15284288.562 |  | -1
node_8105003_200820222 |  |  | PQ | ABCN | 7199.558 | 8105003 | no | no |  |  | no |  |  | 1387740.361 | 15284268.885 |  | -1
node_8105003_200820223 |  |  | PQ | ABCN | 7199.558 | 8105003 | no | no |  |  | no |  |  | 1387876.326 | 15284283.447 |  | -1
node_8105003_200820238 |  |  | PQ | AN | 7199.558 | 8105003 | no | no |  |  | no |  |  | 1387776.881 | 15285945.077 |  | -1
node_8105003_200820239 |  |  | PQ | AN | 7199.558 | 8105003 | no | no |  |  | no |  |  | 1387596.363 | 15285705.091 |  | -1
node_8105003_200820240 |  |  | PQ | AN | 7199.558 | 8105003 | no | no |  |  | no |  |  | 1387468.074 | 15285549.161 |  | -1
node_8105003_200820242 |  |  | PQ | AN | 7199.558 | 8105003 | no | no |  |  | no |  |  | 1387490.845 | 15285226.115 |  | -1
node_8105003_200820244 |  |  | PQ | AN | 7199.558 | 8105003 | no | no |  |  | no |  |  | 1387683.322 | 15285005.076 |  | -1
node_8105003_200820246 |  |  | PQ | AN | 7199.558 | 8105003 | no | no |  |  | no |  |  | 1387531.184 | 15284915.592 |  | -1
node_8105003_200820247 |  |  | PQ | AN | 7199.558 | 8105003 | no | no |  |  | no |  |  | 1387775.923 | 15284868.823 |  | -1
node_8105003_200820248 |  |  | PQ | AN | 7199.558 | 8105003 | no | no |  |  | no |  |  | 1387863.708 | 15284732.535 |  | -1
node_8105003_200820249 |  |  | PQ | AN | 7199.558 | 8105003 | no | no |  |  | no |  |  | 1387885.171 | 15284538.685 |  | -1
node_8105003_200820250 |  |  | PQ | AN | 7199.558 | 8105003 | no | no |  |  | no |  |  | 1387883.076 | 15284357.836 |  | -1
node_8105003_200820259 |  |  | PQ | ABCN | 7199.558 | 8105003 | no | no |  |  | no |  |  | 1383408.077 | 15286804.137 |  | -1
node_8105003_200820260 |  |  | PQ | AN | 7199.558 | 8105003 | no | no |  |  | no |  |  | 1383496.18 | 15286884.157 |  | -1
node_8105003_200820261 |  |  | PQ | AN | 7199.558 | 8105003 | no | no |  |  | no |  |  | 1383679.137 | 15286911.709 |  | -1
node_8105003_200820262 |  |  | PQ | AN | 7199.558 | 8105003 | no | no |  |  | no |  |  | 1383851.75 | 15286929.103 |  | -1
node_8105003_200820316 |  |  | PQ | AN | 7199.558 | 8105003 | no | no |  |  | no |  |  | 1387537.393 | 15284236.11 |  | -1
node_8105003_200820317 |  |  | PQ | AN | 7199.558 | 8105003 | no | no |  |  | no |  |  | 1387549.803 | 15284108.056 |  | -1
node_8105003_200820318 |  |  | PQ | AN | 7199.558 | 8105003 | no | no |  |  | no |  |  | 1387567.053 | 15283898.229 |  | -1
node_8105003_200820320 |  |  | PQ | AN | 7199.558 | 8105003 | no | no |  |  | no |  |  | 1387650.069 | 15283691.679 |  | -1
node_8105003_200820321 |  |  | PQ | AN | 7199.558 | 8105003 | no | no |  |  | no |  |  | 1387626.497 | 15283965.187 |  | -1
node_8105003_200820322 |  |  | PQ | AN | 7199.558 | 8105003 | no | no |  |  | no |  |  | 1387793.768 | 15283959.348 |  | -1
node_8105003_200820323 |  |  | PQ | AN | 7199.558 | 8105003 | no | no |  |  | no |  |  | 1387944.449 | 15283929.576 |  | -1
node_8105003_200820324 |  |  | PQ | AN | 7199.558 | 8105003 | no | no |  |  | no |  |  | 1388062.87 | 15283874.691 |  | -1
node_8105003_200820325 |  |  | PQ | AN | 7199.558 | 8105003 | no | no |  |  | no |  |  | 1388218.808 | 15283943.316 |  | -1
node_8105003_200820326 |  |  | PQ | AN | 7199.558 | 8105003 | no | no |  |  | no |  |  | 1388278.963 | 15283810.43 |  | -1
node_8105003_200820327 |  |  | PQ | AN | 7199.558 | 8105003 | no | no |  |  | no |  |  | 1388244.841 | 15283589.232 |  | -1
node_8105003_200820329 |  |  | PQ | AN | 7199.558 | 8105003 | no | no |  |  | no |  |  | 1388218.167 | 15283385.239 |  | -1
node_8105003_200820330 |  |  | PQ | AN | 7199.558 | 8105003 | no | no |  |  | no |  |  | 1388244.235 | 15283209.391 |  | -1
node_8105003_200820332 |  |  | PQ | AN | 7199.558 | 8105003 | no | no |  |  | no |  |  | 1387941.265 | 15283673.728 |  | -1
node_8105003_200820333 |  |  | PQ | ABCN | 7199.558 | 8105003 | no | no |  |  | no |  |  | 1380973.597 | 15281152.447 |  | -1
node_8105003_200820358 |  |  | PQ | AN | 7199.558 | 8105003 | no | no |  |  | no |  |  | 1380116.639 | 15281352.189 |  | -1
node_8105003_200820359 |  |  | PQ | AN | 7199.558 | 8105003 | no | no |  |  | no |  |  | 1379992.977 | 15281252.979 |  | -1
node_8105003_200820377 |  |  | PQ | ABCN | 7199.558 | 8105003 | no | no |  |  | no |  |  | 1385806.527 | 15279539.13 |  | -1
node_8105003_200820378 |  |  | PQ | ABCN | 7199.558 | 8105003 | no | no |  |  | no |  |  | 1384244.59 | 15280430.927 |  | -1
node_8105003_200820379 |  |  | PQ | ABCN | 7199.558 | 8105003 | no | no |  |  | no |  |  | 1384048.951 | 15280532.98 |  | -1
node_8105003_200820380 |  |  | PQ | ABCN | 7199.558 | 8105003 | no | no |  |  | no |  |  | 1383808.126 | 15280645.747 |  | -1
node_8105003_200820381 |  |  | PQ | ABCN | 7199.558 | 8105003 | no | no |  |  | no |  |  | 1383584.759 | 15280738.079 |  | -1
node_8105003_200820382 |  |  | PQ | ABCN | 7199.558 | 8105003 | no | no |  |  | no |  |  | 1383225.503 | 15280886.221 |  | -1
node_8105003_200820383 |  |  | PQ | ABCN | 7199.558 | 8105003 | no | no |  |  | no |  |  | 1382959.81 | 15280995.427 |  | -1
node_8105003_200820384 |  |  | PQ | ABCN | 7199.558 | 8105003 | no | no |  |  | no |  |  | 1382658.423 | 15281119.137 |  | -1
node_8105003_200820385 |  |  | PQ | ABCN | 7199.558 | 8105003 | no | no |  |  | no |  |  | 1382351.141 | 15281241.948 |  | -1
node_8105003_200820386 |  |  | PQ | ABCN | 7199.558 | 8105003 | no | no |  |  | no |  |  | 1382128.62 | 15281340.754 |  | -1
node_8105003_200820387 |  |  | PQ | ABCN | 7199.558 | 8105003 | no | no |  |  | no |  |  | 1381810.065 | 15281321.408 |  | -1
node_8105003_200820388 |  |  | PQ | ABCN | 7199.558 | 8105003 | no | no |  |  | no |  |  | 1381540.468 | 15281316.221 |  | -1
node_8105003_200820389 |  |  | PQ | ABCN | 7199.558 | 8105003 | no | no |  |  | no |  |  | 1381261.555 | 15281312.273 |  | -1
node_8105003_200820391 |  |  | PQ | ABCN | 7199.558 | 8105003 | no | no |  |  | no |  |  | 1384443.314 | 15280310.039 |  | -1
node_8105003_200820418 |  |  | PQ | AD | 2771.281 | 8105003 | no | no |  |  | no |  |  | 1379584.08 | 15278760.519 |  | -1
node_8105003_200820419 |  |  | PQ | AD | 2771.281 | 8105003 | no | no |  |  | no |  |  | 1379773.119 | 15278837.005 |  | -1
node_8105003_200859832 |  |  | PQ | AN | 7199.558 | 8105003 | no | no |  |  | no |  |  | 1381313.6 | 15288590.576 |  | -1
node_8105003_200859834 |  |  | PQ | AN | 7199.558 | 8105003 | no | no |  |  | no |  |  | 1381172.747 | 15288553.797 |  | -1
node_8105003_200859903 |  |  | PQ | AN | 7199.558 | 8105003 | no | no |  |  | no |  |  | 1380910.226 | 15288740.706 |  | -1
node_8105003_200859904 |  |  | PQ | AN | 7199.558 | 8105003 | no | no |  |  | no |  |  | 1380881.724 | 15288770.832 |  | -1
node_8105003_200859905 |  |  | PQ | AN | 7199.558 | 8105003 | no | no |  |  | no |  |  | 1380887.849 | 15288990.939 |  | -1
node_8105003_200859906 |  |  | PQ | AN | 7199.558 | 8105003 | no | no |  |  | no |  |  | 1380891.422 | 15289027.029 |  | -1
node_8105003_200859907 |  |  | PQ | AN | 7199.558 | 8105003 | no | no |  |  | no |  |  | 1380926.217 | 15289137.485 |  | -1
node_8105003_200859938 |  |  | PQ | AN | 7199.558 | 8105003 | no | no |  |  | no |  |  | 1379354.381 | 15280006.009 |  | -1
node_8105003_200859941 |  |  | PQ | AN | 7199.558 | 8105003 | no | no |  |  | no |  |  | 1379535.827 | 15279668.637 |  | -1
node_8105003_200859945 |  |  | PQ | AN | 7199.558 | 8105003 | no | no |  |  | no |  |  | 1379779.678 | 15279614.531 |  | -1
node_8105003_200859951 |  |  | PQ | AN | 7199.558 | 8105003 | no | no |  |  | no |  |  | 1379828.145 | 15280430.161 |  | -1
node_8105003_200859961 |  |  | PQ | AN | 7199.558 | 8105003 | no | no |  |  | no |  |  | 1379774.337 | 15279974.881 |  | -1
node_8105003_200860107 |  |  | PQ | AN | 7199.558 | 8105003 | no | no |  |  | no |  |  | 1381721.777 | 15289084.535 |  | -1
node_8105003_200860108 |  |  | PQ | AN | 7199.558 | 8105003 | no | no |  |  | no |  |  | 1381903.121 | 15289046.447 |  | -1
node_8105003_200860109 |  |  | PQ | AN | 7199.558 | 8105003 | no | no |  |  | no |  |  | 1382041.957 | 15289178.823 |  | -1
node_8105003_200860110 |  |  | PQ | AN | 7199.558 | 8105003 | no | no |  |  | no |  |  | 1381884.003 | 15289377.096 |  | -1
node_8105003_200860118 |  |  | PQ | AN | 7199.558 | 8105003 | no | no |  |  | no |  |  | 1381705.886 | 15287722.57 |  | -1
node_8105003_200860122 |  |  | PQ | AN | 7199.558 | 8105003 | no | no |  |  | no |  |  | 1381964.45 | 15287865.577 |  | -1
node_8105003_200860253 |  |  | PQ | AN | 7199.558 | 8105003 | no | no |  |  | no |  |  | 1379475.837 | 15281914.751 |  | -1
node_8105003_200860258 |  |  | PQ | AN | 7199.558 | 8105003 | no | no |  |  | no |  |  | 1378869.02 | 15281885.341 |  | -1
node_8105003_200860284 |  |  | PQ | AN | 7199.558 | 8105003 | no | no |  |  | no |  |  | 1382955.481 | 15287679.611 |  | -1
node_8105003_200860347 |  |  | PQ | AN | 7199.558 | 8105003 | no | no |  |  | no |  |  | 1379456.966 | 15282675.43 |  | -1
node_8105003_200860350 |  |  | PQ | AN | 7199.558 | 8105003 | no | no |  |  | no |  |  | 1379398.402 | 15282731.24 |  | -1
node_8105003_200860366 |  |  | PQ | AN | 7199.558 | 8105003 | no | no |  |  | no |  |  | 1379405.495 | 15282848.873 |  | -1
node_8105003_200860368 |  |  | PQ | AN | 7199.558 | 8105003 | no | no |  |  | no |  |  | 1379339.139 | 15283174.785 |  | -1
node_8105003_200860935 |  |  | PQ | AN | 7199.558 | 8105003 | no | no |  |  | no |  |  | 1381465.846 | 15288611.475 |  | -1
node_8105003_200860942 |  |  | PQ | ABN | 7199.558 | 8105003 | no | no |  |  | no |  |  | 1381307.285 | 15288550.332 |  | -1
node_8105003_200860945 |  |  | PQ | ABN | 7199.558 | 8105003 | no | no |  |  | no |  |  | 1381185.227 | 15288445.649 |  | -1
node_8105003_200860960 |  |  | PQ | AN | 7199.558 | 8105003 | no | no |  |  | no |  |  | 1382345.774 | 15284803.37 |  | -1
node_8105003_200860961 |  |  | PQ | AN | 7199.558 | 8105003 | no | no |  |  | no |  |  | 1382255.83 | 15284630.97 |  | -1
node_8105003_200860962 |  |  | PQ | AN | 7199.558 | 8105003 | no | no |  |  | no |  |  | 1382155.589 | 15284384.117 |  | -1
node_8105003_200860963 |  |  | PQ | AN | 7199.558 | 8105003 | no | no |  |  | no |  |  | 1381977.479 | 15284163.452 |  | -1
node_8105003_200860964 |  |  | PQ | AN | 7199.558 | 8105003 | no | no |  |  | no |  |  | 1381810.674 | 15283955.07 |  | -1
node_8105003_200860965 |  |  | PQ | AN | 7199.558 | 8105003 | no | no |  |  | no |  |  | 1381815.552 | 15283767.366 |  | -1
node_8105003_200860966 |  |  | PQ | AN | 7199.558 | 8105003 | no | no |  |  | no |  |  | 1381848.049 | 15283582.129 |  | -1
node_8105003_200860967 |  |  | PQ | AN | 7199.558 | 8105003 | no | no |  |  | no |  |  | 1381998.269 | 15283452.92 |  | -1
node_8105003_200860969 |  |  | PQ | AN | 7199.558 | 8105003 | no | no |  |  | no |  |  | 1382207.624 | 15283315.155 |  | -1
node_8105003_200860970 |  |  | PQ | AN | 7199.558 | 8105003 | no | no |  |  | no |  |  | 1382456.42 | 15283147.815 |  | -1
node_8105003_200860971 |  |  | PQ | AN | 7199.558 | 8105003 | no | no |  |  | no |  |  | 1382648.911 | 15283009.895 |  | -1
node_8105003_200860972 |  |  | PQ | AN | 7199.558 | 8105003 | no | no |  |  | no |  |  | 1382643.043 | 15282841.442 |  | -1
node_8105003_200860974 |  |  | PQ | AN | 7199.558 | 8105003 | no | no |  |  | no |  |  | 1382626.632 | 15282706.065 |  | -1
node_8105003_200860975 |  |  | PQ | AN | 7199.558 | 8105003 | no | no |  |  | no |  |  | 1382463.694 | 15282596.802 |  | -1
node_8105003_200860976 |  |  | PQ | AN | 7199.558 | 8105003 | no | no |  |  | no |  |  | 1382439.203 | 15282445.405 |  | -1
node_8105003_200860978 |  |  | PQ | AN | 7199.558 | 8105003 | no | no |  |  | no |  |  | 1382397.775 | 15282153.863 |  | -1
node_8105003_200860979 |  |  | PQ | AN | 7199.558 | 8105003 | no | no |  |  | no |  |  | 1382359.24 | 15281861.146 |  | -1
node_8105003_200860980 |  |  | PQ | AN | 7199.558 | 8105003 | no | no |  |  | no |  |  | 1382291.102 | 15281599.313 |  | -1
node_8105003_200861550 |  |  | PQ | AN | 7199.558 | 8105003 | no | no |  |  | no |  |  | 1380103.975 | 15275643.188 |  | -1
node_8105003_200862828 |  |  | PQ | AN | 7199.558 | 8105003 | no | no |  |  | no |  |  | 1382784.265 | 15282895.381 |  | -1
node_8105003_200862829 |  |  | PQ | AN | 7199.558 | 8105003 | no | no |  |  | no |  |  | 1383824.416 | 15283928.414 |  | -1
node_8105003_200862831 |  |  | PQ | AN | 7199.558 | 8105003 | no | no |  |  | no |  |  | 1382901.728 | 15282986.96 |  | -1
node_8105003_200862832 |  |  | PQ | AN | 7199.558 | 8105003 | no | no |  |  | no |  |  | 1383065.185 | 15283080.323 |  | -1
node_8105003_200862833 |  |  | PQ | AN | 7199.558 | 8105003 | no | no |  |  | no |  |  | 1383077.77 | 15283213.505 |  | -1
node_8105003_200862835 |  |  | PQ | AN | 7199.558 | 8105003 | no | no |  |  | no |  |  | 1383235.302 | 15283297.288 |  | -1
node_8105003_200862836 |  |  | PQ | AN | 7199.558 | 8105003 | no | no |  |  | no |  |  | 1383423.23 | 15283379.898 |  | -1
node_8105003_200862837 |  |  | PQ | AN | 7199.558 | 8105003 | no | no |  |  | no |  |  | 1383477.337 | 15283515.843 |  | -1
node_8105003_200862838 |  |  | PQ | AN | 7199.558 | 8105003 | no | no |  |  | no |  |  | 1383564.339 | 15283672.53 |  | -1
node_8105003_200862890 |  |  | PQ | AD | 2771.281 | 8105003 | no | no |  |  | no |  |  | 1376298.13 | 15275973.707 |  | -1
node_8105003_200862891 |  |  | PQ | AD | 2771.281 | 8105003 | no | no |  |  | no |  |  | 1376323.332 | 15276192.117 |  | -1
node_8105003_200862892 |  |  | PQ | AN | 2771.281 | 8105003 | no | no |  |  | no |  |  | 1376352.593 | 15276414.848 |  | -1
node_8105003_200862893 |  |  | PQ | AN | 2771.281 | 8105003 | no | no |  |  | no |  |  | 1376355.366 | 15276529.807 |  | -1
node_8105003_200862895 |  |  | PQ | AN | 2771.281 | 8105003 | no | no |  |  | no |  |  | 1376317.03 | 15276774.631 |  | -1
node_8105003_200863287 |  |  | PQ | AN | 7199.558 | 8105003 | no | no |  |  | no |  |  | 1380436.047 | 15286841.174 |  | -1
node_8105003_200863288 |  |  | PQ | ABCN | 7199.558 | 8105003 | no | no |  |  | no |  |  | 1380262.012 | 15289329.951 |  | -1
node_8105003_200863289 |  |  | PQ | ABCN | 7199.558 | 8105003 | no | no |  |  | no |  |  | 1379340.391 | 15291553.337 |  | -1
node_8105003_200863290 |  |  | PQ | ABCN | 7199.558 | 8105003 | no | no |  |  | no |  |  | 1379880.7 | 15290032.364 |  | -1
node_8105003_200863291 |  |  | PQ | ABCN | 7199.558 | 8105003 | no | no |  |  | no |  |  | 1379946.55 | 15289912.188 |  | -1
node_8105003_200863293 |  |  | PQ | ABCN | 7199.558 | 8105003 | no | no |  |  | no |  |  | 1379979.748 | 15289783.372 |  | -1
node_8105003_200863294 |  |  | PQ | AN | 7199.558 | 8105003 | no | no |  |  | no |  |  | 1380124.652 | 15289786.988 |  | -1
node_8105003_200863295 |  |  | PQ | AN | 7199.558 | 8105003 | no | no |  |  | no |  |  | 1380212.469 | 15289773.266 |  | -1
node_8105003_200863296 |  |  | PQ | AN | 7199.558 | 8105003 | no | no |  |  | no |  |  | 1380390.854 | 15289739.216 |  | -1
node_8105003_200863297 |  |  | PQ | ABCN | 7199.558 | 8105003 | no | no |  |  | no |  |  | 1380011.375 | 15289563.614 |  | -1
node_8105003_200863299 |  |  | PQ | ABCN | 7199.558 | 8105003 | no | no |  |  | no |  |  | 1380043.936 | 15289359.713 |  | -1
node_8105003_200863300 |  |  | PQ | ABCN | 7199.558 | 8105003 | no | no |  |  | no |  |  | 1380069.273 | 15289163.609 |  | -1
node_8105003_200863301 |  |  | PQ | AN | 7199.558 | 8105003 | no | no |  |  | no |  |  | 1380211.232 | 15289172.136 |  | -1
node_8105003_200863303 |  |  | PQ | ABCN | 7199.558 | 8105003 | no | no |  |  | no |  |  | 1380093.46 | 15288960.817 |  | -1
node_8105003_200863304 |  |  | PQ | ABCN | 7199.558 | 8105003 | no | no |  |  | no |  |  | 1380108.03 | 15288763.363 |  | -1
node_8105003_200863305 |  |  | PQ | ABCN | 7199.558 | 8105003 | no | no |  |  | no |  |  | 1380127.165 | 15288552.012 |  | -1
node_8105003_200863306 |  |  | PQ | ABCN | 7199.558 | 8105003 | no | no |  |  | no |  |  | 1380072.786 | 15288520.797 |  | -1
node_8105003_200863307 |  |  | PQ | ABCN | 7199.558 | 8105003 | no | no |  |  | no |  |  | 1380149.465 | 15288314.032 |  | -1
node_8105003_200863308 |  |  | PQ | ABCN | 7199.558 | 8105003 | no | no |  |  | no |  |  | 1379336.305 | 15291456.237 |  | -1
node_8105003_200863309 |  |  | PQ | ABCN | 7199.558 | 8105003 | no | no |  |  | no |  |  | 1380163.477 | 15288120.666 |  | -1
node_8105003_200863310 |  |  | PQ | ABCN | 7199.558 | 8105003 | no | no |  |  | no |  |  | 1380197.013 | 15287886.923 |  | -1
node_8105003_200863311 |  |  | PQ | ABCN | 7199.558 | 8105003 | no | no |  |  | no |  |  | 1380265.431 | 15287672.602 |  | -1
node_8105003_200863312 |  |  | PQ | ABCN | 7199.558 | 8105003 | no | no |  |  | no |  |  | 1380320.903 | 15287470.399 |  | -1
node_8105003_200863314 |  |  | PQ | ABCN | 7199.558 | 8105003 | no | no |  |  | no |  |  | 1380363.003 | 15287261.625 |  | -1
node_8105003_200863316 |  |  | PQ | ABCN | 7199.558 | 8105003 | no | no |  |  | no |  |  | 1380345.359 | 15287041.418 |  | -1
node_8105003_200863317 |  |  | PQ | AN | 7199.558 | 8105003 | no | no |  |  | no |  |  | 1380521.362 | 15287051.159 |  | -1
node_8105003_200863318 |  |  | PQ | AN | 7199.558 | 8105003 | no | no |  |  | no |  |  | 1380656.191 | 15287060.499 |  | -1
node_8105003_200863319 |  |  | PQ | AN | 7199.558 | 8105003 | no | no |  |  | no |  |  | 1380852.175 | 15287080.267 |  | -1
node_8105003_200863320 |  |  | PQ | ABCN | 7199.558 | 8105003 | no | no |  |  | no |  |  | 1380323.604 | 15286826.856 |  | -1
node_8105003_200863321 |  |  | PQ | AN | 7199.558 | 8105003 | no | no |  |  | no |  |  | 1380372.913 | 15286839.05 |  | -1
node_8105003_200863322 |  |  | PQ | ABCN | 7199.558 | 8105003 | no | no |  |  | no |  |  | 1380296.143 | 15286645.726 |  | -1
node_8105003_200863323 |  |  | PQ | AN | 7199.558 | 8105003 | no | no |  |  | no |  |  | 1380146.394 | 15286628.879 |  | -1
node_8105003_200863324 |  |  | PQ | ABCN | 7199.558 | 8105003 | no | no |  |  | no |  |  | 1380377.64 | 15286464.285 |  | -1
node_8105003_200863325 |  |  | PQ | ABCN | 7199.558 | 8105003 | no | no |  |  | no |  |  | 1380398.943 | 15286310.514 |  | -1
node_8105003_200863326 |  |  | PQ | ABCN | 7199.558 | 8105003 | no | no |  |  | no |  |  | 1379360.306 | 15291233.854 |  | -1
node_8105003_200863327 |  |  | PQ | ABCN | 7199.558 | 8105003 | no | no |  |  | no |  |  | 1380420.916 | 15286164.701 |  | -1
node_8105003_200863328 |  |  | PQ | ABCN | 7199.558 | 8105003 | no | no |  |  | no |  |  | 1380446.643 | 15286009.03 |  | -1
node_8105003_200863329 |  |  | PQ | ABCN | 7199.558 | 8105003 | no | no |  |  | no |  |  | 1380424.697 | 15285875.21 |  | -1
node_8105003_200863330 |  |  | PQ | ABCN | 7199.558 | 8105003 | no | no |  |  | no |  |  | 1380443.074 | 15285720.29 |  | -1
node_8105003_200863331 |  |  | PQ | ABCN | 7199.558 | 8105003 | no | no |  |  | no |  |  | 1380468.166 | 15285570.798 |  | -1
node_8105003_200863332 |  |  | PQ | ABCN | 7199.558 | 8105003 | no | no |  |  | no |  |  | 1380487.194 | 15285422.785 |  | -1
node_8105003_200863334 |  |  | PQ | ABCN | 7199.558 | 8105003 | no | no |  |  | no |  |  | 1380526.343 | 15285275.734 |  | -1
node_8105003_200863335 |  |  | PQ | ABCN | 7199.558 | 8105003 | no | no |  |  | no |  |  | 1380585.371 | 15285137.231 |  | -1
node_8105003_200863336 |  |  | PQ | ABCN | 7199.558 | 8105003 | no | no |  |  | no |  |  | 1380662.217 | 15285002.042 |  | -1
node_8105003_200863337 |  |  | PQ | ABCN | 7199.558 | 8105003 | no | no |  |  | no |  |  | 1380756.867 | 15284866.215 |  | -1
node_8105003_200863338 |  |  | PQ | ABCN | 7199.558 | 8105003 | no | no |  |  | no |  |  | 1379363.902 | 15291089.175 |  | -1
node_8105003_200863339 |  |  | PQ | ABCN | 7199.558 | 8105003 | no | no |  |  | no |  |  | 1380871.481 | 15284753.46 |  | -1
node_8105003_200863340 |  |  | PQ | ABCN | 7199.558 | 8105003 | no | no |  |  | no |  |  | 1380969.558 | 15284653.89 |  | -1
node_8105003_200863341 |  |  | PQ | ABCN | 7199.558 | 8105003 | no | no |  |  | no |  |  | 1381087.527 | 15284568.089 |  | -1
node_8105003_200863342 |  |  | PQ | ABCN | 7199.558 | 8105003 | no | no |  |  | no |  |  | 1381203.272 | 15284472.959 |  | -1
node_8105003_200863343 |  |  | PQ | ABCN | 7199.558 | 8105003 | no | no |  |  | no |  |  | 1381356.894 | 15284417.823 |  | -1
node_8105003_200863344 |  |  | PQ | ABCN | 7199.558 | 8105003 | no | no |  |  | no |  |  | 1381476.353 | 15284323.026 |  | -1
node_8105003_200863345 |  |  | PQ | ABCN | 7199.558 | 8105003 | no | no |  |  | no |  |  | 1381604.805 | 15284226.418 |  | -1
node_8105003_200863346 |  |  | PQ | ABCN | 7199.558 | 8105003 | no | no |  |  | no |  |  | 1381691.94 | 15284096.24 |  | -1
node_8105003_200863347 |  |  | PQ | ABCN | 7199.558 | 8105003 | no | no |  |  | no |  |  | 1379378.443 | 15290927.219 |  | -1
node_8105003_200863348 |  |  | PQ | ABCN | 7199.558 | 8105003 | no | no |  |  | no |  |  | 1379402.344 | 15290745.006 |  | -1
node_8105003_200863349 |  |  | PQ | ABCN | 7199.558 | 8105003 | no | no |  |  | no |  |  | 1379454.015 | 15290617.11 |  | -1
node_8105003_200863350 |  |  | PQ | ABCN | 7199.558 | 8105003 | no | no |  |  | no |  |  | 1379527.353 | 15290487.782 |  | -1
node_8105003_200863351 |  |  | PQ | ABCN | 7199.558 | 8105003 | no | no |  |  | no |  |  | 1379633.03 | 15290341.618 |  | -1
node_8105003_200863352 |  |  | PQ | ABCN | 7199.558 | 8105003 | no | no |  |  | no |  |  | 1379761.186 | 15290179.431 |  | -1
node_8105003_200863353 |  |  | PQ | ABCN | 7199.558 | 8105003 | no | no |  |  | no |  |  | 1380475.506 | 15286693.377 |  | -1
node_8105003_200863354 |  |  | PQ | ABCN | 7199.558 | 8105003 | no | no |  |  | no |  |  | 1380622.497 | 15286707.566 |  | -1
node_8105003_200863355 |  |  | PQ | ABCN | 7199.558 | 8105003 | no | no |  |  | no |  |  | 1380778.473 | 15286717.061 |  | -1
node_8105003_200863356 |  |  | PQ | ABCN | 7199.558 | 8105003 | no | no |  |  | no |  |  | 1380930.63 | 15286733.109 |  | -1
node_8105003_200863357 |  |  | PQ | ABCN | 7199.558 | 8105003 | no | no |  |  | no |  |  | 1381118.156 | 15286708.371 |  | -1
node_8105003_200863358 |  |  | PQ | ABCN | 7199.558 | 8105003 | no | no |  |  | no |  |  | 1381253.056 | 15286769.022 |  | -1
node_8105003_200863359 |  |  | PQ | ABCN | 7199.558 | 8105003 | no | no |  |  | no |  |  | 1381386.34 | 15286743.889 |  | -1
node_8105003_200863360 |  |  | PQ | AN | 7199.558 | 8105003 | no | no |  |  | no |  |  | 1380679.26 | 15286552.729 |  | -1
node_8105003_200863361 |  |  | PQ | AN | 7199.558 | 8105003 | no | no |  |  | no |  |  | 1380702.977 | 15286402.445 |  | -1
node_8105003_200863362 |  |  | PQ | AN | 7199.558 | 8105003 | no | no |  |  | no |  |  | 1380728.097 | 15286253.937 |  | -1
node_8105003_200863377 |  |  | PQ | AN | 7199.558 | 8105003 | no | no |  |  | no |  |  | 1381025.297 | 15286561.761 |  | -1
node_8105003_200863378 |  |  | PQ | AN | 7199.558 | 8105003 | no | no |  |  | no |  |  | 1381049.263 | 15286373.404 |  | -1
node_8105003_200863379 |  |  | PQ | AN | 7199.558 | 8105003 | no | no |  |  | no |  |  | 1381082.875 | 15286195.663 |  | -1
node_8105003_200863380 |  |  | PQ | AN | 7199.558 | 8105003 | no | no |  |  | no |  |  | 1381061.951 | 15286066.105 |  | -1
node_8105003_200863381 |  |  | PQ | AN | 7199.558 | 8105003 | no | no |  |  | no |  |  | 1381210.733 | 15286059.803 |  | -1
node_8105003_200863382 |  |  | PQ | AN | 7199.558 | 8105003 | no | no |  |  | no |  |  | 1381359.686 | 15286082.233 |  | -1
node_8105003_200863384 |  |  | PQ | AN | 7199.558 | 8105003 | no | no |  |  | no |  |  | 1381124.903 | 15285906.225 |  | -1
node_8105003_200863443 |  |  | PQ | AN | 7199.558 | 8105003 | no | no |  |  | no |  |  | 1381245.238 | 15286615.152 |  | -1
node_8105003_200863444 |  |  | PQ | AN | 7199.558 | 8105003 | no | no |  |  | no |  |  | 1381332.475 | 15286471.816 |  | -1
node_8105003_200863445 |  |  | PQ | AN | 7199.558 | 8105003 | no | no |  |  | no |  |  | 1381453.762 | 15286360.872 |  | -1
node_8105003_200863446 |  |  | PQ | AN | 7199.558 | 8105003 | no | no |  |  | no |  |  | 1381593.027 | 15286233.866 |  | -1
node_8105003_200863447 |  |  | PQ | AN | 7199.558 | 8105003 | no | no |  |  | no |  |  | 1381723.875 | 15286111.201 |  | -1
node_8105003_200863448 |  |  | PQ | AN | 7199.558 | 8105003 | no | no |  |  | no |  |  | 1381834.905 | 15286010.047 |  | -1
node_8105003_200863501 |  |  | PQ | ABCN | 7199.558 | 8105003 | no | no |  |  | no |  |  | 1381521.228 | 15286837.405 |  | -1
node_8105003_200863502 |  |  | PQ | ABCN | 7199.558 | 8105003 | no | no |  |  | no |  |  | 1382599.352 | 15286057.825 |  | -1
node_8105003_200863503 |  |  | PQ | ABCN | 7199.558 | 8105003 | no | no |  |  | no |  |  | 1382703.49 | 15286151.66 |  | -1
node_8105003_200863504 |  |  | PQ | ABCN | 7199.558 | 8105003 | no | no |  |  | no |  |  | 1382792.723 | 15286270.087 |  | -1
node_8105003_200863505 |  |  | PQ | ABCN | 7199.558 | 8105003 | no | no |  |  | no |  |  | 1382869.009 | 15286393.482 |  | -1
node_8105003_200863506 |  |  | PQ | ABCN | 7199.558 | 8105003 | no | no |  |  | no |  |  | 1382883.17 | 15286570.762 |  | -1
node_8105003_200863507 |  |  | PQ | AN | 7199.558 | 8105003 | no | no |  |  | no |  |  | 1382828.309 | 15286592.781 |  | -1
node_8105003_200863508 |  |  | PQ | AN | 7199.558 | 8105003 | no | no |  |  | no |  |  | 1382609.442 | 15286714.893 |  | -1
node_8105003_200863509 |  |  | PQ | AN | 7199.558 | 8105003 | no | no |  |  | no |  |  | 1382547.83 | 15286861.007 |  | -1
node_8105003_200863510 |  |  | PQ | ABCN | 7199.558 | 8105003 | no | no |  |  | no |  |  | 1383025.377 | 15286671.808 |  | -1
node_8105003_200863513 |  |  | PQ | ABCN | 7199.558 | 8105003 | no | no |  |  | no |  |  | 1381602.516 | 15286654.116 |  | -1
node_8105003_200863514 |  |  | PQ | ABCN | 7199.558 | 8105003 | no | no |  |  | no |  |  | 1381707.113 | 15286547.798 |  | -1
node_8105003_200863515 |  |  | PQ | ABCN | 7199.558 | 8105003 | no | no |  |  | no |  |  | 1381815.294 | 15286445.621 |  | -1
node_8105003_200863516 |  |  | PQ | ABCN | 7199.558 | 8105003 | no | no |  |  | no |  |  | 1381925.782 | 15286344.766 |  | -1
node_8105003_200863517 |  |  | PQ | ABCN | 7199.558 | 8105003 | no | no |  |  | no |  |  | 1382041.644 | 15286246.1 |  | -1
node_8105003_200863518 |  |  | PQ | ABCN | 7199.558 | 8105003 | no | no |  |  | no |  |  | 1382153.318 | 15286150.543 |  | -1
node_8105003_200863519 |  |  | PQ | ABCN | 7199.558 | 8105003 | no | no |  |  | no |  |  | 1382307.101 | 15286086.402 |  | -1
node_8105003_200863534 |  |  | PQ | AN | 7199.558 | 8105003 | no | no |  |  | no |  |  | 1382549.355 | 15286251.012 |  | -1
node_8105003_200863535 |  |  | PQ | AN | 7199.558 | 8105003 | no | no |  |  | no |  |  | 1382411.724 | 15286349.742 |  | -1
node_8105003_200863536 |  |  | PQ | AN | 7199.558 | 8105003 | no | no |  |  | no |  |  | 1382299.617 | 15286445.114 |  | -1
node_8105003_200863537 |  |  | PQ | AN | 7199.558 | 8105003 | no | no |  |  | no |  |  | 1382192.59 | 15286542.285 |  | -1
node_8105003_200863538 |  |  | PQ | AN | 7199.558 | 8105003 | no | no |  |  | no |  |  | 1382078.15 | 15286642.277 |  | -1
node_8105003_200863539 |  |  | PQ | AN | 7199.558 | 8105003 | no | no |  |  | no |  |  | 1381970.965 | 15286744.238 |  | -1
node_8105003_200863540 |  |  | PQ | AN | 7199.558 | 8105003 | no | no |  |  | no |  |  | 1381864.286 | 15286843.815 |  | -1
node_8105003_200863551 |  |  | PQ | ABCN | 7199.558 | 8105003 | no | no |  |  | no |  |  | 1381012.897 | 15289491.621 |  | -1
node_8105003_200863555 |  |  | PQ | ABCN | 7199.558 | 8105003 | no | no |  |  | no |  |  | 1381059.387 | 15289192.368 |  | -1
node_8105003_200863556 |  |  | PQ | ABCN | 7199.558 | 8105003 | no | no |  |  | no |  |  | 1381030.945 | 15289199.339 |  | -1
node_8105003_200863558 |  |  | PQ | ABCN | 7199.558 | 8105003 | no | no |  |  | no |  |  | 1381047.141 | 15289014.384 |  | -1
node_8105003_200863559 |  |  | PQ | ABCN | 7199.558 | 8105003 | no | no |  |  | no |  |  | 1380998.194 | 15288886.665 |  | -1
node_8105003_200863560 |  |  | PQ | ABCN | 7199.558 | 8105003 | no | no |  |  | no |  |  | 1380944.845 | 15288757.919 |  | -1
node_8105003_200863578 |  |  | PQ | ABCN | 7199.558 | 8105003 | no | no |  |  | no |  |  | 1381116.68 | 15289535.412 |  | -1
node_8105003_200863579 |  |  | PQ | ABCN | 7199.558 | 8105003 | no | no |  |  | no |  |  | 1381152.923 | 15289525.416 |  | -1
node_8105003_200863580 |  |  | PQ | ABCN | 7199.558 | 8105003 | no | no |  |  | no |  |  | 1381096.831 | 15289384.487 |  | -1
node_8105003_200863627 |  |  | PQ | AN | 7199.558 | 8105003 | no | no |  |  | no |  |  | 1381128.292 | 15285753.352 |  | -1
node_8105003_200863631 |  |  | PQ | AN | 7199.558 | 8105003 | no | no |  |  | no |  |  | 1381285.61 | 15285738.372 |  | -1
node_8105003_200863632 |  |  | PQ | AN | 7199.558 | 8105003 | no | no |  |  | no |  |  | 1381468.487 | 15285773.361 |  | -1
node_8105003_200863633 |  |  | PQ | AN | 7199.558 | 8105003 | no | no |  |  | no |  |  | 1381617.745 | 15285735.681 |  | -1
node_8105003_200863636 |  |  | PQ | AN | 7199.558 | 8105003 | no | no |  |  | no |  |  | 1381752.252 | 15285682.433 |  | -1
node_8105003_200863637 |  |  | PQ | AN | 7199.558 | 8105003 | no | no |  |  | no |  |  | 1381863.986 | 15285581.566 |  | -1
node_8105003_200863638 |  |  | PQ | AN | 7199.558 | 8105003 | no | no |  |  | no |  |  | 1381692.703 | 15285117.28 |  | -1
node_8105003_200863639 |  |  | PQ | AN | 7199.558 | 8105003 | no | no |  |  | no |  |  | 1381787.344 | 15285249.658 |  | -1
node_8105003_200863642 |  |  | PQ | AN | 7199.558 | 8105003 | no | no |  |  | no |  |  | 1381954.864 | 15285450.948 |  | -1
node_8105003_200863643 |  |  | PQ | AN | 7199.558 | 8105003 | no | no |  |  | no |  |  | 1382031.597 | 15285572.325 |  | -1
node_8105003_200863646 |  |  | PQ | AN | 7199.558 | 8105003 | no | no |  |  | no |  |  | 1382165.838 | 15285657.515 |  | -1
node_8105003_200863847 |  |  | PQ | AN | 7199.558 | 8105003 | no | no |  |  | no |  |  | 1381125.649 | 15286892.793 |  | -1
node_8105003_200863850 |  |  | PQ | ABCN | 7199.558 | 8105003 | no | no |  |  | no |  |  | 1380197.767 | 15288526.243 |  | -1
node_8105003_200863851 |  |  | PQ | AN | 7199.558 | 8105003 | no | no |  |  | no |  |  | 1381085.283 | 15287006.637 |  | -1
node_8105003_200863852 |  |  | PQ | AN | 7199.558 | 8105003 | no | no |  |  | no |  |  | 1381004.604 | 15287218.788 |  | -1
node_8105003_200863853 |  |  | PQ | AN | 7199.558 | 8105003 | no | no |  |  | no |  |  | 1380935.38 | 15287405.074 |  | -1
node_8105003_200863854 |  |  | PQ | AN | 7199.558 | 8105003 | no | no |  |  | no |  |  | 1380857.234 | 15287594.138 |  | -1
node_8105003_200863855 |  |  | PQ | AN | 7199.558 | 8105003 | no | no |  |  | no |  |  | 1380781.694 | 15287695.281 |  | -1
node_8105003_200863856 |  |  | PQ | AN | 7199.558 | 8105003 | no | no |  |  | no |  |  | 1380756.087 | 15287820.953 |  | -1
node_8105003_200863857 |  |  | PQ | AN | 7199.558 | 8105003 | no | no |  |  | no |  |  | 1380647.976 | 15287984.213 |  | -1
node_8105003_200863858 |  |  | PQ | AN | 7199.558 | 8105003 | no | no |  |  | no |  |  | 1380512.178 | 15288135.983 |  | -1
node_8105003_200863859 |  |  | PQ | AN | 7199.558 | 8105003 | no | no |  |  | no |  |  | 1379962.938 | 15286632.24 |  | -1
node_8105003_200863861 |  |  | PQ | AN | 7199.558 | 8105003 | no | no |  |  | no |  |  | 1380147.461 | 15285324.014 |  | -1
node_8105003_200863862 |  |  | PQ | AN | 7199.558 | 8105003 | no | no |  |  | no |  |  | 1380159.88 | 15285167.042 |  | -1
node_8105003_200863865 |  |  | PQ | AN | 7199.558 | 8105003 | no | no |  |  | no |  |  | 1380020.941 | 15286518.265 |  | -1
node_8105003_200863866 |  |  | PQ | AN | 7199.558 | 8105003 | no | no |  |  | no |  |  | 1380037.26 | 15286363.052 |  | -1
node_8105003_200863867 |  |  | PQ | AN | 7199.558 | 8105003 | no | no |  |  | no |  |  | 1380052.557 | 15286216.332 |  | -1
node_8105003_200863868 |  |  | PQ | AN | 7199.558 | 8105003 | no | no |  |  | no |  |  | 1380071.078 | 15286063.192 |  | -1
node_8105003_200863869 |  |  | PQ | AN | 7199.558 | 8105003 | no | no |  |  | no |  |  | 1380081.553 | 15285919.959 |  | -1
node_8105003_200863870 |  |  | PQ | AN | 7199.558 | 8105003 | no | no |  |  | no |  |  | 1380096.957 | 15285770.574 |  | -1
node_8105003_200863871 |  |  | PQ | AN | 7199.558 | 8105003 | no | no |  |  | no |  |  | 1380118.55 | 15285633.93 |  | -1
node_8105003_200863872 |  |  | PQ | AN | 7199.558 | 8105003 | no | no |  |  | no |  |  | 1380131.659 | 15285465.105 |  | -1
node_8105003_200863899 |  |  | PQ | AN | 7199.558 | 8105003 | no | no |  |  | no |  |  | 1383032.03 | 15288115.794 |  | -1
node_8105003_200863900 |  |  | PQ | AN | 7199.558 | 8105003 | no | no |  |  | no |  |  | 1382898.767 | 15288035.877 |  | -1
node_8105003_200863935 |  |  | PQ | AN | 7199.558 | 8105003 | no | no |  |  | no |  |  | 1380649.927 | 15285342.165 |  | -1
node_8105003_200863937 |  |  | PQ | AN | 7199.558 | 8105003 | no | no |  |  | no |  |  | 1380799.458 | 15285345.913 |  | -1
node_8105003_200863938 |  |  | PQ | AN | 7199.558 | 8105003 | no | no |  |  | no |  |  | 1380943.954 | 15285338.991 |  | -1
node_8105003_200863939 |  |  | PQ | AN | 7199.558 | 8105003 | no | no |  |  | no |  |  | 1381089.593 | 15285316.612 |  | -1
node_8105003_200863940 |  |  | PQ | AN | 7199.558 | 8105003 | no | no |  |  | no |  |  | 1381225.336 | 15285273.014 |  | -1
node_8105003_200863941 |  |  | PQ | AN | 7199.558 | 8105003 | no | no |  |  | no |  |  | 1381359.515 | 15285195.607 |  | -1
node_8105003_200863942 |  |  | PQ | AN | 7199.558 | 8105003 | no | no |  |  | no |  |  | 1381438.188 | 15285089.175 |  | -1
node_8105003_200863943 |  |  | PQ | AN | 7199.558 | 8105003 | no | no |  |  | no |  |  | 1381560.485 | 15285004.223 |  | -1
node_8105003_200863944 |  |  | PQ | AN | 7199.558 | 8105003 | no | no |  |  | no |  |  | 1381680.94 | 15284922.827 |  | -1
node_8105003_200863945 |  |  | PQ | AN | 7199.558 | 8105003 | no | no |  |  | no |  |  | 1380897.536 | 15284985.306 |  | -1
node_8105003_200863946 |  |  | PQ | AN | 7199.558 | 8105003 | no | no |  |  | no |  |  | 1381032.253 | 15285008.636 |  | -1
node_8105003_200863947 |  |  | PQ | AN | 7199.558 | 8105003 | no | no |  |  | no |  |  | 1381161.385 | 15284956.51 |  | -1
node_8105003_200863948 |  |  | PQ | AN | 7199.558 | 8105003 | no | no |  |  | no |  |  | 1381290.837 | 15284855.722 |  | -1
node_8105003_200863949 |  |  | PQ | AN | 7199.558 | 8105003 | no | no |  |  | no |  |  | 1381410.819 | 15284762.14 |  | -1
node_8105003_200863950 |  |  | PQ | AN | 7199.558 | 8105003 | no | no |  |  | no |  |  | 1381544.907 | 15284662.88 |  | -1
node_8105003_200863951 |  |  | PQ | AN | 7199.558 | 8105003 | no | no |  |  | no |  |  | 1381644.519 | 15284577.02 |  | -1
node_8105003_200863953 |  |  | PQ | AN | 7199.558 | 8105003 | no | no |  |  | no |  |  | 1381258.985 | 15284260.279 |  | -1
node_8105003_200863954 |  |  | PQ | AN | 7199.558 | 8105003 | no | no |  |  | no |  |  | 1381266.867 | 15284107.069 |  | -1
node_8105003_200863969 |  |  | PQ | AN | 7199.558 | 8105003 | no | no |  |  | no |  |  | 1383216.237 | 15288009.996 |  | -1
node_8105003_200864012 |  |  | PQ | AN | 7199.558 | 8105003 | no | no |  |  | no |  |  | 1379977.316 | 15290118.695 |  | -1
node_8105003_200864014 |  |  | PQ | AN | 7199.558 | 8105003 | no | no |  |  | no |  |  | 1380068.614 | 15290110.475 |  | -1
node_8105003_200864015 |  |  | PQ | AN | 7199.558 | 8105003 | no | no |  |  | no |  |  | 1380266.204 | 15290073.52 |  | -1
node_8105003_200864016 |  |  | PQ | AN | 7199.558 | 8105003 | no | no |  |  | no |  |  | 1380459.15 | 15290037.604 |  | -1
node_8105003_200864017 |  |  | PQ | AN | 7199.558 | 8105003 | no | no |  |  | no |  |  | 1380540.888 | 15289906.485 |  | -1
node_8105003_200864018 |  |  | PQ | AN | 7199.558 | 8105003 | no | no |  |  | no |  |  | 1380550.976 | 15289706.921 |  | -1
node_8105003_200864019 |  |  | PQ | AN | 7199.558 | 8105003 | no | no |  |  | no |  |  | 1380558.964 | 15289505.297 |  | -1
node_8105003_200864020 |  |  | PQ | AN | 7199.558 | 8105003 | no | no |  |  | no |  |  | 1380570.022 | 15289305.66 |  | -1
node_8105003_200864021 |  |  | PQ | AN | 7199.558 | 8105003 | no | no |  |  | no |  |  | 1380565.003 | 15289102.993 |  | -1
node_8105003_200864077 |  |  | PQ | AN | 7199.558 | 8105003 | no | no |  |  | no |  |  | 1381777.425 | 15284272.942 |  | -1
node_8105003_200864078 |  |  | PQ | AN | 7199.558 | 8105003 | no | no |  |  | no |  |  | 1382315.652 | 15285316.238 |  | -1
node_8105003_200864079 |  |  | PQ | AN | 7199.558 | 8105003 | no | no |  |  | no |  |  | 1382418.672 | 15285425.67 |  | -1
node_8105003_200864080 |  |  | PQ | AN | 7199.558 | 8105003 | no | no |  |  | no |  |  | 1382507.301 | 15285561.843 |  | -1
node_8105003_200864083 |  |  | PQ | AN | 7199.558 | 8105003 | no | no |  |  | no |  |  | 1381885.067 | 15284347.192 |  | -1
node_8105003_200864084 |  |  | PQ | AN | 7199.558 | 8105003 | no | no |  |  | no |  |  | 1381972.419 | 15284463.063 |  | -1
node_8105003_200864085 |  |  | PQ | AN | 7199.558 | 8105003 | no | no |  |  | no |  |  | 1381967.221 | 15284595.656 |  | -1
node_8105003_200864086 |  |  | PQ | AN | 7199.558 | 8105003 | no | no |  |  | no |  |  | 1381888.521 | 15284709.219 |  | -1
node_8105003_200864087 |  |  | PQ | AN | 7199.558 | 8105003 | no | no |  |  | no |  |  | 1381928.764 | 15284859.645 |  | -1
node_8105003_200864088 |  |  | PQ | AN | 7199.558 | 8105003 | no | no |  |  | no |  |  | 1381985.169 | 15285017.73 |  | -1
node_8105003_200864089 |  |  | PQ | AN | 7199.558 | 8105003 | no | no |  |  | no |  |  | 1382089.928 | 15285127.776 |  | -1
node_8105003_200864090 |  |  | PQ | AN | 7199.558 | 8105003 | no | no |  |  | no |  |  | 1382188.794 | 15285252.697 |  | -1
node_8105003_200864091 |  |  | PQ | AN | 7199.558 | 8105003 | no | no |  |  | no |  |  | 1383266.051 | 15286620.231 |  | -1
node_8105003_200864092 |  |  | PQ | AN | 7199.558 | 8105003 | no | no |  |  | no |  |  | 1383243.286 | 15286473.576 |  | -1
node_8105003_200864093 |  |  | PQ | AN | 7199.558 | 8105003 | no | no |  |  | no |  |  | 1383185.294 | 15286329.363 |  | -1
node_8105003_200864094 |  |  | PQ | AN | 7199.558 | 8105003 | no | no |  |  | no |  |  | 1383111.314 | 15286178.084 |  | -1
node_8105003_200864097 |  |  | PQ | ABCN | 7199.558 | 8105003 | no | no |  |  | no |  |  | 1381420.661 | 15287394.565 |  | -1
node_8105003_200864098 |  |  | PQ | ABCN | 7199.558 | 8105003 | no | no |  |  | no |  |  | 1381683.921 | 15288057.105 |  | -1
node_8105003_200864099 |  |  | PQ | ABCN | 7199.558 | 8105003 | no | no |  |  | no |  |  | 1381410.55 | 15286942.755 |  | -1
node_8105003_200864100 |  |  | PQ | ABCN | 7199.558 | 8105003 | no | no |  |  | no |  |  | 1381320.278 | 15287137.386 |  | -1
node_8105003_200864101 |  |  | PQ | ABCN | 7199.558 | 8105003 | no | no |  |  | no |  |  | 1381267.517 | 15287325.485 |  | -1
node_8105003_200864102 |  |  | PQ | ABCN | 7199.558 | 8105003 | no | no |  |  | no |  |  | 1381237.603 | 15287541.625 |  | -1
node_8105003_200864103 |  |  | PQ | ABCN | 7199.558 | 8105003 | no | no |  |  | no |  |  | 1381256.188 | 15287730.548 |  | -1
node_8105003_200864105 |  |  | PQ | AN | 7199.558 | 8105003 | no | no |  |  | no |  |  | 1381047.04 | 15287839.878 |  | -1
node_8105003_200864106 |  |  | PQ | AN | 7199.558 | 8105003 | no | no |  |  | no |  |  | 1380959.518 | 15287821.712 |  | -1
node_8105003_200864107 |  |  | PQ | ABCN | 7199.558 | 8105003 | no | no |  |  | no |  |  | 1381294.848 | 15287985.688 |  | -1
node_8105003_200864108 |  |  | PQ | ABCN | 7199.558 | 8105003 | no | no |  |  | no |  |  | 1381511.68 | 15287927.12 |  | -1
node_8105003_200864398 |  |  | PQ | ABCN | 7199.558 | 8105003 | no | no |  |  | no |  |  | 1380315.627 | 15281882.454 |  | -1
node_8105003_200864399 |  |  | PQ | ABCN | 7199.558 | 8105003 | no | no |  |  | no |  |  | 1380977.964 | 15282328.749 |  | -1
node_8105003_200864400 |  |  | PQ | ABCN | 7199.558 | 8105003 | no | no |  |  | no |  |  | 1379698.974 | 15281521.915 |  | -1
node_8105003_200864401 |  |  | PQ | ABCN | 7199.558 | 8105003 | no | no |  |  | no |  |  | 1379571.828 | 15281435.345 |  | -1
node_8105003_200864402 |  |  | PQ | ABCN | 7199.558 | 8105003 | no | no |  |  | no |  |  | 1379448.92 | 15281331.943 |  | -1
node_8105003_200864403 |  |  | PQ | ABCN | 7199.558 | 8105003 | no | no |  |  | no |  |  | 1379392.451 | 15281222.359 |  | -1
node_8105003_200864404 |  |  | PQ | ABCN | 7199.558 | 8105003 | no | no |  |  | no |  |  | 1379260.603 | 15281130.339 |  | -1
node_8105003_200864405 |  |  | PQ | ABCN | 7199.558 | 8105003 | no | no |  |  | no |  |  | 1379085.699 | 15281131.586 |  | -1
node_8105003_200864406 |  |  | PQ | AN | 7199.558 | 8105003 | no | no |  |  | no |  |  | 1379061.565 | 15280953.014 |  | -1
node_8105003_200864407 |  |  | PQ | AN | 7199.558 | 8105003 | no | no |  |  | no |  |  | 1379073.946 | 15280817.326 |  | -1
node_8105003_200864408 |  |  | PQ | AN | 7199.558 | 8105003 | no | no |  |  | no |  |  | 1378952.214 | 15280618.365 |  | -1
node_8105003_200864411 |  |  | PQ | ABCN | 7199.558 | 8105003 | no | no |  |  | no |  |  | 1378945.839 | 15281108.841 |  | -1
node_8105003_200864412 |  |  | PQ | ABCN | 7199.558 | 8105003 | no | no |  |  | no |  |  | 1378786.413 | 15281098.098 |  | -1
node_8105003_200864413 |  |  | PQ | ABCN | 7199.558 | 8105003 | no | no |  |  | no |  |  | 1378624.925 | 15281047.953 |  | -1
node_8105003_200864414 |  |  | PQ | ABCN | 7199.558 | 8105003 | no | no |  |  | no |  |  | 1378463.597 | 15281041.123 |  | -1
node_8105003_200864415 |  |  | PQ | ABCN | 7199.558 | 8105003 | no | no |  |  | no |  |  | 1380845.56 | 15282255.822 |  | -1
node_8105003_200864416 |  |  | PQ | ABCN | 7199.558 | 8105003 | no | no |  |  | no |  |  | 1378307.894 | 15281037.182 |  | -1
node_8105003_200864417 |  |  | PQ | ABCN | 7199.558 | 8105003 | no | no |  |  | no |  |  | 1378148.083 | 15281031.813 |  | -1
node_8105003_200864418 |  |  | PQ | ABCN | 7199.558 | 8105003 | no | no |  |  | no |  |  | 1380728.39 | 15282162.924 |  | -1
node_8105003_200864419 |  |  | PQ | ABCN | 7199.558 | 8105003 | no | no |  |  | no |  |  | 1380630.047 | 15282018.281 |  | -1
node_8105003_200864420 |  |  | PQ | ABCN | 7199.558 | 8105003 | no | no |  |  | no |  |  | 1380490.338 | 15281910.867 |  | -1
node_8105003_200864421 |  |  | PQ | ABCN | 7199.558 | 8105003 | no | no |  |  | no |  |  | 1380119.344 | 15281767.806 |  | -1
node_8105003_200864422 |  |  | PQ | ABCN | 7199.558 | 8105003 | no | no |  |  | no |  |  | 1379963.687 | 15281686.655 |  | -1
node_8105003_200864423 |  |  | PQ | ABCN | 7199.558 | 8105003 | no | no |  |  | no |  |  | 1379834.596 | 15281615.102 |  | -1
node_8105003_200864424 |  |  | PQ | ABCN | 7199.558 | 8105003 | no | no |  |  | no |  |  | 1377983.546 | 15281095.621 |  | -1
node_8105003_200864425 |  |  | PQ | AN | 7199.558 | 8105003 | no | no |  |  | no |  |  | 1378443.097 | 15280109.189 |  | -1
node_8105003_200864426 |  |  | PQ | AN | 7199.558 | 8105003 | no | no |  |  | no |  |  | 1378596.19 | 15280142.862 |  | -1
node_8105003_200864427 |  |  | PQ | AN | 7199.558 | 8105003 | no | no |  |  | no |  |  | 1378690.866 | 15280227.893 |  | -1
node_8105003_200864428 |  |  | PQ | AN | 7199.558 | 8105003 | no | no |  |  | no |  |  | 1378879.207 | 15280308.705 |  | -1
node_8105003_200864429 |  |  | PQ | AN | 7199.558 | 8105003 | no | no |  |  | no |  |  | 1378989.238 | 15280356.355 |  | -1
node_8105003_200864430 |  |  | PQ | AN | 7199.558 | 8105003 | no | no |  |  | no |  |  | 1379204.941 | 15280393.264 |  | -1
node_8105003_200864431 |  |  | PQ | AN | 7199.558 | 8105003 | no | no |  |  | no |  |  | 1379361.846 | 15280415.251 |  | -1
node_8105003_200864432 |  |  | PQ | AN | 7199.558 | 8105003 | no | no |  |  | no |  |  | 1379491.57 | 15280439.674 |  | -1
node_8105003_200864433 |  |  | PQ | AN | 7199.558 | 8105003 | no | no |  |  | no |  |  | 1379653.556 | 15280442.646 |  | -1
node_8105003_200864434 |  |  | PQ | AN | 7199.558 | 8105003 | no | no |  |  | no |  |  | 1377985.573 | 15280938.337 |  | -1
node_8105003_200864435 |  |  | PQ | AN | 7199.558 | 8105003 | no | no |  |  | no |  |  | 1377981.155 | 15280780.077 |  | -1
node_8105003_200864436 |  |  | PQ | AN | 7199.558 | 8105003 | no | no |  |  | no |  |  | 1378140.76 | 15280777.591 |  | -1
node_8105003_200864437 |  |  | PQ | AN | 7199.558 | 8105003 | no | no |  |  | no |  |  | 1378280.433 | 15280708.52 |  | -1
node_8105003_200864438 |  |  | PQ | AN | 7199.558 | 8105003 | no | no |  |  | no |  |  | 1378331.723 | 15280588.078 |  | -1
node_8105003_200864441 |  |  | PQ | AN | 7199.558 | 8105003 | no | no |  |  | no |  |  | 1377988.543 | 15280618.163 |  | -1
node_8105003_200864442 |  |  | PQ | AN | 7199.558 | 8105003 | no | no |  |  | no |  |  | 1377980.212 | 15280453.093 |  | -1
node_8105003_200864443 |  |  | PQ | AN | 7199.558 | 8105003 | no | no |  |  | no |  |  | 1377990.992 | 15280304.133 |  | -1
node_8105003_200864444 |  |  | PQ | AN | 7199.558 | 8105003 | no | no |  |  | no |  |  | 1378030.695 | 15280182.893 |  | -1
node_8105003_200864445 |  |  | PQ | AN | 7199.558 | 8105003 | no | no |  |  | no |  |  | 1378156.092 | 15280089.854 |  | -1
node_8105003_200864446 |  |  | PQ | AN | 7199.558 | 8105003 | no | no |  |  | no |  |  | 1378293.232 | 15280076.492 |  | -1
node_8105003_200864456 |  |  | PQ | ABCN | 7199.558 | 8105003 | no | no |  |  | no |  |  | 1381773.919 | 15284031.373 |  | -1
node_8105003_200864458 |  |  | PQ | ABCN | 7199.558 | 8105003 | no | no |  |  | no |  |  | 1380664.597 | 15282644.493 |  | -1
node_8105003_200864459 |  |  | PQ | AN | 7199.558 | 8105003 | no | no |  |  | no |  |  | 1380578.016 | 15282757.219 |  | -1
node_8105003_200864460 |  |  | PQ | AN | 7199.558 | 8105003 | no | no |  |  | no |  |  | 1380526.469 | 15282911.149 |  | -1
node_8105003_200864461 |  |  | PQ | AN | 7199.558 | 8105003 | no | no |  |  | no |  |  | 1380548.538 | 15283082.609 |  | -1
node_8105003_200864462 |  |  | PQ | AN | 7199.558 | 8105003 | no | no |  |  | no |  |  | 1380542.018 | 15283229.3 |  | -1
node_8105003_200864463 |  |  | PQ | ABCN | 7199.558 | 8105003 | no | no |  |  | no |  |  | 1380468.886 | 15282522.218 |  | -1
node_8105003_200864464 |  |  | PQ | ABCN | 7199.558 | 8105003 | no | no |  |  | no |  |  | 1380297.323 | 15282443.591 |  | -1
node_8105003_200864465 |  |  | PQ | ABCN | 7199.558 | 8105003 | no | no |  |  | no |  |  | 1380131.635 | 15282379.812 |  | -1
node_8105003_200864466 |  |  | PQ | ABCN | 7199.558 | 8105003 | no | no |  |  | no |  |  | 1379970.738 | 15282304.882 |  | -1
node_8105003_200864468 |  |  | PQ | ABCN | 7199.558 | 8105003 | no | no |  |  | no |  |  | 1379830.818 | 15282334.247 |  | -1
node_8105003_200864469 |  |  | PQ | ABCN | 7199.558 | 8105003 | no | no |  |  | no |  |  | 1379670.995 | 15282313.78 |  | -1
node_8105003_200864470 |  |  | PQ | ABCN | 7199.558 | 8105003 | no | no |  |  | no |  |  | 1379520.12 | 15282295.064 |  | -1
node_8105003_200864472 |  |  | PQ | ABCN | 7199.558 | 8105003 | no | no |  |  | no |  |  | 1379346.839 | 15282321.817 |  | -1
node_8105003_200864473 |  |  | PQ | ABCN | 7199.558 | 8105003 | no | no |  |  | no |  |  | 1379223.228 | 15282330.132 |  | -1
node_8105003_200864475 |  |  | PQ | ABCN | 7199.558 | 8105003 | no | no |  |  | no |  |  | 1381589.736 | 15283877.667 |  | -1
node_8105003_200864476 |  |  | PQ | ABCN | 7199.558 | 8105003 | no | no |  |  | no |  |  | 1379083.379 | 15282359.93 |  | -1
node_8105003_200864477 |  |  | PQ | ABCN | 7199.558 | 8105003 | no | no |  |  | no |  |  | 1378937.266 | 15282382.86 |  | -1
node_8105003_200864479 |  |  | PQ | ABCN | 7199.558 | 8105003 | no | no |  |  | no |  |  | 1378722.107 | 15282421.679 |  | -1
node_8105003_200864481 |  |  | PQ | ABCN | 7199.558 | 8105003 | no | no |  |  | no |  |  | 1378504.786 | 15282456.068 |  | -1
node_8105003_200864482 |  |  | PQ | ABCN | 7199.558 | 8105003 | no | no |  |  | no |  |  | 1378344.411 | 15282473.03 |  | -1
node_8105003_200864485 |  |  | PQ | ABCN | 7199.558 | 8105003 | no | no |  |  | no |  |  | 1378191.844 | 15282497.455 |  | -1
node_8105003_200864486 |  |  | PQ | ABCN | 7199.558 | 8105003 | no | no |  |  | no |  |  | 1377947.634 | 15282517.504 |  | -1
node_8105003_200864489 |  |  | PQ | ABCN | 7199.558 | 8105003 | no | no |  |  | no |  |  | 1377724.152 | 15282487.558 |  | -1
node_8105003_200864490 |  |  | PQ | ABCN | 7199.558 | 8105003 | no | no |  |  | no |  |  | 1377518.451 | 15282457.701 |  | -1
node_8105003_200864492 |  |  | PQ | ABCN | 7199.558 | 8105003 | no | no |  |  | no |  |  | 1377296.374 | 15282434.424 |  | -1
node_8105003_200864493 |  |  | PQ | ABCN | 7199.558 | 8105003 | no | no |  |  | no |  |  | 1381447.81 | 15283747.966 |  | -1
node_8105003_200864494 |  |  | PQ | ABCN | 7199.558 | 8105003 | no | no |  |  | no |  |  | 1377071.449 | 15282404.777 |  | -1
node_8105003_200864496 |  |  | PQ | ABCN | 7199.558 | 8105003 | no | no |  |  | no |  |  | 1376813.285 | 15282450.75 |  | -1
node_8105003_200864497 |  |  | PQ | ABCN | 7199.558 | 8105003 | no | no |  |  | no |  |  | 1376620.41 | 15282420.6 |  | -1
node_8105003_200864498 |  |  | PQ | ABCN | 7199.558 | 8105003 | no | no |  |  | no |  |  | 1376424.195 | 15282396.219 |  | -1
node_8105003_200864499 |  |  | PQ | ABCN | 7199.558 | 8105003 | no | no |  |  | no |  |  | 1376214.376 | 15282368.227 |  | -1
node_8105003_200864500 |  |  | PQ | ABCN | 7199.558 | 8105003 | no | no |  |  | no |  |  | 1376020.413 | 15282336.42 |  | -1
node_8105003_200864501 |  |  | PQ | ABCN | 7199.558 | 8105003 | no | no |  |  | no |  |  | 1375855.667 | 15282239.481 |  | -1
node_8105003_200864502 |  |  | PQ | ABCN | 7199.558 | 8105003 | no | no |  |  | no |  |  | 1375681.745 | 15282133.086 |  | -1
node_8105003_200864510 |  |  | PQ | ABCN | 7199.558 | 8105003 | no | no |  |  | no |  |  | 1381350.634 | 15283608.997 |  | -1
node_8105003_200864524 |  |  | PQ | ABCN | 7199.558 | 8105003 | no | no |  |  | no |  |  | 1381259.433 | 15283476.422 |  | -1
node_8105003_200864530 |  |  | PQ | ABCN | 7199.558 | 8105003 | no | no |  |  | no |  |  | 1381145.467 | 15283298.215 |  | -1
node_8105003_200864532 |  |  | PQ | ABCN | 7199.558 | 8105003 | no | no |  |  | no |  |  | 1381030.348 | 15283132.867 |  | -1
node_8105003_200864533 |  |  | PQ | ABCN | 7199.558 | 8105003 | no | no |  |  | no |  |  | 1380928.161 | 15282962.227 |  | -1
node_8105003_200864534 |  |  | PQ | ABCN | 7199.558 | 8105003 | no | no |  |  | no |  |  | 1380831.883 | 15282770.918 |  | -1
node_8105003_200864545 |  |  | PQ | ABCN | 7199.558 | 8105003 | no | no |  |  | no |  |  | 1380910.037 | 15281296.93 |  | -1
node_8105003_200864546 |  |  | PQ | ABCN | 7199.558 | 8105003 | no | no |  |  | no |  |  | 1381040.786 | 15282848.833 |  | -1
node_8105003_200864547 |  |  | PQ | ABCN | 7199.558 | 8105003 | no | no |  |  | no |  |  | 1380979.352 | 15281476.164 |  | -1
node_8105003_200864548 |  |  | PQ | ABCN | 7199.558 | 8105003 | no | no |  |  | no |  |  | 1381101.157 | 15282714.23 |  | -1
node_8105003_200864549 |  |  | PQ | ABCN | 7199.558 | 8105003 | no | no |  |  | no |  |  | 1381115.034 | 15282565.175 |  | -1
node_8105003_200864550 |  |  | PQ | ABCN | 7199.558 | 8105003 | no | no |  |  | no |  |  | 1381078.874 | 15282459.196 |  | -1
node_8105003_200864551 |  |  | PQ | ABCN | 7199.558 | 8105003 | no | no |  |  | no |  |  | 1381139.627 | 15282323.26 |  | -1
node_8105003_200864552 |  |  | PQ | ABCN | 7199.558 | 8105003 | no | no |  |  | no |  |  | 1381144.158 | 15282185.168 |  | -1
node_8105003_200864553 |  |  | PQ | ABCN | 7199.558 | 8105003 | no | no |  |  | no |  |  | 1381118.35 | 15282018.619 |  | -1
node_8105003_200864554 |  |  | PQ | ABCN | 7199.558 | 8105003 | no | no |  |  | no |  |  | 1381061.23 | 15281783.678 |  | -1
node_8105003_200864555 |  |  | PQ | ABCN | 7199.558 | 8105003 | no | no |  |  | no |  |  | 1381015.479 | 15281635.316 |  | -1
node_8105003_200864655 |  |  | PQ | ABCN | 7199.558 | 8105003 | no | no |  |  | no |  |  | 1380300.301 | 15288698.439 |  | -1
node_8105003_200864656 |  |  | PQ | ABCN | 7199.558 | 8105003 | no | no |  |  | no |  |  | 1380494.691 | 15288653.517 |  | -1
node_8105003_200864657 |  |  | PQ | ABCN | 7199.558 | 8105003 | no | no |  |  | no |  |  | 1380693.395 | 15288619.759 |  | -1
node_8105003_200864658 |  |  | PQ | ABCN | 7199.558 | 8105003 | no | no |  |  | no |  |  | 1380894.183 | 15288632.242 |  | -1
node_8105003_200864659 |  |  | PQ | ABCN | 7199.558 | 8105003 | no | no |  |  | no |  |  | 1380871.188 | 15288717.761 |  | -1
node_8105003_200864660 |  |  | PQ | ABCN | 7199.558 | 8105003 | no | no |  |  | no |  |  | 1380962.441 | 15288578.832 |  | -1
node_8105003_200864661 |  |  | PQ | ABCN | 7199.558 | 8105003 | no | no |  |  | no |  |  | 1381084.96 | 15288441.872 |  | -1
node_8105003_200864662 |  |  | PQ | ABCN | 7199.558 | 8105003 | no | no |  |  | no |  |  | 1381215.57 | 15288275.996 |  | -1
node_8105003_200864696 |  |  | PQ | AN | 7199.558 | 8105003 | no | no |  |  | no |  |  | 1380182.804 | 15281620.625 |  | -1
node_8105003_200864697 |  |  | PQ | AN | 7199.558 | 8105003 | no | no |  |  | no |  |  | 1379327.107 | 15280675.899 |  | -1
node_8105003_200864698 |  |  | PQ | AN | 7199.558 | 8105003 | no | no |  |  | no |  |  | 1379300.15 | 15280528.335 |  | -1
node_8105003_200864699 |  |  | PQ | AN | 7199.558 | 8105003 | no | no |  |  | no |  |  | 1379336.247 | 15280248.003 |  | -1
node_8105003_200864700 |  |  | PQ | AN | 7199.558 | 8105003 | no | no |  |  | no |  |  | 1379352.698 | 15280087.223 |  | -1
node_8105003_200864701 |  |  | PQ | AN | 7199.558 | 8105003 | no | no |  |  | no |  |  | 1380186.992 | 15281479.574 |  | -1
node_8105003_200864702 |  |  | PQ | AN | 7199.558 | 8105003 | no | no |  |  | no |  |  | 1379862.62 | 15281162.019 |  | -1
node_8105003_200864703 |  |  | PQ | AN | 7199.558 | 8105003 | no | no |  |  | no |  |  | 1379715.262 | 15281122.413 |  | -1
node_8105003_200864704 |  |  | PQ | AN | 7199.558 | 8105003 | no | no |  |  | no |  |  | 1379591.107 | 15281025.292 |  | -1
node_8105003_200864705 |  |  | PQ | AN | 7199.558 | 8105003 | no | no |  |  | no |  |  | 1379477.396 | 15280928.601 |  | -1
node_8105003_200864706 |  |  | PQ | AN | 7199.558 | 8105003 | no | no |  |  | no |  |  | 1379387.149 | 15280809.587 |  | -1
node_8105003_200864831 |  |  | PQ | AN | 7199.558 | 8105003 | no | no |  |  | no |  |  | 1379690.569 | 15280873.557 |  | -1
node_8105003_200864832 |  |  | PQ | AN | 7199.558 | 8105003 | no | no |  |  | no |  |  | 1379832.278 | 15280737.094 |  | -1
node_8105003_200865367 |  |  | PQ | ABCN | 7199.558 | 8105003 | no | no |  |  | no |  |  | 1379339.422 | 15291644.029 |  | -1
node_8105003_200865457 |  |  | PQ | ABCN | 7199.558 | 8105003 | no | no |  |  | no |  |  | 1378487.446 | 15291936.56 |  | -1
node_8105003_200866393 |  |  | PQ | AN | 2771.281 | 8105003 | no | no |  |  | no |  |  | 1375715.712 | 15275682.244 |  | -1
node_8105003_200866483 |  |  | PQ | AN | 2771.281 | 8105003 | no | no |  |  | no |  |  | 1375843.14 | 15275394.993 |  | -1
node_8105003_200866484 |  |  | PQ | AD | 2771.281 | 8105003 | no | no |  |  | no |  |  | 1375993.38 | 15275540.244 |  | -1
node_8105003_200866485 |  |  | PQ | AD | 2771.281 | 8105003 | no | no |  |  | no |  |  | 1375973.3 | 15275631.737 |  | -1
node_8105003_200866486 |  |  | PQ | AD | 2771.281 | 8105003 | no | no |  |  | no |  |  | 1376154.831 | 15275707.732 |  | -1
node_8105003_200866487 |  |  | PQ | AN | 2771.281 | 8105003 | no | no |  |  | no |  |  | 1376342.983 | 15275904.21 |  | -1
node_8105003_200866488 |  |  | PQ | AD | 2771.281 | 8105003 | no | no |  |  | no |  |  | 1376524.123 | 15276147.061 |  | -1
node_8105003_200866489 |  |  | PQ | AD | 2771.281 | 8105003 | no | no |  |  | no |  |  | 1376654.908 | 15276311.118 |  | -1
node_8105003_200866490 |  |  | PQ | AD | 2771.281 | 8105003 | no | no |  |  | no |  |  | 1376803.053 | 15276500.108 |  | -1
node_8105003_200866491 |  |  | PQ | AN | 2771.281 | 8105003 | no | no |  |  | no |  |  | 1376868.721 | 15276722.41 |  | -1
node_8105003_200866493 |  |  | PQ | AD | 2771.281 | 8105003 | no | no |  |  | no |  |  | 1377115.752 | 15276904.886 |  | -1
node_8105003_200866494 |  |  | PQ | AN | 2771.281 | 8105003 | no | no |  |  | no |  |  | 1377431.272 | 15277115.391 |  | -1
node_8105003_200866497 |  |  | PQ | AN | 2771.281 | 8105003 | no | no |  |  | no |  |  | 1377635.232 | 15277248.648 |  | -1
node_8105003_200866499 |  |  | PQ | AD | 2771.281 | 8105003 | no | no |  |  | no |  |  | 1377829.643 | 15277371.799 |  | -1
node_8105003_200866501 |  |  | PQ | AN | 2771.281 | 8105003 | no | no |  |  | no |  |  | 1378199.694 | 15277730.323 |  | -1
node_8105003_200866503 |  |  | PQ | AN | 2771.281 | 8105003 | no | no |  |  | no |  |  | 1378486.808 | 15278004.308 |  | -1
node_8105003_200866505 |  |  | PQ | AN | 2771.281 | 8105003 | no | no |  |  | no |  |  | 1378867.227 | 15278329.359 |  | -1
node_8105003_200866506 |  |  | PQ | AN | 2771.281 | 8105003 | no | no |  |  | no |  |  | 1379169.519 | 15278581.287 |  | -1
node_8105003_200866507 |  |  | PQ | AN | 2771.281 | 8105003 | no | no |  |  | no |  |  | 1379386.504 | 15278746.878 |  | -1
node_8105003_200917422 |  |  | PQ | ABCN | 7199.558 | 8105003 | no | no |  |  | no |  |  | 1378468.29 | 15292037.768 |  | -1
node_8105003_200917424 |  |  | PQ | ABCN | 7199.558 | 8105003 | no | no |  |  | no |  |  | 1378464.546 | 15292185.649 |  | -1
node_8105003_200917471 |  |  | PQ | ABCN | 7199.558 | 8105003 | no | no |  |  | no |  |  | 1380000.654 | 15290375.474 |  | -1
node_8105003_200917472 |  |  | PQ | ABCN | 7199.558 | 8105003 | no | no |  |  | no |  |  | 1380025.992 | 15290594.554 |  | -1
node_8105003_200917473 |  |  | PQ | ABCN | 7199.558 | 8105003 | no | no |  |  | no |  |  | 1380017.594 | 15290375.132 |  | -1
node_8105003_200917475 |  |  | PQ | ABCN | 7199.558 | 8105003 | no | no |  |  | no |  |  | 1380477.911 | 15290842.131 |  | -1
node_8105003_200917476 |  |  | PQ | ABCN | 7199.558 | 8105003 | no | no |  |  | no |  |  | 1380227.727 | 15290905.894 |  | -1
node_8105003_200917478 |  |  | PQ | ABCN | 7199.558 | 8105003 | no | no |  |  | no |  |  | 1380396.895 | 15290314.7 |  | -1
node_8105003_200917481 |  |  | PQ | ABCN | 7199.558 | 8105003 | no | no |  |  | no |  |  | 1380084.32 | 15290902.691 |  | -1
node_8105003_200917484 |  |  | PQ | ABCN | 7199.558 | 8105003 | no | no |  |  | no |  |  | 1380443.661 | 15290701.995 |  | -1
node_8105003_200917489 |  |  | PQ | AN | 7199.558 | 8105003 | no | no |  |  | no |  |  | 1380902.246 | 15289055.991 |  | -1
node_8105003_200946793 |  |  | PQ | ABCN | 7199.558 | 8105003 | no | no |  |  | no |  |  | 1384523.883 | 15280087.656 |  | -1
node_8105003_200946794 |  |  | PQ | ABCN | 7199.558 | 8105003 | no | no |  |  | no |  |  | 1384682.037 | 15279921.659 |  | -1
node_8105003_200946795 |  |  | PQ | ABCN | 7199.558 | 8105003 | no | no |  |  | no |  |  | 1384781.269 | 15279628.134 |  | -1
node_8105003_200946796 |  |  | PQ | ABCN | 7199.558 | 8105003 | no | no |  |  | no |  |  | 1384979.467 | 15279401.28 |  | -1
node_8105003_200946797 |  |  | PQ | ABCN | 7199.558 | 8105003 | no | no |  |  | no |  |  | 1385038.282 | 15279103.629 |  | -1
node_8105003_200946798 |  |  | PQ | ABCN | 7199.558 | 8105003 | no | no |  |  | no |  |  | 1384972.383 | 15278851.463 |  | -1
node_8105003_200950929 |  |  | PQ | ABCN | 7199.558 | 8105003 | no | no |  |  | no |  |  | 1382467.1 | 15286013.212 |  | -1
node_8105003_200950945 |  |  | PQ | ABCN | 7199.558 | 8105003 | no | no |  |  | no |  |  | 1380382.089 | 15286659.237 |  | -1
node_8105003_200950946 |  |  | PQ | ABCN | 7199.558 | 8105003 | no | no |  |  | no |  |  | 1380414.927 | 15286661.711 |  | -1
node_8105003_200950947 |  |  | PQ | ABCN | 7199.558 | 8105003 | no | no |  |  | no |  |  | 1380416.031 | 15286642.162 |  | -1
node_8105003_200958661 |  |  | PQ | AN | 7199.558 | 8105003 | no | no |  |  | no |  |  | 1384642.889 | 15287501.909 |  | -1
node_8105003_200958666 |  |  | PQ | AN | 7199.558 | 8105003 | no | no |  |  | no |  |  | 1379983.492 | 15280387.978 |  | -1
node_8105003_200965196 |  |  | PQ | ABCN | 7199.558 | 8105003 | no | no |  |  | no |  |  | 1388547.033 | 15283559.748 |  | -1
node_8105003_200969039 |  |  | PQ | ABCN | 7199.558 | 8105003 | no | no |  |  | no |  |  | 1385084.686 | 15278721.06 |  | -1
node_8105003_200969040 |  |  | PQ | ABCN | 7199.558 | 8105003 | no | no |  |  | no |  |  | 1384539.551 | 15280258.819 |  | -1
node_8105003_200972382 |  |  | PQ | ABCN | 7199.558 | 8105003 | no | no |  |  | no |  |  | 1378451.888 | 15292343.325 |  | -1
node_8105003_200973119 |  |  | PQ | AN | 7199.558 | 8105003 | no | no |  |  | no |  |  | 1379025.591 | 15282770.641 |  | -1
node_8105003_200974599 |  |  | PQ | ABCN | 7199.558 | 8105003 | no | no |  |  | no |  |  | 1389087.941 | 15283581.308 |  | -1
node_8105003_200976833 |  |  | PQ | ABCN | 7199.558 | 8105003 | no | no |  |  | no |  |  | 1380102.332 | 15288759.523 |  | -1
node_8105003_200982254 |  |  | PQ | AN | 7199.558 | 8105003 | no | no |  |  | no |  |  | 1385167.06 | 15281149.379 |  | -1
node_8105003_200983987 |  |  | PQ | ABCN | 7199.558 | 8105003 | no | no |  |  | no |  |  | 1379820.12 | 15290357.045 |  | -1
node_8105003_200986299 |  |  | PQ | ABCN | 7199.558 | 8105003 | no | no |  |  | no |  |  | 1383220.876 | 15286758.779 |  | -1
node_8105003_200986300 |  |  | PQ | AN | 7199.558 | 8105003 | no | no |  |  | no |  |  | 1383663.835 | 15283859.389 |  | -1
node_8105003_200987242 |  |  | PQ | ABCN | 7199.558 | 8105003 | no | no |  |  | no |  |  | 1387181.553 | 15283895.923 |  | -1
node_8105003_200987243 |  |  | PQ | ABN | 7199.558 | 8105003 | no | no |  |  | no |  |  | 1386906.727 | 15283184.487 |  | -1
node_8105003_200987395 |  |  | PQ | ABN | 7199.558 | 8105003 | no | no |  |  | no |  |  | 1387042.073 | 15283337.265 |  | -1
node_8105003_200987397 |  |  | PQ | AN | 7199.558 | 8105003 | no | no |  |  | no |  |  | 1388240.277 | 15283137.573 |  | -1
node_8105003_201004621 |  |  | PQ | ABCN | 7199.558 | 8105003 | no | no |  |  | no |  |  | 1378310.316 | 15292187.281 |  | -1
node_8105003_201011197 |  |  | PQ | AN | 7199.558 | 8105003 | no | no |  |  | no |  |  | 1385697.286 | 15285663.526 |  | -1
node_8105003_201011976 |  |  | PQ | AN | 7199.558 | 8105003 | no | no |  |  | no |  |  | 1378583.782 | 15281789.063 |  | -1
node_8105003_201012373 |  |  | PQ | AN | 7199.558 | 8105003 | no | no |  |  | no |  |  | 1386053.761 | 15285834.038 |  | -1
node_8105003_201036800 |  |  | PQ | ABCN | 7199.558 | 8105003 | no | no |  |  | no |  |  | 1381107.538 | 15289461.808 |  | -1
node_8105003_201036801 |  |  | PQ | ABCN | 7199.558 | 8105003 | no | no |  |  | no |  |  | 1381175.562 | 15289443.829 |  | -1
node_8105003_201057186 |  |  | PQ | ABCN | 7199.558 | 8105003 | no | no |  |  | no |  |  | 1381374.543 | 15289426.237 |  | -1
node_8105003_201064583 |  |  | PQ | ABCN | 7199.558 | 8105003 | no | no |  |  | no |  |  | 1383886.721 | 15287189.822 |  | -1
node_8105003_201067375 |  |  | PQ | ABCN | 7199.558 | 8105003 | no | no |  |  | no |  |  | 1385510.982 | 15274787.982 |  | -1
node_8105003_201068847 |  |  | PQ | ABCN | 7199.558 | 8105003 | no | no |  |  | no |  |  | 1382063.617 | 15276079.326 |  | -1
node_8105003_310008779 |  |  | PQ | ABCN | 7199.558 | 8105003 | no | no |  |  | no |  |  | 1381722.935 | 15287976.171 |  | -1
node_8105003_310008780 |  |  | PQ | ABCN | 7199.558 | 8105003 | no | no |  |  | no |  |  | 1381329.695 | 15287333.059 |  | -1
node_8105003_311907778 |  |  | PQ | AN | 7199.558 | 8105003 | no | no |  |  | no |  |  | 1385510.472 | 15287443.979 |  | -1
node_8105003_311907779 |  |  | PQ | AN | 7199.558 | 8105003 | no | no |  |  | no |  |  | 1385489.097 | 15287435.661 |  | -1
node_8105003_311993219 |  |  | PQ | ABCN | 1001.678 | 8105003 | no | no |  |  | no |  |  | 1382190.604 | 15277596.843 |  | -1
node_8105003_311993744 |  |  | PQ | ABCN | 1001.678 | 8105003 | no | no |  |  | no |  |  | 1381776.374 | 15277815.404 |  | -1
node_8105003_312037608 |  |  | PQ | AN | 7199.558 | 8105003 | no | no |  |  | no |  |  | 1384586.165 | 15280140.195 |  | -1
node_8105003_312093122 |  |  | PQ | AN | 7199.558 | 8105003 | no | no |  |  | no |  |  | 1384789.809 | 15273256.341 |  | -1
node_8105003_312105195 |  |  | PQ | ABCN | 7199.558 | 8105003 | no | no |  |  | no |  |  | 1384765.538 | 15280130.789 |  | -1
node_8105003_312105196 |  |  | PQ | ABCN | 7199.558 | 8105003 | no | no |  |  | no |  |  | 1385036.833 | 15279978.077 |  | -1
node_8105003_312105197 |  |  | PQ | ABCN | 7199.558 | 8105003 | no | no |  |  | no |  |  | 1385314.517 | 15279820.677 |  | -1
node_8105003_312105198 |  |  | PQ | ABCN | 7199.558 | 8105003 | no | no |  |  | no |  |  | 1385577.908 | 15279674.567 |  | -1
node_8105003_312105200 |  |  | PQ | ABCN | 7199.558 | 8105003 | no | no |  |  | no |  |  | 1383123.341 | 15275959.279 |  | -1
node_8105003_312105201 |  |  | PQ | ABCN | 7199.558 | 8105003 | no | no |  |  | no |  |  | 1383361.51 | 15275884.752 |  | -1
node_8105003_312105202 |  |  | PQ | ABCN | 7199.558 | 8105003 | no | no |  |  | no |  |  | 1383587.436 | 15275815.692 |  | -1
node_8105003_312118553 |  |  | PQ | ABCN | 7199.558 | 8105003 | no | no |  |  | no |  |  | 1381279.551 | 15287884.734 |  | -1
node_8105003_312126553 |  |  | PQ | AN | 7199.558 | 8105003 | no | no |  |  | no |  |  | 1384809.315 | 15273032.471 |  | -1
node_220382309 |  |  | PQ | AN | 7199.558 | 8105003 | no | no |  |  | no |  |  | 1380048.759 | 15278929.545 |  | -1
node_220382336 |  |  | PQ | ABCN | 7199.558 | 8105003 | no | no |  |  | no |  |  | 1387241.622 | 15284266.043 |  | -1
node_220382368 |  |  | PQ | ABCN | 7199.558 | 8105003 | no | no |  |  | no |  |  | 1382757.864 | 15277035.445 |  | -1
node_220411237 |  |  | PQ | ABCN | 7199.558 | 8105003 | no | no |  |  | no |  |  | 1380493.233 | 15286695.699 |  | -1
node_220416166 |  |  | PQ | ABCN | 7199.558 | 8105003 | no | no |  |  | no |  |  | 1387182.196 | 15283900.676 |  | -1
node_220465114 |  |  | PQ | ABCN | 1001.678 | 8105003 | no | no |  |  | no |  |  | 1382753.443 | 15277039.892 |  | -1
node_220465162 |  |  | PQ | AN | 2771.281 | 8105003 | no | no |  |  | no |  |  | 1380030.625 | 15278920.872 |  | -1
node_312002046 |  |  | PQ | ABCN | 7199.558 | 8105003 | no | no |  |  | no |  |  | 1380485.148 | 15286694.64 |  | -1
node_SOURCE_8105003 |  |  | SWING | ABCN | 7199.558 | 8105003 | no | no |  |  | no |  |  | 1375287.431 | 15282350.97 |  | -1
node_intto1_8105003_200805571 |  |  | PQ | AN | 7199.558 | 8105003 | no | no |  |  | no |  |  | 1389082.545 | 15283746.998 |  | -1
node_intto1_8105003_200805575 |  |  | PQ | ABCN | 7199.558 | 8105003 | no | no |  |  | no |  |  | 1389328.466 | 15283680.366 |  | -1
node_intto1_8105003_200810138 |  |  | PQ | ABCN | 7199.558 | 8105003 | no | no |  |  | no |  |  | 1385463.078 | 15287435.74 |  | -1
node_intto1_8105003_200815554 |  |  | PQ | AN | 7199.558 | 8105003 | no | no |  |  | no |  |  | 1383763.026 | 15287493.643 |  | -1
node_intto1_8105003_200815604 |  |  | PQ | AN | 7199.558 | 8105003 | no | no |  |  | no |  |  | 1388577.561 | 15283191.196 |  | -1
node_intto1_8105003_200815666 |  |  | PQ | ABCN | 7199.558 | 8105003 | no | no |  |  | no |  |  | 1384089.954 | 15287299.835 |  | -1
node_intto1_8105003_200815768 |  |  | PQ | ABCN | 7199.558 | 8105003 | no | no |  |  | no |  |  | 1388741.327 | 15283592.217 |  | -1
node_intto1_8105003_200818131 |  |  | PQ | AN | 7199.558 | 8105003 | no | no |  |  | no |  |  | 1380077.106 | 15280656.709 |  | -1
node_intto1_8105003_200818140 |  |  | PQ | AN | 7199.558 | 8105003 | no | no |  |  | no |  |  | 1387944.839 | 15283641.883 |  | -1
node_intto1_8105003_200818164 |  |  | PQ | AN | 7199.558 | 8105003 | no | no |  |  | no |  |  | 1380862.242 | 15281156.829 |  | -1
node_intto1_8105003_200818251 |  |  | PQ | AN | 7199.558 | 8105003 | no | no |  |  | no |  |  | 1387832.879 | 15283069.817 |  | -1
node_intto1_8105003_200818342 |  |  | PQ | AN | 7199.558 | 8105003 | no | no |  |  | no |  |  | 1384466.263 | 15280510.717 |  | -1
node_intto1_8105003_200818652 |  |  | PQ | AN | 7199.558 | 8105003 | no | no |  |  | no |  |  | 1382174.67 | 15281121.9 |  | -1
node_intto1_8105003_200818673 |  |  | PQ | AN | 7199.558 | 8105003 | no | no |  |  | no |  |  | 1386754.895 | 15285935.213 |  | -1
node_intto1_8105003_200818697 |  |  | PQ | ABCN | 7199.558 | 8105003 | no | no |  |  | no |  |  | 1387052.173 | 15285731.065 |  | -1
node_intto1_8105003_200819289 |  |  | PQ | AN | 7199.558 | 8105003 | no | no |  |  | no |  |  | 1385472.135 | 15276371.931 |  | -1
node_intto1_8105003_200819768 |  |  | PQ | ABCN | 7199.558 | 8105003 | no | no |  |  | no |  |  | 1382499.593 | 15276767.728 |  | -1
node_intto1_8105003_200819776 |  |  | PQ | AN | 7199.558 | 8105003 | no | no |  |  | no |  |  | 1380814.473 | 15275757.185 |  | -1
node_intto1_8105003_200819782 |  |  | PQ | ABCN | 7199.558 | 8105003 | no | no |  |  | no |  |  | 1384514.666 | 15278832.72 |  | -1
node_intto1_8105003_200819783 |  |  | PQ | ABCN | 7199.558 | 8105003 | no | no |  |  | no |  |  | 1384471.39 | 15279049.975 |  | -1
node_intto1_8105003_200819792 |  |  | PQ | ABCN | 7199.558 | 8105003 | no | no |  |  | no |  |  | 1383893.456 | 15277454.047 |  | -1
node_intto1_8105003_200819827 |  |  | PQ | AN | 7199.558 | 8105003 | no | no |  |  | no |  |  | 1381082.815 | 15274406.185 |  | -1
node_intto1_8105003_200819829 |  |  | PQ | ABCN | 7199.558 | 8105003 | no | no |  |  | no |  |  | 1381335.293 | 15273833.136 |  | -1
node_intto1_8105003_200819830 |  |  | PQ | ABCN | 7199.558 | 8105003 | no | no |  |  | no |  |  | 1381695.555 | 15275547.995 |  | -1
node_intto1_8105003_200819835 |  |  | PQ | AN | 7199.558 | 8105003 | no | no |  |  | no |  |  | 1382507.479 | 15273076.362 |  | -1
node_intto1_8105003_200819843 |  |  | PQ | AN | 7199.558 | 8105003 | no | no |  |  | no |  |  | 1383347.561 | 15273484.811 |  | -1
node_intto1_8105003_200819865 |  |  | PQ | AD | 1001.678 | 8105003 | no | no |  |  | no |  |  | 1382608.67 | 15277511.468 |  | -1
node_intto1_8105003_200820056 |  |  | PQ | ABCN | 7199.558 | 8105003 | no | no |  |  | no |  |  | 1383598.798 | 15278654.39 |  | -1
node_intto1_8105003_200820057 |  |  | PQ | ABCN | 7199.558 | 8105003 | no | no |  |  | no |  |  | 1384039.98 | 15278190.89 |  | -1
node_intto1_8105003_200820176 |  |  | PQ | ABCN | 7199.558 | 8105003 | no | no |  |  | no |  |  | 1382415.524 | 15276121.115 |  | -1
node_intto1_8105003_200820186 |  |  | PQ | ABCN | 7199.558 | 8105003 | no | no |  |  | no |  |  | 1385960.485 | 15274951.219 |  | -1
node_intto1_8105003_200820197 |  |  | PQ | ABCN | 7199.558 | 8105003 | no | no |  |  | no |  |  | 1383942.143 | 15276219.678 |  | -1
node_intto1_8105003_200820209 |  |  | PQ | AN | 7199.558 | 8105003 | no | no |  |  | no |  |  | 1386781.834 | 15284513.468 |  | -1
node_intto1_8105003_200820215 |  |  | PQ | ABCN | 7199.558 | 8105003 | no | no |  |  | no |  |  | 1388065.799 | 15284368.927 |  | -1
node_intto1_8105003_200820250 |  |  | PQ | AN | 7199.558 | 8105003 | no | no |  |  | no |  |  | 1387883.076 | 15284357.836 |  | -1
node_intto1_8105003_200820261 |  |  | PQ | AN | 7199.558 | 8105003 | no | no |  |  | no |  |  | 1383679.137 | 15286911.709 |  | -1
node_intto1_8105003_200820316 |  |  | PQ | AN | 7199.558 | 8105003 | no | no |  |  | no |  |  | 1387537.393 | 15284236.11 |  | -1
node_intto1_8105003_200820418 |  |  | PQ | AD | 2771.281 | 8105003 | no | no |  |  | no |  |  | 1379584.08 | 15278760.519 |  | -1
node_intto1_8105003_200859832 |  |  | PQ | AN | 7199.558 | 8105003 | no | no |  |  | no |  |  | 1381313.6 | 15288590.576 |  | -1
node_intto1_8105003_200859834 |  |  | PQ | AN | 7199.558 | 8105003 | no | no |  |  | no |  |  | 1381172.747 | 15288553.797 |  | -1
node_intto1_8105003_200859903 |  |  | PQ | AN | 7199.558 | 8105003 | no | no |  |  | no |  |  | 1380910.226 | 15288740.706 |  | -1
node_intto1_8105003_200859904 |  |  | PQ | AN | 7199.558 | 8105003 | no | no |  |  | no |  |  | 1380881.724 | 15288770.832 |  | -1
node_intto1_8105003_200859906 |  |  | PQ | AN | 7199.558 | 8105003 | no | no |  |  | no |  |  | 1380891.422 | 15289027.029 |  | -1
node_intto1_8105003_200859951 |  |  | PQ | AN | 7199.558 | 8105003 | no | no |  |  | no |  |  | 1379828.145 | 15280430.161 |  | -1
node_intto1_8105003_200860107 |  |  | PQ | AN | 7199.558 | 8105003 | no | no |  |  | no |  |  | 1381721.777 | 15289084.535 |  | -1
node_intto1_8105003_200860118 |  |  | PQ | AN | 7199.558 | 8105003 | no | no |  |  | no |  |  | 1381705.886 | 15287722.57 |  | -1
node_intto1_8105003_200860253 |  |  | PQ | AN | 7199.558 | 8105003 | no | no |  |  | no |  |  | 1379475.837 | 15281914.751 |  | -1
node_intto1_8105003_200860284 |  |  | PQ | AN | 7199.558 | 8105003 | no | no |  |  | no |  |  | 1382955.481 | 15287679.611 |  | -1
node_intto1_8105003_200860347 |  |  | PQ | AN | 7199.558 | 8105003 | no | no |  |  | no |  |  | 1379456.966 | 15282675.43 |  | -1
node_intto1_8105003_200860964 |  |  | PQ | AN | 7199.558 | 8105003 | no | no |  |  | no |  |  | 1381810.674 | 15283955.07 |  | -1
node_intto1_8105003_200862828 |  |  | PQ | AN | 7199.558 | 8105003 | no | no |  |  | no |  |  | 1382784.265 | 15282895.381 |  | -1
node_intto1_8105003_200863287 |  |  | PQ | AN | 7199.558 | 8105003 | no | no |  |  | no |  |  | 1380436.047 | 15286841.174 |  | -1
node_intto1_8105003_200863288 |  |  | PQ | ABCN | 7199.558 | 8105003 | no | no |  |  | no |  |  | 1380262.012 | 15289329.951 |  | -1
node_intto1_8105003_200863308 |  |  | PQ | ABCN | 7199.558 | 8105003 | no | no |  |  | no |  |  | 1379336.305 | 15291456.237 |  | -1
node_intto1_8105003_200863316 |  |  | PQ | ABCN | 7199.558 | 8105003 | no | no |  |  | no |  |  | 1380345.359 | 15287041.418 |  | -1
node_intto1_8105003_200863323 |  |  | PQ | AN | 7199.558 | 8105003 | no | no |  |  | no |  |  | 1380146.394 | 15286628.879 |  | -1
node_intto1_8105003_200863327 |  |  | PQ | ABCN | 7199.558 | 8105003 | no | no |  |  | no |  |  | 1380420.916 | 15286164.701 |  | -1
node_intto1_8105003_200863347 |  |  | PQ | ABCN | 7199.558 | 8105003 | no | no |  |  | no |  |  | 1379378.443 | 15290927.219 |  | -1
node_intto1_8105003_200863377 |  |  | PQ | AN | 7199.558 | 8105003 | no | no |  |  | no |  |  | 1381025.297 | 15286561.761 |  | -1
node_intto1_8105003_200863443 |  |  | PQ | AN | 7199.558 | 8105003 | no | no |  |  | no |  |  | 1381245.238 | 15286615.152 |  | -1
node_intto1_8105003_200863501 |  |  | PQ | ABCN | 7199.558 | 8105003 | no | no |  |  | no |  |  | 1381521.228 | 15286837.405 |  | -1
node_intto1_8105003_200863534 |  |  | PQ | AN | 7199.558 | 8105003 | no | no |  |  | no |  |  | 1382549.355 | 15286251.012 |  | -1
node_intto1_8105003_200863551 |  |  | PQ | ABCN | 7199.558 | 8105003 | no | no |  |  | no |  |  | 1381012.897 | 15289491.621 |  | -1
node_intto1_8105003_200863847 |  |  | PQ | AN | 7199.558 | 8105003 | no | no |  |  | no |  |  | 1381125.649 | 15286892.793 |  | -1
node_intto1_8105003_200863935 |  |  | PQ | AN | 7199.558 | 8105003 | no | no |  |  | no |  |  | 1380649.927 | 15285342.165 |  | -1
node_intto1_8105003_200863945 |  |  | PQ | AN | 7199.558 | 8105003 | no | no |  |  | no |  |  | 1380897.536 | 15284985.306 |  | -1
node_intto1_8105003_200864012 |  |  | PQ | AN | 7199.558 | 8105003 | no | no |  |  | no |  |  | 1379977.316 | 15290118.695 |  | -1
node_intto1_8105003_200864077 |  |  | PQ | AN | 7199.558 | 8105003 | no | no |  |  | no |  |  | 1381777.425 | 15284272.942 |  | -1
node_intto1_8105003_200864098 |  |  | PQ | ABCN | 7199.558 | 8105003 | no | no |  |  | no |  |  | 1381683.921 | 15288057.105 |  | -1
node_intto1_8105003_200864100 |  |  | PQ | ABCN | 7199.558 | 8105003 | no | no |  |  | no |  |  | 1381320.278 | 15287137.386 |  | -1
node_intto1_8105003_200864108 |  |  | PQ | ABCN | 7199.558 | 8105003 | no | no |  |  | no |  |  | 1381511.68 | 15287927.12 |  | -1
node_intto1_8105003_200864404 |  |  | PQ | ABCN | 7199.558 | 8105003 | no | no |  |  | no |  |  | 1379260.603 | 15281130.339 |  | -1
node_intto1_8105003_200864434 |  |  | PQ | AN | 7199.558 | 8105003 | no | no |  |  | no |  |  | 1377985.573 | 15280938.337 |  | -1
node_intto1_8105003_200864456 |  |  | PQ | ABCN | 7199.558 | 8105003 | no | no |  |  | no |  |  | 1381773.919 | 15284031.373 |  | -1
node_intto1_8105003_200864545 |  |  | PQ | ABCN | 7199.558 | 8105003 | no | no |  |  | no |  |  | 1380910.037 | 15281296.93 |  | -1
node_intto1_8105003_200864546 |  |  | PQ | ABCN | 7199.558 | 8105003 | no | no |  |  | no |  |  | 1381040.786 | 15282848.833 |  | -1
node_intto1_8105003_200864655 |  |  | PQ | ABCN | 7199.558 | 8105003 | no | no |  |  | no |  |  | 1380300.301 | 15288698.439 |  | -1
node_intto1_8105003_200864696 |  |  | PQ | AN | 7199.558 | 8105003 | no | no |  |  | no |  |  | 1380182.804 | 15281620.625 |  | -1
node_intto1_8105003_200864700 |  |  | PQ | AN | 7199.558 | 8105003 | no | no |  |  | no |  |  | 1379352.698 | 15280087.223 |  | -1
node_intto1_8105003_200917422 |  |  | PQ | ABCN | 7199.558 | 8105003 | no | no |  |  | no |  |  | 1378468.29 | 15292037.768 |  | -1
node_intto1_8105003_200946793 |  |  | PQ | ABCN | 7199.558 | 8105003 | no | no |  |  | no |  |  | 1384523.883 | 15280087.656 |  | -1
node_intto1_8105003_200950945 |  |  | PQ | ABCN | 7199.558 | 8105003 | no | no |  |  | no |  |  | 1380382.089 | 15286659.237 |  | -1
node_intto1_8105003_200976833 |  |  | PQ | ABCN | 7199.558 | 8105003 | no | no |  |  | no |  |  | 1380102.332 | 15288759.523 |  | -1
node_intto1_8105003_200982254 |  |  | PQ | AN | 7199.558 | 8105003 | no | no |  |  | no |  |  | 1385167.06 | 15281149.379 |  | -1
node_intto1_8105003_200983987 |  |  | PQ | ABCN | 7199.558 | 8105003 | no | no |  |  | no |  |  | 1379820.12 | 15290357.045 |  | -1
node_intto1_8105003_200987243 |  |  | PQ | ABN | 7199.558 | 8105003 | no | no |  |  | no |  |  | 1386906.727 | 15283184.487 |  | -1
node_intto1_8105003_201036801 |  |  | PQ | ABCN | 7199.558 | 8105003 | no | no |  |  | no |  |  | 1381175.562 | 15289443.829 |  | -1
node_intto1_8105003_310008780 |  |  | PQ | ABCN | 7199.558 | 8105003 | no | no |  |  | no |  |  | 1381329.695 | 15287333.059 |  | -1
node_intto1_8105003_311907778 |  |  | PQ | AN | 7199.558 | 8105003 | no | no |  |  | no |  |  | 1385510.472 | 15287443.979 |  | -1
node_intto1_8105003_311993219 |  |  | PQ | ABCN | 1001.678 | 8105003 | no | no |  |  | no |  |  | 1382190.604 | 15277596.843 |  | -1
node_intto1_8105003_312105200 |  |  | PQ | ABCN | 7199.558 | 8105003 | no | no |  |  | no |  |  | 1383123.341 | 15275959.279 |  | -1
node_intto1_8105003_312126553 |  |  | PQ | AN | 7199.558 | 8105003 | no | no |  |  | no |  |  | 1384809.315 | 15273032.471 |  | -1
node_intto1_220382309 |  |  | PQ | AN | 7199.558 | 8105003 | no | no |  |  | no |  |  | 1380048.759 | 15278929.545 |  | -1
node_intto1_220382336 |  |  | PQ | ABCN | 7199.558 | 8105003 | no | no |  |  | no |  |  | 1387241.622 | 15284266.043 |  | -1
node_intto1_220382368 |  |  | PQ | ABCN | 7199.558 | 8105003 | no | no |  |  | no |  |  | 1382757.864 | 15277035.445 |  | -1
node_intto1_220411237 |  |  | PQ | ABCN | 7199.558 | 8105003 | no | no |  |  | no |  |  | 1380493.233 | 15286695.699 |  | -1
node_intto1_220416166 |  |  | PQ | ABCN | 7199.558 | 8105003 | no | no |  |  | no |  |  | 1387182.196 | 15283900.676 |  | -1
node_intto1_220465114 |  |  | PQ | ABCN | 7199.558 | 8105003 | no | no |  |  | no |  |  | 1382753.443 | 15277039.892 |  | -1
node_intto1_220465162 |  |  | PQ | AN | 7199.558 | 8105003 | no | no |  |  | no |  |  | 1380030.625 | 15278920.872 |  | -1
node_intto1_312002046 |  |  | PQ | ABCN | 7199.558 | 8105003 | no | no |  |  | no |  |  | 1380485.148 | 15286694.64 |  | -1

## overhead_line
data_type | static
owner_type | feeder
owner | 8105003
object | overhead_line
name | groupid | phases | fr | to | length | configuration | dcircuit | selected | monitored | monitored_fields | class_monitored_fields | played | played_fields | comments | R | X | B | lim_kw
oh_line_8105003_200810135-1 |  | AD | node_8105003_200810135 | node_1385730_711_15287522_403 | 155.492 | bal_1P_1/0AC | 8105003 | no | no |  |  | no |  |  | 0 | 0 | 0 | 0
oh_line_8105003_200810135-2 |  | AN | node_8105003_200810137 | node_8105003_200810135 | 149.006 | bal_1P_1/0AA_4CU(N) | 8105003 | no | no |  |  | no |  |  | 0 | 0 | 0 | 0
oh_line_8105003_200810137 |  | AN | node_8105003_311907778 | node_8105003_200810137 | 22.993 | bal_1P_1/0AA_1/0AA(N) | 8105003 | no | no |  |  | no |  |  | 0 | 0 | 0 | 0
oh_line_8105003_200810138 |  | ABCN | node_8105003_200810139 | node_intto1_8105003_200810138 | 111.937 | bal_3P_477AL_4/0AL(N) | 8105003 | no | no |  |  | no |  |  | 0 | 0 | 0 | 0
oh_line_8105003_200810139 |  | ABCN | node_8105003_200810140 | node_8105003_200810139 | 113.371 | bal_3P_477AL_4/0AL(N) | 8105003 | no | no |  |  | no |  |  | 0 | 0 | 0 | 0
oh_line_8105003_200810140 |  | ABCN | node_8105003_200815232 | node_8105003_200810140 | 191.106 | bal_3P_477AL_4/0AL(N) | 8105003 | no | no |  |  | no |  |  | 0 | 0 | 0 | 0
oh_line_8105003_200810145 |  | AN | node_8105003_200810146 | node_8105003_200810145 | 173.789 | bal_1P_1/0AA_1/0AA(N) | 8105003 | no | no |  |  | no |  |  | 0 | 0 | 0 | 0
oh_line_8105003_200810146 |  | AN | node_8105003_200810147 | node_8105003_200810146 | 158.347 | bal_1P_1/0AA_1/0AA(N) | 8105003 | no | no |  |  | no |  |  | 0 | 0 | 0 | 0
oh_line_8105003_200810147 |  | AN | node_8105003_200818642 | node_8105003_200810147 | 214.469 | bal_1P_1/0AA_1/0AA(N) | 8105003 | no | no |  |  | no |  |  | 0 | 0 | 0 | 0
oh_line_8105003_200815232 |  | ABCN | node_8105003_200815238 | node_8105003_200815232 | 135.348 | bal_3P_477AL_4/0AC(N) | 8105003 | no | no |  |  | no |  |  | 0 | 0 | 0 | 0
oh_line_8105003_200815238 |  | ABCN | node_8105003_200815239 | node_8105003_200815238 | 153.988 | bal_3P_477AL_4/0AC(N) | 8105003 | no | no |  |  | no |  |  | 0 | 0 | 0 | 0
oh_line_8105003_200815239 |  | ABCN | node_8105003_200815240 | node_8105003_200815239 | 198.795 | bal_3P_477AL_4/0AC(N) | 8105003 | no | no |  |  | no |  |  | 0 | 0 | 0 | 0
oh_line_8105003_200815240 |  | ABCN | node_8105003_200815241 | node_8105003_200815240 | 129.225 | bal_3P_477AL_4/0AC(N) | 8105003 | no | no |  |  | no |  |  | 0 | 0 | 0 | 0
oh_line_8105003_200815241 |  | ABCN | node_8105003_200815662 | node_8105003_200815241 | 75.833 | bal_3P_477AL_4/0AA(N) | 8105003 | no | no |  |  | no |  |  | 0 | 0 | 0 | 0
oh_line_8105003_200815268 |  | ABCN | node_8105003_200815271 | node_8105003_200815268 | 161.274 | bal_3P_477AL_4/0AL(N) | 8105003 | no | no |  |  | no |  |  | 0 | 0 | 0 | 0
oh_line_8105003_200815270 |  | ABCN | node_8105003_200810138 | node_8105003_200815270 | 184.849 | bal_3P_477AL_4/0AL(N) | 8105003 | no | no |  |  | no |  |  | 0 | 0 | 0 | 0
oh_line_8105003_200815271 |  | ABCN | node_8105003_200815275 | node_8105003_200815271 | 136.949 | bal_3P_477AL_4/0AL(N) | 8105003 | no | no |  |  | no |  |  | 0 | 0 | 0 | 0
oh_line_8105003_200815275 |  | ABCN | node_8105003_200815276 | node_8105003_200815275 | 90.44 | bal_3P_477AL_4/0AL(N) | 8105003 | no | no |  |  | no |  |  | 0 | 0 | 0 | 0
oh_line_8105003_200815276 |  | ABCN | node_8105003_200815277 | node_8105003_200815276 | 191.759 | bal_3P_477AL_4/0AL(N) | 8105003 | no | no |  |  | no |  |  | 0 | 0 | 0 | 0
oh_line_8105003_200815277 |  | ABCN | node_8105003_200815278 | node_8105003_200815277 | 200.903 | bal_3P_477AL_4/0AL(N) | 8105003 | no | no |  |  | no |  |  | 0 | 0 | 0 | 0
oh_line_8105003_200815278 |  | ABCN | node_8105003_200815279 | node_8105003_200815278 | 197.189 | bal_3P_477AL_4/0AL(N) | 8105003 | no | no |  |  | no |  |  | 0 | 0 | 0 | 0
oh_line_8105003_200815279 |  | ABCN | node_8105003_200815280 | node_8105003_200815279 | 140.431 | bal_3P_477AL_4/0AL(N) | 8105003 | no | no |  |  | no |  |  | 0 | 0 | 0 | 0
oh_line_8105003_200815280 |  | ABCN | node_8105003_200815281 | node_8105003_200815280 | 197.041 | bal_3P_477AL_4/0AL(N) | 8105003 | no | no |  |  | no |  |  | 0 | 0 | 0 | 0
oh_line_8105003_200815281 |  | ABCN | node_8105003_200815270 | node_8105003_200815281 | 172.828 | bal_3P_477AL_4/0AL(N) | 8105003 | no | no |  |  | no |  |  | 0 | 0 | 0 | 0
oh_line_8105003_200815545 |  | AN | node_8105003_200815668 | node_8105003_200815545 | 115.837 | bal_1P_1/0AC_1/0AC(N) | 8105003 | no | no |  |  | no |  |  | 0 | 0 | 0 | 0
oh_line_8105003_200815553 |  | AN | node_8105003_200815554 | node_8105003_200815553 | 195.685 | bal_1P_1/0AA_1/0AA(N) | 8105003 | no | no |  |  | no |  |  | 0 | 0 | 0 | 0
oh_line_8105003_200815554 |  | AN | node_8105003_200815545 | node_intto1_8105003_200815554 | 243.678 | bal_1P_1/0AC_1/0AC(N) | 8105003 | no | no |  |  | no |  |  | 0 | 0 | 0 | 0
oh_line_8105003_200815596 |  | ABCN | node_8105003_200820217 | node_8105003_200815596 | 113.058 | bal_3P_1/0AC_1/0AA(N) | 8105003 | no | no |  |  | no |  |  | 0 | 0 | 0 | 0
oh_line_8105003_200815597 |  | ABCN | node_8105003_200815596 | node_8105003_200815597 | 107.281 | bal_3P_1/0AC_1/0AA(N) | 8105003 | no | no |  |  | no |  |  | 0 | 0 | 0 | 0
oh_line_8105003_200815598 |  | ABCN | node_8105003_200815597 | node_8105003_200815598 | 224.499 | bal_3P_1/0AC_1/0AA(N) | 8105003 | no | no |  |  | no |  |  | 0 | 0 | 0 | 0
oh_line_8105003_200815599 |  | ABCN | node_8105003_200815598 | node_8105003_200815599 | 212.047 | bal_3P_1/0AC_1/0AA(N) | 8105003 | no | no |  |  | no |  |  | 0 | 0 | 0 | 0
oh_line_8105003_200815601 |  | ABCN | node_8105003_200815599 | node_8105003_200815601 | 163.028 | bal_3P_1/0AC_1/0AA(N) | 8105003 | no | no |  |  | no |  |  | 0 | 0 | 0 | 0
oh_line_8105003_200815603 |  | AN | node_8105003_200965196 | node_8105003_200815603 | 172.752 | bal_1P_1/0AC_1/0AC(N) | 8105003 | no | no |  |  | no |  |  | 0 | 0 | 0 | 0
oh_line_8105003_200815604 |  | AN | node_8105003_200815603 | node_intto1_8105003_200815604 | 197.062 | bal_1P_1/0AC_1/0AC(N) | 8105003 | no | no |  |  | no |  |  | 0 | 0 | 0 | 0
oh_line_8105003_200815605 |  | AN | node_8105003_200815604 | node_8105003_200815605 | 200.489 | bal_1P_1/0AC_1/0AC(N) | 8105003 | no | no |  |  | no |  |  | 0 | 0 | 0 | 0
oh_line_8105003_200815606 |  | AN | node_8105003_200815605 | node_8105003_200815606 | 217.375 | bal_1P_1/0AC_1/0AC(N) | 8105003 | no | no |  |  | no |  |  | 0 | 0 | 0 | 0
oh_line_8105003_200815662 |  | ABCN | node_8105003_200815663 | node_8105003_200815662 | 230.424 | bal_3P_477AL_4/0AA(N) | 8105003 | no | no |  |  | no |  |  | 0 | 0 | 0 | 0
oh_line_8105003_200815663 |  | ABCN | node_8105003_200815664 | node_8105003_200815663 | 210.714 | bal_3P_477AL_4/0AA(N) | 8105003 | no | no |  |  | no |  |  | 0 | 0 | 0 | 0
oh_line_8105003_200815664 |  | ABCN | node_8105003_200815665 | node_8105003_200815664 | 188.015 | bal_3P_477AL_4/0AA(N) | 8105003 | no | no |  |  | no |  |  | 0 | 0 | 0 | 0
oh_line_8105003_200815665 |  | ABCN | node_8105003_200815666 | node_8105003_200815665 | 204.357 | bal_3P_477AL_4/0AL(N) | 8105003 | no | no |  |  | no |  |  | 0 | 0 | 0 | 0
oh_line_8105003_200815666 |  | ABCN | node_8105003_201064583 | node_intto1_8105003_200815666 | 231.099 | bal_3P_477AL_4/0AL(N) | 8105003 | no | no |  |  | no |  |  | 0 | 0 | 0 | 0
oh_line_8105003_200815668 |  | ABCN | node_8105003_200820169 | node_8105003_200815668 | 240.142 | bal_3P_477AL_4/0AA(N) | 8105003 | no | no |  |  | no |  |  | 0 | 0 | 0 | 0
oh_line_8105003_200815669 |  | AN | node_8105003_200815668 | node_8105003_200815669 | 207.097 | bal_1P_1/0AC_1/0AC(N) | 8105003 | no | no |  |  | no |  |  | 0 | 0 | 0 | 0
oh_line_8105003_200815762 |  | AN | node_8105003_200815553 | node_8105003_200815762 | 70.184 | bal_1P_1/0AC_1/0AC(N) | 8105003 | no | no |  |  | no |  |  | 0 | 0 | 0 | 0
oh_line_8105003_200815763 |  | AN | node_8105003_200815762 | node_8105003_200815763 | 245.827 | bal_1P_1/0AC_1/0AC(N) | 8105003 | no | no |  |  | no |  |  | 0 | 0 | 0 | 0
oh_line_8105003_200815764 |  | AN | node_8105003_200815763 | node_8105003_200815764 | 150.727 | bal_1P_1/0AC_1/0AA(N) | 8105003 | no | no |  |  | no |  |  | 0 | 0 | 0 | 0
oh_line_8105003_200815767 |  | AN | node_8105003_200815763 | node_8105003_200815767 | 192.532 | bal_1P_1/0AC_1/0AC(N) | 8105003 | no | no |  |  | no |  |  | 0 | 0 | 0 | 0
oh_line_8105003_200815768 |  | ABCN | node_8105003_200965196 | node_intto1_8105003_200815768 | 197.03 | bal_3P_1/0AC_1/0AA(N) | 8105003 | no | no |  |  | no |  |  | 0 | 0 | 0 | 0
oh_line_8105003_200815770 |  | ABCN | node_8105003_200815768 | node_8105003_200815770 | 202.865 | bal_3P_1/0AC_1/0AA(N) | 8105003 | no | no |  |  | no |  |  | 0 | 0 | 0 | 0
oh_line_8105003_200815771 |  | ABCN | node_8105003_200974599 | node_8105003_200815771 | 50.164 | bal_3P_1/0AC_1/0AA(N) | 8105003 | no | no |  |  | no |  |  | 0 | 0 | 0 | 0
oh_line_8105003_200818105 |  | AN | node_8105003_200818104 | node_8105003_200818105 | 527.699 | bal_1P_2AL_2AL(N) | 8105003 | no | no |  |  | no |  |  | 0 | 0 | 0 | 0
oh_line_8105003_200818341 |  | AN | node_8105003_200969040 | node_8105003_200818341 | 138.411 | bal_1P_1/0AC_1/0AC(N) | 8105003 | no | no |  |  | no |  |  | 0 | 0 | 0 | 0
oh_line_8105003_200818342 |  | AN | node_8105003_200818341 | node_intto1_8105003_200818342 | 157.671 | bal_1P_2AC_2AC(N) | 8105003 | no | no |  |  | no |  |  | 0 | 0 | 0 | 0
oh_line_8105003_200818343 |  | AN | node_8105003_200818342 | node_8105003_200818343 | 187.06 | bal_1P_2AC_2AC(N) | 8105003 | no | no |  |  | no |  |  | 0 | 0 | 0 | 0
oh_line_8105003_200818344 |  | AN | node_8105003_200818343 | node_8105003_200818344 | 209.259 | bal_1P_2AC_2AC(N) | 8105003 | no | no |  |  | no |  |  | 0 | 0 | 0 | 0
oh_line_8105003_200818345 |  | AN | node_8105003_200818344 | node_8105003_200818345 | 320.365 | bal_1P_2AC_2AC(N) | 8105003 | no | no |  |  | no |  |  | 0 | 0 | 0 | 0
oh_line_8105003_200818346 |  | AN | node_8105003_200818345 | node_8105003_200818346 | 265.854 | bal_1P_2AC_2AC(N) | 8105003 | no | no |  |  | no |  |  | 0 | 0 | 0 | 0
oh_line_8105003_200818349 |  | AN | node_8105003_200818346 | node_8105003_200818349 | 378.75 | bal_1P_2AC_2AC(N) | 8105003 | no | no |  |  | no |  |  | 0 | 0 | 0 | 0
oh_line_8105003_200818350 |  | AN | node_8105003_200818349 | node_8105003_200818350 | 420.391 | bal_1P_2AC_2AC(N) | 8105003 | no | no |  |  | no |  |  | 0 | 0 | 0 | 0
oh_line_8105003_200818642 |  | AN | node_8105003_200818647 | node_8105003_200818642 | 251 | bal_1P_1/0AA_1/0AA(N) | 8105003 | no | no |  |  | no |  |  | 0 | 0 | 0 | 0
oh_line_8105003_200818643 |  | AN | node_8105003_200818642 | node_8105003_200818643 | 38.03 | bal_1P_1/0AC_1/0AC(N) | 8105003 | no | no |  |  | no |  |  | 0 | 0 | 0 | 0
oh_line_8105003_200818644 |  | AN | node_8105003_200818643 | node_8105003_200818644 | 217.728 | bal_1P_1/0AC_1/0AC(N) | 8105003 | no | no |  |  | no |  |  | 0 | 0 | 0 | 0
oh_line_8105003_200818645 |  | AN | node_8105003_200818644 | node_8105003_200818645 | 232.254 | bal_1P_1/0AC_1/0AC(N) | 8105003 | no | no |  |  | no |  |  | 0 | 0 | 0 | 0
oh_line_8105003_200818646 |  | AN | node_8105003_200818645 | node_8105003_200818646 | 255.658 | bal_1P_1/0AC_1/0AC(N) | 8105003 | no | no |  |  | no |  |  | 0 | 0 | 0 | 0
oh_line_8105003_200818647 |  | AN | node_8105003_200820262 | node_8105003_200818647 | 27.059 | bal_1P_1/0AC_1/0AC(N) | 8105003 | no | no |  |  | no |  |  | 0 | 0 | 0 | 0
oh_line_8105003_200818648 |  | AN | node_8105003_200818647 | node_8105003_200818648 | 184.267 | bal_1P_1/0AC_1/0AC(N) | 8105003 | no | no |  |  | no |  |  | 0 | 0 | 0 | 0
oh_line_8105003_200818649 |  | AN | node_8105003_200818648 | node_8105003_200818649 | 166.05 | bal_1P_1/0AC_1/0AC(N) | 8105003 | no | no |  |  | no |  |  | 0 | 0 | 0 | 0
oh_line_8105003_200818650 |  | AN | node_8105003_200818649 | node_8105003_200818650 | 388.735 | bal_1P_1/0AC_1/0AC(N) | 8105003 | no | no |  |  | no |  |  | 0 | 0 | 0 | 0
oh_line_8105003_200818651 |  | AN | node_8105003_200820386 | node_8105003_200818651 | 113.219 | bal_1P_1/0AC_1/0AC(N) | 8105003 | no | no |  |  | no |  |  | 0 | 0 | 0 | 0
oh_line_8105003_200818652 |  | AN | node_8105003_200818651 | node_intto1_8105003_200818652 | 128.416 | bal_1P_2AC_2AC(N) | 8105003 | no | no |  |  | no |  |  | 0 | 0 | 0 | 0
oh_line_8105003_200818653 |  | AN | node_8105003_200818652 | node_8105003_200818653 | 156.371 | bal_1P_2AC_2AC(N) | 8105003 | no | no |  |  | no |  |  | 0 | 0 | 0 | 0
oh_line_8105003_200818654 |  | AN | node_8105003_200818653 | node_8105003_200818654 | 223.222 | bal_1P_2AC_2AC(N) | 8105003 | no | no |  |  | no |  |  | 0 | 0 | 0 | 0
oh_line_8105003_200818655 |  | AN | node_8105003_200818654 | node_8105003_200818655 | 188.279 | bal_1P_2AC_2AC(N) | 8105003 | no | no |  |  | no |  |  | 0 | 0 | 0 | 0
oh_line_8105003_200818657 |  | AN | node_8105003_200818655 | node_8105003_200818657 | 107.643 | bal_1P_2AC_2AC(N) | 8105003 | no | no |  |  | no |  |  | 0 | 0 | 0 | 0
oh_line_8105003_200818658 |  | AN | node_8105003_200818657 | node_8105003_200818658 | 232.22 | bal_1P_1/0AC_1/0AA(N) | 8105003 | no | no |  |  | no |  |  | 0 | 0 | 0 | 0
oh_line_8105003_200818659 |  | AN | node_8105003_200818658 | node_8105003_200818659 | 74.804 | bal_1P_1/0AC_1/0AA(N) | 8105003 | no | no |  |  | no |  |  | 0 | 0 | 0 | 0
oh_line_8105003_200818660 |  | AN | node_8105003_200818659 | node_8105003_200818660 | 230.429 | bal_1P_1/0AC_1/0AA(N) | 8105003 | no | no |  |  | no |  |  | 0 | 0 | 0 | 0
oh_line_8105003_200818661 |  | AN | node_8105003_200818660 | node_8105003_200818661 | 246.387 | bal_1P_1/0AC_1/0AA(N) | 8105003 | no | no |  |  | no |  |  | 0 | 0 | 0 | 0
oh_line_8105003_200818662 |  | AN | node_8105003_200818661 | node_8105003_200818662 | 259.412 | bal_1P_1/0AC_1/0AA(N) | 8105003 | no | no |  |  | no |  |  | 0 | 0 | 0 | 0
oh_line_8105003_200818663 |  | AN | node_8105003_200818662 | node_8105003_200818663 | 259.143 | bal_1P_1/0AC_1/0AA(N) | 8105003 | no | no |  |  | no |  |  | 0 | 0 | 0 | 0
oh_line_8105003_200818664 |  | AN | node_8105003_200818663 | node_8105003_200818664 | 236.825 | bal_1P_1/0AC_1/0AA(N) | 8105003 | no | no |  |  | no |  |  | 0 | 0 | 0 | 0
oh_line_8105003_200818665 |  | AN | node_8105003_200818664 | node_8105003_200818665 | 251.851 | bal_1P_1/0AC_1/0AA(N) | 8105003 | no | no |  |  | no |  |  | 0 | 0 | 0 | 0
oh_line_8105003_200818667 |  | AN | node_8105003_200818665 | node_8105003_200818667 | 198.041 | bal_1P_1/0AC_1/0AA(N) | 8105003 | no | no |  |  | no |  |  | 0 | 0 | 0 | 0
oh_line_8105003_200818668 |  | AN | node_8105003_200818667 | node_8105003_200818668 | 186.966 | bal_1P_1/0AC_1/0AA(N) | 8105003 | no | no |  |  | no |  |  | 0 | 0 | 0 | 0
oh_line_8105003_200818670 |  | AN | node_8105003_200818668 | node_8105003_200818670 | 241.216 | bal_1P_1/0AC_1/0AA(N) | 8105003 | no | no |  |  | no |  |  | 0 | 0 | 0 | 0
oh_line_8105003_200818672-1 |  | AN | node_8105003_200818670 | node_intto1_220382309 | 216.443 | bal_1P_1/0AA_1/0AC(N) | 8105003 | no | no |  |  | no |  |  | 0 | 0 | 0 | 0
oh_line_8105003_200818672-2 |  | AN | node_220382309 | node_intto1_220465162 | 20.101 | bal_1P_1/0AA_1/0AC(N) | 8105003 | no | no |  |  | no |  |  | 0 | 0 | 0 | 0
oh_line_8105003_200818672-3 |  | AN | node_220465162 | node_8105003_200818672 | 22.343 | bal_1P_1/0AA_1/0AC(N) | 8105003 | no | no |  |  | no |  |  | 0 | 0 | 0 | 0
oh_line_8105003_200818679 |  | ABCN | node_8105003_200815268 | node_8105003_200818679 | 93.792 | bal_3P_4/0AL_1/0AC(N) | 8105003 | no | no |  |  | no |  |  | 0 | 0 | 0 | 0
oh_line_8105003_200818680 |  | ABCN | node_8105003_200818679 | node_8105003_200818680 | 78.018 | bal_3P_4/0AL_1/0AC(N) | 8105003 | no | no |  |  | no |  |  | 0 | 0 | 0 | 0
oh_line_8105003_200818681 |  | ABCN | node_8105003_200818680 | node_8105003_200818681 | 146.487 | bal_3P_4/0AL_4/0AL(N) | 8105003 | no | no |  |  | no |  |  | 0 | 0 | 0 | 0
oh_line_8105003_200818683 |  | ABCN | node_8105003_200818681 | node_8105003_200818683 | 128.607 | bal_3P_4/0AL_4/0AL(N) | 8105003 | no | no |  |  | no |  |  | 0 | 0 | 0 | 0
oh_line_8105003_200818684 |  | ABCN | node_8105003_200818683 | node_8105003_200818684 | 142.015 | bal_3P_4/0AL_2CU(N) | 8105003 | no | no |  |  | no |  |  | 0 | 0 | 0 | 0
oh_line_8105003_200818685 |  | ABCN | node_8105003_200818684 | node_8105003_200818685 | 165.448 | bal_3P_4/0AL_2CU(N) | 8105003 | no | no |  |  | no |  |  | 0 | 0 | 0 | 0
oh_line_8105003_200818686 |  | ABCN | node_8105003_200818685 | node_8105003_200818686 | 107.55 | bal_3P_4/0AL_1/0AA(N) | 8105003 | no | no |  |  | no |  |  | 0 | 0 | 0 | 0
oh_line_8105003_200818687 |  | ABCN | node_8105003_200818686 | node_8105003_200818687 | 120.776 | bal_3P_4/0AL_4/0AL(N) | 8105003 | no | no |  |  | no |  |  | 0 | 0 | 0 | 0
oh_line_8105003_200818688 |  | ABCN | node_8105003_200818687 | node_8105003_200818688 | 224.218 | bal_3P_4/0AL_1/0AA(N) | 8105003 | no | no |  |  | no |  |  | 0 | 0 | 0 | 0
oh_line_8105003_200818690-1 |  | ABCN | node_1386995_622_15286205_162 | node_8105003_200818690 | 129.628 | bal_3P_4/0AL_1/0AA(N) | 8105003 | no | no |  |  | no |  |  | 0 | 0 | 0 | 0
oh_line_8105003_200818690-2 |  | ABCN | node_8105003_200818688 | node_1386995_622_15286205_162 | 12.978 | bal_3P_4/0AL_1/0AA(N) | 8105003 | no | no |  |  | no |  |  | 0 | 0 | 0 | 0
oh_line_8105003_200818691 |  | ABCN | node_8105003_200818690 | node_8105003_200818691 | 170.136 | bal_3P_4/0AL_1/0AA(N) | 8105003 | no | no |  |  | no |  |  | 0 | 0 | 0 | 0
oh_line_8105003_200818692 |  | AN | node_8105003_200818691 | node_8105003_200818692 | 104.679 | bal_1P_1/0AC_1/0AC(N) | 8105003 | no | no |  |  | no |  |  | 0 | 0 | 0 | 0
oh_line_8105003_200818693 |  | AN | node_8105003_200818692 | node_8105003_200818693 | 242.28 | bal_1P_1/0AC_1/0AC(N) | 8105003 | no | no |  |  | no |  |  | 0 | 0 | 0 | 0
oh_line_8105003_200818695 |  | AN | node_8105003_200818693 | node_8105003_200818695 | 104.532 | bal_1P_1/0AC_1/0AC(N) | 8105003 | no | no |  |  | no |  |  | 0 | 0 | 0 | 0
oh_line_8105003_200818696 |  | AN | node_8105003_200818695 | node_8105003_200818696 | 209.061 | bal_1P_1/0AC_1/0AC(N) | 8105003 | no | no |  |  | no |  |  | 0 | 0 | 0 | 0
oh_line_8105003_200818697 |  | ABCN | node_8105003_200818691 | node_intto1_8105003_200818697 | 201.328 | bal_3P_4/0AL_1/0AA(N) | 8105003 | no | no |  |  | no |  |  | 0 | 0 | 0 | 0
oh_line_8105003_200818700 |  | ABCN | node_8105003_200818697 | node_8105003_200818700 | 205.852 | bal_3P_4/0AL_1/0AA(N) | 8105003 | no | no |  |  | no |  |  | 0 | 0 | 0 | 0
oh_line_8105003_200818701 |  | ABCN | node_8105003_200818700 | node_8105003_200818701 | 201.613 | bal_3P_4/0AL_1/0AA(N) | 8105003 | no | no |  |  | no |  |  | 0 | 0 | 0 | 0
oh_line_8105003_200818703 |  | ABCN | node_8105003_200818701 | node_8105003_200818703 | 189.003 | bal_3P_4/0AL_1/0AA(N) | 8105003 | no | no |  |  | no |  |  | 0 | 0 | 0 | 0
oh_line_8105003_200818704 |  | ABCN | node_8105003_200818703 | node_8105003_200818704 | 183.224 | bal_3P_4/0AL_1/0AA(N) | 8105003 | no | no |  |  | no |  |  | 0 | 0 | 0 | 0
oh_line_8105003_200818705 |  | ABCN | node_8105003_200818704 | node_8105003_200818705 | 190.383 | bal_3P_4/0AL_4/0AA(N) | 8105003 | no | no |  |  | no |  |  | 0 | 0 | 0 | 0
oh_line_8105003_200818706 |  | ABCN | node_8105003_200818705 | node_8105003_200818706 | 182.591 | bal_3P_4/0AL_4/0AA(N) | 8105003 | no | no |  |  | no |  |  | 0 | 0 | 0 | 0
oh_line_8105003_200818707 |  | ABCN | node_8105003_200818706 | node_8105003_200818707 | 42.446 | bal_3P_4/0AL_4/0AA(N) | 8105003 | no | no |  |  | no |  |  | 0 | 0 | 0 | 0
oh_line_8105003_200818708 |  | AN | node_8105003_200818707 | node_8105003_200818708 | 151.453 | bal_1P_1/0AC_1/0AC(N) | 8105003 | no | no |  |  | no |  |  | 0 | 0 | 0 | 0
oh_line_8105003_200818709 |  | AN | node_8105003_200818708 | node_8105003_200818709 | 108.33 | bal_1P_1/0AC_4/0AL(N) | 8105003 | no | no |  |  | no |  |  | 0 | 0 | 0 | 0
oh_line_8105003_200819288 |  | AN | node_8105003_200820178 | node_8105003_200819288 | 25.484 | bal_1P_2AC_2AC(N) | 8105003 | no | no |  |  | no |  |  | 0 | 0 | 0 | 0
oh_line_8105003_200819289 |  | AN | node_8105003_200819288 | node_intto1_8105003_200819289 | 310.643 | bal_1P_2AC_2AC(N) | 8105003 | no | no |  |  | no |  |  | 0 | 0 | 0 | 0
oh_line_8105003_200819290 |  | AN | node_8105003_200819289 | node_8105003_200819290 | 260.08 | bal_1P_2AC_2AC(N) | 8105003 | no | no |  |  | no |  |  | 0 | 0 | 0 | 0
oh_line_8105003_200819291 |  | AN | node_8105003_200819290 | node_8105003_200819291 | 88.037 | bal_1P_2AC_2AC(N) | 8105003 | no | no |  |  | no |  |  | 0 | 0 | 0 | 0
oh_line_8105003_200819757 |  | ABCN | node_8105003_200819765 | node_8105003_200819757 | 281.2 | bal_3P_DELTACUST | 8105003 | no | no |  |  | no |  |  | 0 | 0 | 0 | 0
oh_line_8105003_200819759 |  | ABCN | node_8105003_200819790 | node_8105003_200819759 | 257.8 | bal_3P_2AC_1/0AC(N) | 8105003 | no | no |  |  | no |  |  | 0 | 0 | 0 | 0
oh_line_8105003_200819760 |  | ABCN | node_8105003_200819759 | node_8105003_200819760 | 299.01 | bal_3P_2AC_1/0AC(N) | 8105003 | no | no |  |  | no |  |  | 0 | 0 | 0 | 0
oh_line_8105003_200819761 |  | ABCN | node_8105003_200819760 | node_8105003_200819761 | 294.676 | bal_3P_2AC_1/0AC(N) | 8105003 | no | no |  |  | no |  |  | 0 | 0 | 0 | 0
oh_line_8105003_200819763 |  | ABCN | node_8105003_200819761 | node_8105003_200819763 | 311.697 | bal_3P_2AC_1/0AC(N) | 8105003 | no | no |  |  | no |  |  | 0 | 0 | 0 | 0
oh_line_8105003_200819764-1 |  | ABCN | node_8105003_200819763 | node_intto1_220382368 | 56.033 | bal_3P_2AC_1/0AC(N) | 8105003 | no | no |  |  | no |  |  | 0 | 0 | 0 | 0
oh_line_8105003_200819764-2 |  | ABCN | node_220382368 | node_intto1_220465114 | 6.271 | bal_3P_2AC_1/0AC(N) | 8105003 | no | no |  |  | no |  |  | 0 | 0 | 0 | 0
oh_line_8105003_200819764-3 |  | ABCN | node_220465114 | node_8105003_200819764 | 7.106 | bal_3P_2AC_1/0AC(N) | 8105003 | no | no |  |  | no |  |  | 0 | 0 | 0 | 0
oh_line_8105003_200819765 |  | ABCD | node_8105003_200819764 | node_8105003_200819765 | 226.962 | bal_3P_2AC | 8105003 | no | no |  |  | no |  |  | 0 | 0 | 0 | 0
oh_line_8105003_200819766 |  | ABCN | node_8105003_200819763 | node_8105003_200819766 | 214.943 | bal_3P_2AC_1/0AC(N) | 8105003 | no | no |  |  | no |  |  | 0 | 0 | 0 | 0
oh_line_8105003_200819768 |  | ABCN | node_8105003_200819766 | node_intto1_8105003_200819768 | 160.09 | bal_3P_2AC_1/0AC(N) | 8105003 | no | no |  |  | no |  |  | 0 | 0 | 0 | 0
oh_line_8105003_200819769 |  | ABCN | node_8105003_200819768 | node_8105003_200819769 | 200.098 | bal_3P_2AC_1/0AC(N) | 8105003 | no | no |  |  | no |  |  | 0 | 0 | 0 | 0
oh_line_8105003_200819770 |  | ABCN | node_8105003_200819769 | node_8105003_200819770 | 211.087 | bal_3P_2AC_1/0AC(N) | 8105003 | no | no |  |  | no |  |  | 0 | 0 | 0 | 0
oh_line_8105003_200819771 |  | ABCN | node_8105003_200819770 | node_8105003_200819771 | 226.239 | bal_3P_2AC_1/0AC(N) | 8105003 | no | no |  |  | no |  |  | 0 | 0 | 0 | 0
oh_line_8105003_200819773 |  | ABCN | node_8105003_201068847 | node_8105003_200819773 | 348.217 | bal_3P_2AC_1/0AC(N) | 8105003 | no | no |  |  | no |  |  | 0 | 0 | 0 | 0
oh_line_8105003_200819774 |  | AN | node_8105003_200819773 | node_8105003_200819774 | 413.767 | bal_1P_2AC_2AC(N) | 8105003 | no | no |  |  | no |  |  | 0 | 0 | 0 | 0
oh_line_8105003_200819775 |  | AN | node_8105003_200819774 | node_8105003_200819775 | 233.949 | bal_1P_2AC_2AC(N) | 8105003 | no | no |  |  | no |  |  | 0 | 0 | 0 | 0
oh_line_8105003_200819776 |  | AN | node_8105003_200819775 | node_intto1_8105003_200819776 | 329.517 | bal_1P_2AC_2AC(N) | 8105003 | no | no |  |  | no |  |  | 0 | 0 | 0 | 0
oh_line_8105003_200819777 |  | AN | node_8105003_200819776 | node_8105003_200819777 | 356.451 | bal_1P_1/0AC_1/0AC(N) | 8105003 | no | no |  |  | no |  |  | 0 | 0 | 0 | 0
oh_line_8105003_200819778 |  | ABCN | node_8105003_200946798 | node_8105003_200819778 | 231.467 | bal_3P_1/0AA_1/0AA(N) | 8105003 | no | no |  |  | no |  |  | 0 | 0 | 0 | 0
oh_line_8105003_200819779 |  | ABCN | node_8105003_200819778 | node_8105003_200819779 | 98.961 | bal_3P_2/0CU_4/0AL(N) | 8105003 | no | no |  |  | no |  |  | 0 | 0 | 0 | 0
oh_line_8105003_200819780 |  | ABCN | node_8105003_200819779 | node_8105003_200819780 | 109.211 | bal_3P_2/0CU_4/0AL(N) | 8105003 | no | no |  |  | no |  |  | 0 | 0 | 0 | 0
oh_line_8105003_200819781 |  | ABCN | node_8105003_200819780 | node_8105003_200819781 | 277.232 | bal_3P_1/0AC_1/0AC(N) | 8105003 | no | no |  |  | no |  |  | 0 | 0 | 0 | 0
oh_line_8105003_200819782 |  | ABCN | node_8105003_200819781 | node_intto1_8105003_200819782 | 152.913 | bal_3P_1/0AC_1/0AC(N) | 8105003 | no | no |  |  | no |  |  | 0 | 0 | 0 | 0
oh_line_8105003_200819783 |  | ABCN | node_8105003_200819781 | node_intto1_8105003_200819783 | 326.762 | bal_3P_1/0AC_1/0AC(N) | 8105003 | no | no |  |  | no |  |  | 0 | 0 | 0 | 0
oh_line_8105003_200819784 |  | AN | node_8105003_200819783 | node_8105003_200819784 | 243.067 | bal_1P_1/0AA_1/0AA(N) | 8105003 | no | no |  |  | no |  |  | 0 | 0 | 0 | 0
oh_line_8105003_200819785 |  | AN | node_8105003_200819784 | node_8105003_200819785 | 260.94 | bal_1P_1/0AA_1/0AA(N) | 8105003 | no | no |  |  | no |  |  | 0 | 0 | 0 | 0
oh_line_8105003_200819786 |  | ABCN | node_8105003_200819780 | node_8105003_200819786 | 267.729 | bal_3P_2/0CU_4/0AL(N) | 8105003 | no | no |  |  | no |  |  | 0 | 0 | 0 | 0
oh_line_8105003_200819787 |  | ABCN | node_8105003_200819786 | node_8105003_200819787 | 197.169 | bal_3P_2/0CU_4/0AL(N) | 8105003 | no | no |  |  | no |  |  | 0 | 0 | 0 | 0
oh_line_8105003_200819788 |  | ABCN | node_8105003_200819787 | node_8105003_200819788 | 196.225 | bal_3P_2/0CU_4/0AL(N) | 8105003 | no | no |  |  | no |  |  | 0 | 0 | 0 | 0
oh_line_8105003_200819789 |  | ABCN | node_8105003_200819788 | node_8105003_200819789 | 294.132 | bal_3P_2AC_1/0AC(N) | 8105003 | no | no |  |  | no |  |  | 0 | 0 | 0 | 0
oh_line_8105003_200819790 |  | ABCN | node_8105003_200819789 | node_8105003_200819790 | 343.868 | bal_3P_2AC_1/0AC(N) | 8105003 | no | no |  |  | no |  |  | 0 | 0 | 0 | 0
oh_line_8105003_200819791 |  | ABCN | node_8105003_200819790 | node_8105003_200819791 | 83.402 | bal_3P_1/0AC_1/0AC(N) | 8105003 | no | no |  |  | no |  |  | 0 | 0 | 0 | 0
oh_line_8105003_200819792 |  | ABCN | node_8105003_200819791 | node_intto1_8105003_200819792 | 209.045 | bal_3P_1/0AC_1/0AC(N) | 8105003 | no | no |  |  | no |  |  | 0 | 0 | 0 | 0
oh_line_8105003_200819793 |  | ABCN | node_8105003_200819792 | node_8105003_200819793 | 221.559 | bal_3P_1/0AC_1/0AC(N) | 8105003 | no | no |  |  | no |  |  | 0 | 0 | 0 | 0
oh_line_8105003_200819794 |  | ABCN | node_8105003_200819793 | node_8105003_200819794 | 53.003 | bal_3P_1/0AC_1/0AC(N) | 8105003 | no | no |  |  | no |  |  | 0 | 0 | 0 | 0
oh_line_8105003_200819828 |  | AN | node_8105003_200819834 | node_8105003_200819828 | 48.48 | bal_1P_2AC_1/0AC(N) | 8105003 | no | no |  |  | no |  |  | 0 | 0 | 0 | 0
oh_line_8105003_200819830 |  | ABCN | node_8105003_200819773 | node_intto1_8105003_200819830 | 380.894 | bal_3P_2AC_1/0AC(N) | 8105003 | no | no |  |  | no |  |  | 0 | 0 | 0 | 0
oh_line_8105003_200819831 |  | ABCN | node_8105003_200819830 | node_8105003_200819831 | 202.872 | bal_3P_2AC_1/0AC(N) | 8105003 | no | no |  |  | no |  |  | 0 | 0 | 0 | 0
oh_line_8105003_200819832 |  | ABCN | node_8105003_200819831 | node_8105003_200819832 | 383.325 | bal_3P_2AC_1/0AC(N) | 8105003 | no | no |  |  | no |  |  | 0 | 0 | 0 | 0
oh_line_8105003_200819833 |  | ABCN | node_8105003_200819862 | node_8105003_200819833 | 239.298 | bal_3P_1/0AC_1/0AC(N) | 8105003 | no | no |  |  | no |  |  | 0 | 0 | 0 | 0
oh_line_8105003_200819834 |  | ABCN | node_8105003_200819833 | node_8105003_200819834 | 152.116 | bal_3P_1/0AC_1/0AC(N) | 8105003 | no | no |  |  | no |  |  | 0 | 0 | 0 | 0
oh_line_8105003_200819835 |  | AN | node_8105003_200819834 | node_intto1_8105003_200819835 | 272.085 | bal_1P_1/0AC_1/0AC(N) | 8105003 | no | no |  |  | no |  |  | 0 | 0 | 0 | 0
oh_line_8105003_200819836 |  | AN | node_8105003_200819835 | node_8105003_200819836 | 259.292 | bal_1P_1/0AC_1/0AC(N) | 8105003 | no | no |  |  | no |  |  | 0 | 0 | 0 | 0
oh_line_8105003_200819838 |  | AN | node_8105003_200819836 | node_8105003_200819838 | 189.371 | bal_1P_1/0AC_1/0AC(N) | 8105003 | no | no |  |  | no |  |  | 0 | 0 | 0 | 0
oh_line_8105003_200819839 |  | AN | node_8105003_200819838 | node_8105003_200819839 | 258.976 | bal_1P_1/0AC_1/0AC(N) | 8105003 | no | no |  |  | no |  |  | 0 | 0 | 0 | 0
oh_line_8105003_200819840 |  | AN | node_8105003_200819839 | node_8105003_200819840 | 370.602 | bal_1P_2AC_2AC(N) | 8105003 | no | no |  |  | no |  |  | 0 | 0 | 0 | 0
oh_line_8105003_200819841 |  | AN | node_8105003_200819840 | node_8105003_200819841 | 364.835 | bal_1P_2AC_2AC(N) | 8105003 | no | no |  |  | no |  |  | 0 | 0 | 0 | 0
oh_line_8105003_200819842 |  | AN | node_8105003_200819839 | node_8105003_200819842 | 147.761 | bal_1P_2AC_2AC(N) | 8105003 | no | no |  |  | no |  |  | 0 | 0 | 0 | 0
oh_line_8105003_200819843 |  | AN | node_8105003_200819842 | node_intto1_8105003_200819843 | 252.772 | bal_1P_2AC_2AC(N) | 8105003 | no | no |  |  | no |  |  | 0 | 0 | 0 | 0
oh_line_8105003_200819844 |  | AN | node_8105003_200819843 | node_8105003_200819844 | 171.929 | bal_1P_2AC_2AC(N) | 8105003 | no | no |  |  | no |  |  | 0 | 0 | 0 | 0
oh_line_8105003_200819845 |  | AN | node_8105003_200819839 | node_8105003_200819845 | 327.336 | bal_1P_1/0AA_1/0AA(N) | 8105003 | no | no |  |  | no |  |  | 0 | 0 | 0 | 0
oh_line_8105003_200819846 |  | AN | node_8105003_200819845 | node_8105003_200819846 | 307.801 | bal_1P_1/0AA_1/0AA(N) | 8105003 | no | no |  |  | no |  |  | 0 | 0 | 0 | 0
oh_line_8105003_200819847 |  | AN | node_8105003_200819846 | node_8105003_200819847 | 352.318 | bal_1P_1/0AA_1/0AA(N) | 8105003 | no | no |  |  | no |  |  | 0 | 0 | 0 | 0
oh_line_8105003_200819848 |  | AN | node_8105003_200819847 | node_8105003_200819848 | 296.026 | bal_1P_1/0AA_1/0AA(N) | 8105003 | no | no |  |  | no |  |  | 0 | 0 | 0 | 0
oh_line_8105003_200819849 |  | ABCN | node_8105003_200819832 | node_8105003_200819849 | 566.528 | bal_3P_2AC_1/0AC(N) | 8105003 | no | no |  |  | no |  |  | 0 | 0 | 0 | 0
oh_line_8105003_200819850 |  | ABCN | node_8105003_200819849 | node_8105003_200819850 | 290.299 | bal_3P_2AC_1/0AC(N) | 8105003 | no | no |  |  | no |  |  | 0 | 0 | 0 | 0
oh_line_8105003_200819851 |  | ABCN | node_8105003_200819850 | node_8105003_200819851 | 346.878 | bal_3P_2AC_1/0AC(N) | 8105003 | no | no |  |  | no |  |  | 0 | 0 | 0 | 0
oh_line_8105003_200819852 |  | ABCN | node_8105003_200819851 | node_8105003_200819852 | 324.368 | bal_3P_2AC_1/0AC(N) | 8105003 | no | no |  |  | no |  |  | 0 | 0 | 0 | 0
oh_line_8105003_200819853 |  | ABCN | node_8105003_200819852 | node_8105003_200819853 | 55.14 | bal_3P_2AC_1/0AC(N) | 8105003 | no | no |  |  | no |  |  | 0 | 0 | 0 | 0
oh_line_8105003_200819854 |  | ABCN | node_8105003_200819853 | node_8105003_200819854 | 260.296 | bal_3P_2AC_1/0AC(N) | 8105003 | no | no |  |  | no |  |  | 0 | 0 | 0 | 0
oh_line_8105003_200819855 |  | ABCN | node_8105003_200819854 | node_8105003_200819855 | 366.57 | bal_3P_2AC_1/0AC(N) | 8105003 | no | no |  |  | no |  |  | 0 | 0 | 0 | 0
oh_line_8105003_200819856 |  | ABCN | node_8105003_200819855 | node_8105003_200819856 | 378.598 | bal_3P_2AC_1/0AC(N) | 8105003 | no | no |  |  | no |  |  | 0 | 0 | 0 | 0
oh_line_8105003_200819857 |  | ABCN | node_8105003_200819856 | node_8105003_200819857 | 376.074 | bal_3P_2AC_1/0AC(N) | 8105003 | no | no |  |  | no |  |  | 0 | 0 | 0 | 0
oh_line_8105003_200819858 |  | ABCN | node_8105003_200819857 | node_8105003_200819858 | 179.806 | bal_3P_2AC_1/0AC(N) | 8105003 | no | no |  |  | no |  |  | 0 | 0 | 0 | 0
oh_line_8105003_200819859 |  | ABCN | node_8105003_200819858 | node_8105003_200819859 | 45.189 | bal_3P_2AC_1/0AC(N) | 8105003 | no | no |  |  | no |  |  | 0 | 0 | 0 | 0
oh_line_8105003_200819861 |  | ABCN | node_8105003_200819855 | node_8105003_200819861 | 306.123 | bal_3P_1/0AC_1/0AC(N) | 8105003 | no | no |  |  | no |  |  | 0 | 0 | 0 | 0
oh_line_8105003_200819862 |  | ABCN | node_8105003_200819861 | node_8105003_200819862 | 309.506 | bal_3P_1/0AC_1/0AC(N) | 8105003 | no | no |  |  | no |  |  | 0 | 0 | 0 | 0
oh_line_8105003_200819863 |  | AD | node_8105003_200819765 | node_8105003_200819863 | 43.706 | bal_1P_2AC | 8105003 | no | no |  |  | no |  |  | 0 | 0 | 0 | 0
oh_line_8105003_200819864 |  | AD | node_8105003_200819872 | node_8105003_200819864 | 251.212 | bal_1P_2AC | 8105003 | no | no |  |  | no |  |  | 0 | 0 | 0 | 0
oh_line_8105003_200819865 |  | AD | node_8105003_200819863 | node_intto1_8105003_200819865 | 257.151 | bal_1P_2AC | 8105003 | no | no |  |  | no |  |  | 0 | 0 | 0 | 0
oh_line_8105003_200819866 |  | AD | node_8105003_200819865 | node_8105003_200819866 | 293.036 | bal_1P_2AC | 8105003 | no | no |  |  | no |  |  | 0 | 0 | 0 | 0
oh_line_8105003_200819867 |  | AD | node_8105003_200819866 | node_8105003_200819867 | 240.458 | bal_1P_2AC | 8105003 | no | no |  |  | no |  |  | 0 | 0 | 0 | 0
oh_line_8105003_200819868 |  | AD | node_8105003_200819867 | node_8105003_200819868 | 216.834 | bal_1P_2AC | 8105003 | no | no |  |  | no |  |  | 0 | 0 | 0 | 0
oh_line_8105003_200819869 |  | AD | node_8105003_200819868 | node_8105003_200819869 | 232.912 | bal_1P_2AC | 8105003 | no | no |  |  | no |  |  | 0 | 0 | 0 | 0
oh_line_8105003_200819870 |  | AD | node_8105003_200819869 | node_8105003_200819870 | 211.119 | bal_1P_2AC | 8105003 | no | no |  |  | no |  |  | 0 | 0 | 0 | 0
oh_line_8105003_200819871 |  | AD | node_8105003_200819870 | node_8105003_200819871 | 247.852 | bal_1P_2AC | 8105003 | no | no |  |  | no |  |  | 0 | 0 | 0 | 0
oh_line_8105003_200819872 |  | AD | node_8105003_200819871 | node_8105003_200819872 | 255.366 | bal_1P_2AC | 8105003 | no | no |  |  | no |  |  | 0 | 0 | 0 | 0
oh_line_8105003_200819977 |  | AN | node_8105003_200818683 | node_8105003_200819977 | 83.626 | bal_1P_1/0AC_2CU(N) | 8105003 | no | no |  |  | no |  |  | 0 | 0 | 0 | 0
oh_line_8105003_200819978 |  | AN | node_8105003_200819977 | node_8105003_200819978 | 207.41 | bal_1P_2AC_2CU(N) | 8105003 | no | no |  |  | no |  |  | 0 | 0 | 0 | 0
oh_line_8105003_200819979 |  | AN | node_8105003_200819978 | node_8105003_200819979 | 199.51 | bal_1P_2AC_2CU(N) | 8105003 | no | no |  |  | no |  |  | 0 | 0 | 0 | 0
oh_line_8105003_200820056 |  | ABCN | node_8105003_200820059 | node_intto1_8105003_200820056 | 365.73 | bal_3P_WYECUST | 8105003 | no | no |  |  | no |  |  | 0 | 0 | 0 | 0
oh_line_8105003_200820057 |  | ABCN | node_8105003_200819788 | node_intto1_8105003_200820057 | 211.769 | bal_3P_2/0CU_1/0AA(N) | 8105003 | no | no |  |  | no |  |  | 0 | 0 | 0 | 0
oh_line_8105003_200820058 |  | ABCN | node_8105003_200820057 | node_8105003_200820058 | 204.268 | bal_3P_2/0CU_1/0AA(N) | 8105003 | no | no |  |  | no |  |  | 0 | 0 | 0 | 0
oh_line_8105003_200820059 |  | ABCN | node_8105003_200820058 | node_8105003_200820059 | 135.715 | bal_3P_2/0CU_1/0AA(N) | 8105003 | no | no |  |  | no |  |  | 0 | 0 | 0 | 0
oh_line_8105003_200820169 |  | ABCN | node_8105003_200820259 | node_8105003_200820169 | 179.785 | bal_3P_477AL_4/0AA(N) | 8105003 | no | no |  |  | no |  |  | 0 | 0 | 0 | 0
oh_line_8105003_200820175 |  | ABCN | node_8105003_312105202 | node_8105003_200820175 | 389.203 | bal_3P_2AC_1/0AC(N) | 8105003 | no | no |  |  | no |  |  | 0 | 0 | 0 | 0
oh_line_8105003_200820176 |  | ABCN | node_8105003_201068847 | node_intto1_8105003_200820176 | 354.388 | bal_3P_2AC_1/0AC(N) | 8105003 | no | no |  |  | no |  |  | 0 | 0 | 0 | 0
oh_line_8105003_200820178 |  | ABCN | node_8105003_200820200 | node_8105003_200820178 | 287.921 | bal_3P_2AC_1/0AC(N) | 8105003 | no | no |  |  | no |  |  | 0 | 0 | 0 | 0
oh_line_8105003_200820179 |  | ABCN | node_8105003_200820178 | node_8105003_200820179 | 303.185 | bal_3P_2AC_1/0AC(N) | 8105003 | no | no |  |  | no |  |  | 0 | 0 | 0 | 0
oh_line_8105003_200820180 |  | ABCN | node_8105003_200820179 | node_8105003_200820180 | 312.655 | bal_3P_2AC_1/0AC(N) | 8105003 | no | no |  |  | no |  |  | 0 | 0 | 0 | 0
oh_line_8105003_200820181 |  | ABCN | node_8105003_200820180 | node_8105003_200820181 | 308.207 | bal_3P_2AC_1/0AC(N) | 8105003 | no | no |  |  | no |  |  | 0 | 0 | 0 | 0
oh_line_8105003_200820182 |  | ABCN | node_8105003_200820181 | node_8105003_200820182 | 206.504 | bal_3P_2AC_1/0AC(N) | 8105003 | no | no |  |  | no |  |  | 0 | 0 | 0 | 0
oh_line_8105003_200820183 |  | ABCN | node_8105003_200820182 | node_8105003_200820183 | 192.261 | bal_3P_2AC_1/0AC(N) | 8105003 | no | no |  |  | no |  |  | 0 | 0 | 0 | 0
oh_line_8105003_200820184 |  | ABCN | node_8105003_200820183 | node_8105003_200820184 | 295.457 | bal_3P_2AC_1/0AC(N) | 8105003 | no | no |  |  | no |  |  | 0 | 0 | 0 | 0
oh_line_8105003_200820185 |  | ABCN | node_8105003_200820184 | node_8105003_200820185 | 307.787 | bal_3P_2AC_1/0AC(N) | 8105003 | no | no |  |  | no |  |  | 0 | 0 | 0 | 0
oh_line_8105003_200820186 |  | ABCN | node_8105003_200820185 | node_intto1_8105003_200820186 | 80.977 | bal_3P_2AC_1/0AC(N) | 8105003 | no | no |  |  | no |  |  | 0 | 0 | 0 | 0
oh_line_8105003_200820187 |  | ABCN | node_8105003_200820186 | node_8105003_200820187 | 259.833 | bal_3P_2AC_1/0AC(N) | 8105003 | no | no |  |  | no |  |  | 0 | 0 | 0 | 0
oh_line_8105003_200820190 |  | ABCN | node_8105003_201067375 | node_8105003_200820190 | 77.073 | bal_3P_2AC_1/0AC(N) | 8105003 | no | no |  |  | no |  |  | 0 | 0 | 0 | 0
oh_line_8105003_200820191 |  | ABCN | node_8105003_200820176 | node_8105003_200820191 | 282.185 | bal_3P_2AC_1/0AC(N) | 8105003 | no | no |  |  | no |  |  | 0 | 0 | 0 | 0
oh_line_8105003_200820192 |  | ABCN | node_8105003_200820191 | node_8105003_200820192 | 374.608 | bal_3P_2AC_1/0AC(N) | 8105003 | no | no |  |  | no |  |  | 0 | 0 | 0 | 0
oh_line_8105003_200820193 |  | ABCN | node_8105003_200820192 | node_8105003_200820193 | 273.766 | bal_3P_2AC_1/0AC(N) | 8105003 | no | no |  |  | no |  |  | 0 | 0 | 0 | 0
oh_line_8105003_200820194 |  | AN | node_8105003_200820193 | node_8105003_200820194 | 296.093 | bal_1P_1/0AA_1/0AA(N) | 8105003 | no | no |  |  | no |  |  | 0 | 0 | 0 | 0
oh_line_8105003_200820196 |  | ABCN | node_8105003_200820193 | node_8105003_200820196 | 286.547 | bal_3P_2AC_1/0AC(N) | 8105003 | no | no |  |  | no |  |  | 0 | 0 | 0 | 0
oh_line_8105003_200820197 |  | ABCN | node_8105003_200820196 | node_intto1_8105003_200820197 | 317.094 | bal_3P_2AC_1/0AC(N) | 8105003 | no | no |  |  | no |  |  | 0 | 0 | 0 | 0
oh_line_8105003_200820198 |  | ABCN | node_8105003_200820197 | node_8105003_200820198 | 323.285 | bal_3P_2AC_1/0AC(N) | 8105003 | no | no |  |  | no |  |  | 0 | 0 | 0 | 0
oh_line_8105003_200820199 |  | ABCN | node_8105003_200820198 | node_8105003_200820199 | 311.703 | bal_3P_2AC_1/0AC(N) | 8105003 | no | no |  |  | no |  |  | 0 | 0 | 0 | 0
oh_line_8105003_200820200 |  | ABCN | node_8105003_200820199 | node_8105003_200820200 | 292.48 | bal_3P_2AC_1/0AC(N) | 8105003 | no | no |  |  | no |  |  | 0 | 0 | 0 | 0
oh_line_8105003_200820207 |  | ABCN | node_8105003_200818707 | node_8105003_200820207 | 140.893 | bal_3P_4/0AL_1/0AC(N) | 8105003 | no | no |  |  | no |  |  | 0 | 0 | 0 | 0
oh_line_8105003_200820208 |  | ABCN | node_8105003_200820207 | node_8105003_200820208 | 153.039 | bal_3P_4/0AL_4/0AL(N) | 8105003 | no | no |  |  | no |  |  | 0 | 0 | 0 | 0
oh_line_8105003_200820209 |  | AN | node_8105003_200820208 | node_intto1_8105003_200820209 | 168.612 | bal_1P_1/0AC_4/0AL(N) | 8105003 | no | no |  |  | no |  |  | 0 | 0 | 0 | 0
oh_line_8105003_200820210 |  | AN | node_8105003_200820209 | node_8105003_200820210 | 265.629 | bal_1P_1/0AC_1/0AC(N) | 8105003 | no | no |  |  | no |  |  | 0 | 0 | 0 | 0
oh_line_8105003_200820212 |  | AN | node_8105003_200820210 | node_8105003_200820212 | 246.52 | bal_1P_1/0AC_1/0AC(N) | 8105003 | no | no |  |  | no |  |  | 0 | 0 | 0 | 0
oh_line_8105003_200820213 |  | AN | node_8105003_200820212 | node_8105003_200820213 | 235.11 | bal_1P_1/0AC_1/0AC(N) | 8105003 | no | no |  |  | no |  |  | 0 | 0 | 0 | 0
oh_line_8105003_200820214 |  | ABCN | node_8105003_200820208 | node_8105003_200820214 | 152.414 | bal_3P_4/0AL_4/0AL(N) | 8105003 | no | no |  |  | no |  |  | 0 | 0 | 0 | 0
oh_line_8105003_200820215 |  | ABCN | node_8105003_200820223 | node_intto1_8105003_200820215 | 207.862 | bal_3P_1/0AC_1/0AA(N) | 8105003 | no | no |  |  | no |  |  | 0 | 0 | 0 | 0
oh_line_8105003_200820217 |  | ABCN | node_8105003_200820215 | node_8105003_200820217 | 290.138 | bal_3P_1/0AC_1/0AA(N) | 8105003 | no | no |  |  | no |  |  | 0 | 0 | 0 | 0
oh_line_8105003_200820218 |  | ABCN | node_8105003_200820214 | node_8105003_200820218 | 102.972 | bal_3P_4/0AL_4/0AL(N) | 8105003 | no | no |  |  | no |  |  | 0 | 0 | 0 | 0
oh_line_8105003_200820219 |  | ABCN | node_8105003_200820218 | node_8105003_200820219 | 138.683 | bal_3P_4/0AL_4/0AL(N) | 8105003 | no | no |  |  | no |  |  | 0 | 0 | 0 | 0
oh_line_8105003_200820220 |  | ABCN | node_8105003_200820219 | node_8105003_200820220 | 117.345 | bal_3P_4/0AL_4/0AL(N) | 8105003 | no | no |  |  | no |  |  | 0 | 0 | 0 | 0
oh_line_8105003_200820221 |  | ABCN | node_8105003_200820220 | node_8105003_200820221 | 142.578 | bal_3P_4/0AL_1/0AA(N) | 8105003 | no | no |  |  | no |  |  | 0 | 0 | 0 | 0
oh_line_8105003_200820222 |  | ABCN | node_8105003_200820221 | node_8105003_200820222 | 239.425 | bal_3P_4/0AL_1/0AA(N) | 8105003 | no | no |  |  | no |  |  | 0 | 0 | 0 | 0
oh_line_8105003_200820223 |  | ABCN | node_8105003_200820222 | node_8105003_200820223 | 136.742 | bal_3P_1/0AA_4/0AL(N) | 8105003 | no | no |  |  | no |  |  | 0 | 0 | 0 | 0
oh_line_8105003_200820238 |  | AN | node_8105003_200820239 | node_8105003_200820238 | 300.3 | bal_1P_1/0AC_1/0AC(N) | 8105003 | no | no |  |  | no |  |  | 0 | 0 | 0 | 0
oh_line_8105003_200820239 |  | AN | node_8105003_200820240 | node_8105003_200820239 | 201.922 | bal_1P_1/0AC_1/0AC(N) | 8105003 | no | no |  |  | no |  |  | 0 | 0 | 0 | 0
oh_line_8105003_200820240 |  | AN | node_8105003_200820242 | node_8105003_200820240 | 323.847 | bal_1P_1/0AC_1/0AC(N) | 8105003 | no | no |  |  | no |  |  | 0 | 0 | 0 | 0
oh_line_8105003_200820242 |  | AN | node_8105003_200820244 | node_8105003_200820242 | 293.097 | bal_1P_1/0AC_1/0AC(N) | 8105003 | no | no |  |  | no |  |  | 0 | 0 | 0 | 0
oh_line_8105003_200820244 |  | AN | node_8105003_200820247 | node_8105003_200820244 | 164.742 | bal_1P_1/0AC_1/0AC(N) | 8105003 | no | no |  |  | no |  |  | 0 | 0 | 0 | 0
oh_line_8105003_200820246 |  | AN | node_8105003_200820244 | node_8105003_200820246 | 176.503 | bal_1P_1/0AC_1/0AC(N) | 8105003 | no | no |  |  | no |  |  | 0 | 0 | 0 | 0
oh_line_8105003_200820247 |  | AN | node_8105003_200820248 | node_8105003_200820247 | 162.113 | bal_1P_1/0AC_1/0AC(N) | 8105003 | no | no |  |  | no |  |  | 0 | 0 | 0 | 0
oh_line_8105003_200820248 |  | AN | node_8105003_200820249 | node_8105003_200820248 | 195.035 | bal_1P_1/0AC_1/0AC(N) | 8105003 | no | no |  |  | no |  |  | 0 | 0 | 0 | 0
oh_line_8105003_200820249 |  | AN | node_8105003_200820250 | node_8105003_200820249 | 180.861 | bal_1P_1/0AC_1/0AC(N) | 8105003 | no | no |  |  | no |  |  | 0 | 0 | 0 | 0
oh_line_8105003_200820250 |  | AN | node_8105003_200820223 | node_intto1_8105003_200820250 | 74.701 | bal_1P_1/0AC_1/0AC(N) | 8105003 | no | no |  |  | no |  |  | 0 | 0 | 0 | 0
oh_line_8105003_200820259 |  | ABCN | node_8105003_200986299 | node_8105003_200820259 | 192.618 | bal_3P_477AL_4/0AL(N) | 8105003 | no | no |  |  | no |  |  | 0 | 0 | 0 | 0
oh_line_8105003_200820260 |  | AN | node_8105003_200820259 | node_8105003_200820260 | 119.018 | bal_1P_1/0AC_1/0AC(N) | 8105003 | no | no |  |  | no |  |  | 0 | 0 | 0 | 0
oh_line_8105003_200820261 |  | AN | node_8105003_200820260 | node_intto1_8105003_200820261 | 185.02 | bal_1P_1/0AC_1/0AC(N) | 8105003 | no | no |  |  | no |  |  | 0 | 0 | 0 | 0
oh_line_8105003_200820262 |  | AN | node_8105003_200820261 | node_8105003_200820262 | 173.487 | bal_1P_1/0AC_1/0AC(N) | 8105003 | no | no |  |  | no |  |  | 0 | 0 | 0 | 0
oh_line_8105003_200820316 |  | AN | node_8105003_200820221 | node_intto1_8105003_200820316 | 63.418 | bal_1P_4/0AL_4/0AL(N) | 8105003 | no | no |  |  | no |  |  | 0 | 0 | 0 | 0
oh_line_8105003_200820317 |  | AN | node_8105003_200820316 | node_8105003_200820317 | 128.654 | bal_1P_4/0AL_4/0AL(N) | 8105003 | no | no |  |  | no |  |  | 0 | 0 | 0 | 0
oh_line_8105003_200820318 |  | AN | node_8105003_200820317 | node_8105003_200820318 | 210.535 | bal_1P_4/0AL_4/0AL(N) | 8105003 | no | no |  |  | no |  |  | 0 | 0 | 0 | 0
oh_line_8105003_200820320 |  | AN | node_8105003_200820318 | node_8105003_200820320 | 222.608 | bal_1P_4/0AC_4/0AC(N) | 8105003 | no | no |  |  | no |  |  | 0 | 0 | 0 | 0
oh_line_8105003_200820321 |  | AN | node_8105003_200820318 | node_8105003_200820321 | 89.538 | bal_1P_4/0AL_4/0AL(N) | 8105003 | no | no |  |  | no |  |  | 0 | 0 | 0 | 0
oh_line_8105003_200820322 |  | AN | node_8105003_200820321 | node_8105003_200820322 | 167.374 | bal_1P_4/0AL_4/0AL(N) | 8105003 | no | no |  |  | no |  |  | 0 | 0 | 0 | 0
oh_line_8105003_200820323 |  | AN | node_8105003_200820322 | node_8105003_200820323 | 153.594 | bal_1P_4/0AL_4/0AL(N) | 8105003 | no | no |  |  | no |  |  | 0 | 0 | 0 | 0
oh_line_8105003_200820324 |  | AN | node_8105003_200820323 | node_8105003_200820324 | 130.522 | bal_1P_4/0AL_4/0AL(N) | 8105003 | no | no |  |  | no |  |  | 0 | 0 | 0 | 0
oh_line_8105003_200820325 |  | AN | node_8105003_200820324 | node_8105003_200820325 | 170.37 | bal_1P_4/0AC_4/0AC(N) | 8105003 | no | no |  |  | no |  |  | 0 | 0 | 0 | 0
oh_line_8105003_200820326 |  | AN | node_8105003_200820325 | node_8105003_200820326 | 145.867 | bal_1P_4/0AC_4/0AC(N) | 8105003 | no | no |  |  | no |  |  | 0 | 0 | 0 | 0
oh_line_8105003_200820327 |  | AN | node_8105003_200820326 | node_8105003_200820327 | 223.815 | bal_1P_4/0AC_4/0AC(N) | 8105003 | no | no |  |  | no |  |  | 0 | 0 | 0 | 0
oh_line_8105003_200820329 |  | AN | node_8105003_200820327 | node_8105003_200820329 | 205.73 | bal_1P_4/0AC_4/0AC(N) | 8105003 | no | no |  |  | no |  |  | 0 | 0 | 0 | 0
oh_line_8105003_200820330 |  | AN | node_8105003_200820329 | node_8105003_200820330 | 177.77 | bal_1P_4/0AC_4/0AC(N) | 8105003 | no | no |  |  | no |  |  | 0 | 0 | 0 | 0
oh_line_8105003_200820332 |  | AN | node_8105003_200820323 | node_8105003_200820332 | 255.867 | bal_1P_1/0AC_1/0AC(N) | 8105003 | no | no |  |  | no |  |  | 0 | 0 | 0 | 0
oh_line_8105003_200820333 |  | ABCN | node_8105003_200864545 | node_8105003_200820333 | 157.845 | bal_3P_477AL_4/0AL(N) | 8105003 | no | no |  |  | no |  |  | 0 | 0 | 0 | 0
oh_line_8105003_200820358 |  | AN | node_8105003_200864701 | node_8105003_200820358 | 145.521 | bal_1P_1/0AC_1/0AC(N) | 8105003 | no | no |  |  | no |  |  | 0 | 0 | 0 | 0
oh_line_8105003_200820359 |  | AN | node_8105003_200820358 | node_8105003_200820359 | 158.54 | bal_1P_1/0AC_1/0AC(N) | 8105003 | no | no |  |  | no |  |  | 0 | 0 | 0 | 0
oh_line_8105003_200820377 |  | ABCN | node_8105003_312105198 | node_8105003_200820377 | 265.726 | bal_3P_477AL_4/0AL(N) | 8105003 | no | no |  |  | no |  |  | 0 | 0 | 0 | 0
oh_line_8105003_200820378 |  | ABCN | node_8105003_200820379 | node_8105003_200820378 | 220.657 | bal_3P_477AL_4/0AL(N) | 8105003 | no | no |  |  | no |  |  | 0 | 0 | 0 | 0
oh_line_8105003_200820379 |  | ABCN | node_8105003_200820380 | node_8105003_200820379 | 265.92 | bal_3P_477AL_4/0AL(N) | 8105003 | no | no |  |  | no |  |  | 0 | 0 | 0 | 0
oh_line_8105003_200820380 |  | ABCN | node_8105003_200820381 | node_8105003_200820380 | 241.697 | bal_3P_477AL_4/0AL(N) | 8105003 | no | no |  |  | no |  |  | 0 | 0 | 0 | 0
oh_line_8105003_200820381 |  | ABCN | node_8105003_200820382 | node_8105003_200820381 | 388.601 | bal_3P_477AL_4/0AL(N) | 8105003 | no | no |  |  | no |  |  | 0 | 0 | 0 | 0
oh_line_8105003_200820382 |  | ABCN | node_8105003_200820383 | node_8105003_200820382 | 287.261 | bal_3P_477AL_4/0AL(N) | 8105003 | no | no |  |  | no |  |  | 0 | 0 | 0 | 0
oh_line_8105003_200820383 |  | ABCN | node_8105003_200820384 | node_8105003_200820383 | 325.789 | bal_3P_477AL_4/0AL(N) | 8105003 | no | no |  |  | no |  |  | 0 | 0 | 0 | 0
oh_line_8105003_200820384 |  | ABCN | node_8105003_200820385 | node_8105003_200820384 | 330.915 | bal_3P_477AL_4/0AL(N) | 8105003 | no | no |  |  | no |  |  | 0 | 0 | 0 | 0
oh_line_8105003_200820385 |  | ABCN | node_8105003_200820386 | node_8105003_200820385 | 243.472 | bal_3P_477AL_4/0AL(N) | 8105003 | no | no |  |  | no |  |  | 0 | 0 | 0 | 0
oh_line_8105003_200820386 |  | ABCN | node_8105003_200820387 | node_8105003_200820386 | 319.142 | bal_3P_477AL_4/0AL(N) | 8105003 | no | no |  |  | no |  |  | 0 | 0 | 0 | 0
oh_line_8105003_200820387 |  | ABCN | node_8105003_200820388 | node_8105003_200820387 | 269.647 | bal_3P_477AL_4/0AL(N) | 8105003 | no | no |  |  | no |  |  | 0 | 0 | 0 | 0
oh_line_8105003_200820388 |  | ABCN | node_8105003_200820389 | node_8105003_200820388 | 278.941 | bal_3P_477AL_4/0AL(N) | 8105003 | no | no |  |  | no |  |  | 0 | 0 | 0 | 0
oh_line_8105003_200820389 |  | ABCN | node_8105003_200864545 | node_8105003_200820389 | 351.853 | bal_3P_477AL_4/0AL(N) | 8105003 | no | no |  |  | no |  |  | 0 | 0 | 0 | 0
oh_line_8105003_200820391 |  | ABCN | node_8105003_200820378 | node_8105003_200820391 | 232.605 | bal_3P_1/0AA_1/0AA(N) | 8105003 | no | no |  |  | no |  |  | 0 | 0 | 0 | 0
oh_line_8105003_200820418 |  | AD | node_8105003_200820419 | node_intto1_8105003_200820418 | 203.927 | bal_1P_4ACW | 8105003 | no | no |  |  | no |  |  | 0 | 0 | 0 | 0
oh_line_8105003_200820419 |  | AD | node_8105003_200818672 | node_8105003_200820419 | 248.686 | bal_1P_4ACW | 8105003 | no | no |  |  | no |  |  | 0 | 0 | 0 | 0
oh_line_8105003_200860935 |  | AN | node_8105003_200860942 | node_8105003_200860935 | 169.942 | bal_1P_1/0AC_1/0AC(N) | 8105003 | no | no |  |  | no |  |  | 0 | 0 | 0 | 0
oh_line_8105003_200860942 |  | ABN | node_8105003_200860945 | node_8105003_200860942 | 160.8 | bal_2P_1/0AC_1/0AC(N) | 8105003 | no | no |  |  | no |  |  | 0 | 0 | 0 | 0
oh_line_8105003_200860945 |  | ABN | node_8105003_200864661 | node_8105003_200860945 | 100.338 | bal_2P_1/0AC_1/0AC(N) | 8105003 | no | no |  |  | no |  |  | 0 | 0 | 0 | 0
oh_line_8105003_200860960 |  | AN | node_8105003_200860961 | node_8105003_200860960 | 194.453 | bal_1P_2AC_2AC(N) | 8105003 | no | no |  |  | no |  |  | 0 | 0 | 0 | 0
oh_line_8105003_200860961 |  | AN | node_8105003_200860962 | node_8105003_200860961 | 266.429 | bal_1P_1/0AC_1/0AC(N) | 8105003 | no | no |  |  | no |  |  | 0 | 0 | 0 | 0
oh_line_8105003_200860962 |  | AN | node_8105003_200860963 | node_8105003_200860962 | 283.578 | bal_1P_2AC_2AC(N) | 8105003 | no | no |  |  | no |  |  | 0 | 0 | 0 | 0
oh_line_8105003_200860963 |  | AN | node_8105003_200860964 | node_8105003_200860963 | 266.921 | bal_1P_2AC_2AC(N) | 8105003 | no | no |  |  | no |  |  | 0 | 0 | 0 | 0
oh_line_8105003_200860964 |  | AN | node_8105003_200864456 | node_intto1_8105003_200860964 | 84.694 | bal_1P_1/0AC_1/0AC(N) | 8105003 | no | no |  |  | no |  |  | 0 | 0 | 0 | 0
oh_line_8105003_200860965 |  | AN | node_8105003_200860964 | node_8105003_200860965 | 187.767 | bal_1P_2AC_2AC(N) | 8105003 | no | no |  |  | no |  |  | 0 | 0 | 0 | 0
oh_line_8105003_200860966 |  | AN | node_8105003_200860965 | node_8105003_200860966 | 188.067 | bal_1P_2AC_2AC(N) | 8105003 | no | no |  |  | no |  |  | 0 | 0 | 0 | 0
oh_line_8105003_200860967 |  | AN | node_8105003_200860966 | node_8105003_200860967 | 198.143 | bal_1P_2AC_2AC(N) | 8105003 | no | no |  |  | no |  |  | 0 | 0 | 0 | 0
oh_line_8105003_200860969 |  | AN | node_8105003_200860967 | node_8105003_200860969 | 250.616 | bal_1P_2AC_2AC(N) | 8105003 | no | no |  |  | no |  |  | 0 | 0 | 0 | 0
oh_line_8105003_200860970 |  | AN | node_8105003_200860969 | node_8105003_200860970 | 299.837 | bal_1P_2AC_2AC(N) | 8105003 | no | no |  |  | no |  |  | 0 | 0 | 0 | 0
oh_line_8105003_200860971 |  | AN | node_8105003_200860970 | node_8105003_200860971 | 236.802 | bal_1P_2AC_2AC(N) | 8105003 | no | no |  |  | no |  |  | 0 | 0 | 0 | 0
oh_line_8105003_200860972 |  | AN | node_8105003_200860971 | node_8105003_200860972 | 168.556 | bal_1P_2AC_2AC(N) | 8105003 | no | no |  |  | no |  |  | 0 | 0 | 0 | 0
oh_line_8105003_200860974 |  | AN | node_8105003_200860972 | node_8105003_200860974 | 136.368 | bal_1P_2AC_2AC(N) | 8105003 | no | no |  |  | no |  |  | 0 | 0 | 0 | 0
oh_line_8105003_200860975 |  | AN | node_8105003_200860974 | node_8105003_200860975 | 196.182 | bal_1P_2AC_2AC(N) | 8105003 | no | no |  |  | no |  |  | 0 | 0 | 0 | 0
oh_line_8105003_200860976 |  | AN | node_8105003_200860975 | node_8105003_200860976 | 153.365 | bal_1P_2AC_2AC(N) | 8105003 | no | no |  |  | no |  |  | 0 | 0 | 0 | 0
oh_line_8105003_200860978 |  | AN | node_8105003_200860976 | node_8105003_200860978 | 294.471 | bal_1P_2AC_2AC(N) | 8105003 | no | no |  |  | no |  |  | 0 | 0 | 0 | 0
oh_line_8105003_200860979 |  | AN | node_8105003_200860978 | node_8105003_200860979 | 295.242 | bal_1P_2AC_2AC(N) | 8105003 | no | no |  |  | no |  |  | 0 | 0 | 0 | 0
oh_line_8105003_200860980 |  | AN | node_8105003_200860979 | node_8105003_200860980 | 270.553 | bal_1P_2AC_2AC(N) | 8105003 | no | no |  |  | no |  |  | 0 | 0 | 0 | 0
oh_line_8105003_200861550 |  | AN | node_8105003_200819777 | node_8105003_200861550 | 363.222 | bal_1P_1/0AC_1/0AC(N) | 8105003 | no | no |  |  | no |  |  | 0 | 0 | 0 | 0
oh_line_8105003_200862828 |  | AN | node_8105003_200860972 | node_intto1_8105003_200862828 | 151.279 | bal_1P_2AC_2AC(N) | 8105003 | no | no |  |  | no |  |  | 0 | 0 | 0 | 0
oh_line_8105003_200862829 |  | AN | node_8105003_200986300 | node_8105003_200862829 | 174.788 | bal_1P_2AC_2AC(N) | 8105003 | no | no |  |  | no |  |  | 0 | 0 | 0 | 0
oh_line_8105003_200862831 |  | AN | node_8105003_200862828 | node_8105003_200862831 | 148.944 | bal_1P_2AC_2AC(N) | 8105003 | no | no |  |  | no |  |  | 0 | 0 | 0 | 0
oh_line_8105003_200862832 |  | AN | node_8105003_200862831 | node_8105003_200862832 | 188.242 | bal_1P_2AC_2AC(N) | 8105003 | no | no |  |  | no |  |  | 0 | 0 | 0 | 0
oh_line_8105003_200862833 |  | AN | node_8105003_200862832 | node_8105003_200862833 | 133.775 | bal_1P_2AC_2AC(N) | 8105003 | no | no |  |  | no |  |  | 0 | 0 | 0 | 0
oh_line_8105003_200862835 |  | AN | node_8105003_200862833 | node_8105003_200862835 | 178.426 | bal_1P_2AC_2AC(N) | 8105003 | no | no |  |  | no |  |  | 0 | 0 | 0 | 0
oh_line_8105003_200862836 |  | AN | node_8105003_200862835 | node_8105003_200862836 | 205.283 | bal_1P_2AC_2AC(N) | 8105003 | no | no |  |  | no |  |  | 0 | 0 | 0 | 0
oh_line_8105003_200862837 |  | AN | node_8105003_200862836 | node_8105003_200862837 | 146.317 | bal_1P_2AC_2AC(N) | 8105003 | no | no |  |  | no |  |  | 0 | 0 | 0 | 0
oh_line_8105003_200862838 |  | AN | node_8105003_200862837 | node_8105003_200862838 | 179.221 | bal_1P_2AC_2AC(N) | 8105003 | no | no |  |  | no |  |  | 0 | 0 | 0 | 0
oh_line_8105003_200862890 |  | AD | node_8105003_200866487 | node_8105003_200862890 | 82.714 | bal_1P_1/0AA | 8105003 | no | no |  |  | no |  |  | 0 | 0 | 0 | 0
oh_line_8105003_200862891 |  | AD | node_8105003_200862890 | node_8105003_200862891 | 219.859 | bal_1P_1/0AA | 8105003 | no | no |  |  | no |  |  | 0 | 0 | 0 | 0
oh_line_8105003_200862892 |  | AD | node_8105003_200862891 | node_8105003_200862892 | 224.644 | bal_1P_1/0AA | 8105003 | no | no |  |  | no |  |  | 0 | 0 | 0 | 0
oh_line_8105003_200862893 |  | AD | node_8105003_200862892 | node_8105003_200862893 | 114.993 | bal_1P_1/0AA | 8105003 | no | no |  |  | no |  |  | 0 | 0 | 0 | 0
oh_line_8105003_200862895 |  | AD | node_8105003_200862893 | node_8105003_200862895 | 247.807 | bal_1P_1/0AA | 8105003 | no | no |  |  | no |  |  | 0 | 0 | 0 | 0
oh_line_8105003_200863288 |  | ABCN | node_8105003_200863299 | node_intto1_8105003_200863288 | 220.098 | bal_3P_4/0AC_4/0AC(N) | 8105003 | no | no |  |  | no |  |  | 0 | 0 | 0 | 0
oh_line_8105003_200863289 |  | ABCN | node_8105003_200863308 | node_8105003_200863289 | 97.186 | bal_3P_477AL_4/0AL(N) | 8105003 | no | no |  |  | no |  |  | 0 | 0 | 0 | 0
oh_line_8105003_200863290 |  | ABCN | node_8105003_200863291 | node_8105003_200863290 | 137.035 | bal_3P_477AL_4/0AL(N) | 8105003 | no | no |  |  | no |  |  | 0 | 0 | 0 | 0
oh_line_8105003_200863291 |  | ABCN | node_8105003_200863293 | node_8105003_200863291 | 133.025 | bal_3P_477AL_4/0AL(N) | 8105003 | no | no |  |  | no |  |  | 0 | 0 | 0 | 0
oh_line_8105003_200863293 |  | ABCN | node_8105003_200863297 | node_8105003_200863293 | 222.023 | bal_3P_477AL_4/0AL(N) | 8105003 | no | no |  |  | no |  |  | 0 | 0 | 0 | 0
oh_line_8105003_200863294 |  | AN | node_8105003_200863293 | node_8105003_200863294 | 144.949 | bal_1P_1/0AC_1/0AC(N) | 8105003 | no | no |  |  | no |  |  | 0 | 0 | 0 | 0
oh_line_8105003_200863295 |  | AN | node_8105003_200863294 | node_8105003_200863295 | 88.883 | bal_1P_1/0AC_1/0AC(N) | 8105003 | no | no |  |  | no |  |  | 0 | 0 | 0 | 0
oh_line_8105003_200863296 |  | AN | node_8105003_200863295 | node_8105003_200863296 | 181.605 | bal_1P_1/0AC_1/0AC(N) | 8105003 | no | no |  |  | no |  |  | 0 | 0 | 0 | 0
oh_line_8105003_200863297 |  | ABCN | node_8105003_200863299 | node_8105003_200863297 | 206.485 | bal_3P_477AL_4/0AL(N) | 8105003 | no | no |  |  | no |  |  | 0 | 0 | 0 | 0
oh_line_8105003_200863299 |  | ABCN | node_8105003_200863300 | node_8105003_200863299 | 197.734 | bal_3P_477AL_4/0AL(N) | 8105003 | no | no |  |  | no |  |  | 0 | 0 | 0 | 0
oh_line_8105003_200863300 |  | ABCN | node_8105003_200863303 | node_8105003_200863300 | 204.229 | bal_3P_477AL_4/0AL(N) | 8105003 | no | no |  |  | no |  |  | 0 | 0 | 0 | 0
oh_line_8105003_200863301 |  | AN | node_8105003_200863300 | node_8105003_200863301 | 142.215 | bal_1P_1/0AC_1/0AC(N) | 8105003 | no | no |  |  | no |  |  | 0 | 0 | 0 | 0
oh_line_8105003_200863303 |  | ABCN | node_8105003_200863304 | node_8105003_200863303 | 197.991 | bal_3P_477AL_4/0AL(N) | 8105003 | no | no |  |  | no |  |  | 0 | 0 | 0 | 0
oh_line_8105003_200863304 |  | ABCN | node_8105003_200863305 | node_8105003_200863304 | 212.215 | bal_3P_477AL_4/0AL(N) | 8105003 | no | no |  |  | no |  |  | 0 | 0 | 0 | 0
oh_line_8105003_200863305 |  | ABCN | node_8105003_200863307 | node_8105003_200863305 | 239.023 | bal_3P_477AL_4/0AL(N) | 8105003 | no | no |  |  | no |  |  | 0 | 0 | 0 | 0
oh_line_8105003_200863306 |  | ABCN | node_8105003_200863305 | node_8105003_200863306 | 62.701 | bal_3P_1/0AC_1/0AC(N) | 8105003 | no | no |  |  | no |  |  | 0 | 0 | 0 | 0
oh_line_8105003_200863307 |  | ABCN | node_8105003_200863309 | node_8105003_200863307 | 193.872 | bal_3P_477AL_4/0AL(N) | 8105003 | no | no |  |  | no |  |  | 0 | 0 | 0 | 0
oh_line_8105003_200863308 |  | ABCN | node_8105003_200863326 | node_intto1_8105003_200863308 | 223.674 | bal_3P_477AL_4/0AL(N) | 8105003 | no | no |  |  | no |  |  | 0 | 0 | 0 | 0
oh_line_8105003_200863309 |  | ABCN | node_8105003_200863310 | node_8105003_200863309 | 236.137 | bal_3P_477AL_4/0AL(N) | 8105003 | no | no |  |  | no |  |  | 0 | 0 | 0 | 0
oh_line_8105003_200863310 |  | ABCN | node_8105003_200863311 | node_8105003_200863310 | 224.977 | bal_3P_477AL_4/0AL(N) | 8105003 | no | no |  |  | no |  |  | 0 | 0 | 0 | 0
oh_line_8105003_200863311 |  | ABCN | node_8105003_200863312 | node_8105003_200863311 | 209.674 | bal_3P_477AL_4/0AL(N) | 8105003 | no | no |  |  | no |  |  | 0 | 0 | 0 | 0
oh_line_8105003_200863312 |  | ABCN | node_8105003_200863314 | node_8105003_200863312 | 212.977 | bal_3P_477AL_4/0AL(N) | 8105003 | no | no |  |  | no |  |  | 0 | 0 | 0 | 0
oh_line_8105003_200863314 |  | ABCN | node_8105003_200863316 | node_8105003_200863314 | 220.912 | bal_3P_477AL_4/0AL(N) | 8105003 | no | no |  |  | no |  |  | 0 | 0 | 0 | 0
oh_line_8105003_200863316 |  | ABCN | node_8105003_200863320 | node_intto1_8105003_200863316 | 215.824 | bal_3P_477AL_4/0AL(N) | 8105003 | no | no |  |  | no |  |  | 0 | 0 | 0 | 0
oh_line_8105003_200863317 |  | AN | node_8105003_200863316 | node_8105003_200863317 | 176.272 | bal_1P_1/0AC_1/0AC(N) | 8105003 | no | no |  |  | no |  |  | 0 | 0 | 0 | 0
oh_line_8105003_200863318 |  | AN | node_8105003_200863317 | node_8105003_200863318 | 135.152 | bal_1P_1/0AC_1/0AC(N) | 8105003 | no | no |  |  | no |  |  | 0 | 0 | 0 | 0
oh_line_8105003_200863319 |  | AN | node_8105003_200863318 | node_8105003_200863319 | 196.978 | bal_1P_1/0AC_1/0AC(N) | 8105003 | no | no |  |  | no |  |  | 0 | 0 | 0 | 0
oh_line_8105003_200863320 |  | ABCN | node_8105003_200863322 | node_8105003_200863320 | 183.2 | bal_3P_477AL_4/0AL(N) | 8105003 | no | no |  |  | no |  |  | 0 | 0 | 0 | 0
oh_line_8105003_200863321 |  | AN | node_8105003_200863320 | node_8105003_200863321 | 50.794 | bal_1P_1/0AC_1/0AC(N) | 8105003 | no | no |  |  | no |  |  | 0 | 0 | 0 | 0
oh_line_8105003_200863322 |  | ABCN | node_8105003_200863324 | node_8105003_200863322 | 198.903 | bal_3P_477AL_4/0AL(N) | 8105003 | no | no |  |  | no |  |  | 0 | 0 | 0 | 0
oh_line_8105003_200863323 |  | AN | node_8105003_200863322 | node_intto1_8105003_200863323 | 150.694 | bal_1P_1/0AC_1/0AC(N) | 8105003 | no | no |  |  | no |  |  | 0 | 0 | 0 | 0
oh_line_8105003_200863324 |  | ABCN | node_8105003_200863325 | node_8105003_200863324 | 155.239 | bal_3P_477AL_4/0AL(N) | 8105003 | no | no |  |  | no |  |  | 0 | 0 | 0 | 0
oh_line_8105003_200863325 |  | ABCN | node_8105003_200863327 | node_8105003_200863325 | 147.46 | bal_3P_477AL_4/0AL(N) | 8105003 | no | no |  |  | no |  |  | 0 | 0 | 0 | 0
oh_line_8105003_200863326 |  | ABCN | node_8105003_200863338 | node_8105003_200863326 | 144.724 | bal_3P_477AL_4/0AL(N) | 8105003 | no | no |  |  | no |  |  | 0 | 0 | 0 | 0
oh_line_8105003_200863327 |  | ABCN | node_8105003_200863328 | node_intto1_8105003_200863327 | 157.782 | bal_3P_477AL_4/0AL(N) | 8105003 | no | no |  |  | no |  |  | 0 | 0 | 0 | 0
oh_line_8105003_200863328 |  | ABCN | node_8105003_200863329 | node_8105003_200863328 | 135.608 | bal_3P_477AL_4/0AL(N) | 8105003 | no | no |  |  | no |  |  | 0 | 0 | 0 | 0
oh_line_8105003_200863329 |  | ABCN | node_8105003_200863330 | node_8105003_200863329 | 156.006 | bal_3P_477AL_4/0AL(N) | 8105003 | no | no |  |  | no |  |  | 0 | 0 | 0 | 0
oh_line_8105003_200863330 |  | ABCN | node_8105003_200863331 | node_8105003_200863330 | 151.583 | bal_3P_477AL_4/0AL(N) | 8105003 | no | no |  |  | no |  |  | 0 | 0 | 0 | 0
oh_line_8105003_200863331 |  | ABCN | node_8105003_200863332 | node_8105003_200863331 | 149.231 | bal_3P_477AL_4/0AL(N) | 8105003 | no | no |  |  | no |  |  | 0 | 0 | 0 | 0
oh_line_8105003_200863332 |  | ABCN | node_8105003_200863334 | node_8105003_200863332 | 152.173 | bal_3P_477AL_4/0AL(N) | 8105003 | no | no |  |  | no |  |  | 0 | 0 | 0 | 0
oh_line_8105003_200863334 |  | ABCN | node_8105003_200863335 | node_8105003_200863334 | 150.556 | bal_3P_477AL_4/0AL(N) | 8105003 | no | no |  |  | no |  |  | 0 | 0 | 0 | 0
oh_line_8105003_200863335 |  | ABCN | node_8105003_200863336 | node_8105003_200863335 | 155.504 | bal_3P_477AL_4/0AL(N) | 8105003 | no | no |  |  | no |  |  | 0 | 0 | 0 | 0
oh_line_8105003_200863336 |  | ABCN | node_8105003_200863337 | node_8105003_200863336 | 165.551 | bal_3P_477AL_4/0AL(N) | 8105003 | no | no |  |  | no |  |  | 0 | 0 | 0 | 0
oh_line_8105003_200863337 |  | ABCN | node_8105003_200863339 | node_8105003_200863337 | 160.78 | bal_3P_477AL_4/0AL(N) | 8105003 | no | no |  |  | no |  |  | 0 | 0 | 0 | 0
oh_line_8105003_200863338-1 |  | ABCN | node_8105003_200863347 | node_1379378_062_15290931_461 | 4.259 | bal_3P_477AL_4/0AL(N) | 8105003 | no | no |  |  | no |  |  | 0 | 0 | 0 | 0
oh_line_8105003_200863338-2 |  | ABCN | node_1379378_062_15290931_461 | node_8105003_200863338 | 158.348 | bal_3P_477AL_4/0AL(N) | 8105003 | no | no |  |  | no |  |  | 0 | 0 | 0 | 0
oh_line_8105003_200863339 |  | ABCN | node_8105003_200863340 | node_8105003_200863339 | 139.761 | bal_3P_477AL_4/0AL(N) | 8105003 | no | no |  |  | no |  |  | 0 | 0 | 0 | 0
oh_line_8105003_200863340 |  | ABCN | node_8105003_200863341 | node_8105003_200863340 | 145.871 | bal_3P_477AL_4/0AL(N) | 8105003 | no | no |  |  | no |  |  | 0 | 0 | 0 | 0
oh_line_8105003_200863341 |  | ABCN | node_8105003_200863342 | node_8105003_200863341 | 149.822 | bal_3P_477AL_4/0AL(N) | 8105003 | no | no |  |  | no |  |  | 0 | 0 | 0 | 0
oh_line_8105003_200863342 |  | ABCN | node_8105003_200863343 | node_8105003_200863342 | 163.216 | bal_3P_477AL_4/0AL(N) | 8105003 | no | no |  |  | no |  |  | 0 | 0 | 0 | 0
oh_line_8105003_200863343 |  | ABCN | node_8105003_200863344 | node_8105003_200863343 | 152.502 | bal_3P_477AL_4/0AL(N) | 8105003 | no | no |  |  | no |  |  | 0 | 0 | 0 | 0
oh_line_8105003_200863344 |  | ABCN | node_8105003_200863345 | node_8105003_200863344 | 160.727 | bal_3P_477AL_4/0AL(N) | 8105003 | no | no |  |  | no |  |  | 0 | 0 | 0 | 0
oh_line_8105003_200863345 |  | ABCN | node_8105003_200863346 | node_8105003_200863345 | 156.649 | bal_3P_477AL_4/0AL(N) | 8105003 | no | no |  |  | no |  |  | 0 | 0 | 0 | 0
oh_line_8105003_200863346 |  | ABCN | node_8105003_200864456 | node_8105003_200863346 | 104.538 | bal_3P_477AL_4/0AL(N) | 8105003 | no | no |  |  | no |  |  | 0 | 0 | 0 | 0
oh_line_8105003_200863347 |  | ABCN | node_8105003_200863348 | node_intto1_8105003_200863347 | 183.783 | bal_3P_477AL_4/0AL(N) | 8105003 | no | no |  |  | no |  |  | 0 | 0 | 0 | 0
oh_line_8105003_200863348 |  | ABCN | node_8105003_200863349 | node_8105003_200863348 | 137.939 | bal_3P_477AL_4/0AL(N) | 8105003 | no | no |  |  | no |  |  | 0 | 0 | 0 | 0
oh_line_8105003_200863349 |  | ABCN | node_8105003_200863350 | node_8105003_200863349 | 148.675 | bal_3P_477AL_4/0AL(N) | 8105003 | no | no |  |  | no |  |  | 0 | 0 | 0 | 0
oh_line_8105003_200863350 |  | ABCN | node_8105003_200863351 | node_8105003_200863350 | 180.364 | bal_3P_477AL_4/0AL(N) | 8105003 | no | no |  |  | no |  |  | 0 | 0 | 0 | 0
oh_line_8105003_200863351 |  | ABCN | node_8105003_200863352 | node_8105003_200863351 | 206.71 | bal_3P_477AL_4/0AL(N) | 8105003 | no | no |  |  | no |  |  | 0 | 0 | 0 | 0
oh_line_8105003_200863352 |  | ABCN | node_8105003_200863290 | node_8105003_200863352 | 189.505 | bal_3P_477AL_4/0AL(N) | 8105003 | no | no |  |  | no |  |  | 0 | 0 | 0 | 0
oh_line_8105003_200863353 |  | ABCN | node_8105003_200863322 | node_8105003_200863353 | 185.585 | bal_3P_477AL_4/0AA(N) | 8105003 | no | no |  |  | no |  |  | 0 | 0 | 0 | 0
oh_line_8105003_200863354-1 |  | ABCN | node_220411237 | node_8105003_200863354 | 129.808 | bal_3P_477AL_4/0AA(N) | 8105003 | no | no |  |  | no |  |  | 0 | 0 | 0 | 0
oh_line_8105003_200863354-2 |  | ABCN | node_312002046 | node_intto1_220411237 | 8.154 | bal_3P_477AL_4/0AA(N) | 8105003 | no | no |  |  | no |  |  | 0 | 0 | 0 | 0
oh_line_8105003_200863354-3 |  | ABCN | node_8105003_200863353 | node_intto1_312002046 | 9.724 | bal_3P_477AL_4/0AA(N) | 8105003 | no | no |  |  | no |  |  | 0 | 0 | 0 | 0
oh_line_8105003_200863355 |  | ABCN | node_8105003_200863354 | node_8105003_200863355 | 156.264 | bal_3P_477AL_4/0AL(N) | 8105003 | no | no |  |  | no |  |  | 0 | 0 | 0 | 0
oh_line_8105003_200863356 |  | ABCN | node_8105003_200863355 | node_8105003_200863356 | 153.001 | bal_3P_477AL_4/0AL(N) | 8105003 | no | no |  |  | no |  |  | 0 | 0 | 0 | 0
oh_line_8105003_200863357 |  | ABCN | node_8105003_200863356 | node_8105003_200863357 | 189.15 | bal_3P_477AL_4/0AL(N) | 8105003 | no | no |  |  | no |  |  | 0 | 0 | 0 | 0
oh_line_8105003_200863358 |  | ABCN | node_8105003_200863357 | node_8105003_200863358 | 147.908 | bal_3P_477AL_4/0AL(N) | 8105003 | no | no |  |  | no |  |  | 0 | 0 | 0 | 0
oh_line_8105003_200863359-1 |  | ABCN | node_1381381_452_15286744_811 | node_8105003_200863359 | 4.974 | bal_3P_477AL_4/0AL(N) | 8105003 | no | no |  |  | no |  |  | 0 | 0 | 0 | 0
oh_line_8105003_200863359-2 |  | ABCN | node_8105003_200863358 | node_1381381_452_15286744_811 | 130.659 | bal_3P_477AL_4/0AL(N) | 8105003 | no | no |  |  | no |  |  | 0 | 0 | 0 | 0
oh_line_8105003_200863360 |  | AN | node_8105003_200863354 | node_8105003_200863360 | 164.913 | bal_1P_1/0AC_1/0AC(N) | 8105003 | no | no |  |  | no |  |  | 0 | 0 | 0 | 0
oh_line_8105003_200863361 |  | AN | node_8105003_200863360 | node_8105003_200863361 | 152.144 | bal_1P_1/0AC_1/0AC(N) | 8105003 | no | no |  |  | no |  |  | 0 | 0 | 0 | 0
oh_line_8105003_200863362 |  | AN | node_8105003_200863361 | node_8105003_200863362 | 150.617 | bal_1P_1/0AC_1/0AC(N) | 8105003 | no | no |  |  | no |  |  | 0 | 0 | 0 | 0
oh_line_8105003_200863377 |  | AN | node_8105003_200863356 | node_intto1_8105003_200863377 | 195.76 | bal_1P_1/0AC_1/0AC(N) | 8105003 | no | no |  |  | no |  |  | 0 | 0 | 0 | 0
oh_line_8105003_200863378 |  | AN | node_8105003_200863377 | node_8105003_200863378 | 189.875 | bal_1P_1/0AC_1/0AC(N) | 8105003 | no | no |  |  | no |  |  | 0 | 0 | 0 | 0
oh_line_8105003_200863379 |  | AN | node_8105003_200863378 | node_8105003_200863379 | 180.891 | bal_1P_1/0AC_1/0AC(N) | 8105003 | no | no |  |  | no |  |  | 0 | 0 | 0 | 0
oh_line_8105003_200863380 |  | AN | node_8105003_200863379 | node_8105003_200863380 | 131.238 | bal_1P_1/0AC_1/0AC(N) | 8105003 | no | no |  |  | no |  |  | 0 | 0 | 0 | 0
oh_line_8105003_200863381 |  | AN | node_8105003_200863380 | node_8105003_200863381 | 148.916 | bal_1P_1/0AC_1/0AC(N) | 8105003 | no | no |  |  | no |  |  | 0 | 0 | 0 | 0
oh_line_8105003_200863382 |  | AN | node_8105003_200863381 | node_8105003_200863382 | 150.632 | bal_1P_1/0AC_1/0AC(N) | 8105003 | no | no |  |  | no |  |  | 0 | 0 | 0 | 0
oh_line_8105003_200863384 |  | AN | node_8105003_200863380 | node_8105003_200863384 | 171.827 | bal_1P_1/0AC_1/0AC(N) | 8105003 | no | no |  |  | no |  |  | 0 | 0 | 0 | 0
oh_line_8105003_200863443 |  | AN | node_8105003_200863358 | node_intto1_8105003_200863443 | 154.069 | bal_1P_1/0AC_1/0AC(N) | 8105003 | no | no |  |  | no |  |  | 0 | 0 | 0 | 0
oh_line_8105003_200863444 |  | AN | node_8105003_200863443 | node_8105003_200863444 | 167.796 | bal_1P_1/0AC_1/0AC(N) | 8105003 | no | no |  |  | no |  |  | 0 | 0 | 0 | 0
oh_line_8105003_200863445 |  | AN | node_8105003_200863444 | node_8105003_200863445 | 164.375 | bal_1P_1/0AC_1/0AC(N) | 8105003 | no | no |  |  | no |  |  | 0 | 0 | 0 | 0
oh_line_8105003_200863446 |  | AN | node_8105003_200863445 | node_8105003_200863446 | 188.482 | bal_1P_1/0AC_1/0AC(N) | 8105003 | no | no |  |  | no |  |  | 0 | 0 | 0 | 0
oh_line_8105003_200863447 |  | AN | node_8105003_200863446 | node_8105003_200863447 | 179.354 | bal_1P_1/0AC_1/0AC(N) | 8105003 | no | no |  |  | no |  |  | 0 | 0 | 0 | 0
oh_line_8105003_200863448 |  | AN | node_8105003_200863447 | node_8105003_200863448 | 150.199 | bal_1P_1/0AC_1/0AC(N) | 8105003 | no | no |  |  | no |  |  | 0 | 0 | 0 | 0
oh_line_8105003_200863501 |  | ABCN | node_8105003_200863359 | node_intto1_8105003_200863501 | 164.134 | bal_3P_477AL_4/0AL(N) | 8105003 | no | no |  |  | no |  |  | 0 | 0 | 0 | 0
oh_line_8105003_200863502 |  | ABCN | node_8105003_200950929 | node_8105003_200863502 | 139.574 | bal_3P_477AL_4/0AL(N) | 8105003 | no | no |  |  | no |  |  | 0 | 0 | 0 | 0
oh_line_8105003_200863503 |  | ABCN | node_8105003_200863502 | node_8105003_200863503 | 140.178 | bal_3P_477AL_4/0AL(N) | 8105003 | no | no |  |  | no |  |  | 0 | 0 | 0 | 0
oh_line_8105003_200863504 |  | ABCN | node_8105003_200863503 | node_8105003_200863504 | 148.282 | bal_3P_477AL_4/0AL(N) | 8105003 | no | no |  |  | no |  |  | 0 | 0 | 0 | 0
oh_line_8105003_200863505 |  | ABCN | node_8105003_200863504 | node_8105003_200863505 | 145.071 | bal_3P_477AL_4/0AL(N) | 8105003 | no | no |  |  | no |  |  | 0 | 0 | 0 | 0
oh_line_8105003_200863506 |  | ABCN | node_8105003_200863505 | node_8105003_200863506 | 177.845 | bal_3P_477AL_4/0AL(N) | 8105003 | no | no |  |  | no |  |  | 0 | 0 | 0 | 0
oh_line_8105003_200863507 |  | AN | node_8105003_200863506 | node_8105003_200863507 | 59.115 | bal_1P_1/0AC_1/0AC(N) | 8105003 | no | no |  |  | no |  |  | 0 | 0 | 0 | 0
oh_line_8105003_200863508 |  | AN | node_8105003_200863507 | node_8105003_200863508 | 250.628 | bal_1P_1/0AC_1/0AC(N) | 8105003 | no | no |  |  | no |  |  | 0 | 0 | 0 | 0
oh_line_8105003_200863509 |  | AN | node_8105003_200863508 | node_8105003_200863509 | 158.573 | bal_1P_1/0AC_1/0AC(N) | 8105003 | no | no |  |  | no |  |  | 0 | 0 | 0 | 0
oh_line_8105003_200863510 |  | ABCN | node_8105003_200863506 | node_8105003_200863510 | 174.451 | bal_3P_477AL_4/0AL(N) | 8105003 | no | no |  |  | no |  |  | 0 | 0 | 0 | 0
oh_line_8105003_200863513 |  | ABCN | node_8105003_200863501 | node_8105003_200863513 | 200.505 | bal_3P_477AL_4/0AL(N) | 8105003 | no | no |  |  | no |  |  | 0 | 0 | 0 | 0
oh_line_8105003_200863514 |  | ABCN | node_8105003_200863513 | node_8105003_200863514 | 149.145 | bal_3P_477AL_4/0AL(N) | 8105003 | no | no |  |  | no |  |  | 0 | 0 | 0 | 0
oh_line_8105003_200863515 |  | ABCN | node_8105003_200863514 | node_8105003_200863515 | 148.806 | bal_3P_477AL_4/0AA(N) | 8105003 | no | no |  |  | no |  |  | 0 | 0 | 0 | 0
oh_line_8105003_200863516 |  | ABCN | node_8105003_200863515 | node_8105003_200863516 | 149.598 | bal_3P_477AL_4/0AL(N) | 8105003 | no | no |  |  | no |  |  | 0 | 0 | 0 | 0
oh_line_8105003_200863517 |  | ABCN | node_8105003_200863516 | node_8105003_200863517 | 152.18 | bal_3P_477AL_4/0AL(N) | 8105003 | no | no |  |  | no |  |  | 0 | 0 | 0 | 0
oh_line_8105003_200863518 |  | ABCN | node_8105003_200863517 | node_8105003_200863518 | 146.977 | bal_3P_477AL_4/0AL(N) | 8105003 | no | no |  |  | no |  |  | 0 | 0 | 0 | 0
oh_line_8105003_200863519 |  | ABCN | node_8105003_200863518 | node_8105003_200863519 | 166.623 | bal_3P_477AL_4/0AL(N) | 8105003 | no | no |  |  | no |  |  | 0 | 0 | 0 | 0
oh_line_8105003_200863534 |  | AN | node_8105003_200863503 | node_intto1_8105003_200863534 | 183.391 | bal_1P_1/0AC_1/0AC(N) | 8105003 | no | no |  |  | no |  |  | 0 | 0 | 0 | 0
oh_line_8105003_200863535 |  | AN | node_8105003_200863534 | node_8105003_200863535 | 169.381 | bal_1P_1/0AC_1/0AC(N) | 8105003 | no | no |  |  | no |  |  | 0 | 0 | 0 | 0
oh_line_8105003_200863536 |  | AN | node_8105003_200863535 | node_8105003_200863536 | 147.186 | bal_1P_1/0AC_1/0AC(N) | 8105003 | no | no |  |  | no |  |  | 0 | 0 | 0 | 0
oh_line_8105003_200863537 |  | AN | node_8105003_200863536 | node_8105003_200863537 | 144.558 | bal_1P_1/0AC_1/0AC(N) | 8105003 | no | no |  |  | no |  |  | 0 | 0 | 0 | 0
oh_line_8105003_200863538 |  | AN | node_8105003_200863537 | node_8105003_200863538 | 151.969 | bal_1P_1/0AC_1/0AC(N) | 8105003 | no | no |  |  | no |  |  | 0 | 0 | 0 | 0
oh_line_8105003_200863539 |  | AN | node_8105003_200863538 | node_8105003_200863539 | 147.935 | bal_1P_1/0AC_1/0AC(N) | 8105003 | no | no |  |  | no |  |  | 0 | 0 | 0 | 0
oh_line_8105003_200863540 |  | AN | node_8105003_200863539 | node_8105003_200863540 | 145.932 | bal_1P_1/0AC_1/0AC(N) | 8105003 | no | no |  |  | no |  |  | 0 | 0 | 0 | 0
oh_line_8105003_200863555 |  | ABCN | node_8105003_200863558 | node_8105003_200863555 | 178.404 | bal_3P_477AL_4/0AL(N) | 8105003 | no | no |  |  | no |  |  | 0 | 0 | 0 | 0
oh_line_8105003_200863556 |  | ABCN | node_8105003_200863555 | node_8105003_200863556 | 29.284 | bal_3P_1/0AA_1/0AA(N) | 8105003 | no | no |  |  | no |  |  | 0 | 0 | 0 | 0
oh_line_8105003_200863558 |  | ABCN | node_8105003_200863559 | node_8105003_200863558 | 136.778 | bal_3P_1/0AC_1/0AC(N) | 8105003 | no | no |  |  | no |  |  | 0 | 0 | 0 | 0
oh_line_8105003_200863559 |  | ABCN | node_8105003_200863560 | node_8105003_200863559 | 139.361 | bal_3P_1/0AC_1/0AC(N) | 8105003 | no | no |  |  | no |  |  | 0 | 0 | 0 | 0
oh_line_8105003_200863560 |  | ABCN | node_8105003_200864658 | node_8105003_200863560 | 135.505 | bal_3P_1/0AC_1/0AC(N) | 8105003 | no | no |  |  | no |  |  | 0 | 0 | 0 | 0
oh_line_8105003_200863578 |  | ABCN | node_8105003_201036800 | node_8105003_200863578 | 74.17 | bal_3P_477AL_4/0AA(N) | 8105003 | no | no |  |  | no |  |  | 0 | 0 | 0 | 0
oh_line_8105003_200863579 |  | ABCN | node_8105003_200863578 | node_8105003_200863579 | 37.596 | bal_3P_1/0AA_1/0AA(N) | 8105003 | no | no |  |  | no |  |  | 0 | 0 | 0 | 0
oh_line_8105003_200863580 |  | ABCN | node_8105003_200863555 | node_8105003_200863580 | 195.735 | bal_3P_477AL_4/0AA(N) | 8105003 | no | no |  |  | no |  |  | 0 | 0 | 0 | 0
oh_line_8105003_200863627 |  | AN | node_8105003_200863384 | node_8105003_200863627 | 152.91 | bal_1P_1/0AC_1/0AC(N) | 8105003 | no | no |  |  | no |  |  | 0 | 0 | 0 | 0
oh_line_8105003_200863631 |  | AN | node_8105003_200863627 | node_8105003_200863631 | 158.03 | bal_1P_1/0AC_1/0AC(N) | 8105003 | no | no |  |  | no |  |  | 0 | 0 | 0 | 0
oh_line_8105003_200863632 |  | AN | node_8105003_200863631 | node_8105003_200863632 | 186.194 | bal_1P_1/0AC_1/0AC(N) | 8105003 | no | no |  |  | no |  |  | 0 | 0 | 0 | 0
oh_line_8105003_200863633 |  | AN | node_8105003_200863632 | node_8105003_200863633 | 153.94 | bal_1P_1/0AC_1/0AC(N) | 8105003 | no | no |  |  | no |  |  | 0 | 0 | 0 | 0
oh_line_8105003_200863636 |  | AN | node_8105003_200863633 | node_8105003_200863636 | 144.664 | bal_1P_1/0AC_1/0AC(N) | 8105003 | no | no |  |  | no |  |  | 0 | 0 | 0 | 0
oh_line_8105003_200863637 |  | AN | node_8105003_200863636 | node_8105003_200863637 | 150.528 | bal_1P_1/0AC_1/0AC(N) | 8105003 | no | no |  |  | no |  |  | 0 | 0 | 0 | 0
oh_line_8105003_200863638 |  | AN | node_8105003_200863943 | node_8105003_200863638 | 173.964 | bal_1P_1/0AC_1/0AC(N) | 8105003 | no | no |  |  | no |  |  | 0 | 0 | 0 | 0
oh_line_8105003_200863639 |  | AN | node_8105003_200863638 | node_8105003_200863639 | 162.73 | bal_1P_1/0AC_1/0AC(N) | 8105003 | no | no |  |  | no |  |  | 0 | 0 | 0 | 0
oh_line_8105003_200863642 |  | AN | node_8105003_200863637 | node_8105003_200863642 | 159.122 | bal_1P_1/0AC_1/0AC(N) | 8105003 | no | no |  |  | no |  |  | 0 | 0 | 0 | 0
oh_line_8105003_200863643 |  | AN | node_8105003_200863642 | node_8105003_200863643 | 143.598 | bal_1P_1/0AC_1/0AC(N) | 8105003 | no | no |  |  | no |  |  | 0 | 0 | 0 | 0
oh_line_8105003_200863646 |  | AN | node_8105003_200863643 | node_8105003_200863646 | 158.991 | bal_1P_1/0AC_1/0AC(N) | 8105003 | no | no |  |  | no |  |  | 0 | 0 | 0 | 0
oh_line_8105003_200863847 |  | AN | node_8105003_200863357 | node_intto1_8105003_200863847 | 184.58 | bal_1P_1/0AC_1/0AC(N) | 8105003 | no | no |  |  | no |  |  | 0 | 0 | 0 | 0
oh_line_8105003_200863850 |  | ABCN | node_8105003_200863305 | node_8105003_200863850 | 75.158 | bal_3P_1/0AA_4/0AL(N) | 8105003 | no | no |  |  | no |  |  | 0 | 0 | 0 | 0
oh_line_8105003_200863851 |  | AN | node_8105003_200863847 | node_8105003_200863851 | 120.789 | bal_1P_1/0AC_1/0AC(N) | 8105003 | no | no |  |  | no |  |  | 0 | 0 | 0 | 0
oh_line_8105003_200863852 |  | AN | node_8105003_200863851 | node_8105003_200863852 | 226.973 | bal_1P_1/0AC_1/0AC(N) | 8105003 | no | no |  |  | no |  |  | 0 | 0 | 0 | 0
oh_line_8105003_200863853 |  | AN | node_8105003_200863852 | node_8105003_200863853 | 198.733 | bal_1P_1/0AC_1/0AC(N) | 8105003 | no | no |  |  | no |  |  | 0 | 0 | 0 | 0
oh_line_8105003_200863854 |  | AN | node_8105003_200863853 | node_8105003_200863854 | 204.578 | bal_1P_1/0AC_1/0AC(N) | 8105003 | no | no |  |  | no |  |  | 0 | 0 | 0 | 0
oh_line_8105003_200863855 |  | AN | node_8105003_200863854 | node_8105003_200863855 | 126.239 | bal_1P_1/0AC_1/0AC(N) | 8105003 | no | no |  |  | no |  |  | 0 | 0 | 0 | 0
oh_line_8105003_200863856 |  | AN | node_8105003_200863855 | node_8105003_200863856 | 128.254 | bal_1P_1/0AC_1/0AC(N) | 8105003 | no | no |  |  | no |  |  | 0 | 0 | 0 | 0
oh_line_8105003_200863857 |  | AN | node_8105003_200863856 | node_8105003_200863857 | 195.81 | bal_1P_1/0AC_1/0AC(N) | 8105003 | no | no |  |  | no |  |  | 0 | 0 | 0 | 0
oh_line_8105003_200863858 |  | AN | node_8105003_200863857 | node_8105003_200863858 | 203.655 | bal_1P_1/0AC_1/0AC(N) | 8105003 | no | no |  |  | no |  |  | 0 | 0 | 0 | 0
oh_line_8105003_200863859 |  | AN | node_8105003_200863323 | node_8105003_200863859 | 183.487 | bal_1P_1/0AC_1/0AC(N) | 8105003 | no | no |  |  | no |  |  | 0 | 0 | 0 | 0
oh_line_8105003_200863861 |  | AN | node_8105003_200863872 | node_8105003_200863861 | 141.973 | bal_1P_1/0AC_1/0AC(N) | 8105003 | no | no |  |  | no |  |  | 0 | 0 | 0 | 0
oh_line_8105003_200863862 |  | AN | node_8105003_200863861 | node_8105003_200863862 | 157.462 | bal_1P_1/0AC_1/0AC(N) | 8105003 | no | no |  |  | no |  |  | 0 | 0 | 0 | 0
oh_line_8105003_200863865 |  | AN | node_8105003_200863859 | node_8105003_200863865 | 127.885 | bal_1P_1/0AC_1/0AC(N) | 8105003 | no | no |  |  | no |  |  | 0 | 0 | 0 | 0
oh_line_8105003_200863866 |  | AN | node_8105003_200863865 | node_8105003_200863866 | 156.068 | bal_1P_1/0AC_1/0AC(N) | 8105003 | no | no |  |  | no |  |  | 0 | 0 | 0 | 0
oh_line_8105003_200863867 |  | AN | node_8105003_200863866 | node_8105003_200863867 | 147.516 | bal_1P_1/0AC_1/0AC(N) | 8105003 | no | no |  |  | no |  |  | 0 | 0 | 0 | 0
oh_line_8105003_200863868 |  | AN | node_8105003_200863867 | node_8105003_200863868 | 154.255 | bal_1P_1/0AC_1/0AC(N) | 8105003 | no | no |  |  | no |  |  | 0 | 0 | 0 | 0
oh_line_8105003_200863869 |  | AN | node_8105003_200863868 | node_8105003_200863869 | 143.615 | bal_1P_1/0AC_1/0AC(N) | 8105003 | no | no |  |  | no |  |  | 0 | 0 | 0 | 0
oh_line_8105003_200863870 |  | AN | node_8105003_200863869 | node_8105003_200863870 | 150.177 | bal_1P_1/0AC_1/0AC(N) | 8105003 | no | no |  |  | no |  |  | 0 | 0 | 0 | 0
oh_line_8105003_200863871 |  | AN | node_8105003_200863870 | node_8105003_200863871 | 138.34 | bal_1P_1/0AC_1/0AC(N) | 8105003 | no | no |  |  | no |  |  | 0 | 0 | 0 | 0
oh_line_8105003_200863872 |  | AN | node_8105003_200863871 | node_8105003_200863872 | 169.333 | bal_1P_1/0AC_1/0AC(N) | 8105003 | no | no |  |  | no |  |  | 0 | 0 | 0 | 0
oh_line_8105003_200863899 |  | AN | node_8105003_200863969 | node_8105003_200863899 | 212.428 | bal_1P_1/0AC_1/0AC(N) | 8105003 | no | no |  |  | no |  |  | 0 | 0 | 0 | 0
oh_line_8105003_200863900 |  | AN | node_8105003_200863899 | node_8105003_200863900 | 155.389 | bal_1P_1/0AA_1/0AA(N) | 8105003 | no | no |  |  | no |  |  | 0 | 0 | 0 | 0
oh_line_8105003_200863935 |  | AN | node_8105003_200863334 | node_intto1_8105003_200863935 | 140.309 | bal_1P_1/0AC_1/0AC(N) | 8105003 | no | no |  |  | no |  |  | 0 | 0 | 0 | 0
oh_line_8105003_200863937 |  | AN | node_8105003_200863935 | node_8105003_200863937 | 149.578 | bal_1P_1/0AC_1/0AC(N) | 8105003 | no | no |  |  | no |  |  | 0 | 0 | 0 | 0
oh_line_8105003_200863938 |  | AN | node_8105003_200863937 | node_8105003_200863938 | 144.661 | bal_1P_1/0AC_1/0AC(N) | 8105003 | no | no |  |  | no |  |  | 0 | 0 | 0 | 0
oh_line_8105003_200863939 |  | AN | node_8105003_200863938 | node_8105003_200863939 | 147.349 | bal_1P_1/0AC_1/0AC(N) | 8105003 | no | no |  |  | no |  |  | 0 | 0 | 0 | 0
oh_line_8105003_200863940 |  | AN | node_8105003_200863939 | node_8105003_200863940 | 142.573 | bal_1P_1/0AC_1/0AC(N) | 8105003 | no | no |  |  | no |  |  | 0 | 0 | 0 | 0
oh_line_8105003_200863941 |  | AN | node_8105003_200863940 | node_8105003_200863941 | 154.905 | bal_1P_1/0AC_1/0AC(N) | 8105003 | no | no |  |  | no |  |  | 0 | 0 | 0 | 0
oh_line_8105003_200863942 |  | AN | node_8105003_200863941 | node_8105003_200863942 | 132.353 | bal_1P_1/0AC_1/0AC(N) | 8105003 | no | no |  |  | no |  |  | 0 | 0 | 0 | 0
oh_line_8105003_200863943 |  | AN | node_8105003_200863942 | node_8105003_200863943 | 148.908 | bal_1P_1/0AC_1/0AC(N) | 8105003 | no | no |  |  | no |  |  | 0 | 0 | 0 | 0
oh_line_8105003_200863944 |  | AN | node_8105003_200863943 | node_8105003_200863944 | 145.377 | bal_1P_1/0AC_1/0AC(N) | 8105003 | no | no |  |  | no |  |  | 0 | 0 | 0 | 0
oh_line_8105003_200863945 |  | AN | node_8105003_200863336 | node_intto1_8105003_200863945 | 235.912 | bal_1P_1/0AC_1/0AC(N) | 8105003 | no | no |  |  | no |  |  | 0 | 0 | 0 | 0
oh_line_8105003_200863946 |  | AN | node_8105003_200863945 | node_8105003_200863946 | 136.723 | bal_1P_1/0AC_1/0AC(N) | 8105003 | no | no |  |  | no |  |  | 0 | 0 | 0 | 0
oh_line_8105003_200863947 |  | AN | node_8105003_200863946 | node_8105003_200863947 | 139.256 | bal_1P_1/0AC_1/0AC(N) | 8105003 | no | no |  |  | no |  |  | 0 | 0 | 0 | 0
oh_line_8105003_200863948 |  | AN | node_8105003_200863947 | node_8105003_200863948 | 164.061 | bal_1P_1/0AC_1/0AC(N) | 8105003 | no | no |  |  | no |  |  | 0 | 0 | 0 | 0
oh_line_8105003_200863949 |  | AN | node_8105003_200863948 | node_8105003_200863949 | 152.162 | bal_1P_1/0AC_1/0AC(N) | 8105003 | no | no |  |  | no |  |  | 0 | 0 | 0 | 0
oh_line_8105003_200863950 |  | AN | node_8105003_200863949 | node_8105003_200863950 | 166.83 | bal_1P_1/0AC_1/0AC(N) | 8105003 | no | no |  |  | no |  |  | 0 | 0 | 0 | 0
oh_line_8105003_200863951 |  | AN | node_8105003_200863950 | node_8105003_200863951 | 131.508 | bal_1P_1/0AC_1/0AC(N) | 8105003 | no | no |  |  | no |  |  | 0 | 0 | 0 | 0
oh_line_8105003_200863953 |  | AN | node_8105003_200863343 | node_8105003_200863953 | 185.49 | bal_1P_1/0AC_1/0AC(N) | 8105003 | no | no |  |  | no |  |  | 0 | 0 | 0 | 0
oh_line_8105003_200863954 |  | AN | node_8105003_200863953 | node_8105003_200863954 | 153.412 | bal_1P_1/0AC_1/0AC(N) | 8105003 | no | no |  |  | no |  |  | 0 | 0 | 0 | 0
oh_line_8105003_200863969 |  | AN | node_8105003_200815767 | node_8105003_200863969 | 204.549 | bal_1P_1/0AC_1/0AC(N) | 8105003 | no | no |  |  | no |  |  | 0 | 0 | 0 | 0
oh_line_8105003_200864012 |  | AN | node_8105003_200863290 | node_intto1_8105003_200864012 | 129.568 | bal_1P_1/0AC_1/0AC(N) | 8105003 | no | no |  |  | no |  |  | 0 | 0 | 0 | 0
oh_line_8105003_200864014 |  | AN | node_8105003_200864012 | node_8105003_200864014 | 91.667 | bal_1P_1/0AC_1/0AC(N) | 8105003 | no | no |  |  | no |  |  | 0 | 0 | 0 | 0
oh_line_8105003_200864015 |  | AN | node_8105003_200864014 | node_8105003_200864015 | 201.016 | bal_1P_1/0AC_1/0AC(N) | 8105003 | no | no |  |  | no |  |  | 0 | 0 | 0 | 0
oh_line_8105003_200864016 |  | AN | node_8105003_200864015 | node_8105003_200864016 | 196.26 | bal_1P_1/0AC_1/0AC(N) | 8105003 | no | no |  |  | no |  |  | 0 | 0 | 0 | 0
oh_line_8105003_200864017 |  | AN | node_8105003_200864016 | node_8105003_200864017 | 154.51 | bal_1P_1/0AC_1/0AC(N) | 8105003 | no | no |  |  | no |  |  | 0 | 0 | 0 | 0
oh_line_8105003_200864018 |  | AN | node_8105003_200864017 | node_8105003_200864018 | 199.818 | bal_1P_1/0AC_1/0AC(N) | 8105003 | no | no |  |  | no |  |  | 0 | 0 | 0 | 0
oh_line_8105003_200864019 |  | AN | node_8105003_200864018 | node_8105003_200864019 | 201.783 | bal_1P_1/0AC_1/0AC(N) | 8105003 | no | no |  |  | no |  |  | 0 | 0 | 0 | 0
oh_line_8105003_200864020 |  | AN | node_8105003_200864019 | node_8105003_200864020 | 199.943 | bal_1P_1/0AC_1/0AC(N) | 8105003 | no | no |  |  | no |  |  | 0 | 0 | 0 | 0
oh_line_8105003_200864021 |  | AN | node_8105003_200864020 | node_8105003_200864021 | 202.729 | bal_1P_1/0AC_1/0AC(N) | 8105003 | no | no |  |  | no |  |  | 0 | 0 | 0 | 0
oh_line_8105003_200864077 |  | AN | node_8105003_200863346 | node_intto1_8105003_200864077 | 196.294 | bal_1P_1/0AC_1/0AC(N) | 8105003 | no | no |  |  | no |  |  | 0 | 0 | 0 | 0
oh_line_8105003_200864078 |  | AN | node_8105003_200864090 | node_8105003_200864078 | 141.881 | bal_1P_1/0AC_1/0AC(N) | 8105003 | no | no |  |  | no |  |  | 0 | 0 | 0 | 0
oh_line_8105003_200864079 |  | AN | node_8105003_200864078 | node_8105003_200864079 | 150.295 | bal_1P_1/0AC_1/0AC(N) | 8105003 | no | no |  |  | no |  |  | 0 | 0 | 0 | 0
oh_line_8105003_200864080 |  | AN | node_8105003_200864079 | node_8105003_200864080 | 162.476 | bal_1P_1/0AC_1/0AC(N) | 8105003 | no | no |  |  | no |  |  | 0 | 0 | 0 | 0
oh_line_8105003_200864083 |  | AN | node_8105003_200864077 | node_8105003_200864083 | 130.766 | bal_1P_1/0AC_1/0AC(N) | 8105003 | no | no |  |  | no |  |  | 0 | 0 | 0 | 0
oh_line_8105003_200864084 |  | AN | node_8105003_200864083 | node_8105003_200864084 | 145.109 | bal_1P_1/0AC_1/0AC(N) | 8105003 | no | no |  |  | no |  |  | 0 | 0 | 0 | 0
oh_line_8105003_200864085 |  | AN | node_8105003_200864084 | node_8105003_200864085 | 132.694 | bal_1P_1/0AC_1/0AC(N) | 8105003 | no | no |  |  | no |  |  | 0 | 0 | 0 | 0
oh_line_8105003_200864086 |  | AN | node_8105003_200864085 | node_8105003_200864086 | 138.168 | bal_1P_1/0AC_1/0AC(N) | 8105003 | no | no |  |  | no |  |  | 0 | 0 | 0 | 0
oh_line_8105003_200864087 |  | AN | node_8105003_200864086 | node_8105003_200864087 | 155.716 | bal_1P_1/0AC_1/0AC(N) | 8105003 | no | no |  |  | no |  |  | 0 | 0 | 0 | 0
oh_line_8105003_200864088 |  | AN | node_8105003_200864087 | node_8105003_200864088 | 167.846 | bal_1P_1/0AC_1/0AC(N) | 8105003 | no | no |  |  | no |  |  | 0 | 0 | 0 | 0
oh_line_8105003_200864089 |  | AN | node_8105003_200864088 | node_8105003_200864089 | 151.936 | bal_1P_1/0AC_1/0AC(N) | 8105003 | no | no |  |  | no |  |  | 0 | 0 | 0 | 0
oh_line_8105003_200864090 |  | AN | node_8105003_200864089 | node_8105003_200864090 | 159.31 | bal_1P_1/0AC_1/0AC(N) | 8105003 | no | no |  |  | no |  |  | 0 | 0 | 0 | 0
oh_line_8105003_200864091 |  | AN | node_8105003_200986299 | node_8105003_200864091 | 145.727 | bal_1P_1/0AC_1/0AC(N) | 8105003 | no | no |  |  | no |  |  | 0 | 0 | 0 | 0
oh_line_8105003_200864092 |  | AN | node_8105003_200864091 | node_8105003_200864092 | 148.411 | bal_1P_1/0AC_1/0AC(N) | 8105003 | no | no |  |  | no |  |  | 0 | 0 | 0 | 0
oh_line_8105003_200864093 |  | AN | node_8105003_200864092 | node_8105003_200864093 | 155.436 | bal_1P_1/0AC_1/0AC(N) | 8105003 | no | no |  |  | no |  |  | 0 | 0 | 0 | 0
oh_line_8105003_200864094 |  | AN | node_8105003_200864093 | node_8105003_200864094 | 168.399 | bal_1P_1/0AC_1/0AC(N) | 8105003 | no | no |  |  | no |  |  | 0 | 0 | 0 | 0
oh_line_8105003_200864099 |  | ABCN | node_8105003_200863501 | node_8105003_200864099 | 152.802 | bal_3P_1/0AC_1/0AC(N) | 8105003 | no | no |  |  | no |  |  | 0 | 0 | 0 | 0
oh_line_8105003_200864100 |  | ABCN | node_8105003_200864099 | node_intto1_8105003_200864100 | 214.546 | bal_3P_1/0AC_1/0AC(N) | 8105003 | no | no |  |  | no |  |  | 0 | 0 | 0 | 0
oh_line_8105003_200864101 |  | ABCN | node_8105003_200864100 | node_8105003_200864101 | 195.358 | bal_3P_1/0AC_1/0AC(N) | 8105003 | no | no |  |  | no |  |  | 0 | 0 | 0 | 0
oh_line_8105003_200864102 |  | ABCN | node_8105003_200864101 | node_8105003_200864102 | 218.201 | bal_3P_1/0AC_1/0AC(N) | 8105003 | no | no |  |  | no |  |  | 0 | 0 | 0 | 0
oh_line_8105003_200864103 |  | ABCN | node_8105003_200864102 | node_8105003_200864103 | 189.835 | bal_3P_1/0AC_1/0AC(N) | 8105003 | no | no |  |  | no |  |  | 0 | 0 | 0 | 0
oh_line_8105003_200864105 |  | AN | node_8105003_200864106 | node_8105003_200864105 | 89.387 | bal_1P_1/0AC_1/0AC(N) | 8105003 | no | no |  |  | no |  |  | 0 | 0 | 0 | 0
oh_line_8105003_200864106 |  | AN | node_8105003_200863855 | node_8105003_200864106 | 218.188 | bal_1P_1/0AC_1/0AC(N) | 8105003 | no | no |  |  | no |  |  | 0 | 0 | 0 | 0
oh_line_8105003_200864107 |  | ABCN | node_8105003_312118553 | node_8105003_200864107 | 102.106 | bal_3P_1/0AC_1/0AC(N) | 8105003 | no | no |  |  | no |  |  | 0 | 0 | 0 | 0
oh_line_8105003_200864108 |  | ABCN | node_8105003_200864107 | node_intto1_8105003_200864108 | 224.603 | bal_3P_1/0AC_4/0AL(N) | 8105003 | no | no |  |  | no |  |  | 0 | 0 | 0 | 0
oh_line_8105003_200864398 |  | ABCN | node_8105003_200864420 | node_8105003_200864398 | 177.006 | bal_3P_1/0AC_4/0AL(N) | 8105003 | no | no |  |  | no |  |  | 0 | 0 | 0 | 0
oh_line_8105003_200864399 |  | ABCN | node_8105003_200864551 | node_8105003_200864399 | 161.756 | bal_3P_1/0AC_4/0AL(N) | 8105003 | no | no |  |  | no |  |  | 0 | 0 | 0 | 0
oh_line_8105003_200864400 |  | ABCN | node_8105003_200864423 | node_8105003_200864400 | 164.551 | bal_3P_1/0AC_4/0AL(N) | 8105003 | no | no |  |  | no |  |  | 0 | 0 | 0 | 0
oh_line_8105003_200864401 |  | ABCN | node_8105003_200864400 | node_8105003_200864401 | 153.82 | bal_3P_1/0AC_1/0AC(N) | 8105003 | no | no |  |  | no |  |  | 0 | 0 | 0 | 0
oh_line_8105003_200864402 |  | ABCN | node_8105003_200864401 | node_8105003_200864402 | 160.619 | bal_3P_1/0AC_4/0AL(N) | 8105003 | no | no |  |  | no |  |  | 0 | 0 | 0 | 0
oh_line_8105003_200864403 |  | ABCN | node_8105003_200864402 | node_8105003_200864403 | 123.277 | bal_3P_1/0AC_4/0AL(N) | 8105003 | no | no |  |  | no |  |  | 0 | 0 | 0 | 0
oh_line_8105003_200864404 |  | ABCN | node_8105003_200864403 | node_intto1_8105003_200864404 | 160.788 | bal_3P_1/0AC_1/0AC(N) | 8105003 | no | no |  |  | no |  |  | 0 | 0 | 0 | 0
oh_line_8105003_200864405 |  | ABCN | node_8105003_200864404 | node_8105003_200864405 | 174.909 | bal_3P_1/0AC_4/0AL(N) | 8105003 | no | no |  |  | no |  |  | 0 | 0 | 0 | 0
oh_line_8105003_200864406 |  | AN | node_8105003_200864405 | node_8105003_200864406 | 180.196 | bal_1P_1/0AC_1/0AC(N) | 8105003 | no | no |  |  | no |  |  | 0 | 0 | 0 | 0
oh_line_8105003_200864407 |  | AN | node_8105003_200864406 | node_8105003_200864407 | 136.251 | bal_1P_1/0AC_1/0AC(N) | 8105003 | no | no |  |  | no |  |  | 0 | 0 | 0 | 0
oh_line_8105003_200864408 |  | AN | node_8105003_200864407 | node_8105003_200864408 | 233.247 | bal_1P_1/0AC_1/0AC(N) | 8105003 | no | no |  |  | no |  |  | 0 | 0 | 0 | 0
oh_line_8105003_200864411 |  | ABCN | node_8105003_200864405 | node_8105003_200864411 | 141.697 | bal_3P_1/0AC_1/0AC(N) | 8105003 | no | no |  |  | no |  |  | 0 | 0 | 0 | 0
oh_line_8105003_200864412 |  | ABCN | node_8105003_200864411 | node_8105003_200864412 | 159.787 | bal_3P_1/0AC_1/0AC(N) | 8105003 | no | no |  |  | no |  |  | 0 | 0 | 0 | 0
oh_line_8105003_200864413 |  | ABCN | node_8105003_200864412 | node_8105003_200864413 | 169.094 | bal_3P_1/0AC_4/0AL(N) | 8105003 | no | no |  |  | no |  |  | 0 | 0 | 0 | 0
oh_line_8105003_200864414 |  | ABCN | node_8105003_200864413 | node_8105003_200864414 | 161.473 | bal_3P_1/0AC_4/0AL(N) | 8105003 | no | no |  |  | no |  |  | 0 | 0 | 0 | 0
oh_line_8105003_200864415 |  | ABCN | node_8105003_200864399 | node_8105003_200864415 | 151.159 | bal_3P_1/0AC_1/0AC(N) | 8105003 | no | no |  |  | no |  |  | 0 | 0 | 0 | 0
oh_line_8105003_200864416 |  | ABCN | node_8105003_200864414 | node_8105003_200864416 | 155.753 | bal_3P_1/0AC_1/0AC(N) | 8105003 | no | no |  |  | no |  |  | 0 | 0 | 0 | 0
oh_line_8105003_200864417 |  | ABCN | node_8105003_200864416 | node_8105003_200864417 | 159.901 | bal_3P_1/0AC_4/0AL(N) | 8105003 | no | no |  |  | no |  |  | 0 | 0 | 0 | 0
oh_line_8105003_200864418 |  | ABCN | node_8105003_200864415 | node_8105003_200864418 | 149.529 | bal_3P_1/0AC_4/0AL(N) | 8105003 | no | no |  |  | no |  |  | 0 | 0 | 0 | 0
oh_line_8105003_200864419 |  | ABCN | node_8105003_200864418 | node_8105003_200864419 | 174.908 | bal_3P_1/0AC_4/0AL(N) | 8105003 | no | no |  |  | no |  |  | 0 | 0 | 0 | 0
oh_line_8105003_200864420 |  | ABCN | node_8105003_200864419 | node_8105003_200864420 | 176.228 | bal_3P_1/0AC_1/0AC(N) | 8105003 | no | no |  |  | no |  |  | 0 | 0 | 0 | 0
oh_line_8105003_200864421 |  | ABCN | node_8105003_200864398 | node_8105003_200864421 | 227.313 | bal_3P_1/0AC_4/0AL(N) | 8105003 | no | no |  |  | no |  |  | 0 | 0 | 0 | 0
oh_line_8105003_200864422 |  | ABCN | node_8105003_200864421 | node_8105003_200864422 | 175.54 | bal_3P_1/0AC_4/0AL(N) | 8105003 | no | no |  |  | no |  |  | 0 | 0 | 0 | 0
oh_line_8105003_200864423 |  | ABCN | node_8105003_200864422 | node_8105003_200864423 | 147.595 | bal_3P_1/0AC_4/0AL(N) | 8105003 | no | no |  |  | no |  |  | 0 | 0 | 0 | 0
oh_line_8105003_200864424 |  | ABCN | node_8105003_200864417 | node_8105003_200864424 | 176.476 | bal_3P_1/0AC_4/0AL(N) | 8105003 | no | no |  |  | no |  |  | 0 | 0 | 0 | 0
oh_line_8105003_200864425 |  | AN | node_8105003_200864446 | node_8105003_200864425 | 153.39 | bal_1P_1/0AC_1/0AC(N) | 8105003 | no | no |  |  | no |  |  | 0 | 0 | 0 | 0
oh_line_8105003_200864426 |  | AN | node_8105003_200864425 | node_8105003_200864426 | 156.752 | bal_1P_1/0AC_1/0AC(N) | 8105003 | no | no |  |  | no |  |  | 0 | 0 | 0 | 0
oh_line_8105003_200864427 |  | AN | node_8105003_200864426 | node_8105003_200864427 | 127.255 | bal_1P_1/0AC_1/0AC(N) | 8105003 | no | no |  |  | no |  |  | 0 | 0 | 0 | 0
oh_line_8105003_200864428 |  | AN | node_8105003_200864427 | node_8105003_200864428 | 204.946 | bal_1P_1/0AC_1/0AC(N) | 8105003 | no | no |  |  | no |  |  | 0 | 0 | 0 | 0
oh_line_8105003_200864429 |  | AN | node_8105003_200864428 | node_8105003_200864429 | 119.906 | bal_1P_1/0AC_1/0AC(N) | 8105003 | no | no |  |  | no |  |  | 0 | 0 | 0 | 0
oh_line_8105003_200864430 |  | AN | node_8105003_200864429 | node_8105003_200864430 | 218.837 | bal_1P_1/0AC_1/0AC(N) | 8105003 | no | no |  |  | no |  |  | 0 | 0 | 0 | 0
oh_line_8105003_200864431 |  | AN | node_8105003_200864430 | node_8105003_200864431 | 158.633 | bal_1P_1/0AC_1/0AC(N) | 8105003 | no | no |  |  | no |  |  | 0 | 0 | 0 | 0
oh_line_8105003_200864432 |  | AN | node_8105003_200864431 | node_8105003_200864432 | 132.003 | bal_1P_1/0AC_1/0AC(N) | 8105003 | no | no |  |  | no |  |  | 0 | 0 | 0 | 0
oh_line_8105003_200864433 |  | AN | node_8105003_200864432 | node_8105003_200864433 | 162.013 | bal_1P_1/0AC_1/0AC(N) | 8105003 | no | no |  |  | no |  |  | 0 | 0 | 0 | 0
oh_line_8105003_200864434 |  | AN | node_8105003_200864424 | node_intto1_8105003_200864434 | 157.298 | bal_1P_1/0AC_1/0AC(N) | 8105003 | no | no |  |  | no |  |  | 0 | 0 | 0 | 0
oh_line_8105003_200864435 |  | AN | node_8105003_200864434 | node_8105003_200864435 | 158.321 | bal_1P_1/0AC_1/0AC(N) | 8105003 | no | no |  |  | no |  |  | 0 | 0 | 0 | 0
oh_line_8105003_200864436 |  | AN | node_8105003_200864435 | node_8105003_200864436 | 159.624 | bal_1P_1/0AC_1/0AC(N) | 8105003 | no | no |  |  | no |  |  | 0 | 0 | 0 | 0
oh_line_8105003_200864437 |  | AN | node_8105003_200864436 | node_8105003_200864437 | 155.819 | bal_1P_1/0AC_1/0AC(N) | 8105003 | no | no |  |  | no |  |  | 0 | 0 | 0 | 0
oh_line_8105003_200864438 |  | AN | node_8105003_200864437 | node_8105003_200864438 | 130.908 | bal_1P_1/0AC_1/0AC(N) | 8105003 | no | no |  |  | no |  |  | 0 | 0 | 0 | 0
oh_line_8105003_200864441 |  | AN | node_8105003_200864435 | node_8105003_200864441 | 162.083 | bal_1P_1/0AC_1/0AC(N) | 8105003 | no | no |  |  | no |  |  | 0 | 0 | 0 | 0
oh_line_8105003_200864442 |  | AN | node_8105003_200864441 | node_8105003_200864442 | 165.28 | bal_1P_1/0AC_1/0AC(N) | 8105003 | no | no |  |  | no |  |  | 0 | 0 | 0 | 0
oh_line_8105003_200864443 |  | AN | node_8105003_200864442 | node_8105003_200864443 | 149.349 | bal_1P_1/0AC_1/0AC(N) | 8105003 | no | no |  |  | no |  |  | 0 | 0 | 0 | 0
oh_line_8105003_200864444 |  | AN | node_8105003_200864443 | node_8105003_200864444 | 127.575 | bal_1P_1/0AC_1/0AC(N) | 8105003 | no | no |  |  | no |  |  | 0 | 0 | 0 | 0
oh_line_8105003_200864445 |  | AN | node_8105003_200864444 | node_8105003_200864445 | 156.143 | bal_1P_1/0AC_1/0AC(N) | 8105003 | no | no |  |  | no |  |  | 0 | 0 | 0 | 0
oh_line_8105003_200864446 |  | AN | node_8105003_200864445 | node_8105003_200864446 | 137.79 | bal_1P_1/0AC_1/0AC(N) | 8105003 | no | no |  |  | no |  |  | 0 | 0 | 0 | 0
oh_line_8105003_200864456 |  | ABCN | node_8105003_200864475 | node_intto1_8105003_200864456 | 239.893 | bal_3P_477AL_4/0AL(N) | 8105003 | no | no |  |  | no |  |  | 0 | 0 | 0 | 0
oh_line_8105003_200864458 |  | ABCN | node_8105003_200864463 | node_8105003_200864458 | 230.768 | bal_3P_477AL_4/0AL(N) | 8105003 | no | no |  |  | no |  |  | 0 | 0 | 0 | 0
oh_line_8105003_200864459 |  | AN | node_8105003_200864458 | node_8105003_200864459 | 142.139 | bal_1P_1/0AC_4/0AL(N) | 8105003 | no | no |  |  | no |  |  | 0 | 0 | 0 | 0
oh_line_8105003_200864460 |  | AN | node_8105003_200864459 | node_8105003_200864460 | 162.332 | bal_1P_1/0AC_4/0AL(N) | 8105003 | no | no |  |  | no |  |  | 0 | 0 | 0 | 0
oh_line_8105003_200864461 |  | AN | node_8105003_200864460 | node_8105003_200864461 | 172.874 | bal_1P_1/0AC_4/0AL(N) | 8105003 | no | no |  |  | no |  |  | 0 | 0 | 0 | 0
oh_line_8105003_200864462 |  | AN | node_8105003_200864461 | node_8105003_200864462 | 146.836 | bal_1P_1/0AC_4/0AL(N) | 8105003 | no | no |  |  | no |  |  | 0 | 0 | 0 | 0
oh_line_8105003_200864463 |  | ABCN | node_8105003_200864464 | node_8105003_200864463 | 188.722 | bal_3P_477AL_4/0AL(N) | 8105003 | no | no |  |  | no |  |  | 0 | 0 | 0 | 0
oh_line_8105003_200864464 |  | ABCN | node_8105003_200864465 | node_8105003_200864464 | 177.54 | bal_3P_477AL_4/0AL(N) | 8105003 | no | no |  |  | no |  |  | 0 | 0 | 0 | 0
oh_line_8105003_200864465 |  | ABCN | node_8105003_200864466 | node_8105003_200864465 | 177.489 | bal_3P_477AL_4/0AL(N) | 8105003 | no | no |  |  | no |  |  | 0 | 0 | 0 | 0
oh_line_8105003_200864466 |  | ABCN | node_8105003_200864468 | node_8105003_200864466 | 142.968 | bal_3P_477AL_4/0AL(N) | 8105003 | no | no |  |  | no |  |  | 0 | 0 | 0 | 0
oh_line_8105003_200864468 |  | ABCN | node_8105003_200864469 | node_8105003_200864468 | 161.129 | bal_3P_477AL_4/0AL(N) | 8105003 | no | no |  |  | no |  |  | 0 | 0 | 0 | 0
oh_line_8105003_200864469 |  | ABCN | node_8105003_200864470 | node_8105003_200864469 | 152.031 | bal_3P_477AL_4/0AL(N) | 8105003 | no | no |  |  | no |  |  | 0 | 0 | 0 | 0
oh_line_8105003_200864470 |  | ABCN | node_8105003_200864472 | node_8105003_200864470 | 175.334 | bal_3P_477AL_4/0AL(N) | 8105003 | no | no |  |  | no |  |  | 0 | 0 | 0 | 0
oh_line_8105003_200864472 |  | ABCN | node_8105003_200864473 | node_8105003_200864472 | 123.891 | bal_3P_477AL_4/0AL(N) | 8105003 | no | no |  |  | no |  |  | 0 | 0 | 0 | 0
oh_line_8105003_200864473 |  | ABCN | node_8105003_200864476 | node_8105003_200864473 | 142.988 | bal_3P_477AL_4/0AL(N) | 8105003 | no | no |  |  | no |  |  | 0 | 0 | 0 | 0
oh_line_8105003_200864475 |  | ABCN | node_8105003_200864493 | node_8105003_200864475 | 192.264 | bal_3P_477AL_4/0AL(N) | 8105003 | no | no |  |  | no |  |  | 0 | 0 | 0 | 0
oh_line_8105003_200864476 |  | ABCN | node_8105003_200864477 | node_8105003_200864476 | 147.902 | bal_3P_477AL_4/0AL(N) | 8105003 | no | no |  |  | no |  |  | 0 | 0 | 0 | 0
oh_line_8105003_200864477 |  | ABCN | node_8105003_200864479 | node_8105003_200864477 | 218.633 | bal_3P_477AL_4/0AL(N) | 8105003 | no | no |  |  | no |  |  | 0 | 0 | 0 | 0
oh_line_8105003_200864479 |  | ABCN | node_8105003_200864481 | node_8105003_200864479 | 220.026 | bal_3P_477AL_4/0AL(N) | 8105003 | no | no |  |  | no |  |  | 0 | 0 | 0 | 0
oh_line_8105003_200864481 |  | ABCN | node_8105003_200864482 | node_8105003_200864481 | 161.269 | bal_3P_477AL_4/0AL(N) | 8105003 | no | no |  |  | no |  |  | 0 | 0 | 0 | 0
oh_line_8105003_200864482 |  | ABCN | node_8105003_200864485 | node_8105003_200864482 | 154.51 | bal_3P_477AL_4/0AL(N) | 8105003 | no | no |  |  | no |  |  | 0 | 0 | 0 | 0
oh_line_8105003_200864485 |  | ABCN | node_8105003_200864486 | node_8105003_200864485 | 245.031 | bal_3P_477AL_4/0AL(N) | 8105003 | no | no |  |  | no |  |  | 0 | 0 | 0 | 0
oh_line_8105003_200864486 |  | ABCN | node_8105003_200864489 | node_8105003_200864486 | 225.479 | bal_3P_477AL_4/0AL(N) | 8105003 | no | no |  |  | no |  |  | 0 | 0 | 0 | 0
oh_line_8105003_200864489 |  | ABCN | node_8105003_200864490 | node_8105003_200864489 | 207.857 | bal_3P_477AL_4/0AL(N) | 8105003 | no | no |  |  | no |  |  | 0 | 0 | 0 | 0
oh_line_8105003_200864490 |  | ABCN | node_8105003_200864492 | node_8105003_200864490 | 223.294 | bal_3P_477AL_4/0AL(N) | 8105003 | no | no |  |  | no |  |  | 0 | 0 | 0 | 0
oh_line_8105003_200864492 |  | ABCN | node_8105003_200864494 | node_8105003_200864492 | 226.87 | bal_3P_477AL_4/0AL(N) | 8105003 | no | no |  |  | no |  |  | 0 | 0 | 0 | 0
oh_line_8105003_200864493 |  | ABCN | node_8105003_200864510 | node_8105003_200864493 | 169.575 | bal_3P_477AL_4/0AL(N) | 8105003 | no | no |  |  | no |  |  | 0 | 0 | 0 | 0
oh_line_8105003_200864494 |  | ABCN | node_8105003_200864496 | node_8105003_200864494 | 262.225 | bal_3P_477AL_4/0AL(N) | 8105003 | no | no |  |  | no |  |  | 0 | 0 | 0 | 0
oh_line_8105003_200864496 |  | ABCN | node_8105003_200864497 | node_8105003_200864496 | 195.218 | bal_3P_477AL_4/0AL(N) | 8105003 | no | no |  |  | no |  |  | 0 | 0 | 0 | 0
oh_line_8105003_200864497 |  | ABCN | node_8105003_200864498 | node_8105003_200864497 | 197.724 | bal_3P_477AL_4/0AL(N) | 8105003 | no | no |  |  | no |  |  | 0 | 0 | 0 | 0
oh_line_8105003_200864498 |  | ABCN | node_8105003_200864499 | node_8105003_200864498 | 211.678 | bal_3P_477AL_4/0AL(N) | 8105003 | no | no |  |  | no |  |  | 0 | 0 | 0 | 0
oh_line_8105003_200864499 |  | ABCN | node_8105003_200864500 | node_8105003_200864499 | 196.554 | bal_3P_477AL_4/0AL(N) | 8105003 | no | no |  |  | no |  |  | 0 | 0 | 0 | 0
oh_line_8105003_200864500 |  | ABCN | node_8105003_200864501 | node_8105003_200864500 | 191.15 | bal_3P_477AL_4/0AL(N) | 8105003 | no | no |  |  | no |  |  | 0 | 0 | 0 | 0
oh_line_8105003_200864501 |  | ABCN | node_8105003_200864502 | node_8105003_200864501 | 203.884 | bal_3P_477AL_4/0AL(N) | 8105003 | no | no |  |  | no |  |  | 0 | 0 | 0 | 0
oh_line_8105003_200864502 |  | ABCN | node_8105003_200864502 | node_8105001_200864505 | 213.999 | bal_3P_477AL_4/0AL(N) | 8105003 | no | no |  |  | no |  |  | 0 | 0 | 0 | 0
oh_line_8105003_200864510 |  | ABCN | node_8105003_200864524 | node_8105003_200864510 | 160.916 | bal_3P_477AL_4/0AL(N) | 8105003 | no | no |  |  | no |  |  | 0 | 0 | 0 | 0
oh_line_8105003_200864524 |  | ABCN | node_8105003_200864530 | node_8105003_200864524 | 211.532 | bal_3P_477AL_4/0AL(N) | 8105003 | no | no |  |  | no |  |  | 0 | 0 | 0 | 0
oh_line_8105003_200864530 |  | ABCN | node_8105003_200864532 | node_8105003_200864530 | 201.475 | bal_3P_477AL_4/0AL(N) | 8105003 | no | no |  |  | no |  |  | 0 | 0 | 0 | 0
oh_line_8105003_200864532 |  | ABCN | node_8105003_200864533 | node_8105003_200864532 | 198.898 | bal_3P_477AL_4/0AL(N) | 8105003 | no | no |  |  | no |  |  | 0 | 0 | 0 | 0
oh_line_8105003_200864533 |  | ABCN | node_8105003_200864534 | node_8105003_200864533 | 214.169 | bal_3P_477AL_4/0AL(N) | 8105003 | no | no |  |  | no |  |  | 0 | 0 | 0 | 0
oh_line_8105003_200864534 |  | ABCN | node_8105003_200864458 | node_8105003_200864534 | 209.685 | bal_3P_477AL_4/0AL(N) | 8105003 | no | no |  |  | no |  |  | 0 | 0 | 0 | 0
oh_line_8105003_200864545 |  | ABCN | node_8105003_200864547 | node_intto1_8105003_200864545 | 192.17 | bal_3P_477AL_4/0AL(N) | 8105003 | no | no |  |  | no |  |  | 0 | 0 | 0 | 0
oh_line_8105003_200864546 |  | ABCN | node_8105003_200864533 | node_intto1_8105003_200864546 | 159.821 | bal_3P_477AL_4/0AL(N) | 8105003 | no | no |  |  | no |  |  | 0 | 0 | 0 | 0
oh_line_8105003_200864547 |  | ABCN | node_8105003_200864555 | node_8105003_200864547 | 163.201 | bal_3P_477AL_4/0AL(N) | 8105003 | no | no |  |  | no |  |  | 0 | 0 | 0 | 0
oh_line_8105003_200864548 |  | ABCN | node_8105003_200864546 | node_8105003_200864548 | 147.522 | bal_3P_477AL_4/0AL(N) | 8105003 | no | no |  |  | no |  |  | 0 | 0 | 0 | 0
oh_line_8105003_200864549 |  | ABCN | node_8105003_200864548 | node_8105003_200864549 | 149.7 | bal_3P_477AL_4/0AL(N) | 8105003 | no | no |  |  | no |  |  | 0 | 0 | 0 | 0
oh_line_8105003_200864550 |  | ABCN | node_8105003_200864549 | node_8105003_200864550 | 111.978 | bal_3P_477AL_4/0AL(N) | 8105003 | no | no |  |  | no |  |  | 0 | 0 | 0 | 0
oh_line_8105003_200864551 |  | ABCN | node_8105003_200864550 | node_8105003_200864551 | 148.894 | bal_3P_477AL_4/0AL(N) | 8105003 | no | no |  |  | no |  |  | 0 | 0 | 0 | 0
oh_line_8105003_200864552 |  | ABCN | node_8105003_200864551 | node_8105003_200864552 | 138.166 | bal_3P_477AL_4/0AL(N) | 8105003 | no | no |  |  | no |  |  | 0 | 0 | 0 | 0
oh_line_8105003_200864553 |  | ABCN | node_8105003_200864552 | node_8105003_200864553 | 168.537 | bal_3P_477AL_4/0AL(N) | 8105003 | no | no |  |  | no |  |  | 0 | 0 | 0 | 0
oh_line_8105003_200864554 |  | ABCN | node_8105003_200864553 | node_8105003_200864554 | 241.784 | bal_3P_477AL_4/0AL(N) | 8105003 | no | no |  |  | no |  |  | 0 | 0 | 0 | 0
oh_line_8105003_200864555 |  | ABCN | node_8105003_200864554 | node_8105003_200864555 | 155.256 | bal_3P_477AL_4/0AL(N) | 8105003 | no | no |  |  | no |  |  | 0 | 0 | 0 | 0
oh_line_8105003_200864655 |  | ABCN | node_8105003_200863304 | node_intto1_8105003_200864655 | 202.937 | bal_3P_1/0AC_1/0AC(N) | 8105003 | no | no |  |  | no |  |  | 0 | 0 | 0 | 0
oh_line_8105003_200864656-1 |  | ABCN | node_1380489_985_15288654_605 | node_8105003_200864656 | 4.83 | bal_3P_1/0AC_4/0AL(N) | 8105003 | no | no |  |  | no |  |  | 0 | 0 | 0 | 0
oh_line_8105003_200864656-2 |  | ABCN | node_8105003_200864655 | node_1380489_985_15288654_605 | 194.683 | bal_3P_1/0AC_4/0AL(N) | 8105003 | no | no |  |  | no |  |  | 0 | 0 | 0 | 0
oh_line_8105003_200864657 |  | ABCN | node_8105003_200864656 | node_8105003_200864657 | 201.551 | bal_3P_1/0AC_1/0AC(N) | 8105003 | no | no |  |  | no |  |  | 0 | 0 | 0 | 0
oh_line_8105003_200864658 |  | ABCN | node_8105003_200864657 | node_8105003_200864658 | 201.176 | bal_3P_1/0AC_1/0AC(N) | 8105003 | no | no |  |  | no |  |  | 0 | 0 | 0 | 0
oh_line_8105003_200864659 |  | ABCN | node_8105003_200864658 | node_8105003_200864659 | 88.557 | bal_3P_477AL_4/0AL(N) | 8105003 | no | no |  |  | no |  |  | 0 | 0 | 0 | 0
oh_line_8105003_200864660 |  | ABCN | node_8105003_200864658 | node_8105003_200864660 | 86.67 | bal_3P_1/0AC_1/0AC(N) | 8105003 | no | no |  |  | no |  |  | 0 | 0 | 0 | 0
oh_line_8105003_200864661 |  | ABCN | node_8105003_200864660 | node_8105003_200864661 | 183.763 | bal_3P_1/0AC_1/0AC(N) | 8105003 | no | no |  |  | no |  |  | 0 | 0 | 0 | 0
oh_line_8105003_200864662 |  | ABCN | node_8105003_200864661 | node_8105003_200864662 | 211.125 | bal_3P_1/0AC_1/0AC(N) | 8105003 | no | no |  |  | no |  |  | 0 | 0 | 0 | 0
oh_line_8105003_200864696 |  | AN | node_8105003_200864421 | node_intto1_8105003_200864696 | 160.28 | bal_1P_1/0AC_1/0AC(N) | 8105003 | no | no |  |  | no |  |  | 0 | 0 | 0 | 0
oh_line_8105003_200864697 |  | AN | node_8105003_200864706 | node_8105003_200864697 | 146.552 | bal_1P_1/0AC_1/0AC(N) | 8105003 | no | no |  |  | no |  |  | 0 | 0 | 0 | 0
oh_line_8105003_200864698 |  | AN | node_8105003_200864697 | node_8105003_200864698 | 150.005 | bal_1P_1/0AC_1/0AC(N) | 8105003 | no | no |  |  | no |  |  | 0 | 0 | 0 | 0
oh_line_8105003_200864699 |  | AN | node_8105003_200864698 | node_8105003_200864699 | 282.647 | bal_1P_1/0AC_1/0AC(N) | 8105003 | no | no |  |  | no |  |  | 0 | 0 | 0 | 0
oh_line_8105003_200864700 |  | AN | node_8105003_200864699 | node_intto1_8105003_200864700 | 161.629 | bal_1P_1/0AC_1/0AC(N) | 8105003 | no | no |  |  | no |  |  | 0 | 0 | 0 | 0
oh_line_8105003_200864701 |  | AN | node_8105003_200864696 | node_8105003_200864701 | 141.113 | bal_1P_1/0AC_1/0AC(N) | 8105003 | no | no |  |  | no |  |  | 0 | 0 | 0 | 0
oh_line_8105003_200864702 |  | AN | node_8105003_200820359 | node_8105003_200864702 | 158.955 | bal_1P_1/0AC_1/0AC(N) | 8105003 | no | no |  |  | no |  |  | 0 | 0 | 0 | 0
oh_line_8105003_200864703 |  | AN | node_8105003_200864702 | node_8105003_200864703 | 152.587 | bal_1P_1/0AC_1/0AC(N) | 8105003 | no | no |  |  | no |  |  | 0 | 0 | 0 | 0
oh_line_8105003_200864704 |  | AN | node_8105003_200864703 | node_8105003_200864704 | 157.629 | bal_1P_1/0AC_1/0AC(N) | 8105003 | no | no |  |  | no |  |  | 0 | 0 | 0 | 0
oh_line_8105003_200864705 |  | AN | node_8105003_200864704 | node_8105003_200864705 | 149.263 | bal_1P_1/0AC_1/0AC(N) | 8105003 | no | no |  |  | no |  |  | 0 | 0 | 0 | 0
oh_line_8105003_200864706 |  | AN | node_8105003_200864705 | node_8105003_200864706 | 149.361 | bal_1P_1/0AC_1/0AC(N) | 8105003 | no | no |  |  | no |  |  | 0 | 0 | 0 | 0
oh_line_8105003_200864831 |  | AN | node_8105003_200864704 | node_8105003_200864831 | 181.428 | bal_1P_1/0AC_1/0AC(N) | 8105003 | no | no |  |  | no |  |  | 0 | 0 | 0 | 0
oh_line_8105003_200864832 |  | AN | node_8105003_200864831 | node_8105003_200864832 | 196.732 | bal_1P_1/0AC_1/0AC(N) | 8105003 | no | no |  |  | no |  |  | 0 | 0 | 0 | 0
oh_line_8105003_200865367 |  | ABCN | node_8105003_200863289 | node_8105003_200865367 | 90.698 | bal_3P_477AL_4/0AL(N) | 8105003 | no | no |  |  | no |  |  | 0 | 0 | 0 | 0
oh_line_8105003_200865457 |  | ABCN | node_8105003_200865367 | node_8105003_200865457 | 900.798 | bal_3P_477AL_4/0AL(N) | 8105003 | no | no |  |  | no |  |  | 0 | 0 | 0 | 0
oh_line_8105003_200866393 |  | AD | node_8105003_200866485 | node_8105003_200866393 | 262.493 | bal_1P_1/0AA | 8105003 | no | no |  |  | no |  |  | 0 | 0 | 0 | 0
oh_line_8105003_200866483 |  | AD | node_8105003_200866484 | node_8105003_200866483 | 208.974 | bal_1P_2AC | 8105003 | no | no |  |  | no |  |  | 0 | 0 | 0 | 0
oh_line_8105003_200866484 |  | AD | node_8105003_200866486 | node_8105003_200866484 | 232.635 | bal_1P_2AC | 8105003 | no | no |  |  | no |  |  | 0 | 0 | 0 | 0
oh_line_8105003_200866485 |  | AD | node_8105003_200866484 | node_8105003_200866485 | 93.671 | bal_1P_1/0AA | 8105003 | no | no |  |  | no |  |  | 0 | 0 | 0 | 0
oh_line_8105003_200866486 |  | AD | node_8105003_200866487 | node_8105003_200866486 | 272.038 | bal_1P_2AC | 8105003 | no | no |  |  | no |  |  | 0 | 0 | 0 | 0
oh_line_8105003_200866487 |  | AD | node_8105003_200866488 | node_8105003_200866487 | 302.965 | bal_1P_1/0AA | 8105003 | no | no |  |  | no |  |  | 0 | 0 | 0 | 0
oh_line_8105003_200866488 |  | AD | node_8105003_200866489 | node_8105003_200866488 | 209.808 | bal_1P_1/0AA | 8105003 | no | no |  |  | no |  |  | 0 | 0 | 0 | 0
oh_line_8105003_200866489 |  | AD | node_8105003_200866490 | node_8105003_200866489 | 240.133 | bal_1P_1/0AA | 8105003 | no | no |  |  | no |  |  | 0 | 0 | 0 | 0
oh_line_8105003_200866490 |  | AD | node_8105003_200866491 | node_8105003_200866490 | 231.799 | bal_1P_1/0AA | 8105003 | no | no |  |  | no |  |  | 0 | 0 | 0 | 0
oh_line_8105003_200866491 |  | AD | node_8105003_200866493 | node_8105003_200866491 | 307.118 | bal_1P_1/0AA | 8105003 | no | no |  |  | no |  |  | 0 | 0 | 0 | 0
oh_line_8105003_200866493 |  | AD | node_8105003_200866494 | node_8105003_200866493 | 379.296 | bal_1P_2AC | 8105003 | no | no |  |  | no |  |  | 0 | 0 | 0 | 0
oh_line_8105003_200866494 |  | AD | node_8105003_200866497 | node_8105003_200866494 | 243.632 | bal_1P_2AC | 8105003 | no | no |  |  | no |  |  | 0 | 0 | 0 | 0
oh_line_8105003_200866497 |  | AD | node_8105003_200866499 | node_8105003_200866497 | 230.135 | bal_1P_4ACW | 8105003 | no | no |  |  | no |  |  | 0 | 0 | 0 | 0
oh_line_8105003_200866499 |  | AD | node_8105003_200866501 | node_8105003_200866499 | 515.245 | bal_1P_4ACW | 8105003 | no | no |  |  | no |  |  | 0 | 0 | 0 | 0
oh_line_8105003_200866501 |  | AD | node_8105003_200866503 | node_8105003_200866501 | 396.866 | bal_1P_4ACW | 8105003 | no | no |  |  | no |  |  | 0 | 0 | 0 | 0
oh_line_8105003_200866503 |  | AD | node_8105003_200866505 | node_8105003_200866503 | 500.376 | bal_1P_4ACW | 8105003 | no | no |  |  | no |  |  | 0 | 0 | 0 | 0
oh_line_8105003_200866505 |  | AD | node_8105003_200866506 | node_8105003_200866505 | 393.508 | bal_1P_4ACW | 8105003 | no | no |  |  | no |  |  | 0 | 0 | 0 | 0
oh_line_8105003_200866506 |  | AD | node_8105003_200866507 | node_8105003_200866506 | 272.952 | bal_1P_4ACW | 8105003 | no | no |  |  | no |  |  | 0 | 0 | 0 | 0
oh_line_8105003_200866507 |  | AD | node_8105003_200820418 | node_8105003_200866507 | 198.046 | bal_1P_4ACW | 8105003 | no | no |  |  | no |  |  | 0 | 0 | 0 | 0
oh_line_8105003_200946793 |  | ABCN | node_8105003_200820391 | node_intto1_8105003_200946793 | 236.529 | bal_3P_1/0AA_1/0AA(N) | 8105003 | no | no |  |  | no |  |  | 0 | 0 | 0 | 0
oh_line_8105003_200946794 |  | ABCN | node_8105003_200946793 | node_8105003_200946794 | 229.276 | bal_3P_1/0AA_1/0AA(N) | 8105003 | no | no |  |  | no |  |  | 0 | 0 | 0 | 0
oh_line_8105003_200946795 |  | ABCN | node_8105003_200946794 | node_8105003_200946795 | 309.845 | bal_3P_1/0AA_1/0AA(N) | 8105003 | no | no |  |  | no |  |  | 0 | 0 | 0 | 0
oh_line_8105003_200946796 |  | ABCN | node_8105003_200946795 | node_8105003_200946796 | 301.24 | bal_3P_1/0AA_1/0AA(N) | 8105003 | no | no |  |  | no |  |  | 0 | 0 | 0 | 0
oh_line_8105003_200946797 |  | ABCN | node_8105003_200946796 | node_8105003_200946797 | 303.407 | bal_3P_1/0AA_1/0AA(N) | 8105003 | no | no |  |  | no |  |  | 0 | 0 | 0 | 0
oh_line_8105003_200946798 |  | ABCN | node_8105003_200946797 | node_8105003_200946798 | 260.635 | bal_3P_1/0AA_1/0AA(N) | 8105003 | no | no |  |  | no |  |  | 0 | 0 | 0 | 0
oh_line_8105003_200950929 |  | ABCN | node_8105003_200863519 | node_8105003_200950929 | 175.944 | bal_3P_477AL_4/0AL(N) | 8105003 | no | no |  |  | no |  |  | 0 | 0 | 0 | 0
oh_line_8105003_200950945 |  | ABCN | node_8105003_200863353 | node_intto1_8105003_200950945 | 99.461 | bal_3P_477AL_4/0AA(N) | 8105003 | no | no |  |  | no |  |  | 0 | 0 | 0 | 0
oh_line_8105003_200950946 |  | ABCN | node_8105003_200950945 | node_8105003_200950946 | 32.932 | bal_3P_477AL_4/0AA(N) | 8105003 | no | no |  |  | no |  |  | 0 | 0 | 0 | 0
oh_line_8105003_200950947 |  | ABCN | node_8105003_200950946 | node_8105003_200950947 | 19.58 | bal_3P_477AL_4/0AA(N) | 8105003 | no | no |  |  | no |  |  | 0 | 0 | 0 | 0
oh_line_8105003_200958661 |  | AN | node_8105003_200810145 | node_8105003_200958661 | 156.144 | bal_1P_1/0AA_1/0AA(N) | 8105003 | no | no |  |  | no |  |  | 0 | 0 | 0 | 0
oh_line_8105003_200965196 |  | ABCN | node_8105003_200815601 | node_8105003_200965196 | 155.838 | bal_3P_1/0AC_1/0AA(N) | 8105003 | no | no |  |  | no |  |  | 0 | 0 | 0 | 0
oh_line_8105003_200969039 |  | ABCN | node_8105003_200819778 | node_8105003_200969039 | 200.385 | bal_3P_2/0CU_4/0AL(N) | 8105003 | no | no |  |  | no |  |  | 0 | 0 | 0 | 0
oh_line_8105003_200969040 |  | ABCN | node_8105003_200820378 | node_8105003_200969040 | 341.502 | bal_3P_477AL_4/0AL(N) | 8105003 | no | no |  |  | no |  |  | 0 | 0 | 0 | 0
oh_line_8105003_200974599 |  | ABCN | node_8105003_200815770 | node_8105003_200974599 | 144.731 | bal_3P_1/0AC_1/0AA(N) | 8105003 | no | no |  |  | no |  |  | 0 | 0 | 0 | 0
oh_line_8105003_200976833 |  | ABCN | node_8105003_200863304 | node_intto1_8105003_200976833 | 6.871 | bal_3P_1/0AA_1/0AA(N) | 8105003 | no | no |  |  | no |  |  | 0 | 0 | 0 | 0
oh_line_8105003_200986299 |  | ABCN | node_8105003_200863510 | node_8105003_200986299 | 213.972 | bal_3P_477AL_4/0AL(N) | 8105003 | no | no |  |  | no |  |  | 0 | 0 | 0 | 0
oh_line_8105003_200986300 |  | AN | node_8105003_200862838 | node_8105003_200986300 | 211.697 | bal_1P_2AC_2AC(N) | 8105003 | no | no |  |  | no |  |  | 0 | 0 | 0 | 0
oh_line_8105003_201036800 |  | ABCN | node_8105003_200863580 | node_8105003_201036800 | 78.058 | bal_3P_477AL_4/0AA(N) | 8105003 | no | no |  |  | no |  |  | 0 | 0 | 0 | 0
oh_line_8105003_201036801 |  | ABCN | node_8105003_201036800 | node_intto1_8105003_201036801 | 70.361 | bal_3P_477AL_4/0AA(N) | 8105003 | no | no |  |  | no |  |  | 0 | 0 | 0 | 0
oh_line_8105003_201064583 |  | ABCN | node_8105003_200815668 | node_8105003_201064583 | 256.338 | bal_3P_477AL_4/0AA(N) | 8105003 | no | no |  |  | no |  |  | 0 | 0 | 0 | 0
oh_line_8105003_201067375 |  | ABCN | node_8105003_200820187 | node_8105003_201067375 | 218.425 | bal_3P_2AC_1/0AC(N) | 8105003 | no | no |  |  | no |  |  | 0 | 0 | 0 | 0
oh_line_8105003_201068847 |  | ABCN | node_8105003_200819771 | node_8105003_201068847 | 196.174 | bal_3P_2AC_1/0AC(N) | 8105003 | no | no |  |  | no |  |  | 0 | 0 | 0 | 0
oh_line_8105003_310008779 |  | ABCN | node_8105003_200864108 | node_8105003_310008779 | 216.875 | bal_3P_1/0AA_4/0AL(N) | 8105003 | no | no |  |  | no |  |  | 0 | 0 | 0 | 0
oh_line_8105003_310008780 |  | ABCN | node_8105003_200864101 | node_intto1_8105003_310008780 | 62.638 | bal_3P_1AC_1/0AC(N) | 8105003 | no | no |  |  | no |  |  | 0 | 0 | 0 | 0
oh_line_8105003_311907778 |  | AN | node_8105003_311907779 | node_intto1_8105003_311907778 | 22.937 | bal_1P_1/0AA_1/0AA(N) | 8105003 | no | no |  |  | no |  |  | 0 | 0 | 0 | 0
oh_line_8105003_311907779 |  | AN | node_8105003_200810138 | node_8105003_311907779 | 26.018 | bal_1P_477AL_4/0AL(N) | 8105003 | no | no |  |  | no |  |  | 0 | 0 | 0 | 0
oh_line_8105003_311993219 |  | ABCN | node_8105003_200819757 | node_intto1_8105003_311993219 | 276.924 | bal_3P_DELTACUST | 8105003 | no | no |  |  | no |  |  | 0 | 0 | 0 | 0
oh_line_8105003_312037608 |  | AN | node_8105003_200946793 | node_8105003_312037608 | 81.482 | bal_1P_1/0AA_1/0AA(N) | 8105003 | no | no |  |  | no |  |  | 0 | 0 | 0 | 0
oh_line_8105003_312093122 |  | AN | node_8105003_200819848 | node_8105003_312093122 | 300.358 | bal_1P_1/0AA_1/0AA(N) | 8105003 | no | no |  |  | no |  |  | 0 | 0 | 0 | 0
oh_line_8105003_312105195 |  | ABCN | node_8105003_200969040 | node_8105003_312105195 | 259.734 | bal_3P_477AL_4/0AL(N) | 8105003 | no | no |  |  | no |  |  | 0 | 0 | 0 | 0
oh_line_8105003_312105196 |  | ABCN | node_8105003_312105195 | node_8105003_312105196 | 311.323 | bal_3P_477AL_4/0AL(N) | 8105003 | no | no |  |  | no |  |  | 0 | 0 | 0 | 0
oh_line_8105003_312105197 |  | ABCN | node_8105003_312105196 | node_8105003_312105197 | 319.191 | bal_3P_477AL_4/0AL(N) | 8105003 | no | no |  |  | no |  |  | 0 | 0 | 0 | 0
oh_line_8105003_312105198 |  | ABCN | node_8105003_312105197 | node_8105003_312105198 | 301.202 | bal_3P_477AL_4/0AL(N) | 8105003 | no | no |  |  | no |  |  | 0 | 0 | 0 | 0
oh_line_8105003_312105200 |  | ABCN | node_8105003_200820192 | node_intto1_8105003_312105200 | 231.824 | bal_3P_2AC_1/0AC(N) | 8105003 | no | no |  |  | no |  |  | 0 | 0 | 0 | 0
oh_line_8105003_312105201 |  | ABCN | node_8105003_312105200 | node_8105003_312105201 | 249.557 | bal_3P_2AC_1/0AC(N) | 8105003 | no | no |  |  | no |  |  | 0 | 0 | 0 | 0
oh_line_8105003_312105202 |  | ABCN | node_8105003_312105201 | node_8105003_312105202 | 236.246 | bal_3P_2AC_1/0AC(N) | 8105003 | no | no |  |  | no |  |  | 0 | 0 | 0 | 0
oh_line_8105003_312118553 |  | ABCN | node_8105003_200864103 | node_8105003_312118553 | 155.946 | bal_3P_1/0AC_1/0AC(N) | 8105003 | no | no |  |  | no |  |  | 0 | 0 | 0 | 0
oh_line_TAP_OH_892158 |  | AN | node_8105003_200810135 | node_1385629_691_15287606_437 | 0.033 | unb_TAPWIRE_OH | 8105003 | no | no |  |  | no |  |  | 0 | 0 | 0 | 0
oh_line_TAP_OH_892159 |  | ABCN | node_8105003_200810139 | node_1385355_924_15287460_717 | 0.033 | unb_TAPWIRE_OH | 8105003 | no | no |  |  | no |  |  | 0 | 0 | 0 | 0
oh_line_TAP_OH_892160 |  | AN | node_8105003_200810146 | node_1384403_82_15287275_044 | 0.033 | unb_TAPWIRE_OH | 8105003 | no | no |  |  | no |  |  | 0 | 0 | 0 | 0
oh_line_TAP_OH_892968 |  | ABCN | node_8105003_200815239 | node_1384879_594_15287811_997 | 0.033 | unb_TAPWIRE_OH | 8105003 | no | no |  |  | no |  |  | 0 | 0 | 0 | 0
oh_line_TAP_OH_892974 |  | ABCN | node_8105003_200815275 | node_1386798_388_15287371_784 | 0.033 | unb_TAPWIRE_OH | 8105003 | no | no |  |  | no |  |  | 0 | 0 | 0 | 0
oh_line_TAP_OH_892975 |  | ABCN | node_8105003_200815278 | node_1386325_872_15287313_295 | 0.033 | unb_TAPWIRE_OH | 8105003 | no | no |  |  | no |  |  | 0 | 0 | 0 | 0
oh_line_TAP_OH_892976 |  | ABCN | node_8105003_200815280 | node_1385983_039_15287313_392 | 0.033 | unb_TAPWIRE_OH | 8105003 | no | no |  |  | no |  |  | 0 | 0 | 0 | 0
oh_line_TAP_OH_893036 |  | AN | node_8105003_200815554 | node_1383803_891_15287488_39 | 0.033 | unb_TAPWIRE_OH | 8105003 | no | no |  |  | no |  |  | 0 | 0 | 0 | 0
oh_line_TAP_OH_893047 |  | ABCN | node_8105003_200815596 | node_1388483_398_15284429_112 | 0.033 | unb_TAPWIRE_OH | 8105003 | no | no |  |  | no |  |  | 0 | 0 | 0 | 0
oh_line_TAP_OH_893048 |  | ABCN | node_8105003_200815598 | node_1388520_487_15284087_602 | 0.033 | unb_TAPWIRE_OH | 8105003 | no | no |  |  | no |  |  | 0 | 0 | 0 | 0
oh_line_TAP_OH_893049 |  | ABCN | node_8105003_200815599 | node_1388506_737_15283869_691 | 0.033 | unb_TAPWIRE_OH | 8105003 | no | no |  |  | no |  |  | 0 | 0 | 0 | 0
oh_line_TAP_OH_893050 |  | AN | node_8105003_200815604 | node_1388548_264_15283182_158 | 0.033 | unb_TAPWIRE_OH | 8105003 | no | no |  |  | no |  |  | 0 | 0 | 0 | 0
oh_line_TAP_OH_893051 |  | AN | node_8105003_200815605 | node_1388564_768_15282988_123 | 0.033 | unb_TAPWIRE_OH | 8105003 | no | no |  |  | no |  |  | 0 | 0 | 0 | 0
oh_line_TAP_OH_893061 |  | ABCN | node_8105003_200815663 | node_1384402_375_15287816_387 | 0.033 | unb_TAPWIRE_OH | 8105003 | no | no |  |  | no |  |  | 0 | 0 | 0 | 0
oh_line_TAP_OH_893062 |  | ABCN | node_8105003_200815664 | node_1384380_393_15287587_466 | 0.033 | unb_TAPWIRE_OH | 8105003 | no | no |  |  | no |  |  | 0 | 0 | 0 | 0
oh_line_TAP_OH_893063 |  | ABCN | node_8105003_200815666 | node_1384115_432_15287283_39 | 0.033 | unb_TAPWIRE_OH | 8105003 | no | no |  |  | no |  |  | 0 | 0 | 0 | 0
oh_line_TAP_OH_893064 |  | ABCN | node_8105003_200815668 | node_1383651_447_15287130_84 | 0.033 | unb_TAPWIRE_OH | 8105003 | no | no |  |  | no |  |  | 0 | 0 | 0 | 0
oh_line_TAP_OH_893065 |  | AN | node_8105003_200815669 | node_1383405_167_15287233_508 | 0.033 | unb_TAPWIRE_OH | 8105003 | no | no |  |  | no |  |  | 0 | 0 | 0 | 0
oh_line_TAP_OH_893094 |  | AN | node_8105003_200815762 | node_1383797_567_15287727_491 | 0.033 | unb_TAPWIRE_OH | 8105003 | no | no |  |  | no |  |  | 0 | 0 | 0 | 0
oh_line_TAP_OH_893095 |  | AN | node_8105003_200815764 | node_1383417_368_15287738_74 | 0.033 | unb_TAPWIRE_OH | 8105003 | no | no |  |  | no |  |  | 0 | 0 | 0 | 0
oh_line_TAP_OH_893096 |  | AN | node_8105003_200815767 | node_1383401_304_15287939_09 | 0.033 | unb_TAPWIRE_OH | 8105003 | no | no |  |  | no |  |  | 0 | 0 | 0 | 0
oh_line_TAP_OH_893097 |  | ABCN | node_8105003_200815768 | node_1388750_191_15283621_995 | 0.033 | unb_TAPWIRE_OH | 8105003 | no | no |  |  | no |  |  | 0 | 0 | 0 | 0
oh_line_TAP_OH_893826 |  | AN | node_8105003_200818105 | node_1385933_463_15285046_93 | 0.033 | unb_TAPWIRE_OH | 8105003 | no | no |  |  | no |  |  | 0 | 0 | 0 | 0
oh_line_TAP_OH_893843 |  | AN | node_8105003_200818343 | node_1384654_198_15280518_884 | 0.033 | unb_TAPWIRE_OH | 8105003 | no | no |  |  | no |  |  | 0 | 0 | 0 | 0
oh_line_TAP_OH_893844 |  | AN | node_8105003_200818346 | node_1385359_497_15280322_071 | 0.033 | unb_TAPWIRE_OH | 8105003 | no | no |  |  | no |  |  | 0 | 0 | 0 | 0
oh_line_TAP_OH_893845 |  | AN | node_8105003_200818349 | node_1385701_783_15280161_838 | 0.033 | unb_TAPWIRE_OH | 8105003 | no | no |  |  | no |  |  | 0 | 0 | 0 | 0
oh_line_TAP_OH_893846 |  | AN | node_8105003_200818350 | node_1386106_836_15279979_926 | 0.033 | unb_TAPWIRE_OH | 8105003 | no | no |  |  | no |  |  | 0 | 0 | 0 | 0
oh_line_TAP_OH_893955 |  | AN | node_8105003_200818646 | node_1384369_648_15286807_43 | 0.033 | unb_TAPWIRE_OH | 8105003 | no | no |  |  | no |  |  | 0 | 0 | 0 | 0
oh_line_TAP_OH_893956 |  | AN | node_8105003_200818650 | node_1383443_875_15286319_364 | 0.033 | unb_TAPWIRE_OH | 8105003 | no | no |  |  | no |  |  | 0 | 0 | 0 | 0
oh_line_TAP_OH_893957 |  | AN | node_8105003_200818653 | node_1382182_052_15280941_361 | 0.033 | unb_TAPWIRE_OH | 8105003 | no | no |  |  | no |  |  | 0 | 0 | 0 | 0
oh_line_TAP_OH_893958 |  | AN | node_8105003_200818655 | node_1381846_109_15280736_6 | 0.033 | unb_TAPWIRE_OH | 8105003 | no | no |  |  | no |  |  | 0 | 0 | 0 | 0
oh_line_TAP_OH_893959 |  | AN | node_8105003_200818657 | node_1381818_916_15280627_334 | 0.033 | unb_TAPWIRE_OH | 8105003 | no | no |  |  | no |  |  | 0 | 0 | 0 | 0
oh_line_TAP_OH_893960 |  | AN | node_8105003_200818658 | node_1381585_301_15280457_873 | 0.033 | unb_TAPWIRE_OH | 8105003 | no | no |  |  | no |  |  | 0 | 0 | 0 | 0
oh_line_TAP_OH_893961 |  | AN | node_8105003_200818664 | node_1380615_64_15279760_376 | 0.033 | unb_TAPWIRE_OH | 8105003 | no | no |  |  | no |  |  | 0 | 0 | 0 | 0
oh_line_TAP_OH_893962 |  | AN | node_8105003_200818665 | node_1380481_146_15279522_686 | 0.033 | unb_TAPWIRE_OH | 8105003 | no | no |  |  | no |  |  | 0 | 0 | 0 | 0
oh_line_TAP_OH_893963 |  | AN | node_8105003_200818668 | node_1380328_824_15279277_282 | 0.033 | unb_TAPWIRE_OH | 8105003 | no | no |  |  | no |  |  | 0 | 0 | 0 | 0
oh_line_TAP_OH_893964 |  | AN | node_8105003_200818670 | node_1380227_1_15278963_185 | 0.033 | unb_TAPWIRE_OH | 8105003 | no | no |  |  | no |  |  | 0 | 0 | 0 | 0
oh_line_TAP_OH_893966 |  | ABCN | node_8105003_200818683 | node_1387210_756_15286946_08 | 0.033 | unb_TAPWIRE_OH | 8105003 | no | no |  |  | no |  |  | 0 | 0 | 0 | 0
oh_line_TAP_OH_893967 |  | ABCN | node_8105003_200818687 | node_1387062_103_15286430_253 | 0.033 | unb_TAPWIRE_OH | 8105003 | no | no |  |  | no |  |  | 0 | 0 | 0 | 0
oh_line_TAP_OH_893968 |  | ABCN | node_8105003_200818691 | node_1387071_186_15285919_928 | 0.033 | unb_TAPWIRE_OH | 8105003 | no | no |  |  | no |  |  | 0 | 0 | 0 | 0
oh_line_TAP_OH_893969 |  | AN | node_8105003_200818693 | node_1387452_827_15285924_958 | 0.033 | unb_TAPWIRE_OH | 8105003 | no | no |  |  | no |  |  | 0 | 0 | 0 | 0
oh_line_TAP_OH_893970 |  | AN | node_8105003_200818695 | node_1387555_51_15285932_362 | 0.033 | unb_TAPWIRE_OH | 8105003 | no | no |  |  | no |  |  | 0 | 0 | 0 | 0
oh_line_TAP_OH_893971 |  | ABCN | node_8105003_200818697 | node_1387023_579_15285738_477 | 0.033 | unb_TAPWIRE_OH | 8105003 | no | no |  |  | no |  |  | 0 | 0 | 0 | 0
oh_line_TAP_OH_893972 |  | ABCN | node_8105003_200818701 | node_1387130_619_15285331_602 | 0.033 | unb_TAPWIRE_OH | 8105003 | no | no |  |  | no |  |  | 0 | 0 | 0 | 0
oh_line_TAP_OH_893973 |  | ABCN | node_8105003_200818704 | node_1387146_129_15284944_339 | 0.033 | unb_TAPWIRE_OH | 8105003 | no | no |  |  | no |  |  | 0 | 0 | 0 | 0
oh_line_TAP_OH_893975 |  | AN | node_8105003_200818709 | node_1387367_25_15284663_353 | 0.033 | unb_TAPWIRE_OH | 8105003 | no | no |  |  | no |  |  | 0 | 0 | 0 | 0
oh_line_TAP_OH_894177 |  | AN | node_8105003_200819291 | node_1385682_281_15276666_064 | 0.033 | unb_TAPWIRE_OH | 8105003 | no | no |  |  | no |  |  | 0 | 0 | 0 | 0
oh_line_TAP_OH_894322 |  | ABCN | node_8105003_200819757 | node_1382414_926_15277437_417 | 0.033 | unb_TAPWIRE_OH | 8105003 | no | no |  |  | no |  |  | 0 | 0 | 0 | 0
oh_line_TAP_OH_894323 |  | ABCN | node_8105003_200819759 | node_1383508_575_15277552_082 | 0.033 | unb_TAPWIRE_OH | 8105003 | no | no |  |  | no |  |  | 0 | 0 | 0 | 0
oh_line_TAP_OH_894324 |  | ABCN | node_8105003_200819761 | node_1383070_432_15277142_434 | 0.033 | unb_TAPWIRE_OH | 8105003 | no | no |  |  | no |  |  | 0 | 0 | 0 | 0
oh_line_TAP_OH_894325 |  | ABCN | node_8105003_200819765 | node_1382568_456_15277177_746 | 0.033 | unb_TAPWIRE_OH | 8105003 | no | no |  |  | no |  |  | 0 | 0 | 0 | 0
oh_line_TAP_OH_894326 |  | ABCN | node_8105003_200819770 | node_1382187_903_15276488_091 | 0.033 | unb_TAPWIRE_OH | 8105003 | no | no |  |  | no |  |  | 0 | 0 | 0 | 0
oh_line_TAP_OH_894327 |  | ABCN | node_8105003_200819771 | node_1382156_811_15276239_218 | 0.033 | unb_TAPWIRE_OH | 8105003 | no | no |  |  | no |  |  | 0 | 0 | 0 | 0
oh_line_TAP_OH_894328 |  | AN | node_8105003_200819776 | node_1380815_075_15275762_087 | 0.033 | unb_TAPWIRE_OH | 8105003 | no | no |  |  | no |  |  | 0 | 0 | 0 | 0
oh_line_TAP_OH_894330 |  | AN | node_8105003_200819784 | node_1384202_556_15279077_406 | 0.033 | unb_TAPWIRE_OH | 8105003 | no | no |  |  | no |  |  | 0 | 0 | 0 | 0
oh_line_TAP_OH_894331 |  | AN | node_8105003_200819785 | node_1384054_057_15279343_657 | 0.033 | unb_TAPWIRE_OH | 8105003 | no | no |  |  | no |  |  | 0 | 0 | 0 | 0
oh_line_TAP_OH_894332 |  | ABCN | node_8105003_200819790 | node_1383713_958_15277713_13 | 0.033 | unb_TAPWIRE_OH | 8105003 | no | no |  |  | no |  |  | 0 | 0 | 0 | 0
oh_line_TAP_OH_894346 |  | AN | node_8105003_200819836 | node_1382770_258_15273075_188 | 0.033 | unb_TAPWIRE_OH | 8105003 | no | no |  |  | no |  |  | 0 | 0 | 0 | 0
oh_line_TAP_OH_894347 |  | AN | node_8105003_200819838 | node_1382956_3_15273105_137 | 0.033 | unb_TAPWIRE_OH | 8105003 | no | no |  |  | no |  |  | 0 | 0 | 0 | 0
oh_line_TAP_OH_894348 |  | AN | node_8105003_200819840 | node_1383180_254_15272788_471 | 0.033 | unb_TAPWIRE_OH | 8105003 | no | no |  |  | no |  |  | 0 | 0 | 0 | 0
oh_line_TAP_OH_894349 |  | AN | node_8105003_200819841 | node_1383253_795_15272403_711 | 0.033 | unb_TAPWIRE_OH | 8105003 | no | no |  |  | no |  |  | 0 | 0 | 0 | 0
oh_line_TAP_OH_894350 |  | AN | node_8105003_200819844 | node_1383355_968_15273688_194 | 0.033 | unb_TAPWIRE_OH | 8105003 | no | no |  |  | no |  |  | 0 | 0 | 0 | 0
oh_line_TAP_OH_894351 |  | AN | node_8105003_200819845 | node_1383545_8_15273147_417 | 0.033 | unb_TAPWIRE_OH | 8105003 | no | no |  |  | no |  |  | 0 | 0 | 0 | 0
oh_line_TAP_OH_894352 |  | AN | node_8105003_200819846 | node_1383846_355_15273248_09 | 0.033 | unb_TAPWIRE_OH | 8105003 | no | no |  |  | no |  |  | 0 | 0 | 0 | 0
oh_line_TAP_OH_894353 |  | AN | node_8105003_200819847 | node_1384201_497_15273198_116 | 0.033 | unb_TAPWIRE_OH | 8105003 | no | no |  |  | no |  |  | 0 | 0 | 0 | 0
oh_line_TAP_OH_894354 |  | AN | node_8105003_200819848 | node_1384508_602_15273216_157 | 0.033 | unb_TAPWIRE_OH | 8105003 | no | no |  |  | no |  |  | 0 | 0 | 0 | 0
oh_line_TAP_OH_894355 |  | ABCN | node_8105003_200819851 | node_1381467_314_15274584_051 | 0.033 | unb_TAPWIRE_OH | 8105003 | no | no |  |  | no |  |  | 0 | 0 | 0 | 0
oh_line_TAP_OH_894356 |  | ABCN | node_8105003_200819853 | node_1381505_631_15274203_467 | 0.033 | unb_TAPWIRE_OH | 8105003 | no | no |  |  | no |  |  | 0 | 0 | 0 | 0
oh_line_TAP_OH_894357 |  | ABCN | node_8105003_200819855 | node_1381859_171_15273678_444 | 0.033 | unb_TAPWIRE_OH | 8105003 | no | no |  |  | no |  |  | 0 | 0 | 0 | 0
oh_line_TAP_OH_894358 |  | ABCN | node_8105003_200819862 | node_1381845_039_15273019_249 | 0.033 | unb_TAPWIRE_OH | 8105003 | no | no |  |  | no |  |  | 0 | 0 | 0 | 0
oh_line_TAP_OH_894359 |  | AN | node_8105003_200819864 | node_1382558_245_15278954_282 | 0.033 | unb_TAPWIRE_OH | 8105003 | no | no |  |  | no |  |  | 0 | 0 | 0 | 0
oh_line_TAP_OH_894360 |  | AN | node_8105003_200819867 | node_1382672_897_15278027_89 | 0.033 | unb_TAPWIRE_OH | 8105003 | no | no |  |  | no |  |  | 0 | 0 | 0 | 0
oh_line_TAP_OH_894397 |  | AN | node_8105003_200819979 | node_1386683_793_15286931_438 | 0.033 | unb_TAPWIRE_OH | 8105003 | no | no |  |  | no |  |  | 0 | 0 | 0 | 0
oh_line_TAP_OH_894424 |  | ABCN | node_8105003_200820056 | node_1383580_328_15278685_943 | 0.033 | unb_TAPWIRE_OH | 8105003 | no | no |  |  | no |  |  | 0 | 0 | 0 | 0
oh_line_TAP_OH_894425 |  | ABCN | node_8105003_200820058 | node_1383859_097_15278291_504 | 0.033 | unb_TAPWIRE_OH | 8105003 | no | no |  |  | no |  |  | 0 | 0 | 0 | 0
oh_line_TAP_OH_894472 |  | ABCN | node_8105003_200820176 | node_1382398_24_15276164_52 | 0.033 | unb_TAPWIRE_OH | 8105003 | no | no |  |  | no |  |  | 0 | 0 | 0 | 0
oh_line_TAP_OH_894474 |  | ABCN | node_8105003_200820191 | node_1382703_15276212_974 | 0.033 | unb_TAPWIRE_OH | 8105003 | no | no |  |  | no |  |  | 0 | 0 | 0 | 0
oh_line_TAP_OH_894475 |  | AN | node_8105003_200820194 | node_1383083_487_15276297_114 | 0.033 | unb_TAPWIRE_OH | 8105003 | no | no |  |  | no |  |  | 0 | 0 | 0 | 0
oh_line_TAP_OH_894478 |  | AN | node_8105003_200820209 | node_1386752_409_15284494_979 | 0.033 | unb_TAPWIRE_OH | 8105003 | no | no |  |  | no |  |  | 0 | 0 | 0 | 0
oh_line_TAP_OH_894479 |  | AN | node_8105003_200820210 | node_1386649_425_15284762_886 | 0.033 | unb_TAPWIRE_OH | 8105003 | no | no |  |  | no |  |  | 0 | 0 | 0 | 0
oh_line_TAP_OH_894480 |  | AN | node_8105003_200820212 | node_1386660_03_15285012_156 | 0.033 | unb_TAPWIRE_OH | 8105003 | no | no |  |  | no |  |  | 0 | 0 | 0 | 0
oh_line_TAP_OH_894481 |  | AN | node_8105003_200820213 | node_1386796_534_15285255_96 | 0.033 | unb_TAPWIRE_OH | 8105003 | no | no |  |  | no |  |  | 0 | 0 | 0 | 0
oh_line_TAP_OH_894482 |  | ABCN | node_8105003_200820215 | node_1388049_336_15284402_535 | 0.033 | unb_TAPWIRE_OH | 8105003 | no | no |  |  | no |  |  | 0 | 0 | 0 | 0
oh_line_TAP_OH_894483 |  | ABCN | node_8105003_200820218 | node_1387095_801_15284216_267 | 0.033 | unb_TAPWIRE_OH | 8105003 | no | no |  |  | no |  |  | 0 | 0 | 0 | 0
oh_line_TAP_OH_894484 |  | ABCN | node_8105003_200820221 | node_1387482_784_15284303_359 | 0.033 | unb_TAPWIRE_OH | 8105003 | no | no |  |  | no |  |  | 0 | 0 | 0 | 0
oh_line_TAP_OH_894485 |  | ABCN | node_8105003_200820222 | node_1387732_979_15284230_083 | 0.033 | unb_TAPWIRE_OH | 8105003 | no | no |  |  | no |  |  | 0 | 0 | 0 | 0
oh_line_TAP_OH_894490 |  | AN | node_8105003_200820238 | node_1387803_07_15285968_256 | 0.033 | unb_TAPWIRE_OH | 8105003 | no | no |  |  | no |  |  | 0 | 0 | 0 | 0
oh_line_TAP_OH_894491 |  | AN | node_8105003_200820240 | node_1387424_679_15285543_856 | 0.033 | unb_TAPWIRE_OH | 8105003 | no | no |  |  | no |  |  | 0 | 0 | 0 | 0
oh_line_TAP_OH_894492 |  | AN | node_8105003_200820242 | node_1387466_096_15285219_618 | 0.033 | unb_TAPWIRE_OH | 8105003 | no | no |  |  | no |  |  | 0 | 0 | 0 | 0
oh_line_TAP_OH_894493 |  | AN | node_8105003_200820246 | node_1387501_238_15284900_257 | 0.033 | unb_TAPWIRE_OH | 8105003 | no | no |  |  | no |  |  | 0 | 0 | 0 | 0
oh_line_TAP_OH_894494 |  | AN | node_8105003_200820247 | node_1387799_4_15284882_019 | 0.033 | unb_TAPWIRE_OH | 8105003 | no | no |  |  | no |  |  | 0 | 0 | 0 | 0
oh_line_TAP_OH_894495 |  | AN | node_8105003_200820249 | node_1387912_02_15284530_123 | 0.033 | unb_TAPWIRE_OH | 8105003 | no | no |  |  | no |  |  | 0 | 0 | 0 | 0
oh_line_TAP_OH_894519 |  | AN | node_8105003_200820318 | node_1387530_509_15283890_413 | 0.033 | unb_TAPWIRE_OH | 8105003 | no | no |  |  | no |  |  | 0 | 0 | 0 | 0
oh_line_TAP_OH_894520 |  | AN | node_8105003_200820320 | node_1387643_154_15283663_879 | 0.033 | unb_TAPWIRE_OH | 8105003 | no | no |  |  | no |  |  | 0 | 0 | 0 | 0
oh_line_TAP_OH_894521 |  | AN | node_8105003_200820322 | node_1387790_787_15283994_394 | 0.033 | unb_TAPWIRE_OH | 8105003 | no | no |  |  | no |  |  | 0 | 0 | 0 | 0
oh_line_TAP_OH_894522 |  | AN | node_8105003_200820323 | node_1387957_224_15283958_976 | 0.033 | unb_TAPWIRE_OH | 8105003 | no | no |  |  | no |  |  | 0 | 0 | 0 | 0
oh_line_TAP_OH_894523 |  | AN | node_8105003_200820324 | node_1388053_121_15283846_336 | 0.033 | unb_TAPWIRE_OH | 8105003 | no | no |  |  | no |  |  | 0 | 0 | 0 | 0
oh_line_TAP_OH_894524 |  | AN | node_8105003_200820327 | node_1388267_86_15283583_09 | 0.033 | unb_TAPWIRE_OH | 8105003 | no | no |  |  | no |  |  | 0 | 0 | 0 | 0
oh_line_TAP_OH_894525 |  | AN | node_8105003_200820329 | node_1388183_944_15283383_361 | 0.033 | unb_TAPWIRE_OH | 8105003 | no | no |  |  | no |  |  | 0 | 0 | 0 | 0
oh_line_TAP_OH_894526 |  | AN | node_8105003_200820330 | node_1388273_948_15283202_724 | 0.033 | unb_TAPWIRE_OH | 8105003 | no | no |  |  | no |  |  | 0 | 0 | 0 | 0
oh_line_TAP_OH_894527 |  | AN | node_8105003_200820332 | node_1387914_565_15283673_504 | 0.033 | unb_TAPWIRE_OH | 8105003 | no | no |  |  | no |  |  | 0 | 0 | 0 | 0
oh_line_TAP_OH_894528 |  | ABCN | node_8105003_200820333 | node_1380999_3_15281132_075 | 0.033 | unb_TAPWIRE_OH | 8105003 | no | no |  |  | no |  |  | 0 | 0 | 0 | 0
oh_line_TAP_OH_894539 |  | AN | node_8105003_200820359 | node_1380022_989_15281261_37 | 0.033 | unb_TAPWIRE_OH | 8105003 | no | no |  |  | no |  |  | 0 | 0 | 0 | 0
oh_line_TAP_OH_904903 |  | AN | node_8105003_200860935 | node_1381467_051_15288573_768 | 0.033 | unb_TAPWIRE_OH | 8105003 | no | no |  |  | no |  |  | 0 | 0 | 0 | 0
oh_line_TAP_OH_904909 |  | AN | node_8105003_200860960 | node_1382366_716_15284824_817 | 0.033 | unb_TAPWIRE_OH | 8105003 | no | no |  |  | no |  |  | 0 | 0 | 0 | 0
oh_line_TAP_OH_904910 |  | AN | node_8105003_200860967 | node_1382025_13_15283489_23 | 0.033 | unb_TAPWIRE_OH | 8105003 | no | no |  |  | no |  |  | 0 | 0 | 0 | 0
oh_line_TAP_OH_904911 |  | AN | node_8105003_200860972 | node_1382675_791_15282822_898 | 0.033 | unb_TAPWIRE_OH | 8105003 | no | no |  |  | no |  |  | 0 | 0 | 0 | 0
oh_line_TAP_OH_904912 |  | AN | node_8105003_200860975 | node_1382437_467_15282619_38 | 0.033 | unb_TAPWIRE_OH | 8105003 | no | no |  |  | no |  |  | 0 | 0 | 0 | 0
oh_line_TAP_OH_904913 |  | AN | node_8105003_200860976 | node_1382408_007_15282450_045 | 0.033 | unb_TAPWIRE_OH | 8105003 | no | no |  |  | no |  |  | 0 | 0 | 0 | 0
oh_line_TAP_OH_904914 |  | AN | node_8105003_200860980 | node_1382305_705_15281568_539 | 0.033 | unb_TAPWIRE_OH | 8105003 | no | no |  |  | no |  |  | 0 | 0 | 0 | 0
oh_line_TAP_OH_905114 |  | AN | node_8105003_200861550 | node_1380070_639_15275618_693 | 0.033 | unb_TAPWIRE_OH | 8105003 | no | no |  |  | no |  |  | 0 | 0 | 0 | 0
oh_line_TAP_OH_905489 |  | AN | node_8105003_200862829 | node_1383854_605_15283949_827 | 0.033 | unb_TAPWIRE_OH | 8105003 | no | no |  |  | no |  |  | 0 | 0 | 0 | 0
oh_line_TAP_OH_905493 |  | AN | node_8105003_200862892 | node_1376381_38_15276397_342 | 0.033 | unb_TAPWIRE_OH | 8105003 | no | no |  |  | no |  |  | 0 | 0 | 0 | 0
oh_line_TAP_OH_905494 |  | AN | node_8105003_200862893 | node_1376368_786_15276525_839 | 0.033 | unb_TAPWIRE_OH | 8105003 | no | no |  |  | no |  |  | 0 | 0 | 0 | 0
oh_line_TAP_OH_905495 |  | AN | node_8105003_200862895 | node_1376293_112_15276780_702 | 0.033 | unb_TAPWIRE_OH | 8105003 | no | no |  |  | no |  |  | 0 | 0 | 0 | 0
oh_line_TAP_OH_905606 |  | ABCN | node_8105003_200863291 | node_1379921_465_15289887_323 | 0.033 | unb_TAPWIRE_OH | 8105003 | no | no |  |  | no |  |  | 0 | 0 | 0 | 0
oh_line_TAP_OH_905607 |  | AN | node_8105003_200863295 | node_1380209_813_15289740_016 | 0.033 | unb_TAPWIRE_OH | 8105003 | no | no |  |  | no |  |  | 0 | 0 | 0 | 0
oh_line_TAP_OH_905608 |  | AN | node_8105003_200863296 | node_1380426_888_15289731_633 | 0.033 | unb_TAPWIRE_OH | 8105003 | no | no |  |  | no |  |  | 0 | 0 | 0 | 0
oh_line_TAP_OH_905609 |  | ABCN | node_8105003_200863297 | node_1379981_435_15289556_453 | 0.033 | unb_TAPWIRE_OH | 8105003 | no | no |  |  | no |  |  | 0 | 0 | 0 | 0
oh_line_TAP_OH_905610 |  | AN | node_8105003_200863301 | node_1380213_111_15289132_38 | 0.033 | unb_TAPWIRE_OH | 8105003 | no | no |  |  | no |  |  | 0 | 0 | 0 | 0
oh_line_TAP_OH_905611 |  | ABCN | node_8105003_200863304 | node_1380126_821_15288783_77 | 0.033 | unb_TAPWIRE_OH | 8105003 | no | no |  |  | no |  |  | 0 | 0 | 0 | 0
oh_line_TAP_OH_905613 |  | ABCN | node_8105003_200863308 | node_1379378_609_15291445_08 | 0.033 | unb_TAPWIRE_OH | 8105003 | no | no |  |  | no |  |  | 0 | 0 | 0 | 0
oh_line_TAP_OH_905614 |  | ABCN | node_8105003_200863309 | node_1380198_66_15288140_836 | 0.033 | unb_TAPWIRE_OH | 8105003 | no | no |  |  | no |  |  | 0 | 0 | 0 | 0
oh_line_TAP_OH_905615 |  | ABCN | node_8105003_200863311 | node_1380286_363_15287683_584 | 0.033 | unb_TAPWIRE_OH | 8105003 | no | no |  |  | no |  |  | 0 | 0 | 0 | 0
oh_line_TAP_OH_905616 |  | ABCN | node_8105003_200863316 | node_1380306_046_15287046_826 | 0.033 | unb_TAPWIRE_OH | 8105003 | no | no |  |  | no |  |  | 0 | 0 | 0 | 0
oh_line_TAP_OH_905617 |  | AN | node_8105003_200863319 | node_1380886_342_15287079_93 | 0.033 | unb_TAPWIRE_OH | 8105003 | no | no |  |  | no |  |  | 0 | 0 | 0 | 0
oh_line_TAP_OH_905618 |  | AN | node_8105003_200863323 | node_1380142_375_15286664_877 | 0.033 | unb_TAPWIRE_OH | 8105003 | no | no |  |  | no |  |  | 0 | 0 | 0 | 0
oh_line_TAP_OH_905619 |  | ABCN | node_8105003_200863325 | node_1380434_996_15286321_731 | 0.033 | unb_TAPWIRE_OH | 8105003 | no | no |  |  | no |  |  | 0 | 0 | 0 | 0
oh_line_TAP_OH_905620 |  | ABCN | node_8105003_200863329 | node_1380393_563_15285879_223 | 0.033 | unb_TAPWIRE_OH | 8105003 | no | no |  |  | no |  |  | 0 | 0 | 0 | 0
oh_line_TAP_OH_905621 |  | ABCN | node_8105003_200863332 | node_1380460_456_15285425_504 | 0.033 | unb_TAPWIRE_OH | 8105003 | no | no |  |  | no |  |  | 0 | 0 | 0 | 0
oh_line_TAP_OH_905622 |  | ABCN | node_8105003_200863337 | node_1380782_451_15284889_728 | 0.033 | unb_TAPWIRE_OH | 8105003 | no | no |  |  | no |  |  | 0 | 0 | 0 | 0
oh_line_TAP_OH_905623 |  | ABCN | node_8105003_200863338 | node_1379402_051_15291086_202 | 0.033 | unb_TAPWIRE_OH | 8105003 | no | no |  |  | no |  |  | 0 | 0 | 0 | 0
oh_line_TAP_OH_905624 |  | ABCN | node_8105003_200863341 | node_1381107_874_15284588_821 | 0.033 | unb_TAPWIRE_OH | 8105003 | no | no |  |  | no |  |  | 0 | 0 | 0 | 0
oh_line_TAP_OH_905625 |  | ABCN | node_8105003_200863345 | node_1381632_389_15284241_484 | 0.033 | unb_TAPWIRE_OH | 8105003 | no | no |  |  | no |  |  | 0 | 0 | 0 | 0
oh_line_TAP_OH_905626 |  | ABCN | node_8105003_200863352 | node_1379789_68_15290199_595 | 0.033 | unb_TAPWIRE_OH | 8105003 | no | no |  |  | no |  |  | 0 | 0 | 0 | 0
oh_line_TAP_OH_905627 |  | ABCN | node_8105003_200863355 | node_1380779_496_15286691_551 | 0.033 | unb_TAPWIRE_OH | 8105003 | no | no |  |  | no |  |  | 0 | 0 | 0 | 0
oh_line_TAP_OH_905628 |  | AN | node_8105003_200863362 | node_1380699_831_15286260_218 | 0.033 | unb_TAPWIRE_OH | 8105003 | no | no |  |  | no |  |  | 0 | 0 | 0 | 0
oh_line_TAP_OH_905635 |  | AN | node_8105003_200863378 | node_1381028_57_15286365_048 | 0.033 | unb_TAPWIRE_OH | 8105003 | no | no |  |  | no |  |  | 0 | 0 | 0 | 0
oh_line_TAP_OH_905636 |  | AN | node_8105003_200863382 | node_1381369_72_15286048_196 | 0.033 | unb_TAPWIRE_OH | 8105003 | no | no |  |  | no |  |  | 0 | 0 | 0 | 0
oh_line_TAP_OH_905654 |  | AN | node_8105003_200863444 | node_1381307_755_15286451_978 | 0.033 | unb_TAPWIRE_OH | 8105003 | no | no |  |  | no |  |  | 0 | 0 | 0 | 0
oh_line_TAP_OH_905655 |  | AN | node_8105003_200863448 | node_1381816_958_15285980_644 | 0.033 | unb_TAPWIRE_OH | 8105003 | no | no |  |  | no |  |  | 0 | 0 | 0 | 0
oh_line_TAP_OH_905670 |  | ABCN | node_8105003_200863502 | node_1382617_911_15286027_896 | 0.033 | unb_TAPWIRE_OH | 8105003 | no | no |  |  | no |  |  | 0 | 0 | 0 | 0
oh_line_TAP_OH_905671 |  | ABCN | node_8105003_200863506 | node_1382909_707_15286552_062 | 0.033 | unb_TAPWIRE_OH | 8105003 | no | no |  |  | no |  |  | 0 | 0 | 0 | 0
oh_line_TAP_OH_905672 |  | AN | node_8105003_200863509 | node_1382544_497_15286897_621 | 0.033 | unb_TAPWIRE_OH | 8105003 | no | no |  |  | no |  |  | 0 | 0 | 0 | 0
oh_line_TAP_OH_905673 |  | ABCN | node_8105003_200863513 | node_1381577_88_15286634_533 | 0.033 | unb_TAPWIRE_OH | 8105003 | no | no |  |  | no |  |  | 0 | 0 | 0 | 0
oh_line_TAP_OH_905674 |  | ABCN | node_8105003_200863517 | node_1382019_994_15286219_612 | 0.033 | unb_TAPWIRE_OH | 8105003 | no | no |  |  | no |  |  | 0 | 0 | 0 | 0
oh_line_TAP_OH_905680 |  | AN | node_8105003_200863536 | node_1382279_848_15286417_937 | 0.033 | unb_TAPWIRE_OH | 8105003 | no | no |  |  | no |  |  | 0 | 0 | 0 | 0
oh_line_TAP_OH_905681 |  | AN | node_8105003_200863539 | node_1381990_043_15286767_435 | 0.033 | unb_TAPWIRE_OH | 8105003 | no | no |  |  | no |  |  | 0 | 0 | 0 | 0
oh_line_TAP_OH_905684 |  | ABCN | node_8105003_200863560 | node_1380971_742_15288716_234 | 0.033 | unb_TAPWIRE_OH | 8105003 | no | no |  |  | no |  |  | 0 | 0 | 0 | 0
oh_line_TAP_OH_905700 |  | AN | node_8105003_200863627 | node_1381123_575_15285731_473 | 0.033 | unb_TAPWIRE_OH | 8105003 | no | no |  |  | no |  |  | 0 | 0 | 0 | 0
oh_line_TAP_OH_905701 |  | AN | node_8105003_200863633 | node_1381622_989_15285778_939 | 0.033 | unb_TAPWIRE_OH | 8105003 | no | no |  |  | no |  |  | 0 | 0 | 0 | 0
oh_line_TAP_OH_905702 |  | AN | node_8105003_200863639 | node_1381818_594_15285235_026 | 0.033 | unb_TAPWIRE_OH | 8105003 | no | no |  |  | no |  |  | 0 | 0 | 0 | 0
oh_line_TAP_OH_905703 |  | AN | node_8105003_200863646 | node_1382188_695_15285632_383 | 0.033 | unb_TAPWIRE_OH | 8105003 | no | no |  |  | no |  |  | 0 | 0 | 0 | 0
oh_line_TAP_OH_905751 |  | ABCN | node_8105003_200863850 | node_1380213_428_15288547_296 | 0.033 | unb_TAPWIRE_OH | 8105003 | no | no |  |  | no |  |  | 0 | 0 | 0 | 0
oh_line_TAP_OH_905752 |  | AN | node_8105003_200863851 | node_1381109_315_15287019_311 | 0.033 | unb_TAPWIRE_OH | 8105003 | no | no |  |  | no |  |  | 0 | 0 | 0 | 0
oh_line_TAP_OH_905753 |  | AN | node_8105003_200863853 | node_1380962_55_15287416_74 | 0.033 | unb_TAPWIRE_OH | 8105003 | no | no |  |  | no |  |  | 0 | 0 | 0 | 0
oh_line_TAP_OH_905754 |  | AN | node_8105003_200863854 | node_1380890_713_15287610_607 | 0.033 | unb_TAPWIRE_OH | 8105003 | no | no |  |  | no |  |  | 0 | 0 | 0 | 0
oh_line_TAP_OH_905755 |  | AN | node_8105003_200863856 | node_1380784_92_15287826_85 | 0.033 | unb_TAPWIRE_OH | 8105003 | no | no |  |  | no |  |  | 0 | 0 | 0 | 0
oh_line_TAP_OH_905756 |  | AN | node_8105003_200863858 | node_1380538_285_15288151_867 | 0.033 | unb_TAPWIRE_OH | 8105003 | no | no |  |  | no |  |  | 0 | 0 | 0 | 0
oh_line_TAP_OH_905757 |  | AN | node_8105003_200863862 | node_1380187_308_15285162_984 | 0.033 | unb_TAPWIRE_OH | 8105003 | no | no |  |  | no |  |  | 0 | 0 | 0 | 0
oh_line_TAP_OH_905758 |  | AN | node_8105003_200863865 | node_1380050_576_15286519_862 | 0.033 | unb_TAPWIRE_OH | 8105003 | no | no |  |  | no |  |  | 0 | 0 | 0 | 0
oh_line_TAP_OH_905759 |  | AN | node_8105003_200863868 | node_1380037_071_15286055_223 | 0.033 | unb_TAPWIRE_OH | 8105003 | no | no |  |  | no |  |  | 0 | 0 | 0 | 0
oh_line_TAP_OH_905760 |  | AN | node_8105003_200863871 | node_1380080_408_15285615_222 | 0.033 | unb_TAPWIRE_OH | 8105003 | no | no |  |  | no |  |  | 0 | 0 | 0 | 0
oh_line_TAP_OH_905775 |  | AN | node_8105003_200863937 | node_1380803_852_15285318_339 | 0.033 | unb_TAPWIRE_OH | 8105003 | no | no |  |  | no |  |  | 0 | 0 | 0 | 0
oh_line_TAP_OH_905776 |  | AN | node_8105003_200863940 | node_1381242_567_15285306_773 | 0.033 | unb_TAPWIRE_OH | 8105003 | no | no |  |  | no |  |  | 0 | 0 | 0 | 0
oh_line_TAP_OH_905777 |  | AN | node_8105003_200863944 | node_1381661_184_15284893_225 | 0.033 | unb_TAPWIRE_OH | 8105003 | no | no |  |  | no |  |  | 0 | 0 | 0 | 0
oh_line_TAP_OH_905778 |  | AN | node_8105003_200863946 | node_1381041_231_15285040_025 | 0.033 | unb_TAPWIRE_OH | 8105003 | no | no |  |  | no |  |  | 0 | 0 | 0 | 0
oh_line_TAP_OH_905779 |  | AN | node_8105003_200863948 | node_1381276_681_15284826_346 | 0.033 | unb_TAPWIRE_OH | 8105003 | no | no |  |  | no |  |  | 0 | 0 | 0 | 0
oh_line_TAP_OH_905780 |  | AN | node_8105003_200863951 | node_1381628_461_15284535_889 | 0.033 | unb_TAPWIRE_OH | 8105003 | no | no |  |  | no |  |  | 0 | 0 | 0 | 0
oh_line_TAP_OH_905781 |  | AN | node_8105003_200863954 | node_1381237_028_15284110_025 | 0.033 | unb_TAPWIRE_OH | 8105003 | no | no |  |  | no |  |  | 0 | 0 | 0 | 0
oh_line_TAP_OH_905803 |  | AN | node_8105003_200864014 | node_1380067_923_15290072_877 | 0.033 | unb_TAPWIRE_OH | 8105003 | no | no |  |  | no |  |  | 0 | 0 | 0 | 0
oh_line_TAP_OH_905804 |  | AN | node_8105003_200864016 | node_1380483_334_15290063_911 | 0.033 | unb_TAPWIRE_OH | 8105003 | no | no |  |  | no |  |  | 0 | 0 | 0 | 0
oh_line_TAP_OH_905805 |  | AN | node_8105003_200864017 | node_1380577_533_15289916_064 | 0.033 | unb_TAPWIRE_OH | 8105003 | no | no |  |  | no |  |  | 0 | 0 | 0 | 0
oh_line_TAP_OH_905806 |  | AN | node_8105003_200864019 | node_1380531_092_15289505_218 | 0.033 | unb_TAPWIRE_OH | 8105003 | no | no |  |  | no |  |  | 0 | 0 | 0 | 0
oh_line_TAP_OH_905807 |  | AN | node_8105003_200864021 | node_1380599_703_15289106_223 | 0.033 | unb_TAPWIRE_OH | 8105003 | no | no |  |  | no |  |  | 0 | 0 | 0 | 0
oh_line_TAP_OH_905829 |  | AN | node_8105003_200864080 | node_1382486_596_15285586_995 | 0.033 | unb_TAPWIRE_OH | 8105003 | no | no |  |  | no |  |  | 0 | 0 | 0 | 0
oh_line_TAP_OH_905830 |  | AN | node_8105003_200864083 | node_1381912_941_15284320_798 | 0.033 | unb_TAPWIRE_OH | 8105003 | no | no |  |  | no |  |  | 0 | 0 | 0 | 0
oh_line_TAP_OH_905831 |  | AN | node_8105003_200864087 | node_1381963_553_15284850_066 | 0.033 | unb_TAPWIRE_OH | 8105003 | no | no |  |  | no |  |  | 0 | 0 | 0 | 0
oh_line_TAP_OH_905832 |  | AN | node_8105003_200864090 | node_1382163_821_15285266_474 | 0.033 | unb_TAPWIRE_OH | 8105003 | no | no |  |  | no |  |  | 0 | 0 | 0 | 0
oh_line_TAP_OH_905833 |  | AN | node_8105003_200864094 | node_1383137_251_15286172_634 | 0.033 | unb_TAPWIRE_OH | 8105003 | no | no |  |  | no |  |  | 0 | 0 | 0 | 0
oh_line_TAP_OH_905834 |  | ABCN | node_8105003_200864100 | node_1381279_418_15287130_188 | 0.033 | unb_TAPWIRE_OH | 8105003 | no | no |  |  | no |  |  | 0 | 0 | 0 | 0
oh_line_TAP_OH_905835 |  | ABCN | node_8105003_200864103 | node_1381226_338_15287722_16 | 0.033 | unb_TAPWIRE_OH | 8105003 | no | no |  |  | no |  |  | 0 | 0 | 0 | 0
oh_line_TAP_OH_905836 |  | AN | node_8105003_200864105 | node_1381078_394_15287837_865 | 0.033 | unb_TAPWIRE_OH | 8105003 | no | no |  |  | no |  |  | 0 | 0 | 0 | 0
oh_line_TAP_OH_905916 |  | ABCN | node_8105003_200864398 | node_1380301_075_15281904_22 | 0.033 | unb_TAPWIRE_OH | 8105003 | no | no |  |  | no |  |  | 0 | 0 | 0 | 0
oh_line_TAP_OH_905917 |  | ABCN | node_8105003_200864402 | node_1379424_968_15281350_874 | 0.033 | unb_TAPWIRE_OH | 8105003 | no | no |  |  | no |  |  | 0 | 0 | 0 | 0
oh_line_TAP_OH_905918 |  | AN | node_8105003_200864406 | node_1379032_654_15280947_192 | 0.033 | unb_TAPWIRE_OH | 8105003 | no | no |  |  | no |  |  | 0 | 0 | 0 | 0
oh_line_TAP_OH_905919 |  | AN | node_8105003_200864408 | node_1378930_017_15280591_588 | 0.033 | unb_TAPWIRE_OH | 8105003 | no | no |  |  | no |  |  | 0 | 0 | 0 | 0
oh_line_TAP_OH_905920 |  | ABCN | node_8105003_200864411 | node_1378945_592_15281140_736 | 0.033 | unb_TAPWIRE_OH | 8105003 | no | no |  |  | no |  |  | 0 | 0 | 0 | 0
oh_line_TAP_OH_905921 |  | ABCN | node_8105003_200864413 | node_1378629_395_15281006_427 | 0.033 | unb_TAPWIRE_OH | 8105003 | no | no |  |  | no |  |  | 0 | 0 | 0 | 0
oh_line_TAP_OH_905922 |  | ABCN | node_8105003_200864417 | node_1378144_101_15280998_169 | 0.033 | unb_TAPWIRE_OH | 8105003 | no | no |  |  | no |  |  | 0 | 0 | 0 | 0
oh_line_TAP_OH_905923 |  | ABCN | node_8105003_200864418 | node_1380698_96_15282192_519 | 0.033 | unb_TAPWIRE_OH | 8105003 | no | no |  |  | no |  |  | 0 | 0 | 0 | 0
oh_line_TAP_OH_905924 |  | ABCN | node_8105003_200864423 | node_1379824_206_15281638_047 | 0.033 | unb_TAPWIRE_OH | 8105003 | no | no |  |  | no |  |  | 0 | 0 | 0 | 0
oh_line_TAP_OH_905925 |  | AN | node_8105003_200864425 | node_1378451_78_15280090_674 | 0.033 | unb_TAPWIRE_OH | 8105003 | no | no |  |  | no |  |  | 0 | 0 | 0 | 0
oh_line_TAP_OH_905926 |  | AN | node_8105003_200864429 | node_1378990_884_15280388_895 | 0.033 | unb_TAPWIRE_OH | 8105003 | no | no |  |  | no |  |  | 0 | 0 | 0 | 0
oh_line_TAP_OH_905927 |  | AN | node_8105003_200864432 | node_1379505_858_15280403_549 | 0.033 | unb_TAPWIRE_OH | 8105003 | no | no |  |  | no |  |  | 0 | 0 | 0 | 0
oh_line_TAP_OH_905928 |  | AN | node_8105003_200864435 | node_1377949_015_15280778_475 | 0.033 | unb_TAPWIRE_OH | 8105003 | no | no |  |  | no |  |  | 0 | 0 | 0 | 0
oh_line_TAP_OH_905929 |  | AN | node_8105003_200864438 | node_1378306_222_15280576_456 | 0.033 | unb_TAPWIRE_OH | 8105003 | no | no |  |  | no |  |  | 0 | 0 | 0 | 0
oh_line_TAP_OH_905930 |  | AN | node_8105003_200864443 | node_1377961_607_15280304_091 | 0.033 | unb_TAPWIRE_OH | 8105003 | no | no |  |  | no |  |  | 0 | 0 | 0 | 0
oh_line_TAP_OH_905931 |  | AN | node_8105003_200864459 | node_1380554_802_15282750_479 | 0.033 | unb_TAPWIRE_OH | 8105003 | no | no |  |  | no |  |  | 0 | 0 | 0 | 0
oh_line_TAP_OH_905932 |  | AN | node_8105003_200864460 | node_1380501_704_15282922_243 | 0.033 | unb_TAPWIRE_OH | 8105003 | no | no |  |  | no |  |  | 0 | 0 | 0 | 0
oh_line_TAP_OH_905933 |  | AN | node_8105003_200864462 | node_1380546_779_15283277_197 | 0.033 | unb_TAPWIRE_OH | 8105003 | no | no |  |  | no |  |  | 0 | 0 | 0 | 0
oh_line_TAP_OH_905934 |  | ABCN | node_8105003_200864464 | node_1380313_88_15282412_557 | 0.033 | unb_TAPWIRE_OH | 8105003 | no | no |  |  | no |  |  | 0 | 0 | 0 | 0
oh_line_TAP_OH_905935 |  | ABCN | node_8105003_200864465 | node_1380146_785_15282343_184 | 0.033 | unb_TAPWIRE_OH | 8105003 | no | no |  |  | no |  |  | 0 | 0 | 0 | 0
oh_line_TAP_OH_905936 |  | ABCN | node_8105003_200864466 | node_1379974_952_15282274_873 | 0.033 | unb_TAPWIRE_OH | 8105003 | no | no |  |  | no |  |  | 0 | 0 | 0 | 0
oh_line_TAP_OH_905937 |  | ABCN | node_8105003_200864468 | node_1379824_275_15282372_4 | 0.033 | unb_TAPWIRE_OH | 8105003 | no | no |  |  | no |  |  | 0 | 0 | 0 | 0
oh_line_TAP_OH_905938 |  | ABCN | node_8105003_200864470 | node_1379524_664_15282331_964 | 0.033 | unb_TAPWIRE_OH | 8105003 | no | no |  |  | no |  |  | 0 | 0 | 0 | 0
oh_line_TAP_OH_905939 |  | ABCN | node_8105003_200864473 | node_1379233_724_15282367_626 | 0.033 | unb_TAPWIRE_OH | 8105003 | no | no |  |  | no |  |  | 0 | 0 | 0 | 0
oh_line_TAP_OH_905940 |  | ABCN | node_8105003_200864479 | node_1378732_825_15282456_893 | 0.033 | unb_TAPWIRE_OH | 8105003 | no | no |  |  | no |  |  | 0 | 0 | 0 | 0
oh_line_TAP_OH_905941 |  | ABCN | node_8105003_200864482 | node_1378340_893_15282451_941 | 0.033 | unb_TAPWIRE_OH | 8105003 | no | no |  |  | no |  |  | 0 | 0 | 0 | 0
oh_line_TAP_OH_905942 |  | ABCN | node_8105003_200864485 | node_1378189_989_15282469_361 | 0.033 | unb_TAPWIRE_OH | 8105003 | no | no |  |  | no |  |  | 0 | 0 | 0 | 0
oh_line_TAP_OH_905943 |  | ABCN | node_8105003_200864486 | node_1377929_333_15282552_033 | 0.033 | unb_TAPWIRE_OH | 8105003 | no | no |  |  | no |  |  | 0 | 0 | 0 | 0
oh_line_TAP_OH_905944 |  | ABCN | node_8105003_200864493 | node_1381425_948_15283774_264 | 0.033 | unb_TAPWIRE_OH | 8105003 | no | no |  |  | no |  |  | 0 | 0 | 0 | 0
oh_line_TAP_OH_905945 |  | ABCN | node_8105003_200864494 | node_1377076_755_15282377_545 | 0.033 | unb_TAPWIRE_OH | 8105003 | no | no |  |  | no |  |  | 0 | 0 | 0 | 0
oh_line_TAP_OH_905946 |  | ABCN | node_8105003_200864497 | node_1376622_475_15282388_751 | 0.033 | unb_TAPWIRE_OH | 8105003 | no | no |  |  | no |  |  | 0 | 0 | 0 | 0
oh_line_TAP_OH_905947 |  | ABCN | node_8105003_200864500 | node_1376011_227_15282378_862 | 0.033 | unb_TAPWIRE_OH | 8105003 | no | no |  |  | no |  |  | 0 | 0 | 0 | 0
oh_line_TAP_OH_905948 |  | AN | node_1375667_856_15282156_749 | node_8105003_200864502 | 0.033 | unb_TAPWIRE_OH | 8105003 | no | no |  |  | no |  |  | 0 | 0 | 0 | 0
oh_line_TAP_OH_905956 |  | ABCN | node_8105003_200864550 | node_1381050_924_15282466_654 | 0.033 | unb_TAPWIRE_OH | 8105003 | no | no |  |  | no |  |  | 0 | 0 | 0 | 0
oh_line_TAP_OH_905958 |  | ABCN | node_8105003_200864552 | node_1381187_2_15282186_883 | 0.033 | unb_TAPWIRE_OH | 8105003 | no | no |  |  | no |  |  | 0 | 0 | 0 | 0
oh_line_TAP_OH_905959 |  | ABCN | node_8105003_200864554 | node_1381119_993_15281767_122 | 0.033 | unb_TAPWIRE_OH | 8105003 | no | no |  |  | no |  |  | 0 | 0 | 0 | 0
oh_line_TAP_OH_905960 |  | ABCN | node_8105003_200864555 | node_1381062_582_15281600_453 | 0.033 | unb_TAPWIRE_OH | 8105003 | no | no |  |  | no |  |  | 0 | 0 | 0 | 0
oh_line_TAP_OH_905980 |  | ABCN | node_8105003_200864655 | node_1380288_382_15288672_301 | 0.033 | unb_TAPWIRE_OH | 8105003 | no | no |  |  | no |  |  | 0 | 0 | 0 | 0
oh_line_TAP_OH_905982 |  | ABCN | node_8105003_200864661 | node_1381061_407_15288423_461 | 0.033 | unb_TAPWIRE_OH | 8105003 | no | no |  |  | no |  |  | 0 | 0 | 0 | 0
oh_line_TAP_OH_905994 |  | AN | node_8105003_200864697 | node_1379284_082_15280686_942 | 0.033 | unb_TAPWIRE_OH | 8105003 | no | no |  |  | no |  |  | 0 | 0 | 0 | 0
oh_line_TAP_OH_905995 |  | AN | node_8105003_200864700 | node_1379399_361_15280081_283 | 0.033 | unb_TAPWIRE_OH | 8105003 | no | no |  |  | no |  |  | 0 | 0 | 0 | 0
oh_line_TAP_OH_905996 |  | AN | node_8105003_200864701 | node_1380154_024_15281474_674 | 0.033 | unb_TAPWIRE_OH | 8105003 | no | no |  |  | no |  |  | 0 | 0 | 0 | 0
oh_line_TAP_OH_905997 |  | AN | node_8105003_200864704 | node_1379569_149_15281052_462 | 0.033 | unb_TAPWIRE_OH | 8105003 | no | no |  |  | no |  |  | 0 | 0 | 0 | 0
oh_line_TAP_OH_906036 |  | AN | node_8105003_200864832 | node_1379815_161_15280722_588 | 0.033 | unb_TAPWIRE_OH | 8105003 | no | no |  |  | no |  |  | 0 | 0 | 0 | 0
oh_line_TAP_OH_906208 |  | ABCN | node_8105003_200865457 | node_1378461_233_15291914_382 | 0.033 | unb_TAPWIRE_OH | 8105003 | no | no |  |  | no |  |  | 0 | 0 | 0 | 0
oh_line_TAP_OH_906515 |  | AN | node_8105003_200866393 | node_1375678_545_15275672_05 | 0.033 | unb_TAPWIRE_OH | 8105003 | no | no |  |  | no |  |  | 0 | 0 | 0 | 0
oh_line_TAP_OH_906542 |  | AN | node_8105003_200866483 | node_1375820_983_15275365_44 | 0.033 | unb_TAPWIRE_OH | 8105003 | no | no |  |  | no |  |  | 0 | 0 | 0 | 0
oh_line_TAP_OH_906543 |  | AN | node_8105003_200866487 | node_1376361_494_15275869_073 | 0.033 | unb_TAPWIRE_OH | 8105003 | no | no |  |  | no |  |  | 0 | 0 | 0 | 0
oh_line_TAP_OH_906544 |  | AN | node_8105003_200866491 | node_1376867_441_15276751_835 | 0.033 | unb_TAPWIRE_OH | 8105003 | no | no |  |  | no |  |  | 0 | 0 | 0 | 0
oh_line_TAP_OH_906545 |  | AN | node_8105003_200866494 | node_1377466_233_15277080_646 | 0.033 | unb_TAPWIRE_OH | 8105003 | no | no |  |  | no |  |  | 0 | 0 | 0 | 0
oh_line_TAP_OH_906546 |  | AN | node_8105003_200866497 | node_1377661_671_15277221_756 | 0.033 | unb_TAPWIRE_OH | 8105003 | no | no |  |  | no |  |  | 0 | 0 | 0 | 0
oh_line_TAP_OH_906547 |  | AN | node_8105003_200866501 | node_1378174_856_15277757_541 | 0.033 | unb_TAPWIRE_OH | 8105003 | no | no |  |  | no |  |  | 0 | 0 | 0 | 0
oh_line_TAP_OH_906548 |  | AN | node_8105003_200866503 | node_1378500_417_15277987_869 | 0.033 | unb_TAPWIRE_OH | 8105003 | no | no |  |  | no |  |  | 0 | 0 | 0 | 0
oh_line_TAP_OH_906549 |  | AN | node_8105003_200866505 | node_1378844_879_15278354_831 | 0.033 | unb_TAPWIRE_OH | 8105003 | no | no |  |  | no |  |  | 0 | 0 | 0 | 0
oh_line_TAP_OH_906550 |  | AN | node_8105003_200866506 | node_1379151_016_15278598_447 | 0.033 | unb_TAPWIRE_OH | 8105003 | no | no |  |  | no |  |  | 0 | 0 | 0 | 0
oh_line_TAP_OH_906551 |  | AN | node_8105003_200866507 | node_1379372_064_15278772_318 | 0.033 | unb_TAPWIRE_OH | 8105003 | no | no |  |  | no |  |  | 0 | 0 | 0 | 0
oh_line_TAP_OH_921795 |  | AN | node_8105003_200958661 | node_1384659_537_15287484_767 | 0.033 | unb_TAPWIRE_OH | 8105003 | no | no |  |  | no |  |  | 0 | 0 | 0 | 0
oh_line_TAP_OH_923146 |  | ABCN | node_8105003_200965196 | node_1388526_433_15283560_785 | 0.033 | unb_TAPWIRE_OH | 8105003 | no | no |  |  | no |  |  | 0 | 0 | 0 | 0
oh_line_TAP_OH_927114 |  | ABCN | node_8105003_200986299 | node_1383186_386_15286765_852 | 0.033 | unb_TAPWIRE_OH | 8105003 | no | no |  |  | no |  |  | 0 | 0 | 0 | 0
oh_line_TAP_OH_938287 |  | ABCN | node_8105003_201068847 | node_1382079_75_15276024_904 | 0.033 | unb_TAPWIRE_OH | 8105003 | no | no |  |  | no |  |  | 0 | 0 | 0 | 0
oh_line_TAP_OH_1243990 |  | ABCN | node_8105003_200818705 | node_1386967_146_15284809_432 | 0.033 | unb_TAPWIRE_OH | 8105003 | no | no |  |  | no |  |  | 0 | 0 | 0 | 0
oh_line_TAP_OH_2144131 |  | ABCN | node_8105003_200976833 | node_1380009_333_15288726_242 | 0.033 | unb_TAPWIRE_OH | 8105003 | no | no |  |  | no |  |  | 0 | 0 | 0 | 0
oh_line_TAP_OH_2144132 |  | ABCN | node_8105003_200976833 | node_1380017_306_15288701_932 | 0.033 | unb_TAPWIRE_OH | 8105003 | no | no |  |  | no |  |  | 0 | 0 | 0 | 0
oh_line_TAP_OH_2144133 |  | ABCN | node_8105003_200976833 | node_1380006_333_15288752_536 | 0.033 | unb_TAPWIRE_OH | 8105003 | no | no |  |  | no |  |  | 0 | 0 | 0 | 0
oh_line_TAP_OH_2261322 |  | ABCN | node_8105003_200863579 | node_1381232_141_15289499_454 | 0.033 | unb_TAPWIRE_OH | 8105003 | no | no |  |  | no |  |  | 0 | 0 | 0 | 0
oh_line_TAP_OH_2261323 |  | ABCN | node_8105003_200863579 | node_1381234_186_15289525_957 | 0.033 | unb_TAPWIRE_OH | 8105003 | no | no |  |  | no |  |  | 0 | 0 | 0 | 0
oh_line_TAP_OH_2261324 |  | ABCN | node_8105003_200863579 | node_1381225_059_15289474_518 | 0.033 | unb_TAPWIRE_OH | 8105003 | no | no |  |  | no |  |  | 0 | 0 | 0 | 0
oh_line_TAP_OH_2261325 |  | ABCN | node_8105003_200864546 | node_1381116_518_15282910_146 | 0.033 | unb_TAPWIRE_OH | 8105003 | no | no |  |  | no |  |  | 0 | 0 | 0 | 0
oh_line_TAP_OH_2261326 |  | ABCN | node_8105003_200864546 | node_1381104_892_15282931_618 | 0.033 | unb_TAPWIRE_OH | 8105003 | no | no |  |  | no |  |  | 0 | 0 | 0 | 0
oh_line_TAP_OH_2261327 |  | ABCN | node_8105003_200864546 | node_1381123_588_15282885_329 | 0.033 | unb_TAPWIRE_OH | 8105003 | no | no |  |  | no |  |  | 0 | 0 | 0 | 0
oh_line_TAP_OH_2261328 |  | ABCN | node_8105003_200864662 | node_1381269_752_15288198_734 | 0.033 | unb_TAPWIRE_OH | 8105003 | no | no |  |  | no |  |  | 0 | 0 | 0 | 0
oh_line_TAP_OH_2261329 |  | ABCN | node_8105003_200864662 | node_1381281_876_15288219_917 | 0.033 | unb_TAPWIRE_OH | 8105003 | no | no |  |  | no |  |  | 0 | 0 | 0 | 0
oh_line_TAP_OH_2261330 |  | ABCN | node_8105003_200819782 | node_1384447_092_15278868_871 | 0.033 | unb_TAPWIRE_OH | 8105003 | no | no |  |  | no |  |  | 0 | 0 | 0 | 0
oh_line_TAP_OH_2261331 |  | ABCN | node_8105003_200819782 | node_1384442_719_15278842_86 | 0.033 | unb_TAPWIRE_OH | 8105003 | no | no |  |  | no |  |  | 0 | 0 | 0 | 0
oh_line_TAP_OH_2261332 |  | ABCN | node_8105003_200819782 | node_1384456_326_15278892_521 | 0.033 | unb_TAPWIRE_OH | 8105003 | no | no |  |  | no |  |  | 0 | 0 | 0 | 0
oh_line_TAP_OH_2261333 |  | ABCN | node_8105003_200863289 | node_1379413_726_15291561_378 | 0.033 | unb_TAPWIRE_OH | 8105003 | no | no |  |  | no |  |  | 0 | 0 | 0 | 0
oh_line_TAP_OH_2261334 |  | ABCN | node_8105003_200863289 | node_1379410_231_15291587_557 | 0.033 | unb_TAPWIRE_OH | 8105003 | no | no |  |  | no |  |  | 0 | 0 | 0 | 0
oh_line_TAP_OH_2261335 |  | ABCN | node_8105003_200863289 | node_1379412_05_15291534_831 | 0.033 | unb_TAPWIRE_OH | 8105003 | no | no |  |  | no |  |  | 0 | 0 | 0 | 0
oh_line_TAP_OH_2261336 |  | ABCN | node_8105003_200820175 | node_1384013_109_15275624_947 | 0.033 | unb_TAPWIRE_OH | 8105003 | no | no |  |  | no |  |  | 0 | 0 | 0 | 0
oh_line_TAP_OH_2261337 |  | ABCN | node_8105003_200820175 | node_1384016_017_15275651_312 | 0.033 | unb_TAPWIRE_OH | 8105003 | no | no |  |  | no |  |  | 0 | 0 | 0 | 0
oh_line_TAP_OH_2261338 |  | ABCN | node_8105003_200820175 | node_1384005_218_15275600_445 | 0.033 | unb_TAPWIRE_OH | 8105003 | no | no |  |  | no |  |  | 0 | 0 | 0 | 0
oh_line_TAP_OH_2261339 |  | ABCN | node_8105003_200819793 | node_1383886_639_15277211_975 | 0.033 | unb_TAPWIRE_OH | 8105003 | no | no |  |  | no |  |  | 0 | 0 | 0 | 0
oh_line_TAP_OH_2261340 |  | ABCN | node_8105003_200819793 | node_1383893_818_15277187_214 | 0.033 | unb_TAPWIRE_OH | 8105003 | no | no |  |  | no |  |  | 0 | 0 | 0 | 0
oh_line_TAP_OH_2261341 |  | AN | node_8105003_200819828 | node_1382275_66_15272894_125 | 0.033 | unb_TAPWIRE_OH | 8105003 | no | no |  |  | no |  |  | 0 | 0 | 0 | 0
oh_line_TAP_OH_2261342 |  | AN | node_8105003_200819828 | node_1382293_481_15272906_006 | 0.033 | unb_TAPWIRE_OH | 8105003 | no | no |  |  | no |  |  | 0 | 0 | 0 | 0
oh_line_TAP_OH_2261343 |  | AN | node_8105003_200819828 | node_1382256_183_15272888_816 | 0.033 | unb_TAPWIRE_OH | 8105003 | no | no |  |  | no |  |  | 0 | 0 | 0 | 0
oh_line_TAP_OH_2261344 |  | ABCN | node_8105003_200819794 | node_1384003_747_15277089_519 | 0.033 | unb_TAPWIRE_OH | 8105003 | no | no |  |  | no |  |  | 0 | 0 | 0 | 0
oh_line_TAP_OH_2261345 |  | ABCN | node_8105003_200819794 | node_1384021_112_15277102_563 | 0.033 | unb_TAPWIRE_OH | 8105003 | no | no |  |  | no |  |  | 0 | 0 | 0 | 0
oh_line_TAP_OH_2261346 |  | ABCN | node_8105003_200819794 | node_1383984_488_15277082_927 | 0.033 | unb_TAPWIRE_OH | 8105003 | no | no |  |  | no |  |  | 0 | 0 | 0 | 0
oh_line_TAP_OH_2261347 |  | ABCN | node_8105003_200863306 | node_1380007_734_15288485_541 | 0.033 | unb_TAPWIRE_OH | 8105003 | no | no |  |  | no |  |  | 0 | 0 | 0 | 0
oh_line_TAP_OH_2261348 |  | ABCN | node_8105003_200863306 | node_1380017_13_15288462_175 | 0.033 | unb_TAPWIRE_OH | 8105003 | no | no |  |  | no |  |  | 0 | 0 | 0 | 0
oh_line_TAP_OH_2261349 |  | ABCN | node_8105003_200863306 | node_1380003_179_15288511_415 | 0.033 | unb_TAPWIRE_OH | 8105003 | no | no |  |  | no |  |  | 0 | 0 | 0 | 0
oh_line_TAP_OH_2261350 |  | ABCN | node_8105003_200863288 | node_1380342_612_15289304_58 | 0.033 | unb_TAPWIRE_OH | 8105003 | no | no |  |  | no |  |  | 0 | 0 | 0 | 0
oh_line_TAP_OH_2261351 |  | ABCN | node_8105003_200863288 | node_1380343_092_15289331_204 | 0.033 | unb_TAPWIRE_OH | 8105003 | no | no |  |  | no |  |  | 0 | 0 | 0 | 0
oh_line_TAP_OH_2261352 |  | ABCN | node_8105003_200863288 | node_1380337_017_15289278_985 | 0.033 | unb_TAPWIRE_OH | 8105003 | no | no |  |  | no |  |  | 0 | 0 | 0 | 0
oh_line_TAP_OH_2261353 |  | ABCN | node_8105003_200864660 | node_1381024_658_15288644_026 | 0.033 | unb_TAPWIRE_OH | 8105003 | no | no |  |  | no |  |  | 0 | 0 | 0 | 0
oh_line_TAP_OH_2261354 |  | ABCN | node_8105003_200864660 | node_1381010_094_15288661_971 | 0.033 | unb_TAPWIRE_OH | 8105003 | no | no |  |  | no |  |  | 0 | 0 | 0 | 0
oh_line_TAP_OH_2261355 |  | ABCN | node_8105003_200863558 | node_1381123_284_15289000_968 | 0.033 | unb_TAPWIRE_OH | 8105003 | no | no |  |  | no |  |  | 0 | 0 | 0 | 0
oh_line_TAP_OH_2261356 |  | ABCN | node_8105003_200863558 | node_1381123_981_15289027_585 | 0.033 | unb_TAPWIRE_OH | 8105003 | no | no |  |  | no |  |  | 0 | 0 | 0 | 0
oh_line_TAP_OH_2261357 |  | ABCN | node_8105003_200820190 | node_1385374_699_15274712_068 | 0.033 | unb_TAPWIRE_OH | 8105003 | no | no |  |  | no |  |  | 0 | 0 | 0 | 0
oh_line_TAP_OH_2261358 |  | ABCN | node_8105003_200820190 | node_1385384_32_15274688_863 | 0.033 | unb_TAPWIRE_OH | 8105003 | no | no |  |  | no |  |  | 0 | 0 | 0 | 0
oh_line_TAP_OH_2261359 |  | ABCN | node_8105003_200820190 | node_1385369_899_15274737_862 | 0.033 | unb_TAPWIRE_OH | 8105003 | no | no |  |  | no |  |  | 0 | 0 | 0 | 0
oh_line_TAP_OH_2261360 |  | ABCN | node_8105003_200815771 | node_1389217_959_15283590_791 | 0.033 | unb_TAPWIRE_OH | 8105003 | no | no |  |  | no |  |  | 0 | 0 | 0 | 0
oh_line_TAP_OH_2261361 |  | ABCN | node_8105003_200815771 | node_1389214_495_15283616_979 | 0.033 | unb_TAPWIRE_OH | 8105003 | no | no |  |  | no |  |  | 0 | 0 | 0 | 0
oh_line_TAP_OH_2261362 |  | ABCN | node_8105003_200815771 | node_1389216_249_15283564_248 | 0.033 | unb_TAPWIRE_OH | 8105003 | no | no |  |  | no |  |  | 0 | 0 | 0 | 0
oh_line_TAP_OH_2261363 |  | ABCN | node_8105003_200863556 | node_1380955_83_15289211_327 | 0.033 | unb_TAPWIRE_OH | 8105003 | no | no |  |  | no |  |  | 0 | 0 | 0 | 0
oh_line_TAP_OH_2261364 |  | ABCN | node_8105003_200863556 | node_1380956_376_15289184_715 | 0.033 | unb_TAPWIRE_OH | 8105003 | no | no |  |  | no |  |  | 0 | 0 | 0 | 0
oh_line_TAP_OH_2261365 |  | ABCN | node_8105003_200863556 | node_1380960_435_15289237_268 | 0.033 | unb_TAPWIRE_OH | 8105003 | no | no |  |  | no |  |  | 0 | 0 | 0 | 0
oh_line_TAP_OH_4175915 |  | AN | node_8105003_312037608 | node_1384590_666_15280173_434 | 0.033 | unb_TAPWIRE_OH | 8105003 | no | no |  |  | no |  |  | 0 | 0 | 0 | 0
oh_line_TAP_OH_5245592 |  | ABCN | node_8105003_312118553 | node_1381256_505_15287888_242 | 0.033 | unb_TAPWIRE_OH | 8105003 | no | no |  |  | no |  |  | 0 | 0 | 0 | 0

## overhead_line_conductor
data_type | static
owner_type | feeder
owner | 8105003
object | overhead_line_conductor
name | groupid | geometric_mean_radius | resistance | diameter | rating_summer_continuous | rating_summer_emergency | rating_winter_continuous | rating_winter_emergency | dcircuit | selected | comments
oh_cond_1/0_AAAC |  | 0.012 | 0.876 | 0.398 | 235 | 235 | 310 | 310 |  | no
oh_cond_1/0_ACSR |  | 0.012 | 0.888 | 0.398 | 265 | 265 | 330 | 330 |  | no
oh_cond_1_ACSR |  | 0.01 | 1.12 | 0.328 | 225 | 225 | 285 | 285 |  | no
oh_cond_2/0_CU |  | 0.013 | 0.44 | 0.414 | 295 | 295 | 425 | 425 |  | no
oh_cond_2_ACSR |  | 0.01 | 1.41 | 0.325 | 195 | 195 | 245 | 245 |  | no
oh_cond_2_AL |  | 0.009 | 1.14 | 0.292 | 175 | 175 | 210 | 210 |  | no
oh_cond_2_CU |  | 0.009 | 0.873 | 0.292 | 190 | 190 | 270 | 270 |  | no
oh_cond_3_#7_CWD_30% |  | 0.005 | 3.07 | 0.311 | 125 | 125 | 195 | 195 |  | no
oh_cond_4/0_AAAC |  | 0.017 | 0.439 | 0.563 | 365 | 365 | 480 | 480 |  | no
oh_cond_4/0_ACSR |  | 0.017 | 0.445 | 0.563 | 410 | 410 | 515 | 515 |  | no
oh_cond_4/0_AL |  | 0.016 | 0.442 | 0.522 | 365 | 365 | 480 | 480 |  | no
oh_cond_4A_CWD |  | 0.006 | 1.395 | 0.29 | 150 | 150 | 220 | 220 |  | no
oh_cond_4_CU |  | 0.007 | 1.388 | 0.232 | 140 | 140 | 200 | 200 |  | no
oh_cond_477_MCM_AL |  | 0.025 | 0.198 | 0.792 | 605 | 605 | 810 | 810 |  | no
oh_cond_WP-4/0-CU |  | 0.015 | 0.273 | 0.81 | 340 | 340 | 390 | 390 |  | no

## recloser
data_type | static
owner_type | feeder
owner | 8105003
object | recloser
name | groupid | phases | fr | to | phase_A_state | phase_B_state | phase_C_state | operating_mode | retry_time | max_number_of_tries | status | dcircuit | selected | monitored | monitored_fields | class_monitored_fields | played | played_fields | comments
recloser_220411237 |  | ABCN | node_intto1_220411237 | node_220411237 | CLOSED | CLOSED | CLOSED | INDIVIDUAL |  |  |  | 8105003 | no | no |  |  | no

## sectionalizer
data_type | static
owner_type | feeder
owner | 8105003
object | sectionalizer
name | groupid | phases | fr | to | phase_A_state | phase_B_state | phase_C_state | operating_mode | status | dcircuit | selected | monitored | monitored_fields | class_monitored_fields | played | played_fields | comments
sectionalizer_220411471 |  | ABCN | node_intto1_8105003_200863316 | node_8105003_200863316 | CLOSED | CLOSED | CLOSED | INDIVIDUAL |  | 8105003 | no | no |  |  | no

## switch
data_type | static
owner_type | feeder
owner | 8105003
object | switch
name | groupid | phases | fr | to | phase_A_state | phase_B_state | phase_C_state | operating_mode | status | dcircuit | selected | monitored | monitored_fields | class_monitored_fields | played | played_fields | comments
switch_220415732 |  | ABCN | node_intto1_8105003_200819792 | node_8105003_200819792 | CLOSED | CLOSED | CLOSED | INDIVIDUAL |  | 8105003 | no | no |  |  | no
switch_220415760 |  | ABCN | node_intto1_8105003_200820176 | node_8105003_200820176 | CLOSED | CLOSED | CLOSED | INDIVIDUAL |  | 8105003 | no | no |  |  | no
switch_220415761 |  | ABCN | node_intto1_8105003_200819830 | node_8105003_200819830 | CLOSED | CLOSED | CLOSED | INDIVIDUAL |  | 8105003 | no | no |  |  | no
switch_220416166 |  | ABCN | node_intto1_220416166 | node_220416166 | CLOSED | CLOSED | CLOSED | INDIVIDUAL |  | 8105003 | no | no |  |  | no
switch_220416323 |  | AN | node_intto1_8105003_200864434 | node_8105003_200864434 | CLOSED | CLOSED | CLOSED | INDIVIDUAL |  | 8105003 | no | no |  |  | no
switch_220416338 |  | ABCN | node_intto1_8105003_200864456 | node_8105003_200864456 | CLOSED | CLOSED | CLOSED | INDIVIDUAL |  | 8105003 | no | no |  |  | no
switch_220416345 |  | ABCN | node_intto1_8105003_200864545 | node_8105003_200864545 | CLOSED | CLOSED | CLOSED | INDIVIDUAL |  | 8105003 | no | no |  |  | no
switch_220416794 |  | ABCN | node_intto1_8105003_200950945 | node_8105003_200950945 | CLOSED | CLOSED | CLOSED | INDIVIDUAL |  | 8105003 | no | no |  |  | no
switch_220416798 |  | ABCN | node_intto1_8105003_200863327 | node_8105003_200863327 | CLOSED | CLOSED | CLOSED | INDIVIDUAL |  | 8105003 | no | no |  |  | no
switch_220416802 |  | ABCN | node_intto1_8105003_200863347 | node_8105003_200863347 | CLOSED | CLOSED | CLOSED | INDIVIDUAL |  | 8105003 | no | no |  |  | no
switch_220416836 |  | AN | node_intto1_8105003_200859906 | node_8105003_200859906 | CLOSED | CLOSED | CLOSED | INDIVIDUAL |  | 8105003 | no | no |  |  | no
switch_220417232 |  | ABCN | node_intto1_8105003_200810138 | node_8105003_200810138 | CLOSED | CLOSED | CLOSED | INDIVIDUAL |  | 8105003 | no | no |  |  | no
switch_311903268 |  | ABN | node_intto1_8105003_200987243 | node_8105003_200987243 | CLOSED | CLOSED | CLOSED | INDIVIDUAL |  | 8105003 | no | no |  |  | no
switch_312002046 |  | ABCN | node_intto1_312002046 | node_312002046 | CLOSED | CLOSED | CLOSED | INDIVIDUAL |  | 8105003 | no | no |  |  | no

## transformer
data_type | static
owner_type | feeder
owner | 8105003
object | transformer
name | groupid | phases | fr | to | configuration | climate | aging_constant | use_thermal_model | aging_granularity | dcircuit | selected | monitored | monitored_fields | class_monitored_fields | played | played_fields | comments
transformer_220465114 |  | ABCN | node_220465114 | node_intto1_220465114 | config_transformer_220465114 |  | 0 |  | 0 | 8105003 | no | no |  |  | no
transformer_220465162 |  | AN | node_220465162 | node_intto1_220465162 | config_transformer_220465162 |  | 0 |  | 0 | 8105003 | no | no |  |  | no

## transformer_configuration
data_type | static
owner_type | feeder
owner | 8105003
object | transformer_configuration
name | groupid | connect_type | install_type | coolant_type | cooling_type | primary_voltage | secondary_voltage | power_rating | powerA_rating | powerB_rating | powerC_rating | impedance | shunt_impedance | core_coil_weight | tank_fittings_weight | oil_volume | rated_winding_time_constant | rated_winding_hot_spot_rise | rated_top_oil_rise | no_load_loss | full_load_loss | reactance_resistance_ratio | installed_insulation_life | dcircuit | selected | comments
config_transformer_220465114 |  | DELTA_GWYE |  |  |  | 4800 | 34500 | 300 | 0 | 0 | 0 | 0.004+0.04j | 0 | 0 | 0 | 0 | 0 | 0 | 0 | 0 | 0 | 10 | 0 |  | no
config_transformer_220465162 |  | DELTA_GWYE |  |  |  | 4800 | 12470 | 333 | 0 | 0 | 0 | 0.005+0.047j | 0 | 0 | 0 | 0 | 0 | 0 | 0 | 0 | 0 | 10 | 0 |  | no

## underground_line
data_type | static
owner_type | feeder
owner | 8105003
object | underground_line
name | groupid | phases | fr | to | length | configuration | dcircuit | selected | monitored | monitored_fields | class_monitored_fields | played | played_fields | comments
und_line_8105003_200805571 |  | AN | node_8105003_200815770 | node_intto1_8105003_200805571 | 221.894 | und_1P_2ALURD_2AL(N) | 8105003 | no | no |  |  | no
und_line_8105003_200805575 |  | ABCN | node_8105003_200974599 | node_intto1_8105003_200805575 | 260.128 | und_3P_2ALURD_2AL(N) | 8105003 | no | no |  |  | no
und_line_8105003_200805578 |  | ABCN | node_8105003_200805575 | node_8105003_200805578 | 302.929 | und_3P_1/0ALURD_1/0AL(N) | 8105003 | no | no |  |  | no
und_line_8105003_200805581 |  | AN | node_8105003_200805578 | node_8105003_200805581 | 527.568 | und_1P_2ALURD_2AL(N) | 8105003 | no | no |  |  | no
und_line_8105003_200805596 |  | AN | node_8105003_200805578 | node_8105003_200805596 | 165.601 | und_1P_2ALURD_2AL(N) | 8105003 | no | no |  |  | no
und_line_8105003_200818066 |  | AN | node_8105003_200818106 | node_8105003_200818066 | 421.009 | und_1P_2ALURD_2AL(N) | 8105003 | no | no |  |  | no
und_line_8105003_200818067 |  | ABN | node_8105003_200987242 | node_8105003_200818067 | 162.15 | und_2P_2ALURD_2AL(N) | 8105003 | no | no |  |  | no
und_line_8105003_200818069 |  | ABN | node_8105003_200818067 | node_8105003_200818069 | 349.858 | und_2P_2ALURD_2AL(N) | 8105003 | no | no |  |  | no
und_line_8105003_200818072 |  | ABN | node_8105003_200818069 | node_8105003_200818072 | 190.572 | und_2P_2ALURD_2AL(N) | 8105003 | no | no |  |  | no
und_line_8105003_200818076 |  | AN | node_8105003_200818072 | node_8105003_200818076 | 342.263 | und_1P_2ALURD_2AL(N) | 8105003 | no | no |  |  | no
und_line_8105003_200818078 |  | AN | node_8105003_200818076 | node_8105003_200818078 | 276.08 | und_1P_2ALURD_2AL(N) | 8105003 | no | no |  |  | no
und_line_8105003_200818080 |  | AN | node_8105003_200818078 | node_8105003_200818080 | 228.377 | und_1P_2ALURD_2AL(N) | 8105003 | no | no |  |  | no
und_line_8105003_200818083 |  | ABN | node_8105003_200818072 | node_8105003_200818083 | 382.193 | und_2P_2ALURD_2AL(N) | 8105003 | no | no |  |  | no
und_line_8105003_200818087 |  | AN | node_8105003_200987395 | node_8105003_200818087 | 167.073 | und_1P_2ALURD_2AL(N) | 8105003 | no | no |  |  | no
und_line_8105003_200818091 |  | AN | node_8105003_200987242 | node_8105003_200818091 | 284.753 | und_1P_1/0ALURD_1/0AL(N) | 8105003 | no | no |  |  | no
und_line_8105003_200818092 |  | AN | node_8105003_200818087 | node_8105003_200818092 | 227.863 | und_1P_2ALURD_2AL(N) | 8105003 | no | no |  |  | no
und_line_8105003_200818093 |  | AN | node_8105003_200818091 | node_8105003_200818093 | 144.506 | und_1P_1/0ALURD_1/0AL(N) | 8105003 | no | no |  |  | no
und_line_8105003_200818095 |  | AN | node_8105003_200818093 | node_8105003_200818095 | 235.838 | und_1P_1/0ALURD_1/0AL(N) | 8105003 | no | no |  |  | no
und_line_8105003_200818097 |  | AN | node_8105003_200818095 | node_8105003_200818097 | 235.706 | und_1P_1/0ALURD_1/0AL(N) | 8105003 | no | no |  |  | no
und_line_8105003_200818099 |  | AN | node_8105003_200818097 | node_8105003_200818099 | 220.585 | und_1P_1/0ALURD_1/0AL(N) | 8105003 | no | no |  |  | no
und_line_8105003_200818101 |  | AN | node_8105003_200818099 | node_8105003_200818101 | 181.616 | und_1P_1/0ALURD_1/0AL(N) | 8105003 | no | no |  |  | no
und_line_8105003_200818104 |  | AN | node_8105003_200818101 | node_8105003_200818104 | 591.395 | und_1P_2ALURD_2AL(N) | 8105003 | no | no |  |  | no
und_line_8105003_200818106 |  | AN | node_8105003_200818105 | node_8105003_200818106 | 163.115 | und_1P_2ALURD_2AL(N) | 8105003 | no | no |  |  | no
und_line_8105003_200818118 |  | AN | node_8105003_200958666 | node_8105003_200818118 | 202.266 | und_1P_4CUURD_4CU(N) | 8105003 | no | no |  |  | no
und_line_8105003_200818131 |  | AN | node_8105003_200864832 | node_intto1_8105003_200818131 | 257.687 | und_1P_4CUURD_4CU(N) | 8105003 | no | no |  |  | no
und_line_8105003_200818134 |  | AN | node_8105003_200818131 | node_8105003_200818134 | 330.865 | und_1P_4CUURD_4CU(N) | 8105003 | no | no |  |  | no
und_line_8105003_200818139 |  | AN | node_8105003_200818140 | node_8105003_200818139 | 201.887 | und_1P_2ALURD_2AL(N) | 8105003 | no | no |  |  | no
und_line_8105003_200818140 |  | AN | node_8105003_200820332 | node_intto1_8105003_200818140 | 32.046 | und_1P_2ALURD_2AL(N) | 8105003 | no | no |  |  | no
und_line_8105003_200818150 |  | AN | node_8105003_200818164 | node_8105003_200818150 | 242.737 | und_1P_2ALURD_2AL(N) | 8105003 | no | no |  |  | no
und_line_8105003_200818151 |  | AN | node_8105003_200818150 | node_8105003_200818151 | 91.055 | und_1P_2ALURD_2AL(N) | 8105003 | no | no |  |  | no
und_line_8105003_200818152 |  | AN | node_8105003_200818150 | node_8105003_200818152 | 327.342 | und_1P_2ALURD_2AL(N) | 8105003 | no | no |  |  | no
und_line_8105003_200818155 |  | AN | node_8105003_200818152 | node_8105003_200818155 | 312.845 | und_1P_2ALURD_2AL(N) | 8105003 | no | no |  |  | no
und_line_8105003_200818157 |  | AN | node_8105003_200818155 | node_8105003_200818157 | 474.568 | und_1P_2ALURD_2AL(N) | 8105003 | no | no |  |  | no
und_line_8105003_200818160 |  | AN | node_8105003_200818157 | node_8105003_200818160 | 283.702 | und_1P_2ALURD_2AL(N) | 8105003 | no | no |  |  | no
und_line_8105003_200818164 |  | AN | node_8105003_200820333 | node_intto1_8105003_200818164 | 111.493 | und_1P_2ALURD_2AL(N) | 8105003 | no | no |  |  | no
und_line_8105003_200818166 |  | AN | node_8105003_200987397 | node_8105003_200818166 | 218.007 | und_1P_2ALURD_2AL(N) | 8105003 | no | no |  |  | no
und_line_8105003_200818174 |  | AN | node_8105003_200818166 | node_8105003_200818174 | 321.53 | und_1P_2ALURD_2AL(N) | 8105003 | no | no |  |  | no
und_line_8105003_200818176 |  | AN | node_8105003_200818174 | node_8105003_200818176 | 210.256 | und_1P_2ALURD_2AL(N) | 8105003 | no | no |  |  | no
und_line_8105003_200818180 |  | AN | node_8105003_200818176 | node_8105003_200818180 | 521.297 | und_1P_2ALURD_2AL(N) | 8105003 | no | no |  |  | no
und_line_8105003_200818184 |  | AN | node_8105003_200818174 | node_8105003_200818184 | 234.418 | und_1P_2ALURD_2AL(N) | 8105003 | no | no |  |  | no
und_line_8105003_200818222 |  | ABN | node_8105003_200987243 | node_8105003_200818222 | 176.849 | und_2P_2ALURD_2AL(N) | 8105003 | no | no |  |  | no
und_line_8105003_200818224 |  | AN | node_8105003_200818222 | node_8105003_200818224 | 284.819 | und_1P_2ALURD_2AL(N) | 8105003 | no | no |  |  | no
und_line_8105003_200818226 |  | AN | node_8105003_200987243 | node_8105003_200818226 | 403.967 | und_1P_2ALURD_2AL(N) | 8105003 | no | no |  |  | no
und_line_8105003_200818230 |  | AN | node_8105003_200818226 | node_8105003_200818230 | 552.941 | und_1P_2ALURD_2AL(N) | 8105003 | no | no |  |  | no
und_line_8105003_200818251 |  | AN | node_8105003_200820330 | node_intto1_8105003_200818251 | 434.432 | und_1P_2ALURD_2AL(N) | 8105003 | no | no |  |  | no
und_line_8105003_200818256 |  | AN | node_8105003_200818251 | node_8105003_200818256 | 369.905 | und_1P_2ALURD_2AL(N) | 8105003 | no | no |  |  | no
und_line_8105003_200818673 |  | AN | node_8105003_200818690 | node_intto1_8105003_200818673 | 294.93 | und_1P_2ALURD_2AL(N) | 8105003 | no | no |  |  | no
und_line_8105003_200819827 |  | AN | node_8105003_200819852 | node_intto1_8105003_200819827 | 460.571 | und_1P_2ALURD_2AL(N) | 8105003 | no | no |  |  | no
und_line_8105003_200819829 |  | ABCN | node_8105003_200819858 | node_intto1_8105003_200819829 | 427.942 | und_3P_2ALURD_2AL(N) | 8105003 | no | no |  |  | no
und_line_8105003_200859832 |  | AN | node_8105003_200860942 | node_intto1_8105003_200859832 | 40.736 | und_1P_2ALURD_2AL(N) | 8105003 | no | no |  |  | no
und_line_8105003_200859834 |  | AN | node_8105003_200860945 | node_intto1_8105003_200859834 | 108.865 | und_1P_2ALURD_2AL(N) | 8105003 | no | no |  |  | no
und_line_8105003_200859903 |  | AN | node_8105003_200864659 | node_intto1_8105003_200859903 | 45.282 | und_1P_4CUURD_4CU(N) | 8105003 | no | no |  |  | no
und_line_8105003_200859904 |  | AN | node_8105003_200864659 | node_intto1_8105003_200859904 | 54.107 | und_1P_4CUURD_4CU(N) | 8105003 | no | no |  |  | no
und_line_8105003_200859905 |  | AN | node_8105003_200859904 | node_8105003_200859905 | 220.192 | und_1P_4CUURD_4CU(N) | 8105003 | no | no |  |  | no
und_line_8105003_200859906 |  | AN | node_8105003_200859905 | node_intto1_8105003_200859906 | 36.283 | und_1P_4CUURD_4CU(N) | 8105003 | no | no |  |  | no
und_line_8105003_200859907 |  | AN | node_8105003_200859903 | node_8105003_200859907 | 397.101 | und_1P_4CUURD_4CU(N) | 8105003 | no | no |  |  | no
und_line_8105003_200859938 |  | AN | node_8105003_200864700 | node_8105003_200859938 | 81.231 | und_1P_2ALURD_2AL(N) | 8105003 | no | no |  |  | no
und_line_8105003_200859941 |  | AN | node_8105003_200859938 | node_8105003_200859941 | 383.07 | und_1P_2ALURD_2AL(N) | 8105003 | no | no |  |  | no
und_line_8105003_200859945 |  | AN | node_8105003_200859941 | node_8105003_200859945 | 249.781 | und_1P_2ALURD_2AL(N) | 8105003 | no | no |  |  | no
und_line_8105003_200859951 |  | AN | node_8105003_200864433 | node_intto1_8105003_200859951 | 175.035 | und_1P_4CUURD_4CU(N) | 8105003 | no | no |  |  | no
und_line_8105003_200859961 |  | AN | node_8105003_200859938 | node_8105003_200859961 | 421.108 | und_1P_4CUURD_4CU(N) | 8105003 | no | no |  |  | no
und_line_8105003_200860107 |  | AN | node_8105003_200863555 | node_intto1_8105003_200860107 | 671.109 | und_1P_2ALURD_2AL(N) | 8105003 | no | no |  |  | no
und_line_8105003_200860108 |  | AN | node_8105003_200860107 | node_8105003_200860108 | 185.301 | und_1P_2ALURD_2AL(N) | 8105003 | no | no |  |  | no
und_line_8105003_200860109 |  | AN | node_8105003_200860108 | node_8105003_200860109 | 191.831 | und_1P_2ALURD_2AL(N) | 8105003 | no | no |  |  | no
und_line_8105003_200860110 |  | AN | node_8105003_200860109 | node_8105003_200860110 | 253.499 | und_1P_2ALURD_2AL(N) | 8105003 | no | no |  |  | no
und_line_8105003_200860118 |  | AN | node_8105003_200864103 | node_intto1_8105003_200860118 | 450.485 | und_1P_2ALURD_2AL(N) | 8105003 | no | no |  |  | no
und_line_8105003_200860122 |  | AN | node_8105003_200860118 | node_8105003_200860122 | 295.476 | und_1P_2ALURD_2AL(N) | 8105003 | no | no |  |  | no
und_line_8105003_200860253 |  | AN | node_8105003_200864469 | node_intto1_8105003_200860253 | 444.199 | und_1P_1/0ALURD_1/0AL(N) | 8105003 | no | no |  |  | no
und_line_8105003_200860258 |  | AN | node_8105003_200860253 | node_8105003_200860258 | 607.529 | und_1P_1/0ALURD_1/0AL(N) | 8105003 | no | no |  |  | no
und_line_8105003_200860284 |  | AN | node_8105003_200863900 | node_intto1_8105003_200860284 | 360.752 | und_1P_2ALURD_2AL(N) | 8105003 | no | no |  |  | no
und_line_8105003_200860347 |  | AN | node_8105003_200864472 | node_intto1_8105003_200860347 | 370.365 | und_1P_2ALURD_2AL(N) | 8105003 | no | no |  |  | no
und_line_8105003_200860350 |  | AN | node_8105003_200860347 | node_8105003_200860350 | 80.898 | und_1P_2ALURD_2AL(N) | 8105003 | no | no |  |  | no
und_line_8105003_200860366 |  | AN | node_8105003_200860350 | node_8105003_200860366 | 117.847 | und_1P_2ALURD_2AL(N) | 8105003 | no | no |  |  | no
und_line_8105003_200860368 |  | AN | node_8105003_200860366 | node_8105003_200860368 | 332.599 | und_1P_2ALURD_2AL(N) | 8105003 | no | no |  |  | no
und_line_8105003_200863287 |  | AN | node_8105003_200863321 | node_intto1_8105003_200863287 | 63.17 | und_1P_2ALURD_2AL(N) | 8105003 | no | no |  |  | no
und_line_8105003_200863551 |  | ABCN | node_8105003_200863580 | node_intto1_8105003_200863551 | 136.098 | und_3P_2ALURD_2AL(N) | 8105003 | no | no |  |  | no
und_line_8105003_200864097 |  | ABCN | node_8105003_310008780 | node_8105003_200864097 | 109.808 | und_3P_2ALURD_2AL(N) | 8105003 | no | no |  |  | no
und_line_8105003_200864098 |  | ABCN | node_8105003_310008779 | node_intto1_8105003_200864098 | 89.846 | und_3P_2ALURD_2AL(N) | 8105003 | no | no |  |  | no
und_line_8105003_200864505 |  | ABCN | node_SOURCE_8105003 | node_8105001_200864505 | 333.806 | und_3P_750ALURD_750AL(N) | 8105003 | no | no |  |  | no
und_line_8105003_200917422 |  | ABCN | node_8105003_200865457 | node_intto1_8105003_200917422 | 103.005 | und_3P_1/0ALURD_1/0AL(N) | 8105003 | no | no |  |  | no
und_line_8105003_200917424 |  | ABCN | node_8105003_200917422 | node_8105003_200917424 | 147.929 | und_3P_1/0ALURD_1/0AL(N) | 8105003 | no | no |  |  | no
und_line_8105003_200917471 |  | ABCN | node_8105003_200983987 | node_8105003_200917471 | 181.472 | und_3P_2ALURD_2AL(N) | 8105003 | no | no |  |  | no
und_line_8105003_200917472 |  | ABCN | node_8105003_200917473 | node_8105003_200917472 | 219.583 | und_3P_2ALURD_2AL(N) | 8105003 | no | no |  |  | no
und_line_8105003_200917473 |  | ABCN | node_8105003_200917471 | node_8105003_200917473 | 16.944 | und_3P_2ALURD_2AL(N) | 8105003 | no | no |  |  | no
und_line_8105003_200917475 |  | ABCN | node_8105003_200917484 | node_8105003_200917475 | 144.261 | und_3P_2ALURD_2AL(N) | 8105003 | no | no |  |  | no
und_line_8105003_200917476 |  | ABCN | node_8105003_200917475 | node_8105003_200917476 | 258.182 | und_3P_2ALURD_2AL(N) | 8105003 | no | no |  |  | no
und_line_8105003_200917478 |  | ABCN | node_8105003_200917473 | node_8105003_200917478 | 384.085 | und_3P_2ALURD_2AL(N) | 8105003 | no | no |  |  | no
und_line_8105003_200917481 |  | ABCN | node_8105003_200917472 | node_8105003_200917481 | 313.609 | und_3P_2ALURD_2AL(N) | 8105003 | no | no |  |  | no
und_line_8105003_200917484 |  | ABCN | node_8105003_200917478 | node_8105003_200917484 | 390.108 | und_3P_2ALURD_2AL(N) | 8105003 | no | no |  |  | no
und_line_8105003_200917489 |  | AN | node_8105003_200859907 | node_8105003_200917489 | 84.946 | und_1P_4CUURD_4CU(N) | 8105003 | no | no |  |  | no
und_line_8105003_200958666 |  | AN | node_8105003_200859951 | node_8105003_200958666 | 160.973 | und_1P_4CUURD_4CU(N) | 8105003 | no | no |  |  | no
und_line_8105003_200972382 |  | ABCN | node_8105003_200917424 | node_8105003_200972382 | 158.183 | und_3P_1/0ALURD_1/0AL(N) | 8105003 | no | no |  |  | no
und_line_8105003_200973119 |  | AN | node_8105003_200860350 | node_8105003_200973119 | 374.887 | und_1P_2ALURD_2AL(N) | 8105003 | no | no |  |  | no
und_line_8105003_200982254 |  | AN | node_8105003_200818345 | node_intto1_8105003_200982254 | 619.256 | und_1P_WYECUST | 8105003 | no | no |  |  | no
und_line_8105003_200983987 |  | ABCN | node_8105003_200863351 | node_intto1_8105003_200983987 | 187.725 | und_3P_2ALURD_2AL(N) | 8105003 | no | no |  |  | no
und_line_8105003_200987242-1 |  | ABCN | node_8105003_200820219 | node_intto1_220382336 | 4.984 | und_3P_1/0ALURD_1/0AL(N) | 8105003 | no | no |  |  | no
und_line_8105003_200987242-2 |  | ABCN | node_220382336 | node_intto1_220416166 | 370.168 | und_3P_1/0ALURD_1/0AL(N) | 8105003 | no | no |  |  | no
und_line_8105003_200987242-3 |  | ABCN | node_220416166 | node_8105003_200987242 | 4.796 | und_3P_1/0ALURD_1/0AL(N) | 8105003 | no | no |  |  | no
und_line_8105003_200987243 |  | ABN | node_8105003_200987395 | node_intto1_8105003_200987243 | 204.107 | und_2P_2ALURD_2AL(N) | 8105003 | no | no |  |  | no
und_line_8105003_200987395 |  | ABN | node_8105003_200818083 | node_8105003_200987395 | 126.783 | und_2P_2ALURD_2AL(N) | 8105003 | no | no |  |  | no
und_line_8105003_200987397 |  | AN | node_8105003_200820330 | node_8105003_200987397 | 71.926 | und_1P_2ALURD_2AL(N) | 8105003 | no | no |  |  | no
und_line_8105003_201004621 |  | ABCN | node_8105003_200917424 | node_8105003_201004621 | 154.239 | und_3P_1/0ALURD_1/0AL(N) | 8105003 | no | no |  |  | no
und_line_8105003_201011197 |  | AN | node_8105003_200818066 | node_8105003_201011197 | 354.999 | und_1P_WYECUST | 8105003 | no | no |  |  | no
und_line_8105003_201011976 |  | AN | node_8105003_200860258 | node_8105003_201011976 | 301.049 | und_1P_2ALURD_2AL(N) | 8105003 | no | no |  |  | no
und_line_8105003_201012373 |  | AN | node_8105003_200818066 | node_8105003_201012373 | 203.696 | und_1P_WYECUST | 8105003 | no | no |  |  | no
und_line_8105003_201057186 |  | ABCN | node_8105003_201036801 | node_8105003_201057186 | 199.757 | und_3P_2ALURD_2AL(N) | 8105003 | no | no |  |  | no
und_line_8105003_311993744 |  | ABCN | node_8105003_311993219 | node_8105003_311993744 | 468.354 | und_3P_DELTACUST | 8105003 | no | no |  |  | no
und_line_8105003_312126553 |  | AN | node_8105003_312093122 | node_intto1_8105003_312126553 | 224.719 | und_1P_WYECUST | 8105003 | no | no |  |  | no
und_line_TAP_UG_58639 |  | AN | node_8105003_200805571 | node_1389090_468_15283773_437 | 0.033 | und_TAPWIRE_UG | 8105003 | no | no |  |  | no
und_line_TAP_UG_58640 |  | ABCN | node_8105003_200805575 | node_1389352_98_15283651_397 | 0.033 | und_TAPWIRE_UG | 8105003 | no | no |  |  | no
und_line_TAP_UG_58641 |  | ABCN | node_8105003_200805578 | node_1389395_762_15283975_115 | 0.033 | und_TAPWIRE_UG | 8105003 | no | no |  |  | no
und_line_TAP_UG_58642 |  | AN | node_8105003_200805581 | node_1389405_587_15284524_218 | 0.033 | und_TAPWIRE_UG | 8105003 | no | no |  |  | no
und_line_TAP_UG_58646 |  | AN | node_8105003_200805596 | node_1389161_868_15283955_74 | 0.033 | und_TAPWIRE_UG | 8105003 | no | no |  |  | no
und_line_TAP_UG_58713 |  | AN | node_8105003_200818066 | node_1386072_825_15285642_54 | 0.033 | und_TAPWIRE_UG | 8105003 | no | no |  |  | no
und_line_TAP_UG_58714 |  | ABN | node_8105003_200818067 | node_1387159_322_15283704_015 | 0.033 | und_TAPWIRE_UG | 8105003 | no | no |  |  | no
und_line_TAP_UG_58715 |  | ABN | node_8105003_200818069 | node_1386791_898_15283675_961 | 0.033 | und_TAPWIRE_UG | 8105003 | no | no |  |  | no
und_line_TAP_UG_58716 |  | ABN | node_8105003_200818072 | node_1386602_907_15283636_432 | 0.033 | und_TAPWIRE_UG | 8105003 | no | no |  |  | no
und_line_TAP_UG_58717 |  | AN | node_8105003_200818076 | node_1386261_968_15283602_205 | 0.033 | und_TAPWIRE_UG | 8105003 | no | no |  |  | no
und_line_TAP_UG_58718 |  | AN | node_8105003_200818078 | node_1385998_117_15283505_454 | 0.033 | und_TAPWIRE_UG | 8105003 | no | no |  |  | no
und_line_TAP_UG_58719 |  | AN | node_8105003_200818080 | node_1385786_186_15283348_621 | 0.033 | und_TAPWIRE_UG | 8105003 | no | no |  |  | no
und_line_TAP_UG_58720 |  | ABN | node_8105003_200818083 | node_1386903_822_15283342_532 | 0.033 | und_TAPWIRE_UG | 8105003 | no | no |  |  | no
und_line_TAP_UG_58721 |  | AN | node_8105003_200818087 | node_1387197_625_15283268_85 | 0.033 | und_TAPWIRE_UG | 8105003 | no | no |  |  | no
und_line_TAP_UG_58722 |  | AN | node_8105003_200818091 | node_1386932_059_15284033_964 | 0.033 | und_TAPWIRE_UG | 8105003 | no | no |  |  | no
und_line_TAP_UG_58723 |  | AN | node_8105003_200818092 | node_1387469_64_15283284_689 | 0.033 | und_TAPWIRE_UG | 8105003 | no | no |  |  | no
und_line_TAP_UG_58724 |  | AN | node_8105003_200818095 | node_1386541_143_15284093_033 | 0.033 | und_TAPWIRE_UG | 8105003 | no | no |  |  | no
und_line_TAP_UG_58725 |  | AN | node_8105003_200818097 | node_1386306_912_15284080_42 | 0.033 | und_TAPWIRE_UG | 8105003 | no | no |  |  | no
und_line_TAP_UG_58726 |  | AN | node_8105003_200818099 | node_1386099_401_15284092_512 | 0.033 | und_TAPWIRE_UG | 8105003 | no | no |  |  | no
und_line_TAP_UG_58727 |  | AN | node_8105003_200818101 | node_1385925_437_15284112_95 | 0.033 | und_TAPWIRE_UG | 8105003 | no | no |  |  | no
und_line_TAP_UG_58728 |  | AN | node_8105003_200818104 | node_1385614_999_15284605_062 | 0.033 | und_TAPWIRE_UG | 8105003 | no | no |  |  | no
und_line_TAP_UG_58729 |  | AN | node_8105003_200818106 | node_1385918_119_15285233_03 | 0.033 | und_TAPWIRE_UG | 8105003 | no | no |  |  | no
und_line_TAP_UG_58731 |  | AN | node_8105003_200818118 | node_1380201_111_15280366_065 | 0.033 | und_TAPWIRE_UG | 8105003 | no | no |  |  | no
und_line_TAP_UG_58732 |  | AN | node_8105003_200818131 | node_1380090_567_15280635_415 | 0.033 | und_TAPWIRE_UG | 8105003 | no | no |  |  | no
und_line_TAP_UG_58733 |  | AN | node_8105003_200818134 | node_1380401_49_15280546_254 | 0.033 | und_TAPWIRE_UG | 8105003 | no | no |  |  | no
und_line_TAP_UG_58734 |  | AN | node_8105003_200818139 | node_1387922_645_15283392_339 | 0.033 | und_TAPWIRE_UG | 8105003 | no | no |  |  | no
und_line_TAP_UG_58735 |  | AN | node_8105003_200818151 | node_1380724_884_15281034_873 | 0.033 | und_TAPWIRE_UG | 8105003 | no | no |  |  | no
und_line_TAP_UG_58736 |  | AN | node_8105003_200818152 | node_1380670_193_15280683_477 | 0.033 | und_TAPWIRE_UG | 8105003 | no | no |  |  | no
und_line_TAP_UG_58737 |  | AN | node_8105003_200818155 | node_1380507_615_15280333_31 | 0.033 | und_TAPWIRE_UG | 8105003 | no | no |  |  | no
und_line_TAP_UG_58738 |  | AN | node_8105003_200818157 | node_1380309_327_15279896_863 | 0.033 | und_TAPWIRE_UG | 8105003 | no | no |  |  | no
und_line_TAP_UG_58739 |  | AN | node_8105003_200818160 | node_1380175_265_15279664_306 | 0.033 | und_TAPWIRE_UG | 8105003 | no | no |  |  | no
und_line_TAP_UG_58740 |  | AN | node_8105003_200818166 | node_1388222_712_15282896_739 | 0.033 | und_TAPWIRE_UG | 8105003 | no | no |  |  | no
und_line_TAP_UG_58741 |  | AN | node_8105003_200818174 | node_1388406_674_15282599_977 | 0.033 | und_TAPWIRE_UG | 8105003 | no | no |  |  | no
und_line_TAP_UG_58742 |  | AN | node_8105003_200818176 | node_1388229_307_15282511_07 | 0.033 | und_TAPWIRE_UG | 8105003 | no | no |  |  | no
und_line_TAP_UG_58743 |  | AN | node_8105003_200818180 | node_1387703_339_15282262_489 | 0.033 | und_TAPWIRE_UG | 8105003 | no | no |  |  | no
und_line_TAP_UG_58744 |  | AN | node_8105003_200818184 | node_1388622_422_15282714_55 | 0.033 | und_TAPWIRE_UG | 8105003 | no | no |  |  | no
und_line_TAP_UG_58755 |  | ABN | node_8105003_200818222 | node_1386971_341_15283006_283 | 0.033 | und_TAPWIRE_UG | 8105003 | no | no |  |  | no
und_line_TAP_UG_58756 |  | AN | node_8105003_200818224 | node_1387298_926_15282949_183 | 0.033 | und_TAPWIRE_UG | 8105003 | no | no |  |  | no
und_line_TAP_UG_58757 |  | AN | node_8105003_200818226 | node_1386501_524_15283169_912 | 0.033 | und_TAPWIRE_UG | 8105003 | no | no |  |  | no
und_line_TAP_UG_58758 |  | AN | node_8105003_200818230 | node_1385931_836_15283033_674 | 0.033 | und_TAPWIRE_UG | 8105003 | no | no |  |  | no
und_line_TAP_UG_58762 |  | AN | node_8105003_200818251 | node_1387816_652_15283096_138 | 0.033 | und_TAPWIRE_UG | 8105003 | no | no |  |  | no
und_line_TAP_UG_58763 |  | AN | node_8105003_200818256 | node_1387626_777_15282723_524 | 0.033 | und_TAPWIRE_UG | 8105003 | no | no |  |  | no
und_line_TAP_UG_58766 |  | AN | node_8105003_200818673 | node_1386728_615_15285933_897 | 0.033 | und_TAPWIRE_UG | 8105003 | no | no |  |  | no
und_line_TAP_UG_58770 |  | ABCN | node_8105003_200819783 | node_1384486_93_15279081_165 | 0.033 | und_TAPWIRE_UG | 8105003 | no | no |  |  | no
und_line_TAP_UG_58771 |  | AN | node_8105003_200819827 | node_1381048_546_15274369_815 | 0.033 | und_TAPWIRE_UG | 8105003 | no | no |  |  | no
und_line_TAP_UG_59518 |  | AN | node_8105003_200859832 | node_1381320_517_15288617_4 | 0.033 | und_TAPWIRE_UG | 8105003 | no | no |  |  | no
und_line_TAP_UG_59519 |  | AN | node_8105003_200859834 | node_1381169_466_15288584_982 | 0.033 | und_TAPWIRE_UG | 8105003 | no | no |  |  | no
und_line_TAP_UG_59532 |  | AN | node_8105003_200859904 | node_1380909_195_15288787_43 | 0.033 | und_TAPWIRE_UG | 8105003 | no | no |  |  | no
und_line_TAP_UG_59533 |  | AN | node_8105003_200859905 | node_1380920_157_15288997_18 | 0.033 | und_TAPWIRE_UG | 8105003 | no | no |  |  | no
und_line_TAP_UG_59534 |  | AN | node_8105003_200859907 | node_1380925_363_15289176_317 | 0.033 | und_TAPWIRE_UG | 8105003 | no | no |  |  | no
und_line_TAP_UG_59542 |  | AN | node_8105003_200859938 | node_1379321_579_15280006_034 | 0.033 | und_TAPWIRE_UG | 8105003 | no | no |  |  | no
und_line_TAP_UG_59543 |  | AN | node_8105003_200859941 | node_1379519_969_15279649_117 | 0.033 | und_TAPWIRE_UG | 8105003 | no | no |  |  | no
und_line_TAP_UG_59544 |  | AN | node_8105003_200859945 | node_1379765_882_15279581_606 | 0.033 | und_TAPWIRE_UG | 8105003 | no | no |  |  | no
und_line_TAP_UG_59545 |  | AN | node_8105003_200859951 | node_1379831_257_15280458_24 | 0.033 | und_TAPWIRE_UG | 8105003 | no | no |  |  | no
und_line_TAP_UG_59546 |  | AN | node_8105003_200859961 | node_1379802_893_15279965_716 | 0.033 | und_TAPWIRE_UG | 8105003 | no | no |  |  | no
und_line_TAP_UG_59585 |  | AN | node_8105003_200860107 | node_1381729_338_15289114_381 | 0.033 | und_TAPWIRE_UG | 8105003 | no | no |  |  | no
und_line_TAP_UG_59586 |  | AN | node_8105003_200860108 | node_1381909_171_15289013_786 | 0.033 | und_TAPWIRE_UG | 8105003 | no | no |  |  | no
und_line_TAP_UG_59587 |  | AN | node_8105003_200860109 | node_1382073_605_15289179_3 | 0.033 | und_TAPWIRE_UG | 8105003 | no | no |  |  | no
und_line_TAP_UG_59588 |  | AN | node_8105003_200860110 | node_1381868_858_15289403_266 | 0.033 | und_TAPWIRE_UG | 8105003 | no | no |  |  | no
und_line_TAP_UG_59591 |  | AN | node_8105003_200860118 | node_1381712_405_15287689_524 | 0.033 | und_TAPWIRE_UG | 8105003 | no | no |  |  | no
und_line_TAP_UG_59592 |  | AN | node_8105003_200860122 | node_1381994_792_15287879_986 | 0.033 | und_TAPWIRE_UG | 8105003 | no | no |  |  | no
und_line_TAP_UG_59616 |  | AN | node_8105003_200860253 | node_1379481_785_15281889_714 | 0.033 | und_TAPWIRE_UG | 8105003 | no | no |  |  | no
und_line_TAP_UG_59617 |  | AN | node_8105003_200860258 | node_1378860_241_15281921_04 | 0.033 | und_TAPWIRE_UG | 8105003 | no | no |  |  | no
und_line_TAP_UG_59623 |  | AN | node_8105003_200860284 | node_1382915_864_15287668_638 | 0.033 | und_TAPWIRE_UG | 8105003 | no | no |  |  | no
und_line_TAP_UG_59638 |  | AN | node_8105003_200860347 | node_1379492_971_15282692_449 | 0.033 | und_TAPWIRE_UG | 8105003 | no | no |  |  | no
und_line_TAP_UG_59642 |  | AN | node_8105003_200860366 | node_1379437_719_15282857_908 | 0.033 | und_TAPWIRE_UG | 8105003 | no | no |  |  | no
und_line_TAP_UG_59643 |  | AN | node_8105003_200860368 | node_1379362_031_15283210_578 | 0.033 | und_TAPWIRE_UG | 8105003 | no | no |  |  | no
und_line_TAP_UG_59664 |  | AN | node_8105003_200863287 | node_1380474_568_15286845_155 | 0.033 | und_TAPWIRE_UG | 8105003 | no | no |  |  | no
und_line_TAP_UG_59666 |  | ABCN | node_8105003_200863551 | node_1380996_141_15289517_809 | 0.033 | und_TAPWIRE_UG | 8105003 | no | no |  |  | no
und_line_TAP_UG_59671 |  | ABCN | node_8105003_200864097 | node_1381443_09_15287410_013 | 0.033 | und_TAPWIRE_UG | 8105003 | no | no |  |  | no
und_line_TAP_UG_59672 |  | ABCN | node_8105003_200864098 | node_1381679_211_15288089_863 | 0.033 | und_TAPWIRE_UG | 8105003 | no | no |  |  | no
und_line_TAP_UG_61138 |  | ABCN | node_8105003_200972382 | node_1378449_263_15292376_018 | 0.033 | und_TAPWIRE_UG | 8105003 | no | no |  |  | no
und_line_TAP_UG_61614 |  | AN | node_8105003_200973119 | node_1378997_676_15282786_707 | 0.033 | und_TAPWIRE_UG | 8105003 | no | no |  |  | no
und_line_TAP_UG_62771 |  | AN | node_8105003_200982254 | node_1385169_346_15281178_557 | 0.033 | und_TAPWIRE_UG | 8105003 | no | no |  |  | no
und_line_TAP_UG_63406 |  | ABCN | node_8105003_201004621 | node_1378269_852_15292161_625 | 0.033 | und_TAPWIRE_UG | 8105003 | no | no |  |  | no
und_line_TAP_UG_64152 |  | AN | node_8105003_201011197 | node_1385664_526_15285665_089 | 0.033 | und_TAPWIRE_UG | 8105003 | no | no |  |  | no
und_line_TAP_UG_64215 |  | AN | node_8105003_201011976 | node_1378577_096_15281760_803 | 0.033 | und_TAPWIRE_UG | 8105003 | no | no |  |  | no
und_line_TAP_UG_64240 |  | AN | node_8105003_201012373 | node_1386056_108_15285866_752 | 0.033 | und_TAPWIRE_UG | 8105003 | no | no |  |  | no
und_line_TAP_UG_69091 |  | ABCN | node_8105003_201057186 | node_1381407_213_15289423_349 | 0.033 | und_TAPWIRE_UG | 8105003 | no | no |  |  | no
und_line_TAP_UG_1789227 |  | ABCN | node_8105003_311993744 | node_1381700_703_15277859_939 | 0.033 | und_TAPWIRE_UG | 8105003 | no | no |  |  | no
und_line_TAP_UG_2687028 |  | AN | node_8105003_312126553 | node_1384834_921_15273010_69 | 0.033 | und_TAPWIRE_UG | 8105003 | no | no |  |  | no

## underground_line_conductor
data_type | static
owner_type | feeder
owner | 8105003
object | underground_line_conductor
name | groupid | outer_diameter | conductor_gmr | conductor_diameter | conductor_resistance | neutral_gmr | neutral_diameter | neutral_resistance | neutral_strands | insulation_relative_permitivitty | shield_gmr | shield_resistance | rating_summer_continuous | rating_summer_emergency | rating_winter_continuous | rating_winter_emergency | dcircuit | selected | comments
und_cond_1P_1/0ALURD_1/0AL(N) | [12 empty] | 160 | 160 | 180 | 180 |  | no
und_cond_1P_2ALURD_2AL(N) | [12 empty] | 125 | 125 | 140 | 140 |  | no
und_cond_1P_4CUURD_4CU(N) | [12 empty] | 109 | 109 | 114 | 114 |  | no
und_cond_1P_WYECUST | [12 empty] | 685 | 685 | 685 | 685 |  | no
und_cond_2P_2ALURD_2AL(N) | [12 empty] | 125 | 125 | 140 | 140 |  | no
und_cond_3P_1/0ALURD_1/0AL(N) | [12 empty] | 160 | 160 | 180 | 180 |  | no
und_cond_3P_2ALURD_2AL(N) | [12 empty] | 125 | 125 | 140 | 140 |  | no
und_cond_3P_750ALURD_750AL(N) | [12 empty] | 475 | 475 | 525 | 525 |  | no
und_cond_3P_DELTACUST | [12 empty] | 685 | 685 | 685 | 685 |  | no
und_cond_TAPWIRE_UG | [12 empty] | 99999999 | 99999999 | 99999999 | 99999999 |  | no