## capacitor
data_type | static
owner_type | feeder
owner | 8102301
object | capacitor
name | groupid | parent | phases | nominal_voltage | pt_phase | phases_connected | switchA | switchB | switchC | control | voltage_set_high | voltage_set_low | VAr_set_high | VAr_set_low | current_set_high | current_set_low | capacitor_A | capacitor_B | capacitor_C | cap_nominal_voltage | time_delay | dwell_time | lockout_time | remote_sense | remote_sense_B | control_level | dcircuit | selected | monitored | monitored_fields | class_monitored_fields | played | played_fields | comments
cap_220368906 |  | node_1392101_22_15367388_109 | AN | 0 |  | AN | CLOSED |  |  | MANUAL | [6 empty] | 50000 |  |  | 4800 | [6 empty] | 8102301 | no | no |  |  | no
cap_220368907 |  | node_1395944_916_15364260_853 | AN | 0 |  | AN | CLOSED |  |  | MANUAL | [6 empty] | 50000 |  |  | 4800 | [6 empty] | 8102301 | no | no |  |  | no
cap_220368917 |  | node_1408790_88_15372192_171 | AN | 0 |  | AN | CLOSED |  |  | MANUAL | [6 empty] | 50000 |  |  | 4800 | [6 empty] | 8102301 | no | no |  |  | no
cap_220368918 |  | node_1403921_497_15364920_36 | AN | 0 |  | AN | CLOSED |  |  | MANUAL | [6 empty] | 50000 |  |  | 4800 | [6 empty] | 8102301 | no | no |  |  | no
cap_220369170 |  | node_1381193_812_15398659_326 | AN | 0 |  | AN | CLOSED |  |  | MANUAL | [6 empty] | 100000 |  |  | 4800 | [6 empty] | 8102301 | no | no |  |  | no
cap_220369171 |  | node_1401573_606_15388861_562 | AN | 0 |  | AN | CLOSED |  |  | MANUAL | [6 empty] | 50000 |  |  | 4800 | [6 empty] | 8102301 | no | no |  |  | no
cap_220369172 |  | node_1396077_047_15401280_692 | AN | 0 |  | AN | CLOSED |  |  | MANUAL | [6 empty] | 100000 |  |  | 4800 | [6 empty] | 8102301 | no | no |  |  | no
cap_220615710 |  | node_1380665_58_15376632_235 | ABCN | 0 |  | ABCN | CLOSED | CLOSED | CLOSED | MANUAL | [6 empty] | 100000 | 100000 | 100000 | 19920 | [6 empty] | 8102301 | no | no |  |  | no

## feeder
data_type | static
owner_type | feeder
owner | 8102301
object | feeder
name | transmission_bus | ARC | ADR | slack_bus | nom_voltages | num_nodes | num_ohlines | num_uglines | num_transformers | num_generators | num_pvs | num_storages | num_loads | miles | mw | mvar | losses_mw | losses_mvar | comments | use_feeder_load_shape | load_shape_scale | use_feeder_pv_shape | pv_shape_scale | description | restore_time | griddisconnect_scenario_probability | gridconnect_scenario_probability | use_energy_not_served | VOLL | discount_rate | yearly_load_growth_percent | planning_horizon | enable_traditional_project_deferral | lifetime_of_investment_years | start_year | base_year | year_the_investment_is_committed | revenue_requirement_scaling_factor | discount_rate | inflation_rate_for_investment | traditional_project_invested_capital | periodicity_of_investment_in_years | priority | maximum_total_investment_cost | DER_portfolio_NPV | DER_portfolio_BC_ratio | total_system_energy_avoided_cost_NPV | total_system_capacity_avoided_cost_NPV | total_system_ancillary_services_avoided_cost_NPV | total_system_CO2_avoided_cost_NPV | total_system_loss_of_load_avoided_cost_NPV | total_system_distribution_capacity_avoided_cost_NPV | total_system_investment_and_operational_cost_NPV | feeder_solar_pv_operating_cost_USdollarperkWh | feeder_energy_storage_operating_cost_USdollarperkWh | feeder_distributed_generator_operating_cost_USdollarperkWh | feeder_distributed_generator_CO2_cost_USdollarperkWh | feeder_demand_response_operating_cost_USdollarperkWh | feeder_solar_pv_investment_cost_USdollarperkW | feeder_energy_storage_investment_cost_USdollarperkW | feeder_distributed_generator_investment_cost_USdollarperkW | feeder_demand_response_investment_cost_USdollarperkW
8102301 |  | ts_slack | none | node_SOURCE_8102301 | 1001.678,2602.275,7199.558 | 3103 | 2761 | 78 | 14 | 0 | 0 | 0 | 868 | 99.199 | 12.265 | 5.225 | 0 | 0 |  | 0 | 0 | 1 | 0 |  | 0 | 0 | 0 | 0 | 0 | 0 | 0 | 0 | 0 | 0 | 0 | 0 | 0 | 0 | 0 | 0 | 0 | 0 | 0 | 999999999 | 0 | 0 | 0 | 0 | 0 | 0 | 0 | 0 | 0 | 0 | 0 | 0 | 0 | 0 | 0 | 0 | 0 | 0

## fuse
data_type | static
owner_type | feeder
owner | 8102301
object | fuse
name | groupid | phases | fr | to | phase_A_status | phase_B_status | phase_C_status | repair_dist_type | current_limit | mean_replacement_time | status | dcircuit | selected | monitored | monitored_fields | class_monitored_fields | played | played_fields | comments
fuse_220382289 |  | AD | node_intto1_8102301_200818037 | node_8102301_200818037 | GOOD | GOOD | GOOD |  | 40 |  |  | 8102301 | no | no |  |  | no
fuse_220382297 |  | AD | node_intto1_8102301_200817987 | node_8102301_200817987 | GOOD | GOOD | GOOD |  | 25 |  |  | 8102301 | no | no |  |  | no
fuse_220382299 |  | AD | node_intto1_8102301_310053044 | node_8102301_310053044 | GOOD | GOOD | GOOD |  | 40 |  |  | 8102301 | no | no |  |  | no
fuse_220382300 |  | AN | node_intto1_8102301_200817886 | node_8102301_200817886 | GOOD | GOOD | GOOD |  | 30 |  |  | 8102301 | no | no |  |  | no
fuse_220382306 |  | AD | node_intto1_8102301_200818054 | node_8102301_200818054 | GOOD | GOOD | GOOD |  | 25 |  |  | 8102301 | no | no |  |  | no
fuse_220382472 |  | AN | node_intto1_8102301_201042851 | node_8102301_201042851 | GOOD | GOOD | GOOD |  | 15 |  |  | 8102301 | no | no |  |  | no
fuse_220382496 |  | AN | node_intto1_8102301_200817655 | node_8102301_200817655 | GOOD | GOOD | GOOD |  | 10 |  |  | 8102301 | no | no |  |  | no
fuse_220382509 |  | AD | node_intto1_8102301_200816334 | node_8102301_200816334 | GOOD | GOOD | GOOD |  | 30 |  |  | 8102301 | no | no |  |  | no
fuse_220382511 |  | AD | node_intto1_8102301_200816299 | node_8102301_200816299 | GOOD | GOOD | GOOD |  | 300 |  |  | 8102301 | no | no |  |  | no
fuse_220382512 |  | AN | node_intto1_8102301_200816188 | node_8102301_200816188 | GOOD | GOOD | GOOD |  | 30 |  |  | 8102301 | no | no |  |  | no
fuse_220382514 |  | AD | node_intto1_8102301_200817484 | node_8102301_200817484 | GOOD | GOOD | GOOD |  | 30 |  |  | 8102301 | no | no |  |  | no
fuse_220382517 |  | AD | node_intto1_8102301_200816360 | node_8102301_200816360 | GOOD | GOOD | GOOD |  | 30 |  |  | 8102301 | no | no |  |  | no
fuse_220382525 |  | AN | node_intto1_8102301_200816190 | node_8102301_200816190 | GOOD | GOOD | GOOD |  | 12 |  |  | 8102301 | no | no |  |  | no
fuse_220382534 |  | AD | node_intto1_8102301_200816337 | node_8102301_200816337 | GOOD | GOOD | GOOD |  | 20 |  |  | 8102301 | no | no |  |  | no
fuse_220382536 |  | AD | node_intto1_8102301_200911508 | node_8102301_200911508 | GOOD | GOOD | GOOD |  | 30 |  |  | 8102301 | no | no |  |  | no
fuse_220386012 |  | AD | node_intto1_8102301_200878203 | node_8102301_200878203 | GOOD | GOOD | GOOD |  | 40 |  |  | 8102301 | no | no |  |  | no
fuse_220386013 |  | AD | node_intto1_8102301_200911466 | node_8102301_200911466 | GOOD | GOOD | GOOD |  | 40 |  |  | 8102301 | no | no |  |  | no
fuse_220386014 |  | AD | node_intto1_8102301_200878158 | node_8102301_200878158 | GOOD | GOOD | GOOD |  | 65 |  |  | 8102301 | no | no |  |  | no
fuse_220386015 |  | AN | node_intto1_220386015 | node_220386015 | GOOD | GOOD | GOOD |  | 20 |  |  | 8102301 | no | no |  |  | no
fuse_220386225 |  | AD | node_intto1_8102301_200876745 | node_8102301_200876745 | GOOD | GOOD | GOOD |  | 50 |  |  | 8102301 | no | no |  |  | no
fuse_220386226 |  | AN | node_intto1_220386226 | node_220386226 | GOOD | GOOD | GOOD |  | 12 |  |  | 8102301 | no | no |  |  | no
fuse_220386236 |  | AD | node_intto1_8102301_200876428 | node_8102301_200876428 | GOOD | GOOD | GOOD |  | 25 |  |  | 8102301 | no | no |  |  | no
fuse_220386237 |  | AN | node_intto1_8102301_200972943 | node_8102301_200972943 | GOOD | GOOD | GOOD |  | 20 |  |  | 8102301 | no | no |  |  | no
fuse_220387449 |  | AD | node_intto1_8102301_200886977 | node_8102301_200886977 | GOOD | GOOD | GOOD |  | 25 |  |  | 8102301 | no | no |  |  | no
fuse_220387460 |  | AD | node_intto1_8102301_200886759 | node_8102301_200886759 | GOOD | GOOD | GOOD |  | 300 |  |  | 8102301 | no | no |  |  | no
fuse_220387479 |  | AD | node_intto1_8102301_201063903 | node_8102301_201063903 | GOOD | GOOD | GOOD |  | 40 |  |  | 8102301 | no | no |  |  | no
fuse_220387999 |  | AN | node_intto1_220387999 | node_220387999 | GOOD | GOOD | GOOD |  | 50 |  |  | 8102301 | no | no |  |  | no
fuse_220388001 |  | ABCN | node_intto1_220388001 | node_220388001 | GOOD | GOOD | GOOD |  | 25 |  |  | 8102301 | no | no |  |  | no
fuse_220388004 |  | AN | node_intto1_8102301_200845195 | node_8102301_200845195 | GOOD | GOOD | GOOD |  | 40 |  |  | 8102301 | no | no |  |  | no
fuse_220388005 |  | AN | node_intto1_220388005 | node_220388005 | GOOD | GOOD | GOOD |  | 8 |  |  | 8102301 | no | no |  |  | no
fuse_220388008 |  | AN | node_intto1_8102301_200845245 | node_8102301_200845245 | GOOD | GOOD | GOOD |  | 40 |  |  | 8102301 | no | no |  |  | no
fuse_220388010 |  | AN | node_intto1_220388010 | node_220388010 | GOOD | GOOD | GOOD |  | 8 |  |  | 8102301 | no | no |  |  | no
fuse_220388256 |  | AN | node_intto1_8102301_200845806 | node_8102301_200845806 | GOOD | GOOD | GOOD |  | 25 |  |  | 8102301 | no | no |  |  | no
fuse_220388259 |  | AD | node_intto1_8102301_200845917 | node_8102301_200845917 | GOOD | GOOD | GOOD |  | 25 |  |  | 8102301 | no | no |  |  | no
fuse_220388262 |  | AN | node_intto1_220388262 | node_220388262 | GOOD | GOOD | GOOD |  | 8 |  |  | 8102301 | no | no |  |  | no
fuse_220388263 |  | AD | node_intto1_8102301_200845942 | node_8102301_200845942 | GOOD | GOOD | GOOD |  | 30 |  |  | 8102301 | no | no |  |  | no
fuse_220388267 |  | AN | node_intto1_220388267 | node_220388267 | GOOD | GOOD | GOOD |  | 20 |  |  | 8102301 | no | no |  |  | no
fuse_220388269 |  | AD | node_intto1_8102301_200845767 | node_8102301_200845767 | GOOD | GOOD | GOOD |  | 25 |  |  | 8102301 | no | no |  |  | no
fuse_220388274 |  | AD | node_intto1_8102301_200846059 | node_8102301_200846059 | GOOD | GOOD | GOOD |  | 30 |  |  | 8102301 | no | no |  |  | no
fuse_220388275 |  | AD | node_intto1_8102301_200846070 | node_8102301_200846070 | GOOD | GOOD | GOOD |  | 25 |  |  | 8102301 | no | no |  |  | no
fuse_220388276 |  | AN | node_intto1_8102301_200846067 | node_8102301_200846067 | GOOD | GOOD | GOOD |  | 15 |  |  | 8102301 | no | no |  |  | no
fuse_220388278 |  | AN | node_intto1_8102301_200846140 | node_8102301_200846140 | GOOD | GOOD | GOOD |  | 40 |  |  | 8102301 | no | no |  |  | no
fuse_220388279 |  | AD | node_intto1_220388279 | node_220388279 | GOOD | GOOD | GOOD |  | 300 |  |  | 8102301 | no | no |  |  | no
fuse_220388283 |  | AN | node_intto1_8102301_200911507 | node_8102301_200911507 | GOOD | GOOD | GOOD |  | 2 |  |  | 8102301 | no | no |  |  | no
fuse_220388286 |  | AN | node_intto1_8102301_200845327 | node_8102301_200845327 | GOOD | GOOD | GOOD |  | 40 |  |  | 8102301 | no | no |  |  | no
fuse_220388287 |  | AN | node_intto1_8102301_200845338 | node_8102301_200845338 | GOOD | GOOD | GOOD |  | 40 |  |  | 8102301 | no | no |  |  | no
fuse_220388288 |  | AN | node_intto1_220388288 | node_220388288 | GOOD | GOOD | GOOD |  | 25 |  |  | 8102301 | no | no |  |  | no
fuse_220388291 |  | AD | node_intto1_8102301_200845394 | node_8102301_200845394 | GOOD | GOOD | GOOD |  | 65 |  |  | 8102301 | no | no |  |  | no
fuse_220388294 |  | AD | node_intto1_8102301_200952729 | node_8102301_200952729 | GOOD | GOOD | GOOD |  | 50 |  |  | 8102301 | no | no |  |  | no
fuse_220388295 |  | AN | node_intto1_8102301_200969482 | node_8102301_200969482 | GOOD | GOOD | GOOD |  | 40 |  |  | 8102301 | no | no |  |  | no
fuse_220388296 |  | AD | node_intto1_8102301_200845794 | node_8102301_200845794 | GOOD | GOOD | GOOD |  | 25 |  |  | 8102301 | no | no |  |  | no
fuse_220388297 |  | AN | node_intto1_220388297 | node_220388297 | GOOD | GOOD | GOOD |  | 40 |  |  | 8102301 | no | no |  |  | no
fuse_220388298 |  | AD | node_intto1_8102301_200845493 | node_8102301_200845493 | GOOD | GOOD | GOOD |  | 100 |  |  | 8102301 | no | no |  |  | no
fuse_220388299 |  | AD | node_intto1_8102301_200845502 | node_8102301_200845502 | GOOD | GOOD | GOOD |  | 50 |  |  | 8102301 | no | no |  |  | no
fuse_220388301 |  | AD | node_intto1_8102301_200845581 | node_8102301_200845581 | GOOD | GOOD | GOOD |  | 300 |  |  | 8102301 | no | no |  |  | no
fuse_220388307 |  | AN | node_intto1_8102301_200845704 | node_8102301_200845704 | GOOD | GOOD | GOOD |  | 15 |  |  | 8102301 | no | no |  |  | no
fuse_220388308 |  | AN | node_intto1_8102301_200846203 | node_8102301_200846203 | GOOD | GOOD | GOOD |  | 30 |  |  | 8102301 | no | no |  |  | no
fuse_220388311 |  | ABCN | node_intto1_8102301_200846400 | node_8102301_200846400 | GOOD | GOOD | GOOD |  | 12 |  |  | 8102301 | no | no |  |  | no
fuse_220388312 |  | ABCN | node_intto1_8102301_200846580 | node_8102301_200846580 | GOOD | GOOD | GOOD |  | 40 |  |  | 8102301 | no | no |  |  | no
fuse_220388320 |  | AD | node_intto1_220388320 | node_220388320 | GOOD | GOOD | GOOD |  | 65 |  |  | 8102301 | no | no |  |  | no
fuse_220388327 |  | AN | node_intto1_8102301_200846652 | node_8102301_200846652 | GOOD | GOOD | GOOD |  | 2 |  |  | 8102301 | no | no |  |  | no
fuse_220388334 |  | AD | node_intto1_8102301_200846392 | node_8102301_200846392 | GOOD | GOOD | GOOD |  | 65 |  |  | 8102301 | no | no |  |  | no
fuse_220388336 |  | AD | node_intto1_8102301_200846145 | node_8102301_200846145 | GOOD | GOOD | GOOD |  | 100 |  |  | 8102301 | no | no |  |  | no
fuse_220388337 |  | AD | node_intto1_8102301_200846249 | node_8102301_200846249 | GOOD | GOOD | GOOD |  | 65 |  |  | 8102301 | no | no |  |  | no
fuse_220388339 |  | AD | node_intto1_8102301_200846269 | node_8102301_200846269 | GOOD | GOOD | GOOD |  | 300 |  |  | 8102301 | no | no |  |  | no
fuse_220388340 |  | AD | node_intto1_8102301_200846305 | node_8102301_200846305 | GOOD | GOOD | GOOD |  | 25 |  |  | 8102301 | no | no |  |  | no
fuse_220388341 |  | AD | node_intto1_8102301_200846318 | node_8102301_200846318 | GOOD | GOOD | GOOD |  | 80 |  |  | 8102301 | no | no |  |  | no
fuse_220388342 |  | AD | node_intto1_8102301_200845617 | node_8102301_200845617 | GOOD | GOOD | GOOD |  | 50 |  |  | 8102301 | no | no |  |  | no
fuse_220388343 |  | AD | node_intto1_8102301_200846356 | node_8102301_200846356 | GOOD | GOOD | GOOD |  | 50 |  |  | 8102301 | no | no |  |  | no
fuse_220388344 |  | AD | node_intto1_8102301_200845970 | node_8102301_200845970 | GOOD | GOOD | GOOD |  | 30 |  |  | 8102301 | no | no |  |  | no
fuse_220388345 |  | AN | node_intto1_220388345 | node_220388345 | GOOD | GOOD | GOOD |  | 20 |  |  | 8102301 | no | no |  |  | no
fuse_220388349 |  | AD | node_intto1_8102301_200846389 | node_8102301_200846389 | GOOD | GOOD | GOOD |  | 65 |  |  | 8102301 | no | no |  |  | no
fuse_220388352 |  | ABCN | node_intto1_220388352 | node_220388352 | GOOD | GOOD | GOOD |  | 65 |  |  | 8102301 | no | no |  |  | no
fuse_220388354 |  | AD | node_intto1_8102301_200846485 | node_8102301_200846485 | GOOD | GOOD | GOOD |  | 140 |  |  | 8102301 | no | no |  |  | no
fuse_220388651 |  | AD | node_intto1_8102301_200845601 | node_8102301_200845601 | GOOD | GOOD | GOOD |  | 300 |  |  | 8102301 | no | no |  |  | no
fuse_220389051 |  | AD | node_intto1_8102301_200845517 | node_8102301_200845517 | GOOD | GOOD | GOOD |  | 50 |  |  | 8102301 | no | no |  |  | no
fuse_220436589 |  | AN | node_intto1_8102301_200875332 | node_8102301_200875332 | GOOD | GOOD | GOOD |  | 40 |  |  | 8102301 | no | no |  |  | no
fuse_220436590 |  | ABCN | node_intto1_8102301_200875301 | node_8102301_200875301 | GOOD | GOOD | GOOD |  | 100 |  |  | 8102301 | no | no |  |  | no
fuse_220436591 |  | ABCN | node_intto1_8102301_200911469 | node_8102301_200911469 | GOOD | GOOD | GOOD |  | 100 |  |  | 8102301 | no | no |  |  | no
fuse_220436592 |  | AN | node_intto1_8102301_200875442 | node_8102301_200875442 | GOOD | GOOD | GOOD |  | 40 |  |  | 8102301 | no | no |  |  | no
fuse_220436593 |  | AN | node_intto1_8102301_200875452 | node_8102301_200875452 | GOOD | GOOD | GOOD |  | 40 |  |  | 8102301 | no | no |  |  | no
fuse_220436594 |  | AN | node_intto1_8102301_200875493 | node_8102301_200875493 | GOOD | GOOD | GOOD |  | 40 |  |  | 8102301 | no | no |  |  | no
fuse_220474436 |  | AD | node_intto1_8102301_200957556 | node_8102301_200957556 | GOOD | GOOD | GOOD |  | 20 |  |  | 8102301 | no | no |  |  | no
fuse_220522266 |  | AN | node_intto1_8102301_200969485 | node_8102301_200969485 | GOOD | GOOD | GOOD |  | 30 |  |  | 8102301 | no | no |  |  | no
fuse_220537555 |  | AD | node_intto1_8102301_200846134 | node_8102301_200846134 | GOOD | GOOD | GOOD |  | 40 |  |  | 8102301 | no | no |  |  | no
fuse_220537556 |  | AD | node_intto1_8102301_200845699 | node_8102301_200845699 | GOOD | GOOD | GOOD |  | 40 |  |  | 8102301 | no | no |  |  | no
fuse_220537583 |  | AD | node_intto1_8102301_200976183 | node_8102301_200976183 | GOOD | GOOD | GOOD |  | 100 |  |  | 8102301 | no | no |  |  | no
fuse_220537584 |  | AN | node_intto1_220537584 | node_220537584 | GOOD | GOOD | GOOD |  | 40 |  |  | 8102301 | no | no |  |  | no
fuse_220537596 |  | AD | node_intto1_8102301_200846096 | node_8102301_200846096 | GOOD | GOOD | GOOD |  | 25 |  |  | 8102301 | no | no |  |  | no
fuse_220537597 |  | AD | node_intto1_8102301_200845719 | node_8102301_200845719 | GOOD | GOOD | GOOD |  | 25 |  |  | 8102301 | no | no |  |  | no
fuse_220537638 |  | AN | node_intto1_8102301_200846131 | node_8102301_200846131 | GOOD | GOOD | GOOD |  | 20 |  |  | 8102301 | no | no |  |  | no
fuse_220537639 |  | AD | node_intto1_8102301_200846102 | node_8102301_200846102 | GOOD | GOOD | GOOD |  | 15 |  |  | 8102301 | no | no |  |  | no
fuse_220546986 |  | AD | node_intto1_8102301_200887273 | node_8102301_200887273 | GOOD | GOOD | GOOD |  | 40 |  |  | 8102301 | no | no |  |  | no
fuse_220546987 |  | AD | node_intto1_8102301_200886781 | node_8102301_200886781 | GOOD | GOOD | GOOD |  | 40 |  |  | 8102301 | no | no |  |  | no
fuse_220546989 |  | AD | node_intto1_8102301_200845405 | node_8102301_200845405 | GOOD | GOOD | GOOD |  | 40 |  |  | 8102301 | no | no |  |  | no
fuse_220546990 |  | AD | node_intto1_8102301_200845585 | node_8102301_200845585 | GOOD | GOOD | GOOD |  | 40 |  |  | 8102301 | no | no |  |  | no
fuse_220546991 |  | AN | node_intto1_8102301_200946061 | node_8102301_200946061 | GOOD | GOOD | GOOD |  | 15 |  |  | 8102301 | no | no |  |  | no
fuse_220546992 |  | AD | node_intto1_8102301_200846144 | node_8102301_200846144 | GOOD | GOOD | GOOD |  | 15 |  |  | 8102301 | no | no |  |  | no
fuse_220546993 |  | AD | node_intto1_8102301_200845820 | node_8102301_200845820 | GOOD | GOOD | GOOD |  | 30 |  |  | 8102301 | no | no |  |  | no
fuse_220546994 |  | AD | node_intto1_8102301_200845829 | node_8102301_200845829 | GOOD | GOOD | GOOD |  | 30 |  |  | 8102301 | no | no |  |  | no
fuse_220546995 |  | AD | node_intto1_8102301_200845628 | node_8102301_200845628 | GOOD | GOOD | GOOD |  | 30 |  |  | 8102301 | no | no |  |  | no
fuse_220546996 |  | AD | node_intto1_8102301_200845908 | node_8102301_200845908 | GOOD | GOOD | GOOD |  | 25 |  |  | 8102301 | no | no |  |  | no
fuse_220546997 |  | AD | node_intto1_8102301_200846377 | node_8102301_200846377 | GOOD | GOOD | GOOD |  | 40 |  |  | 8102301 | no | no |  |  | no
fuse_220546998 |  | AD | node_intto1_8102301_200817993 | node_8102301_200817993 | GOOD | GOOD | GOOD |  | 40 |  |  | 8102301 | no | no |  |  | no
fuse_220546999 |  | AD | node_intto1_8102301_200846170 | node_8102301_200846170 | GOOD | GOOD | GOOD |  | 40 |  |  | 8102301 | no | no |  |  | no
fuse_220547000 |  | AD | node_intto1_8102301_200817598 | node_8102301_200817598 | GOOD | GOOD | GOOD |  | 25 |  |  | 8102301 | no | no |  |  | no
fuse_220547001 |  | AD | node_intto1_8102301_200816325 | node_8102301_200816325 | GOOD | GOOD | GOOD |  | 50 |  |  | 8102301 | no | no |  |  | no
fuse_220547002 |  | AD | node_intto1_8102301_200818022 | node_8102301_200818022 | GOOD | GOOD | GOOD |  | 30 |  |  | 8102301 | no | no |  |  | no
fuse_220547003 |  | AD | node_intto1_8102301_200876450 | node_8102301_200876450 | GOOD | GOOD | GOOD |  | 25 |  |  | 8102301 | no | no |  |  | no
fuse_220547004 |  | AD | node_intto1_8102301_200876515 | node_8102301_200876515 | GOOD | GOOD | GOOD |  | 25 |  |  | 8102301 | no | no |  |  | no
fuse_220551161 |  | AD | node_intto1_8102301_200982846 | node_8102301_200982846 | GOOD | GOOD | GOOD |  | 40 |  |  | 8102301 | no | no |  |  | no
fuse_220551163 |  | AD | node_intto1_8102301_200817242 | node_8102301_200817242 | GOOD | GOOD | GOOD |  | 40 |  |  | 8102301 | no | no |  |  | no
fuse_220551734 |  | AN | node_intto1_8102301_200986368 | node_8102301_200986368 | GOOD | GOOD | GOOD |  | 20 |  |  | 8102301 | no | no |  |  | no
fuse_220553397 |  | AN | node_intto1_8102301_200984494 | node_8102301_200984494 | GOOD | GOOD | GOOD |  | 30 |  |  | 8102301 | no | no |  |  | no
fuse_220554331 |  | AD | node_intto1_8102301_200984942 | node_8102301_200984942 | GOOD | GOOD | GOOD |  | 15 |  |  | 8102301 | no | no |  |  | no
fuse_220566449 |  | AN | node_intto1_8102301_201004516 | node_8102301_201004516 | GOOD | GOOD | GOOD |  | 10 |  |  | 8102301 | no | no |  |  | no
fuse_220578388 |  | AD | node_intto1_8102301_201010930 | node_8102301_201010930 | GOOD | GOOD | GOOD |  | 30 |  |  | 8102301 | no | no |  |  | no
fuse_220599086 |  | AN | node_intto1_8102301_201015648 | node_8102301_201015648 | GOOD | GOOD | GOOD |  | 20 |  |  | 8102301 | no | no |  |  | no
fuse_220602281 |  | AD | node_intto1_8102301_200845983 | node_8102301_200845983 | GOOD | GOOD | GOOD |  | 30 |  |  | 8102301 | no | no |  |  | no
fuse_220615677 |  | ABCN | node_intto1_220615677 | node_220615677 | GOOD | GOOD | GOOD |  | 25 |  |  | 8102301 | no | no |  |  | no
fuse_220625689 |  | AD | node_intto1_8102301_200845735 | node_8102301_200845735 | GOOD | GOOD | GOOD |  | 300 |  |  | 8102301 | no | no |  |  | no
fuse_220627680 |  | AN | node_intto1_8102301_201050651 | node_8102301_201050651 | GOOD | GOOD | GOOD |  | 15 |  |  | 8102301 | no | no |  |  | no
fuse_220637594 |  | AD | node_intto1_8102301_200817926 | node_8102301_200817926 | GOOD | GOOD | GOOD |  | 25 |  |  | 8102301 | no | no |  |  | no
fuse_220637596 |  | AD | node_intto1_8102301_201055755 | node_8102301_201055755 | GOOD | GOOD | GOOD |  | 25 |  |  | 8102301 | no | no |  |  | no
fuse_220647112 |  | AD | node_intto1_8102301_200886757 | node_8102301_200886757 | GOOD | GOOD | GOOD |  | 300 |  |  | 8102301 | no | no |  |  | no
fuse_220647113 |  | AD | node_intto1_8102301_200886761 | node_8102301_200886761 | GOOD | GOOD | GOOD |  | 40 |  |  | 8102301 | no | no |  |  | no
fuse_220647114 |  | AD | node_intto1_8102301_200886778 | node_8102301_200886778 | GOOD | GOOD | GOOD |  | 40 |  |  | 8102301 | no | no |  |  | no
fuse_220647115 |  | AD | node_intto1_8102301_200886976 | node_8102301_200886976 | GOOD | GOOD | GOOD |  | 25 |  |  | 8102301 | no | no |  |  | no
fuse_220647117 |  | AD | node_intto1_8102301_200845579 | node_8102301_200845579 | GOOD | GOOD | GOOD |  | 300 |  |  | 8102301 | no | no |  |  | no
fuse_220647118 |  | AD | node_intto1_8102301_200845582 | node_8102301_200845582 | GOOD | GOOD | GOOD |  | 65 |  |  | 8102301 | no | no |  |  | no
fuse_220647213 |  | AD | node_intto1_8102301_200845600 | node_8102301_200845600 | GOOD | GOOD | GOOD |  | 300 |  |  | 8102301 | no | no |  |  | no
fuse_220647214 |  | AD | node_intto1_8102301_200845607 | node_8102301_200845607 | GOOD | GOOD | GOOD |  | 40 |  |  | 8102301 | no | no |  |  | no
fuse_220647216 |  | AD | node_intto1_8102301_200845589 | node_8102301_200845589 | GOOD | GOOD | GOOD |  | 40 |  |  | 8102301 | no | no |  |  | no
fuse_220647217 |  | AD | node_intto1_8102301_200846113 | node_8102301_200846113 | GOOD | GOOD | GOOD |  | 30 |  |  | 8102301 | no | no |  |  | no
fuse_220647219 |  | AD | node_intto1_8102301_200846268 | node_8102301_200846268 | GOOD | GOOD | GOOD |  | 300 |  |  | 8102301 | no | no |  |  | no
fuse_220647221 |  | AD | node_intto1_8102301_200846136 | node_8102301_200846136 | GOOD | GOOD | GOOD |  | 20 |  |  | 8102301 | no | no |  |  | no
fuse_220647222 |  | AD | node_intto1_8102301_200846247 | node_8102301_200846247 | GOOD | GOOD | GOOD |  | 65 |  |  | 8102301 | no | no |  |  | no
fuse_220647224 |  | AD | node_intto1_8102301_200846246 | node_8102301_200846246 | GOOD | GOOD | GOOD |  | 30 |  |  | 8102301 | no | no |  |  | no
fuse_220647226 |  | AD | node_intto1_8102301_200975669 | node_8102301_200975669 | GOOD | GOOD | GOOD |  | 40 |  |  | 8102301 | no | no |  |  | no
fuse_220647230 |  | AN | node_intto1_8102301_200846089 | node_8102301_200846089 | GOOD | GOOD | GOOD |  | 15 |  |  | 8102301 | no | no |  |  | no
fuse_220647232 |  | AD | node_intto1_8102301_200845723 | node_8102301_200845723 | GOOD | GOOD | GOOD |  | 15 |  |  | 8102301 | no | no |  |  | no
fuse_220647233 |  | AD | node_intto1_8102301_200846150 | node_8102301_200846150 | GOOD | GOOD | GOOD |  | 15 |  |  | 8102301 | no | no |  |  | no
fuse_220647234 |  | AD | node_intto1_8102301_200845516 | node_8102301_200845516 | GOOD | GOOD | GOOD |  | 50 |  |  | 8102301 | no | no |  |  | no
fuse_220647235 |  | AD | node_intto1_8102301_200845501 | node_8102301_200845501 | GOOD | GOOD | GOOD |  | 50 |  |  | 8102301 | no | no |  |  | no
fuse_220647236 |  | AD | node_intto1_8102301_200845491 | node_8102301_200845491 | GOOD | GOOD | GOOD |  | 100 |  |  | 8102301 | no | no |  |  | no
fuse_220647238 |  | AN | node_intto1_8102301_200846126 | node_8102301_200846126 | GOOD | GOOD | GOOD |  | 2 |  |  | 8102301 | no | no |  |  | no
fuse_220647239 |  | AD | node_intto1_8102301_200846228 | node_8102301_200846228 | GOOD | GOOD | GOOD |  | 30 |  |  | 8102301 | no | no |  |  | no
fuse_220647242 |  | AD | node_intto1_8102301_200846058 | node_8102301_200846058 | GOOD | GOOD | GOOD |  | 30 |  |  | 8102301 | no | no |  |  | no
fuse_220647244 |  | AD | node_intto1_8102301_200845828 | node_8102301_200845828 | GOOD | GOOD | GOOD |  | 30 |  |  | 8102301 | no | no |  |  | no
fuse_220647245 |  | AN | node_intto1_8102301_200845805 | node_8102301_200845805 | GOOD | GOOD | GOOD |  | 30 |  |  | 8102301 | no | no |  |  | no
fuse_220647247 |  | AD | node_intto1_8102301_200845632 | node_8102301_200845632 | GOOD | GOOD | GOOD |  | 30 |  |  | 8102301 | no | no |  |  | no
fuse_220647341 |  | AD | node_intto1_8102301_200845404 | node_8102301_200845404 | GOOD | GOOD | GOOD |  | 40 |  |  | 8102301 | no | no |  |  | no
fuse_220647342 |  | AD | node_intto1_8102301_200846104 | node_8102301_200846104 | GOOD | GOOD | GOOD |  | 300 |  |  | 8102301 | no | no |  |  | no
fuse_220647344 |  | AD | node_intto1_8102301_200846353 | node_8102301_200846353 | GOOD | GOOD | GOOD |  | 50 |  |  | 8102301 | no | no |  |  | no
fuse_220647346 |  | AD | node_intto1_8102301_200846357 | node_8102301_200846357 | GOOD | GOOD | GOOD |  | 30 |  |  | 8102301 | no | no |  |  | no
fuse_220647347 |  | AN | node_intto1_8102301_200846068 | node_8102301_200846068 | GOOD | GOOD | GOOD |  | 25 |  |  | 8102301 | no | no |  |  | no
fuse_220647348 |  | AD | node_intto1_8102301_200846073 | node_8102301_200846073 | GOOD | GOOD | GOOD |  | 15 |  |  | 8102301 | no | no |  |  | no
fuse_220647349 |  | AD | node_intto1_8102301_200845909 | node_8102301_200845909 | GOOD | GOOD | GOOD |  | 25 |  |  | 8102301 | no | no |  |  | no
fuse_220647352 |  | AD | node_intto1_8102301_200816243 | node_8102301_200816243 | GOOD | GOOD | GOOD |  | 80 |  |  | 8102301 | no | no |  |  | no
fuse_220647353 |  | AD | node_intto1_8102301_200946060 | node_8102301_200946060 | GOOD | GOOD | GOOD |  | 15 |  |  | 8102301 | no | no |  |  | no
fuse_220647357 |  | AD | node_intto1_8102301_200846381 | node_8102301_200846381 | GOOD | GOOD | GOOD |  | 40 |  |  | 8102301 | no | no |  |  | no
fuse_220647358 |  | AD | node_intto1_8102301_200817995 | node_8102301_200817995 | GOOD | GOOD | GOOD |  | 40 |  |  | 8102301 | no | no |  |  | no
fuse_220647359 |  | AD | node_intto1_220647359 | node_220647359 | GOOD | GOOD | GOOD |  | 65 |  |  | 8102301 | no | no |  |  | no
fuse_220647360 |  | AD | node_intto1_8102301_200846173 | node_8102301_200846173 | GOOD | GOOD | GOOD |  | 300 |  |  | 8102301 | no | no |  |  | no
fuse_220647361 |  | AD | node_intto1_220647361 | node_220647361 | GOOD | GOOD | GOOD |  | 40 |  |  | 8102301 | no | no |  |  | no
fuse_220647362 |  | AD | node_intto1_8102301_200817979 | node_8102301_200817979 | GOOD | GOOD | GOOD |  | 40 |  |  | 8102301 | no | no |  |  | no
fuse_220647366 |  | AD | node_intto1_8102301_200817101 | node_8102301_200817101 | GOOD | GOOD | GOOD |  | 25 |  |  | 8102301 | no | no |  |  | no
fuse_220647369 |  | AD | node_intto1_8102301_200816189 | node_8102301_200816189 | GOOD | GOOD | GOOD |  | 20 |  |  | 8102301 | no | no |  |  | no
fuse_220647370 |  | AD | node_intto1_8102301_200911510 | node_8102301_200911510 | GOOD | GOOD | GOOD |  | 25 |  |  | 8102301 | no | no |  |  | no
fuse_220648804 |  | AD | node_intto1_8102301_200818025 | node_8102301_200818025 | GOOD | GOOD | GOOD |  | 30 |  |  | 8102301 | no | no |  |  | no
fuse_220648805 |  | AD | node_intto1_8102301_200876449 | node_8102301_200876449 | GOOD | GOOD | GOOD |  | 25 |  |  | 8102301 | no | no |  |  | no
fuse_220648806 |  | AD | node_intto1_8102301_200876526 | node_8102301_200876526 | GOOD | GOOD | GOOD |  | 25 |  |  | 8102301 | no | no |  |  | no
fuse_220648811 |  | AD | node_intto1_8102301_200816219 | node_8102301_200816219 | GOOD | GOOD | GOOD |  | 30 |  |  | 8102301 | no | no |  |  | no
fuse_220648976 |  | AD | node_intto1_8102301_200817249 | node_8102301_200817249 | GOOD | GOOD | GOOD |  | 25 |  |  | 8102301 | no | no |  |  | no
fuse_310007948 |  | AD | node_intto1_1403937_24_15355420_437 | node_1403937_24_15355420_437 | GOOD | GOOD | GOOD |  | 300 |  |  | 8102301 | no | no |  |  | no
fuse_310023409 |  | ABCN | node_intto1_8102301_200875439 | node_8102301_200875439 | GOOD | GOOD | GOOD |  | 100 |  |  | 8102301 | no | no |  |  | no
fuse_310049768 |  | ABCN | node_intto1_8102301_310049760 | node_8102301_310049760 | GOOD | GOOD | GOOD |  | 7 |  |  | 8102301 | no | no |  |  | no
fuse_310051633 |  | AD | node_intto1_8102301_200845542 | node_8102301_200845542 | GOOD | GOOD | GOOD |  | 65 |  |  | 8102301 | no | no |  |  | no
fuse_310051667 |  | AD | node_intto1_8102301_310051661 | node_8102301_310051661 | GOOD | GOOD | GOOD |  | 40 |  |  | 8102301 | no | no |  |  | no
fuse_311859029 |  | AN | node_intto1_8102301_311858705 | node_8102301_311858705 | GOOD | GOOD | GOOD |  | 25 |  |  | 8102301 | no | no |  |  | no
fuse_311895992 |  | AD | node_intto1_8102301_200846219 | node_8102301_200846219 | GOOD | GOOD | GOOD |  | 3 |  |  | 8102301 | no | no |  |  | no
fuse_311901060 |  | AN | node_intto1_8102301_200846658 | node_8102301_200846658 | GOOD | GOOD | GOOD |  | 100 |  |  | 8102301 | no | no |  |  | no
fuse_311901070 |  | AN | node_intto1_8102301_201019080 | node_8102301_201019080 | GOOD | GOOD | GOOD |  | 100 |  |  | 8102301 | no | no |  |  | no
fuse_311901975 |  | AN | node_intto1_8102301_200845133 | node_8102301_200845133 | GOOD | GOOD | GOOD |  | 40 |  |  | 8102301 | no | no |  |  | no
fuse_311901976 |  | AN | node_intto1_8102301_200845192 | node_8102301_200845192 | GOOD | GOOD | GOOD |  | 40 |  |  | 8102301 | no | no |  |  | no
fuse_311901977 |  | AN | node_intto1_8102301_201038466 | node_8102301_201038466 | GOOD | GOOD | GOOD |  | 40 |  |  | 8102301 | no | no |  |  | no
fuse_311901978 |  | AN | node_intto1_8102301_200845314 | node_8102301_200845314 | GOOD | GOOD | GOOD |  | 40 |  |  | 8102301 | no | no |  |  | no
fuse_311901979 |  | AN | node_intto1_8102301_200845330 | node_8102301_200845330 | GOOD | GOOD | GOOD |  | 40 |  |  | 8102301 | no | no |  |  | no
fuse_311901980 |  | AN | node_intto1_311901980 | node_311901980 | GOOD | GOOD | GOOD |  | 40 |  |  | 8102301 | no | no |  |  | no
fuse_311908017 |  | AN | node_intto1_311908017 | node_311908017 | GOOD | GOOD | GOOD |  | 100 |  |  | 8102301 | no | no |  |  | no
fuse_311918820 |  | AD | node_intto1_8102301_200845787 | node_8102301_200845787 | GOOD | GOOD | GOOD |  | 3 |  |  | 8102301 | no | no |  |  | no
fuse_311926170 |  | AD | node_intto1_8102301_200878173 | node_8102301_200878173 | GOOD | GOOD | GOOD |  | 10 |  |  | 8102301 | no | no |  |  | no
fuse_311926294 |  | AD | node_intto1_8102301_200878178 | node_8102301_200878178 | GOOD | GOOD | GOOD |  | 3 |  |  | 8102301 | no | no |  |  | no
fuse_311926586 |  | AD | node_intto1_8102301_200876437 | node_8102301_200876437 | GOOD | GOOD | GOOD |  | 1 |  |  | 8102301 | no | no |  |  | no
fuse_311935763 |  | AN | node_intto1_8102301_311935761 | node_8102301_311935761 | GOOD | GOOD | GOOD |  | 20 |  |  | 8102301 | no | no |  |  | no
fuse_312092293 |  | AN | node_intto1_8102301_312092296 | node_8102301_312092296 | GOOD | GOOD | GOOD |  | 15 |  |  | 8102301 | no | no |  |  | no
fuse_312104039 |  | AD | node_intto1_8102301_200846225 | node_8102301_200846225 | GOOD | GOOD | GOOD |  | 300 |  |  | 8102301 | no | no |  |  | no
fuse_312104043 |  | AD | node_intto1_8102301_200846152 | node_8102301_200846152 | GOOD | GOOD | GOOD |  | 100 |  |  | 8102301 | no | no |  |  | no
fuse_312109592 |  | AD | node_intto1_8102301_200950431 | node_8102301_200950431 | GOOD | GOOD | GOOD |  | 100 |  |  | 8102301 | no | no |  |  | no
fuse_312127774 |  | AN | node_intto1_8102301_312127772 | node_8102301_312127772 | GOOD | GOOD | GOOD |  | 15 |  |  | 8102301 | no | no |  |  | no

## line_configuration
data_type | static
owner_type | feeder
owner | 8102301
object | line_configuration
name | groupid | conductor_A | conductor_B | conductor_C | conductor_N | spacing | z11 | z12 | z13 | z21 | z22 | z23 | z31 | z32 | z33 | c11 | c12 | c13 | c21 | c22 | c23 | c31 | c32 | c33 | dcircuit | selected | comments
bal_1P_1/0AA |  | oh_cond_1/0_AAAC | oh_cond_1/0_AAAC | oh_cond_1/0_AAAC |  |  | 0.972+1.499j | 0.095+0.781j | 0.095+0.781j | 0.095+0.781j | 0.972+1.499j | 0.095+0.781j | 0.095+0.781j | 0.095+0.781j | 0.972+1.499j | 12.796 | -3.172 | -3.172 | -3.172 | 12.796 | -3.172 | -3.172 | -3.172 | 12.796 |  | no
bal_1P_1/0AA_1/0AA(N) |  | oh_cond_1/0_AAAC | oh_cond_1/0_AAAC | oh_cond_1/0_AAAC | oh_cond_1/0_AAAC |  | 1.078+1.186j | 0.201+0.467j | 0.201+0.467j | 0.201+0.467j | 1.078+1.186j | 0.201+0.467j | 0.201+0.467j | 0.201+0.467j | 1.078+1.186j | 13.243 | -2.726 | -2.726 | -2.726 | 13.243 | -2.726 | -2.726 | -2.726 | 13.243 |  | no
bal_1P_1/0AA_1/0AC(N) |  | oh_cond_1/0_AAAC | oh_cond_1/0_AAAC | oh_cond_1/0_AAAC | oh_cond_1/0_ACSR |  | 1.08+1.187j | 0.203+0.469j | 0.203+0.469j | 0.203+0.469j | 1.08+1.187j | 0.203+0.469j | 0.203+0.469j | 0.203+0.469j | 1.08+1.187j | 13.243 | -2.726 | -2.726 | -2.726 | 13.243 | -2.726 | -2.726 | -2.726 | 13.243 |  | no
bal_1P_1/0AA_4/0AC(N) |  | oh_cond_1/0_AAAC | oh_cond_1/0_AAAC | oh_cond_1/0_AAAC | oh_cond_4/0_ACSR |  | 1.012+1.121j | 0.136+0.403j | 0.136+0.403j | 0.136+0.403j | 1.012+1.121j | 0.136+0.403j | 0.136+0.403j | 0.136+0.403j | 1.012+1.121j | 13.267 | -2.702 | -2.702 | -2.702 | 13.267 | -2.702 | -2.702 | -2.702 | 13.267 |  | no
bal_1P_1/0AC |  | oh_cond_1/0_ACSR | oh_cond_1/0_ACSR | oh_cond_1/0_ACSR |  |  | 0.983+1.218j | 0.095+0.781j | 0.095+0.781j | 0.095+0.781j | 0.983+1.218j | 0.095+0.781j | 0.095+0.781j | 0.095+0.781j | 0.983+1.218j | 12.796 | -3.172 | -3.172 | -3.172 | 12.796 | -3.172 | -3.172 | -3.172 | 12.796 |  | no
bal_1P_1/0AC_1/0AC(N) |  | oh_cond_1/0_ACSR | oh_cond_1/0_ACSR | oh_cond_1/0_ACSR | oh_cond_1/0_ACSR |  | 1.091+1.185j | 0.203+0.469j | 0.203+0.469j | 0.203+0.469j | 1.091+1.185j | 0.203+0.469j | 0.203+0.469j | 0.203+0.469j | 1.091+1.185j | 13.243 | -2.726 | -2.726 | -2.726 | 13.243 | -2.726 | -2.726 | -2.726 | 13.243 |  | no
bal_1P_2AC |  | oh_cond_2_ACSR | oh_cond_2_ACSR | oh_cond_2_ACSR |  |  | 1.505+1.527j | 0.095+0.781j | 0.095+0.781j | 0.095+0.781j | 1.505+1.527j | 0.095+0.781j | 0.095+0.781j | 0.095+0.781j | 1.505+1.527j | 12.393 | -3.017 | -3.017 | -3.017 | 12.393 | -3.017 | -3.017 | -3.017 | 12.393 |  | no
bal_1P_2AC_2AC(N) |  | oh_cond_2_ACSR | oh_cond_2_ACSR | oh_cond_2_ACSR | oh_cond_2_ACSR |  | 1.645+1.289j | 0.235+0.543j | 0.235+0.543j | 0.235+0.543j | 1.645+1.289j | 0.235+0.543j | 0.235+0.543j | 0.235+0.543j | 1.645+1.289j | 12.813 | -2.597 | -2.597 | -2.597 | 12.813 | -2.597 | -2.597 | -2.597 | 12.813 |  | no
bal_1P_2AC_4/0AL(N) |  | oh_cond_2_ACSR | oh_cond_2_ACSR | oh_cond_2_ACSR | oh_cond_4/0_AL |  | 1.544+1.151j | 0.134+0.404j | 0.134+0.404j | 0.134+0.404j | 1.544+1.151j | 0.134+0.404j | 0.134+0.404j | 0.134+0.404j | 1.544+1.151j | 12.844 | -2.567 | -2.567 | -2.567 | 12.844 | -2.567 | -2.567 | -2.567 | 12.844 |  | no
bal_1P_3-104CW |  | oh_cond_3_#104_CWD | oh_cond_3_#104_CWD | oh_cond_3_#104_CWD |  |  | 6.041+1.65j | 0.095+0.781j | 0.095+0.781j | 0.095+0.781j | 6.041+1.65j | 0.095+0.781j | 0.095+0.781j | 0.095+0.781j | 6.041+1.65j | 11.719 | -2.762 | -2.762 | -2.762 | 11.719 | -2.762 | -2.762 | -2.762 | 11.719 |  | no
bal_1P_3-128CW |  | oh_cond_3_#128_CWD | oh_cond_3_#128_CWD | oh_cond_3_#128_CWD |  |  | 3.968+1.621j | 0.095+0.781j | 0.095+0.781j | 0.095+0.781j | 3.968+1.621j | 0.095+0.781j | 0.095+0.781j | 0.095+0.781j | 3.968+1.621j | 12.087 | -2.901 | -2.901 | -2.901 | 12.087 | -2.901 | -2.901 | -2.901 | 12.087 |  | no
bal_1P_4/0AA_1/0AA(N) |  | oh_cond_4/0_AAAC | oh_cond_4/0_AAAC | oh_cond_4/0_AAAC | oh_cond_1/0_AAAC |  | 0.64+1.144j | 0.201+0.467j | 0.201+0.467j | 0.201+0.467j | 0.64+1.144j | 0.201+0.467j | 0.201+0.467j | 0.201+0.467j | 0.64+1.144j | 14.027 | -2.996 | -2.996 | -2.996 | 14.027 | -2.996 | -2.996 | -2.996 | 14.027 |  | no
bal_1P_4/0AC |  | oh_cond_4/0_ACSR | oh_cond_4/0_ACSR | oh_cond_4/0_ACSR |  |  | 0.54+1.457j | 0.095+0.781j | 0.095+0.781j | 0.095+0.781j | 0.54+1.457j | 0.095+0.781j | 0.095+0.781j | 0.095+0.781j | 0.54+1.457j | 13.554 | -3.469 | -3.469 | -3.469 | 13.554 | -3.469 | -3.469 | -3.469 | 13.554 |  | no
bal_1P_4/0AC_1/0AA(N) |  | oh_cond_4/0_ACSR | oh_cond_4/0_ACSR | oh_cond_4/0_ACSR | oh_cond_1/0_AAAC |  | 0.646+1.144j | 0.201+0.467j | 0.201+0.467j | 0.201+0.467j | 0.646+1.144j | 0.201+0.467j | 0.201+0.467j | 0.201+0.467j | 0.646+1.144j | 14.027 | -2.996 | -2.996 | -2.996 | 14.027 | -2.996 | -2.996 | -2.996 | 14.027 |  | no
bal_1P_4/0AC_4/0AL(N) |  | oh_cond_4/0_ACSR | oh_cond_4/0_ACSR | oh_cond_4/0_ACSR | oh_cond_4/0_AL |  | 0.579+1.081j | 0.134+0.404j | 0.134+0.404j | 0.134+0.404j | 0.579+1.081j | 0.134+0.404j | 0.134+0.404j | 0.134+0.404j | 0.579+1.081j | 14.046 | -2.976 | -2.976 | -2.976 | 14.046 | -2.976 | -2.976 | -2.976 | 14.046 |  | no
bal_1P_4AC |  | oh_cond_4_ACSR | oh_cond_4_ACSR | oh_cond_4_ACSR |  |  | 2.335+1.555j | 0.095+0.781j | 0.095+0.781j | 0.095+0.781j | 2.335+1.555j | 0.095+0.781j | 0.095+0.781j | 0.095+0.781j | 2.335+1.555j | 11.91 | -2.834 | -2.834 | -2.834 | 11.91 | -2.834 | -2.834 | -2.834 | 11.91 |  | no
bal_1P_4ACW |  | oh_cond_4A_CWD | oh_cond_4A_CWD | oh_cond_4A_CWD |  |  | 1.49+1.583j | 0.095+0.781j | 0.095+0.781j | 0.095+0.781j | 1.49+1.583j | 0.095+0.781j | 0.095+0.781j | 0.095+0.781j | 1.49+1.583j | 12.178 | -2.935 | -2.935 | -2.935 | 12.178 | -2.935 | -2.935 | -2.935 | 12.178 |  | no
bal_1P_4CU |  | oh_cond_4_CU | oh_cond_4_CU | oh_cond_4_CU |  |  | 1.483+1.565j | 0.095+0.781j | 0.095+0.781j | 0.095+0.781j | 1.483+1.565j | 0.095+0.781j | 0.095+0.781j | 0.095+0.781j | 1.483+1.565j | 11.78 | -2.785 | -2.785 | -2.785 | 11.78 | -2.785 | -2.785 | -2.785 | 11.78 |  | no
bal_1P_6ACW |  | oh_cond_6A_CWD | oh_cond_6A_CWD | oh_cond_6A_CWD |  |  | 2.305+1.611j | 0.095+0.781j | 0.095+0.781j | 0.095+0.781j | 2.305+1.611j | 0.095+0.781j | 0.095+0.781j | 0.095+0.781j | 2.305+1.611j | 11.765 | -2.779 | -2.779 | -2.779 | 11.765 | -2.779 | -2.779 | -2.779 | 11.765 |  | no
bal_1P_6CU |  | oh_cond_6_CU | oh_cond_6_CU | oh_cond_6_CU |  |  | 2.275+1.583j | 0.095+0.781j | 0.095+0.781j | 0.095+0.781j | 2.275+1.583j | 0.095+0.781j | 0.095+0.781j | 0.095+0.781j | 2.275+1.583j | 11.393 | -2.641 | -2.641 | -2.641 | 11.393 | -2.641 | -2.641 | -2.641 | 11.393 |  | no
bal_1P_8DCW |  | oh_cond_8D_CWD | oh_cond_8D_CWD | oh_cond_8D_CWD |  |  | 3.605+1.647j | 0.095+0.781j | 0.095+0.781j | 0.095+0.781j | 3.605+1.647j | 0.095+0.781j | 0.095+0.781j | 0.095+0.781j | 3.605+1.647j | 11.681 | -2.748 | -2.748 | -2.748 | 11.681 | -2.748 | -2.748 | -2.748 | 11.681 |  | no
bal_1P_DELTACUST |  | oh_cond_2/0_CU | oh_cond_2/0_CU | oh_cond_2/0_CU | oh_cond_3_#7_CWD_30% |  | 0.66+1.378j | 0.22+0.666j | 0.22+0.666j | 0.22+0.666j | 0.66+1.378j | 0.22+0.666j | 0.22+0.666j | 0.22+0.666j | 0.66+1.378j | 13.24 | -2.712 | -2.712 | -2.712 | 13.24 | -2.712 | -2.712 | -2.712 | 13.24 |  | no
bal_1P_WYECUST |  | oh_cond_2/0_CU | oh_cond_2/0_CU | oh_cond_2/0_CU | oh_cond_3_#7_CWD_30% |  | 0.66+1.378j | 0.22+0.666j | 0.22+0.666j | 0.22+0.666j | 0.66+1.378j | 0.22+0.666j | 0.22+0.666j | 0.22+0.666j | 0.66+1.378j | 13.24 | -2.712 | -2.712 | -2.712 | 13.24 | -2.712 | -2.712 | -2.712 | 13.24 |  | no
bal_2P_1/0AA_1/0AA(N) |  | oh_cond_1/0_AAAC | oh_cond_1/0_AAAC | oh_cond_1/0_AAAC | oh_cond_1/0_AAAC |  | 1.078+1.186j | 0.201+0.467j | 0.201+0.467j | 0.201+0.467j | 1.078+1.186j | 0.201+0.467j | 0.201+0.467j | 0.201+0.467j | 1.078+1.186j | 13.243 | -2.726 | -2.726 | -2.726 | 13.243 | -2.726 | -2.726 | -2.726 | 13.243 |  | no
bal_2P_1/0AA_1/0AC(N) |  | oh_cond_1/0_AAAC | oh_cond_1/0_AAAC | oh_cond_1/0_AAAC | oh_cond_1/0_ACSR |  | 1.08+1.187j | 0.203+0.469j | 0.203+0.469j | 0.203+0.469j | 1.08+1.187j | 0.203+0.469j | 0.203+0.469j | 0.203+0.469j | 1.08+1.187j | 13.243 | -2.726 | -2.726 | -2.726 | 13.243 | -2.726 | -2.726 | -2.726 | 13.243 |  | no
bal_2P_4/0AC_1/0AC(N) |  | oh_cond_4/0_ACSR | oh_cond_4/0_ACSR | oh_cond_4/0_ACSR | oh_cond_1/0_ACSR |  | 0.648+1.145j | 0.203+0.469j | 0.203+0.469j | 0.203+0.469j | 0.648+1.145j | 0.203+0.469j | 0.203+0.469j | 0.203+0.469j | 0.648+1.145j | 14.027 | -2.996 | -2.996 | -2.996 | 14.027 | -2.996 | -2.996 | -2.996 | 14.027 |  | no
bal_3P_1/0AA_1/0AA(N) |  | oh_cond_1/0_AAAC | oh_cond_1/0_AAAC | oh_cond_1/0_AAAC | oh_cond_1/0_AAAC |  | 1.078+1.186j | 0.201+0.467j | 0.201+0.467j | 0.201+0.467j | 1.078+1.186j | 0.201+0.467j | 0.201+0.467j | 0.201+0.467j | 1.078+1.186j | 13.243 | -2.726 | -2.726 | -2.726 | 13.243 | -2.726 | -2.726 | -2.726 | 13.243 |  | no
bal_3P_1/0AA_1/0AC(N) |  | oh_cond_1/0_AAAC | oh_cond_1/0_AAAC | oh_cond_1/0_AAAC | oh_cond_1/0_ACSR |  | 1.08+1.187j | 0.203+0.469j | 0.203+0.469j | 0.203+0.469j | 1.08+1.187j | 0.203+0.469j | 0.203+0.469j | 0.203+0.469j | 1.08+1.187j | 13.243 | -2.726 | -2.726 | -2.726 | 13.243 | -2.726 | -2.726 | -2.726 | 13.243 |  | no
bal_3P_1/0AA_4/0AA(N) |  | oh_cond_1/0_AAAC | oh_cond_1/0_AAAC | oh_cond_1/0_AAAC | oh_cond_4/0_AAAC |  | 1.011+1.121j | 0.134+0.402j | 0.134+0.402j | 0.134+0.402j | 1.011+1.121j | 0.134+0.402j | 0.134+0.402j | 0.134+0.402j | 1.011+1.121j | 13.267 | -2.702 | -2.702 | -2.702 | 13.267 | -2.702 | -2.702 | -2.702 | 13.267 |  | no
bal_3P_1/0AA_4/0AC(N) |  | oh_cond_1/0_AAAC | oh_cond_1/0_AAAC | oh_cond_1/0_AAAC | oh_cond_4/0_ACSR |  | 1.012+1.121j | 0.136+0.403j | 0.136+0.403j | 0.136+0.403j | 1.012+1.121j | 0.136+0.403j | 0.136+0.403j | 0.136+0.403j | 1.012+1.121j | 13.267 | -2.702 | -2.702 | -2.702 | 13.267 | -2.702 | -2.702 | -2.702 | 13.267 |  | no
bal_3P_1/0AC_1/0AA(N) |  | oh_cond_1/0_ACSR | oh_cond_1/0_ACSR | oh_cond_1/0_ACSR | oh_cond_1/0_AAAC |  | 1.089+1.184j | 0.201+0.467j | 0.201+0.467j | 0.201+0.467j | 1.089+1.184j | 0.201+0.467j | 0.201+0.467j | 0.201+0.467j | 1.089+1.184j | 13.243 | -2.726 | -2.726 | -2.726 | 13.243 | -2.726 | -2.726 | -2.726 | 13.243 |  | no
bal_3P_1/0AC_2/0CU(N) |  | oh_cond_1/0_ACSR | oh_cond_1/0_ACSR | oh_cond_1/0_ACSR | oh_cond_2/0_CU |  | 1.019+1.125j | 0.131+0.409j | 0.131+0.409j | 0.131+0.409j | 1.019+1.125j | 0.131+0.409j | 0.131+0.409j | 0.131+0.409j | 1.019+1.125j | 13.245 | -2.723 | -2.723 | -2.723 | 13.245 | -2.723 | -2.723 | -2.723 | 13.245 |  | no
bal_3P_1/0AC_4/0AC(N) |  | oh_cond_1/0_ACSR | oh_cond_1/0_ACSR | oh_cond_1/0_ACSR | oh_cond_4/0_ACSR |  | 1.024+1.119j | 0.136+0.403j | 0.136+0.403j | 0.136+0.403j | 1.024+1.119j | 0.136+0.403j | 0.136+0.403j | 0.136+0.403j | 1.024+1.119j | 13.267 | -2.702 | -2.702 | -2.702 | 13.267 | -2.702 | -2.702 | -2.702 | 13.267 |  | no
bal_3P_4/0AA_1/0AA(N) |  | oh_cond_4/0_AAAC | oh_cond_4/0_AAAC | oh_cond_4/0_AAAC | oh_cond_1/0_AAAC |  | 0.64+1.144j | 0.201+0.467j | 0.201+0.467j | 0.201+0.467j | 0.64+1.144j | 0.201+0.467j | 0.201+0.467j | 0.201+0.467j | 0.64+1.144j | 14.027 | -2.996 | -2.996 | -2.996 | 14.027 | -2.996 | -2.996 | -2.996 | 14.027 |  | no
bal_3P_4/0AA_4/0AA(N) |  | oh_cond_4/0_AAAC | oh_cond_4/0_AAAC | oh_cond_4/0_AAAC | oh_cond_4/0_AAAC |  | 0.573+1.078j | 0.134+0.402j | 0.134+0.402j | 0.134+0.402j | 0.573+1.078j | 0.134+0.402j | 0.134+0.402j | 0.134+0.402j | 0.573+1.078j | 14.052 | -2.971 | -2.971 | -2.971 | 14.052 | -2.971 | -2.971 | -2.971 | 14.052 |  | no
bal_3P_4/0AC_1/0AC(N) |  | oh_cond_4/0_ACSR | oh_cond_4/0_ACSR | oh_cond_4/0_ACSR | oh_cond_1/0_ACSR |  | 0.648+1.145j | 0.203+0.469j | 0.203+0.469j | 0.203+0.469j | 0.648+1.145j | 0.203+0.469j | 0.203+0.469j | 0.203+0.469j | 0.648+1.145j | 14.027 | -2.996 | -2.996 | -2.996 | 14.027 | -2.996 | -2.996 | -2.996 | 14.027 |  | no
bal_3P_4/0AC_3-7CW-30(N) |  | oh_cond_4/0_ACSR | oh_cond_4/0_ACSR | oh_cond_4/0_ACSR | oh_cond_3_#7_CWD_30% |  | 0.666+1.347j | 0.221+0.671j | 0.221+0.671j | 0.221+0.671j | 0.666+1.347j | 0.221+0.671j | 0.221+0.671j | 0.221+0.671j | 0.666+1.347j | 14.01 | -3.013 | -3.013 | -3.013 | 14.01 | -3.013 | -3.013 | -3.013 | 14.01 |  | no
bal_3P_4/0AC_4/0AA(N) |  | oh_cond_4/0_ACSR | oh_cond_4/0_ACSR | oh_cond_4/0_ACSR | oh_cond_4/0_AAAC |  | 0.579+1.078j | 0.134+0.402j | 0.134+0.402j | 0.134+0.402j | 0.579+1.078j | 0.134+0.402j | 0.134+0.402j | 0.134+0.402j | 0.579+1.078j | 14.052 | -2.971 | -2.971 | -2.971 | 14.052 | -2.971 | -2.971 | -2.971 | 14.052 |  | no
bal_3P_4/0AC_4/0AC(N) |  | oh_cond_4/0_ACSR | oh_cond_4/0_ACSR | oh_cond_4/0_ACSR | oh_cond_4/0_ACSR |  | 0.581+1.079j | 0.136+0.403j | 0.136+0.403j | 0.136+0.403j | 0.581+1.079j | 0.136+0.403j | 0.136+0.403j | 0.136+0.403j | 0.581+1.079j | 14.052 | -2.971 | -2.971 | -2.971 | 14.052 | -2.971 | -2.971 | -2.971 | 14.052 |  | no
bal_3P_4/0AC_4/0AL(N) |  | oh_cond_4/0_ACSR | oh_cond_4/0_ACSR | oh_cond_4/0_ACSR | oh_cond_4/0_AL |  | 0.579+1.081j | 0.134+0.404j | 0.134+0.404j | 0.134+0.404j | 0.579+1.081j | 0.134+0.404j | 0.134+0.404j | 0.134+0.404j | 0.579+1.081j | 14.046 | -2.976 | -2.976 | -2.976 | 14.046 | -2.976 | -2.976 | -2.976 | 14.046 |  | no
bal_3P_4/0AL_1/0AA(N) |  | oh_cond_4/0_AL | oh_cond_4/0_AL | oh_cond_4/0_AL | oh_cond_1/0_AAAC |  | 0.643+1.153j | 0.201+0.467j | 0.201+0.467j | 0.201+0.467j | 0.643+1.153j | 0.201+0.467j | 0.201+0.467j | 0.201+0.467j | 0.643+1.153j | 13.848 | -2.934 | -2.934 | -2.934 | 13.848 | -2.934 | -2.934 | -2.934 | 13.848 |  | no
bal_3P_4/0AL_4/0AC(N) |  | oh_cond_4/0_AL | oh_cond_4/0_AL | oh_cond_4/0_AL | oh_cond_4/0_ACSR |  | 0.578+1.088j | 0.136+0.403j | 0.136+0.403j | 0.136+0.403j | 0.578+1.088j | 0.136+0.403j | 0.136+0.403j | 0.136+0.403j | 0.578+1.088j | 13.873 | -2.909 | -2.909 | -2.909 | 13.873 | -2.909 | -2.909 | -2.909 | 13.873 |  | no
bal_3P_4CU_4CU(N) |  | oh_cond_4_CU | oh_cond_4_CU | oh_cond_4_CU | oh_cond_4_CU |  | 1.617+1.325j | 0.229+0.541j | 0.229+0.541j | 0.229+0.541j | 1.617+1.325j | 0.229+0.541j | 0.229+0.541j | 0.229+0.541j | 1.617+1.325j | 12.16 | -2.404 | -2.404 | -2.404 | 12.16 | -2.404 | -2.404 | -2.404 | 12.16 |  | no
bal_3P_336AC_4/0AA(N) |  | oh_cond_336_5_ACSR | oh_cond_336_5_ACSR | oh_cond_336_5_ACSR | oh_cond_4/0_AAAC |  | 0.412+1.034j | 0.134+0.402j | 0.134+0.402j | 0.134+0.402j | 0.412+1.034j | 0.134+0.402j | 0.134+0.402j | 0.134+0.402j | 0.412+1.034j | 14.538 | -3.14 | -3.14 | -3.14 | 14.538 | -3.14 | -3.14 | -3.14 | 14.538 |  | no
bal_3P_477AL_2/0CU(N) |  | oh_cond_477_MCM_AL | oh_cond_477_MCM_AL | oh_cond_477_MCM_AL | oh_cond_2/0_CU |  | 0.329+1.038j | 0.131+0.409j | 0.131+0.409j | 0.131+0.409j | 0.329+1.038j | 0.131+0.409j | 0.131+0.409j | 0.131+0.409j | 0.329+1.038j | 14.903 | -3.303 | -3.303 | -3.303 | 14.903 | -3.303 | -3.303 | -3.303 | 14.903 |  | no
bal_3P_477AL_4/0AA(N) |  | oh_cond_477_MCM_AL | oh_cond_477_MCM_AL | oh_cond_477_MCM_AL | oh_cond_4/0_AAAC |  | 0.332+1.031j | 0.134+0.402j | 0.134+0.402j | 0.134+0.402j | 0.332+1.031j | 0.134+0.402j | 0.134+0.402j | 0.134+0.402j | 0.332+1.031j | 14.927 | -3.279 | -3.279 | -3.279 | 14.927 | -3.279 | -3.279 | -3.279 | 14.927 |  | no
bal_3P_477AL_4/0AC(N) |  | oh_cond_477_MCM_AL | oh_cond_477_MCM_AL | oh_cond_477_MCM_AL | oh_cond_4/0_ACSR |  | 0.334+1.032j | 0.136+0.403j | 0.136+0.403j | 0.136+0.403j | 0.334+1.032j | 0.136+0.403j | 0.136+0.403j | 0.136+0.403j | 0.334+1.032j | 14.927 | -3.279 | -3.279 | -3.279 | 14.927 | -3.279 | -3.279 | -3.279 | 14.927 |  | no
bal_3P_477AL_4/0AL(N) |  | oh_cond_477_MCM_AL | oh_cond_477_MCM_AL | oh_cond_477_MCM_AL | oh_cond_4/0_AL |  | 0.332+1.034j | 0.134+0.404j | 0.134+0.404j | 0.134+0.404j | 0.332+1.034j | 0.134+0.404j | 0.134+0.404j | 0.134+0.404j | 0.332+1.034j | 14.921 | -3.285 | -3.285 | -3.285 | 14.921 | -3.285 | -3.285 | -3.285 | 14.921 |  | no
unb_3P_2-1/0AC_1/0AA_1/0AA(N) |  | oh_cond_1/0_ACSR | oh_cond_1/0_ACSR | oh_cond_1/0_AAAC | oh_cond_1/0_AAAC |  | 1.089+1.184j | 0.201+0.467j | 0.201+0.467j | 0.201+0.467j | 1.089+1.184j | 0.201+0.467j | 0.201+0.467j | 0.201+0.467j | 1.078+1.186j | 13.25 | -2.735 | -2.735 | -2.735 | 13.25 | -2.735 | -2.735 | -2.735 | 13.25 |  | no
unb_TAPWIRE_OH |  | oh_cond_WP-4/0-CU | oh_cond_WP-4/0-CU | oh_cond_WP-4/0-CU | oh_cond_WP-4/0-CU |  | 0.365+1.097j | 0.093+0.433j | 0.094+0.34j | 0.093+0.433j | 0.368+1.078j | 0.095+0.401j | 0.094+0.34j | 0.095+0.401j | 0.368+1.077j | 14.911 | -4.341 | -1.953 | -4.341 | 15.781 | -3.724 | -1.953 | -3.724 | 14.818 |  | no
und_1P_1/0ALURD_1/0AL(N) |  | und_cond_1P_1/0ALURD_1/0AL(N) | und_cond_1P_1/0ALURD_1/0AL(N) | und_cond_1P_1/0ALURD_1/0AL(N) |  |  | 1.674+0.526j | 0.0+0.0j | 0.0+0.0j | 0.0+0.0j | 1.674+0.526j | 0.0+0.0j | 0.0+0.0j | 0.0+0.0j | 1.674+0.526j | 530.19 | 0 | 0 | 0 | 530.19 | 0 | 0 | 0 | 530.19 |  | no
und_1P_2ALURD |  | und_cond_1P_2ALURD | und_cond_1P_2ALURD | und_cond_1P_2ALURD |  |  | 2.379+0.823j | 0.0+0.0j | 0.0+0.0j | 0.0+0.0j | 2.379+0.823j | 0.0+0.0j | 0.0+0.0j | 0.0+0.0j | 2.379+0.823j | 401.497 | 0 | 0 | 0 | 401.497 | 0 | 0 | 0 | 401.497 |  | no
und_1P_2ALURD_2AL(N) |  | und_cond_1P_2ALURD_2AL(N) | und_cond_1P_2ALURD_2AL(N) | und_cond_1P_2ALURD_2AL(N) |  |  | 2.379+0.823j | 0.0+0.0j | 0.0+0.0j | 0.0+0.0j | 2.379+0.823j | 0.0+0.0j | 0.0+0.0j | 0.0+0.0j | 2.379+0.823j | 401.497 | 0 | 0 | 0 | 401.497 | 0 | 0 | 0 | 401.497 |  | no
und_1P_DELTACUST |  | und_cond_1P_DELTACUST | und_cond_1P_DELTACUST | und_cond_1P_DELTACUST |  |  | 0.179+0.233j | 0.061-0.024j | 0.061-0.024j | 0.061-0.024j | 0.179+0.233j | 0.061-0.024j | 0.061-0.024j | 0.061-0.024j | 0.179+0.233j | 324.124 | 0 | 0 | 0 | 324.124 | 0 | 0 | 0 | 324.124 |  | no
und_1P_WYECUST |  | und_cond_1P_WYECUST | und_cond_1P_WYECUST | und_cond_1P_WYECUST |  |  | 0.179+0.233j | 0.061-0.024j | 0.061-0.024j | 0.061-0.024j | 0.179+0.233j | 0.061-0.024j | 0.061-0.024j | 0.061-0.024j | 0.179+0.233j | 324.124 | 0 | 0 | 0 | 324.124 | 0 | 0 | 0 | 324.124 |  | no
und_3P_1/0ALURD_1/0AL(N) |  | und_cond_3P_1/0ALURD_1/0AL(N) | und_cond_3P_1/0ALURD_1/0AL(N) | und_cond_3P_1/0ALURD_1/0AL(N) |  |  | 1.489+0.467j | 0.385+0.07j | 0.385+0.07j | 0.385+0.07j | 1.489+0.467j | 0.385+0.07j | 0.385+0.07j | 0.385+0.07j | 1.489+0.467j | 530.19 | 0 | 0 | 0 | 530.19 | 0 | 0 | 0 | 530.19 |  | no
und_3P_WYECUST |  | und_cond_3P_WYECUST | und_cond_3P_WYECUST | und_cond_3P_WYECUST |  |  | 0.179+0.233j | 0.061-0.024j | 0.061-0.024j | 0.061-0.024j | 0.179+0.233j | 0.061-0.024j | 0.061-0.024j | 0.061-0.024j | 0.179+0.233j | 324.124 | 0 | 0 | 0 | 324.124 | 0 | 0 | 0 | 324.124 |  | no
und_TAPWIRE_UG |  | und_cond_TAPWIRE_UG | und_cond_TAPWIRE_UG | und_cond_TAPWIRE_UG |  |  | 0.001+0.001j | 0.0+0.0j | 0.0+0.0j | 0.0+0.0j | 0.001+0.001j | 0.0+0.0j | 0.0+0.0j | 0.0+0.0j | 0.001+0.001j | 0 | 0 | 0 | 0 | 0 | 0 | 0 | 0 | 0 |  | no

## load
data_type | static
owner_type | feeder
owner | 8102301
object | load
name | groupid | parent | bustype | phases | nominal_voltage | load_class | constant_power_A | constant_power_B | constant_power_C | constant_current_A | constant_current_B | constant_current_C | constant_impedance_A | constant_impedance_B | constant_impedance_C | base_power_A | base_power_B | base_power_C | power_pf_A | power_pf_B | power_pf_C | current_pf_A | current_pf_B | current_pf_C | impedance_pf_A | impedance_pf_B | impedance_pf_C | power_fraction_A | power_fraction_B | power_fraction_C | current_fraction_A | current_fraction_B | current_fraction_C | impedance_fraction_A | impedance_fraction_B | impedance_fraction_C | dcircuit | selected | monitored | monitored_fields | class_monitored_fields | played | played_fields | base_kw_A | base_kw_B | base_kw_C | kw_A | kw_B | kw_C | comments | critical_load | dem_resp_lb | dem_resp_ub | dem_resp_shortage_cost | dem_resp_surplus_cost | num_customers
load_220333023 |  | node_1399649_378_15357084_239 |  | AN | 0 | Residential | 8114.4+3456.72j | 0 | 0 | 0 | 0 | 0 | [24 empty] | 8102301 | no | no |  |  | no |  | 0 | 0 | 0 | 0 | 0 | 0 |  | 1 | 1 | 1 | 0 | 0 | 0
load_220333024 |  | node_1400956_178_15356076_187 |  | AN | 0 | Residential | 6069.6+2585.639j | 0 | 0 | 0 | 0 | 0 | [24 empty] | 8102301 | no | no |  |  | no |  | 0 | 0 | 0 | 0 | 0 | 0 |  | 1 | 1 | 1 | 0 | 0 | 0
load_220333025 |  | node_1401028_171_15355855_35 |  | AN | 0 | Residential | 9676.8+4122.3j | 0 | 0 | 0 | 0 | 0 | [24 empty] | 8102301 | no | no |  |  | no |  | 0 | 0 | 0 | 0 | 0 | 0 |  | 1 | 1 | 1 | 0 | 0 | 0
load_220333026 |  | node_1401123_793_15355550_094 |  | AN | 0 | Residential | 12614.4+5373.712j | 0 | 0 | 0 | 0 | 0 | [24 empty] | 8102301 | no | no |  |  | no |  | 0 | 0 | 0 | 0 | 0 | 0 |  | 1 | 1 | 1 | 0 | 0 | 0
load_220333027 |  | node_1401283_984_15355048_933 |  | AN | 0 | Residential | 70128+29874.403j | 0 | 0 | 0 | 0 | 0 | [24 empty] | 8102301 | no | no |  |  | no |  | 0 | 0 | 0 | 0 | 0 | 0 |  | 1 | 1 | 1 | 0 | 0 | 0
load_220333028 |  | node_1401391_736_15354688_624 |  | AN | 0 | Residential | 11109.6+4732.67j | 0 | 0 | 0 | 0 | 0 | [24 empty] | 8102301 | no | no |  |  | no |  | 0 | 0 | 0 | 0 | 0 | 0 |  | 1 | 1 | 1 | 0 | 0 | 0
load_220333029 |  | node_1402533_162_15352644_495 |  | AN | 0 | Residential | 5983.2+2548.833j | 0 | 0 | 0 | 0 | 0 | [24 empty] | 8102301 | no | no |  |  | no |  | 0 | 0 | 0 | 0 | 0 | 0 |  | 1 | 1 | 1 | 0 | 0 | 0
load_220333030 |  | node_1403275_775_15352176_812 |  | AN | 0 | Residential | 11563.2+4925.903j | 0 | 0 | 0 | 0 | 0 | [24 empty] | 8102301 | no | no |  |  | no |  | 0 | 0 | 0 | 0 | 0 | 0 |  | 1 | 1 | 1 | 0 | 0 | 0
load_220333031 |  | node_1403837_017_15351897_246 |  | AN | 0 | Residential | 12909.6+5499.467j | 0 | 0 | 0 | 0 | 0 | [24 empty] | 8102301 | no | no |  |  | no |  | 0 | 0 | 0 | 0 | 0 | 0 |  | 1 | 1 | 1 | 0 | 0 | 0
load_220333032 |  | node_1404107_77_15351715_851 |  | AN | 0 | Residential | 28.8+12.269j | 0 | 0 | 0 | 0 | 0 | [24 empty] | 8102301 | no | no |  |  | no |  | 0 | 0 | 0 | 0 | 0 | 0 |  | 1 | 1 | 1 | 0 | 0 | 0
load_220333033 |  | node_1404467_674_15351472_704 |  | AN | 0 | Residential | 20102.4+8563.587j | 0 | 0 | 0 | 0 | 0 | [24 empty] | 8102301 | no | no |  |  | no |  | 0 | 0 | 0 | 0 | 0 | 0 |  | 1 | 1 | 1 | 0 | 0 | 0
load_220333035 |  | node_1384032_634_15373986_665 |  | AN | 0 | Residential | 3016.8+1285.151j | 0 | 0 | 0 | 0 | 0 | [24 empty] | 8102301 | no | no |  |  | no |  | 0 | 0 | 0 | 0 | 0 | 0 |  | 1 | 1 | 1 | 0 | 0 | 0
load_220333036 |  | node_1384339_25_15373821_345 |  | AN | 0 | Residential | 4780.8+2036.612j | 0 | 0 | 0 | 0 | 0 | [24 empty] | 8102301 | no | no |  |  | no |  | 0 | 0 | 0 | 0 | 0 | 0 |  | 1 | 1 | 1 | 0 | 0 | 0
load_220333038 |  | node_1385397_175_15373125_554 |  | AN | 0 | NonResidential | 2000+851.996j | 0 | 0 | 0 | 0 | 0 | [24 empty] | 8102301 | no | no |  |  | no |  | 0 | 0 | 0 | 0 | 0 | 0 |  | 1 | 1 | 1 | 0 | 0 | 0
load_220333039 |  | node_1387347_767_15370432_679 |  | AN | 0 | Residential | 7480.8+3186.807j | 0 | 0 | 0 | 0 | 0 | [24 empty] | 8102301 | no | no |  |  | no |  | 0 | 0 | 0 | 0 | 0 | 0 |  | 1 | 1 | 1 | 0 | 0 | 0
load_220333040 |  | node_1387944_574_15369938_14 |  | AN | 0 | NonResidential | 5608.8+2389.339j | 0 | 0 | 0 | 0 | 0 | [24 empty] | 8102301 | no | no |  |  | no |  | 0 | 0 | 0 | 0 | 0 | 0 |  | 1 | 1 | 1 | 0 | 0 | 0
load_220333041 |  | node_1389004_838_15369168_726 |  | AN | 0 | Other | 0 | 0 | 0 | 0 | 0 | 0 | [24 empty] | 8102301 | no | no |  |  | no |  | 0 | 0 | 0 | 0 | 0 | 0 |  | 1 | 1 | 1 | 0 | 0 | 0
load_220333042 |  | node_1389106_834_15369022_503 |  | AN | 0 | Residential | 5227.2+2226.778j | 0 | 0 | 0 | 0 | 0 | [24 empty] | 8102301 | no | no |  |  | no |  | 0 | 0 | 0 | 0 | 0 | 0 |  | 1 | 1 | 1 | 0 | 0 | 0
load_220333044 |  | node_1389446_645_15368781_842 |  | AN | 0 | Residential | 6861.6+2923.029j | 0 | 0 | 0 | 0 | 0 | [24 empty] | 8102301 | no | no |  |  | no |  | 0 | 0 | 0 | 0 | 0 | 0 |  | 1 | 1 | 1 | 0 | 0 | 0
load_220333045 |  | node_1389712_565_15368590_974 |  | AN | 0 | Residential | 1504.8+641.042j | 0 | 0 | 0 | 0 | 0 | [24 empty] | 8102301 | no | no |  |  | no |  | 0 | 0 | 0 | 0 | 0 | 0 |  | 1 | 1 | 1 | 0 | 0 | 0
load_220333046 |  | node_1389903_275_15368475_089 |  | AN | 0 | Residential | 1677.6+714.655j | 0 | 0 | 0 | 0 | 0 | [24 empty] | 8102301 | no | no |  |  | no |  | 0 | 0 | 0 | 0 | 0 | 0 |  | 1 | 1 | 1 | 0 | 0 | 0
load_220333047 |  | node_1390131_474_15368418_724 |  | AN | 0 | Residential | 4118.4+1754.431j | 0 | 0 | 0 | 0 | 0 | [24 empty] | 8102301 | no | no |  |  | no |  | 0 | 0 | 0 | 0 | 0 | 0 |  | 1 | 1 | 1 | 0 | 0 | 0
load_220333048 |  | node_1390225_061_15368830_457 |  | AN | 0 | Residential | 3492+1487.586j | 0 | 0 | 0 | 0 | 0 | [24 empty] | 8102301 | no | no |  |  | no |  | 0 | 0 | 0 | 0 | 0 | 0 |  | 1 | 1 | 1 | 0 | 0 | 0
load_220333049 |  | node_1391261_553_15367718_239 |  | AN | 0 | Residential | 4399.2+1874.051j | 0 | 0 | 0 | 0 | 0 | [24 empty] | 8102301 | no | no |  |  | no |  | 0 | 0 | 0 | 0 | 0 | 0 |  | 1 | 1 | 1 | 0 | 0 | 0
load_220333050 |  | node_1391723_818_15367515_562 |  | AN | 0 | Residential | 12268.8+5226.487j | 0 | 0 | 0 | 0 | 0 | [24 empty] | 8102301 | no | no |  |  | no |  | 0 | 0 | 0 | 0 | 0 | 0 |  | 1 | 1 | 1 | 0 | 0 | 0
load_220333051 |  | node_1392901_817_15367066_519 |  | AN | 0 | Residential | 7639.2+3254.286j | 0 | 0 | 0 | 0 | 0 | [24 empty] | 8102301 | no | no |  |  | no |  | 0 | 0 | 0 | 0 | 0 | 0 |  | 1 | 1 | 1 | 0 | 0 | 0
load_220333052 |  | node_1393098_838_15366853_216 |  | AN | 0 | Residential | 2649.6+1128.725j | 0 | 0 | 0 | 0 | 0 | [24 empty] | 8102301 | no | no |  |  | no |  | 0 | 0 | 0 | 0 | 0 | 0 |  | 1 | 1 | 1 | 0 | 0 | 0
load_220333055 |  | node_1394480_18_15365700_453 |  | AN | 0 | Residential | 2606.4+1110.322j | 0 | 0 | 0 | 0 | 0 | [24 empty] | 8102301 | no | no |  |  | no |  | 0 | 0 | 0 | 0 | 0 | 0 |  | 1 | 1 | 1 | 0 | 0 | 0
load_220333056 |  | node_1394605_221_15365533_684 |  | AN | 0 | NonResidential | 2000+851.996j | 0 | 0 | 0 | 0 | 0 | [24 empty] | 8102301 | no | no |  |  | no |  | 0 | 0 | 0 | 0 | 0 | 0 |  | 1 | 1 | 1 | 0 | 0 | 0
load_220333057 |  | node_1394951_7_15365213_884 |  | AN | 0 | Residential | 70171.2+29892.806j | 0 | 0 | 0 | 0 | 0 | [24 empty] | 8102301 | no | no |  |  | no |  | 0 | 0 | 0 | 0 | 0 | 0 |  | 1 | 1 | 1 | 0 | 0 | 0
load_220333058 |  | node_1395148_526_15365056_555 |  | AN | 0 | Other | 0 | 0 | 0 | 0 | 0 | 0 | [24 empty] | 8102301 | no | no |  |  | no |  | 0 | 0 | 0 | 0 | 0 | 0 |  | 1 | 1 | 1 | 0 | 0 | 0
load_220333059 |  | node_1395424_018_15364801_027 |  | AN | 0 | Residential | 31456.8+13400.541j | 0 | 0 | 0 | 0 | 0 | [24 empty] | 8102301 | no | no |  |  | no |  | 0 | 0 | 0 | 0 | 0 | 0 |  | 1 | 1 | 1 | 0 | 0 | 0
load_220333060 |  | node_1395769_668_15364429_37 |  | AN | 0 | Residential | 10065.6+4287.928j | 0 | 0 | 0 | 0 | 0 | [24 empty] | 8102301 | no | no |  |  | no |  | 0 | 0 | 0 | 0 | 0 | 0 |  | 1 | 1 | 1 | 0 | 0 | 0
load_220333062 |  | node_1396600_858_15363446_294 |  | AN | 0 | Residential | 16581.6+7063.732j | 0 | 0 | 0 | 0 | 0 | [24 empty] | 8102301 | no | no |  |  | no |  | 0 | 0 | 0 | 0 | 0 | 0 |  | 1 | 1 | 1 | 0 | 0 | 0
load_220333063 |  | node_1396386_425_15362412_618 |  | AN | 0 | Other | 0 | 0 | 0 | 0 | 0 | 0 | [24 empty] | 8102301 | no | no |  |  | no |  | 0 | 0 | 0 | 0 | 0 | 0 |  | 1 | 1 | 1 | 0 | 0 | 0
load_220333064 |  | node_1396288_379_15362229_187 |  | AN | 0 | NonResidential | 2203.2+938.559j | 0 | 0 | 0 | 0 | 0 | [24 empty] | 8102301 | no | no |  |  | no |  | 0 | 0 | 0 | 0 | 0 | 0 |  | 1 | 1 | 1 | 0 | 0 | 0
load_220333066 |  | node_1397798_299_15362151_31 |  | AN | 0 | Residential | 3297.6+1404.772j | 0 | 0 | 0 | 0 | 0 | [24 empty] | 8102301 | no | no |  |  | no |  | 0 | 0 | 0 | 0 | 0 | 0 |  | 1 | 1 | 1 | 0 | 0 | 0
load_220333067 |  | node_1398033_225_15361891_438 |  | AN | 0 | Residential | 2930.4+1248.345j | 0 | 0 | 0 | 0 | 0 | [24 empty] | 8102301 | no | no |  |  | no |  | 0 | 0 | 0 | 0 | 0 | 0 |  | 1 | 1 | 1 | 0 | 0 | 0
load_220333069 |  | node_1399349_902_15361186_408 |  | AN | 0 | Residential | 16495.2+7026.926j | 0 | 0 | 0 | 0 | 0 | [24 empty] | 8102301 | no | no |  |  | no |  | 0 | 0 | 0 | 0 | 0 | 0 |  | 1 | 1 | 1 | 0 | 0 | 0
load_220333071 |  | node_1394531_29_15365105_842 |  | AN | 0 | NonResidential | 1562.4+665.58j | 0 | 0 | 0 | 0 | 0 | [24 empty] | 8102301 | no | no |  |  | no |  | 0 | 0 | 0 | 0 | 0 | 0 |  | 1 | 1 | 1 | 0 | 0 | 0
load_220333072 |  | node_1393888_652_15364677_79 |  | AN | 0 | NonResidential | 2073.6+883.35j | 0 | 0 | 0 | 0 | 0 | [24 empty] | 8102301 | no | no |  |  | no |  | 0 | 0 | 0 | 0 | 0 | 0 |  | 1 | 1 | 1 | 0 | 0 | 0
load_220333073 |  | node_1394074_891_15364408_029 |  | AN | 0 | Residential | 3636+1548.93j | 0 | 0 | 0 | 0 | 0 | [24 empty] | 8102301 | no | no |  |  | no |  | 0 | 0 | 0 | 0 | 0 | 0 |  | 1 | 1 | 1 | 0 | 0 | 0
load_220333075 |  | node_1394652_549_15363813_099 |  | AN | 0 | Residential | 17812.8+7588.221j | 0 | 0 | 0 | 0 | 0 | [24 empty] | 8102301 | no | no |  |  | no |  | 0 | 0 | 0 | 0 | 0 | 0 |  | 1 | 1 | 1 | 0 | 0 | 0
load_220333076 |  | node_1380896_338_15374029_798 |  | AN | 0 | Residential | 5400+2300.39j | 0 | 0 | 0 | 0 | 0 | [24 empty] | 8102301 | no | no |  |  | no |  | 0 | 0 | 0 | 0 | 0 | 0 |  | 1 | 1 | 1 | 0 | 0 | 0
load_220333077 |  | node_1381245_536_15373800_96 |  | AN | 0 | Residential | 32234.4+13731.797j | 0 | 0 | 0 | 0 | 0 | [24 empty] | 8102301 | no | no |  |  | no |  | 0 | 0 | 0 | 0 | 0 | 0 |  | 1 | 1 | 1 | 0 | 0 | 0
load_220333078 |  | node_1381679_724_15373515_991 |  | AN | 0 | Residential | 8863.2+3775.707j | 0 | 0 | 0 | 0 | 0 | [24 empty] | 8102301 | no | no |  |  | no |  | 0 | 0 | 0 | 0 | 0 | 0 |  | 1 | 1 | 1 | 0 | 0 | 0
load_220333079 |  | node_1382012_165_15373252_775 |  | AN | 0 | Residential | 3124.8+1331.159j | 0 | 0 | 0 | 0 | 0 | [24 empty] | 8102301 | no | no |  |  | no |  | 0 | 0 | 0 | 0 | 0 | 0 |  | 1 | 1 | 1 | 0 | 0 | 0
load_220333080 |  | node_1382395_118_15373024_68 |  | AN | 0 | NonResidential | 14.4+6.134j | 0 | 0 | 0 | 0 | 0 | [24 empty] | 8102301 | no | no |  |  | no |  | 0 | 0 | 0 | 0 | 0 | 0 |  | 1 | 1 | 1 | 0 | 0 | 0
load_220333356 |  | node_1394564_72_15370268_175 |  | AN | 0 | NonResidential | 0 | 0 | 0 | 0 | 0 | 0 | [24 empty] | 8102301 | no | no |  |  | no |  | 0 | 0 | 0 | 0 | 0 | 0 |  | 1 | 1 | 1 | 0 | 0 | 0
load_220333357 |  | node_1394712_098_15370397_789 |  | AN | 0 | Residential | 4341.6+1849.514j | 0 | 0 | 0 | 0 | 0 | [24 empty] | 8102301 | no | no |  |  | no |  | 0 | 0 | 0 | 0 | 0 | 0 |  | 1 | 1 | 1 | 0 | 0 | 0
load_220333358 |  | node_1394612_741_15371236_276 |  | AN | 0 | NonResidential | 2959.2+1260.614j | 0 | 0 | 0 | 0 | 0 | [24 empty] | 8102301 | no | no |  |  | no |  | 0 | 0 | 0 | 0 | 0 | 0 |  | 1 | 1 | 1 | 0 | 0 | 0
load_220333359 |  | node_1394928_824_15372628_567 |  | AN | 0 | Residential | 18453.6+7861.201j | 0 | 0 | 0 | 0 | 0 | [24 empty] | 8102301 | no | no |  |  | no |  | 0 | 0 | 0 | 0 | 0 | 0 |  | 1 | 1 | 1 | 0 | 0 | 0
load_220333360 |  | node_1395053_053_15372768_699 |  | AN | 0 | Residential | 8431.2+3591.676j | 0 | 0 | 0 | 0 | 0 | [24 empty] | 8102301 | no | no |  |  | no |  | 0 | 0 | 0 | 0 | 0 | 0 |  | 1 | 1 | 1 | 0 | 0 | 0
load_220333361 |  | node_1395378_231_15373290_63 |  | AN | 0 | Residential | 25574.4+10894.649j | 0 | 0 | 0 | 0 | 0 | [24 empty] | 8102301 | no | no |  |  | no |  | 0 | 0 | 0 | 0 | 0 | 0 |  | 1 | 1 | 1 | 0 | 0 | 0
load_220333362 |  | node_1395530_548_15373559_503 |  | AN | 0 | Residential | 6609.6+2815.678j | 0 | 0 | 0 | 0 | 0 | [24 empty] | 8102301 | no | no |  |  | no |  | 0 | 0 | 0 | 0 | 0 | 0 |  | 1 | 1 | 1 | 0 | 0 | 0
load_220333363 |  | node_1395757_44_15373964_861 |  | AN | 0 | Other | 0 | 0 | 0 | 0 | 0 | 0 | [24 empty] | 8102301 | no | no |  |  | no |  | 0 | 0 | 0 | 0 | 0 | 0 |  | 1 | 1 | 1 | 0 | 0 | 0
load_220333364 |  | node_1395905_45_15374540_119 |  | AN | 0 | Residential | 5335.2+2272.786j | 0 | 0 | 0 | 0 | 0 | [24 empty] | 8102301 | no | no |  |  | no |  | 0 | 0 | 0 | 0 | 0 | 0 |  | 1 | 1 | 1 | 0 | 0 | 0
load_220333367 |  | node_1394726_399_15369451_293 |  | AN | 0 | Residential | 9136.8+3892.261j | 0 | 0 | 0 | 0 | 0 | [24 empty] | 8102301 | no | no |  |  | no |  | 0 | 0 | 0 | 0 | 0 | 0 |  | 1 | 1 | 1 | 0 | 0 | 0
load_220333368 |  | node_1394673_961_15369675_987 |  | AN | 0 | Other | 0 | 0 | 0 | 0 | 0 | 0 | [24 empty] | 8102301 | no | no |  |  | no |  | 0 | 0 | 0 | 0 | 0 | 0 |  | 1 | 1 | 1 | 0 | 0 | 0
load_220333423 |  | node_1410741_298_15369005_448 |  | AN | 0 | Residential | 10656+4539.437j | 0 | 0 | 0 | 0 | 0 | [24 empty] | 8102301 | no | no |  |  | no |  | 0 | 0 | 0 | 0 | 0 | 0 |  | 1 | 1 | 1 | 0 | 0 | 0
load_220333424 |  | node_1409632_365_15367880_321 |  | AN | 0 | Residential | 1800+766.797j | 0 | 0 | 0 | 0 | 0 | [24 empty] | 8102301 | no | no |  |  | no |  | 0 | 0 | 0 | 0 | 0 | 0 |  | 1 | 1 | 1 | 0 | 0 | 0
load_220333425 |  | node_1410320_603_15367917_201 |  | AN | 0 | Residential | 4572+1947.664j | 0 | 0 | 0 | 0 | 0 | [24 empty] | 8102301 | no | no |  |  | no |  | 0 | 0 | 0 | 0 | 0 | 0 |  | 1 | 1 | 1 | 0 | 0 | 0
load_220333426 |  | node_1410705_768_15367869_117 |  | AN | 0 | Residential | 4701.6+2002.873j | 0 | 0 | 0 | 0 | 0 | [24 empty] | 8102301 | no | no |  |  | no |  | 0 | 0 | 0 | 0 | 0 | 0 |  | 1 | 1 | 1 | 0 | 0 | 0
load_220333530 |  | node_1402932_734_15352402_739 |  | AN | 0 | NonResidential | 7963.2+3392.309j | 0 | 0 | 0 | 0 | 0 | [24 empty] | 8102301 | no | no |  |  | no |  | 0 | 0 | 0 | 0 | 0 | 0 |  | 1 | 1 | 1 | 0 | 0 | 0
load_220333531 |  | node_1403943_575_15354594_797 |  | AN | 0 | Residential | 3669199.2+1563072.314j | 0 | 0 | 0 | 0 | 0 | [24 empty] | 8102301 | no | no |  |  | no |  | 0 | 0 | 0 | 0 | 0 | 0 |  | 1 | 1 | 1 | 0 | 0 | 0
load_220333532 |  | node_1404046_315_15354867_237 |  | AN | 0 | Other | 0 | 0 | 0 | 0 | 0 | 0 | [24 empty] | 8102301 | no | no |  |  | no |  | 0 | 0 | 0 | 0 | 0 | 0 |  | 1 | 1 | 1 | 0 | 0 | 0
load_220333533 |  | node_1404354_853_15354781_409 |  | AN | 0 | Residential | 6141.6+2616.311j | 0 | 0 | 0 | 0 | 0 | [24 empty] | 8102301 | no | no |  |  | no |  | 0 | 0 | 0 | 0 | 0 | 0 |  | 1 | 1 | 1 | 0 | 0 | 0
load_220333534 |  | node_1404632_498_15354858_641 |  | AN | 0 | Residential | 11332.8+4827.753j | 0 | 0 | 0 | 0 | 0 | [24 empty] | 8102301 | no | no |  |  | no |  | 0 | 0 | 0 | 0 | 0 | 0 |  | 1 | 1 | 1 | 0 | 0 | 0
load_220333535 |  | node_1403995_265_15355273_609 |  | AN | 0 | Residential | 3693.6+1573.467j | 0 | 0 | 0 | 0 | 0 | [24 empty] | 8102301 | no | no |  |  | no |  | 0 | 0 | 0 | 0 | 0 | 0 |  | 1 | 1 | 1 | 0 | 0 | 0
load_220333536 |  | node_1403308_887_15352681_426 |  | AN | 0 | Residential | 5342.4+2275.853j | 0 | 0 | 0 | 0 | 0 | [24 empty] | 8102301 | no | no |  |  | no |  | 0 | 0 | 0 | 0 | 0 | 0 |  | 1 | 1 | 1 | 0 | 0 | 0
load_220333537 |  | node_1403753_486_15352969_196 |  | AN | 0 | Residential | 12528+5336.906j | 0 | 0 | 0 | 0 | 0 | [24 empty] | 8102301 | no | no |  |  | no |  | 0 | 0 | 0 | 0 | 0 | 0 |  | 1 | 1 | 1 | 0 | 0 | 0
load_220333538 |  | node_1404079_028_15353256_018 |  | AN | 0 | Residential | 7819.2+3330.965j | 0 | 0 | 0 | 0 | 0 | [24 empty] | 8102301 | no | no |  |  | no |  | 0 | 0 | 0 | 0 | 0 | 0 |  | 1 | 1 | 1 | 0 | 0 | 0
load_220333539 |  | node_1404143_105_15353648_165 |  | AN | 0 | Residential | 21592.8+9198.494j | 0 | 0 | 0 | 0 | 0 | [24 empty] | 8102301 | no | no |  |  | no |  | 0 | 0 | 0 | 0 | 0 | 0 |  | 1 | 1 | 1 | 0 | 0 | 0
load_220333540 |  | node_1404013_789_15354340_275 |  | AN | 0 | Residential | 9979.2+4251.121j | 0 | 0 | 0 | 0 | 0 | [24 empty] | 8102301 | no | no |  |  | no |  | 0 | 0 | 0 | 0 | 0 | 0 |  | 1 | 1 | 1 | 0 | 0 | 0
load_220333581 |  | node_1394549_78_15372211_537 |  | AN | 0 | Residential | 7200+3067.187j | 0 | 0 | 0 | 0 | 0 | [24 empty] | 8102301 | no | no |  |  | no |  | 0 | 0 | 0 | 0 | 0 | 0 |  | 1 | 1 | 1 | 0 | 0 | 0
load_220333582 |  | node_1394246_142_15372118_285 |  | AN | 0 | Residential | 7178.4+3057.986j | 0 | 0 | 0 | 0 | 0 | [24 empty] | 8102301 | no | no |  |  | no |  | 0 | 0 | 0 | 0 | 0 | 0 |  | 1 | 1 | 1 | 0 | 0 | 0
load_220333583 |  | node_1393745_317_15373228_344 |  | AN | 0 | Residential | 11080.8+4720.401j | 0 | 0 | 0 | 0 | 0 | [24 empty] | 8102301 | no | no |  |  | no |  | 0 | 0 | 0 | 0 | 0 | 0 |  | 1 | 1 | 1 | 0 | 0 | 0
load_220333592 |  | node_1390882_658_15365467_933 |  | AN | 0 | Residential | 2620.8+1116.456j | 0 | 0 | 0 | 0 | 0 | [24 empty] | 8102301 | no | no |  |  | no |  | 0 | 0 | 0 | 0 | 0 | 0 |  | 1 | 1 | 1 | 0 | 0 | 0
load_220333593 |  | node_1393364_882_15364663_753 |  | AN | 0 | Residential | 6919.2+2947.567j | 0 | 0 | 0 | 0 | 0 | [24 empty] | 8102301 | no | no |  |  | no |  | 0 | 0 | 0 | 0 | 0 | 0 |  | 1 | 1 | 1 | 0 | 0 | 0
load_220333594 |  | node_1392882_672_15364397_625 |  | AN | 0 | Residential | 4003.2+1705.356j | 0 | 0 | 0 | 0 | 0 | [24 empty] | 8102301 | no | no |  |  | no |  | 0 | 0 | 0 | 0 | 0 | 0 |  | 1 | 1 | 1 | 0 | 0 | 0
load_220333595 |  | node_1391435_996_15365383_461 |  | AN | 0 | Residential | 8618.4+3671.423j | 0 | 0 | 0 | 0 | 0 | [24 empty] | 8102301 | no | no |  |  | no |  | 0 | 0 | 0 | 0 | 0 | 0 |  | 1 | 1 | 1 | 0 | 0 | 0
load_220333601 |  | node_1404599_322_15353683_292 |  | AN | 0 | Residential | 7552.8+3217.479j | 0 | 0 | 0 | 0 | 0 | [24 empty] | 8102301 | no | no |  |  | no |  | 0 | 0 | 0 | 0 | 0 | 0 |  | 1 | 1 | 1 | 0 | 0 | 0
load_220333602 |  | node_1405331_196_15353650_518 |  | AN | 0 | Residential | 3117.6+1328.092j | 0 | 0 | 0 | 0 | 0 | [24 empty] | 8102301 | no | no |  |  | no |  | 0 | 0 | 0 | 0 | 0 | 0 |  | 1 | 1 | 1 | 0 | 0 | 0
load_220333603 |  | node_1405886_726_15353808_726 |  | AN | 0 | Residential | 8870.4+3778.775j | 0 | 0 | 0 | 0 | 0 | [24 empty] | 8102301 | no | no |  |  | no |  | 0 | 0 | 0 | 0 | 0 | 0 |  | 1 | 1 | 1 | 0 | 0 | 0
load_220333697 |  | node_1410292_222_15360215_126 |  | AN | 0 | Residential | 8316+3542.601j | 0 | 0 | 0 | 0 | 0 | [24 empty] | 8102301 | no | no |  |  | no |  | 0 | 0 | 0 | 0 | 0 | 0 |  | 1 | 1 | 1 | 0 | 0 | 0
load_220333698 |  | node_1410500_879_15360532_714 |  | AN | 0 | Residential | 7545.6+3214.412j | 0 | 0 | 0 | 0 | 0 | [24 empty] | 8102301 | no | no |  |  | no |  | 0 | 0 | 0 | 0 | 0 | 0 |  | 1 | 1 | 1 | 0 | 0 | 0
load_220333701 |  | node_1410731_594_15361845_335 |  | AN | 0 | Residential | 3000+1277.995j | 0 | 0 | 0 | 0 | 0 | [24 empty] | 8102301 | no | no |  |  | no |  | 0 | 0 | 0 | 0 | 0 | 0 |  | 1 | 1 | 1 | 0 | 0 | 0
load_220333702 |  | node_1410427_008_15362090_814 |  | AN | 0 | Residential | 17085.6+7278.435j | 0 | 0 | 0 | 0 | 0 | [24 empty] | 8102301 | no | no |  |  | no |  | 0 | 0 | 0 | 0 | 0 | 0 |  | 1 | 1 | 1 | 0 | 0 | 0
load_220333703 |  | node_1410159_772_15363129_599 |  | AN | 0 | Residential | 18590.4+7919.477j | 0 | 0 | 0 | 0 | 0 | [24 empty] | 8102301 | no | no |  |  | no |  | 0 | 0 | 0 | 0 | 0 | 0 |  | 1 | 1 | 1 | 0 | 0 | 0
load_220333704 |  | node_1409479_307_15363629_004 |  | AN | 0 | Residential | 1641.6+699.319j | 0 | 0 | 0 | 0 | 0 | [24 empty] | 8102301 | no | no |  |  | no |  | 0 | 0 | 0 | 0 | 0 | 0 |  | 1 | 1 | 1 | 0 | 0 | 0
load_220333705 |  | node_1410459_03_15364124_388 |  | AN | 0 | Residential | 17784+7575.952j | 0 | 0 | 0 | 0 | 0 | [24 empty] | 8102301 | no | no |  |  | no |  | 0 | 0 | 0 | 0 | 0 | 0 |  | 1 | 1 | 1 | 0 | 0 | 0
load_220333706 |  | node_1409277_987_15364797_099 |  | AN | 0 | Residential | 0 | 0 | 0 | 0 | 0 | 0 | [24 empty] | 8102301 | no | no |  |  | no |  | 0 | 0 | 0 | 0 | 0 | 0 |  | 1 | 1 | 1 | 0 | 0 | 0
load_220333707 |  | node_1409219_759_15365049_137 |  | AN | 0 | Residential | 4017.6+1711.49j | 0 | 0 | 0 | 0 | 0 | [24 empty] | 8102301 | no | no |  |  | no |  | 0 | 0 | 0 | 0 | 0 | 0 |  | 1 | 1 | 1 | 0 | 0 | 0
load_220333708 |  | node_1409203_425_15365606_512 |  | AN | 0 | Residential | 5695.2+2426.145j | 0 | 0 | 0 | 0 | 0 | [24 empty] | 8102301 | no | no |  |  | no |  | 0 | 0 | 0 | 0 | 0 | 0 |  | 1 | 1 | 1 | 0 | 0 | 0
load_220333709 |  | node_1409158_706_15365937_269 |  | AN | 0 | Residential | 6955.2+2962.903j | 0 | 0 | 0 | 0 | 0 | [24 empty] | 8102301 | no | no |  |  | no |  | 0 | 0 | 0 | 0 | 0 | 0 |  | 1 | 1 | 1 | 0 | 0 | 0
load_220333710 |  | node_1409143_797_15366277_526 |  | AN | 0 | Residential | 3391.2+1444.645j | 0 | 0 | 0 | 0 | 0 | [24 empty] | 8102301 | no | no |  |  | no |  | 0 | 0 | 0 | 0 | 0 | 0 |  | 1 | 1 | 1 | 0 | 0 | 0
load_220333711 |  | node_1408913_742_15366128_355 |  | AN | 0 | Residential | 16934.4+7214.024j | 0 | 0 | 0 | 0 | 0 | [24 empty] | 8102301 | no | no |  |  | no |  | 0 | 0 | 0 | 0 | 0 | 0 |  | 1 | 1 | 1 | 0 | 0 | 0
load_220333712 |  | node_1409045_476_15367390_111 |  | AN | 0 | Residential | 12218.4+5205.017j | 0 | 0 | 0 | 0 | 0 | [24 empty] | 8102301 | no | no |  |  | no |  | 0 | 0 | 0 | 0 | 0 | 0 |  | 1 | 1 | 1 | 0 | 0 | 0
load_220333715 |  | node_1408894_697_15369523_614 |  | AN | 0 | Residential | 18324+7805.991j | 0 | 0 | 0 | 0 | 0 | [24 empty] | 8102301 | no | no |  |  | no |  | 0 | 0 | 0 | 0 | 0 | 0 |  | 1 | 1 | 1 | 0 | 0 | 0
load_220333716 |  | node_1408873_8_15369888_513 |  | AN | 0 | Residential | 885.6+377.264j | 0 | 0 | 0 | 0 | 0 | [24 empty] | 8102301 | no | no |  |  | no |  | 0 | 0 | 0 | 0 | 0 | 0 |  | 1 | 1 | 1 | 0 | 0 | 0
load_220333717 |  | node_1408848_94_15370243_148 |  | AN | 0 | Residential | 5968.8+2542.698j | 0 | 0 | 0 | 0 | 0 | [24 empty] | 8102301 | no | no |  |  | no |  | 0 | 0 | 0 | 0 | 0 | 0 |  | 1 | 1 | 1 | 0 | 0 | 0
load_220333718 |  | node_1408839_082_15370633_011 |  | AN | 0 | Residential | 12002.4+5113.001j | 0 | 0 | 0 | 0 | 0 | [24 empty] | 8102301 | no | no |  |  | no |  | 0 | 0 | 0 | 0 | 0 | 0 |  | 1 | 1 | 1 | 0 | 0 | 0
load_220333719 |  | node_1408823_231_15370988_489 |  | AN | 0 | Residential | 18316.8+7802.924j | 0 | 0 | 0 | 0 | 0 | [24 empty] | 8102301 | no | no |  |  | no |  | 0 | 0 | 0 | 0 | 0 | 0 |  | 1 | 1 | 1 | 0 | 0 | 0
load_220333720 |  | node_1408783_39_15371754_709 |  | AN | 0 | Residential | 16372.8+6974.784j | 0 | 0 | 0 | 0 | 0 | [24 empty] | 8102301 | no | no |  |  | no |  | 0 | 0 | 0 | 0 | 0 | 0 |  | 1 | 1 | 1 | 0 | 0 | 0
load_220333721 |  | node_1408732_004_15372573_615 |  | AN | 0 | Residential | 16567.2+7057.598j | 0 | 0 | 0 | 0 | 0 | [24 empty] | 8102301 | no | no |  |  | no |  | 0 | 0 | 0 | 0 | 0 | 0 |  | 1 | 1 | 1 | 0 | 0 | 0
load_220333722 |  | node_1408709_835_15372957_468 |  | AN | 0 | Residential | 19764+8419.429j | 0 | 0 | 0 | 0 | 0 | [24 empty] | 8102301 | no | no |  |  | no |  | 0 | 0 | 0 | 0 | 0 | 0 |  | 1 | 1 | 1 | 0 | 0 | 0
load_220333723 |  | node_1408687_872_15373325_03 |  | AN | 0 | Residential | 8028+3419.914j | 0 | 0 | 0 | 0 | 0 | [24 empty] | 8102301 | no | no |  |  | no |  | 0 | 0 | 0 | 0 | 0 | 0 |  | 1 | 1 | 1 | 0 | 0 | 0
load_220333724 |  | node_1408665_505_15373658_187 |  | AN | 0 | Residential | 6573.6+2800.342j | 0 | 0 | 0 | 0 | 0 | [24 empty] | 8102301 | no | no |  |  | no |  | 0 | 0 | 0 | 0 | 0 | 0 |  | 1 | 1 | 1 | 0 | 0 | 0
load_220333725 |  | node_1408639_543_15374082_006 |  | AN | 0 | Residential | 2656.8+1131.792j | 0 | 0 | 0 | 0 | 0 | [24 empty] | 8102301 | no | no |  |  | no |  | 0 | 0 | 0 | 0 | 0 | 0 |  | 1 | 1 | 1 | 0 | 0 | 0
load_220333726 |  | node_1407845_849_15374108_402 |  | AN | 0 | Residential | 8503.2+3622.348j | 0 | 0 | 0 | 0 | 0 | [24 empty] | 8102301 | no | no |  |  | no |  | 0 | 0 | 0 | 0 | 0 | 0 |  | 1 | 1 | 1 | 0 | 0 | 0
load_220333727 |  | node_1408672_91_15374830_153 |  | AN | 0 | Residential | 3852+1640.945j | 0 | 0 | 0 | 0 | 0 | [24 empty] | 8102301 | no | no |  |  | no |  | 0 | 0 | 0 | 0 | 0 | 0 |  | 1 | 1 | 1 | 0 | 0 | 0
load_220333730 |  | node_1403537_29_15374925_162 |  | AN | 0 | Residential | 6818.4+2904.626j | 0 | 0 | 0 | 0 | 0 | [24 empty] | 8102301 | no | no |  |  | no |  | 0 | 0 | 0 | 0 | 0 | 0 |  | 1 | 1 | 1 | 0 | 0 | 0
load_220333731 |  | node_1403579_648_15374520_109 |  | AN | 0 | Residential | 1641.6+699.319j | 0 | 0 | 0 | 0 | 0 | [24 empty] | 8102301 | no | no |  |  | no |  | 0 | 0 | 0 | 0 | 0 | 0 |  | 1 | 1 | 1 | 0 | 0 | 0
load_220333732 |  | node_1404147_773_15374417_317 |  | AN | 0 | Residential | 21945.6+9348.786j | 0 | 0 | 0 | 0 | 0 | [24 empty] | 8102301 | no | no |  |  | no |  | 0 | 0 | 0 | 0 | 0 | 0 |  | 1 | 1 | 1 | 0 | 0 | 0
load_220333733 |  | node_1403791_836_15373899_168 |  | AN | 0 | Residential | 7056+3005.843j | 0 | 0 | 0 | 0 | 0 | [24 empty] | 8102301 | no | no |  |  | no |  | 0 | 0 | 0 | 0 | 0 | 0 |  | 1 | 1 | 1 | 0 | 0 | 0
load_220333734 |  | node_1404015_885_15373248_742 |  | AN | 0 | Residential | 9856.8+4198.979j | 0 | 0 | 0 | 0 | 0 | [24 empty] | 8102301 | no | no |  |  | no |  | 0 | 0 | 0 | 0 | 0 | 0 |  | 1 | 1 | 1 | 0 | 0 | 0
load_220333735 |  | node_1404097_165_15372806_451 |  | AN | 0 | Residential | 9475.2+4036.418j | 0 | 0 | 0 | 0 | 0 | [24 empty] | 8102301 | no | no |  |  | no |  | 0 | 0 | 0 | 0 | 0 | 0 |  | 1 | 1 | 1 | 0 | 0 | 0
load_220333736 |  | node_1404187_344_15372327_718 |  | AN | 0 | Residential | 6235.2+2656.184j | 0 | 0 | 0 | 0 | 0 | [24 empty] | 8102301 | no | no |  |  | no |  | 0 | 0 | 0 | 0 | 0 | 0 |  | 1 | 1 | 1 | 0 | 0 | 0
load_220333737 |  | node_1404067_517_15372021_556 |  | AN | 0 | Residential | 2757.6+1174.733j | 0 | 0 | 0 | 0 | 0 | [24 empty] | 8102301 | no | no |  |  | no |  | 0 | 0 | 0 | 0 | 0 | 0 |  | 1 | 1 | 1 | 0 | 0 | 0
load_220333738 |  | node_1404171_805_15371624_016 |  | AN | 0 | Residential | 16344+6962.515j | 0 | 0 | 0 | 0 | 0 | [24 empty] | 8102301 | no | no |  |  | no |  | 0 | 0 | 0 | 0 | 0 | 0 |  | 1 | 1 | 1 | 0 | 0 | 0
load_220333739 |  | node_1404266_392_15370720_508 |  | AN | 0 | Other | 0 | 0 | 0 | 0 | 0 | 0 | [24 empty] | 8102301 | no | no |  |  | no |  | 0 | 0 | 0 | 0 | 0 | 0 |  | 1 | 1 | 1 | 0 | 0 | 0
load_220333740 |  | node_1404279_753_15369626_857 |  | AN | 0 | Residential | 8467.2+3607.012j | 0 | 0 | 0 | 0 | 0 | [24 empty] | 8102301 | no | no |  |  | no |  | 0 | 0 | 0 | 0 | 0 | 0 |  | 1 | 1 | 1 | 0 | 0 | 0
load_220333741 |  | node_1404247_263_15369305_911 |  | AN | 0 | Other | 0 | 0 | 0 | 0 | 0 | 0 | [24 empty] | 8102301 | no | no |  |  | no |  | 0 | 0 | 0 | 0 | 0 | 0 |  | 1 | 1 | 1 | 0 | 0 | 0
load_220333742 |  | node_1404171_082_15368652_887 |  | AN | 0 | Residential | 8877.6+3781.842j | 0 | 0 | 0 | 0 | 0 | [24 empty] | 8102301 | no | no |  |  | no |  | 0 | 0 | 0 | 0 | 0 | 0 |  | 1 | 1 | 1 | 0 | 0 | 0
load_220333743 |  | node_1404728_252_15368773_321 |  | AN | 0 | Residential | 14241.6+6066.896j | 0 | 0 | 0 | 0 | 0 | [24 empty] | 8102301 | no | no |  |  | no |  | 0 | 0 | 0 | 0 | 0 | 0 |  | 1 | 1 | 1 | 0 | 0 | 0
load_220333744 |  | node_1404238_072_15368104_868 |  | AN | 0 | Residential | 4809.6+2048.881j | 0 | 0 | 0 | 0 | 0 | [24 empty] | 8102301 | no | no |  |  | no |  | 0 | 0 | 0 | 0 | 0 | 0 |  | 1 | 1 | 1 | 0 | 0 | 0
load_220333745 |  | node_1404530_19_15367969_46 |  | AN | 0 | Residential | 2764.8+1177.8j | 0 | 0 | 0 | 0 | 0 | [24 empty] | 8102301 | no | no |  |  | no |  | 0 | 0 | 0 | 0 | 0 | 0 |  | 1 | 1 | 1 | 0 | 0 | 0
load_220333746 |  | node_1403680_115_15368082_149 |  | AN | 0 | Residential | 2880+1226.875j | 0 | 0 | 0 | 0 | 0 | [24 empty] | 8102301 | no | no |  |  | no |  | 0 | 0 | 0 | 0 | 0 | 0 |  | 1 | 1 | 1 | 0 | 0 | 0
load_220333747 |  | node_1403828_887_15367488_512 |  | AN | 0 | Residential | 2952+1257.547j | 0 | 0 | 0 | 0 | 0 | [24 empty] | 8102301 | no | no |  |  | no |  | 0 | 0 | 0 | 0 | 0 | 0 |  | 1 | 1 | 1 | 0 | 0 | 0
load_220333748 |  | node_1403923_447_15367132_501 |  | AN | 0 | Residential | 5594.4+2383.204j | 0 | 0 | 0 | 0 | 0 | [24 empty] | 8102301 | no | no |  |  | no |  | 0 | 0 | 0 | 0 | 0 | 0 |  | 1 | 1 | 1 | 0 | 0 | 0
load_220333749 |  | node_1404012_07_15366403_529 |  | AN | 0 | Other | 0 | 0 | 0 | 0 | 0 | 0 | [24 empty] | 8102301 | no | no |  |  | no |  | 0 | 0 | 0 | 0 | 0 | 0 |  | 1 | 1 | 1 | 0 | 0 | 0
load_220333750 |  | node_1404097_018_15365976_084 |  | AN | 0 | Residential | 11181.6+4763.342j | 0 | 0 | 0 | 0 | 0 | [24 empty] | 8102301 | no | no |  |  | no |  | 0 | 0 | 0 | 0 | 0 | 0 |  | 1 | 1 | 1 | 0 | 0 | 0
load_220333751 |  | node_1403925_569_15365255_192 |  | AN | 0 | Residential | 309.6+131.889j | 0 | 0 | 0 | 0 | 0 | [24 empty] | 8102301 | no | no |  |  | no |  | 0 | 0 | 0 | 0 | 0 | 0 |  | 1 | 1 | 1 | 0 | 0 | 0
load_220333752 |  | node_1403839_503_15364571_686 |  | AN | 0 | Residential | 6372+2714.461j | 0 | 0 | 0 | 0 | 0 | [24 empty] | 8102301 | no | no |  |  | no |  | 0 | 0 | 0 | 0 | 0 | 0 |  | 1 | 1 | 1 | 0 | 0 | 0
load_220333753 |  | node_1403853_466_15364222_864 |  | AN | 0 | Residential | 8532+3634.617j | 0 | 0 | 0 | 0 | 0 | [24 empty] | 8102301 | no | no |  |  | no |  | 0 | 0 | 0 | 0 | 0 | 0 |  | 1 | 1 | 1 | 0 | 0 | 0
load_220333754 |  | node_1402052_558_15363753_297 |  | AN | 0 | Residential | 3376.8+1438.511j | 0 | 0 | 0 | 0 | 0 | [24 empty] | 8102301 | no | no |  |  | no |  | 0 | 0 | 0 | 0 | 0 | 0 |  | 1 | 1 | 1 | 0 | 0 | 0
load_220333755 |  | node_1401608_213_15363340_306 |  | AN | 0 | Residential | 21535.2+9173.957j | 0 | 0 | 0 | 0 | 0 | [24 empty] | 8102301 | no | no |  |  | no |  | 0 | 0 | 0 | 0 | 0 | 0 |  | 1 | 1 | 1 | 0 | 0 | 0
load_220333756 |  | node_1400518_961_15363273_246 |  | AN | 0 | Residential | 6573.6+2800.342j | 0 | 0 | 0 | 0 | 0 | [24 empty] | 8102301 | no | no |  |  | no |  | 0 | 0 | 0 | 0 | 0 | 0 |  | 1 | 1 | 1 | 0 | 0 | 0
load_220333757 |  | node_1400069_018_15362846_797 |  | AN | 0 | Residential | 8942.4+3809.446j | 0 | 0 | 0 | 0 | 0 | [24 empty] | 8102301 | no | no |  |  | no |  | 0 | 0 | 0 | 0 | 0 | 0 |  | 1 | 1 | 1 | 0 | 0 | 0
load_220343555 |  | node_1383497_932_15374906_879 |  | AN | 0 | Residential | 59241.6+25236.816j | 0 | 0 | 0 | 0 | 0 | [24 empty] | 8102301 | no | no |  |  | no |  | 0 | 0 | 0 | 0 | 0 | 0 |  | 1 | 1 | 1 | 0 | 0 | 0
load_220343556 |  | node_1383830_495_15374860_49 |  | AN | 0 | Residential | 50680.8+21589.93j | 0 | 0 | 0 | 0 | 0 | [24 empty] | 8102301 | no | no |  |  | no |  | 0 | 0 | 0 | 0 | 0 | 0 |  | 1 | 1 | 1 | 0 | 0 | 0
load_220343557 |  | node_1383988_027_15374863_237 |  | AN | 0 | Residential | 45820.8+19519.579j | 0 | 0 | 0 | 0 | 0 | [24 empty] | 8102301 | no | no |  |  | no |  | 0 | 0 | 0 | 0 | 0 | 0 |  | 1 | 1 | 1 | 0 | 0 | 0
load_220343558 |  | node_1384229_189_15374875_239 |  | AN | 0 | Residential | 32796+13971.037j | 0 | 0 | 0 | 0 | 0 | [24 empty] | 8102301 | no | no |  |  | no |  | 0 | 0 | 0 | 0 | 0 | 0 |  | 1 | 1 | 1 | 0 | 0 | 0
load_220343559 |  | node_1384388_969_15374949_63 |  | AN | 0 | Residential | 48096+20488.81j | 0 | 0 | 0 | 0 | 0 | [24 empty] | 8102301 | no | no |  |  | no |  | 0 | 0 | 0 | 0 | 0 | 0 |  | 1 | 1 | 1 | 0 | 0 | 0
load_220343560 |  | node_1384548_325_15375272_401 |  | AN | 0 | Residential | 6292.8+2680.722j | 0 | 0 | 0 | 0 | 0 | [24 empty] | 8102301 | no | no |  |  | no |  | 0 | 0 | 0 | 0 | 0 | 0 |  | 1 | 1 | 1 | 0 | 0 | 0
load_220343561 |  | node_1384182_69_15375262_043 |  | AN | 0 | Other | 0 | 0 | 0 | 0 | 0 | 0 | [24 empty] | 8102301 | no | no |  |  | no |  | 0 | 0 | 0 | 0 | 0 | 0 |  | 1 | 1 | 1 | 0 | 0 | 0
load_220343562 |  | node_1382292_594_15374703_873 |  | AN | 0 | NonResidential | 5752.8+2450.683j | 0 | 0 | 0 | 0 | 0 | [24 empty] | 8102301 | no | no |  |  | no |  | 0 | 0 | 0 | 0 | 0 | 0 |  | 1 | 1 | 1 | 0 | 0 | 0
load_220343565 |  | node_1383008_381_15374781_858 |  | AN | 0 | NonResidential | 82000+34931.854j | 0 | 0 | 0 | 0 | 0 | [24 empty] | 8102301 | no | no |  |  | no |  | 0 | 0 | 0 | 0 | 0 | 0 |  | 1 | 1 | 1 | 0 | 0 | 0
load_220343568 |  | node_1383160_986_15374422_509 |  | AN | 0 | Other | 0 | 0 | 0 | 0 | 0 | 0 | [24 empty] | 8102301 | no | no |  |  | no |  | 0 | 0 | 0 | 0 | 0 | 0 |  | 1 | 1 | 1 | 0 | 0 | 0
load_220343586 |  | node_1396721_906_15380967_289 |  | AN | 0 | Residential | 11376+4846.156j | 0 | 0 | 0 | 0 | 0 | [24 empty] | 8102301 | no | no |  |  | no |  | 0 | 0 | 0 | 0 | 0 | 0 |  | 1 | 1 | 1 | 0 | 0 | 0
load_220343587 |  | node_1396572_394_15380906_275 |  | AN | 0 | Residential | 5587.2+2380.137j | 0 | 0 | 0 | 0 | 0 | [24 empty] | 8102301 | no | no |  |  | no |  | 0 | 0 | 0 | 0 | 0 | 0 |  | 1 | 1 | 1 | 0 | 0 | 0
load_220343588 |  | node_1395878_537_15380940_52 |  | AN | 0 | NonResidential | 1663.2+708.52j | 0 | 0 | 0 | 0 | 0 | [24 empty] | 8102301 | no | no |  |  | no |  | 0 | 0 | 0 | 0 | 0 | 0 |  | 1 | 1 | 1 | 0 | 0 | 0
load_220343589 |  | node_1395841_164_15381087_083 |  | AN | 0 | Residential | 14234.4+6063.829j | 0 | 0 | 0 | 0 | 0 | [24 empty] | 8102301 | no | no |  |  | no |  | 0 | 0 | 0 | 0 | 0 | 0 |  | 1 | 1 | 1 | 0 | 0 | 0
load_220343590 |  | node_1395210_308_15379831_404 |  | AN | 0 | Residential | 11361.6+4840.021j | 0 | 0 | 0 | 0 | 0 | [24 empty] | 8102301 | no | no |  |  | no |  | 0 | 0 | 0 | 0 | 0 | 0 |  | 1 | 1 | 1 | 0 | 0 | 0
load_220343592 |  | node_1393009_863_15380250_371 |  | AN | 0 | Residential | 7840.8+3340.167j | 0 | 0 | 0 | 0 | 0 | [24 empty] | 8102301 | no | no |  |  | no |  | 0 | 0 | 0 | 0 | 0 | 0 |  | 1 | 1 | 1 | 0 | 0 | 0
load_220343594 |  | node_1392493_902_15380474_534 |  | AN | 0 | Residential | 2462.4+1048.978j | 0 | 0 | 0 | 0 | 0 | [24 empty] | 8102301 | no | no |  |  | no |  | 0 | 0 | 0 | 0 | 0 | 0 |  | 1 | 1 | 1 | 0 | 0 | 0
load_220343595 |  | node_1391602_846_15380648_725 |  | AN | 0 | Residential | 4262.4+1815.775j | 0 | 0 | 0 | 0 | 0 | [24 empty] | 8102301 | no | no |  |  | no |  | 0 | 0 | 0 | 0 | 0 | 0 |  | 1 | 1 | 1 | 0 | 0 | 0
load_220343596 |  | node_1390787_868_15380867_895 |  | AN | 0 | Residential | 11599.2+4941.239j | 0 | 0 | 0 | 0 | 0 | [24 empty] | 8102301 | no | no |  |  | no |  | 0 | 0 | 0 | 0 | 0 | 0 |  | 1 | 1 | 1 | 0 | 0 | 0
load_220343597 |  | node_1390051_638_15380958_882 |  | AN | 0 | Residential | 5414.4+2306.525j | 0 | 0 | 0 | 0 | 0 | [24 empty] | 8102301 | no | no |  |  | no |  | 0 | 0 | 0 | 0 | 0 | 0 |  | 1 | 1 | 1 | 0 | 0 | 0
load_220343598 |  | node_1389442_018_15380802_326 |  | AN | 0 | Residential | 46252.8+19703.61j | 0 | 0 | 0 | 0 | 0 | [24 empty] | 8102301 | no | no |  |  | no |  | 0 | 0 | 0 | 0 | 0 | 0 |  | 1 | 1 | 1 | 0 | 0 | 0
load_220343599 |  | node_1389055_484_15380684_735 |  | AN | 0 | Residential | 2743.2+1168.598j | 0 | 0 | 0 | 0 | 0 | [24 empty] | 8102301 | no | no |  |  | no |  | 0 | 0 | 0 | 0 | 0 | 0 |  | 1 | 1 | 1 | 0 | 0 | 0
load_220343600 |  | node_1388348_383_15380457_802 |  | AN | 0 | Residential | 12600+5367.578j | 0 | 0 | 0 | 0 | 0 | [24 empty] | 8102301 | no | no |  |  | no |  | 0 | 0 | 0 | 0 | 0 | 0 |  | 1 | 1 | 1 | 0 | 0 | 0
load_220343601 |  | node_1388112_815_15380383_586 |  | AN | 0 | Residential | 14961.6+6373.615j | 0 | 0 | 0 | 0 | 0 | [24 empty] | 8102301 | no | no |  |  | no |  | 0 | 0 | 0 | 0 | 0 | 0 |  | 1 | 1 | 1 | 0 | 0 | 0
load_220343602 |  | node_1388074_457_15380211_937 |  | AN | 0 | Residential | 2973.6+1266.748j | 0 | 0 | 0 | 0 | 0 | [24 empty] | 8102301 | no | no |  |  | no |  | 0 | 0 | 0 | 0 | 0 | 0 |  | 1 | 1 | 1 | 0 | 0 | 0
load_220343603 |  | node_1388435_785_15379601_094 |  | AN | 0 | Residential | 0 | 0 | 0 | 0 | 0 | 0 | [24 empty] | 8102301 | no | no |  |  | no |  | 0 | 0 | 0 | 0 | 0 | 0 |  | 1 | 1 | 1 | 0 | 0 | 0
load_220343604 |  | node_1388700_607_15380043_408 |  | AN | 0 | Residential | 5162.4+2199.173j | 0 | 0 | 0 | 0 | 0 | [24 empty] | 8102301 | no | no |  |  | no |  | 0 | 0 | 0 | 0 | 0 | 0 |  | 1 | 1 | 1 | 0 | 0 | 0
load_220343607 |  | node_1386832_939_15379572_837 |  | AN | 0 | Residential | 5853.6+2493.623j | 0 | 0 | 0 | 0 | 0 | [24 empty] | 8102301 | no | no |  |  | no |  | 0 | 0 | 0 | 0 | 0 | 0 |  | 1 | 1 | 1 | 0 | 0 | 0
load_220343608 |  | node_1386502_631_15379039_633 |  | AN | 0 | Residential | 8553.6+3643.818j | 0 | 0 | 0 | 0 | 0 | [24 empty] | 8102301 | no | no |  |  | no |  | 0 | 0 | 0 | 0 | 0 | 0 |  | 1 | 1 | 1 | 0 | 0 | 0
load_220343609 |  | node_1386000_784_15378434_97 |  | AN | 0 | NonResidential | 655.2+279.114j | 0 | 0 | 0 | 0 | 0 | [24 empty] | 8102301 | no | no |  |  | no |  | 0 | 0 | 0 | 0 | 0 | 0 |  | 1 | 1 | 1 | 0 | 0 | 0
load_220343610 |  | node_1385897_602_15378207_205 |  | AN | 0 | Residential | 10886.4+4637.587j | 0 | 0 | 0 | 0 | 0 | [24 empty] | 8102301 | no | no |  |  | no |  | 0 | 0 | 0 | 0 | 0 | 0 |  | 1 | 1 | 1 | 0 | 0 | 0
load_220343611 |  | node_1385683_061_15378137_869 |  | AN | 0 | Residential | 3434.4+1463.048j | 0 | 0 | 0 | 0 | 0 | [24 empty] | 8102301 | no | no |  |  | no |  | 0 | 0 | 0 | 0 | 0 | 0 |  | 1 | 1 | 1 | 0 | 0 | 0
load_220343612 |  | node_1385493_974_15377990_265 |  | AN | 0 | Residential | 1857.6+791.334j | 0 | 0 | 0 | 0 | 0 | [24 empty] | 8102301 | no | no |  |  | no |  | 0 | 0 | 0 | 0 | 0 | 0 |  | 1 | 1 | 1 | 0 | 0 | 0
load_220343613 |  | node_1384679_506_15376844_918 |  | AN | 0 | Residential | 3729.6+1588.803j | 0 | 0 | 0 | 0 | 0 | [24 empty] | 8102301 | no | no |  |  | no |  | 0 | 0 | 0 | 0 | 0 | 0 |  | 1 | 1 | 1 | 0 | 0 | 0
load_220343614 |  | node_1384632_054_15376566_288 |  | AN | 0 | Residential | 21628.8+9213.83j | 0 | 0 | 0 | 0 | 0 | [24 empty] | 8102301 | no | no |  |  | no |  | 0 | 0 | 0 | 0 | 0 | 0 |  | 1 | 1 | 1 | 0 | 0 | 0
load_220343615 |  | node_1383758_209_15376249_499 |  | AN | 0 | Residential | 35474.4+15112.031j | 0 | 0 | 0 | 0 | 0 | [24 empty] | 8102301 | no | no |  |  | no |  | 0 | 0 | 0 | 0 | 0 | 0 |  | 1 | 1 | 1 | 0 | 0 | 0
load_220343616 |  | node_1383064_775_15376670_407 |  | AN | 0 | Residential | 16545.6+7048.396j | 0 | 0 | 0 | 0 | 0 | [24 empty] | 8102301 | no | no |  |  | no |  | 0 | 0 | 0 | 0 | 0 | 0 |  | 1 | 1 | 1 | 0 | 0 | 0
load_220343617 |  | node_1382474_844_15376697_183 |  | AN | 0 | Residential | 44409.6+18918.41j | 0 | 0 | 0 | 0 | 0 | [24 empty] | 8102301 | no | no |  |  | no |  | 0 | 0 | 0 | 0 | 0 | 0 |  | 1 | 1 | 1 | 0 | 0 | 0
load_220343618 |  | node_1381899_146_15376643_045 |  | AN | 0 | NonResidential | 19591.2+8345.816j | 0 | 0 | 0 | 0 | 0 | [24 empty] | 8102301 | no | no |  |  | no |  | 0 | 0 | 0 | 0 | 0 | 0 |  | 1 | 1 | 1 | 0 | 0 | 0
load_220343619 |  | node_1409331_797_15381711_69 |  | AN | 0 | Residential | 4100.4+1746.763j | 0 | 0 | 0 | 0 | 0 | [24 empty] | 8102301 | no | no |  |  | no |  | 0 | 0 | 0 | 0 | 0 | 0 |  | 1 | 1 | 1 | 0 | 0 | 0
load_220343620 |  | node_1409351_354_15381715_622 |  | AN | 0 | NonResidential | 3500+1490.994j | 0 | 0 | 0 | 0 | 0 | [24 empty] | 8102301 | no | no |  |  | no |  | 0 | 0 | 0 | 0 | 0 | 0 |  | 1 | 1 | 1 | 0 | 0 | 0
load_220343621 |  | node_1408972_521_15381660_309 |  | AN | 0 | Residential | 3254.4+1386.369j | 0 | 0 | 0 | 0 | 0 | [24 empty] | 8102301 | no | no |  |  | no |  | 0 | 0 | 0 | 0 | 0 | 0 |  | 1 | 1 | 1 | 0 | 0 | 0
load_220343622 |  | node_1408751_146_15381733_727 |  | AN | 0 | Residential | 2656.8+1131.792j | 0 | 0 | 0 | 0 | 0 | [24 empty] | 8102301 | no | no |  |  | no |  | 0 | 0 | 0 | 0 | 0 | 0 |  | 1 | 1 | 1 | 0 | 0 | 0
load_220343623 |  | node_1407820_94_15381491_055 |  | AN | 0 | Residential | 12261.6+5223.42j | 0 | 0 | 0 | 0 | 0 | [24 empty] | 8102301 | no | no |  |  | no |  | 0 | 0 | 0 | 0 | 0 | 0 |  | 1 | 1 | 1 | 0 | 0 | 0
load_220343624 |  | node_1407343_429_15381714_766 |  | AN | 0 | Residential | 18820.8+8017.627j | 0 | 0 | 0 | 0 | 0 | [24 empty] | 8102301 | no | no |  |  | no |  | 0 | 0 | 0 | 0 | 0 | 0 |  | 1 | 1 | 1 | 0 | 0 | 0
load_220343625 |  | node_1406950_969_15381445_645 |  | AN | 0 | Residential | 21420+9124.882j | 0 | 0 | 0 | 0 | 0 | [24 empty] | 8102301 | no | no |  |  | no |  | 0 | 0 | 0 | 0 | 0 | 0 |  | 1 | 1 | 1 | 0 | 0 | 0
load_220343626 |  | node_1406449_871_15381441_3 |  | AN | 0 | Residential | 2527.2+1076.583j | 0 | 0 | 0 | 0 | 0 | [24 empty] | 8102301 | no | no |  |  | no |  | 0 | 0 | 0 | 0 | 0 | 0 |  | 1 | 1 | 1 | 0 | 0 | 0
load_220343627 |  | node_1405305_1_15381122_427 |  | AN | 0 | Residential | 3981.6+1696.154j | 0 | 0 | 0 | 0 | 0 | [24 empty] | 8102301 | no | no |  |  | no |  | 0 | 0 | 0 | 0 | 0 | 0 |  | 1 | 1 | 1 | 0 | 0 | 0
load_220343628 |  | node_1404949_425_15380667_406 |  | AN | 0 | Residential | 2685.6+1144.061j | 0 | 0 | 0 | 0 | 0 | [24 empty] | 8102301 | no | no |  |  | no |  | 0 | 0 | 0 | 0 | 0 | 0 |  | 1 | 1 | 1 | 0 | 0 | 0
load_220343629 |  | node_1403706_7_15380678_155 |  | AN | 0 | Residential | 957.6+407.936j | 0 | 0 | 0 | 0 | 0 | [24 empty] | 8102301 | no | no |  |  | no |  | 0 | 0 | 0 | 0 | 0 | 0 |  | 1 | 1 | 1 | 0 | 0 | 0
load_220343630 |  | node_1403547_427_15380472_66 |  | AN | 0 | Residential | 15019.2+6398.152j | 0 | 0 | 0 | 0 | 0 | [24 empty] | 8102301 | no | no |  |  | no |  | 0 | 0 | 0 | 0 | 0 | 0 |  | 1 | 1 | 1 | 0 | 0 | 0
load_220343631 |  | node_1403279_903_15380430_363 |  | AN | 0 | NonResidential | 1072.8+457.011j | 0 | 0 | 0 | 0 | 0 | [24 empty] | 8102301 | no | no |  |  | no |  | 0 | 0 | 0 | 0 | 0 | 0 |  | 1 | 1 | 1 | 0 | 0 | 0
load_220343632 |  | node_1403063_527_15380269_362 |  | AN | 0 | Residential | 10159.2+4327.801j | 0 | 0 | 0 | 0 | 0 | [24 empty] | 8102301 | no | no |  |  | no |  | 0 | 0 | 0 | 0 | 0 | 0 |  | 1 | 1 | 1 | 0 | 0 | 0
load_220343634 |  | node_1402311_958_15380171_371 |  | AN | 0 | Residential | 103471.2+44078.547j | 0 | 0 | 0 | 0 | 0 | [24 empty] | 8102301 | no | no |  |  | no |  | 0 | 0 | 0 | 0 | 0 | 0 |  | 1 | 1 | 1 | 0 | 0 | 0
load_220343636 |  | node_1401377_021_15380019_913 |  | AN | 0 | Residential | 25516.8+10870.111j | 0 | 0 | 0 | 0 | 0 | [24 empty] | 8102301 | no | no |  |  | no |  | 0 | 0 | 0 | 0 | 0 | 0 |  | 1 | 1 | 1 | 0 | 0 | 0
load_220343637 |  | node_1400991_7_15379788_618 |  | AN | 0 | NonResidential | 2340+996.836j | 0 | 0 | 0 | 0 | 0 | [24 empty] | 8102301 | no | no |  |  | no |  | 0 | 0 | 0 | 0 | 0 | 0 |  | 1 | 1 | 1 | 0 | 0 | 0
load_220343638 |  | node_1400493_183_15379892_775 |  | AN | 0 | NonResidential | 3000+1277.995j | 0 | 0 | 0 | 0 | 0 | [24 empty] | 8102301 | no | no |  |  | no |  | 0 | 0 | 0 | 0 | 0 | 0 |  | 1 | 1 | 1 | 0 | 0 | 0
load_220343639 |  | node_1400475_383_15379881_069 |  | BN | 0 | NonResidential | 0 | 3000+1277.995j | 0 | 0 | 0 | 0 | [24 empty] | 8102301 | no | no |  |  | no |  | 0 | 0 | 0 | 0 | 0 | 0 |  | 1 | 1 | 1 | 0 | 0 | 0
load_220343640 |  | node_1400512_595_15379897_892 |  | CN | 0 | NonResidential | 0 | 0 | 3000+1277.995j | 0 | 0 | 0 | [24 empty] | 8102301 | no | no |  |  | no |  | 0 | 0 | 0 | 0 | 0 | 0 |  | 1 | 1 | 1 | 0 | 0 | 0
load_220343641 |  | node_1400003_114_15379605_175 |  | AN | 0 | Residential | 17229.6+7339.779j | 0 | 0 | 0 | 0 | 0 | [24 empty] | 8102301 | no | no |  |  | no |  | 0 | 0 | 0 | 0 | 0 | 0 |  | 1 | 1 | 1 | 0 | 0 | 0
load_220343642 |  | node_1399653_393_15379485_641 |  | AN | 0 | Residential | 36777.6+15667.192j | 0 | 0 | 0 | 0 | 0 | [24 empty] | 8102301 | no | no |  |  | no |  | 0 | 0 | 0 | 0 | 0 | 0 |  | 1 | 1 | 1 | 0 | 0 | 0
load_220343643 |  | node_1399361_787_15379422_565 |  | AN | 0 | Other | 0 | 0 | 0 | 0 | 0 | 0 | [24 empty] | 8102301 | no | no |  |  | no |  | 0 | 0 | 0 | 0 | 0 | 0 |  | 1 | 1 | 1 | 0 | 0 | 0
load_220343644 |  | node_1398660_792_15380444_832 |  | AN | 0 | Residential | 7581.6+3229.748j | 0 | 0 | 0 | 0 | 0 | [24 empty] | 8102301 | no | no |  |  | no |  | 0 | 0 | 0 | 0 | 0 | 0 |  | 1 | 1 | 1 | 0 | 0 | 0
load_220343645 |  | node_1397764_894_15380844_76 |  | AN | 0 | Residential | 4543.2+1935.395j | 0 | 0 | 0 | 0 | 0 | [24 empty] | 8102301 | no | no |  |  | no |  | 0 | 0 | 0 | 0 | 0 | 0 |  | 1 | 1 | 1 | 0 | 0 | 0
load_220343646 |  | node_1379292_145_15382125_037 |  | AN | 0 | Residential | 50889.6+21678.879j | 0 | 0 | 0 | 0 | 0 | [24 empty] | 8102301 | no | no |  |  | no |  | 0 | 0 | 0 | 0 | 0 | 0 |  | 1 | 1 | 1 | 0 | 0 | 0
load_220343647 |  | node_1378598_928_15385050_423 |  | AN | 0 | NonResidential | 0 | 0 | 0 | 0 | 0 | 0 | [24 empty] | 8102301 | no | no |  |  | no |  | 0 | 0 | 0 | 0 | 0 | 0 |  | 1 | 1 | 1 | 0 | 0 | 0
load_220343648 |  | node_1381798_637_15400490_397 |  | AN | 0 | Residential | 50198.4+21384.429j | 0 | 0 | 0 | 0 | 0 | [24 empty] | 8102301 | no | no |  |  | no |  | 0 | 0 | 0 | 0 | 0 | 0 |  | 1 | 1 | 1 | 0 | 0 | 0
load_220343649 |  | node_1381793_81_15400970_625 |  | AN | 0 | Residential | 22010.4+9376.391j | 0 | 0 | 0 | 0 | 0 | [24 empty] | 8102301 | no | no |  |  | no |  | 0 | 0 | 0 | 0 | 0 | 0 |  | 1 | 1 | 1 | 0 | 0 | 0
load_220343650 |  | node_1381998_017_15401099_533 |  | AN | 0 | Residential | 20404.8+8692.408j | 0 | 0 | 0 | 0 | 0 | [24 empty] | 8102301 | no | no |  |  | no |  | 0 | 0 | 0 | 0 | 0 | 0 |  | 1 | 1 | 1 | 0 | 0 | 0
load_220343651 |  | node_1382204_953_15401437_362 |  | AN | 0 | Residential | 3945.6+1680.819j | 0 | 0 | 0 | 0 | 0 | [24 empty] | 8102301 | no | no |  |  | no |  | 0 | 0 | 0 | 0 | 0 | 0 |  | 1 | 1 | 1 | 0 | 0 | 0
load_220343652 |  | node_1382416_921_15401823_579 |  | AN | 0 | Residential | 11786.4+5020.985j | 0 | 0 | 0 | 0 | 0 | [24 empty] | 8102301 | no | no |  |  | no |  | 0 | 0 | 0 | 0 | 0 | 0 |  | 1 | 1 | 1 | 0 | 0 | 0
load_220343653 |  | node_1382615_485_15402172_456 |  | AN | 0 | Residential | 35488.8+15118.165j | 0 | 0 | 0 | 0 | 0 | [24 empty] | 8102301 | no | no |  |  | no |  | 0 | 0 | 0 | 0 | 0 | 0 |  | 1 | 1 | 1 | 0 | 0 | 0
load_220343654 |  | node_1382702_808_15402447_373 |  | AN | 0 | Other | 0 | 0 | 0 | 0 | 0 | 0 | [24 empty] | 8102301 | no | no |  |  | no |  | 0 | 0 | 0 | 0 | 0 | 0 |  | 1 | 1 | 1 | 0 | 0 | 0
load_220343655 |  | node_1382973_516_15402440_475 |  | AN | 0 | Residential | 7092+3021.179j | 0 | 0 | 0 | 0 | 0 | [24 empty] | 8102301 | no | no |  |  | no |  | 0 | 0 | 0 | 0 | 0 | 0 |  | 1 | 1 | 1 | 0 | 0 | 0
load_220343656 |  | node_1383168_817_15402620_148 |  | AN | 0 | Residential | 9648+4110.031j | 0 | 0 | 0 | 0 | 0 | [24 empty] | 8102301 | no | no |  |  | no |  | 0 | 0 | 0 | 0 | 0 | 0 |  | 1 | 1 | 1 | 0 | 0 | 0
load_220343657 |  | node_1383293_626_15402730_508 |  | AN | 0 | Residential | 14011.2+5968.746j | 0 | 0 | 0 | 0 | 0 | [24 empty] | 8102301 | no | no |  |  | no |  | 0 | 0 | 0 | 0 | 0 | 0 |  | 1 | 1 | 1 | 0 | 0 | 0
load_220343658 |  | node_1383464_769_15403060_409 |  | AN | 0 | Residential | 6753.6+2877.022j | 0 | 0 | 0 | 0 | 0 | [24 empty] | 8102301 | no | no |  |  | no |  | 0 | 0 | 0 | 0 | 0 | 0 |  | 1 | 1 | 1 | 0 | 0 | 0
load_220343659 |  | node_1383674_756_15402805_342 |  | AN | 0 | Residential | 158.4+67.478j | 0 | 0 | 0 | 0 | 0 | [24 empty] | 8102301 | no | no |  |  | no |  | 0 | 0 | 0 | 0 | 0 | 0 |  | 1 | 1 | 1 | 0 | 0 | 0
load_220343660 |  | node_1383843_221_15402652_943 |  | AN | 0 | Residential | 7358.4+3134.665j | 0 | 0 | 0 | 0 | 0 | [24 empty] | 8102301 | no | no |  |  | no |  | 0 | 0 | 0 | 0 | 0 | 0 |  | 1 | 1 | 1 | 0 | 0 | 0
load_220343661 |  | node_1384271_159_15402914_284 |  | AN | 0 | Residential | 8064+3435.25j | 0 | 0 | 0 | 0 | 0 | [24 empty] | 8102301 | no | no |  |  | no |  | 0 | 0 | 0 | 0 | 0 | 0 |  | 1 | 1 | 1 | 0 | 0 | 0
load_220343662 |  | node_1383609_188_15403217_147 |  | AN | 0 | Residential | 7531.2+3208.278j | 0 | 0 | 0 | 0 | 0 | [24 empty] | 8102301 | no | no |  |  | no |  | 0 | 0 | 0 | 0 | 0 | 0 |  | 1 | 1 | 1 | 0 | 0 | 0
load_220343663 |  | node_1383922_55_15403799_356 |  | AN | 0 | Residential | 4384.8+1867.917j | 0 | 0 | 0 | 0 | 0 | [24 empty] | 8102301 | no | no |  |  | no |  | 0 | 0 | 0 | 0 | 0 | 0 |  | 1 | 1 | 1 | 0 | 0 | 0
load_220343664 |  | node_1384146_435_15404261_51 |  | AN | 0 | Residential | 9597.6+4088.56j | 0 | 0 | 0 | 0 | 0 | [24 empty] | 8102301 | no | no |  |  | no |  | 0 | 0 | 0 | 0 | 0 | 0 |  | 1 | 1 | 1 | 0 | 0 | 0
load_220343665 |  | node_1384269_028_15405155_711 |  | AN | 0 | Residential | 32428.8+13814.611j | 0 | 0 | 0 | 0 | 0 | [24 empty] | 8102301 | no | no |  |  | no |  | 0 | 0 | 0 | 0 | 0 | 0 |  | 1 | 1 | 1 | 0 | 0 | 0
load_220343667 |  | node_1384727_783_15405268_719 |  | AN | 0 | NonResidential | 180+76.68j | 0 | 0 | 0 | 0 | 0 | [24 empty] | 8102301 | no | no |  |  | no |  | 0 | 0 | 0 | 0 | 0 | 0 |  | 1 | 1 | 1 | 0 | 0 | 0
load_220343668 |  | node_1384605_484_15405688_091 |  | AN | 0 | Residential | 8553.6+3643.818j | 0 | 0 | 0 | 0 | 0 | [24 empty] | 8102301 | no | no |  |  | no |  | 0 | 0 | 0 | 0 | 0 | 0 |  | 1 | 1 | 1 | 0 | 0 | 0
load_220343669 |  | node_1385035_31_15405214_845 |  | AN | 0 | Residential | 4039.2+1720.692j | 0 | 0 | 0 | 0 | 0 | [24 empty] | 8102301 | no | no |  |  | no |  | 0 | 0 | 0 | 0 | 0 | 0 |  | 1 | 1 | 1 | 0 | 0 | 0
load_220343670 |  | node_1384935_295_15405662_822 |  | AN | 0 | Residential | 7963.2+3392.309j | 0 | 0 | 0 | 0 | 0 | [24 empty] | 8102301 | no | no |  |  | no |  | 0 | 0 | 0 | 0 | 0 | 0 |  | 1 | 1 | 1 | 0 | 0 | 0
load_220343671 |  | node_1385062_397_15405906_211 |  | AN | 0 | NonResidential | 194.4+82.814j | 0 | 0 | 0 | 0 | 0 | [24 empty] | 8102301 | no | no |  |  | no |  | 0 | 0 | 0 | 0 | 0 | 0 |  | 1 | 1 | 1 | 0 | 0 | 0
load_220343673 |  | node_1385298_18_15406316_379 |  | AN | 0 | Residential | 7992+3404.578j | 0 | 0 | 0 | 0 | 0 | [24 empty] | 8102301 | no | no |  |  | no |  | 0 | 0 | 0 | 0 | 0 | 0 |  | 1 | 1 | 1 | 0 | 0 | 0
load_220343674 |  | node_1379487_382_15381384_208 |  | AN | 0 | NonResidential | 5500+2342.99j | 0 | 0 | 0 | 0 | 0 | [24 empty] | 8102301 | no | no |  |  | no |  | 0 | 0 | 0 | 0 | 0 | 0 |  | 1 | 1 | 1 | 0 | 0 | 0
load_220343675 |  | node_1379486_803_15381357_586 |  | BN | 0 | NonResidential | 0 | 5500+2342.99j | 0 | 0 | 0 | 0 | [24 empty] | 8102301 | no | no |  |  | no |  | 0 | 0 | 0 | 0 | 0 | 0 |  | 1 | 1 | 1 | 0 | 0 | 0
load_220343676 |  | node_1379972_134_15381944_919 |  | AN | 0 | NonResidential | 0 | 0 | 0 | 0 | 0 | 0 | [24 empty] | 8102301 | no | no |  |  | no |  | 0 | 0 | 0 | 0 | 0 | 0 |  | 1 | 1 | 1 | 0 | 0 | 0
load_220343678 |  | node_1379664_48_15382508_289 |  | AN | 0 | Residential | 15372+6548.445j | 0 | 0 | 0 | 0 | 0 | [24 empty] | 8102301 | no | no |  |  | no |  | 0 | 0 | 0 | 0 | 0 | 0 |  | 1 | 1 | 1 | 0 | 0 | 0
load_220343679 |  | node_1379660_098_15382771_607 |  | AN | 0 | Residential | 2728.8+1162.464j | 0 | 0 | 0 | 0 | 0 | [24 empty] | 8102301 | no | no |  |  | no |  | 0 | 0 | 0 | 0 | 0 | 0 |  | 1 | 1 | 1 | 0 | 0 | 0
load_220343680 |  | node_1379310_75_15382991_639 |  | AN | 0 | Residential | 25408.8+10824.103j | 0 | 0 | 0 | 0 | 0 | [24 empty] | 8102301 | no | no |  |  | no |  | 0 | 0 | 0 | 0 | 0 | 0 |  | 1 | 1 | 1 | 0 | 0 | 0
load_220343681 |  | node_1378815_648_15382856_203 |  | AN | 0 | Residential | 5824.8+2481.354j | 0 | 0 | 0 | 0 | 0 | [24 empty] | 8102301 | no | no |  |  | no |  | 0 | 0 | 0 | 0 | 0 | 0 |  | 1 | 1 | 1 | 0 | 0 | 0
load_220343684 |  | node_1379249_328_15383506_174 |  | AN | 0 | Residential | 9208.8+3922.932j | 0 | 0 | 0 | 0 | 0 | [24 empty] | 8102301 | no | no |  |  | no |  | 0 | 0 | 0 | 0 | 0 | 0 |  | 1 | 1 | 1 | 0 | 0 | 0
load_220343685 |  | node_1379058_608_15383614_568 |  | AN | 0 | Residential | 13543.2+5769.379j | 0 | 0 | 0 | 0 | 0 | [24 empty] | 8102301 | no | no |  |  | no |  | 0 | 0 | 0 | 0 | 0 | 0 |  | 1 | 1 | 1 | 0 | 0 | 0
load_220343686 |  | node_1378788_314_15383532_685 |  | AN | 0 | NonResidential | 14.4+6.134j | 0 | 0 | 0 | 0 | 0 | [24 empty] | 8102301 | no | no |  |  | no |  | 0 | 0 | 0 | 0 | 0 | 0 |  | 1 | 1 | 1 | 0 | 0 | 0
load_220343687 |  | node_1379223_894_15384216_894 |  | AN | 0 | Residential | 14587.2+6214.121j | 0 | 0 | 0 | 0 | 0 | [24 empty] | 8102301 | no | no |  |  | no |  | 0 | 0 | 0 | 0 | 0 | 0 |  | 1 | 1 | 1 | 0 | 0 | 0
load_220343688 |  | node_1379122_89_15383909_174 |  | AN | 0 | NonResidential | 2000+851.996j | 0 | 0 | 0 | 0 | 0 | [24 empty] | 8102301 | no | no |  |  | no |  | 0 | 0 | 0 | 0 | 0 | 0 |  | 1 | 1 | 1 | 0 | 0 | 0
load_220343690 |  | node_1379607_203_15385054_409 |  | AN | 0 | Residential | 4255.2+1812.708j | 0 | 0 | 0 | 0 | 0 | [24 empty] | 8102301 | no | no |  |  | no |  | 0 | 0 | 0 | 0 | 0 | 0 |  | 1 | 1 | 1 | 0 | 0 | 0
load_220343691 |  | node_1378868_425_15385382_421 |  | AN | 0 | Other | 0 | 0 | 0 | 0 | 0 | 0 | [24 empty] | 8102301 | no | no |  |  | no |  | 0 | 0 | 0 | 0 | 0 | 0 |  | 1 | 1 | 1 | 0 | 0 | 0
load_220343692 |  | node_1378605_013_15385868_644 |  | AN | 0 | Residential | 6634.8+2826.413j | 0 | 0 | 0 | 0 | 0 | [24 empty] | 8102301 | no | no |  |  | no |  | 0 | 0 | 0 | 0 | 0 | 0 |  | 1 | 1 | 1 | 0 | 0 | 0
load_220343693 |  | node_1378611_858_15385843_729 |  | BN | 0 | Residential | 0 | 6634.8+2826.413j | 0 | 0 | 0 | 0 | [24 empty] | 8102301 | no | no |  |  | no |  | 0 | 0 | 0 | 0 | 0 | 0 |  | 1 | 1 | 1 | 0 | 0 | 0
load_220343696 |  | node_1378454_092_15386830_728 |  | AN | 0 | Residential | 12808.8+5456.526j | 0 | 0 | 0 | 0 | 0 | [24 empty] | 8102301 | no | no |  |  | no |  | 0 | 0 | 0 | 0 | 0 | 0 |  | 1 | 1 | 1 | 0 | 0 | 0
load_220343697 |  | node_1378310_155_15387068_293 |  | AN | 0 | NonResidential | 17265.6+7355.115j | 0 | 0 | 0 | 0 | 0 | [24 empty] | 8102301 | no | no |  |  | no |  | 0 | 0 | 0 | 0 | 0 | 0 |  | 1 | 1 | 1 | 0 | 0 | 0
load_220343698 |  | node_1378455_513_15387196_053 |  | AN | 0 | Residential | 13917.6+5928.873j | 0 | 0 | 0 | 0 | 0 | [24 empty] | 8102301 | no | no |  |  | no |  | 0 | 0 | 0 | 0 | 0 | 0 |  | 1 | 1 | 1 | 0 | 0 | 0
load_220343699 |  | node_1378295_049_15387645_081 |  | AN | 0 | Residential | 5594.4+2383.204j | 0 | 0 | 0 | 0 | 0 | [24 empty] | 8102301 | no | no |  |  | no |  | 0 | 0 | 0 | 0 | 0 | 0 |  | 1 | 1 | 1 | 0 | 0 | 0
load_220343700 |  | node_1378821_297_15387787_205 |  | AN | 0 | Residential | 6422.4+2735.931j | 0 | 0 | 0 | 0 | 0 | [24 empty] | 8102301 | no | no |  |  | no |  | 0 | 0 | 0 | 0 | 0 | 0 |  | 1 | 1 | 1 | 0 | 0 | 0
load_220343701 |  | node_1380053_148_15389513_434 |  | AN | 0 | Residential | 20584.8+8769.088j | 0 | 0 | 0 | 0 | 0 | [24 empty] | 8102301 | no | no |  |  | no |  | 0 | 0 | 0 | 0 | 0 | 0 |  | 1 | 1 | 1 | 0 | 0 | 0
load_220343702 |  | node_1378617_714_15390534_471 |  | AN | 0 | Residential | 3009.6+1282.084j | 0 | 0 | 0 | 0 | 0 | [24 empty] | 8102301 | no | no |  |  | no |  | 0 | 0 | 0 | 0 | 0 | 0 |  | 1 | 1 | 1 | 0 | 0 | 0
load_220343703 |  | node_1378710_62_15391019_638 |  | AN | 0 | Residential | 26568+11317.921j | 0 | 0 | 0 | 0 | 0 | [24 empty] | 8102301 | no | no |  |  | no |  | 0 | 0 | 0 | 0 | 0 | 0 |  | 1 | 1 | 1 | 0 | 0 | 0
load_220343704 |  | node_1378832_962_15391446_351 |  | AN | 0 | Residential | 16192.8+6898.104j | 0 | 0 | 0 | 0 | 0 | [24 empty] | 8102301 | no | no |  |  | no |  | 0 | 0 | 0 | 0 | 0 | 0 |  | 1 | 1 | 1 | 0 | 0 | 0
load_220343705 |  | node_1378729_463_15391789_97 |  | AN | 0 | Residential | 6840+2913.828j | 0 | 0 | 0 | 0 | 0 | [24 empty] | 8102301 | no | no |  |  | no |  | 0 | 0 | 0 | 0 | 0 | 0 |  | 1 | 1 | 1 | 0 | 0 | 0
load_220343706 |  | node_1378919_672_15392439_958 |  | AN | 0 | Residential | 13788+5873.663j | 0 | 0 | 0 | 0 | 0 | [24 empty] | 8102301 | no | no |  |  | no |  | 0 | 0 | 0 | 0 | 0 | 0 |  | 1 | 1 | 1 | 0 | 0 | 0
load_220343707 |  | node_1379649_521_15394284_722 |  | AN | 0 | Residential | 13838.4+5895.134j | 0 | 0 | 0 | 0 | 0 | [24 empty] | 8102301 | no | no |  |  | no |  | 0 | 0 | 0 | 0 | 0 | 0 |  | 1 | 1 | 1 | 0 | 0 | 0
load_220343708 |  | node_1379429_168_15394641_473 |  | AN | 0 | Residential | 14709.6+6266.263j | 0 | 0 | 0 | 0 | 0 | [24 empty] | 8102301 | no | no |  |  | no |  | 0 | 0 | 0 | 0 | 0 | 0 |  | 1 | 1 | 1 | 0 | 0 | 0
load_220343709 |  | node_1379228_648_15394379_762 |  | AN | 0 | Residential | 8496+3619.281j | 0 | 0 | 0 | 0 | 0 | [24 empty] | 8102301 | no | no |  |  | no |  | 0 | 0 | 0 | 0 | 0 | 0 |  | 1 | 1 | 1 | 0 | 0 | 0
load_220343710 |  | node_1379481_673_15394926_8 |  | AN | 0 | Residential | 19382.4+8256.868j | 0 | 0 | 0 | 0 | 0 | [24 empty] | 8102301 | no | no |  |  | no |  | 0 | 0 | 0 | 0 | 0 | 0 |  | 1 | 1 | 1 | 0 | 0 | 0
load_220343711 |  | node_1379651_303_15394916_844 |  | AN | 0 | Residential | 34358.4+14636.617j | 0 | 0 | 0 | 0 | 0 | [24 empty] | 8102301 | no | no |  |  | no |  | 0 | 0 | 0 | 0 | 0 | 0 |  | 1 | 1 | 1 | 0 | 0 | 0
load_220343712 |  | node_1379932_927_15394811_707 |  | AN | 0 | Other | 0 | 0 | 0 | 0 | 0 | 0 | [24 empty] | 8102301 | no | no |  |  | no |  | 0 | 0 | 0 | 0 | 0 | 0 |  | 1 | 1 | 1 | 0 | 0 | 0
load_220343713 |  | node_1380217_369_15394690_535 |  | AN | 0 | Residential | 1245.6+530.623j | 0 | 0 | 0 | 0 | 0 | [24 empty] | 8102301 | no | no |  |  | no |  | 0 | 0 | 0 | 0 | 0 | 0 |  | 1 | 1 | 1 | 0 | 0 | 0
load_220343714 |  | node_1380781_006_15394450_589 |  | AN | 0 | Other | 0 | 0 | 0 | 0 | 0 | 0 | [24 empty] | 8102301 | no | no |  |  | no |  | 0 | 0 | 0 | 0 | 0 | 0 |  | 1 | 1 | 1 | 0 | 0 | 0
load_220343715 |  | node_1381049_292_15394387_702 |  | AN | 0 | Residential | 6904.8+2941.432j | 0 | 0 | 0 | 0 | 0 | [24 empty] | 8102301 | no | no |  |  | no |  | 0 | 0 | 0 | 0 | 0 | 0 |  | 1 | 1 | 1 | 0 | 0 | 0
load_220343717 |  | node_1379874_137_15395354_189 |  | AN | 0 | Residential | 13003.2+5539.34j | 0 | 0 | 0 | 0 | 0 | [24 empty] | 8102301 | no | no |  |  | no |  | 0 | 0 | 0 | 0 | 0 | 0 |  | 1 | 1 | 1 | 0 | 0 | 0
load_220343718 |  | node_1379857_188_15395586_213 |  | AN | 0 | NonResidential | 2685.6+1144.061j | 0 | 0 | 0 | 0 | 0 | [24 empty] | 8102301 | no | no |  |  | no |  | 0 | 0 | 0 | 0 | 0 | 0 |  | 1 | 1 | 1 | 0 | 0 | 0
load_220343719 |  | node_1380011_936_15395889_558 |  | AN | 0 | Residential | 14810.4+6309.204j | 0 | 0 | 0 | 0 | 0 | [24 empty] | 8102301 | no | no |  |  | no |  | 0 | 0 | 0 | 0 | 0 | 0 |  | 1 | 1 | 1 | 0 | 0 | 0
load_220343720 |  | node_1380397_649_15396239_03 |  | AN | 0 | Residential | 5551.2+2364.801j | 0 | 0 | 0 | 0 | 0 | [24 empty] | 8102301 | no | no |  |  | no |  | 0 | 0 | 0 | 0 | 0 | 0 |  | 1 | 1 | 1 | 0 | 0 | 0
load_220343721 |  | node_1380755_523_15397035_126 |  | AN | 0 | Residential | 5652+2407.742j | 0 | 0 | 0 | 0 | 0 | [24 empty] | 8102301 | no | no |  |  | no |  | 0 | 0 | 0 | 0 | 0 | 0 |  | 1 | 1 | 1 | 0 | 0 | 0
load_220343722 |  | node_1380888_772_15397407_662 |  | AN | 0 | NonResidential | 1843.2+785.2j | 0 | 0 | 0 | 0 | 0 | [24 empty] | 8102301 | no | no |  |  | no |  | 0 | 0 | 0 | 0 | 0 | 0 |  | 1 | 1 | 1 | 0 | 0 | 0
load_220343723 |  | node_1380982_625_15397793_217 |  | AN | 0 | Residential | 9885.6+4211.248j | 0 | 0 | 0 | 0 | 0 | [24 empty] | 8102301 | no | no |  |  | no |  | 0 | 0 | 0 | 0 | 0 | 0 |  | 1 | 1 | 1 | 0 | 0 | 0
load_220343724 |  | node_1381033_09_15398010_458 |  | AN | 0 | Residential | 11908.8+5073.128j | 0 | 0 | 0 | 0 | 0 | [24 empty] | 8102301 | no | no |  |  | no |  | 0 | 0 | 0 | 0 | 0 | 0 |  | 1 | 1 | 1 | 0 | 0 | 0
load_220343725 |  | node_1381092_779_15398239_029 |  | AN | 0 | Residential | 15991.2+6812.223j | 0 | 0 | 0 | 0 | 0 | [24 empty] | 8102301 | no | no |  |  | no |  | 0 | 0 | 0 | 0 | 0 | 0 |  | 1 | 1 | 1 | 0 | 0 | 0
load_220343726 |  | node_1381155_158_15398434_937 |  | AN | 0 | Residential | 3434.4+1463.048j | 0 | 0 | 0 | 0 | 0 | [24 empty] | 8102301 | no | no |  |  | no |  | 0 | 0 | 0 | 0 | 0 | 0 |  | 1 | 1 | 1 | 0 | 0 | 0
load_220343727 |  | node_1381288_954_15398838_352 |  | AN | 0 | Other | 0 | 0 | 0 | 0 | 0 | 0 | [24 empty] | 8102301 | no | no |  |  | no |  | 0 | 0 | 0 | 0 | 0 | 0 |  | 1 | 1 | 1 | 0 | 0 | 0
load_220343728 |  | node_1381349_477_15399020_922 |  | AN | 0 | Residential | 6321.6+2692.99j | 0 | 0 | 0 | 0 | 0 | [24 empty] | 8102301 | no | no |  |  | no |  | 0 | 0 | 0 | 0 | 0 | 0 |  | 1 | 1 | 1 | 0 | 0 | 0
load_220343729 |  | node_1381476_796_15399425_613 |  | AN | 0 | Residential | 1216.8+518.355j | 0 | 0 | 0 | 0 | 0 | [24 empty] | 8102301 | no | no |  |  | no |  | 0 | 0 | 0 | 0 | 0 | 0 |  | 1 | 1 | 1 | 0 | 0 | 0
load_220343730 |  | node_1381673_832_15400065_564 |  | AN | 0 | NonResidential | 3175.2+1352.63j | 0 | 0 | 0 | 0 | 0 | [24 empty] | 8102301 | no | no |  |  | no |  | 0 | 0 | 0 | 0 | 0 | 0 |  | 1 | 1 | 1 | 0 | 0 | 0
load_220343731 |  | node_1386095_499_15401053_931 |  | AN | 0 | Residential | 12182.4+5189.681j | 0 | 0 | 0 | 0 | 0 | [24 empty] | 8102301 | no | no |  |  | no |  | 0 | 0 | 0 | 0 | 0 | 0 |  | 1 | 1 | 1 | 0 | 0 | 0
load_220343732 |  | node_1386132_539_15401953_034 |  | AN | 0 | Residential | 2815.2+1199.27j | 0 | 0 | 0 | 0 | 0 | [24 empty] | 8102301 | no | no |  |  | no |  | 0 | 0 | 0 | 0 | 0 | 0 |  | 1 | 1 | 1 | 0 | 0 | 0
load_220343733 |  | node_1386959_447_15401159_1 |  | AN | 0 | Residential | 31377.6+13366.802j | 0 | 0 | 0 | 0 | 0 | [24 empty] | 8102301 | no | no |  |  | no |  | 0 | 0 | 0 | 0 | 0 | 0 |  | 1 | 1 | 1 | 0 | 0 | 0
load_220343734 |  | node_1382736_338_15400907_023 |  | AN | 0 | Residential | 27295.2+11627.707j | 0 | 0 | 0 | 0 | 0 | [24 empty] | 8102301 | no | no |  |  | no |  | 0 | 0 | 0 | 0 | 0 | 0 |  | 1 | 1 | 1 | 0 | 0 | 0
load_220343735 |  | node_1382370_606_15400906_772 |  | AN | 0 | Residential | 10677.6+4548.639j | 0 | 0 | 0 | 0 | 0 | [24 empty] | 8102301 | no | no |  |  | no |  | 0 | 0 | 0 | 0 | 0 | 0 |  | 1 | 1 | 1 | 0 | 0 | 0
load_220343736 |  | node_1383663_525_15400716_732 |  | AN | 0 | Residential | 4197.6+1788.17j | 0 | 0 | 0 | 0 | 0 | [24 empty] | 8102301 | no | no |  |  | no |  | 0 | 0 | 0 | 0 | 0 | 0 |  | 1 | 1 | 1 | 0 | 0 | 0
load_220343738 |  | node_1383794_081_15400941_529 |  | AN | 0 | Residential | 9266.4+3947.47j | 0 | 0 | 0 | 0 | 0 | [24 empty] | 8102301 | no | no |  |  | no |  | 0 | 0 | 0 | 0 | 0 | 0 |  | 1 | 1 | 1 | 0 | 0 | 0
load_220343739 |  | node_1384130_612_15400956_194 |  | AN | 0 | Residential | 7351.2+3131.598j | 0 | 0 | 0 | 0 | 0 | [24 empty] | 8102301 | no | no |  |  | no |  | 0 | 0 | 0 | 0 | 0 | 0 |  | 1 | 1 | 1 | 0 | 0 | 0
load_220343740 |  | node_1384397_937_15400962_979 |  | AN | 0 | Other | 0 | 0 | 0 | 0 | 0 | 0 | [24 empty] | 8102301 | no | no |  |  | no |  | 0 | 0 | 0 | 0 | 0 | 0 |  | 1 | 1 | 1 | 0 | 0 | 0
load_220343741 |  | node_1385247_685_15400217_635 |  | AN | 0 | Residential | 13320+5674.296j | 0 | 0 | 0 | 0 | 0 | [24 empty] | 8102301 | no | no |  |  | no |  | 0 | 0 | 0 | 0 | 0 | 0 |  | 1 | 1 | 1 | 0 | 0 | 0
load_220343743 |  | node_1385526_504_15401012_428 |  | AN | 0 | Residential | 29469.6+12553.997j | 0 | 0 | 0 | 0 | 0 | [24 empty] | 8102301 | no | no |  |  | no |  | 0 | 0 | 0 | 0 | 0 | 0 |  | 1 | 1 | 1 | 0 | 0 | 0
load_220343744 |  | node_1403473_16_15388831_823 |  | AN | 0 | Residential | 4017.6+1711.49j | 0 | 0 | 0 | 0 | 0 | [24 empty] | 8102301 | no | no |  |  | no |  | 0 | 0 | 0 | 0 | 0 | 0 |  | 1 | 1 | 1 | 0 | 0 | 0
load_220343745 |  | node_1399670_63_15389364_824 |  | AN | 0 | Residential | 3772.8+1607.206j | 0 | 0 | 0 | 0 | 0 | [24 empty] | 8102301 | no | no |  |  | no |  | 0 | 0 | 0 | 0 | 0 | 0 |  | 1 | 1 | 1 | 0 | 0 | 0
load_220343746 |  | node_1399218_336_15389608_785 |  | AN | 0 | Residential | 9187.2+3913.731j | 0 | 0 | 0 | 0 | 0 | [24 empty] | 8102301 | no | no |  |  | no |  | 0 | 0 | 0 | 0 | 0 | 0 |  | 1 | 1 | 1 | 0 | 0 | 0
load_220343748 |  | node_1402850_188_15388321_939 |  | AN | 0 | Residential | 7387.2+3146.934j | 0 | 0 | 0 | 0 | 0 | [24 empty] | 8102301 | no | no |  |  | no |  | 0 | 0 | 0 | 0 | 0 | 0 |  | 1 | 1 | 1 | 0 | 0 | 0
load_220343749 |  | node_1402348_881_15388627_361 |  | AN | 0 | Residential | 9014.4+3840.118j | 0 | 0 | 0 | 0 | 0 | [24 empty] | 8102301 | no | no |  |  | no |  | 0 | 0 | 0 | 0 | 0 | 0 |  | 1 | 1 | 1 | 0 | 0 | 0
load_220343750 |  | node_1402457_076_15389209_879 |  | AN | 0 | Residential | 1108.8+472.347j | 0 | 0 | 0 | 0 | 0 | [24 empty] | 8102301 | no | no |  |  | no |  | 0 | 0 | 0 | 0 | 0 | 0 |  | 1 | 1 | 1 | 0 | 0 | 0
load_220343751 |  | node_1402407_877_15389486_986 |  | AN | 0 | Residential | 5097.6+2171.569j | 0 | 0 | 0 | 0 | 0 | [24 empty] | 8102301 | no | no |  |  | no |  | 0 | 0 | 0 | 0 | 0 | 0 |  | 1 | 1 | 1 | 0 | 0 | 0
load_220343752 |  | node_1401972_687_15388789_35 |  | AN | 0 | Residential | 17308.8+7373.518j | 0 | 0 | 0 | 0 | 0 | [24 empty] | 8102301 | no | no |  |  | no |  | 0 | 0 | 0 | 0 | 0 | 0 |  | 1 | 1 | 1 | 0 | 0 | 0
load_220343753 |  | node_1401157_933_15389000_655 |  | AN | 0 | Residential | 15775.2+6720.207j | 0 | 0 | 0 | 0 | 0 | [24 empty] | 8102301 | no | no |  |  | no |  | 0 | 0 | 0 | 0 | 0 | 0 |  | 1 | 1 | 1 | 0 | 0 | 0
load_220343754 |  | node_1400466_925_15389341_07 |  | AN | 0 | Residential | 8503.2+3622.348j | 0 | 0 | 0 | 0 | 0 | [24 empty] | 8102301 | no | no |  |  | no |  | 0 | 0 | 0 | 0 | 0 | 0 |  | 1 | 1 | 1 | 0 | 0 | 0
load_220343755 |  | node_1409417_101_15384839_378 |  | AN | 0 | Residential | 17251.2+7348.98j | 0 | 0 | 0 | 0 | 0 | [24 empty] | 8102301 | no | no |  |  | no |  | 0 | 0 | 0 | 0 | 0 | 0 |  | 1 | 1 | 1 | 0 | 0 | 0
load_220343756 |  | node_1392423_62_15401247_85 |  | AN | 0 | Residential | 8683.2+3699.028j | 0 | 0 | 0 | 0 | 0 | [24 empty] | 8102301 | no | no |  |  | no |  | 0 | 0 | 0 | 0 | 0 | 0 |  | 1 | 1 | 1 | 0 | 0 | 0
load_220343757 |  | node_1392635_34_15401255_53 |  | AN | 0 | Other | 0 | 0 | 0 | 0 | 0 | 0 | [24 empty] | 8102301 | no | no |  |  | no |  | 0 | 0 | 0 | 0 | 0 | 0 |  | 1 | 1 | 1 | 0 | 0 | 0
load_220343758 |  | node_1393338_246_15401268_865 |  | AN | 0 | Residential | 3520.8+1499.855j | 0 | 0 | 0 | 0 | 0 | [24 empty] | 8102301 | no | no |  |  | no |  | 0 | 0 | 0 | 0 | 0 | 0 |  | 1 | 1 | 1 | 0 | 0 | 0
load_220343759 |  | node_1393988_194_15401221_813 |  | AN | 0 | Residential | 3189.6+1358.764j | 0 | 0 | 0 | 0 | 0 | [24 empty] | 8102301 | no | no |  |  | no |  | 0 | 0 | 0 | 0 | 0 | 0 |  | 1 | 1 | 1 | 0 | 0 | 0
load_220343760 |  | node_1394391_273_15401222_616 |  | AN | 0 | Residential | 7243.2+3085.59j | 0 | 0 | 0 | 0 | 0 | [24 empty] | 8102301 | no | no |  |  | no |  | 0 | 0 | 0 | 0 | 0 | 0 |  | 1 | 1 | 1 | 0 | 0 | 0
load_220343761 |  | node_1394893_591_15401579_551 |  | AN | 0 | Residential | 2664+1134.859j | 0 | 0 | 0 | 0 | 0 | [24 empty] | 8102301 | no | no |  |  | no |  | 0 | 0 | 0 | 0 | 0 | 0 |  | 1 | 1 | 1 | 0 | 0 | 0
load_220343762 |  | node_1395311_729_15401238_673 |  | AN | 0 | Residential | 3830.4+1631.744j | 0 | 0 | 0 | 0 | 0 | [24 empty] | 8102301 | no | no |  |  | no |  | 0 | 0 | 0 | 0 | 0 | 0 |  | 1 | 1 | 1 | 0 | 0 | 0
load_220343763 |  | node_1395717_954_15401243_852 |  | AN | 0 | Residential | 5407.2+2303.458j | 0 | 0 | 0 | 0 | 0 | [24 empty] | 8102301 | no | no |  |  | no |  | 0 | 0 | 0 | 0 | 0 | 0 |  | 1 | 1 | 1 | 0 | 0 | 0
load_220343764 |  | node_1396376_062_15401251_876 |  | AN | 0 | NonResidential | 3650.4+1555.064j | 0 | 0 | 0 | 0 | 0 | [24 empty] | 8102301 | no | no |  |  | no |  | 0 | 0 | 0 | 0 | 0 | 0 |  | 1 | 1 | 1 | 0 | 0 | 0
load_220343765 |  | node_1396850_515_15401267_764 |  | AN | 0 | NonResidential | 885.6+377.264j | 0 | 0 | 0 | 0 | 0 | [24 empty] | 8102301 | no | no |  |  | no |  | 0 | 0 | 0 | 0 | 0 | 0 |  | 1 | 1 | 1 | 0 | 0 | 0
load_220343766 |  | node_1398090_692_15401381_631 |  | AN | 0 | Residential | 7034.4+2996.642j | 0 | 0 | 0 | 0 | 0 | [24 empty] | 8102301 | no | no |  |  | no |  | 0 | 0 | 0 | 0 | 0 | 0 |  | 1 | 1 | 1 | 0 | 0 | 0
load_220343778 |  | node_1392025_077_15401231_347 |  | AN | 0 | Other | 0 | 0 | 0 | 0 | 0 | 0 | [24 empty] | 8102301 | no | no |  |  | no |  | 0 | 0 | 0 | 0 | 0 | 0 |  | 1 | 1 | 1 | 0 | 0 | 0
load_220343783 |  | node_1396288_227_15396394_583 |  | AN | 0 | Residential | 8272.8+3524.198j | 0 | 0 | 0 | 0 | 0 | [24 empty] | 8102301 | no | no |  |  | no |  | 0 | 0 | 0 | 0 | 0 | 0 |  | 1 | 1 | 1 | 0 | 0 | 0
load_220343784 |  | node_1396291_154_15395989_317 |  | AN | 0 | Residential | 1245.6+530.623j | 0 | 0 | 0 | 0 | 0 | [24 empty] | 8102301 | no | no |  |  | no |  | 0 | 0 | 0 | 0 | 0 | 0 |  | 1 | 1 | 1 | 0 | 0 | 0
load_220343785 |  | node_1396354_138_15395243_557 |  | AN | 0 | NonResidential | 388.8+165.628j | 0 | 0 | 0 | 0 | 0 | [24 empty] | 8102301 | no | no |  |  | no |  | 0 | 0 | 0 | 0 | 0 | 0 |  | 1 | 1 | 1 | 0 | 0 | 0
load_220343786 |  | node_1396257_201_15394854_095 |  | AN | 0 | Residential | 6480+2760.468j | 0 | 0 | 0 | 0 | 0 | [24 empty] | 8102301 | no | no |  |  | no |  | 0 | 0 | 0 | 0 | 0 | 0 |  | 1 | 1 | 1 | 0 | 0 | 0
load_220343787 |  | node_1396225_85_15394452_475 |  | AN | 0 | Residential | 7185.6+3061.053j | 0 | 0 | 0 | 0 | 0 | [24 empty] | 8102301 | no | no |  |  | no |  | 0 | 0 | 0 | 0 | 0 | 0 |  | 1 | 1 | 1 | 0 | 0 | 0
load_220343788 |  | node_1396217_887_15393585_48 |  | AN | 0 | Residential | 7315.2+3116.262j | 0 | 0 | 0 | 0 | 0 | [24 empty] | 8102301 | no | no |  |  | no |  | 0 | 0 | 0 | 0 | 0 | 0 |  | 1 | 1 | 1 | 0 | 0 | 0
load_220343789 |  | node_1395284_322_15393481_255 |  | AN | 0 | Residential | 950.4+404.869j | 0 | 0 | 0 | 0 | 0 | [24 empty] | 8102301 | no | no |  |  | no |  | 0 | 0 | 0 | 0 | 0 | 0 |  | 1 | 1 | 1 | 0 | 0 | 0
load_220343790 |  | node_1395190_629_15392998_348 |  | AN | 0 | Residential | 11354.4+4836.954j | 0 | 0 | 0 | 0 | 0 | [24 empty] | 8102301 | no | no |  |  | no |  | 0 | 0 | 0 | 0 | 0 | 0 |  | 1 | 1 | 1 | 0 | 0 | 0
load_220343791 |  | node_1394997_417_15392647_057 |  | AN | 0 | Residential | 13939.2+5938.074j | 0 | 0 | 0 | 0 | 0 | [24 empty] | 8102301 | no | no |  |  | no |  | 0 | 0 | 0 | 0 | 0 | 0 |  | 1 | 1 | 1 | 0 | 0 | 0
load_220343792 |  | node_1394998_174_15392313_236 |  | AN | 0 | Residential | 18309.6+7799.857j | 0 | 0 | 0 | 0 | 0 | [24 empty] | 8102301 | no | no |  |  | no |  | 0 | 0 | 0 | 0 | 0 | 0 |  | 1 | 1 | 1 | 0 | 0 | 0
load_220343793 |  | node_1394988_276_15391991_786 |  | AN | 0 | NonResidential | 14860.8+6330.674j | 0 | 0 | 0 | 0 | 0 | [24 empty] | 8102301 | no | no |  |  | no |  | 0 | 0 | 0 | 0 | 0 | 0 |  | 1 | 1 | 1 | 0 | 0 | 0
load_220343794 |  | node_1394504_13_15392208_652 |  | AN | 0 | Other | 0 | 0 | 0 | 0 | 0 | 0 | [24 empty] | 8102301 | no | no |  |  | no |  | 0 | 0 | 0 | 0 | 0 | 0 |  | 1 | 1 | 1 | 0 | 0 | 0
load_220343795 |  | node_1393912_382_15392071_202 |  | AN | 0 | Residential | 9936+4232.718j | 0 | 0 | 0 | 0 | 0 | [24 empty] | 8102301 | no | no |  |  | no |  | 0 | 0 | 0 | 0 | 0 | 0 |  | 1 | 1 | 1 | 0 | 0 | 0
load_220343796 |  | node_1393191_857_15391881_445 |  | AN | 0 | Residential | 9691.2+4128.434j | 0 | 0 | 0 | 0 | 0 | [24 empty] | 8102301 | no | no |  |  | no |  | 0 | 0 | 0 | 0 | 0 | 0 |  | 1 | 1 | 1 | 0 | 0 | 0
load_220343797 |  | node_1392472_532_15391926_289 |  | AN | 0 | Residential | 9561.6+4073.225j | 0 | 0 | 0 | 0 | 0 | [24 empty] | 8102301 | no | no |  |  | no |  | 0 | 0 | 0 | 0 | 0 | 0 |  | 1 | 1 | 1 | 0 | 0 | 0
load_220343798 |  | node_1392064_201_15391888_254 |  | AN | 0 | Residential | 11145.6+4748.006j | 0 | 0 | 0 | 0 | 0 | [24 empty] | 8102301 | no | no |  |  | no |  | 0 | 0 | 0 | 0 | 0 | 0 |  | 1 | 1 | 1 | 0 | 0 | 0
load_220343799 |  | node_1396544_158_15399638_147 |  | AN | 0 | Residential | 2772+1180.867j | 0 | 0 | 0 | 0 | 0 | [24 empty] | 8102301 | no | no |  |  | no |  | 0 | 0 | 0 | 0 | 0 | 0 |  | 1 | 1 | 1 | 0 | 0 | 0
load_220343800 |  | node_1396487_173_15399222_139 |  | AN | 0 | Residential | 11714.4+4990.314j | 0 | 0 | 0 | 0 | 0 | [24 empty] | 8102301 | no | no |  |  | no |  | 0 | 0 | 0 | 0 | 0 | 0 |  | 1 | 1 | 1 | 0 | 0 | 0
load_220343801 |  | node_1396392_658_15398515_256 |  | AN | 0 | Residential | 10778.4+4591.579j | 0 | 0 | 0 | 0 | 0 | [24 empty] | 8102301 | no | no |  |  | no |  | 0 | 0 | 0 | 0 | 0 | 0 |  | 1 | 1 | 1 | 0 | 0 | 0
load_220343802 |  | node_1396339_845_15398154_771 |  | AN | 0 | Residential | 2995.2+1275.95j | 0 | 0 | 0 | 0 | 0 | [24 empty] | 8102301 | no | no |  |  | no |  | 0 | 0 | 0 | 0 | 0 | 0 |  | 1 | 1 | 1 | 0 | 0 | 0
load_220343803 |  | node_1396007_606_15398164_206 |  | AN | 0 | Residential | 6940.8+2956.768j | 0 | 0 | 0 | 0 | 0 | [24 empty] | 8102301 | no | no |  |  | no |  | 0 | 0 | 0 | 0 | 0 | 0 |  | 1 | 1 | 1 | 0 | 0 | 0
load_220343804 |  | node_1396287_823_15397772_497 |  | AN | 0 | Residential | 22147.2+9434.668j | 0 | 0 | 0 | 0 | 0 | [24 empty] | 8102301 | no | no |  |  | no |  | 0 | 0 | 0 | 0 | 0 | 0 |  | 1 | 1 | 1 | 0 | 0 | 0
load_220343805 |  | node_1393206_385_15401817_615 |  | AN | 0 | Residential | 7.2+3.067j | 0 | 0 | 0 | 0 | 0 | [24 empty] | 8102301 | no | no |  |  | no |  | 0 | 0 | 0 | 0 | 0 | 0 |  | 1 | 1 | 1 | 0 | 0 | 0
load_220343806 |  | node_1393459_194_15406185_766 |  | AN | 0 | Residential | 64.8+27.605j | 0 | 0 | 0 | 0 | 0 | [24 empty] | 8102301 | no | no |  |  | no |  | 0 | 0 | 0 | 0 | 0 | 0 |  | 1 | 1 | 1 | 0 | 0 | 0
load_220343808 |  | node_1393098_464_15402340_719 |  | AN | 0 | Residential | 2894.4+1233.009j | 0 | 0 | 0 | 0 | 0 | [24 empty] | 8102301 | no | no |  |  | no |  | 0 | 0 | 0 | 0 | 0 | 0 |  | 1 | 1 | 1 | 0 | 0 | 0
load_220343811 |  | node_1396901_052_15401562_296 |  | AN | 0 | Other | 0 | 0 | 0 | 0 | 0 | 0 | [24 empty] | 8102301 | no | no |  |  | no |  | 0 | 0 | 0 | 0 | 0 | 0 |  | 1 | 1 | 1 | 0 | 0 | 0
load_220343812 |  | node_1397355_645_15406058_498 |  | AN | 0 | Residential | 20138.4+8578.922j | 0 | 0 | 0 | 0 | 0 | [24 empty] | 8102301 | no | no |  |  | no |  | 0 | 0 | 0 | 0 | 0 | 0 |  | 1 | 1 | 1 | 0 | 0 | 0
load_220343813 |  | node_1398605_143_15406873_388 |  | AN | 0 | Residential | 72+30.672j | 0 | 0 | 0 | 0 | 0 | [24 empty] | 8102301 | no | no |  |  | no |  | 0 | 0 | 0 | 0 | 0 | 0 |  | 1 | 1 | 1 | 0 | 0 | 0
load_220343814 |  | node_1400773_337_15407255_791 |  | AN | 0 | Residential | 7660.8+3263.487j | 0 | 0 | 0 | 0 | 0 | [24 empty] | 8102301 | no | no |  |  | no |  | 0 | 0 | 0 | 0 | 0 | 0 |  | 1 | 1 | 1 | 0 | 0 | 0
load_220343816 |  | node_1401688_223_15407315_62 |  | AN | 0 | Residential | 3448.8+1469.183j | 0 | 0 | 0 | 0 | 0 | [24 empty] | 8102301 | no | no |  |  | no |  | 0 | 0 | 0 | 0 | 0 | 0 |  | 1 | 1 | 1 | 0 | 0 | 0
load_220343817 |  | node_1402017_726_15407342_914 |  | AN | 0 | Residential | 2851.2+1214.606j | 0 | 0 | 0 | 0 | 0 | [24 empty] | 8102301 | no | no |  |  | no |  | 0 | 0 | 0 | 0 | 0 | 0 |  | 1 | 1 | 1 | 0 | 0 | 0
load_220343818 |  | node_1402245_227_15407353_355 |  | AN | 0 | Residential | 5947.2+2533.497j | 0 | 0 | 0 | 0 | 0 | [24 empty] | 8102301 | no | no |  |  | no |  | 0 | 0 | 0 | 0 | 0 | 0 |  | 1 | 1 | 1 | 0 | 0 | 0
load_220343819 |  | node_1403426_231_15407251_232 |  | AN | 0 | Residential | 3571.2+1521.325j | 0 | 0 | 0 | 0 | 0 | [24 empty] | 8102301 | no | no |  |  | no |  | 0 | 0 | 0 | 0 | 0 | 0 |  | 1 | 1 | 1 | 0 | 0 | 0
load_220343820 |  | node_1403636_003_15407012_698 |  | AN | 0 | Residential | 6228+2653.117j | 0 | 0 | 0 | 0 | 0 | [24 empty] | 8102301 | no | no |  |  | no |  | 0 | 0 | 0 | 0 | 0 | 0 |  | 1 | 1 | 1 | 0 | 0 | 0
load_220343822 |  | node_1396990_713_15404000_744 |  | AN | 0 | Residential | 3434.4+1463.048j | 0 | 0 | 0 | 0 | 0 | [24 empty] | 8102301 | no | no |  |  | no |  | 0 | 0 | 0 | 0 | 0 | 0 |  | 1 | 1 | 1 | 0 | 0 | 0
load_220343825 |  | node_1401279_96_15380703_468 |  | AN | 0 | NonResidential | 3960+1686.953j | 0 | 0 | 0 | 0 | 0 | [24 empty] | 8102301 | no | no |  |  | no |  | 0 | 0 | 0 | 0 | 0 | 0 |  | 1 | 1 | 1 | 0 | 0 | 0
load_220343826 |  | node_1399364_895_15384298_984 |  | AN | 0 | Residential | 12888+5490.265j | 0 | 0 | 0 | 0 | 0 | [24 empty] | 8102301 | no | no |  |  | no |  | 0 | 0 | 0 | 0 | 0 | 0 |  | 1 | 1 | 1 | 0 | 0 | 0
load_220343827 |  | node_1399582_209_15384657_578 |  | AN | 0 | Residential | 21880.8+9321.182j | 0 | 0 | 0 | 0 | 0 | [24 empty] | 8102301 | no | no |  |  | no |  | 0 | 0 | 0 | 0 | 0 | 0 |  | 1 | 1 | 1 | 0 | 0 | 0
load_220343828 |  | node_1399434_927_15385029_235 |  | AN | 0 | Residential | 7430.4+3165.337j | 0 | 0 | 0 | 0 | 0 | [24 empty] | 8102301 | no | no |  |  | no |  | 0 | 0 | 0 | 0 | 0 | 0 |  | 1 | 1 | 1 | 0 | 0 | 0
load_220343829 |  | node_1399309_392_15385344_008 |  | AN | 0 | Residential | 11217.6+4778.678j | 0 | 0 | 0 | 0 | 0 | [24 empty] | 8102301 | no | no |  |  | no |  | 0 | 0 | 0 | 0 | 0 | 0 |  | 1 | 1 | 1 | 0 | 0 | 0
load_220343830 |  | node_1398628_884_15385909_538 |  | AN | 0 | Residential | 13672.8+5824.588j | 0 | 0 | 0 | 0 | 0 | [24 empty] | 8102301 | no | no |  |  | no |  | 0 | 0 | 0 | 0 | 0 | 0 |  | 1 | 1 | 1 | 0 | 0 | 0
load_220343831 |  | node_1397917_069_15387026_341 |  | AN | 0 | Residential | 5220+2223.711j | 0 | 0 | 0 | 0 | 0 | [24 empty] | 8102301 | no | no |  |  | no |  | 0 | 0 | 0 | 0 | 0 | 0 |  | 1 | 1 | 1 | 0 | 0 | 0
load_220343832 |  | node_1400719_767_15380694_372 |  | AN | 0 | Residential | 2721.6+1159.397j | 0 | 0 | 0 | 0 | 0 | [24 empty] | 8102301 | no | no |  |  | no |  | 0 | 0 | 0 | 0 | 0 | 0 |  | 1 | 1 | 1 | 0 | 0 | 0
load_220343834 |  | node_1398300_134_15387715_029 |  | AN | 0 | Residential | 2145.6+914.022j | 0 | 0 | 0 | 0 | 0 | [24 empty] | 8102301 | no | no |  |  | no |  | 0 | 0 | 0 | 0 | 0 | 0 |  | 1 | 1 | 1 | 0 | 0 | 0
load_220343835 |  | node_1398350_191_15387996_763 |  | AN | 0 | Other | 0 | 0 | 0 | 0 | 0 | 0 | [24 empty] | 8102301 | no | no |  |  | no |  | 0 | 0 | 0 | 0 | 0 | 0 |  | 1 | 1 | 1 | 0 | 0 | 0
load_220343836 |  | node_1398363_135_15388561_215 |  | AN | 0 | Residential | 10159.2+4327.801j | 0 | 0 | 0 | 0 | 0 | [24 empty] | 8102301 | no | no |  |  | no |  | 0 | 0 | 0 | 0 | 0 | 0 |  | 1 | 1 | 1 | 0 | 0 | 0
load_220343837 |  | node_1398302_253_15388874_035 |  | AN | 0 | Residential | 4212+1794.304j | 0 | 0 | 0 | 0 | 0 | [24 empty] | 8102301 | no | no |  |  | no |  | 0 | 0 | 0 | 0 | 0 | 0 |  | 1 | 1 | 1 | 0 | 0 | 0
load_220343838 |  | node_1400422_371_15380807_022 |  | AN | 0 | Residential | 8352+3557.937j | 0 | 0 | 0 | 0 | 0 | [24 empty] | 8102301 | no | no |  |  | no |  | 0 | 0 | 0 | 0 | 0 | 0 |  | 1 | 1 | 1 | 0 | 0 | 0
load_220343839 |  | node_1400226_785_15380941_831 |  | AN | 0 | Residential | 7264.8+3094.792j | 0 | 0 | 0 | 0 | 0 | [24 empty] | 8102301 | no | no |  |  | no |  | 0 | 0 | 0 | 0 | 0 | 0 |  | 1 | 1 | 1 | 0 | 0 | 0
load_220343841 |  | node_1398254_444_15389393_096 |  | AN | 0 | Residential | 4672.8+1990.604j | 0 | 0 | 0 | 0 | 0 | [24 empty] | 8102301 | no | no |  |  | no |  | 0 | 0 | 0 | 0 | 0 | 0 |  | 1 | 1 | 1 | 0 | 0 | 0
load_220343842 |  | node_1400163_727_15381808_596 |  | AN | 0 | Residential | 9187.2+3913.731j | 0 | 0 | 0 | 0 | 0 | [24 empty] | 8102301 | no | no |  |  | no |  | 0 | 0 | 0 | 0 | 0 | 0 |  | 1 | 1 | 1 | 0 | 0 | 0
load_220343844 |  | node_1400175_99_15382618_147 |  | AN | 0 | Residential | 4507.2+1920.059j | 0 | 0 | 0 | 0 | 0 | [24 empty] | 8102301 | no | no |  |  | no |  | 0 | 0 | 0 | 0 | 0 | 0 |  | 1 | 1 | 1 | 0 | 0 | 0
load_220343845 |  | node_1400418_014_15382898_668 |  | AN | 0 | Residential | 11592+4938.171j | 0 | 0 | 0 | 0 | 0 | [24 empty] | 8102301 | no | no |  |  | no |  | 0 | 0 | 0 | 0 | 0 | 0 |  | 1 | 1 | 1 | 0 | 0 | 0
load_220343846 |  | node_1400130_329_15383252_753 |  | AN | 0 | Residential | 10562.4+4499.564j | 0 | 0 | 0 | 0 | 0 | [24 empty] | 8102301 | no | no |  |  | no |  | 0 | 0 | 0 | 0 | 0 | 0 |  | 1 | 1 | 1 | 0 | 0 | 0
load_220343863 |  | node_1396172_022_15374532_469 |  | AN | 0 | Residential | 20167.2+8591.191j | 0 | 0 | 0 | 0 | 0 | [24 empty] | 8102301 | no | no |  |  | no |  | 0 | 0 | 0 | 0 | 0 | 0 |  | 1 | 1 | 1 | 0 | 0 | 0
load_220343864 |  | node_1396559_111_15375138_713 |  | AN | 0 | NonResidential | 6998.4+2981.306j | 0 | 0 | 0 | 0 | 0 | [24 empty] | 8102301 | no | no |  |  | no |  | 0 | 0 | 0 | 0 | 0 | 0 |  | 1 | 1 | 1 | 0 | 0 | 0
load_220343865 |  | node_1396313_364_15375646_526 |  | AN | 0 | Residential | 13327.2+5677.363j | 0 | 0 | 0 | 0 | 0 | [24 empty] | 8102301 | no | no |  |  | no |  | 0 | 0 | 0 | 0 | 0 | 0 |  | 1 | 1 | 1 | 0 | 0 | 0
load_220343867 |  | node_1398609_962_15376441_618 |  | AN | 0 | Residential | 4500+1916.992j | 0 | 0 | 0 | 0 | 0 | [24 empty] | 8102301 | no | no |  |  | no |  | 0 | 0 | 0 | 0 | 0 | 0 |  | 1 | 1 | 1 | 0 | 0 | 0
load_220343868 |  | node_1392480_956_15376681_722 |  | AN | 0 | Other | 0 | 0 | 0 | 0 | 0 | 0 | [24 empty] | 8102301 | no | no |  |  | no |  | 0 | 0 | 0 | 0 | 0 | 0 |  | 1 | 1 | 1 | 0 | 0 | 0
load_220343869 |  | node_1392283_373_15375901_611 |  | AN | 0 | Residential | 3816+1625.609j | 0 | 0 | 0 | 0 | 0 | [24 empty] | 8102301 | no | no |  |  | no |  | 0 | 0 | 0 | 0 | 0 | 0 |  | 1 | 1 | 1 | 0 | 0 | 0
load_220343870 |  | node_1392739_518_15379140_116 |  | AN | 0 | Residential | 3398.4+1447.712j | 0 | 0 | 0 | 0 | 0 | [24 empty] | 8102301 | no | no |  |  | no |  | 0 | 0 | 0 | 0 | 0 | 0 |  | 1 | 1 | 1 | 0 | 0 | 0
load_220343871 |  | node_1392861_742_15378007_096 |  | AN | 0 | Residential | 8697.6+3705.162j | 0 | 0 | 0 | 0 | 0 | [24 empty] | 8102301 | no | no |  |  | no |  | 0 | 0 | 0 | 0 | 0 | 0 |  | 1 | 1 | 1 | 0 | 0 | 0
load_220343872 |  | node_1392682_796_15377378_595 |  | AN | 0 | Residential | 115.2+49.075j | 0 | 0 | 0 | 0 | 0 | [24 empty] | 8102301 | no | no |  |  | no |  | 0 | 0 | 0 | 0 | 0 | 0 |  | 1 | 1 | 1 | 0 | 0 | 0
load_220343874 |  | node_1396320_906_15384427_749 |  | AN | 0 | Residential | 1936.8+825.073j | 0 | 0 | 0 | 0 | 0 | [24 empty] | 8102301 | no | no |  |  | no |  | 0 | 0 | 0 | 0 | 0 | 0 |  | 1 | 1 | 1 | 0 | 0 | 0
load_220343877 |  | node_1395465_458_15388122_806 |  | AN | 0 | Residential | 6746.4+2873.954j | 0 | 0 | 0 | 0 | 0 | [24 empty] | 8102301 | no | no |  |  | no |  | 0 | 0 | 0 | 0 | 0 | 0 |  | 1 | 1 | 1 | 0 | 0 | 0
load_220343878 |  | node_1395497_299_15388934_81 |  | AN | 0 | Residential | 4723.2+2012.075j | 0 | 0 | 0 | 0 | 0 | [24 empty] | 8102301 | no | no |  |  | no |  | 0 | 0 | 0 | 0 | 0 | 0 |  | 1 | 1 | 1 | 0 | 0 | 0
load_220343879 |  | node_1395438_645_15390131_151 |  | AN | 0 | Residential | 972+414.07j | 0 | 0 | 0 | 0 | 0 | [24 empty] | 8102301 | no | no |  |  | no |  | 0 | 0 | 0 | 0 | 0 | 0 |  | 1 | 1 | 1 | 0 | 0 | 0
load_220343880 |  | node_1395412_774_15390433_446 |  | AN | 0 | Residential | 4773.6+2033.545j | 0 | 0 | 0 | 0 | 0 | [24 empty] | 8102301 | no | no |  |  | no |  | 0 | 0 | 0 | 0 | 0 | 0 |  | 1 | 1 | 1 | 0 | 0 | 0
load_220343881 |  | node_1395369_477_15390790_671 |  | AN | 0 | Other | 0 | 0 | 0 | 0 | 0 | 0 | [24 empty] | 8102301 | no | no |  |  | no |  | 0 | 0 | 0 | 0 | 0 | 0 |  | 1 | 1 | 1 | 0 | 0 | 0
load_220343882 |  | node_1397344_209_15382060_854 |  | AN | 0 | Residential | 439.2+187.098j | 0 | 0 | 0 | 0 | 0 | [24 empty] | 8102301 | no | no |  |  | no |  | 0 | 0 | 0 | 0 | 0 | 0 |  | 1 | 1 | 1 | 0 | 0 | 0
load_220343883 |  | node_1397256_791_15382288_623 |  | AN | 0 | Residential | 9820.8+4183.643j | 0 | 0 | 0 | 0 | 0 | [24 empty] | 8102301 | no | no |  |  | no |  | 0 | 0 | 0 | 0 | 0 | 0 |  | 1 | 1 | 1 | 0 | 0 | 0
load_220343884 |  | node_1397225_471_15382486_001 |  | AN | 0 | Residential | 8935.2+3806.379j | 0 | 0 | 0 | 0 | 0 | [24 empty] | 8102301 | no | no |  |  | no |  | 0 | 0 | 0 | 0 | 0 | 0 |  | 1 | 1 | 1 | 0 | 0 | 0
load_220343885 |  | node_1397000_319_15382710_736 |  | AN | 0 | Residential | 2563.2+1091.919j | 0 | 0 | 0 | 0 | 0 | [24 empty] | 8102301 | no | no |  |  | no |  | 0 | 0 | 0 | 0 | 0 | 0 |  | 1 | 1 | 1 | 0 | 0 | 0
load_220343886 |  | node_1396808_052_15383134_831 |  | AN | 0 | Residential | 525.6+223.905j | 0 | 0 | 0 | 0 | 0 | [24 empty] | 8102301 | no | no |  |  | no |  | 0 | 0 | 0 | 0 | 0 | 0 |  | 1 | 1 | 1 | 0 | 0 | 0
load_220343887 |  | node_1396528_099_15383473_72 |  | AN | 0 | Residential | 8092.8+3447.518j | 0 | 0 | 0 | 0 | 0 | [24 empty] | 8102301 | no | no |  |  | no |  | 0 | 0 | 0 | 0 | 0 | 0 |  | 1 | 1 | 1 | 0 | 0 | 0
load_220343890 |  | node_1406405_535_15391605_965 |  | AN | 0 | NonResidential | 7660.8+3263.487j | 0 | 0 | 0 | 0 | 0 | [24 empty] | 8102301 | no | no |  |  | no |  | 0 | 0 | 0 | 0 | 0 | 0 |  | 1 | 1 | 1 | 0 | 0 | 0
load_220343891 |  | node_1406546_909_15390934_578 |  | AN | 0 | Other | 0 | 0 | 0 | 0 | 0 | 0 | [24 empty] | 8102301 | no | no |  |  | no |  | 0 | 0 | 0 | 0 | 0 | 0 |  | 1 | 1 | 1 | 0 | 0 | 0
load_220343893 |  | node_1390242_341_15401717_131 |  | AN | 0 | Residential | 9554.4+4070.157j | 0 | 0 | 0 | 0 | 0 | [24 empty] | 8102301 | no | no |  |  | no |  | 0 | 0 | 0 | 0 | 0 | 0 |  | 1 | 1 | 1 | 0 | 0 | 0
load_220343895 |  | node_1390227_237_15403508_091 |  | AN | 0 | Residential | 6235.2+2656.184j | 0 | 0 | 0 | 0 | 0 | [24 empty] | 8102301 | no | no |  |  | no |  | 0 | 0 | 0 | 0 | 0 | 0 |  | 1 | 1 | 1 | 0 | 0 | 0
load_220343896 |  | node_1389629_138_15403301_222 |  | AN | 0 | Residential | 1850.4+788.267j | 0 | 0 | 0 | 0 | 0 | [24 empty] | 8102301 | no | no |  |  | no |  | 0 | 0 | 0 | 0 | 0 | 0 |  | 1 | 1 | 1 | 0 | 0 | 0
load_220343897 |  | node_1409123_249_15376259_227 |  | AN | 0 | Other | 0 | 0 | 0 | 0 | 0 | 0 | [24 empty] | 8102301 | no | no |  |  | no |  | 0 | 0 | 0 | 0 | 0 | 0 |  | 1 | 1 | 1 | 0 | 0 | 0
load_220343898 |  | node_1409658_286_15376587_496 |  | AN | 0 | Residential | 10195.2+4343.137j | 0 | 0 | 0 | 0 | 0 | [24 empty] | 8102301 | no | no |  |  | no |  | 0 | 0 | 0 | 0 | 0 | 0 |  | 1 | 1 | 1 | 0 | 0 | 0
load_220343899 |  | node_1410062_742_15376354_363 |  | AN | 0 | Residential | 7120.8+3033.448j | 0 | 0 | 0 | 0 | 0 | [24 empty] | 8102301 | no | no |  |  | no |  | 0 | 0 | 0 | 0 | 0 | 0 |  | 1 | 1 | 1 | 0 | 0 | 0
load_220343924 |  | node_1387206_834_15384418_594 |  | AN | 0 | Residential | 19094.4+8134.18j | 0 | 0 | 0 | 0 | 0 | [24 empty] | 8102301 | no | no |  |  | no |  | 0 | 0 | 0 | 0 | 0 | 0 |  | 1 | 1 | 1 | 0 | 0 | 0
load_220343925 |  | node_1387256_464_15384855_42 |  | AN | 0 | Residential | 6523.2+2778.872j | 0 | 0 | 0 | 0 | 0 | [24 empty] | 8102301 | no | no |  |  | no |  | 0 | 0 | 0 | 0 | 0 | 0 |  | 1 | 1 | 1 | 0 | 0 | 0
load_220343928 |  | node_1379298_57_15391467_2 |  | AN | 0 | NonResidential | 460.8+196.3j | 0 | 0 | 0 | 0 | 0 | [24 empty] | 8102301 | no | no |  |  | no |  | 0 | 0 | 0 | 0 | 0 | 0 |  | 1 | 1 | 1 | 0 | 0 | 0
load_220343929 |  | node_1387867_215_15391725_628 |  | AN | 0 | Residential | 14284.8+6085.299j | 0 | 0 | 0 | 0 | 0 | [24 empty] | 8102301 | no | no |  |  | no |  | 0 | 0 | 0 | 0 | 0 | 0 |  | 1 | 1 | 1 | 0 | 0 | 0
load_220343930 |  | node_1389031_066_15391804_869 |  | AN | 0 | Residential | 8935.2+3806.379j | 0 | 0 | 0 | 0 | 0 | [24 empty] | 8102301 | no | no |  |  | no |  | 0 | 0 | 0 | 0 | 0 | 0 |  | 1 | 1 | 1 | 0 | 0 | 0
load_220343931 |  | node_1388877_164_15392126_525 |  | AN | 0 | Residential | 21787.2+9281.308j | 0 | 0 | 0 | 0 | 0 | [24 empty] | 8102301 | no | no |  |  | no |  | 0 | 0 | 0 | 0 | 0 | 0 |  | 1 | 1 | 1 | 0 | 0 | 0
load_220343932 |  | node_1389123_596_15391443_527 |  | AN | 0 | Residential | 2844+1211.539j | 0 | 0 | 0 | 0 | 0 | [24 empty] | 8102301 | no | no |  |  | no |  | 0 | 0 | 0 | 0 | 0 | 0 |  | 1 | 1 | 1 | 0 | 0 | 0
load_220343934 |  | node_1380869_476_15381183_287 |  | AN | 0 | Residential | 266.4+113.486j | 0 | 0 | 0 | 0 | 0 | [24 empty] | 8102301 | no | no |  |  | no |  | 0 | 0 | 0 | 0 | 0 | 0 |  | 1 | 1 | 1 | 0 | 0 | 0
load_220343935 |  | node_1380683_448_15380290_279 |  | AN | 0 | Residential | 1584+674.781j | 0 | 0 | 0 | 0 | 0 | [24 empty] | 8102301 | no | no |  |  | no |  | 0 | 0 | 0 | 0 | 0 | 0 |  | 1 | 1 | 1 | 0 | 0 | 0
load_220343937 |  | node_1386676_473_15404733_729 |  | AN | 0 | Other | 0 | 0 | 0 | 0 | 0 | 0 | [24 empty] | 8102301 | no | no |  |  | no |  | 0 | 0 | 0 | 0 | 0 | 0 |  | 1 | 1 | 1 | 0 | 0 | 0
load_220343938 |  | node_1386090_633_15405405_134 |  | AN | 0 | Other | 0 | 0 | 0 | 0 | 0 | 0 | [24 empty] | 8102301 | no | no |  |  | no |  | 0 | 0 | 0 | 0 | 0 | 0 |  | 1 | 1 | 1 | 0 | 0 | 0
load_220343939 |  | node_1385807_035_15405326_947 |  | AN | 0 | Residential | 8899.2+3791.043j | 0 | 0 | 0 | 0 | 0 | [24 empty] | 8102301 | no | no |  |  | no |  | 0 | 0 | 0 | 0 | 0 | 0 |  | 1 | 1 | 1 | 0 | 0 | 0
load_220343941 |  | node_1393859_195_15397304_975 |  | AN | 0 | Residential | 3952.8+1683.886j | 0 | 0 | 0 | 0 | 0 | [24 empty] | 8102301 | no | no |  |  | no |  | 0 | 0 | 0 | 0 | 0 | 0 |  | 1 | 1 | 1 | 0 | 0 | 0
load_220343942 |  | node_1393280_705_15397102_033 |  | AN | 0 | Residential | 8402.4+3579.407j | 0 | 0 | 0 | 0 | 0 | [24 empty] | 8102301 | no | no |  |  | no |  | 0 | 0 | 0 | 0 | 0 | 0 |  | 1 | 1 | 1 | 0 | 0 | 0
load_220343943 |  | node_1395823_407_15397632_87 |  | AN | 0 | Residential | 5356.8+2281.987j | 0 | 0 | 0 | 0 | 0 | [24 empty] | 8102301 | no | no |  |  | no |  | 0 | 0 | 0 | 0 | 0 | 0 |  | 1 | 1 | 1 | 0 | 0 | 0
load_220343944 |  | node_1395407_867_15397595_924 |  | AN | 0 | Residential | 11534.4+4913.634j | 0 | 0 | 0 | 0 | 0 | [24 empty] | 8102301 | no | no |  |  | no |  | 0 | 0 | 0 | 0 | 0 | 0 |  | 1 | 1 | 1 | 0 | 0 | 0
load_220343945 |  | node_1394693_415_15397512_512 |  | AN | 0 | Residential | 12960+5520.937j | 0 | 0 | 0 | 0 | 0 | [24 empty] | 8102301 | no | no |  |  | no |  | 0 | 0 | 0 | 0 | 0 | 0 |  | 1 | 1 | 1 | 0 | 0 | 0
load_220343946 |  | node_1389545_814_15401239_947 |  | AN | 0 | Residential | 27583.2+11750.394j | 0 | 0 | 0 | 0 | 0 | [24 empty] | 8102301 | no | no |  |  | no |  | 0 | 0 | 0 | 0 | 0 | 0 |  | 1 | 1 | 1 | 0 | 0 | 0
load_220343947 |  | node_1389282_089_15401248_343 |  | AN | 0 | Residential | 11484+4892.164j | 0 | 0 | 0 | 0 | 0 | [24 empty] | 8102301 | no | no |  |  | no |  | 0 | 0 | 0 | 0 | 0 | 0 |  | 1 | 1 | 1 | 0 | 0 | 0
load_220343948 |  | node_1388997_428_15401257_107 |  | AN | 0 | Residential | 8208+3496.593j | 0 | 0 | 0 | 0 | 0 | [24 empty] | 8102301 | no | no |  |  | no |  | 0 | 0 | 0 | 0 | 0 | 0 |  | 1 | 1 | 1 | 0 | 0 | 0
load_220343949 |  | node_1388714_551_15401302_228 |  | AN | 0 | Residential | 10418.4+4438.22j | 0 | 0 | 0 | 0 | 0 | [24 empty] | 8102301 | no | no |  |  | no |  | 0 | 0 | 0 | 0 | 0 | 0 |  | 1 | 1 | 1 | 0 | 0 | 0
load_220343950 |  | node_1388100_691_15401252_745 |  | AN | 0 | Residential | 16660.8+7097.471j | 0 | 0 | 0 | 0 | 0 | [24 empty] | 8102301 | no | no |  |  | no |  | 0 | 0 | 0 | 0 | 0 | 0 |  | 1 | 1 | 1 | 0 | 0 | 0
load_220343951 |  | node_1387559_253_15401897_018 |  | AN | 0 | Residential | 288+122.687j | 0 | 0 | 0 | 0 | 0 | [24 empty] | 8102301 | no | no |  |  | no |  | 0 | 0 | 0 | 0 | 0 | 0 |  | 1 | 1 | 1 | 0 | 0 | 0
load_220343953 |  | node_1382387_331_15383892_405 |  | AN | 0 | Residential | 3297.6+1404.772j | 0 | 0 | 0 | 0 | 0 | [24 empty] | 8102301 | no | no |  |  | no |  | 0 | 0 | 0 | 0 | 0 | 0 |  | 1 | 1 | 1 | 0 | 0 | 0
load_220343954 |  | node_1380143_993_15383455_34 |  | AN | 0 | Residential | 4384.8+1867.917j | 0 | 0 | 0 | 0 | 0 | [24 empty] | 8102301 | no | no |  |  | no |  | 0 | 0 | 0 | 0 | 0 | 0 |  | 1 | 1 | 1 | 0 | 0 | 0
load_220343955 |  | node_1380511_384_15383459_024 |  | AN | 0 | Residential | 24256.8+10333.354j | 0 | 0 | 0 | 0 | 0 | [24 empty] | 8102301 | no | no |  |  | no |  | 0 | 0 | 0 | 0 | 0 | 0 |  | 1 | 1 | 1 | 0 | 0 | 0
load_220343956 |  | node_1380905_85_15383475_784 |  | AN | 0 | Residential | 13867.2+5907.402j | 0 | 0 | 0 | 0 | 0 | [24 empty] | 8102301 | no | no |  |  | no |  | 0 | 0 | 0 | 0 | 0 | 0 |  | 1 | 1 | 1 | 0 | 0 | 0
load_220343957 |  | node_1381167_226_15383476_789 |  | AN | 0 | Residential | 15667.2+6674.199j | 0 | 0 | 0 | 0 | 0 | [24 empty] | 8102301 | no | no |  |  | no |  | 0 | 0 | 0 | 0 | 0 | 0 |  | 1 | 1 | 1 | 0 | 0 | 0
load_220343958 |  | node_1406731_33_15380747_889 |  | AN | 0 | Residential | 17251.2+7348.98j | 0 | 0 | 0 | 0 | 0 | [24 empty] | 8102301 | no | no |  |  | no |  | 0 | 0 | 0 | 0 | 0 | 0 |  | 1 | 1 | 1 | 0 | 0 | 0
load_220343960 |  | node_1390001_148_15399103_33 |  | AN | 0 | Residential | 6192+2637.781j | 0 | 0 | 0 | 0 | 0 | [24 empty] | 8102301 | no | no |  |  | no |  | 0 | 0 | 0 | 0 | 0 | 0 |  | 1 | 1 | 1 | 0 | 0 | 0
load_220343961 |  | node_1390033_297_15381522_979 |  | AN | 0 | Residential | 1872+797.469j | 0 | 0 | 0 | 0 | 0 | [24 empty] | 8102301 | no | no |  |  | no |  | 0 | 0 | 0 | 0 | 0 | 0 |  | 1 | 1 | 1 | 0 | 0 | 0
load_220343962 |  | node_1389962_257_15381955_74 |  | AN | 0 | Residential | 4248+1809.64j | 0 | 0 | 0 | 0 | 0 | [24 empty] | 8102301 | no | no |  |  | no |  | 0 | 0 | 0 | 0 | 0 | 0 |  | 1 | 1 | 1 | 0 | 0 | 0
load_220343963 |  | node_1383456_398_15393071_737 |  | AN | 0 | Residential | 7732.8+3294.159j | 0 | 0 | 0 | 0 | 0 | [24 empty] | 8102301 | no | no |  |  | no |  | 0 | 0 | 0 | 0 | 0 | 0 |  | 1 | 1 | 1 | 0 | 0 | 0
load_220343964 |  | node_1384011_411_15392534_529 |  | AN | 0 | Residential | 12391.2+5278.629j | 0 | 0 | 0 | 0 | 0 | [24 empty] | 8102301 | no | no |  |  | no |  | 0 | 0 | 0 | 0 | 0 | 0 |  | 1 | 1 | 1 | 0 | 0 | 0
load_220343965 |  | node_1383619_605_15392705_102 |  | AN | 0 | Residential | 3931.2+1674.684j | 0 | 0 | 0 | 0 | 0 | [24 empty] | 8102301 | no | no |  |  | no |  | 0 | 0 | 0 | 0 | 0 | 0 |  | 1 | 1 | 1 | 0 | 0 | 0
load_220343966 |  | node_1383327_429_15393019_832 |  | AN | 0 | Residential | 6415.2+2732.864j | 0 | 0 | 0 | 0 | 0 | [24 empty] | 8102301 | no | no |  |  | no |  | 0 | 0 | 0 | 0 | 0 | 0 |  | 1 | 1 | 1 | 0 | 0 | 0
load_220343968 |  | node_1385082_993_15391551_969 |  | AN | 0 | Residential | 16948.8+7220.159j | 0 | 0 | 0 | 0 | 0 | [24 empty] | 8102301 | no | no |  |  | no |  | 0 | 0 | 0 | 0 | 0 | 0 |  | 1 | 1 | 1 | 0 | 0 | 0
load_220343969 |  | node_1384847_2_15391773_686 |  | AN | 0 | Residential | 20671.2+8805.894j | 0 | 0 | 0 | 0 | 0 | [24 empty] | 8102301 | no | no |  |  | no |  | 0 | 0 | 0 | 0 | 0 | 0 |  | 1 | 1 | 1 | 0 | 0 | 0
load_220343970 |  | node_1384611_45_15392045_362 |  | AN | 0 | Residential | 9720+4140.703j | 0 | 0 | 0 | 0 | 0 | [24 empty] | 8102301 | no | no |  |  | no |  | 0 | 0 | 0 | 0 | 0 | 0 |  | 1 | 1 | 1 | 0 | 0 | 0
load_220343971 |  | node_1384280_456_15392136_448 |  | AN | 0 | Residential | 4903.2+2088.754j | 0 | 0 | 0 | 0 | 0 | [24 empty] | 8102301 | no | no |  |  | no |  | 0 | 0 | 0 | 0 | 0 | 0 |  | 1 | 1 | 1 | 0 | 0 | 0
load_220343972 |  | node_1397256_952_15397358_077 |  | AN | 0 | Residential | 14940+6364.413j | 0 | 0 | 0 | 0 | 0 | [24 empty] | 8102301 | no | no |  |  | no |  | 0 | 0 | 0 | 0 | 0 | 0 |  | 1 | 1 | 1 | 0 | 0 | 0
load_220343973 |  | node_1408627_484_15376020_37 |  | AN | 0 | Residential | 5421.6+2309.592j | 0 | 0 | 0 | 0 | 0 | [24 empty] | 8102301 | no | no |  |  | no |  | 0 | 0 | 0 | 0 | 0 | 0 |  | 1 | 1 | 1 | 0 | 0 | 0
load_220343974 |  | node_1408651_951_15376281_711 |  | AN | 0 | NonResidential | 1375.2+585.833j | 0 | 0 | 0 | 0 | 0 | [24 empty] | 8102301 | no | no |  |  | no |  | 0 | 0 | 0 | 0 | 0 | 0 |  | 1 | 1 | 1 | 0 | 0 | 0
load_220343975 |  | node_1407878_936_15376115_568 |  | AN | 0 | Residential | 4795.2+2042.747j | 0 | 0 | 0 | 0 | 0 | [24 empty] | 8102301 | no | no |  |  | no |  | 0 | 0 | 0 | 0 | 0 | 0 |  | 1 | 1 | 1 | 0 | 0 | 0
load_220343977 |  | node_1407719_07_15376649_19 |  | AN | 0 | Residential | 2419.2+1030.575j | 0 | 0 | 0 | 0 | 0 | [24 empty] | 8102301 | no | no |  |  | no |  | 0 | 0 | 0 | 0 | 0 | 0 |  | 1 | 1 | 1 | 0 | 0 | 0
load_220343978 |  | node_1407687_674_15377277_172 |  | AN | 0 | Residential | 22082.4+9407.063j | 0 | 0 | 0 | 0 | 0 | [24 empty] | 8102301 | no | no |  |  | no |  | 0 | 0 | 0 | 0 | 0 | 0 |  | 1 | 1 | 1 | 0 | 0 | 0
load_220343979 |  | node_1407726_137_15377625_894 |  | AN | 0 | Residential | 2894.4+1233.009j | 0 | 0 | 0 | 0 | 0 | [24 empty] | 8102301 | no | no |  |  | no |  | 0 | 0 | 0 | 0 | 0 | 0 |  | 1 | 1 | 1 | 0 | 0 | 0
load_220343980 |  | node_1407539_989_15378288_378 |  | AN | 0 | Residential | 23349.6+9946.888j | 0 | 0 | 0 | 0 | 0 | [24 empty] | 8102301 | no | no |  |  | no |  | 0 | 0 | 0 | 0 | 0 | 0 |  | 1 | 1 | 1 | 0 | 0 | 0
load_220343981 |  | node_1407381_799_15378938_263 |  | AN | 0 | Residential | 2174.4+926.291j | 0 | 0 | 0 | 0 | 0 | [24 empty] | 8102301 | no | no |  |  | no |  | 0 | 0 | 0 | 0 | 0 | 0 |  | 1 | 1 | 1 | 0 | 0 | 0
load_220343982 |  | node_1406719_112_15378774_231 |  | AN | 0 | Residential | 10008+4263.39j | 0 | 0 | 0 | 0 | 0 | [24 empty] | 8102301 | no | no |  |  | no |  | 0 | 0 | 0 | 0 | 0 | 0 |  | 1 | 1 | 1 | 0 | 0 | 0
load_220343983 |  | node_1407045_856_15379338_025 |  | AN | 0 | Residential | 5486.4+2337.197j | 0 | 0 | 0 | 0 | 0 | [24 empty] | 8102301 | no | no |  |  | no |  | 0 | 0 | 0 | 0 | 0 | 0 |  | 1 | 1 | 1 | 0 | 0 | 0
load_220343984 |  | node_1407792_452_15379457_201 |  | AN | 0 | Residential | 2167.2+923.223j | 0 | 0 | 0 | 0 | 0 | [24 empty] | 8102301 | no | no |  |  | no |  | 0 | 0 | 0 | 0 | 0 | 0 |  | 1 | 1 | 1 | 0 | 0 | 0
load_220343989 |  | node_1381461_546_15387885_135 |  | AN | 0 | Residential | 1886.4+803.603j | 0 | 0 | 0 | 0 | 0 | [24 empty] | 8102301 | no | no |  |  | no |  | 0 | 0 | 0 | 0 | 0 | 0 |  | 1 | 1 | 1 | 0 | 0 | 0
load_220343990 |  | node_1382213_086_15388249_551 |  | AN | 0 | Residential | 22096.8+9413.197j | 0 | 0 | 0 | 0 | 0 | [24 empty] | 8102301 | no | no |  |  | no |  | 0 | 0 | 0 | 0 | 0 | 0 |  | 1 | 1 | 1 | 0 | 0 | 0
load_220343992 |  | node_1382823_767_15388445_546 |  | AN | 0 | NonResidential | 273.6+116.553j | 0 | 0 | 0 | 0 | 0 | [24 empty] | 8102301 | no | no |  |  | no |  | 0 | 0 | 0 | 0 | 0 | 0 |  | 1 | 1 | 1 | 0 | 0 | 0
load_220343994 |  | node_1383631_472_15388720_648 |  | AN | 0 | NonResidential | 1252.8+533.691j | 0 | 0 | 0 | 0 | 0 | [24 empty] | 8102301 | no | no |  |  | no |  | 0 | 0 | 0 | 0 | 0 | 0 |  | 1 | 1 | 1 | 0 | 0 | 0
load_220343995 |  | node_1384103_849_15388991_942 |  | AN | 0 | Residential | 1360.8+579.698j | 0 | 0 | 0 | 0 | 0 | [24 empty] | 8102301 | no | no |  |  | no |  | 0 | 0 | 0 | 0 | 0 | 0 |  | 1 | 1 | 1 | 0 | 0 | 0
load_220343996 |  | node_1378951_83_15386458_684 |  | AN | 0 | Residential | 8107.2+3453.653j | 0 | 0 | 0 | 0 | 0 | [24 empty] | 8102301 | no | no |  |  | no |  | 0 | 0 | 0 | 0 | 0 | 0 |  | 1 | 1 | 1 | 0 | 0 | 0
load_220343997 |  | node_1384833_297_15389505_384 |  | AN | 0 | NonResidential | 3830.4+1631.744j | 0 | 0 | 0 | 0 | 0 | [24 empty] | 8102301 | no | no |  |  | no |  | 0 | 0 | 0 | 0 | 0 | 0 |  | 1 | 1 | 1 | 0 | 0 | 0
load_220343998 |  | node_1384883_111_15389833_378 |  | AN | 0 | Residential | 13392+5704.968j | 0 | 0 | 0 | 0 | 0 | [24 empty] | 8102301 | no | no |  |  | no |  | 0 | 0 | 0 | 0 | 0 | 0 |  | 1 | 1 | 1 | 0 | 0 | 0
load_220343999 |  | node_1385359_814_15390043_1 |  | AN | 0 | Residential | 7912.8+3370.839j | 0 | 0 | 0 | 0 | 0 | [24 empty] | 8102301 | no | no |  |  | no |  | 0 | 0 | 0 | 0 | 0 | 0 |  | 1 | 1 | 1 | 0 | 0 | 0
load_220344001 |  | node_1385886_894_15390538_816 |  | AN | 0 | NonResidential | 187.2+79.747j | 0 | 0 | 0 | 0 | 0 | [24 empty] | 8102301 | no | no |  |  | no |  | 0 | 0 | 0 | 0 | 0 | 0 |  | 1 | 1 | 1 | 0 | 0 | 0
load_220344002 |  | node_1386566_947_15391334_223 |  | AN | 0 | Residential | 6120+2607.109j | 0 | 0 | 0 | 0 | 0 | [24 empty] | 8102301 | no | no |  |  | no |  | 0 | 0 | 0 | 0 | 0 | 0 |  | 1 | 1 | 1 | 0 | 0 | 0
load_220344003 |  | node_1387075_544_15391585_737 |  | AN | 0 | NonResidential | 1231.2+524.489j | 0 | 0 | 0 | 0 | 0 | [24 empty] | 8102301 | no | no |  |  | no |  | 0 | 0 | 0 | 0 | 0 | 0 |  | 1 | 1 | 1 | 0 | 0 | 0
load_220344004 |  | node_1386760_579_15391681_191 |  | AN | 0 | Residential | 9072+3864.656j | 0 | 0 | 0 | 0 | 0 | [24 empty] | 8102301 | no | no |  |  | no |  | 0 | 0 | 0 | 0 | 0 | 0 |  | 1 | 1 | 1 | 0 | 0 | 0
load_220344005 |  | node_1387243_652_15391944_155 |  | AN | 0 | Residential | 10375.2+4419.817j | 0 | 0 | 0 | 0 | 0 | [24 empty] | 8102301 | no | no |  |  | no |  | 0 | 0 | 0 | 0 | 0 | 0 |  | 1 | 1 | 1 | 0 | 0 | 0
load_220344006 |  | node_1387509_452_15392251_614 |  | AN | 0 | Residential | 3528+1502.922j | 0 | 0 | 0 | 0 | 0 | [24 empty] | 8102301 | no | no |  |  | no |  | 0 | 0 | 0 | 0 | 0 | 0 |  | 1 | 1 | 1 | 0 | 0 | 0
load_220344007 |  | node_1387734_018_15392605_108 |  | AN | 0 | Residential | 5724+2438.414j | 0 | 0 | 0 | 0 | 0 | [24 empty] | 8102301 | no | no |  |  | no |  | 0 | 0 | 0 | 0 | 0 | 0 |  | 1 | 1 | 1 | 0 | 0 | 0
load_220344008 |  | node_1387955_442_15392954_755 |  | AN | 0 | Residential | 7790.4+3318.697j | 0 | 0 | 0 | 0 | 0 | [24 empty] | 8102301 | no | no |  |  | no |  | 0 | 0 | 0 | 0 | 0 | 0 |  | 1 | 1 | 1 | 0 | 0 | 0
load_220344009 |  | node_1388101_995_15393310_733 |  | AN | 0 | Residential | 13096.8+5579.213j | 0 | 0 | 0 | 0 | 0 | [24 empty] | 8102301 | no | no |  |  | no |  | 0 | 0 | 0 | 0 | 0 | 0 |  | 1 | 1 | 1 | 0 | 0 | 0
load_220344010 |  | node_1388666_859_15393931_346 |  | AN | 0 | Residential | 6127.2+2610.176j | 0 | 0 | 0 | 0 | 0 | [24 empty] | 8102301 | no | no |  |  | no |  | 0 | 0 | 0 | 0 | 0 | 0 |  | 1 | 1 | 1 | 0 | 0 | 0
load_220344012 |  | node_1379635_772_15386917_249 |  | AN | 0 | Residential | 12405.6+5284.763j | 0 | 0 | 0 | 0 | 0 | [24 empty] | 8102301 | no | no |  |  | no |  | 0 | 0 | 0 | 0 | 0 | 0 |  | 1 | 1 | 1 | 0 | 0 | 0
load_220344013 |  | node_1389882_388_15397071_825 |  | AN | 0 | Other | 0 | 0 | 0 | 0 | 0 | 0 | [24 empty] | 8102301 | no | no |  |  | no |  | 0 | 0 | 0 | 0 | 0 | 0 |  | 1 | 1 | 1 | 0 | 0 | 0
load_220344014 |  | node_1389806_868_15399390_962 |  | AN | 0 | Residential | 11880+5060.859j | 0 | 0 | 0 | 0 | 0 | [24 empty] | 8102301 | no | no |  |  | no |  | 0 | 0 | 0 | 0 | 0 | 0 |  | 1 | 1 | 1 | 0 | 0 | 0
load_220344015 |  | node_1379887_369_15387082_03 |  | AN | 0 | Residential | 3600+1533.594j | 0 | 0 | 0 | 0 | 0 | [24 empty] | 8102301 | no | no |  |  | no |  | 0 | 0 | 0 | 0 | 0 | 0 |  | 1 | 1 | 1 | 0 | 0 | 0
load_220344016 |  | node_1388705_589_15400107_005 |  | AN | 0 | Residential | 6472.8+2757.401j | 0 | 0 | 0 | 0 | 0 | [24 empty] | 8102301 | no | no |  |  | no |  | 0 | 0 | 0 | 0 | 0 | 0 |  | 1 | 1 | 1 | 0 | 0 | 0
load_220344017 |  | node_1388687_446_15399763_464 |  | AN | 0 | Residential | 8236.8+3508.862j | 0 | 0 | 0 | 0 | 0 | [24 empty] | 8102301 | no | no |  |  | no |  | 0 | 0 | 0 | 0 | 0 | 0 |  | 1 | 1 | 1 | 0 | 0 | 0
load_220344018 |  | node_1388475_672_15400147_692 |  | AN | 0 | Residential | 3146.4+1340.361j | 0 | 0 | 0 | 0 | 0 | [24 empty] | 8102301 | no | no |  |  | no |  | 0 | 0 | 0 | 0 | 0 | 0 |  | 1 | 1 | 1 | 0 | 0 | 0
load_220344019 |  | node_1380194_12_15387247_262 |  | AN | 0 | Residential | 6703.2+2855.551j | 0 | 0 | 0 | 0 | 0 | [24 empty] | 8102301 | no | no |  |  | no |  | 0 | 0 | 0 | 0 | 0 | 0 |  | 1 | 1 | 1 | 0 | 0 | 0
load_220344021 |  | node_1380961_449_15387657_928 |  | AN | 0 | Residential | 12686.4+5404.384j | 0 | 0 | 0 | 0 | 0 | [24 empty] | 8102301 | no | no |  |  | no |  | 0 | 0 | 0 | 0 | 0 | 0 |  | 1 | 1 | 1 | 0 | 0 | 0
load_220344022 |  | node_1390794_935_15393809_248 |  | AN | 0 | Residential | 12679.2+5401.317j | 0 | 0 | 0 | 0 | 0 | [24 empty] | 8102301 | no | no |  |  | no |  | 0 | 0 | 0 | 0 | 0 | 0 |  | 1 | 1 | 1 | 0 | 0 | 0
load_220344023 |  | node_1387260_388_15380433_63 |  | AN | 0 | Residential | 4089.6+1742.162j | 0 | 0 | 0 | 0 | 0 | [24 empty] | 8102301 | no | no |  |  | no |  | 0 | 0 | 0 | 0 | 0 | 0 |  | 1 | 1 | 1 | 0 | 0 | 0
load_220344024 |  | node_1386760_703_15383106_687 |  | AN | 0 | Residential | 10764+4585.445j | 0 | 0 | 0 | 0 | 0 | [24 empty] | 8102301 | no | no |  |  | no |  | 0 | 0 | 0 | 0 | 0 | 0 |  | 1 | 1 | 1 | 0 | 0 | 0
load_220344025 |  | node_1386451_796_15383118_444 |  | AN | 0 | Residential | 5277.6+2248.248j | 0 | 0 | 0 | 0 | 0 | [24 empty] | 8102301 | no | no |  |  | no |  | 0 | 0 | 0 | 0 | 0 | 0 |  | 1 | 1 | 1 | 0 | 0 | 0
load_220344026 |  | node_1384932_003_15383161_449 |  | AN | 0 | Residential | 4989.6+2125.561j | 0 | 0 | 0 | 0 | 0 | [24 empty] | 8102301 | no | no |  |  | no |  | 0 | 0 | 0 | 0 | 0 | 0 |  | 1 | 1 | 1 | 0 | 0 | 0
load_220344027 |  | node_1383790_854_15383273_712 |  | AN | 0 | Residential | 25394.4+10817.969j | 0 | 0 | 0 | 0 | 0 | [24 empty] | 8102301 | no | no |  |  | no |  | 0 | 0 | 0 | 0 | 0 | 0 |  | 1 | 1 | 1 | 0 | 0 | 0
load_220344028 |  | node_1383292_779_15383541_896 |  | AN | 0 | Residential | 5695.2+2426.145j | 0 | 0 | 0 | 0 | 0 | [24 empty] | 8102301 | no | no |  |  | no |  | 0 | 0 | 0 | 0 | 0 | 0 |  | 1 | 1 | 1 | 0 | 0 | 0
load_220344029 |  | node_1387166_408_15380656_277 |  | AN | 0 | Other | 0 | 0 | 0 | 0 | 0 | 0 | [24 empty] | 8102301 | no | no |  |  | no |  | 0 | 0 | 0 | 0 | 0 | 0 |  | 1 | 1 | 1 | 0 | 0 | 0
load_220344031 |  | node_1383207_513_15383430_254 |  | AN | 0 | Residential | 6645.6+2831.014j | 0 | 0 | 0 | 0 | 0 | [24 empty] | 8102301 | no | no |  |  | no |  | 0 | 0 | 0 | 0 | 0 | 0 |  | 1 | 1 | 1 | 0 | 0 | 0
load_220344032 |  | node_1382865_108_15383451_531 |  | AN | 0 | Residential | 4363.2+1858.715j | 0 | 0 | 0 | 0 | 0 | [24 empty] | 8102301 | no | no |  |  | no |  | 0 | 0 | 0 | 0 | 0 | 0 |  | 1 | 1 | 1 | 0 | 0 | 0
load_220344033 |  | node_1387206_726_15382513_849 |  | AN | 0 | Residential | 6998.4+2981.306j | 0 | 0 | 0 | 0 | 0 | [24 empty] | 8102301 | no | no |  |  | no |  | 0 | 0 | 0 | 0 | 0 | 0 |  | 1 | 1 | 1 | 0 | 0 | 0
load_220344034 |  | node_1387030_365_15383099_46 |  | AN | 0 | Residential | 5623.2+2395.473j | 0 | 0 | 0 | 0 | 0 | [24 empty] | 8102301 | no | no |  |  | no |  | 0 | 0 | 0 | 0 | 0 | 0 |  | 1 | 1 | 1 | 0 | 0 | 0
load_220344036 |  | node_1401545_675_15380335_353 |  | AN | 0 | Residential | 38181.6+16265.293j | 0 | 0 | 0 | 0 | 0 | [24 empty] | 8102301 | no | no |  |  | no |  | 0 | 0 | 0 | 0 | 0 | 0 |  | 1 | 1 | 1 | 0 | 0 | 0
load_220344038 |  | node_1401449_943_15381019_931 |  | AN | 0 | Residential | 19015.2+8100.441j | 0 | 0 | 0 | 0 | 0 | [24 empty] | 8102301 | no | no |  |  | no |  | 0 | 0 | 0 | 0 | 0 | 0 |  | 1 | 1 | 1 | 0 | 0 | 0
load_220344039 |  | node_1401410_049_15381378_131 |  | AN | 0 | Residential | 14940+6364.413j | 0 | 0 | 0 | 0 | 0 | [24 empty] | 8102301 | no | no |  |  | no |  | 0 | 0 | 0 | 0 | 0 | 0 |  | 1 | 1 | 1 | 0 | 0 | 0
load_220344041 |  | node_1401573_884_15383775_257 |  | AN | 0 | Residential | 11008.8+4689.729j | 0 | 0 | 0 | 0 | 0 | [24 empty] | 8102301 | no | no |  |  | no |  | 0 | 0 | 0 | 0 | 0 | 0 |  | 1 | 1 | 1 | 0 | 0 | 0
load_220344042 |  | node_1402091_293_15384855_312 |  | AN | 0 | Residential | 5810.4+2475.22j | 0 | 0 | 0 | 0 | 0 | [24 empty] | 8102301 | no | no |  |  | no |  | 0 | 0 | 0 | 0 | 0 | 0 |  | 1 | 1 | 1 | 0 | 0 | 0
load_220344045 |  | node_1402332_244_15386588_652 |  | AN | 0 | Residential | 31881.6+13581.505j | 0 | 0 | 0 | 0 | 0 | [24 empty] | 8102301 | no | no |  |  | no |  | 0 | 0 | 0 | 0 | 0 | 0 |  | 1 | 1 | 1 | 0 | 0 | 0
load_220344047 |  | node_1403131_831_15387618_483 |  | AN | 0 | Residential | 7243.2+3085.59j | 0 | 0 | 0 | 0 | 0 | [24 empty] | 8102301 | no | no |  |  | no |  | 0 | 0 | 0 | 0 | 0 | 0 |  | 1 | 1 | 1 | 0 | 0 | 0
load_220344048 |  | node_1403427_464_15387954_193 |  | AN | 0 | Residential | 16992+7238.562j | 0 | 0 | 0 | 0 | 0 | [24 empty] | 8102301 | no | no |  |  | no |  | 0 | 0 | 0 | 0 | 0 | 0 |  | 1 | 1 | 1 | 0 | 0 | 0
load_220344049 |  | node_1403959_348_15388675_92 |  | AN | 0 | Residential | 5637.6+2401.608j | 0 | 0 | 0 | 0 | 0 | [24 empty] | 8102301 | no | no |  |  | no |  | 0 | 0 | 0 | 0 | 0 | 0 |  | 1 | 1 | 1 | 0 | 0 | 0
load_220344050 |  | node_1404119_911_15388931_624 |  | AN | 0 | NonResidential | 3304.8+1407.839j | 0 | 0 | 0 | 0 | 0 | [24 empty] | 8102301 | no | no |  |  | no |  | 0 | 0 | 0 | 0 | 0 | 0 |  | 1 | 1 | 1 | 0 | 0 | 0
load_220344051 |  | node_1404810_364_15390538_672 |  | AN | 0 | Residential | 7934.4+3380.04j | 0 | 0 | 0 | 0 | 0 | [24 empty] | 8102301 | no | no |  |  | no |  | 0 | 0 | 0 | 0 | 0 | 0 |  | 1 | 1 | 1 | 0 | 0 | 0
load_220344052 |  | node_1405031_165_15391344_937 |  | AN | 0 | Residential | 3607.2+1536.661j | 0 | 0 | 0 | 0 | 0 | [24 empty] | 8102301 | no | no |  |  | no |  | 0 | 0 | 0 | 0 | 0 | 0 |  | 1 | 1 | 1 | 0 | 0 | 0
load_220344053 |  | node_1405246_907_15391909_344 |  | AN | 0 | Other | 0 | 0 | 0 | 0 | 0 | 0 | [24 empty] | 8102301 | no | no |  |  | no |  | 0 | 0 | 0 | 0 | 0 | 0 |  | 1 | 1 | 1 | 0 | 0 | 0
load_220344054 |  | node_1405305_587_15392104_448 |  | AN | 0 | Residential | 13197.6+5622.154j | 0 | 0 | 0 | 0 | 0 | [24 empty] | 8102301 | no | no |  |  | no |  | 0 | 0 | 0 | 0 | 0 | 0 |  | 1 | 1 | 1 | 0 | 0 | 0
load_220344055 |  | node_1405468_724_15392674_345 |  | AN | 0 | Residential | 5630.4+2398.54j | 0 | 0 | 0 | 0 | 0 | [24 empty] | 8102301 | no | no |  |  | no |  | 0 | 0 | 0 | 0 | 0 | 0 |  | 1 | 1 | 1 | 0 | 0 | 0
load_220344056 |  | node_1405405_819_15392926_291 |  | AN | 0 | NonResidential | 4255.2+1812.708j | 0 | 0 | 0 | 0 | 0 | [24 empty] | 8102301 | no | no |  |  | no |  | 0 | 0 | 0 | 0 | 0 | 0 |  | 1 | 1 | 1 | 0 | 0 | 0
load_220344057 |  | node_1405058_7_15392819_156 |  | AN | 0 | Other | 0 | 0 | 0 | 0 | 0 | 0 | [24 empty] | 8102301 | no | no |  |  | no |  | 0 | 0 | 0 | 0 | 0 | 0 |  | 1 | 1 | 1 | 0 | 0 | 0
load_220344058 |  | node_1405486_866_15393224_913 |  | AN | 0 | Residential | 9504+4048.687j | 0 | 0 | 0 | 0 | 0 | [24 empty] | 8102301 | no | no |  |  | no |  | 0 | 0 | 0 | 0 | 0 | 0 |  | 1 | 1 | 1 | 0 | 0 | 0
load_220344059 |  | node_1405744_972_15394172_712 |  | AN | 0 | Residential | 11498.4+4898.298j | 0 | 0 | 0 | 0 | 0 | [24 empty] | 8102301 | no | no |  |  | no |  | 0 | 0 | 0 | 0 | 0 | 0 |  | 1 | 1 | 1 | 0 | 0 | 0
load_220344060 |  | node_1405771_387_15394535_093 |  | AN | 0 | Residential | 7790.4+3318.697j | 0 | 0 | 0 | 0 | 0 | [24 empty] | 8102301 | no | no |  |  | no |  | 0 | 0 | 0 | 0 | 0 | 0 |  | 1 | 1 | 1 | 0 | 0 | 0
load_220344061 |  | node_1405887_674_15396196_831 |  | AN | 0 | Residential | 8676+3695.961j | 0 | 0 | 0 | 0 | 0 | [24 empty] | 8102301 | no | no |  |  | no |  | 0 | 0 | 0 | 0 | 0 | 0 |  | 1 | 1 | 1 | 0 | 0 | 0
load_220344062 |  | node_1403470_133_15377284_445 |  | AN | 0 | Residential | 22874.4+9744.454j | 0 | 0 | 0 | 0 | 0 | [24 empty] | 8102301 | no | no |  |  | no |  | 0 | 0 | 0 | 0 | 0 | 0 |  | 1 | 1 | 1 | 0 | 0 | 0
load_220344064 |  | node_1403254_098_15376849_084 |  | AN | 0 | Residential | 15163.2+6459.496j | 0 | 0 | 0 | 0 | 0 | [24 empty] | 8102301 | no | no |  |  | no |  | 0 | 0 | 0 | 0 | 0 | 0 |  | 1 | 1 | 1 | 0 | 0 | 0
load_220344065 |  | node_1403413_105_15376581_52 |  | AN | 0 | Residential | 6811.2+2901.559j | 0 | 0 | 0 | 0 | 0 | [24 empty] | 8102301 | no | no |  |  | no |  | 0 | 0 | 0 | 0 | 0 | 0 |  | 1 | 1 | 1 | 0 | 0 | 0
load_220344066 |  | node_1403299_715_15376294_975 |  | AN | 0 | Residential | 2793.6+1190.069j | 0 | 0 | 0 | 0 | 0 | [24 empty] | 8102301 | no | no |  |  | no |  | 0 | 0 | 0 | 0 | 0 | 0 |  | 1 | 1 | 1 | 0 | 0 | 0
load_220344067 |  | node_1403342_32_15375950_478 |  | AN | 0 | Residential | 3967.2+1690.02j | 0 | 0 | 0 | 0 | 0 | [24 empty] | 8102301 | no | no |  |  | no |  | 0 | 0 | 0 | 0 | 0 | 0 |  | 1 | 1 | 1 | 0 | 0 | 0
load_220344069 |  | node_1402498_051_15379252_213 |  | AN | 0 | Residential | 11721.6+4993.381j | 0 | 0 | 0 | 0 | 0 | [24 empty] | 8102301 | no | no |  |  | no |  | 0 | 0 | 0 | 0 | 0 | 0 |  | 1 | 1 | 1 | 0 | 0 | 0
load_220344070 |  | node_1402496_039_15379010_863 |  | AN | 0 | Residential | 6760.8+2880.089j | 0 | 0 | 0 | 0 | 0 | [24 empty] | 8102301 | no | no |  |  | no |  | 0 | 0 | 0 | 0 | 0 | 0 |  | 1 | 1 | 1 | 0 | 0 | 0
load_220344071 |  | node_1402671_365_15378685_958 |  | AN | 0 | Residential | 17136+7299.905j | 0 | 0 | 0 | 0 | 0 | [24 empty] | 8102301 | no | no |  |  | no |  | 0 | 0 | 0 | 0 | 0 | 0 |  | 1 | 1 | 1 | 0 | 0 | 0
load_220344072 |  | node_1402762_322_15378298_938 |  | AN | 0 | Residential | 4543.2+1935.395j | 0 | 0 | 0 | 0 | 0 | [24 empty] | 8102301 | no | no |  |  | no |  | 0 | 0 | 0 | 0 | 0 | 0 |  | 1 | 1 | 1 | 0 | 0 | 0
load_220344073 |  | node_1402862_406_15378022_917 |  | AN | 0 | Residential | 100706.4+42900.747j | 0 | 0 | 0 | 0 | 0 | [24 empty] | 8102301 | no | no |  |  | no |  | 0 | 0 | 0 | 0 | 0 | 0 |  | 1 | 1 | 1 | 0 | 0 | 0
load_220344074 |  | node_1378781_254_15375746_743 |  | ABCN | 0 | Residential | 37185.6+15840.999j | 37185.6+15840.999j | 37185.6+15840.999j | 0 | 0 | 0 | [24 empty] | 8102301 | no | no |  |  | no |  | 0 | 0 | 0 | 0 | 0 | 0 |  | 1 | 1 | 1 | 0 | 0 | 0
load_220344083 |  | node_1380880_515_15375858_586 |  | AN | 0 | Residential | 32184+13710.327j | 0 | 0 | 0 | 0 | 0 | [24 empty] | 8102301 | no | no |  |  | no |  | 0 | 0 | 0 | 0 | 0 | 0 |  | 1 | 1 | 1 | 0 | 0 | 0
load_220344084 |  | node_1381180_056_15375672_184 |  | AN | 0 | NonResidential | 1000+425.998j | 0 | 0 | 0 | 0 | 0 | [24 empty] | 8102301 | no | no |  |  | no |  | 0 | 0 | 0 | 0 | 0 | 0 |  | 1 | 1 | 1 | 0 | 0 | 0
load_220344085 |  | node_1381397_907_15375512_126 |  | AN | 0 | Residential | 57924+24675.521j | 0 | 0 | 0 | 0 | 0 | [24 empty] | 8102301 | no | no |  |  | no |  | 0 | 0 | 0 | 0 | 0 | 0 |  | 1 | 1 | 1 | 0 | 0 | 0
load_220344086 |  | node_1381937_111_15375113_571 |  | AN | 0 | NonResidential | 5000+2129.991j | 0 | 0 | 0 | 0 | 0 | [24 empty] | 8102301 | no | no |  |  | no |  | 0 | 0 | 0 | 0 | 0 | 0 |  | 1 | 1 | 1 | 0 | 0 | 0
load_220344087 |  | node_1380316_321_15376205_461 |  | AN | 0 | Residential | 31492.8+13415.877j | 0 | 0 | 0 | 0 | 0 | [24 empty] | 8102301 | no | no |  |  | no |  | 0 | 0 | 0 | 0 | 0 | 0 |  | 1 | 1 | 1 | 0 | 0 | 0
load_220344088 |  | node_1380596_005_15376006_458 |  | AN | 0 | Residential | 54374.4+23163.397j | 0 | 0 | 0 | 0 | 0 | [24 empty] | 8102301 | no | no |  |  | no |  | 0 | 0 | 0 | 0 | 0 | 0 |  | 1 | 1 | 1 | 0 | 0 | 0
load_220344090 |  | node_1379800_39_15374916_112 |  | AN | 0 | Residential | 31860+13572.303j | 0 | 0 | 0 | 0 | 0 | [24 empty] | 8102301 | no | no |  |  | no |  | 0 | 0 | 0 | 0 | 0 | 0 |  | 1 | 1 | 1 | 0 | 0 | 0
load_220344091 |  | node_1380067_259_15374628_375 |  | AN | 0 | Residential | 27345.6+11649.177j | 0 | 0 | 0 | 0 | 0 | [24 empty] | 8102301 | no | no |  |  | no |  | 0 | 0 | 0 | 0 | 0 | 0 |  | 1 | 1 | 1 | 0 | 0 | 0
load_220344092 |  | node_1380224_803_15374594_883 |  | AN | 0 | Residential | 10008+4263.39j | 0 | 0 | 0 | 0 | 0 | [24 empty] | 8102301 | no | no |  |  | no |  | 0 | 0 | 0 | 0 | 0 | 0 |  | 1 | 1 | 1 | 0 | 0 | 0
load_220344093 |  | node_1380490_105_15374399_712 |  | AN | 0 | Residential | 51969.6+22138.957j | 0 | 0 | 0 | 0 | 0 | [24 empty] | 8102301 | no | no |  |  | no |  | 0 | 0 | 0 | 0 | 0 | 0 |  | 1 | 1 | 1 | 0 | 0 | 0
load_220344094 |  | node_1379335_083_15376069_142 |  | AN | 0 | Residential | 91742.4+39082.099j | 0 | 0 | 0 | 0 | 0 | [24 empty] | 8102301 | no | no |  |  | no |  | 0 | 0 | 0 | 0 | 0 | 0 |  | 1 | 1 | 1 | 0 | 0 | 0
load_220344095 |  | node_1379573_036_15375580_217 |  | AN | 0 | Residential | 51789.6+22062.277j | 0 | 0 | 0 | 0 | 0 | [24 empty] | 8102301 | no | no |  |  | no |  | 0 | 0 | 0 | 0 | 0 | 0 |  | 1 | 1 | 1 | 0 | 0 | 0
load_220344096 |  | node_1379662_572_15375330_352 |  | AN | 0 | Residential | 17726.4+7551.415j | 0 | 0 | 0 | 0 | 0 | [24 empty] | 8102301 | no | no |  |  | no |  | 0 | 0 | 0 | 0 | 0 | 0 |  | 1 | 1 | 1 | 0 | 0 | 0
load_220344097 |  | node_1379008_912_15376686_002 |  | AN | 0 | NonResidential | 5333.333+2271.99j | 0 | 0 | 0 | 0 | 0 | [24 empty] | 8102301 | no | no |  |  | no |  | 0 | 0 | 0 | 0 | 0 | 0 |  | 1 | 1 | 1 | 0 | 0 | 0
load_220344098 |  | node_1379013_231_15376712_027 |  | BN | 0 | NonResidential | 0 | 5333.333+2271.99j | 0 | 0 | 0 | 0 | [24 empty] | 8102301 | no | no |  |  | no |  | 0 | 0 | 0 | 0 | 0 | 0 |  | 1 | 1 | 1 | 0 | 0 | 0
load_220344099 |  | node_1379009_731_15376659_404 |  | CN | 0 | NonResidential | 0 | 0 | 5333.333+2271.99j | 0 | 0 | 0 | [24 empty] | 8102301 | no | no |  |  | no |  | 0 | 0 | 0 | 0 | 0 | 0 |  | 1 | 1 | 1 | 0 | 0 | 0
load_220344123 |  | node_1378259_424_15376012_539 |  | AN | 0 | NonResidential | 17848.8+7603.557j | 0 | 0 | 0 | 0 | 0 | [24 empty] | 8102301 | no | no |  |  | no |  | 0 | 0 | 0 | 0 | 0 | 0 |  | 1 | 1 | 1 | 0 | 0 | 0
load_220344125 |  | node_1378908_433_15376062_76 |  | AN | 0 | NonResidential | 0 | 0 | 0 | 0 | 0 | 0 | [24 empty] | 8102301 | no | no |  |  | no |  | 0 | 0 | 0 | 0 | 0 | 0 |  | 1 | 1 | 1 | 0 | 0 | 0
load_220344126 |  | node_1378665_116_15375977_825 |  | AN | 0 | Residential | 49960.8+21283.212j | 0 | 0 | 0 | 0 | 0 | [24 empty] | 8102301 | no | no |  |  | no |  | 0 | 0 | 0 | 0 | 0 | 0 |  | 1 | 1 | 1 | 0 | 0 | 0
load_220344127 |  | node_1378423_643_15375960_441 |  | AN | 0 | NonResidential | 12160.8+5180.479j | 0 | 0 | 0 | 0 | 0 | [24 empty] | 8102301 | no | no |  |  | no |  | 0 | 0 | 0 | 0 | 0 | 0 |  | 1 | 1 | 1 | 0 | 0 | 0
load_220344128 |  | node_1378490_438_15376227_196 |  | AN | 0 | NonResidential | 6333.333+2697.989j | 0 | 0 | 0 | 0 | 0 | [24 empty] | 8102301 | no | no |  |  | no |  | 0 | 0 | 0 | 0 | 0 | 0 |  | 1 | 1 | 1 | 0 | 0 | 0
load_220344129 |  | node_1378490_255_15376279_994 |  | BN | 0 | NonResidential | 0 | 6333.333+2697.989j | 0 | 0 | 0 | 0 | [24 empty] | 8102301 | no | no |  |  | no |  | 0 | 0 | 0 | 0 | 0 | 0 |  | 1 | 1 | 1 | 0 | 0 | 0
load_220344130 |  | node_1378487_767_15376253_555 |  | CN | 0 | NonResidential | 0 | 0 | 6333.333+2697.989j | 0 | 0 | 0 | [24 empty] | 8102301 | no | no |  |  | no |  | 0 | 0 | 0 | 0 | 0 | 0 |  | 1 | 1 | 1 | 0 | 0 | 0
load_220344131 |  | node_1378525_307_15376139_594 |  | AN | 0 | NonResidential | 1447.2+616.505j | 0 | 0 | 0 | 0 | 0 | [24 empty] | 8102301 | no | no |  |  | no |  | 0 | 0 | 0 | 0 | 0 | 0 |  | 1 | 1 | 1 | 0 | 0 | 0
load_220344153 |  | node_1381095_474_15376566_069 |  | AN | 0 | Residential | 54388.8+23169.532j | 0 | 0 | 0 | 0 | 0 | [24 empty] | 8102301 | no | no |  |  | no |  | 0 | 0 | 0 | 0 | 0 | 0 |  | 1 | 1 | 1 | 0 | 0 | 0
load_220344154 |  | node_1380363_494_15376666_11 |  | AN | 0 | Residential | 84902.4+36168.271j | 0 | 0 | 0 | 0 | 0 | [24 empty] | 8102301 | no | no |  |  | no |  | 0 | 0 | 0 | 0 | 0 | 0 |  | 1 | 1 | 1 | 0 | 0 | 0
load_220344168 |  | node_1379727_382_15378131_366 |  | AN | 0 | NonResidential | 1000+425.998j | 0 | 0 | 0 | 0 | 0 | [24 empty] | 8102301 | no | no |  |  | no |  | 0 | 0 | 0 | 0 | 0 | 0 |  | 1 | 1 | 1 | 0 | 0 | 0
load_220344169 |  | node_1379718_556_15377705_154 |  | AN | 0 | Residential | 0 | 0 | 0 | 0 | 0 | 0 | [24 empty] | 8102301 | no | no |  |  | no |  | 0 | 0 | 0 | 0 | 0 | 0 |  | 1 | 1 | 1 | 0 | 0 | 0
load_220344170 |  | node_1379916_089_15378795_834 |  | AN | 0 | Residential | 13896+5919.671j | 0 | 0 | 0 | 0 | 0 | [24 empty] | 8102301 | no | no |  |  | no |  | 0 | 0 | 0 | 0 | 0 | 0 |  | 1 | 1 | 1 | 0 | 0 | 0
load_220344172 |  | node_1379283_699_15378173_955 |  | AN | 0 | Residential | 14529.6+6189.584j | 0 | 0 | 0 | 0 | 0 | [24 empty] | 8102301 | no | no |  |  | no |  | 0 | 0 | 0 | 0 | 0 | 0 |  | 1 | 1 | 1 | 0 | 0 | 0
load_220344173 |  | node_1379073_797_15378778_457 |  | AN | 0 | NonResidential | 0 | 0 | 0 | 0 | 0 | 0 | [24 empty] | 8102301 | no | no |  |  | no |  | 0 | 0 | 0 | 0 | 0 | 0 |  | 1 | 1 | 1 | 0 | 0 | 0
load_220344174 |  | node_1379081_998_15378754_307 |  | BN | 0 | NonResidential | 0 | 0 | 0 | 0 | 0 | 0 | [24 empty] | 8102301 | no | no |  |  | no |  | 0 | 0 | 0 | 0 | 0 | 0 |  | 1 | 1 | 1 | 0 | 0 | 0
load_220344175 |  | node_1379699_433_15377123_687 |  | AN | 0 | NonResidential | 3643.2+1551.997j | 0 | 0 | 0 | 0 | 0 | [24 empty] | 8102301 | no | no |  |  | no |  | 0 | 0 | 0 | 0 | 0 | 0 |  | 1 | 1 | 1 | 0 | 0 | 0
load_220344176 |  | node_1379580_645_15377521_686 |  | AN | 0 | Residential | 2548.8+1085.784j | 0 | 0 | 0 | 0 | 0 | [24 empty] | 8102301 | no | no |  |  | no |  | 0 | 0 | 0 | 0 | 0 | 0 |  | 1 | 1 | 1 | 0 | 0 | 0
load_220353380 |  | node_1421219_501_15383114_136 |  | AN | 0 | Residential | 7725.6+3291.092j | 0 | 0 | 0 | 0 | 0 | [24 empty] | 8102301 | no | no |  |  | no |  | 0 | 0 | 0 | 0 | 0 | 0 |  | 1 | 1 | 1 | 0 | 0 | 0
load_220353381 |  | node_1421507_146_15382507_273 |  | AN | 0 | Residential | 3052.8+1300.487j | 0 | 0 | 0 | 0 | 0 | [24 empty] | 8102301 | no | no |  |  | no |  | 0 | 0 | 0 | 0 | 0 | 0 |  | 1 | 1 | 1 | 0 | 0 | 0
load_220353382 |  | node_1422037_3_15381518_307 |  | AN | 0 | Residential | 9856.8+4198.979j | 0 | 0 | 0 | 0 | 0 | [24 empty] | 8102301 | no | no |  |  | no |  | 0 | 0 | 0 | 0 | 0 | 0 |  | 1 | 1 | 1 | 0 | 0 | 0
load_220353391 |  | node_1421584_455_15383211_316 |  | AN | 0 | Residential | 7452+3174.539j | 0 | 0 | 0 | 0 | 0 | [24 empty] | 8102301 | no | no |  |  | no |  | 0 | 0 | 0 | 0 | 0 | 0 |  | 1 | 1 | 1 | 0 | 0 | 0
load_220353392 |  | node_1421653_99_15382876_949 |  | AN | 0 | Residential | 11736+4999.515j | 0 | 0 | 0 | 0 | 0 | [24 empty] | 8102301 | no | no |  |  | no |  | 0 | 0 | 0 | 0 | 0 | 0 |  | 1 | 1 | 1 | 0 | 0 | 0
load_220353418 |  | node_1420701_077_15383368_238 |  | AN | 0 | Residential | 3535.2+1505.989j | 0 | 0 | 0 | 0 | 0 | [24 empty] | 8102301 | no | no |  |  | no |  | 0 | 0 | 0 | 0 | 0 | 0 |  | 1 | 1 | 1 | 0 | 0 | 0
load_220353419 |  | node_1417539_123_15384505_325 |  | AN | 0 | NonResidential | 0 | 0 | 0 | 0 | 0 | 0 | [24 empty] | 8102301 | no | no |  |  | no |  | 0 | 0 | 0 | 0 | 0 | 0 |  | 1 | 1 | 1 | 0 | 0 | 0
load_220353420 |  | node_1416433_173_15383181_623 |  | AN | 0 | Residential | 20052+8542.116j | 0 | 0 | 0 | 0 | 0 | [24 empty] | 8102301 | no | no |  |  | no |  | 0 | 0 | 0 | 0 | 0 | 0 |  | 1 | 1 | 1 | 0 | 0 | 0
load_220353421 |  | node_1420258_691_15383422_637 |  | AN | 0 | Residential | 5090.4+2168.501j | 0 | 0 | 0 | 0 | 0 | [24 empty] | 8102301 | no | no |  |  | no |  | 0 | 0 | 0 | 0 | 0 | 0 |  | 1 | 1 | 1 | 0 | 0 | 0
load_220353422 |  | node_1413897_538_15382865_536 |  | AN | 0 | Residential | 4075.2+1736.028j | 0 | 0 | 0 | 0 | 0 | [24 empty] | 8102301 | no | no |  |  | no |  | 0 | 0 | 0 | 0 | 0 | 0 |  | 1 | 1 | 1 | 0 | 0 | 0
load_220353423 |  | node_1412323_883_15382456_617 |  | AN | 0 | Residential | 7308+3113.195j | 0 | 0 | 0 | 0 | 0 | [24 empty] | 8102301 | no | no |  |  | no |  | 0 | 0 | 0 | 0 | 0 | 0 |  | 1 | 1 | 1 | 0 | 0 | 0
load_220353424 |  | node_1412079_777_15382420_903 |  | AN | 0 | NonResidential | 2080.8+886.417j | 0 | 0 | 0 | 0 | 0 | [24 empty] | 8102301 | no | no |  |  | no |  | 0 | 0 | 0 | 0 | 0 | 0 |  | 1 | 1 | 1 | 0 | 0 | 0
load_220353425 |  | node_1411369_382_15382176_156 |  | AN | 0 | Other | 0 | 0 | 0 | 0 | 0 | 0 | [24 empty] | 8102301 | no | no |  |  | no |  | 0 | 0 | 0 | 0 | 0 | 0 |  | 1 | 1 | 1 | 0 | 0 | 0
load_220353426 |  | node_1419118_628_15383321_866 |  | AN | 0 | Residential | 37584+16010.717j | 0 | 0 | 0 | 0 | 0 | [24 empty] | 8102301 | no | no |  |  | no |  | 0 | 0 | 0 | 0 | 0 | 0 |  | 1 | 1 | 1 | 0 | 0 | 0
load_220353427 |  | node_1417932_549_15382837_558 |  | AN | 0 | Residential | 36561.6+15575.176j | 0 | 0 | 0 | 0 | 0 | [24 empty] | 8102301 | no | no |  |  | no |  | 0 | 0 | 0 | 0 | 0 | 0 |  | 1 | 1 | 1 | 0 | 0 | 0
load_220353588 |  | node_1410394_991_15384205_527 |  | AN | 0 | Residential | 6703.2+2855.551j | 0 | 0 | 0 | 0 | 0 | [24 empty] | 8102301 | no | no |  |  | no |  | 0 | 0 | 0 | 0 | 0 | 0 |  | 1 | 1 | 1 | 0 | 0 | 0
load_220353589 |  | node_1413479_598_15384463_368 |  | AN | 0 | Residential | 8877.6+3781.842j | 0 | 0 | 0 | 0 | 0 | [24 empty] | 8102301 | no | no |  |  | no |  | 0 | 0 | 0 | 0 | 0 | 0 |  | 1 | 1 | 1 | 0 | 0 | 0
load_220353590 |  | node_1413171_933_15384299_306 |  | AN | 0 | Residential | 3405.6+1450.78j | 0 | 0 | 0 | 0 | 0 | [24 empty] | 8102301 | no | no |  |  | no |  | 0 | 0 | 0 | 0 | 0 | 0 |  | 1 | 1 | 1 | 0 | 0 | 0
load_220353591 |  | node_1412265_351_15384147_175 |  | AN | 0 | Residential | 7545.6+3214.412j | 0 | 0 | 0 | 0 | 0 | [24 empty] | 8102301 | no | no |  |  | no |  | 0 | 0 | 0 | 0 | 0 | 0 |  | 1 | 1 | 1 | 0 | 0 | 0
load_220353592 |  | node_1412119_582_15383965_371 |  | AN | 0 | Residential | 4867.2+2073.419j | 0 | 0 | 0 | 0 | 0 | [24 empty] | 8102301 | no | no |  |  | no |  | 0 | 0 | 0 | 0 | 0 | 0 |  | 1 | 1 | 1 | 0 | 0 | 0
load_220353789 |  | node_1416030_284_15367069_691 |  | AN | 0 | Residential | 2469.6+1052.045j | 0 | 0 | 0 | 0 | 0 | [24 empty] | 8102301 | no | no |  |  | no |  | 0 | 0 | 0 | 0 | 0 | 0 |  | 1 | 1 | 1 | 0 | 0 | 0
load_220353790 |  | node_1413142_86_15367846_714 |  | AN | 0 | NonResidential | 338.4+144.158j | 0 | 0 | 0 | 0 | 0 | [24 empty] | 8102301 | no | no |  |  | no |  | 0 | 0 | 0 | 0 | 0 | 0 |  | 1 | 1 | 1 | 0 | 0 | 0
load_220353794 |  | node_1411957_991_15368146_134 |  | AN | 0 | Residential | 4968+2116.359j | 0 | 0 | 0 | 0 | 0 | [24 empty] | 8102301 | no | no |  |  | no |  | 0 | 0 | 0 | 0 | 0 | 0 |  | 1 | 1 | 1 | 0 | 0 | 0
load_220353795 |  | node_1411865_709_15368532_415 |  | AN | 0 | Residential | 5817.6+2478.287j | 0 | 0 | 0 | 0 | 0 | [24 empty] | 8102301 | no | no |  |  | no |  | 0 | 0 | 0 | 0 | 0 | 0 |  | 1 | 1 | 1 | 0 | 0 | 0
load_220353796 |  | node_1412363_193_15368512_912 |  | AN | 0 | Residential | 9626.4+4100.829j | 0 | 0 | 0 | 0 | 0 | [24 empty] | 8102301 | no | no |  |  | no |  | 0 | 0 | 0 | 0 | 0 | 0 |  | 1 | 1 | 1 | 0 | 0 | 0
load_220353819 |  | node_1412342_63_15371478_585 |  | AN | 0 | Residential | 9756+4156.039j | 0 | 0 | 0 | 0 | 0 | [24 empty] | 8102301 | no | no |  |  | no |  | 0 | 0 | 0 | 0 | 0 | 0 |  | 1 | 1 | 1 | 0 | 0 | 0
load_220353821 |  | node_1412528_002_15372879_498 |  | AN | 0 | Other | 0 | 0 | 0 | 0 | 0 | 0 | [24 empty] | 8102301 | no | no |  |  | no |  | 0 | 0 | 0 | 0 | 0 | 0 |  | 1 | 1 | 1 | 0 | 0 | 0
load_220353822 |  | node_1412138_383_15372258_05 |  | AN | 0 | Residential | 4536+1932.328j | 0 | 0 | 0 | 0 | 0 | [24 empty] | 8102301 | no | no |  |  | no |  | 0 | 0 | 0 | 0 | 0 | 0 |  | 1 | 1 | 1 | 0 | 0 | 0
load_220353823 |  | node_1411888_33_15371852_144 |  | AN | 0 | Residential | 6091.2+2594.84j | 0 | 0 | 0 | 0 | 0 | [24 empty] | 8102301 | no | no |  |  | no |  | 0 | 0 | 0 | 0 | 0 | 0 |  | 1 | 1 | 1 | 0 | 0 | 0
load_220353824 |  | node_1411687_863_15370878_329 |  | AN | 0 | Residential | 3621.6+1542.795j | 0 | 0 | 0 | 0 | 0 | [24 empty] | 8102301 | no | no |  |  | no |  | 0 | 0 | 0 | 0 | 0 | 0 |  | 1 | 1 | 1 | 0 | 0 | 0
load_220353825 |  | node_1411698_122_15370590_5 |  | AN | 0 | Residential | 12405.6+5284.763j | 0 | 0 | 0 | 0 | 0 | [24 empty] | 8102301 | no | no |  |  | no |  | 0 | 0 | 0 | 0 | 0 | 0 |  | 1 | 1 | 1 | 0 | 0 | 0
load_220353826 |  | node_1414400_798_15373318_415 |  | AN | 0 | Other | 0 | 0 | 0 | 0 | 0 | 0 | [24 empty] | 8102301 | no | no |  |  | no |  | 0 | 0 | 0 | 0 | 0 | 0 |  | 1 | 1 | 1 | 0 | 0 | 0
load_220353827 |  | node_1411744_161_15370167_872 |  | AN | 0 | Residential | 5256+2239.047j | 0 | 0 | 0 | 0 | 0 | [24 empty] | 8102301 | no | no |  |  | no |  | 0 | 0 | 0 | 0 | 0 | 0 |  | 1 | 1 | 1 | 0 | 0 | 0
load_220353828 |  | node_1413783_928_15373714_738 |  | AN | 0 | NonResidential | 828+352.727j | 0 | 0 | 0 | 0 | 0 | [24 empty] | 8102301 | no | no |  |  | no |  | 0 | 0 | 0 | 0 | 0 | 0 |  | 1 | 1 | 1 | 0 | 0 | 0
load_220353829 |  | node_1413410_054_15373716_196 |  | AN | 0 | Residential | 8640+3680.625j | 0 | 0 | 0 | 0 | 0 | [24 empty] | 8102301 | no | no |  |  | no |  | 0 | 0 | 0 | 0 | 0 | 0 |  | 1 | 1 | 1 | 0 | 0 | 0
load_220353830 |  | node_1413110_62_15373714_265 |  | AN | 0 | Other | 0 | 0 | 0 | 0 | 0 | 0 | [24 empty] | 8102301 | no | no |  |  | no |  | 0 | 0 | 0 | 0 | 0 | 0 |  | 1 | 1 | 1 | 0 | 0 | 0
load_220353831 |  | node_1412873_529_15373640_05 |  | AN | 0 | Residential | 22896+9753.655j | 0 | 0 | 0 | 0 | 0 | [24 empty] | 8102301 | no | no |  |  | no |  | 0 | 0 | 0 | 0 | 0 | 0 |  | 1 | 1 | 1 | 0 | 0 | 0
load_220353912 |  | node_1415555_238_15384441_365 |  | AN | 0 | Residential | 3981.6+1696.154j | 0 | 0 | 0 | 0 | 0 | [24 empty] | 8102301 | no | no |  |  | no |  | 0 | 0 | 0 | 0 | 0 | 0 |  | 1 | 1 | 1 | 0 | 0 | 0
load_220353913 |  | node_1415872_045_15384346_11 |  | AN | 0 | Residential | 7.2+3.067j | 0 | 0 | 0 | 0 | 0 | [24 empty] | 8102301 | no | no |  |  | no |  | 0 | 0 | 0 | 0 | 0 | 0 |  | 1 | 1 | 1 | 0 | 0 | 0
load_220353914 |  | node_1416119_418_15383921_372 |  | AN | 0 | Residential | 5133.6+2186.904j | 0 | 0 | 0 | 0 | 0 | [24 empty] | 8102301 | no | no |  |  | no |  | 0 | 0 | 0 | 0 | 0 | 0 |  | 1 | 1 | 1 | 0 | 0 | 0
load_220353952 |  | node_1410923_712_15376118_966 |  | AN | 0 | Residential | 6004.8+2558.034j | 0 | 0 | 0 | 0 | 0 | [24 empty] | 8102301 | no | no |  |  | no |  | 0 | 0 | 0 | 0 | 0 | 0 |  | 1 | 1 | 1 | 0 | 0 | 0
load_220353953 |  | node_1411101_452_15376394_401 |  | AN | 0 | Residential | 4694.4+1999.806j | 0 | 0 | 0 | 0 | 0 | [24 empty] | 8102301 | no | no |  |  | no |  | 0 | 0 | 0 | 0 | 0 | 0 |  | 1 | 1 | 1 | 0 | 0 | 0
load_220353954 |  | node_1411725_441_15376423_719 |  | AN | 0 | Residential | 8136+3465.921j | 0 | 0 | 0 | 0 | 0 | [24 empty] | 8102301 | no | no |  |  | no |  | 0 | 0 | 0 | 0 | 0 | 0 |  | 1 | 1 | 1 | 0 | 0 | 0
load_220353955 |  | node_1412178_452_15376436_862 |  | AN | 0 | Residential | 9720+4140.703j | 0 | 0 | 0 | 0 | 0 | [24 empty] | 8102301 | no | no |  |  | no |  | 0 | 0 | 0 | 0 | 0 | 0 |  | 1 | 1 | 1 | 0 | 0 | 0
load_220354462 |  | node_1412118_666_15382046_664 |  | AN | 0 | Residential | 8913.6+3797.178j | 0 | 0 | 0 | 0 | 0 | [24 empty] | 8102301 | no | no |  |  | no |  | 0 | 0 | 0 | 0 | 0 | 0 |  | 1 | 1 | 1 | 0 | 0 | 0
load_220354463 |  | node_1412273_613_15381828_875 |  | AN | 0 | Residential | 7480.8+3186.807j | 0 | 0 | 0 | 0 | 0 | [24 empty] | 8102301 | no | no |  |  | no |  | 0 | 0 | 0 | 0 | 0 | 0 |  | 1 | 1 | 1 | 0 | 0 | 0
load_220354464 |  | node_1412309_347_15381555_932 |  | AN | 0 | Other | 0 | 0 | 0 | 0 | 0 | 0 | [24 empty] | 8102301 | no | no |  |  | no |  | 0 | 0 | 0 | 0 | 0 | 0 |  | 1 | 1 | 1 | 0 | 0 | 0
load_220354465 |  | node_1412736_44_15380632_444 |  | AN | 0 | Residential | 5083.2+2165.434j | 0 | 0 | 0 | 0 | 0 | [24 empty] | 8102301 | no | no |  |  | no |  | 0 | 0 | 0 | 0 | 0 | 0 |  | 1 | 1 | 1 | 0 | 0 | 0
load_220354466 |  | node_1412934_864_15380127_359 |  | AN | 0 | Residential | 12693.6+5407.451j | 0 | 0 | 0 | 0 | 0 | [24 empty] | 8102301 | no | no |  |  | no |  | 0 | 0 | 0 | 0 | 0 | 0 |  | 1 | 1 | 1 | 0 | 0 | 0
load_220354467 |  | node_1413015_978_15379733_918 |  | AN | 0 | Residential | 1843.2+785.2j | 0 | 0 | 0 | 0 | 0 | [24 empty] | 8102301 | no | no |  |  | no |  | 0 | 0 | 0 | 0 | 0 | 0 |  | 1 | 1 | 1 | 0 | 0 | 0
load_220354468 |  | node_1413305_253_15379437_547 |  | AN | 0 | Residential | 21088.8+8983.791j | 0 | 0 | 0 | 0 | 0 | [24 empty] | 8102301 | no | no |  |  | no |  | 0 | 0 | 0 | 0 | 0 | 0 |  | 1 | 1 | 1 | 0 | 0 | 0
load_220354469 |  | node_1413686_449_15378369_307 |  | AN | 0 | Residential | 34236+14584.475j | 0 | 0 | 0 | 0 | 0 | [24 empty] | 8102301 | no | no |  |  | no |  | 0 | 0 | 0 | 0 | 0 | 0 |  | 1 | 1 | 1 | 0 | 0 | 0
load_220354471 |  | node_1414399_518_15377415_74 |  | AN | 0 | NonResidential | 2656.8+1131.792j | 0 | 0 | 0 | 0 | 0 | [24 empty] | 8102301 | no | no |  |  | no |  | 0 | 0 | 0 | 0 | 0 | 0 |  | 1 | 1 | 1 | 0 | 0 | 0
load_220354473 |  | node_1414267_197_15377823_312 |  | AN | 0 | Residential | 12211.2+5201.949j | 0 | 0 | 0 | 0 | 0 | [24 empty] | 8102301 | no | no |  |  | no |  | 0 | 0 | 0 | 0 | 0 | 0 |  | 1 | 1 | 1 | 0 | 0 | 0
load_220354474 |  | node_1414906_703_15376893_183 |  | AN | 0 | Residential | 13989.6+5959.545j | 0 | 0 | 0 | 0 | 0 | [24 empty] | 8102301 | no | no |  |  | no |  | 0 | 0 | 0 | 0 | 0 | 0 |  | 1 | 1 | 1 | 0 | 0 | 0
load_220354476 |  | node_1414290_793_15376592_585 |  | AN | 0 | Residential | 6120+2607.109j | 0 | 0 | 0 | 0 | 0 | [24 empty] | 8102301 | no | no |  |  | no |  | 0 | 0 | 0 | 0 | 0 | 0 |  | 1 | 1 | 1 | 0 | 0 | 0
load_220354477 |  | node_1415067_165_15374450_548 |  | AN | 0 | Residential | 14860.8+6330.674j | 0 | 0 | 0 | 0 | 0 | [24 empty] | 8102301 | no | no |  |  | no |  | 0 | 0 | 0 | 0 | 0 | 0 |  | 1 | 1 | 1 | 0 | 0 | 0
load_220354478 |  | node_1415108_867_15374065_869 |  | AN | 0 | Other | 0 | 0 | 0 | 0 | 0 | 0 | [24 empty] | 8102301 | no | no |  |  | no |  | 0 | 0 | 0 | 0 | 0 | 0 |  | 1 | 1 | 1 | 0 | 0 | 0
load_220354479 |  | node_1415448_328_15374186_26 |  | AN | 0 | Residential | 2923.2+1245.278j | 0 | 0 | 0 | 0 | 0 | [24 empty] | 8102301 | no | no |  |  | no |  | 0 | 0 | 0 | 0 | 0 | 0 |  | 1 | 1 | 1 | 0 | 0 | 0
load_220354480 |  | node_1415673_884_15373832_794 |  | AN | 0 | Other | 0 | 0 | 0 | 0 | 0 | 0 | [24 empty] | 8102301 | no | no |  |  | no |  | 0 | 0 | 0 | 0 | 0 | 0 |  | 1 | 1 | 1 | 0 | 0 | 0
load_220354481 |  | node_1415600_816_15373266_503 |  | AN | 0 | Residential | 6573.6+2800.342j | 0 | 0 | 0 | 0 | 0 | [24 empty] | 8102301 | no | no |  |  | no |  | 0 | 0 | 0 | 0 | 0 | 0 |  | 1 | 1 | 1 | 0 | 0 | 0
load_220354482 |  | node_1416240_087_15372699_871 |  | AN | 0 | Other | 0 | 0 | 0 | 0 | 0 | 0 | [24 empty] | 8102301 | no | no |  |  | no |  | 0 | 0 | 0 | 0 | 0 | 0 |  | 1 | 1 | 1 | 0 | 0 | 0
load_220354483 |  | node_1417004_75_15372474_729 |  | AN | 0 | Other | 0 | 0 | 0 | 0 | 0 | 0 | [24 empty] | 8102301 | no | no |  |  | no |  | 0 | 0 | 0 | 0 | 0 | 0 |  | 1 | 1 | 1 | 0 | 0 | 0
load_220354485 |  | node_1418821_379_15371680_025 |  | AN | 0 | Residential | 7020+2990.507j | 0 | 0 | 0 | 0 | 0 | [24 empty] | 8102301 | no | no |  |  | no |  | 0 | 0 | 0 | 0 | 0 | 0 |  | 1 | 1 | 1 | 0 | 0 | 0
load_220354487 |  | node_1419709_386_15370652_505 |  | AN | 0 | Residential | 17618.4+7505.407j | 0 | 0 | 0 | 0 | 0 | [24 empty] | 8102301 | no | no |  |  | no |  | 0 | 0 | 0 | 0 | 0 | 0 |  | 1 | 1 | 1 | 0 | 0 | 0
load_220357139 |  | node_1385277_369_15406566_254 |  | AN | 0 | Residential | 2196+935.492j | 0 | 0 | 0 | 0 | 0 | [24 empty] | 8102301 | no | no |  |  | no |  | 0 | 0 | 0 | 0 | 0 | 0 |  | 1 | 1 | 1 | 0 | 0 | 0
load_220357140 |  | node_1385657_337_15407198_058 |  | AN | 0 | Residential | 14227.2+6060.762j | 0 | 0 | 0 | 0 | 0 | [24 empty] | 8102301 | no | no |  |  | no |  | 0 | 0 | 0 | 0 | 0 | 0 |  | 1 | 1 | 1 | 0 | 0 | 0
load_220357141 |  | node_1385938_156_15407545_347 |  | AN | 0 | Residential | 9561.6+4073.225j | 0 | 0 | 0 | 0 | 0 | [24 empty] | 8102301 | no | no |  |  | no |  | 0 | 0 | 0 | 0 | 0 | 0 |  | 1 | 1 | 1 | 0 | 0 | 0
load_220357142 |  | node_1386116_808_15407637_127 |  | AN | 0 | NonResidential | 2440.8+1039.776j | 0 | 0 | 0 | 0 | 0 | [24 empty] | 8102301 | no | no |  |  | no |  | 0 | 0 | 0 | 0 | 0 | 0 |  | 1 | 1 | 1 | 0 | 0 | 0
load_220357144 |  | node_1386906_289_15408535_188 |  | AN | 0 | Residential | 8856+3772.64j | 0 | 0 | 0 | 0 | 0 | [24 empty] | 8102301 | no | no |  |  | no |  | 0 | 0 | 0 | 0 | 0 | 0 |  | 1 | 1 | 1 | 0 | 0 | 0
load_220357145 |  | node_1386786_253_15408964_27 |  | AN | 0 | Residential | 4651.2+1981.403j | 0 | 0 | 0 | 0 | 0 | [24 empty] | 8102301 | no | no |  |  | no |  | 0 | 0 | 0 | 0 | 0 | 0 |  | 1 | 1 | 1 | 0 | 0 | 0
load_220357146 |  | node_1387035_953_15408740_3 |  | AN | 0 | Residential | 0 | 0 | 0 | 0 | 0 | 0 | [24 empty] | 8102301 | no | no |  |  | no |  | 0 | 0 | 0 | 0 | 0 | 0 |  | 1 | 1 | 1 | 0 | 0 | 0
load_220357147 |  | node_1387247_11_15409070_525 |  | AN | 0 | Residential | 2808+1196.203j | 0 | 0 | 0 | 0 | 0 | [24 empty] | 8102301 | no | no |  |  | no |  | 0 | 0 | 0 | 0 | 0 | 0 |  | 1 | 1 | 1 | 0 | 0 | 0
load_220357148 |  | node_1387551_757_15410211_007 |  | AN | 0 | Residential | 5716.8+2435.347j | 0 | 0 | 0 | 0 | 0 | [24 empty] | 8102301 | no | no |  |  | no |  | 0 | 0 | 0 | 0 | 0 | 0 |  | 1 | 1 | 1 | 0 | 0 | 0
load_220357149 |  | node_1388701_317_15411507_942 |  | AN | 0 | Residential | 39441.6+16802.051j | 0 | 0 | 0 | 0 | 0 | [24 empty] | 8102301 | no | no |  |  | no |  | 0 | 0 | 0 | 0 | 0 | 0 |  | 1 | 1 | 1 | 0 | 0 | 0
load_220357150 |  | node_1389368_658_15412291_115 |  | AN | 0 | Residential | 2340+996.836j | 0 | 0 | 0 | 0 | 0 | [24 empty] | 8102301 | no | no |  |  | no |  | 0 | 0 | 0 | 0 | 0 | 0 |  | 1 | 1 | 1 | 0 | 0 | 0
load_220357152 |  | node_1390059_218_15412567_838 |  | AN | 0 | Residential | 2700+1150.195j | 0 | 0 | 0 | 0 | 0 | [24 empty] | 8102301 | no | no |  |  | no |  | 0 | 0 | 0 | 0 | 0 | 0 |  | 1 | 1 | 1 | 0 | 0 | 0
load_220357153 |  | node_1390725_228_15413282_056 |  | AN | 0 | Residential | 8913.6+3797.178j | 0 | 0 | 0 | 0 | 0 | [24 empty] | 8102301 | no | no |  |  | no |  | 0 | 0 | 0 | 0 | 0 | 0 |  | 1 | 1 | 1 | 0 | 0 | 0
load_220357154 |  | node_1390985_672_15413509_674 |  | AN | 0 | Residential | 12024+5122.203j | 0 | 0 | 0 | 0 | 0 | [24 empty] | 8102301 | no | no |  |  | no |  | 0 | 0 | 0 | 0 | 0 | 0 |  | 1 | 1 | 1 | 0 | 0 | 0
load_220357155 |  | node_1391620_232_15414414_936 |  | AN | 0 | Residential | 10987.2+4680.528j | 0 | 0 | 0 | 0 | 0 | [24 empty] | 8102301 | no | no |  |  | no |  | 0 | 0 | 0 | 0 | 0 | 0 |  | 1 | 1 | 1 | 0 | 0 | 0
load_220357171 |  | node_1398588_756_15407488_307 |  | AN | 0 | Residential | 7308+3113.195j | 0 | 0 | 0 | 0 | 0 | [24 empty] | 8102301 | no | no |  |  | no |  | 0 | 0 | 0 | 0 | 0 | 0 |  | 1 | 1 | 1 | 0 | 0 | 0
load_220357172 |  | node_1400460_516_15407390_433 |  | AN | 0 | Residential | 18691.2+7962.418j | 0 | 0 | 0 | 0 | 0 | [24 empty] | 8102301 | no | no |  |  | no |  | 0 | 0 | 0 | 0 | 0 | 0 |  | 1 | 1 | 1 | 0 | 0 | 0
load_220357173 |  | node_1400400_891_15407619_243 |  | AN | 0 | Residential | 9475.2+4036.418j | 0 | 0 | 0 | 0 | 0 | [24 empty] | 8102301 | no | no |  |  | no |  | 0 | 0 | 0 | 0 | 0 | 0 |  | 1 | 1 | 1 | 0 | 0 | 0
load_220357174 |  | node_1402899_344_15407527_781 |  | AN | 0 | Residential | 6292.8+2680.722j | 0 | 0 | 0 | 0 | 0 | [24 empty] | 8102301 | no | no |  |  | no |  | 0 | 0 | 0 | 0 | 0 | 0 |  | 1 | 1 | 1 | 0 | 0 | 0
load_220357175 |  | node_1402722_535_15408559_173 |  | AN | 0 | Residential | 25956+11057.21j | 0 | 0 | 0 | 0 | 0 | [24 empty] | 8102301 | no | no |  |  | no |  | 0 | 0 | 0 | 0 | 0 | 0 |  | 1 | 1 | 1 | 0 | 0 | 0
load_220357219 |  | node_1392231_322_15410509_428 |  | AN | 0 | Other | 0 | 0 | 0 | 0 | 0 | 0 | [24 empty] | 8102301 | no | no |  |  | no |  | 0 | 0 | 0 | 0 | 0 | 0 |  | 1 | 1 | 1 | 0 | 0 | 0
load_220357220 |  | node_1392376_328_15410266_075 |  | AN | 0 | Other | 0 | 0 | 0 | 0 | 0 | 0 | [24 empty] | 8102301 | no | no |  |  | no |  | 0 | 0 | 0 | 0 | 0 | 0 |  | 1 | 1 | 1 | 0 | 0 | 0
load_220357221 |  | node_1392201_759_15410966_342 |  | AN | 0 | Residential | 3391.2+1444.645j | 0 | 0 | 0 | 0 | 0 | [24 empty] | 8102301 | no | no |  |  | no |  | 0 | 0 | 0 | 0 | 0 | 0 |  | 1 | 1 | 1 | 0 | 0 | 0
load_220357222 |  | node_1392556_986_15411071_552 |  | AN | 0 | Residential | 4442.4+1892.454j | 0 | 0 | 0 | 0 | 0 | [24 empty] | 8102301 | no | no |  |  | no |  | 0 | 0 | 0 | 0 | 0 | 0 |  | 1 | 1 | 1 | 0 | 0 | 0
load_220357223 |  | node_1393548_895_15411100_742 |  | AN | 0 | Residential | 4111.2+1751.364j | 0 | 0 | 0 | 0 | 0 | [24 empty] | 8102301 | no | no |  |  | no |  | 0 | 0 | 0 | 0 | 0 | 0 |  | 1 | 1 | 1 | 0 | 0 | 0
load_220357224 |  | node_1389439_534_15409802_234 |  | AN | 0 | Residential | 3261.6+1389.436j | 0 | 0 | 0 | 0 | 0 | [24 empty] | 8102301 | no | no |  |  | no |  | 0 | 0 | 0 | 0 | 0 | 0 |  | 1 | 1 | 1 | 0 | 0 | 0
load_220357225 |  | node_1389650_545_15409560_387 |  | AN | 0 | Residential | 2937.6+1251.412j | 0 | 0 | 0 | 0 | 0 | [24 empty] | 8102301 | no | no |  |  | no |  | 0 | 0 | 0 | 0 | 0 | 0 |  | 1 | 1 | 1 | 0 | 0 | 0
load_220357226 |  | node_1391127_388_15410023_441 |  | AN | 0 | Residential | 20534.4+8747.618j | 0 | 0 | 0 | 0 | 0 | [24 empty] | 8102301 | no | no |  |  | no |  | 0 | 0 | 0 | 0 | 0 | 0 |  | 1 | 1 | 1 | 0 | 0 | 0
load_220357289 |  | node_1385737_494_15407044_271 |  | AN | 0 | Residential | 6904.8+2941.432j | 0 | 0 | 0 | 0 | 0 | [24 empty] | 8102301 | no | no |  |  | no |  | 0 | 0 | 0 | 0 | 0 | 0 |  | 1 | 1 | 1 | 0 | 0 | 0
load_220357290 |  | node_1385867_016_15406865_079 |  | AN | 0 | NonResidential | 230.4+98.15j | 0 | 0 | 0 | 0 | 0 | [24 empty] | 8102301 | no | no |  |  | no |  | 0 | 0 | 0 | 0 | 0 | 0 |  | 1 | 1 | 1 | 0 | 0 | 0
load_220357291 |  | node_1386182_929_15406840_599 |  | AN | 0 | Residential | 15660+6671.132j | 0 | 0 | 0 | 0 | 0 | [24 empty] | 8102301 | no | no |  |  | no |  | 0 | 0 | 0 | 0 | 0 | 0 |  | 1 | 1 | 1 | 0 | 0 | 0
load_220357295 |  | node_1387984_739_15408850_27 |  | AN | 0 | Residential | 11376+4846.156j | 0 | 0 | 0 | 0 | 0 | [24 empty] | 8102301 | no | no |  |  | no |  | 0 | 0 | 0 | 0 | 0 | 0 |  | 1 | 1 | 1 | 0 | 0 | 0
load_220425874 |  | node_1401561_723_15362455_147 |  | AN | 0 | Residential | 6062.4+2582.572j | 0 | 0 | 0 | 0 | 0 | [24 empty] | 8102301 | no | no |  |  | no |  | 0 | 0 | 0 | 0 | 0 | 0 |  | 1 | 1 | 1 | 0 | 0 | 0
load_220431681 |  | node_1403179_608_15362252_85 |  | AN | 0 | Residential | 208.8+88.948j | 0 | 0 | 0 | 0 | 0 | [24 empty] | 8102301 | no | no |  |  | no |  | 0 | 0 | 0 | 0 | 0 | 0 |  | 1 | 1 | 1 | 0 | 0 | 0
load_220432050 |  | node_1393780_001_15391755_927 |  | AN | 0 | Residential | 5112+2177.703j | 0 | 0 | 0 | 0 | 0 | [24 empty] | 8102301 | no | no |  |  | no |  | 0 | 0 | 0 | 0 | 0 | 0 |  | 1 | 1 | 1 | 0 | 0 | 0
load_220432912 |  | node_1398039_087_15376076_518 |  | AN | 0 | Residential | 7848+3343.234j | 0 | 0 | 0 | 0 | 0 | [24 empty] | 8102301 | no | no |  |  | no |  | 0 | 0 | 0 | 0 | 0 | 0 |  | 1 | 1 | 1 | 0 | 0 | 0
load_220434420 |  | node_1392685_869_15365776_994 |  | AN | 0 | Residential | 0 | 0 | 0 | 0 | 0 | 0 | [24 empty] | 8102301 | no | no |  |  | no |  | 0 | 0 | 0 | 0 | 0 | 0 |  | 1 | 1 | 1 | 0 | 0 | 0
load_220435910 |  | node_1384641_045_15405001_271 |  | AN | 0 | Residential | 12538.8+5341.506j | 0 | 0 | 0 | 0 | 0 | [24 empty] | 8102301 | no | no |  |  | no |  | 0 | 0 | 0 | 0 | 0 | 0 |  | 1 | 1 | 1 | 0 | 0 | 0
load_220436428 |  | node_1397628_551_15362441_905 |  | AN | 0 | Residential | 9885.6+4211.248j | 0 | 0 | 0 | 0 | 0 | [24 empty] | 8102301 | no | no |  |  | no |  | 0 | 0 | 0 | 0 | 0 | 0 |  | 1 | 1 | 1 | 0 | 0 | 0
load_220440541 |  | node_1395992_862_15385600_894 |  | AN | 0 | Residential | 19144.8+8155.651j | 0 | 0 | 0 | 0 | 0 | [24 empty] | 8102301 | no | no |  |  | no |  | 0 | 0 | 0 | 0 | 0 | 0 |  | 1 | 1 | 1 | 0 | 0 | 0
load_220440783 |  | node_1389233_977_15394778_141 |  | AN | 0 | Residential | 8359.2+3561.004j | 0 | 0 | 0 | 0 | 0 | [24 empty] | 8102301 | no | no |  |  | no |  | 0 | 0 | 0 | 0 | 0 | 0 |  | 1 | 1 | 1 | 0 | 0 | 0
load_220440844 |  | node_1411280_962_15367770_75 |  | AN | 0 | NonResidential | 21000+8945.963j | 0 | 0 | 0 | 0 | 0 | [24 empty] | 8102301 | no | no |  |  | no |  | 0 | 0 | 0 | 0 | 0 | 0 |  | 1 | 1 | 1 | 0 | 0 | 0
load_220446820 |  | node_1383126_807_15393128_179 |  | AN | 0 | Residential | 2318.4+987.634j | 0 | 0 | 0 | 0 | 0 | [24 empty] | 8102301 | no | no |  |  | no |  | 0 | 0 | 0 | 0 | 0 | 0 |  | 1 | 1 | 1 | 0 | 0 | 0
load_220466279 |  | node_1401961_427_15380114_898 |  | AN | 0 | Residential | 43020+18326.443j | 0 | 0 | 0 | 0 | 0 | [24 empty] | 8102301 | no | no |  |  | no |  | 0 | 0 | 0 | 0 | 0 | 0 |  | 1 | 1 | 1 | 0 | 0 | 0
load_220466968 |  | node_1386168_965_15372746_07 |  | AN | 0 | Residential | 2584.8+1101.12j | 0 | 0 | 0 | 0 | 0 | [24 empty] | 8102301 | no | no |  |  | no |  | 0 | 0 | 0 | 0 | 0 | 0 |  | 1 | 1 | 1 | 0 | 0 | 0
load_220467345 |  | node_1414378_583_15368458_791 |  | AN | 0 | Other | 0 | 0 | 0 | 0 | 0 | 0 | [24 empty] | 8102301 | no | no |  |  | no |  | 0 | 0 | 0 | 0 | 0 | 0 |  | 1 | 1 | 1 | 0 | 0 | 0
load_220470867 |  | node_1397205_943_15403426_838 |  | AN | 0 | Residential | 3592.8+1530.526j | 0 | 0 | 0 | 0 | 0 | [24 empty] | 8102301 | no | no |  |  | no |  | 0 | 0 | 0 | 0 | 0 | 0 |  | 1 | 1 | 1 | 0 | 0 | 0
load_220473992 |  | node_1402390_492_15385834_608 |  | AN | 0 | Residential | 8683.2+3699.028j | 0 | 0 | 0 | 0 | 0 | [24 empty] | 8102301 | no | no |  |  | no |  | 0 | 0 | 0 | 0 | 0 | 0 |  | 1 | 1 | 1 | 0 | 0 | 0
load_220476129 |  | node_1397419_493_15368354_495 |  | AN | 0 | Other | 0 | 0 | 0 | 0 | 0 | 0 | [24 empty] | 8102301 | no | no |  |  | no |  | 0 | 0 | 0 | 0 | 0 | 0 |  | 1 | 1 | 1 | 0 | 0 | 0
load_220481967 |  | node_1402255_158_15379805_05 |  | AN | 0 | Residential | 25509.6+10867.044j | 0 | 0 | 0 | 0 | 0 | [24 empty] | 8102301 | no | no |  |  | no |  | 0 | 0 | 0 | 0 | 0 | 0 |  | 1 | 1 | 1 | 0 | 0 | 0
load_220496930 |  | node_1396093_157_15364033_072 |  | AN | 0 | NonResidential | 15000+6389.973j | 0 | 0 | 0 | 0 | 0 | [24 empty] | 8102301 | no | no |  |  | no |  | 0 | 0 | 0 | 0 | 0 | 0 |  | 1 | 1 | 1 | 0 | 0 | 0
load_220497787 |  | node_1387970_989_15400730_923 |  | AN | 0 | Residential | 7084.8+3018.112j | 0 | 0 | 0 | 0 | 0 | [24 empty] | 8102301 | no | no |  |  | no |  | 0 | 0 | 0 | 0 | 0 | 0 |  | 1 | 1 | 1 | 0 | 0 | 0
load_220497879 |  | node_1393130_718_15373925_5 |  | AN | 0 | Residential | 6724.8+2864.753j | 0 | 0 | 0 | 0 | 0 | [24 empty] | 8102301 | no | no |  |  | no |  | 0 | 0 | 0 | 0 | 0 | 0 |  | 1 | 1 | 1 | 0 | 0 | 0
load_220498197 |  | node_1401877_744_15386553_163 |  | AN | 0 | Residential | 9907.2+4220.45j | 0 | 0 | 0 | 0 | 0 | [24 empty] | 8102301 | no | no |  |  | no |  | 0 | 0 | 0 | 0 | 0 | 0 |  | 1 | 1 | 1 | 0 | 0 | 0
load_220498810 |  | node_1414993_838_15376573_858 |  | AN | 0 | Residential | 12103.2+5155.942j | 0 | 0 | 0 | 0 | 0 | [24 empty] | 8102301 | no | no |  |  | no |  | 0 | 0 | 0 | 0 | 0 | 0 |  | 1 | 1 | 1 | 0 | 0 | 0
load_220498902 |  | node_1393414_229_15373145_193 |  | AN | 0 | Residential | 7524+3205.211j | 0 | 0 | 0 | 0 | 0 | [24 empty] | 8102301 | no | no |  |  | no |  | 0 | 0 | 0 | 0 | 0 | 0 |  | 1 | 1 | 1 | 0 | 0 | 0
load_220499467 |  | node_1398531_838_15368416_555 |  | AN | 0 | Residential | 2786.4+1187.001j | 0 | 0 | 0 | 0 | 0 | [24 empty] | 8102301 | no | no |  |  | no |  | 0 | 0 | 0 | 0 | 0 | 0 |  | 1 | 1 | 1 | 0 | 0 | 0
load_220500903 |  | node_1406729_219_15381406_028 |  | AN | 0 | Residential | 17136+7299.905j | 0 | 0 | 0 | 0 | 0 | [24 empty] | 8102301 | no | no |  |  | no |  | 0 | 0 | 0 | 0 | 0 | 0 |  | 1 | 1 | 1 | 0 | 0 | 0
load_220500904 |  | node_1390279_105_15402561_896 |  | AN | 0 | Residential | 9324+3972.007j | 0 | 0 | 0 | 0 | 0 | [24 empty] | 8102301 | no | no |  |  | no |  | 0 | 0 | 0 | 0 | 0 | 0 |  | 1 | 1 | 1 | 0 | 0 | 0
load_220508548 |  | node_1397783_367_15406943_966 |  | AN | 0 | Other | 0 | 0 | 0 | 0 | 0 | 0 | [24 empty] | 8102301 | no | no |  |  | no |  | 0 | 0 | 0 | 0 | 0 | 0 |  | 1 | 1 | 1 | 0 | 0 | 0
load_220511158 |  | node_1381424_949_15376585_944 |  | AN | 0 | Residential | 11210.4+4775.61j | 0 | 0 | 0 | 0 | 0 | [24 empty] | 8102301 | no | no |  |  | no |  | 0 | 0 | 0 | 0 | 0 | 0 |  | 1 | 1 | 1 | 0 | 0 | 0
load_220511434 |  | node_1394309_391_15364148_129 |  | AN | 0 | Residential | 16416+6993.187j | 0 | 0 | 0 | 0 | 0 | [24 empty] | 8102301 | no | no |  |  | no |  | 0 | 0 | 0 | 0 | 0 | 0 |  | 1 | 1 | 1 | 0 | 0 | 0
load_220512711 |  | node_1394289_897_15366953_021 |  | AN | 0 | Residential | 14371.2+6122.106j | 0 | 0 | 0 | 0 | 0 | [24 empty] | 8102301 | no | no |  |  | no |  | 0 | 0 | 0 | 0 | 0 | 0 |  | 1 | 1 | 1 | 0 | 0 | 0
load_220512890 |  | node_1393391_446_15366722_014 |  | AN | 0 | Residential | 3492+1487.586j | 0 | 0 | 0 | 0 | 0 | [24 empty] | 8102301 | no | no |  |  | no |  | 0 | 0 | 0 | 0 | 0 | 0 |  | 1 | 1 | 1 | 0 | 0 | 0
load_220512891 |  | node_1394306_563_15367930_432 |  | AN | 0 | Residential | 5666.4+2413.876j | 0 | 0 | 0 | 0 | 0 | [24 empty] | 8102301 | no | no |  |  | no |  | 0 | 0 | 0 | 0 | 0 | 0 |  | 1 | 1 | 1 | 0 | 0 | 0
load_220512892 |  | node_1393569_964_15366436_647 |  | AN | 0 | Residential | 4845.6+2064.217j | 0 | 0 | 0 | 0 | 0 | [24 empty] | 8102301 | no | no |  |  | no |  | 0 | 0 | 0 | 0 | 0 | 0 |  | 1 | 1 | 1 | 0 | 0 | 0
load_220512910 |  | node_1394168_433_15367578_485 |  | AN | 0 | Other | 0 | 0 | 0 | 0 | 0 | 0 | [24 empty] | 8102301 | no | no |  |  | no |  | 0 | 0 | 0 | 0 | 0 | 0 |  | 1 | 1 | 1 | 0 | 0 | 0
load_220512911 |  | node_1394048_102_15366895_599 |  | AN | 0 | Residential | 26668.8+11360.861j | 0 | 0 | 0 | 0 | 0 | [24 empty] | 8102301 | no | no |  |  | no |  | 0 | 0 | 0 | 0 | 0 | 0 |  | 1 | 1 | 1 | 0 | 0 | 0
load_220513609 |  | node_1400134_618_15382264_143 |  | AN | 0 | NonResidential | 0 | 0 | 0 | 0 | 0 | 0 | [24 empty] | 8102301 | no | no |  |  | no |  | 0 | 0 | 0 | 0 | 0 | 0 |  | 1 | 1 | 1 | 0 | 0 | 0
load_220515090 |  | node_1385097_246_15400958_774 |  | AN | 0 | NonResidential | 11001.6+4686.662j | 0 | 0 | 0 | 0 | 0 | [24 empty] | 8102301 | no | no |  |  | no |  | 0 | 0 | 0 | 0 | 0 | 0 |  | 1 | 1 | 1 | 0 | 0 | 0
load_220516117 |  | node_1379545_129_15383125_846 |  | AN | 0 | Residential | 12837.6+5468.795j | 0 | 0 | 0 | 0 | 0 | [24 empty] | 8102301 | no | no |  |  | no |  | 0 | 0 | 0 | 0 | 0 | 0 |  | 1 | 1 | 1 | 0 | 0 | 0
load_220518342 |  | node_1385339_214_15405959_047 |  | AN | 0 | Residential | 2253.6+960.03j | 0 | 0 | 0 | 0 | 0 | [24 empty] | 8102301 | no | no |  |  | no |  | 0 | 0 | 0 | 0 | 0 | 0 |  | 1 | 1 | 1 | 0 | 0 | 0
load_220519252 |  | node_1419417_741_15371297_837 |  | AN | 0 | Residential | 10000.8+4260.323j | 0 | 0 | 0 | 0 | 0 | [24 empty] | 8102301 | no | no |  |  | no |  | 0 | 0 | 0 | 0 | 0 | 0 |  | 1 | 1 | 1 | 0 | 0 | 0
load_220520179 |  | node_1393044_684_15402144_482 |  | AN | 0 | Residential | 8107.2+3453.653j | 0 | 0 | 0 | 0 | 0 | [24 empty] | 8102301 | no | no |  |  | no |  | 0 | 0 | 0 | 0 | 0 | 0 |  | 1 | 1 | 1 | 0 | 0 | 0
load_220520217 |  | node_1393080_827_15402864_459 |  | AN | 0 | Residential | 4572+1947.664j | 0 | 0 | 0 | 0 | 0 | [24 empty] | 8102301 | no | no |  |  | no |  | 0 | 0 | 0 | 0 | 0 | 0 |  | 1 | 1 | 1 | 0 | 0 | 0
load_220520339 |  | node_1380114_164_15375037_366 |  | AN | 0 | NonResidential | 11333.333+4827.98j | 0 | 0 | 0 | 0 | 0 | [24 empty] | 8102301 | no | no |  |  | no |  | 0 | 0 | 0 | 0 | 0 | 0 |  | 1 | 1 | 1 | 0 | 0 | 0
load_220520340 |  | node_1380132_598_15375047_132 |  | BN | 0 | NonResidential | 0 | 11333.333+4827.98j | 0 | 0 | 0 | 0 | [24 empty] | 8102301 | no | no |  |  | no |  | 0 | 0 | 0 | 0 | 0 | 0 |  | 1 | 1 | 1 | 0 | 0 | 0
load_220520345 |  | node_1380148_56_15375062_977 |  | CN | 0 | NonResidential | 0 | 0 | 11333.333+4827.98j | 0 | 0 | 0 | [24 empty] | 8102301 | no | no |  |  | no |  | 0 | 0 | 0 | 0 | 0 | 0 |  | 1 | 1 | 1 | 0 | 0 | 0
load_220520922 |  | node_1408098_456_15386148_263 |  | AN | 0 | Residential | 3628.8+1545.862j | 0 | 0 | 0 | 0 | 0 | [24 empty] | 8102301 | no | no |  |  | no |  | 0 | 0 | 0 | 0 | 0 | 0 |  | 1 | 1 | 1 | 0 | 0 | 0
load_220521719 |  | node_1378457_979_15375746_226 |  | AN | 0 | NonResidential | 1333.333+567.997j | 0 | 0 | 0 | 0 | 0 | [24 empty] | 8102301 | no | no |  |  | no |  | 0 | 0 | 0 | 0 | 0 | 0 |  | 1 | 1 | 1 | 0 | 0 | 0
load_220521720 |  | node_1378467_044_15375769_972 |  | BN | 0 | NonResidential | 0 | 1333.333+567.997j | 0 | 0 | 0 | 0 | [24 empty] | 8102301 | no | no |  |  | no |  | 0 | 0 | 0 | 0 | 0 | 0 |  | 1 | 1 | 1 | 0 | 0 | 0
load_220521721 |  | node_1378444_678_15375726_409 |  | CN | 0 | NonResidential | 0 | 0 | 1333.333+567.997j | 0 | 0 | 0 | [24 empty] | 8102301 | no | no |  |  | no |  | 0 | 0 | 0 | 0 | 0 | 0 |  | 1 | 1 | 1 | 0 | 0 | 0
load_220521791 |  | node_1402467_644_15388960_508 |  | AN | 0 | Residential | 10461.6+4456.623j | 0 | 0 | 0 | 0 | 0 | [24 empty] | 8102301 | no | no |  |  | no |  | 0 | 0 | 0 | 0 | 0 | 0 |  | 1 | 1 | 1 | 0 | 0 | 0
load_220522223 |  | node_1379811_228_15383456_927 |  | AN | 0 | NonResidential | 2491.2+1061.247j | 0 | 0 | 0 | 0 | 0 | [24 empty] | 8102301 | no | no |  |  | no |  | 0 | 0 | 0 | 0 | 0 | 0 |  | 1 | 1 | 1 | 0 | 0 | 0
load_220523029 |  | node_1383324_067_15388617_457 |  | AN | 0 | Other | 0 | 0 | 0 | 0 | 0 | 0 | [24 empty] | 8102301 | no | no |  |  | no |  | 0 | 0 | 0 | 0 | 0 | 0 |  | 1 | 1 | 1 | 0 | 0 | 0
load_220530034 |  | node_1381196_971_15379733_214 |  | AN | 0 | Residential | 3744+1594.937j | 0 | 0 | 0 | 0 | 0 | [24 empty] | 8102301 | no | no |  |  | no |  | 0 | 0 | 0 | 0 | 0 | 0 |  | 1 | 1 | 1 | 0 | 0 | 0
load_220530148 |  | node_1385827_293_15376019_168 |  | AN | 0 | Residential | 30434.4+12965j | 0 | 0 | 0 | 0 | 0 | [24 empty] | 8102301 | no | no |  |  | no |  | 0 | 0 | 0 | 0 | 0 | 0 |  | 1 | 1 | 1 | 0 | 0 | 0
load_220530179 |  | node_1394921_432_15397784_605 |  | AN | 0 | Residential | 13910.4+5925.806j | 0 | 0 | 0 | 0 | 0 | [24 empty] | 8102301 | no | no |  |  | no |  | 0 | 0 | 0 | 0 | 0 | 0 |  | 1 | 1 | 1 | 0 | 0 | 0
load_220530264 |  | node_1382329_584_15388876_376 |  | AN | 0 | Residential | 3564+1518.258j | 0 | 0 | 0 | 0 | 0 | [24 empty] | 8102301 | no | no |  |  | no |  | 0 | 0 | 0 | 0 | 0 | 0 |  | 1 | 1 | 1 | 0 | 0 | 0
load_220530302 |  | node_1381812_572_15383653_411 |  | AN | 0 | Residential | 6372+2714.461j | 0 | 0 | 0 | 0 | 0 | [24 empty] | 8102301 | no | no |  |  | no |  | 0 | 0 | 0 | 0 | 0 | 0 |  | 1 | 1 | 1 | 0 | 0 | 0
load_220530704 |  | node_1391681_33_15398026_59 |  | AN | 0 | Residential | 9583.2+4082.426j | 0 | 0 | 0 | 0 | 0 | [24 empty] | 8102301 | no | no |  |  | no |  | 0 | 0 | 0 | 0 | 0 | 0 |  | 1 | 1 | 1 | 0 | 0 | 0
load_220530756 |  | node_1408223_962_15370462_636 |  | AN | 0 | Residential | 14925.6+6358.279j | 0 | 0 | 0 | 0 | 0 | [24 empty] | 8102301 | no | no |  |  | no |  | 0 | 0 | 0 | 0 | 0 | 0 |  | 1 | 1 | 1 | 0 | 0 | 0
load_220530978 |  | node_1381872_133_15378264_878 |  | AN | 0 | Residential | 2124+904.82j | 0 | 0 | 0 | 0 | 0 | [24 empty] | 8102301 | no | no |  |  | no |  | 0 | 0 | 0 | 0 | 0 | 0 |  | 1 | 1 | 1 | 0 | 0 | 0
load_220531153 |  | node_1398878_307_15387466_739 |  | AN | 0 | Residential | 3556.8+1515.19j | 0 | 0 | 0 | 0 | 0 | [24 empty] | 8102301 | no | no |  |  | no |  | 0 | 0 | 0 | 0 | 0 | 0 |  | 1 | 1 | 1 | 0 | 0 | 0
load_220531322 |  | node_1399214_881_15357596_938 |  | AN | 0 | Residential | 0 | 0 | 0 | 0 | 0 | 0 | [24 empty] | 8102301 | no | no |  |  | no |  | 0 | 0 | 0 | 0 | 0 | 0 |  | 1 | 1 | 1 | 0 | 0 | 0
load_220531443 |  | node_1382793_7_15388990_496 |  | AN | 0 | Residential | 5695.2+2426.145j | 0 | 0 | 0 | 0 | 0 | [24 empty] | 8102301 | no | no |  |  | no |  | 0 | 0 | 0 | 0 | 0 | 0 |  | 1 | 1 | 1 | 0 | 0 | 0
load_220531490 |  | node_1396236_178_15373778_254 |  | AN | 0 | Other | 0 | 0 | 0 | 0 | 0 | 0 | [24 empty] | 8102301 | no | no |  |  | no |  | 0 | 0 | 0 | 0 | 0 | 0 |  | 1 | 1 | 1 | 0 | 0 | 0
load_220531499 |  | node_1390695_295_15368391_362 |  | AN | 0 | Residential | 4125.6+1757.498j | 0 | 0 | 0 | 0 | 0 | [24 empty] | 8102301 | no | no |  |  | no |  | 0 | 0 | 0 | 0 | 0 | 0 |  | 1 | 1 | 1 | 0 | 0 | 0
load_220532238 |  | node_1405358_051_15354193_236 |  | AN | 0 | Residential | 4788+2039.679j | 0 | 0 | 0 | 0 | 0 | [24 empty] | 8102301 | no | no |  |  | no |  | 0 | 0 | 0 | 0 | 0 | 0 |  | 1 | 1 | 1 | 0 | 0 | 0
load_220532319 |  | node_1399444_056_15382219_846 |  | AN | 0 | Residential | 6933.6+2953.701j | 0 | 0 | 0 | 0 | 0 | [24 empty] | 8102301 | no | no |  |  | no |  | 0 | 0 | 0 | 0 | 0 | 0 |  | 1 | 1 | 1 | 0 | 0 | 0
load_220532400 |  | node_1394356_375_15393397_735 |  | AN | 0 | Residential | 6883.2+2932.231j | 0 | 0 | 0 | 0 | 0 | [24 empty] | 8102301 | no | no |  |  | no |  | 0 | 0 | 0 | 0 | 0 | 0 |  | 1 | 1 | 1 | 0 | 0 | 0
load_220532402 |  | node_1413528_7_15368768_113 |  | AN | 0 | Residential | 15818.4+6738.61j | 0 | 0 | 0 | 0 | 0 | [24 empty] | 8102301 | no | no |  |  | no |  | 0 | 0 | 0 | 0 | 0 | 0 |  | 1 | 1 | 1 | 0 | 0 | 0
load_220532460 |  | node_1412901_469_15368510_169 |  | AN | 0 | Residential | 5112+2177.703j | 0 | 0 | 0 | 0 | 0 | [24 empty] | 8102301 | no | no |  |  | no |  | 0 | 0 | 0 | 0 | 0 | 0 |  | 1 | 1 | 1 | 0 | 0 | 0
load_220534078 |  | node_1396010_941_15368620_351 |  | AN | 0 | Residential | 9079.2+3867.723j | 0 | 0 | 0 | 0 | 0 | [24 empty] | 8102301 | no | no |  |  | no |  | 0 | 0 | 0 | 0 | 0 | 0 |  | 1 | 1 | 1 | 0 | 0 | 0
load_220534079 |  | node_1383241_559_15388907_393 |  | AN | 0 | Residential | 2908.8+1239.144j | 0 | 0 | 0 | 0 | 0 | [24 empty] | 8102301 | no | no |  |  | no |  | 0 | 0 | 0 | 0 | 0 | 0 |  | 1 | 1 | 1 | 0 | 0 | 0
load_220535504 |  | node_1384650_262_15405024_902 |  | AN | 0 | Residential | 12538.8+5341.506j | 0 | 0 | 0 | 0 | 0 | [24 empty] | 8102301 | no | no |  |  | no |  | 0 | 0 | 0 | 0 | 0 | 0 |  | 1 | 1 | 1 | 0 | 0 | 0
load_220535538 |  | node_1402800_093_15388629_398 |  | AN | 0 | Residential | 21420+9124.882j | 0 | 0 | 0 | 0 | 0 | [24 empty] | 8102301 | no | no |  |  | no |  | 0 | 0 | 0 | 0 | 0 | 0 |  | 1 | 1 | 1 | 0 | 0 | 0
load_220535540 |  | node_1395367_652_15386160_079 |  | AN | 0 | Residential | 748.8+318.987j | 0 | 0 | 0 | 0 | 0 | [24 empty] | 8102301 | no | no |  |  | no |  | 0 | 0 | 0 | 0 | 0 | 0 |  | 1 | 1 | 1 | 0 | 0 | 0
load_220535617 |  | node_1390315_915_15401506_47 |  | AN | 0 | Residential | 18057.6+7692.505j | 0 | 0 | 0 | 0 | 0 | [24 empty] | 8102301 | no | no |  |  | no |  | 0 | 0 | 0 | 0 | 0 | 0 |  | 1 | 1 | 1 | 0 | 0 | 0
load_220537505 |  | node_1402449_46_15408982_088 |  | AN | 0 | Other | 0 | 0 | 0 | 0 | 0 | 0 | [24 empty] | 8102301 | no | no |  |  | no |  | 0 | 0 | 0 | 0 | 0 | 0 |  | 1 | 1 | 1 | 0 | 0 | 0
load_220538512 |  | node_1414871_77_15367939_879 |  | AN | 0 | Residential | 4579.2+1950.731j | 0 | 0 | 0 | 0 | 0 | [24 empty] | 8102301 | no | no |  |  | no |  | 0 | 0 | 0 | 0 | 0 | 0 |  | 1 | 1 | 1 | 0 | 0 | 0
load_220539438 |  | node_1386280_848_15406384_604 |  | AN | 0 | Residential | 16250.4+6922.641j | 0 | 0 | 0 | 0 | 0 | [24 empty] | 8102301 | no | no |  |  | no |  | 0 | 0 | 0 | 0 | 0 | 0 |  | 1 | 1 | 1 | 0 | 0 | 0
load_220539808 |  | node_1394808_383_15372909_425 |  | AN | 0 | Other | 0 | 0 | 0 | 0 | 0 | 0 | [24 empty] | 8102301 | no | no |  |  | no |  | 0 | 0 | 0 | 0 | 0 | 0 |  | 1 | 1 | 1 | 0 | 0 | 0
load_220540186 |  | node_1397011_987_15368395_645 |  | AN | 0 | Other | 0 | 0 | 0 | 0 | 0 | 0 | [24 empty] | 8102301 | no | no |  |  | no |  | 0 | 0 | 0 | 0 | 0 | 0 |  | 1 | 1 | 1 | 0 | 0 | 0
load_220540668 |  | node_1393151_985_15393026_737 |  | AN | 0 | Residential | 6336+2699.125j | 0 | 0 | 0 | 0 | 0 | [24 empty] | 8102301 | no | no |  |  | no |  | 0 | 0 | 0 | 0 | 0 | 0 |  | 1 | 1 | 1 | 0 | 0 | 0
load_220541203 |  | node_1382387_534_15374683_013 |  | AN | 0 | NonResidential | 6500+2768.988j | 0 | 0 | 0 | 0 | 0 | [24 empty] | 8102301 | no | no |  |  | no |  | 0 | 0 | 0 | 0 | 0 | 0 |  | 1 | 1 | 1 | 0 | 0 | 0
load_220541204 |  | node_1382405_277_15374671_45 |  | AN | 0 | NonResidential | 6500+2768.988j | 0 | 0 | 0 | 0 | 0 | [24 empty] | 8102301 | no | no |  |  | no |  | 0 | 0 | 0 | 0 | 0 | 0 |  | 1 | 1 | 1 | 0 | 0 | 0
load_220541318 |  | node_1380962_173_15387818_51 |  | AN | 0 | Other | 0 | 0 | 0 | 0 | 0 | 0 | [24 empty] | 8102301 | no | no |  |  | no |  | 0 | 0 | 0 | 0 | 0 | 0 |  | 1 | 1 | 1 | 0 | 0 | 0
load_220541319 |  | node_1380435_933_15387598_673 |  | AN | 0 | Residential | 11728.8+4996.448j | 0 | 0 | 0 | 0 | 0 | [24 empty] | 8102301 | no | no |  |  | no |  | 0 | 0 | 0 | 0 | 0 | 0 |  | 1 | 1 | 1 | 0 | 0 | 0
load_220543713 |  | node_1385821_908_15390284_774 |  | AN | 0 | Residential | 165.6+70.545j | 0 | 0 | 0 | 0 | 0 | [24 empty] | 8102301 | no | no |  |  | no |  | 0 | 0 | 0 | 0 | 0 | 0 |  | 1 | 1 | 1 | 0 | 0 | 0
load_220545547 |  | node_1396466_911_15394828_105 |  | AN | 0 | Other | 0 | 0 | 0 | 0 | 0 | 0 | [24 empty] | 8102301 | no | no |  |  | no |  | 0 | 0 | 0 | 0 | 0 | 0 |  | 1 | 1 | 1 | 0 | 0 | 0
load_220547204 |  | node_1408944_453_15368450_409 |  | AN | 0 | Residential | 11023.2+4695.864j | 0 | 0 | 0 | 0 | 0 | [24 empty] | 8102301 | no | no |  |  | no |  | 0 | 0 | 0 | 0 | 0 | 0 |  | 1 | 1 | 1 | 0 | 0 | 0
load_220547531 |  | node_1392896_572_15411034_103 |  | AN | 0 | Residential | 3182.4+1355.697j | 0 | 0 | 0 | 0 | 0 | [24 empty] | 8102301 | no | no |  |  | no |  | 0 | 0 | 0 | 0 | 0 | 0 |  | 1 | 1 | 1 | 0 | 0 | 0
load_220548643 |  | node_1378145_562_15376529_481 |  | AN | 0 | Residential | 93844.8+39977.717j | 0 | 0 | 0 | 0 | 0 | [24 empty] | 8102301 | no | no |  |  | no |  | 0 | 0 | 0 | 0 | 0 | 0 |  | 1 | 1 | 1 | 0 | 0 | 0
load_220549207 |  | node_1390676_062_15398362_912 |  | AN | 0 | Other | 0 | 0 | 0 | 0 | 0 | 0 | [24 empty] | 8102301 | no | no |  |  | no |  | 0 | 0 | 0 | 0 | 0 | 0 |  | 1 | 1 | 1 | 0 | 0 | 0
load_220551149 |  | node_1409079_258_15367843_786 |  | AN | 0 | Residential | 14868+6333.741j | 0 | 0 | 0 | 0 | 0 | [24 empty] | 8102301 | no | no |  |  | no |  | 0 | 0 | 0 | 0 | 0 | 0 |  | 1 | 1 | 1 | 0 | 0 | 0
load_220551456 |  | node_1378548_153_15383499_281 |  | AN | 0 | Other | 0 | 0 | 0 | 0 | 0 | 0 | [24 empty] | 8102301 | no | no |  |  | no |  | 0 | 0 | 0 | 0 | 0 | 0 |  | 1 | 1 | 1 | 0 | 0 | 0
load_220553513 |  | node_1418422_347_15371916_514 |  | AN | 0 | Residential | 8942.4+3809.446j | 0 | 0 | 0 | 0 | 0 | [24 empty] | 8102301 | no | no |  |  | no |  | 0 | 0 | 0 | 0 | 0 | 0 |  | 1 | 1 | 1 | 0 | 0 | 0
load_220556992 |  | node_1414191_063_15366538_236 |  | AN | 0 | Residential | 27633.6+11771.864j | 0 | 0 | 0 | 0 | 0 | [24 empty] | 8102301 | no | no |  |  | no |  | 0 | 0 | 0 | 0 | 0 | 0 |  | 1 | 1 | 1 | 0 | 0 | 0
load_220564993 |  | node_1392643_716_15391666_598 |  | AN | 0 | Residential | 7315.2+3116.262j | 0 | 0 | 0 | 0 | 0 | [24 empty] | 8102301 | no | no |  |  | no |  | 0 | 0 | 0 | 0 | 0 | 0 |  | 1 | 1 | 1 | 0 | 0 | 0
load_220566411 |  | node_1395074_655_15388718_855 |  | AN | 0 | Residential | 5061.6+2156.233j | 0 | 0 | 0 | 0 | 0 | [24 empty] | 8102301 | no | no |  |  | no |  | 0 | 0 | 0 | 0 | 0 | 0 |  | 1 | 1 | 1 | 0 | 0 | 0
load_220567195 |  | node_1395050_255_15380795_057 |  | AN | 0 | Residential | 7423.2+3162.27j | 0 | 0 | 0 | 0 | 0 | [24 empty] | 8102301 | no | no |  |  | no |  | 0 | 0 | 0 | 0 | 0 | 0 |  | 1 | 1 | 1 | 0 | 0 | 0
load_220570435 |  | node_1387347_389_15383783_482 |  | AN | 0 | Residential | 3549.6+1512.123j | 0 | 0 | 0 | 0 | 0 | [24 empty] | 8102301 | no | no |  |  | no |  | 0 | 0 | 0 | 0 | 0 | 0 |  | 1 | 1 | 1 | 0 | 0 | 0
load_220572728 |  | node_1385527_815_15372990_451 |  | AN | 0 | Residential | 6372+2714.461j | 0 | 0 | 0 | 0 | 0 | [24 empty] | 8102301 | no | no |  |  | no |  | 0 | 0 | 0 | 0 | 0 | 0 |  | 1 | 1 | 1 | 0 | 0 | 0
load_220573261 |  | node_1411826_532_15368908_43 |  | AN | 0 | Other | 0 | 0 | 0 | 0 | 0 | 0 | [24 empty] | 8102301 | no | no |  |  | no |  | 0 | 0 | 0 | 0 | 0 | 0 |  | 1 | 1 | 1 | 0 | 0 | 0
load_220575624 |  | node_1384834_139_15373543_462 |  | AN | 0 | Residential | 8956.8+3815.581j | 0 | 0 | 0 | 0 | 0 | [24 empty] | 8102301 | no | no |  |  | no |  | 0 | 0 | 0 | 0 | 0 | 0 |  | 1 | 1 | 1 | 0 | 0 | 0
load_220576041 |  | node_1402827_357_15380239_532 |  | AN | 0 | Residential | 14565.6+6204.92j | 0 | 0 | 0 | 0 | 0 | [24 empty] | 8102301 | no | no |  |  | no |  | 0 | 0 | 0 | 0 | 0 | 0 |  | 1 | 1 | 1 | 0 | 0 | 0
load_220576801 |  | node_1409371_043_15365143_36 |  | AN | 0 | Residential | 2138.4+910.955j | 0 | 0 | 0 | 0 | 0 | [24 empty] | 8102301 | no | no |  |  | no |  | 0 | 0 | 0 | 0 | 0 | 0 |  | 1 | 1 | 1 | 0 | 0 | 0
load_220576803 |  | node_1385939_082_15383132_99 |  | AN | 0 | Residential | 34797.6+14823.716j | 0 | 0 | 0 | 0 | 0 | [24 empty] | 8102301 | no | no |  |  | no |  | 0 | 0 | 0 | 0 | 0 | 0 |  | 1 | 1 | 1 | 0 | 0 | 0
load_220578087 |  | node_1401479_19_15382427_889 |  | AN | 0 | Residential | 3513.6+1496.787j | 0 | 0 | 0 | 0 | 0 | [24 empty] | 8102301 | no | no |  |  | no |  | 0 | 0 | 0 | 0 | 0 | 0 |  | 1 | 1 | 1 | 0 | 0 | 0
load_220594732 |  | node_1389520_769_15369661_194 |  | AN | 0 | Residential | 21096+8986.858j | 0 | 0 | 0 | 0 | 0 | [24 empty] | 8102301 | no | no |  |  | no |  | 0 | 0 | 0 | 0 | 0 | 0 |  | 1 | 1 | 1 | 0 | 0 | 0
load_220595633 |  | node_1408802_553_15371371_659 |  | AN | 0 | Residential | 3960+1686.953j | 0 | 0 | 0 | 0 | 0 | [24 empty] | 8102301 | no | no |  |  | no |  | 0 | 0 | 0 | 0 | 0 | 0 |  | 1 | 1 | 1 | 0 | 0 | 0
load_220595634 |  | node_1397862_416_15407162_571 |  | AN | 0 | Residential | 21.6+9.202j | 0 | 0 | 0 | 0 | 0 | [24 empty] | 8102301 | no | no |  |  | no |  | 0 | 0 | 0 | 0 | 0 | 0 |  | 1 | 1 | 1 | 0 | 0 | 0
load_220598990 |  | node_1396524_41_15382414_312 |  | AN | 0 | Residential | 5702.4+2429.212j | 0 | 0 | 0 | 0 | 0 | [24 empty] | 8102301 | no | no |  |  | no |  | 0 | 0 | 0 | 0 | 0 | 0 |  | 1 | 1 | 1 | 0 | 0 | 0
load_220599190 |  | node_1391762_061_15365384_871 |  | AN | 0 | Residential | 2728.8+1162.464j | 0 | 0 | 0 | 0 | 0 | [24 empty] | 8102301 | no | no |  |  | no |  | 0 | 0 | 0 | 0 | 0 | 0 |  | 1 | 1 | 1 | 0 | 0 | 0
load_220602289 |  | node_1390292_164_15402161_508 |  | AN | 0 | Other | 0 | 0 | 0 | 0 | 0 | 0 | [24 empty] | 8102301 | no | no |  |  | no |  | 0 | 0 | 0 | 0 | 0 | 0 |  | 1 | 1 | 1 | 0 | 0 | 0
load_220604641 |  | node_1381689_712_15376522_623 |  | AN | 0 | Residential | 13471.2+5738.707j | 0 | 0 | 0 | 0 | 0 | [24 empty] | 8102301 | no | no |  |  | no |  | 0 | 0 | 0 | 0 | 0 | 0 |  | 1 | 1 | 1 | 0 | 0 | 0
load_220606388 |  | node_1379945_455_15376670_606 |  | AN | 0 | Residential | 31831.2+13560.034j | 0 | 0 | 0 | 0 | 0 | [24 empty] | 8102301 | no | no |  |  | no |  | 0 | 0 | 0 | 0 | 0 | 0 |  | 1 | 1 | 1 | 0 | 0 | 0
load_220606658 |  | node_1383198_603_15374972_234 |  | AN | 0 | Other | 0 | 0 | 0 | 0 | 0 | 0 | [24 empty] | 8102301 | no | no |  |  | no |  | 0 | 0 | 0 | 0 | 0 | 0 |  | 1 | 1 | 1 | 0 | 0 | 0
load_220606659 |  | node_1383186_616_15374993_294 |  | BN | 0 | Other | 0 | 0 | 0 | 0 | 0 | 0 | [24 empty] | 8102301 | no | no |  |  | no |  | 0 | 0 | 0 | 0 | 0 | 0 |  | 1 | 1 | 1 | 0 | 0 | 0
load_220606660 |  | node_1383206_115_15374947_673 |  | CN | 0 | Other | 0 | 0 | 0 | 0 | 0 | 0 | [24 empty] | 8102301 | no | no |  |  | no |  | 0 | 0 | 0 | 0 | 0 | 0 |  | 1 | 1 | 1 | 0 | 0 | 0
load_220607299 |  | node_1379034_586_15376514_334 |  | AN | 0 | Residential | 25593.6+10902.828j | 0 | 0 | 0 | 0 | 0 | [24 empty] | 8102301 | no | no |  |  | no |  | 0 | 0 | 0 | 0 | 0 | 0 |  | 1 | 1 | 1 | 0 | 0 | 0
load_220607312 |  | node_1379015_918_15376560_584 |  | BN | 0 | NonResidential | 0 | 27000+11501.952j | 0 | 0 | 0 | 0 | [24 empty] | 8102301 | no | no |  |  | no |  | 0 | 0 | 0 | 0 | 0 | 0 |  | 1 | 1 | 1 | 0 | 0 | 0
load_220613118 |  | node_1378836_896_15376559_37 |  | AN | 0 | NonResidential | 5333.333+2271.99j | 0 | 0 | 0 | 0 | 0 | [24 empty] | 8102301 | no | no |  |  | no |  | 0 | 0 | 0 | 0 | 0 | 0 |  | 1 | 1 | 1 | 0 | 0 | 0
load_220613119 |  | node_1378817_48_15376554_236 |  | BN | 0 | NonResidential | 0 | 5333.333+2271.99j | 0 | 0 | 0 | 0 | [24 empty] | 8102301 | no | no |  |  | no |  | 0 | 0 | 0 | 0 | 0 | 0 |  | 1 | 1 | 1 | 0 | 0 | 0
load_220613120 |  | node_1378856_601_15376557_567 |  | CN | 0 | NonResidential | 0 | 0 | 5333.333+2271.99j | 0 | 0 | 0 | [24 empty] | 8102301 | no | no |  |  | no |  | 0 | 0 | 0 | 0 | 0 | 0 |  | 1 | 1 | 1 | 0 | 0 | 0
load_220614811 |  | node_1379526_679_15383265_044 |  | AN | 0 | Residential | 42134.4+17949.179j | 0 | 0 | 0 | 0 | 0 | [24 empty] | 8102301 | no | no |  |  | no |  | 0 | 0 | 0 | 0 | 0 | 0 |  | 1 | 1 | 1 | 0 | 0 | 0
load_220614837 |  | node_1401178_893_15407283_758 |  | AN | 0 | Residential | 684+291.383j | 0 | 0 | 0 | 0 | 0 | [24 empty] | 8102301 | no | no |  |  | no |  | 0 | 0 | 0 | 0 | 0 | 0 |  | 1 | 1 | 1 | 0 | 0 | 0
load_220614839 |  | node_1399254_614_15360945_738 |  | AN | 0 | Residential | 14342.4+6109.837j | 0 | 0 | 0 | 0 | 0 | [24 empty] | 8102301 | no | no |  |  | no |  | 0 | 0 | 0 | 0 | 0 | 0 |  | 1 | 1 | 1 | 0 | 0 | 0
load_220615349 |  | node_1409189_4_15381869_262 |  | AN | 0 | Other | 0 | 0 | 0 | 0 | 0 | 0 | [24 empty] | 8102301 | no | no |  |  | no |  | 0 | 0 | 0 | 0 | 0 | 0 |  | 1 | 1 | 1 | 0 | 0 | 0
load_220615533 |  | node_1398505_13_15386647_737 |  | AN | 0 | Residential | 4773.6+2033.545j | 0 | 0 | 0 | 0 | 0 | [24 empty] | 8102301 | no | no |  |  | no |  | 0 | 0 | 0 | 0 | 0 | 0 |  | 1 | 1 | 1 | 0 | 0 | 0
load_220617376 |  | node_1410449_347_15361222_292 |  | AN | 0 | Residential | 39628.8+16881.798j | 0 | 0 | 0 | 0 | 0 | [24 empty] | 8102301 | no | no |  |  | no |  | 0 | 0 | 0 | 0 | 0 | 0 |  | 1 | 1 | 1 | 0 | 0 | 0
load_220617377 |  | node_1410549_238_15360880_274 |  | AN | 0 | Other | 0 | 0 | 0 | 0 | 0 | 0 | [24 empty] | 8102301 | no | no |  |  | no |  | 0 | 0 | 0 | 0 | 0 | 0 |  | 1 | 1 | 1 | 0 | 0 | 0
load_220618636 |  | node_1379526_545_15382288_567 |  | AN | 0 | NonResidential | 6000+2555.989j | 0 | 0 | 0 | 0 | 0 | [24 empty] | 8102301 | no | no |  |  | no |  | 0 | 0 | 0 | 0 | 0 | 0 |  | 1 | 1 | 1 | 0 | 0 | 0
load_220619487 |  | node_1401318_82_15381582_387 |  | AN | 0 | Residential | 2822.4+1202.337j | 0 | 0 | 0 | 0 | 0 | [24 empty] | 8102301 | no | no |  |  | no |  | 0 | 0 | 0 | 0 | 0 | 0 |  | 1 | 1 | 1 | 0 | 0 | 0
load_220620573 |  | node_1379160_958_15378593_473 |  | AN | 0 | NonResidential | 1000+425.998j | 0 | 0 | 0 | 0 | 0 | [24 empty] | 8102301 | no | no |  |  | no |  | 0 | 0 | 0 | 0 | 0 | 0 |  | 1 | 1 | 1 | 0 | 0 | 0
load_220621534 |  | node_1384000_148_15376427_353 |  | AN | 0 | Other | 0 | 0 | 0 | 0 | 0 | 0 | [24 empty] | 8102301 | no | no |  |  | no |  | 0 | 0 | 0 | 0 | 0 | 0 |  | 1 | 1 | 1 | 0 | 0 | 0
load_220622844 |  | node_1396457_673_15374984_484 |  | AN | 0 | Residential | 16128+6870.499j | 0 | 0 | 0 | 0 | 0 | [24 empty] | 8102301 | no | no |  |  | no |  | 0 | 0 | 0 | 0 | 0 | 0 |  | 1 | 1 | 1 | 0 | 0 | 0
load_220625730 |  | node_1396738_09_15400914_371 |  | AN | 0 | Residential | 8388+3573.273j | 0 | 0 | 0 | 0 | 0 | [24 empty] | 8102301 | no | no |  |  | no |  | 0 | 0 | 0 | 0 | 0 | 0 |  | 1 | 1 | 1 | 0 | 0 | 0
load_220627678 |  | node_1393460_692_15391660_489 |  | AN | 0 | Residential | 10051.2+4281.793j | 0 | 0 | 0 | 0 | 0 | [24 empty] | 8102301 | no | no |  |  | no |  | 0 | 0 | 0 | 0 | 0 | 0 |  | 1 | 1 | 1 | 0 | 0 | 0
load_220628069 |  | node_1407804_696_15376289_471 |  | AN | 0 | Residential | 7084.8+3018.112j | 0 | 0 | 0 | 0 | 0 | [24 empty] | 8102301 | no | no |  |  | no |  | 0 | 0 | 0 | 0 | 0 | 0 |  | 1 | 1 | 1 | 0 | 0 | 0
load_220635655 |  | node_1386732_077_15408264_549 |  | AN | 0 | Residential | 18108+7713.976j | 0 | 0 | 0 | 0 | 0 | [24 empty] | 8102301 | no | no |  |  | no |  | 0 | 0 | 0 | 0 | 0 | 0 |  | 1 | 1 | 1 | 0 | 0 | 0
load_220636616 |  | node_1385599_409_15390292_467 |  | AN | 0 | Residential | 10260+4370.742j | 0 | 0 | 0 | 0 | 0 | [24 empty] | 8102301 | no | no |  |  | no |  | 0 | 0 | 0 | 0 | 0 | 0 |  | 1 | 1 | 1 | 0 | 0 | 0
load_220636650 |  | node_1379360_023_15384772_17 |  | AN | 0 | Residential | 5904+2515.093j | 0 | 0 | 0 | 0 | 0 | [24 empty] | 8102301 | no | no |  |  | no |  | 0 | 0 | 0 | 0 | 0 | 0 |  | 1 | 1 | 1 | 0 | 0 | 0
load_220638506 |  | node_1404977_758_15351055_888 |  | AN | 0 | Residential | 9496.8+4045.62j | 0 | 0 | 0 | 0 | 0 | [24 empty] | 8102301 | no | no |  |  | no |  | 0 | 0 | 0 | 0 | 0 | 0 |  | 1 | 1 | 1 | 0 | 0 | 0
load_220646691 |  | node_1394302_046_15372304_317 |  | AN | 0 | Residential | 17560.8+7480.869j | 0 | 0 | 0 | 0 | 0 | [24 empty] | 8102301 | no | no |  |  | no |  | 0 | 0 | 0 | 0 | 0 | 0 |  | 1 | 1 | 1 | 0 | 0 | 0
load_220647288 |  | node_1384646_617_15401031_457 |  | AN | 0 | Residential | 439.2+187.098j | 0 | 0 | 0 | 0 | 0 | [24 empty] | 8102301 | no | no |  |  | no |  | 0 | 0 | 0 | 0 | 0 | 0 |  | 1 | 1 | 1 | 0 | 0 | 0
load_220647702 |  | node_1403523_609_15380391_113 |  | AN | 0 | Residential | 7682.4+3272.689j | 0 | 0 | 0 | 0 | 0 | [24 empty] | 8102301 | no | no |  |  | no |  | 0 | 0 | 0 | 0 | 0 | 0 |  | 1 | 1 | 1 | 0 | 0 | 0
load_220647704 |  | node_1408926_193_15368821_298 |  | AN | 0 | Residential | 17596.8+7496.205j | 0 | 0 | 0 | 0 | 0 | [24 empty] | 8102301 | no | no |  |  | no |  | 0 | 0 | 0 | 0 | 0 | 0 |  | 1 | 1 | 1 | 0 | 0 | 0
load_220647798 |  | node_1410316_514_15362417_646 |  | AN | 0 | NonResidential | 0 | 0 | 0 | 0 | 0 | 0 | [24 empty] | 8102301 | no | no |  |  | no |  | 0 | 0 | 0 | 0 | 0 | 0 |  | 1 | 1 | 1 | 0 | 0 | 0
load_220647911 |  | node_1386353_946_15372170_815 |  | AN | 0 | Other | 0 | 0 | 0 | 0 | 0 | 0 | [24 empty] | 8102301 | no | no |  |  | no |  | 0 | 0 | 0 | 0 | 0 | 0 |  | 1 | 1 | 1 | 0 | 0 | 0
load_220648007 |  | node_1379152_121_15376390_638 |  | AN | 0 | NonResidential | 37500+15974.933j | 0 | 0 | 0 | 0 | 0 | [24 empty] | 8102301 | no | no |  |  | no |  | 0 | 0 | 0 | 0 | 0 | 0 |  | 1 | 1 | 1 | 0 | 0 | 0
load_220648009 |  | node_1386638_856_15379206_077 |  | AN | 0 | Residential | 4881.6+2079.553j | 0 | 0 | 0 | 0 | 0 | [24 empty] | 8102301 | no | no |  |  | no |  | 0 | 0 | 0 | 0 | 0 | 0 |  | 1 | 1 | 1 | 0 | 0 | 0
load_220648043 |  | node_1415094_33_15368275_894 |  | AN | 0 | Residential | 86.4+36.806j | 0 | 0 | 0 | 0 | 0 | [24 empty] | 8102301 | no | no |  |  | no |  | 0 | 0 | 0 | 0 | 0 | 0 |  | 1 | 1 | 1 | 0 | 0 | 0
load_220648051 |  | node_1377790_112_15376614_303 |  | AN | 0 | Residential | 81550.8+34740.495j | 0 | 0 | 0 | 0 | 0 | [24 empty] | 8102301 | no | no |  |  | no |  | 0 | 0 | 0 | 0 | 0 | 0 |  | 1 | 1 | 1 | 0 | 0 | 0
load_220648052 |  | node_1379164_945_15376411_016 |  | AN | 0 | NonResidential | 37500+15974.933j | 0 | 0 | 0 | 0 | 0 | [24 empty] | 8102301 | no | no |  |  | no |  | 0 | 0 | 0 | 0 | 0 | 0 |  | 1 | 1 | 1 | 0 | 0 | 0
load_220648138 |  | node_1401679_043_15363515_639 |  | AN | 0 | Residential | 3729.6+1588.803j | 0 | 0 | 0 | 0 | 0 | [24 empty] | 8102301 | no | no |  |  | no |  | 0 | 0 | 0 | 0 | 0 | 0 |  | 1 | 1 | 1 | 0 | 0 | 0
load_220648151 |  | node_1379022_984_15376535_781 |  | CN | 0 | NonResidential | 0 | 0 | 27000+11501.952j | 0 | 0 | 0 | [24 empty] | 8102301 | no | no |  |  | no |  | 0 | 0 | 0 | 0 | 0 | 0 |  | 1 | 1 | 1 | 0 | 0 | 0
load_220648210 |  | node_1391770_97_15392196_653 |  | AN | 0 | Residential | 16099.2+6858.23j | 0 | 0 | 0 | 0 | 0 | [24 empty] | 8102301 | no | no |  |  | no |  | 0 | 0 | 0 | 0 | 0 | 0 |  | 1 | 1 | 1 | 0 | 0 | 0
load_220648386 |  | node_1377809_839_15376616_045 |  | AN | 0 | Residential | 81550.8+34740.495j | 0 | 0 | 0 | 0 | 0 | [24 empty] | 8102301 | no | no |  |  | no |  | 0 | 0 | 0 | 0 | 0 | 0 |  | 1 | 1 | 1 | 0 | 0 | 0
load_220648444 |  | node_1399977_985_15389683_962 |  | AN | 0 | Residential | 5875.2+2502.825j | 0 | 0 | 0 | 0 | 0 | [24 empty] | 8102301 | no | no |  |  | no |  | 0 | 0 | 0 | 0 | 0 | 0 |  | 1 | 1 | 1 | 0 | 0 | 0
load_220650228 |  | node_1397627_73_15375472_879 |  | AN | 0 | Other | 0 | 0 | 0 | 0 | 0 | 0 | [24 empty] | 8102301 | no | no |  |  | no |  | 0 | 0 | 0 | 0 | 0 | 0 |  | 1 | 1 | 1 | 0 | 0 | 0
load_220651163 |  | node_1411915_28_15367795_179 |  | AN | 0 | NonResidential | 3146.4+1340.361j | 0 | 0 | 0 | 0 | 0 | [24 empty] | 8102301 | no | no |  |  | no |  | 0 | 0 | 0 | 0 | 0 | 0 |  | 1 | 1 | 1 | 0 | 0 | 0
load_220655892 |  | node_1414904_615_15374041_253 |  | AN | 0 | Residential | 31406.4+13379.07j | 0 | 0 | 0 | 0 | 0 | [24 empty] | 8102301 | no | no |  |  | no |  | 0 | 0 | 0 | 0 | 0 | 0 |  | 1 | 1 | 1 | 0 | 0 | 0
load_220656052 |  | node_1399070_682_15368526_188 |  | AN | 0 | Residential | 4521.6+1926.194j | 0 | 0 | 0 | 0 | 0 | [24 empty] | 8102301 | no | no |  |  | no |  | 0 | 0 | 0 | 0 | 0 | 0 |  | 1 | 1 | 1 | 0 | 0 | 0
load_220656053 |  | node_1390484_179_15369973_885 |  | AN | 0 | Residential | 5306.4+2260.517j | 0 | 0 | 0 | 0 | 0 | [24 empty] | 8102301 | no | no |  |  | no |  | 0 | 0 | 0 | 0 | 0 | 0 |  | 1 | 1 | 1 | 0 | 0 | 0
load_310000645 |  | node_1382489_434_15388434_01 |  | AN | 0 | Residential | 19584+8342.749j | 0 | 0 | 0 | 0 | 0 | [24 empty] | 8102301 | no | no |  |  | no |  | 0 | 0 | 0 | 0 | 0 | 0 |  | 1 | 1 | 1 | 0 | 0 | 0
load_310003789 |  | node_1409783_276_15363403_48 |  | AN | 0 | Residential | 5882.4+2505.892j | 0 | 0 | 0 | 0 | 0 | [24 empty] | 8102301 | no | no |  |  | no |  | 0 | 0 | 0 | 0 | 0 | 0 |  | 1 | 1 | 1 | 0 | 0 | 0
load_310005523 |  | node_1387694_437_15380243_88 |  | AN | 0 | Residential | 11973.6+5100.732j | 0 | 0 | 0 | 0 | 0 | [24 empty] | 8102301 | no | no |  |  | no |  | 0 | 0 | 0 | 0 | 0 | 0 |  | 1 | 1 | 1 | 0 | 0 | 0
load_310007939 |  | node_1384561_779_15373684_932 |  | AN | 0 | Other | 0 | 0 | 0 | 0 | 0 | 0 | [24 empty] | 8102301 | no | no |  |  | no |  | 0 | 0 | 0 | 0 | 0 | 0 |  | 1 | 1 | 1 | 0 | 0 | 0
load_310013477 |  | node_1410411_981_15360213_934 |  | AN | 0 | Residential | 7394.4+3150.001j | 0 | 0 | 0 | 0 | 0 | [24 empty] | 8102301 | no | no |  |  | no |  | 0 | 0 | 0 | 0 | 0 | 0 |  | 1 | 1 | 1 | 0 | 0 | 0
load_310017172 |  | node_1396255_445_15383809_725 |  | AN | 0 | Residential | 432+184.031j | 0 | 0 | 0 | 0 | 0 | [24 empty] | 8102301 | no | no |  |  | no |  | 0 | 0 | 0 | 0 | 0 | 0 |  | 1 | 1 | 1 | 0 | 0 | 0
load_310017173 |  | node_1394782_096_15395472_956 |  | AN | 0 | Residential | 4060.8+1729.894j | 0 | 0 | 0 | 0 | 0 | [24 empty] | 8102301 | no | no |  |  | no |  | 0 | 0 | 0 | 0 | 0 | 0 |  | 1 | 1 | 1 | 0 | 0 | 0
load_310017181 |  | node_1379724_657_15376077_84 |  | AN | 0 | NonResidential | 1123.2+478.481j | 0 | 0 | 0 | 0 | 0 | [24 empty] | 8102301 | no | no |  |  | no |  | 0 | 0 | 0 | 0 | 0 | 0 |  | 1 | 1 | 1 | 0 | 0 | 0
load_310045528 |  | node_1401469_46_15380672_032 |  | AN | 0 | Residential | 20030.4+8532.915j | 0 | 0 | 0 | 0 | 0 | [24 empty] | 8102301 | no | no |  |  | no |  | 0 | 0 | 0 | 0 | 0 | 0 |  | 1 | 1 | 1 | 0 | 0 | 0
load_310051653 |  | node_1381541_88_15394265_997 |  | AN | 0 | Other | 0 | 0 | 0 | 0 | 0 | 0 | [24 empty] | 8102301 | no | no |  |  | no |  | 0 | 0 | 0 | 0 | 0 | 0 |  | 1 | 1 | 1 | 0 | 0 | 0
load_310057222 |  | node_1402619_212_15387031_163 |  | AN | 0 | Residential | 11620.8+4950.44j | 0 | 0 | 0 | 0 | 0 | [24 empty] | 8102301 | no | no |  |  | no |  | 0 | 0 | 0 | 0 | 0 | 0 |  | 1 | 1 | 1 | 0 | 0 | 0
load_310065078 |  | node_1382413_049_15394114_36 |  | AN | 0 | Residential | 8128.8+3462.854j | 0 | 0 | 0 | 0 | 0 | [24 empty] | 8102301 | no | no |  |  | no |  | 0 | 0 | 0 | 0 | 0 | 0 |  | 1 | 1 | 1 | 0 | 0 | 0
load_310065231 |  | node_1382192_686_15374840_148 |  | ABCN | 0 | NonResidential | 18000+7667.968j | 18000+7667.968j | 18000+7667.968j | 0 | 0 | 0 | [24 empty] | 8102301 | no | no |  |  | no |  | 0 | 0 | 0 | 0 | 0 | 0 |  | 1 | 1 | 1 | 0 | 0 | 0
load_311859024 |  | node_1389876_674_15401011_176 |  | AN | 0 | Other | 0 | 0 | 0 | 0 | 0 | 0 | [24 empty] | 8102301 | no | no |  |  | no |  | 0 | 0 | 0 | 0 | 0 | 0 |  | 1 | 1 | 1 | 0 | 0 | 0
load_311859031 |  | node_1400439_46_15382070_44 |  | AN | 0 | Residential | 13471.2+5738.707j | 0 | 0 | 0 | 0 | 0 | [24 empty] | 8102301 | no | no |  |  | no |  | 0 | 0 | 0 | 0 | 0 | 0 |  | 1 | 1 | 1 | 0 | 0 | 0
load_311880307 |  | node_1389942_094_15401240_269 |  | AN | 0 | NonResidential | 2217.6+944.694j | 0 | 0 | 0 | 0 | 0 | [24 empty] | 8102301 | no | no |  |  | no |  | 0 | 0 | 0 | 0 | 0 | 0 |  | 1 | 1 | 1 | 0 | 0 | 0
load_311880308 |  | node_1402393_305_15386080_531 |  | AN | 0 | Residential | 8337.6+3551.803j | 0 | 0 | 0 | 0 | 0 | [24 empty] | 8102301 | no | no |  |  | no |  | 0 | 0 | 0 | 0 | 0 | 0 |  | 1 | 1 | 1 | 0 | 0 | 0
load_311882824 |  | node_1394746_39_15372225_658 |  | AN | 0 | Other | 0 | 0 | 0 | 0 | 0 | 0 | [24 empty] | 8102301 | no | no |  |  | no |  | 0 | 0 | 0 | 0 | 0 | 0 |  | 1 | 1 | 1 | 0 | 0 | 0
load_311894974 |  | node_1396277_408_15397354_961 |  | AN | 0 | NonResidential | 3016.8+1285.151j | 0 | 0 | 0 | 0 | 0 | [24 empty] | 8102301 | no | no |  |  | no |  | 0 | 0 | 0 | 0 | 0 | 0 |  | 1 | 1 | 1 | 0 | 0 | 0
load_311895895 |  | node_1403931_569_15380802_747 |  | AN | 0 | NonResidential | 475.2+202.434j | 0 | 0 | 0 | 0 | 0 | [24 empty] | 8102301 | no | no |  |  | no |  | 0 | 0 | 0 | 0 | 0 | 0 |  | 1 | 1 | 1 | 0 | 0 | 0
load_311897609 |  | node_1394825_492_15407165_228 |  | AN | 0 | Other | 0 | 0 | 0 | 0 | 0 | 0 | [24 empty] | 8102301 | no | no |  |  | no |  | 0 | 0 | 0 | 0 | 0 | 0 |  | 1 | 1 | 1 | 0 | 0 | 0
load_311899372 |  | node_1394053_126_15366282_884 |  | AN | 0 | Residential | 1677.6+714.655j | 0 | 0 | 0 | 0 | 0 | [24 empty] | 8102301 | no | no |  |  | no |  | 0 | 0 | 0 | 0 | 0 | 0 |  | 1 | 1 | 1 | 0 | 0 | 0
load_311899760 |  | node_1379350_711_15387040_989 |  | AN | 0 | Residential | 13860+5904.335j | 0 | 0 | 0 | 0 | 0 | [24 empty] | 8102301 | no | no |  |  | no |  | 0 | 0 | 0 | 0 | 0 | 0 |  | 1 | 1 | 1 | 0 | 0 | 0
load_311900039 |  | node_1414941_035_15384388_324 |  | AN | 0 | Residential | 11368.8+4843.089j | 0 | 0 | 0 | 0 | 0 | [24 empty] | 8102301 | no | no |  |  | no |  | 0 | 0 | 0 | 0 | 0 | 0 |  | 1 | 1 | 1 | 0 | 0 | 0
load_311901462 |  | node_1382185_596_15376522_229 |  | AN | 0 | Other | 0 | 0 | 0 | 0 | 0 | 0 | [24 empty] | 8102301 | no | no |  |  | no |  | 0 | 0 | 0 | 0 | 0 | 0 |  | 1 | 1 | 1 | 0 | 0 | 0
load_311902264 |  | node_1410360_771_15362624_475 |  | AN | 0 | Residential | 13233.6+5637.49j | 0 | 0 | 0 | 0 | 0 | [24 empty] | 8102301 | no | no |  |  | no |  | 0 | 0 | 0 | 0 | 0 | 0 |  | 1 | 1 | 1 | 0 | 0 | 0
load_311903537 |  | node_1400248_812_15381225_572 |  | AN | 0 | NonResidential | 15000+6389.973j | 0 | 0 | 0 | 0 | 0 | [24 empty] | 8102301 | no | no |  |  | no |  | 0 | 0 | 0 | 0 | 0 | 0 |  | 1 | 1 | 1 | 0 | 0 | 0
load_311904031 |  | node_1404100_44_15365637_926 |  | AN | 0 | Residential | 0 | 0 | 0 | 0 | 0 | 0 | [24 empty] | 8102301 | no | no |  |  | no |  | 0 | 0 | 0 | 0 | 0 | 0 |  | 1 | 1 | 1 | 0 | 0 | 0
load_311904096 |  | node_1404127_961_15365435_048 |  | AN | 0 | Residential | 5119.2+2180.77j | 0 | 0 | 0 | 0 | 0 | [24 empty] | 8102301 | no | no |  |  | no |  | 0 | 0 | 0 | 0 | 0 | 0 |  | 1 | 1 | 1 | 0 | 0 | 0
load_311905589 |  | node_1379487_735_15375749_266 |  | AN | 0 | Other | 0 | 0 | 0 | 0 | 0 | 0 | [24 empty] | 8102301 | no | no |  |  | no |  | 0 | 0 | 0 | 0 | 0 | 0 |  | 1 | 1 | 1 | 0 | 0 | 0
load_311926581 |  | node_1412934_776_15367836_628 |  | AN | 0 | Other | 0 | 0 | 0 | 0 | 0 | 0 | [24 empty] | 8102301 | no | no |  |  | no |  | 0 | 0 | 0 | 0 | 0 | 0 |  | 1 | 1 | 1 | 0 | 0 | 0
load_311935765 |  | node_1385718_387_15407449_129 |  | AN | 0 | NonResidential | 2000+851.996j | 0 | 0 | 0 | 0 | 0 | [24 empty] | 8102301 | no | no |  |  | no |  | 0 | 0 | 0 | 0 | 0 | 0 |  | 1 | 1 | 1 | 0 | 0 | 0
load_311987904 |  | node_1380821_752_15376562_363 |  | AN | 0 | Other | 0 | 0 | 0 | 0 | 0 | 0 | [24 empty] | 8102301 | no | no |  |  | no |  | 0 | 0 | 0 | 0 | 0 | 0 |  | 1 | 1 | 1 | 0 | 0 | 0
load_311987975 |  | node_1382387_612_15383526_788 |  | AN | 0 | Residential | 7920+3373.906j | 0 | 0 | 0 | 0 | 0 | [24 empty] | 8102301 | no | no |  |  | no |  | 0 | 0 | 0 | 0 | 0 | 0 |  | 1 | 1 | 1 | 0 | 0 | 0
load_311989146 |  | node_1379352_984_15376622_815 |  | AN | 0 | NonResidential | 1756.8+748.394j | 0 | 0 | 0 | 0 | 0 | [24 empty] | 8102301 | no | no |  |  | no |  | 0 | 0 | 0 | 0 | 0 | 0 |  | 1 | 1 | 1 | 0 | 0 | 0
load_311996145 |  | node_1401433_96_15354408_833 |  | AN | 0 | NonResidential | 14421.6+6143.576j | 0 | 0 | 0 | 0 | 0 | [24 empty] | 8102301 | no | no |  |  | no |  | 0 | 0 | 0 | 0 | 0 | 0 |  | 1 | 1 | 1 | 0 | 0 | 0
load_312024059 |  | node_1389954_886_15381247_997 |  | AN | 0 | Residential | 3146.4+1340.361j | 0 | 0 | 0 | 0 | 0 | [24 empty] | 8102301 | no | no |  |  | no |  | 0 | 0 | 0 | 0 | 0 | 0 |  | 1 | 1 | 1 | 0 | 0 | 0
load_312026957 |  | node_1390040_184_15382245_425 |  | AN | 0 | Other | 0 | 0 | 0 | 0 | 0 | 0 | [24 empty] | 8102301 | no | no |  |  | no |  | 0 | 0 | 0 | 0 | 0 | 0 |  | 1 | 1 | 1 | 0 | 0 | 0
load_312046187 |  | node_1398557_176_15385585_112 |  | AN | 0 | NonResidential | 19000+8093.966j | 0 | 0 | 0 | 0 | 0 | [24 empty] | 8102301 | no | no |  |  | no |  | 0 | 0 | 0 | 0 | 0 | 0 |  | 1 | 1 | 1 | 0 | 0 | 0
load_312048938 |  | node_1406757_984_15380409_325 |  | AN | 0 | Other | 0 | 0 | 0 | 0 | 0 | 0 | [24 empty] | 8102301 | no | no |  |  | no |  | 0 | 0 | 0 | 0 | 0 | 0 |  | 1 | 1 | 1 | 0 | 0 | 0
load_312050370 |  | node_1394695_682_15380697_615 |  | AN | 0 | Residential | 9115.2+3883.059j | 0 | 0 | 0 | 0 | 0 | [24 empty] | 8102301 | no | no |  |  | no |  | 0 | 0 | 0 | 0 | 0 | 0 |  | 1 | 1 | 1 | 0 | 0 | 0
load_312086055 |  | node_1404955_655_15353548_764 |  | AN | 0 | Residential | 10058.4+4284.86j | 0 | 0 | 0 | 0 | 0 | [24 empty] | 8102301 | no | no |  |  | no |  | 0 | 0 | 0 | 0 | 0 | 0 |  | 1 | 1 | 1 | 0 | 0 | 0
load_312092023 |  | node_1387154_683_15385371_306 |  | AN | 0 | Other | 0 | 0 | 0 | 0 | 0 | 0 | [24 empty] | 8102301 | no | no |  |  | no |  | 0 | 0 | 0 | 0 | 0 | 0 |  | 1 | 1 | 1 | 0 | 0 | 0
load_312092297 |  | node_1387351_719_15372300_673 |  | AN | 0 | Other | 0 | 0 | 0 | 0 | 0 | 0 | [24 empty] | 8102301 | no | no |  |  | no |  | 0 | 0 | 0 | 0 | 0 | 0 |  | 1 | 1 | 1 | 0 | 0 | 0
load_312112068 |  | node_1402601_211_15352399_029 |  | AN | 0 | Other | 0 | 0 | 0 | 0 | 0 | 0 | [24 empty] | 8102301 | no | no |  |  | no |  | 0 | 0 | 0 | 0 | 0 | 0 |  | 1 | 1 | 1 | 0 | 0 | 0
load_312115245 |  | node_1387302_319_15380941_78 |  | AN | 0 | Other | 0 | 0 | 0 | 0 | 0 | 0 | [24 empty] | 8102301 | no | no |  |  | no |  | 0 | 0 | 0 | 0 | 0 | 0 |  | 1 | 1 | 1 | 0 | 0 | 0
load_312118772 |  | node_1384542_856_15389403_627 |  | AN | 0 | Other | 0 | 0 | 0 | 0 | 0 | 0 | [24 empty] | 8102301 | no | no |  |  | no |  | 0 | 0 | 0 | 0 | 0 | 0 |  | 1 | 1 | 1 | 0 | 0 | 0
load_312120981 |  | node_1396079_141_15385011_761 |  | AN | 0 | Other | 0 | 0 | 0 | 0 | 0 | 0 | [24 empty] | 8102301 | no | no |  |  | no |  | 0 | 0 | 0 | 0 | 0 | 0 |  | 1 | 1 | 1 | 0 | 0 | 0
load_312121569 |  | node_1402592_961_15388618_702 |  | AN | 0 | Other | 0 | 0 | 0 | 0 | 0 | 0 | [24 empty] | 8102301 | no | no |  |  | no |  | 0 | 0 | 0 | 0 | 0 | 0 |  | 1 | 1 | 1 | 0 | 0 | 0
load_312127773 |  | node_1395081_422_15382329_024 |  | AN | 0 | Other | 0 | 0 | 0 | 0 | 0 | 0 | [24 empty] | 8102301 | no | no |  |  | no |  | 0 | 0 | 0 | 0 | 0 | 0 |  | 1 | 1 | 1 | 0 | 0 | 0
load_312135366 |  | node_1391951_575_15392103_931 |  | AN | 0 | Other | 0 | 0 | 0 | 0 | 0 | 0 | [24 empty] | 8102301 | no | no |  |  | no |  | 0 | 0 | 0 | 0 | 0 | 0 |  | 1 | 1 | 1 | 0 | 0 | 0
load_312138389 |  | node_1413953_158_15376599_288 |  | AN | 0 | Other | 0 | 0 | 0 | 0 | 0 | 0 | [24 empty] | 8102301 | no | no |  |  | no |  | 0 | 0 | 0 | 0 | 0 | 0 |  | 1 | 1 | 1 | 0 | 0 | 0
load_312163613 |  | node_1378250_768_15376022_556 |  | AN | 0 | NonResidential | 17848.8+7603.557j | 0 | 0 | 0 | 0 | 0 | [24 empty] | 8102301 | no | no |  |  | no |  | 0 | 0 | 0 | 0 | 0 | 0 |  | 1 | 1 | 1 | 0 | 0 | 0

## node
data_type | static
owner_type | feeder
owner | 8102301
object | node
name | groupid | parent | bustype | phases | nominal_voltage | dcircuit | selected | monitored | monitored_fields | class_monitored_fields | played | played_fields | subsystem | x | y | comments | dist_to_slack
node_422X6-220417396 |  |  | PQ | ABCN | 7199.558 | 8102301 | no | no |  |  | no |  |  | 1400729.17 | 15379852.191 |  | -1
node_422X7A-220417371 |  |  | PQ | AN | 1001.678 | 8102301 | no | no |  |  | no |  |  | 1387265.333 | 15380154.039 |  | -1
node_422X8A-220416383 |  |  | PQ | ABCN | 7199.558 | 8102301 | no | no |  |  | no |  |  | 1380832.148 | 15376585.863 |  | -1
node_422X9-220416363 |  |  | PQ | ABCN | 7199.558 | 8102301 | no | no |  |  | no |  |  | 1379331.164 | 15376588.707 |  | -1
node_1377790_112_15376614_303 |  |  | PQ | ABCN | 7199.558 | 8102301 | no | no |  |  | no |  |  | 1377790.112 | 15376614.303 |  | -1
node_1377809_839_15376616_045 |  |  | PQ | ABCN | 7199.558 | 8102301 | no | no |  |  | no |  |  | 1377809.839 | 15376616.045 |  | -1
node_1378145_562_15376529_481 |  |  | PQ | ABCN | 7199.558 | 8102301 | no | no |  |  | no |  |  | 1378145.562 | 15376529.481 |  | -1
node_1378250_768_15376022_556 |  |  | PQ | ABCN | 7199.558 | 8102301 | no | no |  |  | no |  |  | 1378250.768 | 15376022.556 |  | -1
node_1378259_424_15376012_539 |  |  | PQ | ABCN | 7199.558 | 8102301 | no | no |  |  | no |  |  | 1378259.424 | 15376012.539 |  | -1
node_1378295_049_15387645_081 |  |  | PQ | AN | 1001.678 | 8102301 | no | no |  |  | no |  |  | 1378295.049 | 15387645.081 |  | -1
node_1378310_155_15387068_293 |  |  | PQ | AN | 1001.678 | 8102301 | no | no |  |  | no |  |  | 1378310.155 | 15387068.293 |  | -1
node_1378423_643_15375960_441 |  |  | PQ | ABCN | 7199.558 | 8102301 | no | no |  |  | no |  |  | 1378423.643 | 15375960.441 |  | -1
node_1378444_678_15375726_409 |  |  | PQ | ABCN | 7199.558 | 8102301 | no | no |  |  | no |  |  | 1378444.678 | 15375726.409 |  | -1
node_1378454_092_15386830_728 |  |  | PQ | AN | 1001.678 | 8102301 | no | no |  |  | no |  |  | 1378454.092 | 15386830.728 |  | -1
node_1378455_513_15387196_053 |  |  | PQ | AN | 1001.678 | 8102301 | no | no |  |  | no |  |  | 1378455.513 | 15387196.053 |  | -1
node_1378457_979_15375746_226 |  |  | PQ | ABCN | 7199.558 | 8102301 | no | no |  |  | no |  |  | 1378457.979 | 15375746.226 |  | -1
node_1378467_044_15375769_972 |  |  | PQ | ABCN | 7199.558 | 8102301 | no | no |  |  | no |  |  | 1378467.044 | 15375769.972 |  | -1
node_1378487_767_15376253_555 |  |  | PQ | ABCN | 7199.558 | 8102301 | no | no |  |  | no |  |  | 1378487.767 | 15376253.555 |  | -1
node_1378490_255_15376279_994 |  |  | PQ | ABCN | 7199.558 | 8102301 | no | no |  |  | no |  |  | 1378490.255 | 15376279.994 |  | -1
node_1378490_438_15376227_196 |  |  | PQ | ABCN | 7199.558 | 8102301 | no | no |  |  | no |  |  | 1378490.438 | 15376227.196 |  | -1
node_1378525_307_15376139_594 |  |  | PQ | ABCN | 7199.558 | 8102301 | no | no |  |  | no |  |  | 1378525.307 | 15376139.594 |  | -1
node_1378548_153_15383499_281 |  |  | PQ | AN | 7199.558 | 8102301 | no | no |  |  | no |  |  | 1378548.153 | 15383499.281 |  | -1
node_1378598_928_15385050_423 |  |  | PQ | AN | 7199.558 | 8102301 | no | no |  |  | no |  |  | 1378598.928 | 15385050.423 |  | -1
node_1378605_013_15385868_644 |  |  | PQ | ABN | 7199.558 | 8102301 | no | no |  |  | no |  |  | 1378605.013 | 15385868.644 |  | -1
node_1378611_858_15385843_729 |  |  | PQ | ABN | 7199.558 | 8102301 | no | no |  |  | no |  |  | 1378611.858 | 15385843.729 |  | -1
node_1378617_714_15390534_471 |  |  | PQ | AN | 1001.678 | 8102301 | no | no |  |  | no |  |  | 1378617.714 | 15390534.471 |  | -1
node_1378665_116_15375977_825 |  |  | PQ | ABCN | 7199.558 | 8102301 | no | no |  |  | no |  |  | 1378665.116 | 15375977.825 |  | -1
node_1378710_62_15391019_638 |  |  | PQ | AN | 1001.678 | 8102301 | no | no |  |  | no |  |  | 1378710.62 | 15391019.638 |  | -1
node_1378729_463_15391789_97 |  |  | PQ | AN | 1001.678 | 8102301 | no | no |  |  | no |  |  | 1378729.463 | 15391789.97 |  | -1
node_1378781_254_15375746_743 |  |  | PQ | ABCN | 7199.558 | 8102301 | no | no |  |  | no |  |  | 1378781.254 | 15375746.743 |  | -1
node_1378788_314_15383532_685 |  |  | PQ | AN | 7199.558 | 8102301 | no | no |  |  | no |  |  | 1378788.314 | 15383532.685 |  | -1
node_1378815_648_15382856_203 |  |  | PQ | AN | 7199.558 | 8102301 | no | no |  |  | no |  |  | 1378815.648 | 15382856.203 |  | -1
node_1378817_48_15376554_236 |  |  | PQ | ABCN | 7199.558 | 8102301 | no | no |  |  | no |  |  | 1378817.48 | 15376554.236 |  | -1
node_1378821_297_15387787_205 |  |  | PQ | AN | 1001.678 | 8102301 | no | no |  |  | no |  |  | 1378821.297 | 15387787.205 |  | -1
node_1378832_962_15391446_351 |  |  | PQ | AN | 1001.678 | 8102301 | no | no |  |  | no |  |  | 1378832.962 | 15391446.351 |  | -1
node_1378836_896_15376559_37 |  |  | PQ | ABCN | 7199.558 | 8102301 | no | no |  |  | no |  |  | 1378836.896 | 15376559.37 |  | -1
node_1378856_601_15376557_567 |  |  | PQ | ABCN | 7199.558 | 8102301 | no | no |  |  | no |  |  | 1378856.601 | 15376557.567 |  | -1
node_1378868_425_15385382_421 |  |  | PQ | ABN | 7199.558 | 8102301 | no | no |  |  | no |  |  | 1378868.425 | 15385382.421 |  | -1
node_1378908_433_15376062_76 |  |  | PQ | ABCN | 7199.558 | 8102301 | no | no |  |  | no |  |  | 1378908.433 | 15376062.76 |  | -1
node_1378919_672_15392439_958 |  |  | PQ | AN | 1001.678 | 8102301 | no | no |  |  | no |  |  | 1378919.672 | 15392439.958 |  | -1
node_1378951_83_15386458_684 |  |  | PQ | AN | 1001.678 | 8102301 | no | no |  |  | no |  |  | 1378951.83 | 15386458.684 |  | -1
node_1379008_912_15376686_002 |  |  | PQ | ABCN | 7199.558 | 8102301 | no | no |  |  | no |  |  | 1379008.912 | 15376686.002 |  | -1
node_1379009_731_15376659_404 |  |  | PQ | ABCN | 7199.558 | 8102301 | no | no |  |  | no |  |  | 1379009.731 | 15376659.404 |  | -1
node_1379013_231_15376712_027 |  |  | PQ | ABCN | 7199.558 | 8102301 | no | no |  |  | no |  |  | 1379013.231 | 15376712.027 |  | -1
node_1379015_918_15376560_584 |  |  | PQ | ABCN | 7199.558 | 8102301 | no | no |  |  | no |  |  | 1379015.918 | 15376560.584 |  | -1
node_1379022_984_15376535_781 |  |  | PQ | ABCN | 7199.558 | 8102301 | no | no |  |  | no |  |  | 1379022.984 | 15376535.781 |  | -1
node_1379034_586_15376514_334 |  |  | PQ | ABCN | 7199.558 | 8102301 | no | no |  |  | no |  |  | 1379034.586 | 15376514.334 |  | -1
node_1379058_608_15383614_568 |  |  | PQ | AN | 7199.558 | 8102301 | no | no |  |  | no |  |  | 1379058.608 | 15383614.568 |  | -1
node_1379073_797_15378778_457 |  |  | PQ | ABN | 7199.558 | 8102301 | no | no |  |  | no |  |  | 1379073.797 | 15378778.457 |  | -1
node_1379081_998_15378754_307 |  |  | PQ | ABN | 7199.558 | 8102301 | no | no |  |  | no |  |  | 1379081.998 | 15378754.307 |  | -1
node_1379122_89_15383909_174 |  |  | PQ | AN | 7199.558 | 8102301 | no | no |  |  | no |  |  | 1379122.89 | 15383909.174 |  | -1
node_1379152_121_15376390_638 |  |  | PQ | ABCN | 7199.558 | 8102301 | no | no |  |  | no |  |  | 1379152.121 | 15376390.638 |  | -1
node_1379160_958_15378593_473 |  |  | PQ | ABN | 7199.558 | 8102301 | no | no |  |  | no |  |  | 1379160.958 | 15378593.473 |  | -1
node_1379164_945_15376411_016 |  |  | PQ | ABCN | 7199.558 | 8102301 | no | no |  |  | no |  |  | 1379164.945 | 15376411.016 |  | -1
node_1379223_894_15384216_894 |  |  | PQ | ABN | 7199.558 | 8102301 | no | no |  |  | no |  |  | 1379223.894 | 15384216.894 |  | -1
node_1379228_648_15394379_762 |  |  | PQ | AN | 1001.678 | 8102301 | no | no |  |  | no |  |  | 1379228.648 | 15394379.762 |  | -1
node_1379234_976_15376360_93 |  |  | PQ | AN | 7199.558 | 8102301 | no | no |  |  | no |  |  | 1379234.976 | 15376360.93 |  | -1
node_1379249_328_15383506_174 |  |  | PQ | AN | 7199.558 | 8102301 | no | no |  |  | no |  |  | 1379249.328 | 15383506.174 |  | -1
node_1379283_699_15378173_955 |  |  | PQ | ABN | 7199.558 | 8102301 | no | no |  |  | no |  |  | 1379283.699 | 15378173.955 |  | -1
node_1379292_145_15382125_037 |  |  | PQ | AN | 7199.558 | 8102301 | no | no |  |  | no |  |  | 1379292.145 | 15382125.037 |  | -1
node_1379298_57_15391467_2 |  |  | PQ | AN | 1001.678 | 8102301 | no | no |  |  | no |  |  | 1379298.57 | 15391467.2 |  | -1
node_1379310_75_15382991_639 |  |  | PQ | AN | 7199.558 | 8102301 | no | no |  |  | no |  |  | 1379310.75 | 15382991.639 |  | -1
node_1379326_051_15376477_201 |  |  | PQ | ABCN | 7199.558 | 8102301 | no | no |  |  | no |  |  | 1379326.051 | 15376477.201 |  | -1
node_1379335_083_15376069_142 |  |  | PQ | ABCN | 7199.558 | 8102301 | no | no |  |  | no |  |  | 1379335.083 | 15376069.142 |  | -1
node_1379350_711_15387040_989 |  |  | PQ | AN | 1001.678 | 8102301 | no | no |  |  | no |  |  | 1379350.711 | 15387040.989 |  | -1
node_1379352_984_15376622_815 |  |  | PQ | ABCN | 7199.558 | 8102301 | no | no |  |  | no |  |  | 1379352.984 | 15376622.815 |  | -1
node_1379360_023_15384772_17 |  |  | PQ | AN | 7199.558 | 8102301 | no | no |  |  | no |  |  | 1379360.023 | 15384772.17 |  | -1
node_1379429_168_15394641_473 |  |  | PQ | AN | 1001.678 | 8102301 | no | no |  |  | no |  |  | 1379429.168 | 15394641.473 |  | -1
node_1379481_673_15394926_8 |  |  | PQ | AN | 1001.678 | 8102301 | no | no |  |  | no |  |  | 1379481.673 | 15394926.8 |  | -1
node_1379486_803_15381357_586 |  |  | PQ | ABN | 7199.558 | 8102301 | no | no |  |  | no |  |  | 1379486.803 | 15381357.586 |  | -1
node_1379487_382_15381384_208 |  |  | PQ | ABN | 7199.558 | 8102301 | no | no |  |  | no |  |  | 1379487.382 | 15381384.208 |  | -1
node_1379487_735_15375749_266 |  |  | PQ | AN | 1001.678 | 8102301 | no | no |  |  | no |  |  | 1379487.735 | 15375749.266 |  | -1
node_1379526_545_15382288_567 |  |  | PQ | AN | 7199.558 | 8102301 | no | no |  |  | no |  |  | 1379526.545 | 15382288.567 |  | -1
node_1379526_679_15383265_044 |  |  | PQ | ABN | 7199.558 | 8102301 | no | no |  |  | no |  |  | 1379526.679 | 15383265.044 |  | -1
node_1379545_129_15383125_846 |  |  | PQ | ABN | 7199.558 | 8102301 | no | no |  |  | no |  |  | 1379545.129 | 15383125.846 |  | -1
node_1379573_036_15375580_217 |  |  | PQ | AN | 1001.678 | 8102301 | no | no |  |  | no |  |  | 1379573.036 | 15375580.217 |  | -1
node_1379580_645_15377521_686 |  |  | PQ | ABN | 7199.558 | 8102301 | no | no |  |  | no |  |  | 1379580.645 | 15377521.686 |  | -1
node_1379607_203_15385054_409 |  |  | PQ | AN | 7199.558 | 8102301 | no | no |  |  | no |  |  | 1379607.203 | 15385054.409 |  | -1
node_1379635_772_15386917_249 |  |  | PQ | AN | 1001.678 | 8102301 | no | no |  |  | no |  |  | 1379635.772 | 15386917.249 |  | -1
node_1379649_521_15394284_722 |  |  | PQ | AN | 1001.678 | 8102301 | no | no |  |  | no |  |  | 1379649.521 | 15394284.722 |  | -1
node_1379651_303_15394916_844 |  |  | PQ | AN | 1001.678 | 8102301 | no | no |  |  | no |  |  | 1379651.303 | 15394916.844 |  | -1
node_1379660_098_15382771_607 |  |  | PQ | ABN | 7199.558 | 8102301 | no | no |  |  | no |  |  | 1379660.098 | 15382771.607 |  | -1
node_1379662_572_15375330_352 |  |  | PQ | AN | 1001.678 | 8102301 | no | no |  |  | no |  |  | 1379662.572 | 15375330.352 |  | -1
node_1379664_48_15382508_289 |  |  | PQ | ABN | 7199.558 | 8102301 | no | no |  |  | no |  |  | 1379664.48 | 15382508.289 |  | -1
node_1379699_433_15377123_687 |  |  | PQ | ABN | 7199.558 | 8102301 | no | no |  |  | no |  |  | 1379699.433 | 15377123.687 |  | -1
node_1379718_556_15377705_154 |  |  | PQ | AN | 7199.558 | 8102301 | no | no |  |  | no |  |  | 1379718.556 | 15377705.154 |  | -1
node_1379724_657_15376077_84 |  |  | PQ | ABCN | 7199.558 | 8102301 | no | no |  |  | no |  |  | 1379724.657 | 15376077.84 |  | -1
node_1379727_382_15378131_366 |  |  | PQ | AN | 7199.558 | 8102301 | no | no |  |  | no |  |  | 1379727.382 | 15378131.366 |  | -1
node_1379800_39_15374916_112 |  |  | PQ | AN | 1001.678 | 8102301 | no | no |  |  | no |  |  | 1379800.39 | 15374916.112 |  | -1
node_1379811_228_15383456_927 |  |  | PQ | AN | 7199.558 | 8102301 | no | no |  |  | no |  |  | 1379811.228 | 15383456.927 |  | -1
node_1379857_188_15395586_213 |  |  | PQ | AN | 1001.678 | 8102301 | no | no |  |  | no |  |  | 1379857.188 | 15395586.213 |  | -1
node_1379874_137_15395354_189 |  |  | PQ | AN | 1001.678 | 8102301 | no | no |  |  | no |  |  | 1379874.137 | 15395354.189 |  | -1
node_1379887_369_15387082_03 |  |  | PQ | AN | 1001.678 | 8102301 | no | no |  |  | no |  |  | 1379887.369 | 15387082.03 |  | -1
node_1379916_089_15378795_834 |  |  | PQ | ABN | 7199.558 | 8102301 | no | no |  |  | no |  |  | 1379916.089 | 15378795.834 |  | -1
node_1379932_927_15394811_707 |  |  | PQ | AN | 1001.678 | 8102301 | no | no |  |  | no |  |  | 1379932.927 | 15394811.707 |  | -1
node_1379945_455_15376670_606 |  |  | PQ | ABCN | 7199.558 | 8102301 | no | no |  |  | no |  |  | 1379945.455 | 15376670.606 |  | -1
node_1379972_134_15381944_919 |  |  | PQ | ABN | 7199.558 | 8102301 | no | no |  |  | no |  |  | 1379972.134 | 15381944.919 |  | -1
node_1380011_936_15395889_558 |  |  | PQ | AN | 1001.678 | 8102301 | no | no |  |  | no |  |  | 1380011.936 | 15395889.558 |  | -1
node_1380053_148_15389513_434 |  |  | PQ | AN | 1001.678 | 8102301 | no | no |  |  | no |  |  | 1380053.148 | 15389513.434 |  | -1
node_1380067_259_15374628_375 |  |  | PQ | AN | 1001.678 | 8102301 | no | no |  |  | no |  |  | 1380067.259 | 15374628.375 |  | -1
node_1380114_164_15375037_366 |  |  | PQ | ABCN | 7199.558 | 8102301 | no | no |  |  | no |  |  | 1380114.164 | 15375037.366 |  | -1
node_1380132_598_15375047_132 |  |  | PQ | ABCN | 7199.558 | 8102301 | no | no |  |  | no |  |  | 1380132.598 | 15375047.132 |  | -1
node_1380143_993_15383455_34 |  |  | PQ | AN | 7199.558 | 8102301 | no | no |  |  | no |  |  | 1380143.993 | 15383455.34 |  | -1
node_1380148_56_15375062_977 |  |  | PQ | ABCN | 7199.558 | 8102301 | no | no |  |  | no |  |  | 1380148.56 | 15375062.977 |  | -1
node_1380194_12_15387247_262 |  |  | PQ | AN | 1001.678 | 8102301 | no | no |  |  | no |  |  | 1380194.12 | 15387247.262 |  | -1
node_1380217_369_15394690_535 |  |  | PQ | AN | 1001.678 | 8102301 | no | no |  |  | no |  |  | 1380217.369 | 15394690.535 |  | -1
node_1380224_803_15374594_883 |  |  | PQ | AN | 1001.678 | 8102301 | no | no |  |  | no |  |  | 1380224.803 | 15374594.883 |  | -1
node_1380316_321_15376205_461 |  |  | PQ | ABCN | 7199.558 | 8102301 | no | no |  |  | no |  |  | 1380316.321 | 15376205.461 |  | -1
node_1380363_494_15376666_11 |  |  | PQ | ABCN | 7199.558 | 8102301 | no | no |  |  | no |  |  | 1380363.494 | 15376666.11 |  | -1
node_1380397_649_15396239_03 |  |  | PQ | AN | 1001.678 | 8102301 | no | no |  |  | no |  |  | 1380397.649 | 15396239.03 |  | -1
node_1380435_933_15387598_673 |  |  | PQ | AN | 1001.678 | 8102301 | no | no |  |  | no |  |  | 1380435.933 | 15387598.673 |  | -1
node_1380490_105_15374399_712 |  |  | PQ | AN | 1001.678 | 8102301 | no | no |  |  | no |  |  | 1380490.105 | 15374399.712 |  | -1
node_1380511_384_15383459_024 |  |  | PQ | AN | 7199.558 | 8102301 | no | no |  |  | no |  |  | 1380511.384 | 15383459.024 |  | -1
node_1380596_005_15376006_458 |  |  | PQ | ABCN | 7199.558 | 8102301 | no | no |  |  | no |  |  | 1380596.005 | 15376006.458 |  | -1
node_1380665_58_15376632_235 |  |  | PQ | ABCN | 7199.558 | 8102301 | no | no |  |  | no |  |  | 1380665.58 | 15376632.235 |  | -1
node_1380683_448_15380290_279 |  |  | PQ | AN | 1001.678 | 8102301 | no | no |  |  | no |  |  | 1380683.448 | 15380290.279 |  | -1
node_1380755_523_15397035_126 |  |  | PQ | AN | 1001.678 | 8102301 | no | no |  |  | no |  |  | 1380755.523 | 15397035.126 |  | -1
node_1380781_006_15394450_589 |  |  | PQ | AN | 1001.678 | 8102301 | no | no |  |  | no |  |  | 1380781.006 | 15394450.589 |  | -1
node_1380821_752_15376562_363 |  |  | PQ | ABCN | 7199.558 | 8102301 | no | no |  |  | no |  |  | 1380821.752 | 15376562.363 |  | -1
node_1380869_476_15381183_287 |  |  | PQ | AN | 1001.678 | 8102301 | no | no |  |  | no |  |  | 1380869.476 | 15381183.287 |  | -1
node_1380880_515_15375858_586 |  |  | PQ | ABCN | 7199.558 | 8102301 | no | no |  |  | no |  |  | 1380880.515 | 15375858.586 |  | -1
node_1380888_772_15397407_662 |  |  | PQ | AN | 1001.678 | 8102301 | no | no |  |  | no |  |  | 1380888.772 | 15397407.662 |  | -1
node_1380896_338_15374029_798 |  |  | PQ | AN | 1001.678 | 8102301 | no | no |  |  | no |  |  | 1380896.338 | 15374029.798 |  | -1
node_1380905_85_15383475_784 |  |  | PQ | AN | 7199.558 | 8102301 | no | no |  |  | no |  |  | 1380905.85 | 15383475.784 |  | -1
node_1380961_449_15387657_928 |  |  | PQ | AN | 1001.678 | 8102301 | no | no |  |  | no |  |  | 1380961.449 | 15387657.928 |  | -1
node_1380962_173_15387818_51 |  |  | PQ | AN | 1001.678 | 8102301 | no | no |  |  | no |  |  | 1380962.173 | 15387818.51 |  | -1
node_1380982_625_15397793_217 |  |  | PQ | AN | 1001.678 | 8102301 | no | no |  |  | no |  |  | 1380982.625 | 15397793.217 |  | -1
node_1381033_09_15398010_458 |  |  | PQ | AN | 1001.678 | 8102301 | no | no |  |  | no |  |  | 1381033.09 | 15398010.458 |  | -1
node_1381049_292_15394387_702 |  |  | PQ | AN | 1001.678 | 8102301 | no | no |  |  | no |  |  | 1381049.292 | 15394387.702 |  | -1
node_1381092_779_15398239_029 |  |  | PQ | AN | 1001.678 | 8102301 | no | no |  |  | no |  |  | 1381092.779 | 15398239.029 |  | -1
node_1381095_474_15376566_069 |  |  | PQ | ABCN | 7199.558 | 8102301 | no | no |  |  | no |  |  | 1381095.474 | 15376566.069 |  | -1
node_1381155_158_15398434_937 |  |  | PQ | AN | 1001.678 | 8102301 | no | no |  |  | no |  |  | 1381155.158 | 15398434.937 |  | -1
node_1381167_226_15383476_789 |  |  | PQ | AN | 7199.558 | 8102301 | no | no |  |  | no |  |  | 1381167.226 | 15383476.789 |  | -1
node_1381180_056_15375672_184 |  |  | PQ | ABCN | 7199.558 | 8102301 | no | no |  |  | no |  |  | 1381180.056 | 15375672.184 |  | -1
node_1381193_812_15398659_326 |  |  | PQ | AD | 1001.678 | 8102301 | no | no |  |  | no |  |  | 1381193.812 | 15398659.326 |  | -1
node_1381196_971_15379733_214 |  |  | PQ | AN | 1001.678 | 8102301 | no | no |  |  | no |  |  | 1381196.971 | 15379733.214 |  | -1
node_1381245_536_15373800_96 |  |  | PQ | AN | 1001.678 | 8102301 | no | no |  |  | no |  |  | 1381245.536 | 15373800.96 |  | -1
node_1381288_954_15398838_352 |  |  | PQ | AN | 1001.678 | 8102301 | no | no |  |  | no |  |  | 1381288.954 | 15398838.352 |  | -1
node_1381349_477_15399020_922 |  |  | PQ | AN | 1001.678 | 8102301 | no | no |  |  | no |  |  | 1381349.477 | 15399020.922 |  | -1
node_1381397_907_15375512_126 |  |  | PQ | ABCN | 7199.558 | 8102301 | no | no |  |  | no |  |  | 1381397.907 | 15375512.126 |  | -1
node_1381424_949_15376585_944 |  |  | PQ | ABCN | 7199.558 | 8102301 | no | no |  |  | no |  |  | 1381424.949 | 15376585.944 |  | -1
node_1381461_546_15387885_135 |  |  | PQ | AN | 1001.678 | 8102301 | no | no |  |  | no |  |  | 1381461.546 | 15387885.135 |  | -1
node_1381476_796_15399425_613 |  |  | PQ | AN | 1001.678 | 8102301 | no | no |  |  | no |  |  | 1381476.796 | 15399425.613 |  | -1
node_1381541_88_15394265_997 |  |  | PQ | AN | 1001.678 | 8102301 | no | no |  |  | no |  |  | 1381541.88 | 15394265.997 |  | -1
node_1381673_832_15400065_564 |  |  | PQ | AN | 1001.678 | 8102301 | no | no |  |  | no |  |  | 1381673.832 | 15400065.564 |  | -1
node_1381679_724_15373515_991 |  |  | PQ | AN | 1001.678 | 8102301 | no | no |  |  | no |  |  | 1381679.724 | 15373515.991 |  | -1
node_1381689_712_15376522_623 |  |  | PQ | AN | 7199.558 | 8102301 | no | no |  |  | no |  |  | 1381689.712 | 15376522.623 |  | -1
node_1381793_81_15400970_625 |  |  | PQ | AN | 1001.678 | 8102301 | no | no |  |  | no |  |  | 1381793.81 | 15400970.625 |  | -1
node_1381798_637_15400490_397 |  |  | PQ | AN | 1001.678 | 8102301 | no | no |  |  | no |  |  | 1381798.637 | 15400490.397 |  | -1
node_1381812_572_15383653_411 |  |  | PQ | AN | 7199.558 | 8102301 | no | no |  |  | no |  |  | 1381812.572 | 15383653.411 |  | -1
node_1381872_133_15378264_878 |  |  | PQ | AN | 7199.558 | 8102301 | no | no |  |  | no |  |  | 1381872.133 | 15378264.878 |  | -1
node_1381899_146_15376643_045 |  |  | PQ | ABCN | 7199.558 | 8102301 | no | no |  |  | no |  |  | 1381899.146 | 15376643.045 |  | -1
node_1381937_111_15375113_571 |  |  | PQ | ABCN | 7199.558 | 8102301 | no | no |  |  | no |  |  | 1381937.111 | 15375113.571 |  | -1
node_1381998_017_15401099_533 |  |  | PQ | AN | 1001.678 | 8102301 | no | no |  |  | no |  |  | 1381998.017 | 15401099.533 |  | -1
node_1382012_165_15373252_775 |  |  | PQ | AN | 1001.678 | 8102301 | no | no |  |  | no |  |  | 1382012.165 | 15373252.775 |  | -1
node_1382185_596_15376522_229 |  |  | PQ | AN | 7199.558 | 8102301 | no | no |  |  | no |  |  | 1382185.596 | 15376522.229 |  | -1
node_1382192_686_15374840_148 |  |  | PQ | ABCN | 7199.558 | 8102301 | no | no |  |  | no |  |  | 1382192.686 | 15374840.148 |  | -1
node_1382204_953_15401437_362 |  |  | PQ | AN | 1001.678 | 8102301 | no | no |  |  | no |  |  | 1382204.953 | 15401437.362 |  | -1
node_1382213_086_15388249_551 |  |  | PQ | AN | 1001.678 | 8102301 | no | no |  |  | no |  |  | 1382213.086 | 15388249.551 |  | -1
node_1382292_594_15374703_873 |  |  | PQ | AN | 7199.558 | 8102301 | no | no |  |  | no |  |  | 1382292.594 | 15374703.873 |  | -1
node_1382329_584_15388876_376 |  |  | PQ | AN | 1001.678 | 8102301 | no | no |  |  | no |  |  | 1382329.584 | 15388876.376 |  | -1
node_1382370_606_15400906_772 |  |  | PQ | AN | 1001.678 | 8102301 | no | no |  |  | no |  |  | 1382370.606 | 15400906.772 |  | -1
node_1382387_331_15383892_405 |  |  | PQ | AN | 7199.558 | 8102301 | no | no |  |  | no |  |  | 1382387.331 | 15383892.405 |  | -1
node_1382387_534_15374683_013 |  |  | PQ | ABCN | 7199.558 | 8102301 | no | no |  |  | no |  |  | 1382387.534 | 15374683.013 |  | -1
node_1382387_612_15383526_788 |  |  | PQ | AN | 7199.558 | 8102301 | no | no |  |  | no |  |  | 1382387.612 | 15383526.788 |  | -1
node_1382395_118_15373024_68 |  |  | PQ | AN | 1001.678 | 8102301 | no | no |  |  | no |  |  | 1382395.118 | 15373024.68 |  | -1
node_1382405_277_15374671_45 |  |  | PQ | ABCN | 7199.558 | 8102301 | no | no |  |  | no |  |  | 1382405.277 | 15374671.45 |  | -1
node_1382413_049_15394114_36 |  |  | PQ | AN | 1001.678 | 8102301 | no | no |  |  | no |  |  | 1382413.049 | 15394114.36 |  | -1
node_1382416_921_15401823_579 |  |  | PQ | AN | 1001.678 | 8102301 | no | no |  |  | no |  |  | 1382416.921 | 15401823.579 |  | -1
node_1382474_844_15376697_183 |  |  | PQ | ABCN | 7199.558 | 8102301 | no | no |  |  | no |  |  | 1382474.844 | 15376697.183 |  | -1
node_1382489_434_15388434_01 |  |  | PQ | AN | 1001.678 | 8102301 | no | no |  |  | no |  |  | 1382489.434 | 15388434.01 |  | -1
node_1382615_485_15402172_456 |  |  | PQ | AN | 1001.678 | 8102301 | no | no |  |  | no |  |  | 1382615.485 | 15402172.456 |  | -1
node_1382702_808_15402447_373 |  |  | PQ | AN | 1001.678 | 8102301 | no | no |  |  | no |  |  | 1382702.808 | 15402447.373 |  | -1
node_1382736_338_15400907_023 |  |  | PQ | AN | 1001.678 | 8102301 | no | no |  |  | no |  |  | 1382736.338 | 15400907.023 |  | -1
node_1382793_7_15388990_496 |  |  | PQ | AN | 1001.678 | 8102301 | no | no |  |  | no |  |  | 1382793.7 | 15388990.496 |  | -1
node_1382823_767_15388445_546 |  |  | PQ | AN | 1001.678 | 8102301 | no | no |  |  | no |  |  | 1382823.767 | 15388445.546 |  | -1
node_1382865_108_15383451_531 |  |  | PQ | AN | 1001.678 | 8102301 | no | no |  |  | no |  |  | 1382865.108 | 15383451.531 |  | -1
node_1382973_516_15402440_475 |  |  | PQ | AN | 1001.678 | 8102301 | no | no |  |  | no |  |  | 1382973.516 | 15402440.475 |  | -1
node_1383008_381_15374781_858 |  |  | PQ | ABCN | 7199.558 | 8102301 | no | no |  |  | no |  |  | 1383008.381 | 15374781.858 |  | -1
node_1383064_775_15376670_407 |  |  | PQ | ABCN | 7199.558 | 8102301 | no | no |  |  | no |  |  | 1383064.775 | 15376670.407 |  | -1
node_1383126_807_15393128_179 |  |  | PQ | AN | 1001.678 | 8102301 | no | no |  |  | no |  |  | 1383126.807 | 15393128.179 |  | -1
node_1383160_986_15374422_509 |  |  | PQ | ABCN | 7199.558 | 8102301 | no | no |  |  | no |  |  | 1383160.986 | 15374422.509 |  | -1
node_1383168_817_15402620_148 |  |  | PQ | AN | 1001.678 | 8102301 | no | no |  |  | no |  |  | 1383168.817 | 15402620.148 |  | -1
node_1383186_616_15374993_294 |  |  | PQ | ABCN | 7199.558 | 8102301 | no | no |  |  | no |  |  | 1383186.616 | 15374993.294 |  | -1
node_1383198_603_15374972_234 |  |  | PQ | ABCN | 7199.558 | 8102301 | no | no |  |  | no |  |  | 1383198.603 | 15374972.234 |  | -1
node_1383206_115_15374947_673 |  |  | PQ | ABCN | 7199.558 | 8102301 | no | no |  |  | no |  |  | 1383206.115 | 15374947.673 |  | -1
node_1383207_513_15383430_254 |  |  | PQ | AN | 1001.678 | 8102301 | no | no |  |  | no |  |  | 1383207.513 | 15383430.254 |  | -1
node_1383241_559_15388907_393 |  |  | PQ | AN | 1001.678 | 8102301 | no | no |  |  | no |  |  | 1383241.559 | 15388907.393 |  | -1
node_1383292_779_15383541_896 |  |  | PQ | AN | 1001.678 | 8102301 | no | no |  |  | no |  |  | 1383292.779 | 15383541.896 |  | -1
node_1383293_626_15402730_508 |  |  | PQ | AN | 1001.678 | 8102301 | no | no |  |  | no |  |  | 1383293.626 | 15402730.508 |  | -1
node_1383324_067_15388617_457 |  |  | PQ | AN | 1001.678 | 8102301 | no | no |  |  | no |  |  | 1383324.067 | 15388617.457 |  | -1
node_1383327_429_15393019_832 |  |  | PQ | AN | 1001.678 | 8102301 | no | no |  |  | no |  |  | 1383327.429 | 15393019.832 |  | -1
node_1383456_398_15393071_737 |  |  | PQ | AN | 1001.678 | 8102301 | no | no |  |  | no |  |  | 1383456.398 | 15393071.737 |  | -1
node_1383464_769_15403060_409 |  |  | PQ | AN | 1001.678 | 8102301 | no | no |  |  | no |  |  | 1383464.769 | 15403060.409 |  | -1
node_1383497_932_15374906_879 |  |  | PQ | AN | 2602.275 | 8102301 | no | no |  |  | no |  |  | 1383497.932 | 15374906.879 |  | -1
node_1383609_188_15403217_147 |  |  | PQ | AN | 1001.678 | 8102301 | no | no |  |  | no |  |  | 1383609.188 | 15403217.147 |  | -1
node_1383619_605_15392705_102 |  |  | PQ | AN | 1001.678 | 8102301 | no | no |  |  | no |  |  | 1383619.605 | 15392705.102 |  | -1
node_1383631_472_15388720_648 |  |  | PQ | AN | 1001.678 | 8102301 | no | no |  |  | no |  |  | 1383631.472 | 15388720.648 |  | -1
node_1383663_525_15400716_732 |  |  | PQ | AN | 1001.678 | 8102301 | no | no |  |  | no |  |  | 1383663.525 | 15400716.732 |  | -1
node_1383674_756_15402805_342 |  |  | PQ | AN | 1001.678 | 8102301 | no | no |  |  | no |  |  | 1383674.756 | 15402805.342 |  | -1
node_1383758_209_15376249_499 |  |  | PQ | ABCN | 7199.558 | 8102301 | no | no |  |  | no |  |  | 1383758.209 | 15376249.499 |  | -1
node_1383790_854_15383273_712 |  |  | PQ | AN | 1001.678 | 8102301 | no | no |  |  | no |  |  | 1383790.854 | 15383273.712 |  | -1
node_1383794_081_15400941_529 |  |  | PQ | AN | 1001.678 | 8102301 | no | no |  |  | no |  |  | 1383794.081 | 15400941.529 |  | -1
node_1383830_495_15374860_49 |  |  | PQ | AN | 2602.275 | 8102301 | no | no |  |  | no |  |  | 1383830.495 | 15374860.49 |  | -1
node_1383843_221_15402652_943 |  |  | PQ | AN | 1001.678 | 8102301 | no | no |  |  | no |  |  | 1383843.221 | 15402652.943 |  | -1
node_1383922_55_15403799_356 |  |  | PQ | AN | 1001.678 | 8102301 | no | no |  |  | no |  |  | 1383922.55 | 15403799.356 |  | -1
node_1383988_027_15374863_237 |  |  | PQ | AN | 2602.275 | 8102301 | no | no |  |  | no |  |  | 1383988.027 | 15374863.237 |  | -1
node_1384000_148_15376427_353 |  |  | PQ | AN | 7199.558 | 8102301 | no | no |  |  | no |  |  | 1384000.148 | 15376427.353 |  | -1
node_1384011_411_15392534_529 |  |  | PQ | AN | 1001.678 | 8102301 | no | no |  |  | no |  |  | 1384011.411 | 15392534.529 |  | -1
node_1384032_634_15373986_665 |  |  | PQ | AN | 1001.678 | 8102301 | no | no |  |  | no |  |  | 1384032.634 | 15373986.665 |  | -1
node_1384103_849_15388991_942 |  |  | PQ | AN | 1001.678 | 8102301 | no | no |  |  | no |  |  | 1384103.849 | 15388991.942 |  | -1
node_1384130_612_15400956_194 |  |  | PQ | AN | 1001.678 | 8102301 | no | no |  |  | no |  |  | 1384130.612 | 15400956.194 |  | -1
node_1384146_435_15404261_51 |  |  | PQ | AN | 1001.678 | 8102301 | no | no |  |  | no |  |  | 1384146.435 | 15404261.51 |  | -1
node_1384182_69_15375262_043 |  |  | PQ | AN | 2602.275 | 8102301 | no | no |  |  | no |  |  | 1384182.69 | 15375262.043 |  | -1
node_1384229_189_15374875_239 |  |  | PQ | AN | 2602.275 | 8102301 | no | no |  |  | no |  |  | 1384229.189 | 15374875.239 |  | -1
node_1384269_028_15405155_711 |  |  | PQ | AN | 1001.678 | 8102301 | no | no |  |  | no |  |  | 1384269.028 | 15405155.711 |  | -1
node_1384271_159_15402914_284 |  |  | PQ | AN | 1001.678 | 8102301 | no | no |  |  | no |  |  | 1384271.159 | 15402914.284 |  | -1
node_1384280_456_15392136_448 |  |  | PQ | AN | 1001.678 | 8102301 | no | no |  |  | no |  |  | 1384280.456 | 15392136.448 |  | -1
node_1384339_25_15373821_345 |  |  | PQ | AN | 1001.678 | 8102301 | no | no |  |  | no |  |  | 1384339.25 | 15373821.345 |  | -1
node_1384388_969_15374949_63 |  |  | PQ | AN | 2602.275 | 8102301 | no | no |  |  | no |  |  | 1384388.969 | 15374949.63 |  | -1
node_1384397_937_15400962_979 |  |  | PQ | AN | 1001.678 | 8102301 | no | no |  |  | no |  |  | 1384397.937 | 15400962.979 |  | -1
node_1384542_856_15389403_627 |  |  | PQ | AN | 1001.678 | 8102301 | no | no |  |  | no |  |  | 1384542.856 | 15389403.627 |  | -1
node_1384548_325_15375272_401 |  |  | PQ | AN | 2602.275 | 8102301 | no | no |  |  | no |  |  | 1384548.325 | 15375272.401 |  | -1
node_1384561_779_15373684_932 |  |  | PQ | AN | 1001.678 | 8102301 | no | no |  |  | no |  |  | 1384561.779 | 15373684.932 |  | -1
node_1384605_484_15405688_091 |  |  | PQ | AN | 1001.678 | 8102301 | no | no |  |  | no |  |  | 1384605.484 | 15405688.091 |  | -1
node_1384611_45_15392045_362 |  |  | PQ | AN | 1001.678 | 8102301 | no | no |  |  | no |  |  | 1384611.45 | 15392045.362 |  | -1
node_1384632_054_15376566_288 |  |  | PQ | ABCN | 7199.558 | 8102301 | no | no |  |  | no |  |  | 1384632.054 | 15376566.288 |  | -1
node_1384641_045_15405001_271 |  |  | PQ | AN | 1001.678 | 8102301 | no | no |  |  | no |  |  | 1384641.045 | 15405001.271 |  | -1
node_1384646_617_15401031_457 |  |  | PQ | AN | 1001.678 | 8102301 | no | no |  |  | no |  |  | 1384646.617 | 15401031.457 |  | -1
node_1384650_262_15405024_902 |  |  | PQ | AN | 1001.678 | 8102301 | no | no |  |  | no |  |  | 1384650.262 | 15405024.902 |  | -1
node_1384679_506_15376844_918 |  |  | PQ | ABCN | 7199.558 | 8102301 | no | no |  |  | no |  |  | 1384679.506 | 15376844.918 |  | -1
node_1384727_783_15405268_719 |  |  | PQ | AN | 1001.678 | 8102301 | no | no |  |  | no |  |  | 1384727.783 | 15405268.719 |  | -1
node_1384833_297_15389505_384 |  |  | PQ | AN | 1001.678 | 8102301 | no | no |  |  | no |  |  | 1384833.297 | 15389505.384 |  | -1
node_1384834_139_15373543_462 |  |  | PQ | AN | 1001.678 | 8102301 | no | no |  |  | no |  |  | 1384834.139 | 15373543.462 |  | -1
node_1384847_2_15391773_686 |  |  | PQ | AN | 1001.678 | 8102301 | no | no |  |  | no |  |  | 1384847.2 | 15391773.686 |  | -1
node_1384883_111_15389833_378 |  |  | PQ | AN | 1001.678 | 8102301 | no | no |  |  | no |  |  | 1384883.111 | 15389833.378 |  | -1
node_1384932_003_15383161_449 |  |  | PQ | AN | 1001.678 | 8102301 | no | no |  |  | no |  |  | 1384932.003 | 15383161.449 |  | -1
node_1384935_295_15405662_822 |  |  | PQ | AN | 1001.678 | 8102301 | no | no |  |  | no |  |  | 1384935.295 | 15405662.822 |  | -1
node_1385035_31_15405214_845 |  |  | PQ | AN | 1001.678 | 8102301 | no | no |  |  | no |  |  | 1385035.31 | 15405214.845 |  | -1
node_1385062_397_15405906_211 |  |  | PQ | AN | 1001.678 | 8102301 | no | no |  |  | no |  |  | 1385062.397 | 15405906.211 |  | -1
node_1385082_993_15391551_969 |  |  | PQ | AN | 1001.678 | 8102301 | no | no |  |  | no |  |  | 1385082.993 | 15391551.969 |  | -1
node_1385097_246_15400958_774 |  |  | PQ | AN | 1001.678 | 8102301 | no | no |  |  | no |  |  | 1385097.246 | 15400958.774 |  | -1
node_1385247_685_15400217_635 |  |  | PQ | AN | 1001.678 | 8102301 | no | no |  |  | no |  |  | 1385247.685 | 15400217.635 |  | -1
node_1385277_369_15406566_254 |  |  | PQ | AN | 1001.678 | 8102301 | no | no |  |  | no |  |  | 1385277.369 | 15406566.254 |  | -1
node_1385298_18_15406316_379 |  |  | PQ | AN | 1001.678 | 8102301 | no | no |  |  | no |  |  | 1385298.18 | 15406316.379 |  | -1
node_1385339_214_15405959_047 |  |  | PQ | AN | 1001.678 | 8102301 | no | no |  |  | no |  |  | 1385339.214 | 15405959.047 |  | -1
node_1385359_814_15390043_1 |  |  | PQ | AN | 1001.678 | 8102301 | no | no |  |  | no |  |  | 1385359.814 | 15390043.1 |  | -1
node_1385397_175_15373125_554 |  |  | PQ | AN | 1001.678 | 8102301 | no | no |  |  | no |  |  | 1385397.175 | 15373125.554 |  | -1
node_1385493_974_15377990_265 |  |  | PQ | ABCN | 7199.558 | 8102301 | no | no |  |  | no |  |  | 1385493.974 | 15377990.265 |  | -1
node_1385526_504_15401012_428 |  |  | PQ | AN | 1001.678 | 8102301 | no | no |  |  | no |  |  | 1385526.504 | 15401012.428 |  | -1
node_1385527_815_15372990_451 |  |  | PQ | AN | 1001.678 | 8102301 | no | no |  |  | no |  |  | 1385527.815 | 15372990.451 |  | -1
node_1385599_409_15390292_467 |  |  | PQ | AN | 1001.678 | 8102301 | no | no |  |  | no |  |  | 1385599.409 | 15390292.467 |  | -1
node_1385657_337_15407198_058 |  |  | PQ | AN | 1001.678 | 8102301 | no | no |  |  | no |  |  | 1385657.337 | 15407198.058 |  | -1
node_1385683_061_15378137_869 |  |  | PQ | ABCN | 7199.558 | 8102301 | no | no |  |  | no |  |  | 1385683.061 | 15378137.869 |  | -1
node_1385718_387_15407449_129 |  |  | PQ | AN | 1001.678 | 8102301 | no | no |  |  | no |  |  | 1385718.387 | 15407449.129 |  | -1
node_1385737_494_15407044_271 |  |  | PQ | AN | 1001.678 | 8102301 | no | no |  |  | no |  |  | 1385737.494 | 15407044.271 |  | -1
node_1385807_035_15405326_947 |  |  | PQ | AN | 1001.678 | 8102301 | no | no |  |  | no |  |  | 1385807.035 | 15405326.947 |  | -1
node_1385821_908_15390284_774 |  |  | PQ | AN | 1001.678 | 8102301 | no | no |  |  | no |  |  | 1385821.908 | 15390284.774 |  | -1
node_1385827_293_15376019_168 |  |  | PQ | AN | 7199.558 | 8102301 | no | no |  |  | no |  |  | 1385827.293 | 15376019.168 |  | -1
node_1385867_016_15406865_079 |  |  | PQ | AN | 1001.678 | 8102301 | no | no |  |  | no |  |  | 1385867.016 | 15406865.079 |  | -1
node_1385886_894_15390538_816 |  |  | PQ | AN | 1001.678 | 8102301 | no | no |  |  | no |  |  | 1385886.894 | 15390538.816 |  | -1
node_1385897_602_15378207_205 |  |  | PQ | ABCN | 7199.558 | 8102301 | no | no |  |  | no |  |  | 1385897.602 | 15378207.205 |  | -1
node_1385938_156_15407545_347 |  |  | PQ | AN | 1001.678 | 8102301 | no | no |  |  | no |  |  | 1385938.156 | 15407545.347 |  | -1
node_1385939_082_15383132_99 |  |  | PQ | AN | 1001.678 | 8102301 | no | no |  |  | no |  |  | 1385939.082 | 15383132.99 |  | -1
node_1386000_784_15378434_97 |  |  | PQ | ABCN | 7199.558 | 8102301 | no | no |  |  | no |  |  | 1386000.784 | 15378434.97 |  | -1
node_1386090_633_15405405_134 |  |  | PQ | AN | 1001.678 | 8102301 | no | no |  |  | no |  |  | 1386090.633 | 15405405.134 |  | -1
node_1386095_499_15401053_931 |  |  | PQ | AN | 1001.678 | 8102301 | no | no |  |  | no |  |  | 1386095.499 | 15401053.931 |  | -1
node_1386116_808_15407637_127 |  |  | PQ | AN | 1001.678 | 8102301 | no | no |  |  | no |  |  | 1386116.808 | 15407637.127 |  | -1
node_1386132_539_15401953_034 |  |  | PQ | AN | 1001.678 | 8102301 | no | no |  |  | no |  |  | 1386132.539 | 15401953.034 |  | -1
node_1386168_965_15372746_07 |  |  | PQ | AN | 1001.678 | 8102301 | no | no |  |  | no |  |  | 1386168.965 | 15372746.07 |  | -1
node_1386182_929_15406840_599 |  |  | PQ | AN | 1001.678 | 8102301 | no | no |  |  | no |  |  | 1386182.929 | 15406840.599 |  | -1
node_1386280_848_15406384_604 |  |  | PQ | AN | 1001.678 | 8102301 | no | no |  |  | no |  |  | 1386280.848 | 15406384.604 |  | -1
node_1386353_946_15372170_815 |  |  | PQ | AN | 1001.678 | 8102301 | no | no |  |  | no |  |  | 1386353.946 | 15372170.815 |  | -1
node_1386451_796_15383118_444 |  |  | PQ | AN | 1001.678 | 8102301 | no | no |  |  | no |  |  | 1386451.796 | 15383118.444 |  | -1
node_1386502_631_15379039_633 |  |  | PQ | ABCN | 7199.558 | 8102301 | no | no |  |  | no |  |  | 1386502.631 | 15379039.633 |  | -1
node_1386566_947_15391334_223 |  |  | PQ | AN | 1001.678 | 8102301 | no | no |  |  | no |  |  | 1386566.947 | 15391334.223 |  | -1
node_1386638_856_15379206_077 |  |  | PQ | ABCN | 7199.558 | 8102301 | no | no |  |  | no |  |  | 1386638.856 | 15379206.077 |  | -1
node_1386676_473_15404733_729 |  |  | PQ | AN | 1001.678 | 8102301 | no | no |  |  | no |  |  | 1386676.473 | 15404733.729 |  | -1
node_1386732_077_15408264_549 |  |  | PQ | AN | 1001.678 | 8102301 | no | no |  |  | no |  |  | 1386732.077 | 15408264.549 |  | -1
node_1386760_579_15391681_191 |  |  | PQ | AN | 1001.678 | 8102301 | no | no |  |  | no |  |  | 1386760.579 | 15391681.191 |  | -1
node_1386760_703_15383106_687 |  |  | PQ | AN | 1001.678 | 8102301 | no | no |  |  | no |  |  | 1386760.703 | 15383106.687 |  | -1
node_1386786_253_15408964_27 |  |  | PQ | AN | 1001.678 | 8102301 | no | no |  |  | no |  |  | 1386786.253 | 15408964.27 |  | -1
node_1386832_939_15379572_837 |  |  | PQ | ABCN | 7199.558 | 8102301 | no | no |  |  | no |  |  | 1386832.939 | 15379572.837 |  | -1
node_1386906_289_15408535_188 |  |  | PQ | AN | 1001.678 | 8102301 | no | no |  |  | no |  |  | 1386906.289 | 15408535.188 |  | -1
node_1386959_447_15401159_1 |  |  | PQ | AN | 1001.678 | 8102301 | no | no |  |  | no |  |  | 1386959.447 | 15401159.1 |  | -1
node_1387030_365_15383099_46 |  |  | PQ | AN | 1001.678 | 8102301 | no | no |  |  | no |  |  | 1387030.365 | 15383099.46 |  | -1
node_1387035_953_15408740_3 |  |  | PQ | AN | 1001.678 | 8102301 | no | no |  |  | no |  |  | 1387035.953 | 15408740.3 |  | -1
node_1387075_544_15391585_737 |  |  | PQ | AN | 1001.678 | 8102301 | no | no |  |  | no |  |  | 1387075.544 | 15391585.737 |  | -1
node_1387154_683_15385371_306 |  |  | PQ | AN | 1001.678 | 8102301 | no | no |  |  | no |  |  | 1387154.683 | 15385371.306 |  | -1
node_1387166_408_15380656_277 |  |  | PQ | AN | 1001.678 | 8102301 | no | no |  |  | no |  |  | 1387166.408 | 15380656.277 |  | -1
node_1387206_726_15382513_849 |  |  | PQ | AN | 1001.678 | 8102301 | no | no |  |  | no |  |  | 1387206.726 | 15382513.849 |  | -1
node_1387206_834_15384418_594 |  |  | PQ | AN | 1001.678 | 8102301 | no | no |  |  | no |  |  | 1387206.834 | 15384418.594 |  | -1
node_1387243_652_15391944_155 |  |  | PQ | AN | 1001.678 | 8102301 | no | no |  |  | no |  |  | 1387243.652 | 15391944.155 |  | -1
node_1387247_11_15409070_525 |  |  | PQ | AN | 1001.678 | 8102301 | no | no |  |  | no |  |  | 1387247.11 | 15409070.525 |  | -1
node_1387256_464_15384855_42 |  |  | PQ | AN | 1001.678 | 8102301 | no | no |  |  | no |  |  | 1387256.464 | 15384855.42 |  | -1
node_1387260_388_15380433_63 |  |  | PQ | AN | 1001.678 | 8102301 | no | no |  |  | no |  |  | 1387260.388 | 15380433.63 |  | -1
node_1387302_319_15380941_78 |  |  | PQ | AN | 1001.678 | 8102301 | no | no |  |  | no |  |  | 1387302.319 | 15380941.78 |  | -1
node_1387347_389_15383783_482 |  |  | PQ | AN | 1001.678 | 8102301 | no | no |  |  | no |  |  | 1387347.389 | 15383783.482 |  | -1
node_1387347_767_15370432_679 |  |  | PQ | AN | 1001.678 | 8102301 | no | no |  |  | no |  |  | 1387347.767 | 15370432.679 |  | -1
node_1387351_719_15372300_673 |  |  | PQ | AN | 1001.678 | 8102301 | no | no |  |  | no |  |  | 1387351.719 | 15372300.673 |  | -1
node_1387509_452_15392251_614 |  |  | PQ | AN | 1001.678 | 8102301 | no | no |  |  | no |  |  | 1387509.452 | 15392251.614 |  | -1
node_1387551_757_15410211_007 |  |  | PQ | AN | 1001.678 | 8102301 | no | no |  |  | no |  |  | 1387551.757 | 15410211.007 |  | -1
node_1387559_253_15401897_018 |  |  | PQ | AN | 1001.678 | 8102301 | no | no |  |  | no |  |  | 1387559.253 | 15401897.018 |  | -1
node_1387694_437_15380243_88 |  |  | PQ | ABCN | 7199.558 | 8102301 | no | no |  |  | no |  |  | 1387694.437 | 15380243.88 |  | -1
node_1387734_018_15392605_108 |  |  | PQ | AN | 1001.678 | 8102301 | no | no |  |  | no |  |  | 1387734.018 | 15392605.108 |  | -1
node_1387867_215_15391725_628 |  |  | PQ | AN | 1001.678 | 8102301 | no | no |  |  | no |  |  | 1387867.215 | 15391725.628 |  | -1
node_1387944_574_15369938_14 |  |  | PQ | AN | 1001.678 | 8102301 | no | no |  |  | no |  |  | 1387944.574 | 15369938.14 |  | -1
node_1387955_442_15392954_755 |  |  | PQ | AN | 1001.678 | 8102301 | no | no |  |  | no |  |  | 1387955.442 | 15392954.755 |  | -1
node_1387970_989_15400730_923 |  |  | PQ | AN | 1001.678 | 8102301 | no | no |  |  | no |  |  | 1387970.989 | 15400730.923 |  | -1
node_1387984_739_15408850_27 |  |  | PQ | AN | 1001.678 | 8102301 | no | no |  |  | no |  |  | 1387984.739 | 15408850.27 |  | -1
node_1388074_457_15380211_937 |  |  | PQ | AN | 7199.558 | 8102301 | no | no |  |  | no |  |  | 1388074.457 | 15380211.937 |  | -1
node_1388100_691_15401252_745 |  |  | PQ | AN | 1001.678 | 8102301 | no | no |  |  | no |  |  | 1388100.691 | 15401252.745 |  | -1
node_1388101_995_15393310_733 |  |  | PQ | AN | 1001.678 | 8102301 | no | no |  |  | no |  |  | 1388101.995 | 15393310.733 |  | -1
node_1388112_815_15380383_586 |  |  | PQ | ABCN | 7199.558 | 8102301 | no | no |  |  | no |  |  | 1388112.815 | 15380383.586 |  | -1
node_1388348_383_15380457_802 |  |  | PQ | ABCN | 7199.558 | 8102301 | no | no |  |  | no |  |  | 1388348.383 | 15380457.802 |  | -1
node_1388435_785_15379601_094 |  |  | PQ | AN | 7199.558 | 8102301 | no | no |  |  | no |  |  | 1388435.785 | 15379601.094 |  | -1
node_1388475_672_15400147_692 |  |  | PQ | AN | 1001.678 | 8102301 | no | no |  |  | no |  |  | 1388475.672 | 15400147.692 |  | -1
node_1388666_859_15393931_346 |  |  | PQ | AN | 1001.678 | 8102301 | no | no |  |  | no |  |  | 1388666.859 | 15393931.346 |  | -1
node_1388687_446_15399763_464 |  |  | PQ | AN | 1001.678 | 8102301 | no | no |  |  | no |  |  | 1388687.446 | 15399763.464 |  | -1
node_1388700_607_15380043_408 |  |  | PQ | AN | 7199.558 | 8102301 | no | no |  |  | no |  |  | 1388700.607 | 15380043.408 |  | -1
node_1388701_317_15411507_942 |  |  | PQ | AN | 1001.678 | 8102301 | no | no |  |  | no |  |  | 1388701.317 | 15411507.942 |  | -1
node_1388705_589_15400107_005 |  |  | PQ | AN | 1001.678 | 8102301 | no | no |  |  | no |  |  | 1388705.589 | 15400107.005 |  | -1
node_1388714_551_15401302_228 |  |  | PQ | AN | 1001.678 | 8102301 | no | no |  |  | no |  |  | 1388714.551 | 15401302.228 |  | -1
node_1388877_164_15392126_525 |  |  | PQ | AN | 1001.678 | 8102301 | no | no |  |  | no |  |  | 1388877.164 | 15392126.525 |  | -1
node_1388997_428_15401257_107 |  |  | PQ | AN | 1001.678 | 8102301 | no | no |  |  | no |  |  | 1388997.428 | 15401257.107 |  | -1
node_1389004_838_15369168_726 |  |  | PQ | AN | 1001.678 | 8102301 | no | no |  |  | no |  |  | 1389004.838 | 15369168.726 |  | -1
node_1389031_066_15391804_869 |  |  | PQ | AN | 1001.678 | 8102301 | no | no |  |  | no |  |  | 1389031.066 | 15391804.869 |  | -1
node_1389055_484_15380684_735 |  |  | PQ | ABCN | 7199.558 | 8102301 | no | no |  |  | no |  |  | 1389055.484 | 15380684.735 |  | -1
node_1389106_834_15369022_503 |  |  | PQ | AN | 1001.678 | 8102301 | no | no |  |  | no |  |  | 1389106.834 | 15369022.503 |  | -1
node_1389123_596_15391443_527 |  |  | PQ | AN | 1001.678 | 8102301 | no | no |  |  | no |  |  | 1389123.596 | 15391443.527 |  | -1
node_1389233_977_15394778_141 |  |  | PQ | AN | 1001.678 | 8102301 | no | no |  |  | no |  |  | 1389233.977 | 15394778.141 |  | -1
node_1389282_089_15401248_343 |  |  | PQ | AN | 1001.678 | 8102301 | no | no |  |  | no |  |  | 1389282.089 | 15401248.343 |  | -1
node_1389368_658_15412291_115 |  |  | PQ | AN | 1001.678 | 8102301 | no | no |  |  | no |  |  | 1389368.658 | 15412291.115 |  | -1
node_1389439_534_15409802_234 |  |  | PQ | AN | 1001.678 | 8102301 | no | no |  |  | no |  |  | 1389439.534 | 15409802.234 |  | -1
node_1389442_018_15380802_326 |  |  | PQ | ABCN | 7199.558 | 8102301 | no | no |  |  | no |  |  | 1389442.018 | 15380802.326 |  | -1
node_1389446_645_15368781_842 |  |  | PQ | AN | 1001.678 | 8102301 | no | no |  |  | no |  |  | 1389446.645 | 15368781.842 |  | -1
node_1389520_769_15369661_194 |  |  | PQ | AN | 1001.678 | 8102301 | no | no |  |  | no |  |  | 1389520.769 | 15369661.194 |  | -1
node_1389545_814_15401239_947 |  |  | PQ | AN | 1001.678 | 8102301 | no | no |  |  | no |  |  | 1389545.814 | 15401239.947 |  | -1
node_1389629_138_15403301_222 |  |  | PQ | AN | 1001.678 | 8102301 | no | no |  |  | no |  |  | 1389629.138 | 15403301.222 |  | -1
node_1389650_545_15409560_387 |  |  | PQ | AN | 1001.678 | 8102301 | no | no |  |  | no |  |  | 1389650.545 | 15409560.387 |  | -1
node_1389712_565_15368590_974 |  |  | PQ | AN | 1001.678 | 8102301 | no | no |  |  | no |  |  | 1389712.565 | 15368590.974 |  | -1
node_1389806_868_15399390_962 |  |  | PQ | AN | 1001.678 | 8102301 | no | no |  |  | no |  |  | 1389806.868 | 15399390.962 |  | -1
node_1389876_674_15401011_176 |  |  | PQ | AN | 1001.678 | 8102301 | no | no |  |  | no |  |  | 1389876.674 | 15401011.176 |  | -1
node_1389882_388_15397071_825 |  |  | PQ | AN | 1001.678 | 8102301 | no | no |  |  | no |  |  | 1389882.388 | 15397071.825 |  | -1
node_1389903_275_15368475_089 |  |  | PQ | AN | 1001.678 | 8102301 | no | no |  |  | no |  |  | 1389903.275 | 15368475.089 |  | -1
node_1389942_094_15401240_269 |  |  | PQ | AN | 1001.678 | 8102301 | no | no |  |  | no |  |  | 1389942.094 | 15401240.269 |  | -1
node_1389954_886_15381247_997 |  |  | PQ | AN | 7199.558 | 8102301 | no | no |  |  | no |  |  | 1389954.886 | 15381247.997 |  | -1
node_1389962_257_15381955_74 |  |  | PQ | AN | 7199.558 | 8102301 | no | no |  |  | no |  |  | 1389962.257 | 15381955.74 |  | -1
node_1390001_148_15399103_33 |  |  | PQ | AN | 1001.678 | 8102301 | no | no |  |  | no |  |  | 1390001.148 | 15399103.33 |  | -1
node_1390033_297_15381522_979 |  |  | PQ | AN | 7199.558 | 8102301 | no | no |  |  | no |  |  | 1390033.297 | 15381522.979 |  | -1
node_1390040_184_15382245_425 |  |  | PQ | AN | 7199.558 | 8102301 | no | no |  |  | no |  |  | 1390040.184 | 15382245.425 |  | -1
node_1390051_638_15380958_882 |  |  | PQ | ABCN | 7199.558 | 8102301 | no | no |  |  | no |  |  | 1390051.638 | 15380958.882 |  | -1
node_1390059_218_15412567_838 |  |  | PQ | AN | 1001.678 | 8102301 | no | no |  |  | no |  |  | 1390059.218 | 15412567.838 |  | -1
node_1390131_474_15368418_724 |  |  | PQ | AN | 1001.678 | 8102301 | no | no |  |  | no |  |  | 1390131.474 | 15368418.724 |  | -1
node_1390225_061_15368830_457 |  |  | PQ | AN | 1001.678 | 8102301 | no | no |  |  | no |  |  | 1390225.061 | 15368830.457 |  | -1
node_1390227_237_15403508_091 |  |  | PQ | AN | 1001.678 | 8102301 | no | no |  |  | no |  |  | 1390227.237 | 15403508.091 |  | -1
node_1390242_341_15401717_131 |  |  | PQ | AN | 1001.678 | 8102301 | no | no |  |  | no |  |  | 1390242.341 | 15401717.131 |  | -1
node_1390279_105_15402561_896 |  |  | PQ | AN | 1001.678 | 8102301 | no | no |  |  | no |  |  | 1390279.105 | 15402561.896 |  | -1
node_1390292_164_15402161_508 |  |  | PQ | AN | 1001.678 | 8102301 | no | no |  |  | no |  |  | 1390292.164 | 15402161.508 |  | -1
node_1390315_915_15401506_47 |  |  | PQ | AN | 1001.678 | 8102301 | no | no |  |  | no |  |  | 1390315.915 | 15401506.47 |  | -1
node_1390484_179_15369973_885 |  |  | PQ | AN | 1001.678 | 8102301 | no | no |  |  | no |  |  | 1390484.179 | 15369973.885 |  | -1
node_1390676_062_15398362_912 |  |  | PQ | AN | 1001.678 | 8102301 | no | no |  |  | no |  |  | 1390676.062 | 15398362.912 |  | -1
node_1390695_295_15368391_362 |  |  | PQ | AN | 1001.678 | 8102301 | no | no |  |  | no |  |  | 1390695.295 | 15368391.362 |  | -1
node_1390725_228_15413282_056 |  |  | PQ | AN | 1001.678 | 8102301 | no | no |  |  | no |  |  | 1390725.228 | 15413282.056 |  | -1
node_1390787_868_15380867_895 |  |  | PQ | ABCN | 7199.558 | 8102301 | no | no |  |  | no |  |  | 1390787.868 | 15380867.895 |  | -1
node_1390794_935_15393809_248 |  |  | PQ | AN | 1001.678 | 8102301 | no | no |  |  | no |  |  | 1390794.935 | 15393809.248 |  | -1
node_1390882_658_15365467_933 |  |  | PQ | AN | 1001.678 | 8102301 | no | no |  |  | no |  |  | 1390882.658 | 15365467.933 |  | -1
node_1390985_672_15413509_674 |  |  | PQ | AN | 1001.678 | 8102301 | no | no |  |  | no |  |  | 1390985.672 | 15413509.674 |  | -1
node_1391127_388_15410023_441 |  |  | PQ | AN | 1001.678 | 8102301 | no | no |  |  | no |  |  | 1391127.388 | 15410023.441 |  | -1
node_1391261_553_15367718_239 |  |  | PQ | AN | 1001.678 | 8102301 | no | no |  |  | no |  |  | 1391261.553 | 15367718.239 |  | -1
node_1391435_996_15365383_461 |  |  | PQ | AN | 1001.678 | 8102301 | no | no |  |  | no |  |  | 1391435.996 | 15365383.461 |  | -1
node_1391602_846_15380648_725 |  |  | PQ | ABCN | 7199.558 | 8102301 | no | no |  |  | no |  |  | 1391602.846 | 15380648.725 |  | -1
node_1391620_232_15414414_936 |  |  | PQ | AN | 1001.678 | 8102301 | no | no |  |  | no |  |  | 1391620.232 | 15414414.936 |  | -1
node_1391681_33_15398026_59 |  |  | PQ | AN | 1001.678 | 8102301 | no | no |  |  | no |  |  | 1391681.33 | 15398026.59 |  | -1
node_1391723_818_15367515_562 |  |  | PQ | AN | 1001.678 | 8102301 | no | no |  |  | no |  |  | 1391723.818 | 15367515.562 |  | -1
node_1391762_061_15365384_871 |  |  | PQ | AN | 1001.678 | 8102301 | no | no |  |  | no |  |  | 1391762.061 | 15365384.871 |  | -1
node_1391770_97_15392196_653 |  |  | PQ | AN | 1001.678 | 8102301 | no | no |  |  | no |  |  | 1391770.97 | 15392196.653 |  | -1
node_1391951_575_15392103_931 |  |  | PQ | AN | 1001.678 | 8102301 | no | no |  |  | no |  |  | 1391951.575 | 15392103.931 |  | -1
node_1392025_077_15401231_347 |  |  | PQ | AN | 1001.678 | 8102301 | no | no |  |  | no |  |  | 1392025.077 | 15401231.347 |  | -1
node_1392064_201_15391888_254 |  |  | PQ | AN | 1001.678 | 8102301 | no | no |  |  | no |  |  | 1392064.201 | 15391888.254 |  | -1
node_1392101_22_15367388_109 |  |  | PQ | AD | 1001.678 | 8102301 | no | no |  |  | no |  |  | 1392101.22 | 15367388.109 |  | -1
node_1392201_759_15410966_342 |  |  | PQ | AN | 1001.678 | 8102301 | no | no |  |  | no |  |  | 1392201.759 | 15410966.342 |  | -1
node_1392231_322_15410509_428 |  |  | PQ | AN | 1001.678 | 8102301 | no | no |  |  | no |  |  | 1392231.322 | 15410509.428 |  | -1
node_1392283_373_15375901_611 |  |  | PQ | AN | 1001.678 | 8102301 | no | no |  |  | no |  |  | 1392283.373 | 15375901.611 |  | -1
node_1392376_328_15410266_075 |  |  | PQ | AN | 1001.678 | 8102301 | no | no |  |  | no |  |  | 1392376.328 | 15410266.075 |  | -1
node_1392423_62_15401247_85 |  |  | PQ | AN | 1001.678 | 8102301 | no | no |  |  | no |  |  | 1392423.62 | 15401247.85 |  | -1
node_1392472_532_15391926_289 |  |  | PQ | AN | 1001.678 | 8102301 | no | no |  |  | no |  |  | 1392472.532 | 15391926.289 |  | -1
node_1392480_956_15376681_722 |  |  | PQ | AN | 1001.678 | 8102301 | no | no |  |  | no |  |  | 1392480.956 | 15376681.722 |  | -1
node_1392493_902_15380474_534 |  |  | PQ | ABCN | 7199.558 | 8102301 | no | no |  |  | no |  |  | 1392493.902 | 15380474.534 |  | -1
node_1392556_986_15411071_552 |  |  | PQ | AN | 1001.678 | 8102301 | no | no |  |  | no |  |  | 1392556.986 | 15411071.552 |  | -1
node_1392635_34_15401255_53 |  |  | PQ | AN | 1001.678 | 8102301 | no | no |  |  | no |  |  | 1392635.34 | 15401255.53 |  | -1
node_1392643_716_15391666_598 |  |  | PQ | AN | 1001.678 | 8102301 | no | no |  |  | no |  |  | 1392643.716 | 15391666.598 |  | -1
node_1392682_796_15377378_595 |  |  | PQ | AN | 1001.678 | 8102301 | no | no |  |  | no |  |  | 1392682.796 | 15377378.595 |  | -1
node_1392685_869_15365776_994 |  |  | PQ | AN | 1001.678 | 8102301 | no | no |  |  | no |  |  | 1392685.869 | 15365776.994 |  | -1
node_1392739_518_15379140_116 |  |  | PQ | AN | 1001.678 | 8102301 | no | no |  |  | no |  |  | 1392739.518 | 15379140.116 |  | -1
node_1392861_742_15378007_096 |  |  | PQ | AN | 1001.678 | 8102301 | no | no |  |  | no |  |  | 1392861.742 | 15378007.096 |  | -1
node_1392882_672_15364397_625 |  |  | PQ | AN | 1001.678 | 8102301 | no | no |  |  | no |  |  | 1392882.672 | 15364397.625 |  | -1
node_1392896_572_15411034_103 |  |  | PQ | AN | 1001.678 | 8102301 | no | no |  |  | no |  |  | 1392896.572 | 15411034.103 |  | -1
node_1392901_817_15367066_519 |  |  | PQ | AN | 1001.678 | 8102301 | no | no |  |  | no |  |  | 1392901.817 | 15367066.519 |  | -1
node_1393009_863_15380250_371 |  |  | PQ | ABCN | 7199.558 | 8102301 | no | no |  |  | no |  |  | 1393009.863 | 15380250.371 |  | -1
node_1393044_684_15402144_482 |  |  | PQ | AN | 1001.678 | 8102301 | no | no |  |  | no |  |  | 1393044.684 | 15402144.482 |  | -1
node_1393080_827_15402864_459 |  |  | PQ | AN | 1001.678 | 8102301 | no | no |  |  | no |  |  | 1393080.827 | 15402864.459 |  | -1
node_1393098_464_15402340_719 |  |  | PQ | AN | 1001.678 | 8102301 | no | no |  |  | no |  |  | 1393098.464 | 15402340.719 |  | -1
node_1393098_838_15366853_216 |  |  | PQ | AN | 1001.678 | 8102301 | no | no |  |  | no |  |  | 1393098.838 | 15366853.216 |  | -1
node_1393130_718_15373925_5 |  |  | PQ | AN | 1001.678 | 8102301 | no | no |  |  | no |  |  | 1393130.718 | 15373925.5 |  | -1
node_1393151_985_15393026_737 |  |  | PQ | AN | 1001.678 | 8102301 | no | no |  |  | no |  |  | 1393151.985 | 15393026.737 |  | -1
node_1393191_857_15391881_445 |  |  | PQ | AN | 1001.678 | 8102301 | no | no |  |  | no |  |  | 1393191.857 | 15391881.445 |  | -1
node_1393206_385_15401817_615 |  |  | PQ | AN | 1001.678 | 8102301 | no | no |  |  | no |  |  | 1393206.385 | 15401817.615 |  | -1
node_1393280_705_15397102_033 |  |  | PQ | AN | 1001.678 | 8102301 | no | no |  |  | no |  |  | 1393280.705 | 15397102.033 |  | -1
node_1393338_246_15401268_865 |  |  | PQ | AN | 1001.678 | 8102301 | no | no |  |  | no |  |  | 1393338.246 | 15401268.865 |  | -1
node_1393364_882_15364663_753 |  |  | PQ | AN | 1001.678 | 8102301 | no | no |  |  | no |  |  | 1393364.882 | 15364663.753 |  | -1
node_1393391_446_15366722_014 |  |  | PQ | AN | 1001.678 | 8102301 | no | no |  |  | no |  |  | 1393391.446 | 15366722.014 |  | -1
node_1393414_229_15373145_193 |  |  | PQ | AN | 1001.678 | 8102301 | no | no |  |  | no |  |  | 1393414.229 | 15373145.193 |  | -1
node_1393459_194_15406185_766 |  |  | PQ | AN | 1001.678 | 8102301 | no | no |  |  | no |  |  | 1393459.194 | 15406185.766 |  | -1
node_1393460_692_15391660_489 |  |  | PQ | AN | 1001.678 | 8102301 | no | no |  |  | no |  |  | 1393460.692 | 15391660.489 |  | -1
node_1393548_895_15411100_742 |  |  | PQ | AN | 1001.678 | 8102301 | no | no |  |  | no |  |  | 1393548.895 | 15411100.742 |  | -1
node_1393569_964_15366436_647 |  |  | PQ | AN | 1001.678 | 8102301 | no | no |  |  | no |  |  | 1393569.964 | 15366436.647 |  | -1
node_1393745_317_15373228_344 |  |  | PQ | AN | 1001.678 | 8102301 | no | no |  |  | no |  |  | 1393745.317 | 15373228.344 |  | -1
node_1393780_001_15391755_927 |  |  | PQ | AN | 1001.678 | 8102301 | no | no |  |  | no |  |  | 1393780.001 | 15391755.927 |  | -1
node_1393859_195_15397304_975 |  |  | PQ | AN | 1001.678 | 8102301 | no | no |  |  | no |  |  | 1393859.195 | 15397304.975 |  | -1
node_1393888_652_15364677_79 |  |  | PQ | AN | 1001.678 | 8102301 | no | no |  |  | no |  |  | 1393888.652 | 15364677.79 |  | -1
node_1393912_382_15392071_202 |  |  | PQ | AN | 1001.678 | 8102301 | no | no |  |  | no |  |  | 1393912.382 | 15392071.202 |  | -1
node_1393988_194_15401221_813 |  |  | PQ | AN | 1001.678 | 8102301 | no | no |  |  | no |  |  | 1393988.194 | 15401221.813 |  | -1
node_1394048_102_15366895_599 |  |  | PQ | AN | 1001.678 | 8102301 | no | no |  |  | no |  |  | 1394048.102 | 15366895.599 |  | -1
node_1394053_126_15366282_884 |  |  | PQ | AN | 1001.678 | 8102301 | no | no |  |  | no |  |  | 1394053.126 | 15366282.884 |  | -1
node_1394074_891_15364408_029 |  |  | PQ | AN | 1001.678 | 8102301 | no | no |  |  | no |  |  | 1394074.891 | 15364408.029 |  | -1
node_1394168_433_15367578_485 |  |  | PQ | AN | 1001.678 | 8102301 | no | no |  |  | no |  |  | 1394168.433 | 15367578.485 |  | -1
node_1394246_142_15372118_285 |  |  | PQ | AN | 1001.678 | 8102301 | no | no |  |  | no |  |  | 1394246.142 | 15372118.285 |  | -1
node_1394289_897_15366953_021 |  |  | PQ | AN | 1001.678 | 8102301 | no | no |  |  | no |  |  | 1394289.897 | 15366953.021 |  | -1
node_1394302_046_15372304_317 |  |  | PQ | AN | 1001.678 | 8102301 | no | no |  |  | no |  |  | 1394302.046 | 15372304.317 |  | -1
node_1394306_563_15367930_432 |  |  | PQ | AN | 1001.678 | 8102301 | no | no |  |  | no |  |  | 1394306.563 | 15367930.432 |  | -1
node_1394309_391_15364148_129 |  |  | PQ | AN | 1001.678 | 8102301 | no | no |  |  | no |  |  | 1394309.391 | 15364148.129 |  | -1
node_1394356_375_15393397_735 |  |  | PQ | AN | 1001.678 | 8102301 | no | no |  |  | no |  |  | 1394356.375 | 15393397.735 |  | -1
node_1394391_273_15401222_616 |  |  | PQ | AN | 1001.678 | 8102301 | no | no |  |  | no |  |  | 1394391.273 | 15401222.616 |  | -1
node_1394480_18_15365700_453 |  |  | PQ | AN | 1001.678 | 8102301 | no | no |  |  | no |  |  | 1394480.18 | 15365700.453 |  | -1
node_1394504_13_15392208_652 |  |  | PQ | AN | 1001.678 | 8102301 | no | no |  |  | no |  |  | 1394504.13 | 15392208.652 |  | -1
node_1394531_29_15365105_842 |  |  | PQ | AN | 1001.678 | 8102301 | no | no |  |  | no |  |  | 1394531.29 | 15365105.842 |  | -1
node_1394549_78_15372211_537 |  |  | PQ | AN | 1001.678 | 8102301 | no | no |  |  | no |  |  | 1394549.78 | 15372211.537 |  | -1
node_1394564_72_15370268_175 |  |  | PQ | AN | 1001.678 | 8102301 | no | no |  |  | no |  |  | 1394564.72 | 15370268.175 |  | -1
node_1394605_221_15365533_684 |  |  | PQ | AN | 1001.678 | 8102301 | no | no |  |  | no |  |  | 1394605.221 | 15365533.684 |  | -1
node_1394612_741_15371236_276 |  |  | PQ | AN | 1001.678 | 8102301 | no | no |  |  | no |  |  | 1394612.741 | 15371236.276 |  | -1
node_1394652_549_15363813_099 |  |  | PQ | AN | 1001.678 | 8102301 | no | no |  |  | no |  |  | 1394652.549 | 15363813.099 |  | -1
node_1394673_961_15369675_987 |  |  | PQ | AN | 1001.678 | 8102301 | no | no |  |  | no |  |  | 1394673.961 | 15369675.987 |  | -1
node_1394693_415_15397512_512 |  |  | PQ | AN | 1001.678 | 8102301 | no | no |  |  | no |  |  | 1394693.415 | 15397512.512 |  | -1
node_1394695_682_15380697_615 |  |  | PQ | ABCN | 7199.558 | 8102301 | no | no |  |  | no |  |  | 1394695.682 | 15380697.615 |  | -1
node_1394712_098_15370397_789 |  |  | PQ | AN | 1001.678 | 8102301 | no | no |  |  | no |  |  | 1394712.098 | 15370397.789 |  | -1
node_1394726_399_15369451_293 |  |  | PQ | AN | 1001.678 | 8102301 | no | no |  |  | no |  |  | 1394726.399 | 15369451.293 |  | -1
node_1394746_39_15372225_658 |  |  | PQ | AN | 1001.678 | 8102301 | no | no |  |  | no |  |  | 1394746.39 | 15372225.658 |  | -1
node_1394782_096_15395472_956 |  |  | PQ | AN | 1001.678 | 8102301 | no | no |  |  | no |  |  | 1394782.096 | 15395472.956 |  | -1
node_1394808_383_15372909_425 |  |  | PQ | AN | 1001.678 | 8102301 | no | no |  |  | no |  |  | 1394808.383 | 15372909.425 |  | -1
node_1394825_492_15407165_228 |  |  | PQ | AN | 1001.678 | 8102301 | no | no |  |  | no |  |  | 1394825.492 | 15407165.228 |  | -1
node_1394893_591_15401579_551 |  |  | PQ | AN | 1001.678 | 8102301 | no | no |  |  | no |  |  | 1394893.591 | 15401579.551 |  | -1
node_1394921_432_15397784_605 |  |  | PQ | AN | 1001.678 | 8102301 | no | no |  |  | no |  |  | 1394921.432 | 15397784.605 |  | -1
node_1394928_824_15372628_567 |  |  | PQ | AN | 1001.678 | 8102301 | no | no |  |  | no |  |  | 1394928.824 | 15372628.567 |  | -1
node_1394951_7_15365213_884 |  |  | PQ | AN | 1001.678 | 8102301 | no | no |  |  | no |  |  | 1394951.7 | 15365213.884 |  | -1
node_1394988_276_15391991_786 |  |  | PQ | AN | 1001.678 | 8102301 | no | no |  |  | no |  |  | 1394988.276 | 15391991.786 |  | -1
node_1394997_417_15392647_057 |  |  | PQ | AN | 1001.678 | 8102301 | no | no |  |  | no |  |  | 1394997.417 | 15392647.057 |  | -1
node_1394998_174_15392313_236 |  |  | PQ | AN | 1001.678 | 8102301 | no | no |  |  | no |  |  | 1394998.174 | 15392313.236 |  | -1
node_1395050_255_15380795_057 |  |  | PQ | ABCN | 7199.558 | 8102301 | no | no |  |  | no |  |  | 1395050.255 | 15380795.057 |  | -1
node_1395053_053_15372768_699 |  |  | PQ | AN | 1001.678 | 8102301 | no | no |  |  | no |  |  | 1395053.053 | 15372768.699 |  | -1
node_1395074_655_15388718_855 |  |  | PQ | AN | 1001.678 | 8102301 | no | no |  |  | no |  |  | 1395074.655 | 15388718.855 |  | -1
node_1395081_422_15382329_024 |  |  | PQ | AN | 1001.678 | 8102301 | no | no |  |  | no |  |  | 1395081.422 | 15382329.024 |  | -1
node_1395148_526_15365056_555 |  |  | PQ | AN | 1001.678 | 8102301 | no | no |  |  | no |  |  | 1395148.526 | 15365056.555 |  | -1
node_1395190_629_15392998_348 |  |  | PQ | AN | 1001.678 | 8102301 | no | no |  |  | no |  |  | 1395190.629 | 15392998.348 |  | -1
node_1395210_308_15379831_404 |  |  | PQ | AN | 7199.558 | 8102301 | no | no |  |  | no |  |  | 1395210.308 | 15379831.404 |  | -1
node_1395284_322_15393481_255 |  |  | PQ | AN | 1001.678 | 8102301 | no | no |  |  | no |  |  | 1395284.322 | 15393481.255 |  | -1
node_1395311_729_15401238_673 |  |  | PQ | AN | 1001.678 | 8102301 | no | no |  |  | no |  |  | 1395311.729 | 15401238.673 |  | -1
node_1395367_652_15386160_079 |  |  | PQ | AN | 1001.678 | 8102301 | no | no |  |  | no |  |  | 1395367.652 | 15386160.079 |  | -1
node_1395369_477_15390790_671 |  |  | PQ | AN | 1001.678 | 8102301 | no | no |  |  | no |  |  | 1395369.477 | 15390790.671 |  | -1
node_1395378_231_15373290_63 |  |  | PQ | AN | 1001.678 | 8102301 | no | no |  |  | no |  |  | 1395378.231 | 15373290.63 |  | -1
node_1395407_867_15397595_924 |  |  | PQ | AN | 1001.678 | 8102301 | no | no |  |  | no |  |  | 1395407.867 | 15397595.924 |  | -1
node_1395412_774_15390433_446 |  |  | PQ | AN | 1001.678 | 8102301 | no | no |  |  | no |  |  | 1395412.774 | 15390433.446 |  | -1
node_1395424_018_15364801_027 |  |  | PQ | AN | 1001.678 | 8102301 | no | no |  |  | no |  |  | 1395424.018 | 15364801.027 |  | -1
node_1395438_645_15390131_151 |  |  | PQ | AN | 1001.678 | 8102301 | no | no |  |  | no |  |  | 1395438.645 | 15390131.151 |  | -1
node_1395465_458_15388122_806 |  |  | PQ | AN | 1001.678 | 8102301 | no | no |  |  | no |  |  | 1395465.458 | 15388122.806 |  | -1
node_1395497_299_15388934_81 |  |  | PQ | AN | 1001.678 | 8102301 | no | no |  |  | no |  |  | 1395497.299 | 15388934.81 |  | -1
node_1395530_548_15373559_503 |  |  | PQ | AN | 1001.678 | 8102301 | no | no |  |  | no |  |  | 1395530.548 | 15373559.503 |  | -1
node_1395717_954_15401243_852 |  |  | PQ | AN | 1001.678 | 8102301 | no | no |  |  | no |  |  | 1395717.954 | 15401243.852 |  | -1
node_1395757_44_15373964_861 |  |  | PQ | AN | 1001.678 | 8102301 | no | no |  |  | no |  |  | 1395757.44 | 15373964.861 |  | -1
node_1395769_668_15364429_37 |  |  | PQ | AN | 1001.678 | 8102301 | no | no |  |  | no |  |  | 1395769.668 | 15364429.37 |  | -1
node_1395823_407_15397632_87 |  |  | PQ | AN | 1001.678 | 8102301 | no | no |  |  | no |  |  | 1395823.407 | 15397632.87 |  | -1
node_1395841_164_15381087_083 |  |  | PQ | AN | 7199.558 | 8102301 | no | no |  |  | no |  |  | 1395841.164 | 15381087.083 |  | -1
node_1395878_537_15380940_52 |  |  | PQ | ABCN | 7199.558 | 8102301 | no | no |  |  | no |  |  | 1395878.537 | 15380940.52 |  | -1
node_1395905_45_15374540_119 |  |  | PQ | AN | 1001.678 | 8102301 | no | no |  |  | no |  |  | 1395905.45 | 15374540.119 |  | -1
node_1395944_916_15364260_853 |  |  | PQ | AD | 1001.678 | 8102301 | no | no |  |  | no |  |  | 1395944.916 | 15364260.853 |  | -1
node_1395992_862_15385600_894 |  |  | PQ | AN | 1001.678 | 8102301 | no | no |  |  | no |  |  | 1395992.862 | 15385600.894 |  | -1
node_1396007_606_15398164_206 |  |  | PQ | AN | 1001.678 | 8102301 | no | no |  |  | no |  |  | 1396007.606 | 15398164.206 |  | -1
node_1396010_941_15368620_351 |  |  | PQ | AN | 1001.678 | 8102301 | no | no |  |  | no |  |  | 1396010.941 | 15368620.351 |  | -1
node_1396077_047_15401280_692 |  |  | PQ | AD | 1001.678 | 8102301 | no | no |  |  | no |  |  | 1396077.047 | 15401280.692 |  | -1
node_1396079_141_15385011_761 |  |  | PQ | AN | 1001.678 | 8102301 | no | no |  |  | no |  |  | 1396079.141 | 15385011.761 |  | -1
node_1396093_157_15364033_072 |  |  | PQ | AN | 1001.678 | 8102301 | no | no |  |  | no |  |  | 1396093.157 | 15364033.072 |  | -1
node_1396172_022_15374532_469 |  |  | PQ | AN | 1001.678 | 8102301 | no | no |  |  | no |  |  | 1396172.022 | 15374532.469 |  | -1
node_1396217_887_15393585_48 |  |  | PQ | AN | 1001.678 | 8102301 | no | no |  |  | no |  |  | 1396217.887 | 15393585.48 |  | -1
node_1396225_85_15394452_475 |  |  | PQ | AN | 1001.678 | 8102301 | no | no |  |  | no |  |  | 1396225.85 | 15394452.475 |  | -1
node_1396236_178_15373778_254 |  |  | PQ | AN | 1001.678 | 8102301 | no | no |  |  | no |  |  | 1396236.178 | 15373778.254 |  | -1
node_1396255_445_15383809_725 |  |  | PQ | AN | 1001.678 | 8102301 | no | no |  |  | no |  |  | 1396255.445 | 15383809.725 |  | -1
node_1396257_201_15394854_095 |  |  | PQ | AN | 1001.678 | 8102301 | no | no |  |  | no |  |  | 1396257.201 | 15394854.095 |  | -1
node_1396277_408_15397354_961 |  |  | PQ | AN | 1001.678 | 8102301 | no | no |  |  | no |  |  | 1396277.408 | 15397354.961 |  | -1
node_1396287_823_15397772_497 |  |  | PQ | AN | 1001.678 | 8102301 | no | no |  |  | no |  |  | 1396287.823 | 15397772.497 |  | -1
node_1396288_227_15396394_583 |  |  | PQ | AN | 1001.678 | 8102301 | no | no |  |  | no |  |  | 1396288.227 | 15396394.583 |  | -1
node_1396288_379_15362229_187 |  |  | PQ | AN | 1001.678 | 8102301 | no | no |  |  | no |  |  | 1396288.379 | 15362229.187 |  | -1
node_1396291_154_15395989_317 |  |  | PQ | AN | 1001.678 | 8102301 | no | no |  |  | no |  |  | 1396291.154 | 15395989.317 |  | -1
node_1396313_364_15375646_526 |  |  | PQ | AN | 1001.678 | 8102301 | no | no |  |  | no |  |  | 1396313.364 | 15375646.526 |  | -1
node_1396320_906_15384427_749 |  |  | PQ | AN | 1001.678 | 8102301 | no | no |  |  | no |  |  | 1396320.906 | 15384427.749 |  | -1
node_1396339_845_15398154_771 |  |  | PQ | AN | 1001.678 | 8102301 | no | no |  |  | no |  |  | 1396339.845 | 15398154.771 |  | -1
node_1396354_138_15395243_557 |  |  | PQ | AN | 1001.678 | 8102301 | no | no |  |  | no |  |  | 1396354.138 | 15395243.557 |  | -1
node_1396376_062_15401251_876 |  |  | PQ | AN | 1001.678 | 8102301 | no | no |  |  | no |  |  | 1396376.062 | 15401251.876 |  | -1
node_1396386_425_15362412_618 |  |  | PQ | AN | 1001.678 | 8102301 | no | no |  |  | no |  |  | 1396386.425 | 15362412.618 |  | -1
node_1396392_658_15398515_256 |  |  | PQ | AN | 1001.678 | 8102301 | no | no |  |  | no |  |  | 1396392.658 | 15398515.256 |  | -1
node_1396457_673_15374984_484 |  |  | PQ | AN | 1001.678 | 8102301 | no | no |  |  | no |  |  | 1396457.673 | 15374984.484 |  | -1
node_1396466_911_15394828_105 |  |  | PQ | AN | 1001.678 | 8102301 | no | no |  |  | no |  |  | 1396466.911 | 15394828.105 |  | -1
node_1396487_173_15399222_139 |  |  | PQ | AN | 1001.678 | 8102301 | no | no |  |  | no |  |  | 1396487.173 | 15399222.139 |  | -1
node_1396524_41_15382414_312 |  |  | PQ | AN | 1001.678 | 8102301 | no | no |  |  | no |  |  | 1396524.41 | 15382414.312 |  | -1
node_1396528_099_15383473_72 |  |  | PQ | AN | 1001.678 | 8102301 | no | no |  |  | no |  |  | 1396528.099 | 15383473.72 |  | -1
node_1396544_158_15399638_147 |  |  | PQ | AN | 1001.678 | 8102301 | no | no |  |  | no |  |  | 1396544.158 | 15399638.147 |  | -1
node_1396559_111_15375138_713 |  |  | PQ | AN | 1001.678 | 8102301 | no | no |  |  | no |  |  | 1396559.111 | 15375138.713 |  | -1
node_1396572_394_15380906_275 |  |  | PQ | ABCN | 7199.558 | 8102301 | no | no |  |  | no |  |  | 1396572.394 | 15380906.275 |  | -1
node_1396600_858_15363446_294 |  |  | PQ | AN | 1001.678 | 8102301 | no | no |  |  | no |  |  | 1396600.858 | 15363446.294 |  | -1
node_1396721_906_15380967_289 |  |  | PQ | ABCN | 7199.558 | 8102301 | no | no |  |  | no |  |  | 1396721.906 | 15380967.289 |  | -1
node_1396738_09_15400914_371 |  |  | PQ | AN | 1001.678 | 8102301 | no | no |  |  | no |  |  | 1396738.09 | 15400914.371 |  | -1
node_1396808_052_15383134_831 |  |  | PQ | AN | 1001.678 | 8102301 | no | no |  |  | no |  |  | 1396808.052 | 15383134.831 |  | -1
node_1396850_515_15401267_764 |  |  | PQ | AN | 1001.678 | 8102301 | no | no |  |  | no |  |  | 1396850.515 | 15401267.764 |  | -1
node_1396901_052_15401562_296 |  |  | PQ | AN | 1001.678 | 8102301 | no | no |  |  | no |  |  | 1396901.052 | 15401562.296 |  | -1
node_1396990_713_15404000_744 |  |  | PQ | AN | 1001.678 | 8102301 | no | no |  |  | no |  |  | 1396990.713 | 15404000.744 |  | -1
node_1397000_319_15382710_736 |  |  | PQ | AN | 1001.678 | 8102301 | no | no |  |  | no |  |  | 1397000.319 | 15382710.736 |  | -1
node_1397011_987_15368395_645 |  |  | PQ | AN | 1001.678 | 8102301 | no | no |  |  | no |  |  | 1397011.987 | 15368395.645 |  | -1
node_1397205_943_15403426_838 |  |  | PQ | AN | 1001.678 | 8102301 | no | no |  |  | no |  |  | 1397205.943 | 15403426.838 |  | -1
node_1397225_471_15382486_001 |  |  | PQ | AN | 1001.678 | 8102301 | no | no |  |  | no |  |  | 1397225.471 | 15382486.001 |  | -1
node_1397256_791_15382288_623 |  |  | PQ | AN | 1001.678 | 8102301 | no | no |  |  | no |  |  | 1397256.791 | 15382288.623 |  | -1
node_1397256_952_15397358_077 |  |  | PQ | AN | 1001.678 | 8102301 | no | no |  |  | no |  |  | 1397256.952 | 15397358.077 |  | -1
node_1397344_209_15382060_854 |  |  | PQ | AN | 1001.678 | 8102301 | no | no |  |  | no |  |  | 1397344.209 | 15382060.854 |  | -1
node_1397355_645_15406058_498 |  |  | PQ | AN | 1001.678 | 8102301 | no | no |  |  | no |  |  | 1397355.645 | 15406058.498 |  | -1
node_1397419_493_15368354_495 |  |  | PQ | AN | 1001.678 | 8102301 | no | no |  |  | no |  |  | 1397419.493 | 15368354.495 |  | -1
node_1397627_73_15375472_879 |  |  | PQ | AN | 1001.678 | 8102301 | no | no |  |  | no |  |  | 1397627.73 | 15375472.879 |  | -1
node_1397628_551_15362441_905 |  |  | PQ | AN | 1001.678 | 8102301 | no | no |  |  | no |  |  | 1397628.551 | 15362441.905 |  | -1
node_1397764_894_15380844_76 |  |  | PQ | ABCN | 7199.558 | 8102301 | no | no |  |  | no |  |  | 1397764.894 | 15380844.76 |  | -1
node_1397783_367_15406943_966 |  |  | PQ | AN | 1001.678 | 8102301 | no | no |  |  | no |  |  | 1397783.367 | 15406943.966 |  | -1
node_1397798_299_15362151_31 |  |  | PQ | AN | 1001.678 | 8102301 | no | no |  |  | no |  |  | 1397798.299 | 15362151.31 |  | -1
node_1397862_416_15407162_571 |  |  | PQ | AN | 1001.678 | 8102301 | no | no |  |  | no |  |  | 1397862.416 | 15407162.571 |  | -1
node_1397917_069_15387026_341 |  |  | PQ | AN | 1001.678 | 8102301 | no | no |  |  | no |  |  | 1397917.069 | 15387026.341 |  | -1
node_1398033_225_15361891_438 |  |  | PQ | AN | 1001.678 | 8102301 | no | no |  |  | no |  |  | 1398033.225 | 15361891.438 |  | -1
node_1398039_087_15376076_518 |  |  | PQ | AN | 1001.678 | 8102301 | no | no |  |  | no |  |  | 1398039.087 | 15376076.518 |  | -1
node_1398090_692_15401381_631 |  |  | PQ | AN | 1001.678 | 8102301 | no | no |  |  | no |  |  | 1398090.692 | 15401381.631 |  | -1
node_1398254_444_15389393_096 |  |  | PQ | AN | 1001.678 | 8102301 | no | no |  |  | no |  |  | 1398254.444 | 15389393.096 |  | -1
node_1398300_134_15387715_029 |  |  | PQ | AN | 1001.678 | 8102301 | no | no |  |  | no |  |  | 1398300.134 | 15387715.029 |  | -1
node_1398302_253_15388874_035 |  |  | PQ | AN | 1001.678 | 8102301 | no | no |  |  | no |  |  | 1398302.253 | 15388874.035 |  | -1
node_1398350_191_15387996_763 |  |  | PQ | AN | 1001.678 | 8102301 | no | no |  |  | no |  |  | 1398350.191 | 15387996.763 |  | -1
node_1398363_135_15388561_215 |  |  | PQ | AN | 1001.678 | 8102301 | no | no |  |  | no |  |  | 1398363.135 | 15388561.215 |  | -1
node_1398505_13_15386647_737 |  |  | PQ | AN | 1001.678 | 8102301 | no | no |  |  | no |  |  | 1398505.13 | 15386647.737 |  | -1
node_1398531_838_15368416_555 |  |  | PQ | AN | 1001.678 | 8102301 | no | no |  |  | no |  |  | 1398531.838 | 15368416.555 |  | -1
node_1398557_176_15385585_112 |  |  | PQ | AN | 1001.678 | 8102301 | no | no |  |  | no |  |  | 1398557.176 | 15385585.112 |  | -1
node_1398588_756_15407488_307 |  |  | PQ | AN | 1001.678 | 8102301 | no | no |  |  | no |  |  | 1398588.756 | 15407488.307 |  | -1
node_1398605_143_15406873_388 |  |  | PQ | AN | 1001.678 | 8102301 | no | no |  |  | no |  |  | 1398605.143 | 15406873.388 |  | -1
node_1398609_962_15376441_618 |  |  | PQ | AN | 1001.678 | 8102301 | no | no |  |  | no |  |  | 1398609.962 | 15376441.618 |  | -1
node_1398628_884_15385909_538 |  |  | PQ | AN | 1001.678 | 8102301 | no | no |  |  | no |  |  | 1398628.884 | 15385909.538 |  | -1
node_1398660_792_15380444_832 |  |  | PQ | ABCN | 7199.558 | 8102301 | no | no |  |  | no |  |  | 1398660.792 | 15380444.832 |  | -1
node_1398878_307_15387466_739 |  |  | PQ | AN | 1001.678 | 8102301 | no | no |  |  | no |  |  | 1398878.307 | 15387466.739 |  | -1
node_1399070_682_15368526_188 |  |  | PQ | AN | 1001.678 | 8102301 | no | no |  |  | no |  |  | 1399070.682 | 15368526.188 |  | -1
node_1399214_881_15357596_938 |  |  | PQ | AN | 1001.678 | 8102301 | no | no |  |  | no |  |  | 1399214.881 | 15357596.938 |  | -1
node_1399218_336_15389608_785 |  |  | PQ | AN | 1001.678 | 8102301 | no | no |  |  | no |  |  | 1399218.336 | 15389608.785 |  | -1
node_1399254_614_15360945_738 |  |  | PQ | AN | 1001.678 | 8102301 | no | no |  |  | no |  |  | 1399254.614 | 15360945.738 |  | -1
node_1399309_392_15385344_008 |  |  | PQ | AN | 1001.678 | 8102301 | no | no |  |  | no |  |  | 1399309.392 | 15385344.008 |  | -1
node_1399349_902_15361186_408 |  |  | PQ | AN | 1001.678 | 8102301 | no | no |  |  | no |  |  | 1399349.902 | 15361186.408 |  | -1
node_1399361_787_15379422_565 |  |  | PQ | AN | 7199.558 | 8102301 | no | no |  |  | no |  |  | 1399361.787 | 15379422.565 |  | -1
node_1399364_895_15384298_984 |  |  | PQ | AN | 1001.678 | 8102301 | no | no |  |  | no |  |  | 1399364.895 | 15384298.984 |  | -1
node_1399434_927_15385029_235 |  |  | PQ | AN | 1001.678 | 8102301 | no | no |  |  | no |  |  | 1399434.927 | 15385029.235 |  | -1
node_1399444_056_15382219_846 |  |  | PQ | AN | 1001.678 | 8102301 | no | no |  |  | no |  |  | 1399444.056 | 15382219.846 |  | -1
node_1399582_209_15384657_578 |  |  | PQ | AN | 1001.678 | 8102301 | no | no |  |  | no |  |  | 1399582.209 | 15384657.578 |  | -1
node_1399649_378_15357084_239 |  |  | PQ | AN | 1001.678 | 8102301 | no | no |  |  | no |  |  | 1399649.378 | 15357084.239 |  | -1
node_1399653_393_15379485_641 |  |  | PQ | ABCN | 7199.558 | 8102301 | no | no |  |  | no |  |  | 1399653.393 | 15379485.641 |  | -1
node_1399670_63_15389364_824 |  |  | PQ | AN | 1001.678 | 8102301 | no | no |  |  | no |  |  | 1399670.63 | 15389364.824 |  | -1
node_1399977_985_15389683_962 |  |  | PQ | AN | 1001.678 | 8102301 | no | no |  |  | no |  |  | 1399977.985 | 15389683.962 |  | -1
node_1400003_114_15379605_175 |  |  | PQ | ABCN | 7199.558 | 8102301 | no | no |  |  | no |  |  | 1400003.114 | 15379605.175 |  | -1
node_1400069_018_15362846_797 |  |  | PQ | AN | 1001.678 | 8102301 | no | no |  |  | no |  |  | 1400069.018 | 15362846.797 |  | -1
node_1400130_329_15383252_753 |  |  | PQ | AN | 1001.678 | 8102301 | no | no |  |  | no |  |  | 1400130.329 | 15383252.753 |  | -1
node_1400134_618_15382264_143 |  |  | PQ | AN | 1001.678 | 8102301 | no | no |  |  | no |  |  | 1400134.618 | 15382264.143 |  | -1
node_1400163_727_15381808_596 |  |  | PQ | AN | 1001.678 | 8102301 | no | no |  |  | no |  |  | 1400163.727 | 15381808.596 |  | -1
node_1400175_99_15382618_147 |  |  | PQ | AN | 1001.678 | 8102301 | no | no |  |  | no |  |  | 1400175.99 | 15382618.147 |  | -1
node_1400226_785_15380941_831 |  |  | PQ | AN | 1001.678 | 8102301 | no | no |  |  | no |  |  | 1400226.785 | 15380941.831 |  | -1
node_1400248_812_15381225_572 |  |  | PQ | AN | 1001.678 | 8102301 | no | no |  |  | no |  |  | 1400248.812 | 15381225.572 |  | -1
node_1400400_891_15407619_243 |  |  | PQ | AN | 1001.678 | 8102301 | no | no |  |  | no |  |  | 1400400.891 | 15407619.243 |  | -1
node_1400418_014_15382898_668 |  |  | PQ | AN | 1001.678 | 8102301 | no | no |  |  | no |  |  | 1400418.014 | 15382898.668 |  | -1
node_1400422_371_15380807_022 |  |  | PQ | AN | 1001.678 | 8102301 | no | no |  |  | no |  |  | 1400422.371 | 15380807.022 |  | -1
node_1400439_46_15382070_44 |  |  | PQ | AN | 1001.678 | 8102301 | no | no |  |  | no |  |  | 1400439.46 | 15382070.44 |  | -1
node_1400460_516_15407390_433 |  |  | PQ | AN | 1001.678 | 8102301 | no | no |  |  | no |  |  | 1400460.516 | 15407390.433 |  | -1
node_1400466_925_15389341_07 |  |  | PQ | AN | 1001.678 | 8102301 | no | no |  |  | no |  |  | 1400466.925 | 15389341.07 |  | -1
node_1400475_383_15379881_069 |  |  | PQ | ABCN | 7199.558 | 8102301 | no | no |  |  | no |  |  | 1400475.383 | 15379881.069 |  | -1
node_1400493_183_15379892_775 |  |  | PQ | ABCN | 7199.558 | 8102301 | no | no |  |  | no |  |  | 1400493.183 | 15379892.775 |  | -1
node_1400512_595_15379897_892 |  |  | PQ | ABCN | 7199.558 | 8102301 | no | no |  |  | no |  |  | 1400512.595 | 15379897.892 |  | -1
node_1400518_961_15363273_246 |  |  | PQ | AN | 1001.678 | 8102301 | no | no |  |  | no |  |  | 1400518.961 | 15363273.246 |  | -1
node_1400719_767_15380694_372 |  |  | PQ | AN | 1001.678 | 8102301 | no | no |  |  | no |  |  | 1400719.767 | 15380694.372 |  | -1
node_1400773_337_15407255_791 |  |  | PQ | AN | 1001.678 | 8102301 | no | no |  |  | no |  |  | 1400773.337 | 15407255.791 |  | -1
node_1400956_178_15356076_187 |  |  | PQ | AN | 1001.678 | 8102301 | no | no |  |  | no |  |  | 1400956.178 | 15356076.187 |  | -1
node_1400991_7_15379788_618 |  |  | PQ | ABCN | 7199.558 | 8102301 | no | no |  |  | no |  |  | 1400991.7 | 15379788.618 |  | -1
node_1401028_171_15355855_35 |  |  | PQ | AN | 1001.678 | 8102301 | no | no |  |  | no |  |  | 1401028.171 | 15355855.35 |  | -1
node_1401123_793_15355550_094 |  |  | PQ | AN | 1001.678 | 8102301 | no | no |  |  | no |  |  | 1401123.793 | 15355550.094 |  | -1
node_1401157_933_15389000_655 |  |  | PQ | AN | 1001.678 | 8102301 | no | no |  |  | no |  |  | 1401157.933 | 15389000.655 |  | -1
node_1401178_893_15407283_758 |  |  | PQ | AN | 1001.678 | 8102301 | no | no |  |  | no |  |  | 1401178.893 | 15407283.758 |  | -1
node_1401279_96_15380703_468 |  |  | PQ | AN | 1001.678 | 8102301 | no | no |  |  | no |  |  | 1401279.96 | 15380703.468 |  | -1
node_1401283_984_15355048_933 |  |  | PQ | AN | 1001.678 | 8102301 | no | no |  |  | no |  |  | 1401283.984 | 15355048.933 |  | -1
node_1401318_82_15381582_387 |  |  | PQ | AN | 1001.678 | 8102301 | no | no |  |  | no |  |  | 1401318.82 | 15381582.387 |  | -1
node_1401377_021_15380019_913 |  |  | PQ | ABCN | 7199.558 | 8102301 | no | no |  |  | no |  |  | 1401377.021 | 15380019.913 |  | -1
node_1401391_736_15354688_624 |  |  | PQ | AN | 1001.678 | 8102301 | no | no |  |  | no |  |  | 1401391.736 | 15354688.624 |  | -1
node_1401410_049_15381378_131 |  |  | PQ | AN | 1001.678 | 8102301 | no | no |  |  | no |  |  | 1401410.049 | 15381378.131 |  | -1
node_1401433_96_15354408_833 |  |  | PQ | AN | 1001.678 | 8102301 | no | no |  |  | no |  |  | 1401433.96 | 15354408.833 |  | -1
node_1401449_943_15381019_931 |  |  | PQ | AN | 1001.678 | 8102301 | no | no |  |  | no |  |  | 1401449.943 | 15381019.931 |  | -1
node_1401469_46_15380672_032 |  |  | PQ | AN | 1001.678 | 8102301 | no | no |  |  | no |  |  | 1401469.46 | 15380672.032 |  | -1
node_1401479_19_15382427_889 |  |  | PQ | AN | 1001.678 | 8102301 | no | no |  |  | no |  |  | 1401479.19 | 15382427.889 |  | -1
node_1401545_675_15380335_353 |  |  | PQ | AN | 1001.678 | 8102301 | no | no |  |  | no |  |  | 1401545.675 | 15380335.353 |  | -1
node_1401561_723_15362455_147 |  |  | PQ | AN | 1001.678 | 8102301 | no | no |  |  | no |  |  | 1401561.723 | 15362455.147 |  | -1
node_1401573_606_15388861_562 |  |  | PQ | AD | 1001.678 | 8102301 | no | no |  |  | no |  |  | 1401573.606 | 15388861.562 |  | -1
node_1401573_884_15383775_257 |  |  | PQ | AN | 1001.678 | 8102301 | no | no |  |  | no |  |  | 1401573.884 | 15383775.257 |  | -1
node_1401608_213_15363340_306 |  |  | PQ | AN | 1001.678 | 8102301 | no | no |  |  | no |  |  | 1401608.213 | 15363340.306 |  | -1
node_1401679_043_15363515_639 |  |  | PQ | AN | 1001.678 | 8102301 | no | no |  |  | no |  |  | 1401679.043 | 15363515.639 |  | -1
node_1401688_223_15407315_62 |  |  | PQ | AN | 1001.678 | 8102301 | no | no |  |  | no |  |  | 1401688.223 | 15407315.62 |  | -1
node_1401877_744_15386553_163 |  |  | PQ | AN | 1001.678 | 8102301 | no | no |  |  | no |  |  | 1401877.744 | 15386553.163 |  | -1
node_1401961_427_15380114_898 |  |  | PQ | ABCN | 7199.558 | 8102301 | no | no |  |  | no |  |  | 1401961.427 | 15380114.898 |  | -1
node_1401972_687_15388789_35 |  |  | PQ | AN | 1001.678 | 8102301 | no | no |  |  | no |  |  | 1401972.687 | 15388789.35 |  | -1
node_1402017_726_15407342_914 |  |  | PQ | AN | 1001.678 | 8102301 | no | no |  |  | no |  |  | 1402017.726 | 15407342.914 |  | -1
node_1402052_558_15363753_297 |  |  | PQ | AN | 1001.678 | 8102301 | no | no |  |  | no |  |  | 1402052.558 | 15363753.297 |  | -1
node_1402091_293_15384855_312 |  |  | PQ | AN | 1001.678 | 8102301 | no | no |  |  | no |  |  | 1402091.293 | 15384855.312 |  | -1
node_1402245_227_15407353_355 |  |  | PQ | AN | 1001.678 | 8102301 | no | no |  |  | no |  |  | 1402245.227 | 15407353.355 |  | -1
node_1402255_158_15379805_05 |  |  | PQ | AN | 1001.678 | 8102301 | no | no |  |  | no |  |  | 1402255.158 | 15379805.05 |  | -1
node_1402311_958_15380171_371 |  |  | PQ | ABCN | 7199.558 | 8102301 | no | no |  |  | no |  |  | 1402311.958 | 15380171.371 |  | -1
node_1402332_244_15386588_652 |  |  | PQ | AN | 1001.678 | 8102301 | no | no |  |  | no |  |  | 1402332.244 | 15386588.652 |  | -1
node_1402348_881_15388627_361 |  |  | PQ | AN | 1001.678 | 8102301 | no | no |  |  | no |  |  | 1402348.881 | 15388627.361 |  | -1
node_1402390_492_15385834_608 |  |  | PQ | AN | 1001.678 | 8102301 | no | no |  |  | no |  |  | 1402390.492 | 15385834.608 |  | -1
node_1402393_305_15386080_531 |  |  | PQ | AN | 1001.678 | 8102301 | no | no |  |  | no |  |  | 1402393.305 | 15386080.531 |  | -1
node_1402407_877_15389486_986 |  |  | PQ | AN | 1001.678 | 8102301 | no | no |  |  | no |  |  | 1402407.877 | 15389486.986 |  | -1
node_1402449_46_15408982_088 |  |  | PQ | AN | 1001.678 | 8102301 | no | no |  |  | no |  |  | 1402449.46 | 15408982.088 |  | -1
node_1402457_076_15389209_879 |  |  | PQ | AN | 1001.678 | 8102301 | no | no |  |  | no |  |  | 1402457.076 | 15389209.879 |  | -1
node_1402467_644_15388960_508 |  |  | PQ | AN | 1001.678 | 8102301 | no | no |  |  | no |  |  | 1402467.644 | 15388960.508 |  | -1
node_1402496_039_15379010_863 |  |  | PQ | AN | 1001.678 | 8102301 | no | no |  |  | no |  |  | 1402496.039 | 15379010.863 |  | -1
node_1402498_051_15379252_213 |  |  | PQ | AN | 1001.678 | 8102301 | no | no |  |  | no |  |  | 1402498.051 | 15379252.213 |  | -1
node_1402533_162_15352644_495 |  |  | PQ | AN | 1001.678 | 8102301 | no | no |  |  | no |  |  | 1402533.162 | 15352644.495 |  | -1
node_1402592_961_15388618_702 |  |  | PQ | AN | 1001.678 | 8102301 | no | no |  |  | no |  |  | 1402592.961 | 15388618.702 |  | -1
node_1402601_211_15352399_029 |  |  | PQ | AN | 1001.678 | 8102301 | no | no |  |  | no |  |  | 1402601.211 | 15352399.029 |  | -1
node_1402619_212_15387031_163 |  |  | PQ | AN | 1001.678 | 8102301 | no | no |  |  | no |  |  | 1402619.212 | 15387031.163 |  | -1
node_1402671_365_15378685_958 |  |  | PQ | AN | 1001.678 | 8102301 | no | no |  |  | no |  |  | 1402671.365 | 15378685.958 |  | -1
node_1402722_535_15408559_173 |  |  | PQ | AN | 1001.678 | 8102301 | no | no |  |  | no |  |  | 1402722.535 | 15408559.173 |  | -1
node_1402762_322_15378298_938 |  |  | PQ | AN | 1001.678 | 8102301 | no | no |  |  | no |  |  | 1402762.322 | 15378298.938 |  | -1
node_1402800_093_15388629_398 |  |  | PQ | AN | 1001.678 | 8102301 | no | no |  |  | no |  |  | 1402800.093 | 15388629.398 |  | -1
node_1402827_357_15380239_532 |  |  | PQ | ABCN | 7199.558 | 8102301 | no | no |  |  | no |  |  | 1402827.357 | 15380239.532 |  | -1
node_1402850_188_15388321_939 |  |  | PQ | AN | 1001.678 | 8102301 | no | no |  |  | no |  |  | 1402850.188 | 15388321.939 |  | -1
node_1402862_406_15378022_917 |  |  | PQ | AN | 1001.678 | 8102301 | no | no |  |  | no |  |  | 1402862.406 | 15378022.917 |  | -1
node_1402899_344_15407527_781 |  |  | PQ | AN | 1001.678 | 8102301 | no | no |  |  | no |  |  | 1402899.344 | 15407527.781 |  | -1
node_1402932_734_15352402_739 |  |  | PQ | AN | 1001.678 | 8102301 | no | no |  |  | no |  |  | 1402932.734 | 15352402.739 |  | -1
node_1403063_527_15380269_362 |  |  | PQ | ABCN | 7199.558 | 8102301 | no | no |  |  | no |  |  | 1403063.527 | 15380269.362 |  | -1
node_1403131_831_15387618_483 |  |  | PQ | AN | 1001.678 | 8102301 | no | no |  |  | no |  |  | 1403131.831 | 15387618.483 |  | -1
node_1403179_608_15362252_85 |  |  | PQ | AN | 1001.678 | 8102301 | no | no |  |  | no |  |  | 1403179.608 | 15362252.85 |  | -1
node_1403254_098_15376849_084 |  |  | PQ | AN | 1001.678 | 8102301 | no | no |  |  | no |  |  | 1403254.098 | 15376849.084 |  | -1
node_1403275_775_15352176_812 |  |  | PQ | AN | 1001.678 | 8102301 | no | no |  |  | no |  |  | 1403275.775 | 15352176.812 |  | -1
node_1403279_903_15380430_363 |  |  | PQ | ABCN | 7199.558 | 8102301 | no | no |  |  | no |  |  | 1403279.903 | 15380430.363 |  | -1
node_1403299_715_15376294_975 |  |  | PQ | AN | 1001.678 | 8102301 | no | no |  |  | no |  |  | 1403299.715 | 15376294.975 |  | -1
node_1403308_887_15352681_426 |  |  | PQ | AN | 1001.678 | 8102301 | no | no |  |  | no |  |  | 1403308.887 | 15352681.426 |  | -1
node_1403342_32_15375950_478 |  |  | PQ | AN | 1001.678 | 8102301 | no | no |  |  | no |  |  | 1403342.32 | 15375950.478 |  | -1
node_1403413_105_15376581_52 |  |  | PQ | AN | 1001.678 | 8102301 | no | no |  |  | no |  |  | 1403413.105 | 15376581.52 |  | -1
node_1403426_231_15407251_232 |  |  | PQ | AN | 1001.678 | 8102301 | no | no |  |  | no |  |  | 1403426.231 | 15407251.232 |  | -1
node_1403427_464_15387954_193 |  |  | PQ | AN | 1001.678 | 8102301 | no | no |  |  | no |  |  | 1403427.464 | 15387954.193 |  | -1
node_1403470_133_15377284_445 |  |  | PQ | AN | 1001.678 | 8102301 | no | no |  |  | no |  |  | 1403470.133 | 15377284.445 |  | -1
node_1403473_16_15388831_823 |  |  | PQ | AN | 1001.678 | 8102301 | no | no |  |  | no |  |  | 1403473.16 | 15388831.823 |  | -1
node_1403523_609_15380391_113 |  |  | PQ | AN | 7199.558 | 8102301 | no | no |  |  | no |  |  | 1403523.609 | 15380391.113 |  | -1
node_1403537_29_15374925_162 |  |  | PQ | AN | 1001.678 | 8102301 | no | no |  |  | no |  |  | 1403537.29 | 15374925.162 |  | -1
node_1403547_427_15380472_66 |  |  | PQ | ABCN | 7199.558 | 8102301 | no | no |  |  | no |  |  | 1403547.427 | 15380472.66 |  | -1
node_1403579_648_15374520_109 |  |  | PQ | AN | 1001.678 | 8102301 | no | no |  |  | no |  |  | 1403579.648 | 15374520.109 |  | -1
node_1403636_003_15407012_698 |  |  | PQ | AN | 1001.678 | 8102301 | no | no |  |  | no |  |  | 1403636.003 | 15407012.698 |  | -1
node_1403680_115_15368082_149 |  |  | PQ | AN | 1001.678 | 8102301 | no | no |  |  | no |  |  | 1403680.115 | 15368082.149 |  | -1
node_1403706_7_15380678_155 |  |  | PQ | ABCN | 7199.558 | 8102301 | no | no |  |  | no |  |  | 1403706.7 | 15380678.155 |  | -1
node_1403753_486_15352969_196 |  |  | PQ | AN | 1001.678 | 8102301 | no | no |  |  | no |  |  | 1403753.486 | 15352969.196 |  | -1
node_1403791_836_15373899_168 |  |  | PQ | AN | 1001.678 | 8102301 | no | no |  |  | no |  |  | 1403791.836 | 15373899.168 |  | -1
node_1403828_887_15367488_512 |  |  | PQ | AN | 1001.678 | 8102301 | no | no |  |  | no |  |  | 1403828.887 | 15367488.512 |  | -1
node_1403837_017_15351897_246 |  |  | PQ | AN | 1001.678 | 8102301 | no | no |  |  | no |  |  | 1403837.017 | 15351897.246 |  | -1
node_1403839_503_15364571_686 |  |  | PQ | AN | 1001.678 | 8102301 | no | no |  |  | no |  |  | 1403839.503 | 15364571.686 |  | -1
node_1403853_466_15364222_864 |  |  | PQ | AN | 1001.678 | 8102301 | no | no |  |  | no |  |  | 1403853.466 | 15364222.864 |  | -1
node_1403921_497_15364920_36 |  |  | PQ | AD | 1001.678 | 8102301 | no | no |  |  | no |  |  | 1403921.497 | 15364920.36 |  | -1
node_1403923_447_15367132_501 |  |  | PQ | AN | 1001.678 | 8102301 | no | no |  |  | no |  |  | 1403923.447 | 15367132.501 |  | -1
node_1403925_569_15365255_192 |  |  | PQ | AN | 1001.678 | 8102301 | no | no |  |  | no |  |  | 1403925.569 | 15365255.192 |  | -1
node_1403931_569_15380802_747 |  |  | PQ | ABCN | 7199.558 | 8102301 | no | no |  |  | no |  |  | 1403931.569 | 15380802.747 |  | -1
node_1403937_24_15355420_437 |  |  | PQ | AD | 1001.678 | 8102301 | no | no |  |  | no |  |  | 1403937.24 | 15355420.437 |  | -1
node_1403943_575_15354594_797 |  |  | PQ | AN | 1001.678 | 8102301 | no | no |  |  | no |  |  | 1403943.575 | 15354594.797 |  | -1
node_1403959_348_15388675_92 |  |  | PQ | AN | 1001.678 | 8102301 | no | no |  |  | no |  |  | 1403959.348 | 15388675.92 |  | -1
node_1403995_265_15355273_609 |  |  | PQ | AN | 1001.678 | 8102301 | no | no |  |  | no |  |  | 1403995.265 | 15355273.609 |  | -1
node_1404012_07_15366403_529 |  |  | PQ | AN | 1001.678 | 8102301 | no | no |  |  | no |  |  | 1404012.07 | 15366403.529 |  | -1
node_1404013_789_15354340_275 |  |  | PQ | AN | 1001.678 | 8102301 | no | no |  |  | no |  |  | 1404013.789 | 15354340.275 |  | -1
node_1404015_885_15373248_742 |  |  | PQ | AN | 1001.678 | 8102301 | no | no |  |  | no |  |  | 1404015.885 | 15373248.742 |  | -1
node_1404046_315_15354867_237 |  |  | PQ | AN | 1001.678 | 8102301 | no | no |  |  | no |  |  | 1404046.315 | 15354867.237 |  | -1
node_1404067_517_15372021_556 |  |  | PQ | AN | 1001.678 | 8102301 | no | no |  |  | no |  |  | 1404067.517 | 15372021.556 |  | -1
node_1404079_028_15353256_018 |  |  | PQ | AN | 1001.678 | 8102301 | no | no |  |  | no |  |  | 1404079.028 | 15353256.018 |  | -1
node_1404097_018_15365976_084 |  |  | PQ | AN | 1001.678 | 8102301 | no | no |  |  | no |  |  | 1404097.018 | 15365976.084 |  | -1
node_1404097_165_15372806_451 |  |  | PQ | AN | 1001.678 | 8102301 | no | no |  |  | no |  |  | 1404097.165 | 15372806.451 |  | -1
node_1404100_44_15365637_926 |  |  | PQ | AN | 1001.678 | 8102301 | no | no |  |  | no |  |  | 1404100.44 | 15365637.926 |  | -1
node_1404107_77_15351715_851 |  |  | PQ | AN | 1001.678 | 8102301 | no | no |  |  | no |  |  | 1404107.77 | 15351715.851 |  | -1
node_1404119_911_15388931_624 |  |  | PQ | AN | 1001.678 | 8102301 | no | no |  |  | no |  |  | 1404119.911 | 15388931.624 |  | -1
node_1404127_961_15365435_048 |  |  | PQ | AN | 1001.678 | 8102301 | no | no |  |  | no |  |  | 1404127.961 | 15365435.048 |  | -1
node_1404143_105_15353648_165 |  |  | PQ | AN | 1001.678 | 8102301 | no | no |  |  | no |  |  | 1404143.105 | 15353648.165 |  | -1
node_1404147_773_15374417_317 |  |  | PQ | AN | 1001.678 | 8102301 | no | no |  |  | no |  |  | 1404147.773 | 15374417.317 |  | -1
node_1404171_082_15368652_887 |  |  | PQ | AN | 1001.678 | 8102301 | no | no |  |  | no |  |  | 1404171.082 | 15368652.887 |  | -1
node_1404171_805_15371624_016 |  |  | PQ | AN | 1001.678 | 8102301 | no | no |  |  | no |  |  | 1404171.805 | 15371624.016 |  | -1
node_1404187_344_15372327_718 |  |  | PQ | AN | 1001.678 | 8102301 | no | no |  |  | no |  |  | 1404187.344 | 15372327.718 |  | -1
node_1404238_072_15368104_868 |  |  | PQ | AN | 1001.678 | 8102301 | no | no |  |  | no |  |  | 1404238.072 | 15368104.868 |  | -1
node_1404247_263_15369305_911 |  |  | PQ | AN | 1001.678 | 8102301 | no | no |  |  | no |  |  | 1404247.263 | 15369305.911 |  | -1
node_1404266_392_15370720_508 |  |  | PQ | AN | 1001.678 | 8102301 | no | no |  |  | no |  |  | 1404266.392 | 15370720.508 |  | -1
node_1404279_753_15369626_857 |  |  | PQ | AN | 1001.678 | 8102301 | no | no |  |  | no |  |  | 1404279.753 | 15369626.857 |  | -1
node_1404354_853_15354781_409 |  |  | PQ | AN | 1001.678 | 8102301 | no | no |  |  | no |  |  | 1404354.853 | 15354781.409 |  | -1
node_1404467_674_15351472_704 |  |  | PQ | AN | 1001.678 | 8102301 | no | no |  |  | no |  |  | 1404467.674 | 15351472.704 |  | -1
node_1404530_19_15367969_46 |  |  | PQ | AN | 1001.678 | 8102301 | no | no |  |  | no |  |  | 1404530.19 | 15367969.46 |  | -1
node_1404599_322_15353683_292 |  |  | PQ | AN | 1001.678 | 8102301 | no | no |  |  | no |  |  | 1404599.322 | 15353683.292 |  | -1
node_1404632_498_15354858_641 |  |  | PQ | AN | 1001.678 | 8102301 | no | no |  |  | no |  |  | 1404632.498 | 15354858.641 |  | -1
node_1404728_252_15368773_321 |  |  | PQ | AN | 1001.678 | 8102301 | no | no |  |  | no |  |  | 1404728.252 | 15368773.321 |  | -1
node_1404810_364_15390538_672 |  |  | PQ | AN | 1001.678 | 8102301 | no | no |  |  | no |  |  | 1404810.364 | 15390538.672 |  | -1
node_1404949_425_15380667_406 |  |  | PQ | AN | 7199.558 | 8102301 | no | no |  |  | no |  |  | 1404949.425 | 15380667.406 |  | -1
node_1404955_655_15353548_764 |  |  | PQ | AN | 1001.678 | 8102301 | no | no |  |  | no |  |  | 1404955.655 | 15353548.764 |  | -1
node_1404977_758_15351055_888 |  |  | PQ | AN | 1001.678 | 8102301 | no | no |  |  | no |  |  | 1404977.758 | 15351055.888 |  | -1
node_1405031_165_15391344_937 |  |  | PQ | AN | 1001.678 | 8102301 | no | no |  |  | no |  |  | 1405031.165 | 15391344.937 |  | -1
node_1405058_7_15392819_156 |  |  | PQ | AN | 1001.678 | 8102301 | no | no |  |  | no |  |  | 1405058.7 | 15392819.156 |  | -1
node_1405246_907_15391909_344 |  |  | PQ | AN | 1001.678 | 8102301 | no | no |  |  | no |  |  | 1405246.907 | 15391909.344 |  | -1
node_1405305_1_15381122_427 |  |  | PQ | AN | 7199.558 | 8102301 | no | no |  |  | no |  |  | 1405305.1 | 15381122.427 |  | -1
node_1405305_587_15392104_448 |  |  | PQ | AN | 1001.678 | 8102301 | no | no |  |  | no |  |  | 1405305.587 | 15392104.448 |  | -1
node_1405331_196_15353650_518 |  |  | PQ | AN | 1001.678 | 8102301 | no | no |  |  | no |  |  | 1405331.196 | 15353650.518 |  | -1
node_1405358_051_15354193_236 |  |  | PQ | AN | 1001.678 | 8102301 | no | no |  |  | no |  |  | 1405358.051 | 15354193.236 |  | -1
node_1405405_819_15392926_291 |  |  | PQ | AN | 1001.678 | 8102301 | no | no |  |  | no |  |  | 1405405.819 | 15392926.291 |  | -1
node_1405468_724_15392674_345 |  |  | PQ | AN | 1001.678 | 8102301 | no | no |  |  | no |  |  | 1405468.724 | 15392674.345 |  | -1
node_1405486_866_15393224_913 |  |  | PQ | AN | 1001.678 | 8102301 | no | no |  |  | no |  |  | 1405486.866 | 15393224.913 |  | -1
node_1405744_972_15394172_712 |  |  | PQ | AN | 1001.678 | 8102301 | no | no |  |  | no |  |  | 1405744.972 | 15394172.712 |  | -1
node_1405771_387_15394535_093 |  |  | PQ | AN | 1001.678 | 8102301 | no | no |  |  | no |  |  | 1405771.387 | 15394535.093 |  | -1
node_1405886_726_15353808_726 |  |  | PQ | AN | 1001.678 | 8102301 | no | no |  |  | no |  |  | 1405886.726 | 15353808.726 |  | -1
node_1405887_674_15396196_831 |  |  | PQ | AN | 1001.678 | 8102301 | no | no |  |  | no |  |  | 1405887.674 | 15396196.831 |  | -1
node_1406405_535_15391605_965 |  |  | PQ | AN | 1001.678 | 8102301 | no | no |  |  | no |  |  | 1406405.535 | 15391605.965 |  | -1
node_1406449_871_15381441_3 |  |  | PQ | ABCN | 7199.558 | 8102301 | no | no |  |  | no |  |  | 1406449.871 | 15381441.3 |  | -1
node_1406546_909_15390934_578 |  |  | PQ | AN | 1001.678 | 8102301 | no | no |  |  | no |  |  | 1406546.909 | 15390934.578 |  | -1
node_1406719_112_15378774_231 |  |  | PQ | AN | 1001.678 | 8102301 | no | no |  |  | no |  |  | 1406719.112 | 15378774.231 |  | -1
node_1406729_219_15381406_028 |  |  | PQ | ABCN | 7199.558 | 8102301 | no | no |  |  | no |  |  | 1406729.219 | 15381406.028 |  | -1
node_1406731_33_15380747_889 |  |  | PQ | AN | 7199.558 | 8102301 | no | no |  |  | no |  |  | 1406731.33 | 15380747.889 |  | -1
node_1406757_984_15380409_325 |  |  | PQ | AN | 1001.678 | 8102301 | no | no |  |  | no |  |  | 1406757.984 | 15380409.325 |  | -1
node_1406950_969_15381445_645 |  |  | PQ | ABCN | 7199.558 | 8102301 | no | no |  |  | no |  |  | 1406950.969 | 15381445.645 |  | -1
node_1407045_856_15379338_025 |  |  | PQ | AN | 1001.678 | 8102301 | no | no |  |  | no |  |  | 1407045.856 | 15379338.025 |  | -1
node_1407343_429_15381714_766 |  |  | PQ | AN | 7199.558 | 8102301 | no | no |  |  | no |  |  | 1407343.429 | 15381714.766 |  | -1
node_1407381_799_15378938_263 |  |  | PQ | AN | 1001.678 | 8102301 | no | no |  |  | no |  |  | 1407381.799 | 15378938.263 |  | -1
node_1407539_989_15378288_378 |  |  | PQ | AN | 1001.678 | 8102301 | no | no |  |  | no |  |  | 1407539.989 | 15378288.378 |  | -1
node_1407687_674_15377277_172 |  |  | PQ | AN | 1001.678 | 8102301 | no | no |  |  | no |  |  | 1407687.674 | 15377277.172 |  | -1
node_1407719_07_15376649_19 |  |  | PQ | AN | 1001.678 | 8102301 | no | no |  |  | no |  |  | 1407719.07 | 15376649.19 |  | -1
node_1407726_137_15377625_894 |  |  | PQ | AN | 1001.678 | 8102301 | no | no |  |  | no |  |  | 1407726.137 | 15377625.894 |  | -1
node_1407792_452_15379457_201 |  |  | PQ | AN | 1001.678 | 8102301 | no | no |  |  | no |  |  | 1407792.452 | 15379457.201 |  | -1
node_1407804_696_15376289_471 |  |  | PQ | AN | 1001.678 | 8102301 | no | no |  |  | no |  |  | 1407804.696 | 15376289.471 |  | -1
node_1407820_94_15381491_055 |  |  | PQ | ABCN | 7199.558 | 8102301 | no | no |  |  | no |  |  | 1407820.94 | 15381491.055 |  | -1
node_1407845_849_15374108_402 |  |  | PQ | AN | 1001.678 | 8102301 | no | no |  |  | no |  |  | 1407845.849 | 15374108.402 |  | -1
node_1407878_936_15376115_568 |  |  | PQ | AN | 1001.678 | 8102301 | no | no |  |  | no |  |  | 1407878.936 | 15376115.568 |  | -1
node_1408098_456_15386148_263 |  |  | PQ | AN | 1001.678 | 8102301 | no | no |  |  | no |  |  | 1408098.456 | 15386148.263 |  | -1
node_1408223_962_15370462_636 |  |  | PQ | AN | 1001.678 | 8102301 | no | no |  |  | no |  |  | 1408223.962 | 15370462.636 |  | -1
node_1408627_484_15376020_37 |  |  | PQ | AN | 1001.678 | 8102301 | no | no |  |  | no |  |  | 1408627.484 | 15376020.37 |  | -1
node_1408639_543_15374082_006 |  |  | PQ | AN | 1001.678 | 8102301 | no | no |  |  | no |  |  | 1408639.543 | 15374082.006 |  | -1
node_1408651_951_15376281_711 |  |  | PQ | AN | 1001.678 | 8102301 | no | no |  |  | no |  |  | 1408651.951 | 15376281.711 |  | -1
node_1408665_505_15373658_187 |  |  | PQ | AN | 1001.678 | 8102301 | no | no |  |  | no |  |  | 1408665.505 | 15373658.187 |  | -1
node_1408672_91_15374830_153 |  |  | PQ | AN | 1001.678 | 8102301 | no | no |  |  | no |  |  | 1408672.91 | 15374830.153 |  | -1
node_1408687_872_15373325_03 |  |  | PQ | AN | 1001.678 | 8102301 | no | no |  |  | no |  |  | 1408687.872 | 15373325.03 |  | -1
node_1408709_835_15372957_468 |  |  | PQ | AN | 1001.678 | 8102301 | no | no |  |  | no |  |  | 1408709.835 | 15372957.468 |  | -1
node_1408732_004_15372573_615 |  |  | PQ | AN | 1001.678 | 8102301 | no | no |  |  | no |  |  | 1408732.004 | 15372573.615 |  | -1
node_1408751_146_15381733_727 |  |  | PQ | ABCN | 7199.558 | 8102301 | no | no |  |  | no |  |  | 1408751.146 | 15381733.727 |  | -1
node_1408783_39_15371754_709 |  |  | PQ | AN | 1001.678 | 8102301 | no | no |  |  | no |  |  | 1408783.39 | 15371754.709 |  | -1
node_1408790_88_15372192_171 |  |  | PQ | AD | 1001.678 | 8102301 | no | no |  |  | no |  |  | 1408790.88 | 15372192.171 |  | -1
node_1408802_553_15371371_659 |  |  | PQ | AN | 1001.678 | 8102301 | no | no |  |  | no |  |  | 1408802.553 | 15371371.659 |  | -1
node_1408823_231_15370988_489 |  |  | PQ | AN | 1001.678 | 8102301 | no | no |  |  | no |  |  | 1408823.231 | 15370988.489 |  | -1
node_1408839_082_15370633_011 |  |  | PQ | AN | 1001.678 | 8102301 | no | no |  |  | no |  |  | 1408839.082 | 15370633.011 |  | -1
node_1408848_94_15370243_148 |  |  | PQ | AN | 1001.678 | 8102301 | no | no |  |  | no |  |  | 1408848.94 | 15370243.148 |  | -1
node_1408873_8_15369888_513 |  |  | PQ | AN | 1001.678 | 8102301 | no | no |  |  | no |  |  | 1408873.8 | 15369888.513 |  | -1
node_1408894_697_15369523_614 |  |  | PQ | AN | 1001.678 | 8102301 | no | no |  |  | no |  |  | 1408894.697 | 15369523.614 |  | -1
node_1408913_742_15366128_355 |  |  | PQ | AN | 1001.678 | 8102301 | no | no |  |  | no |  |  | 1408913.742 | 15366128.355 |  | -1
node_1408926_193_15368821_298 |  |  | PQ | AN | 1001.678 | 8102301 | no | no |  |  | no |  |  | 1408926.193 | 15368821.298 |  | -1
node_1408944_453_15368450_409 |  |  | PQ | AN | 1001.678 | 8102301 | no | no |  |  | no |  |  | 1408944.453 | 15368450.409 |  | -1
node_1408972_521_15381660_309 |  |  | PQ | AN | 7199.558 | 8102301 | no | no |  |  | no |  |  | 1408972.521 | 15381660.309 |  | -1
node_1409045_476_15367390_111 |  |  | PQ | AN | 1001.678 | 8102301 | no | no |  |  | no |  |  | 1409045.476 | 15367390.111 |  | -1
node_1409079_258_15367843_786 |  |  | PQ | AN | 1001.678 | 8102301 | no | no |  |  | no |  |  | 1409079.258 | 15367843.786 |  | -1
node_1409123_249_15376259_227 |  |  | PQ | AN | 1001.678 | 8102301 | no | no |  |  | no |  |  | 1409123.249 | 15376259.227 |  | -1
node_1409143_797_15366277_526 |  |  | PQ | AN | 1001.678 | 8102301 | no | no |  |  | no |  |  | 1409143.797 | 15366277.526 |  | -1
node_1409158_706_15365937_269 |  |  | PQ | AN | 1001.678 | 8102301 | no | no |  |  | no |  |  | 1409158.706 | 15365937.269 |  | -1
node_1409189_4_15381869_262 |  |  | PQ | ABCN | 7199.558 | 8102301 | no | no |  |  | no |  |  | 1409189.4 | 15381869.262 |  | -1
node_1409203_425_15365606_512 |  |  | PQ | AN | 1001.678 | 8102301 | no | no |  |  | no |  |  | 1409203.425 | 15365606.512 |  | -1
node_1409219_759_15365049_137 |  |  | PQ | AN | 1001.678 | 8102301 | no | no |  |  | no |  |  | 1409219.759 | 15365049.137 |  | -1
node_1409277_987_15364797_099 |  |  | PQ | AN | 1001.678 | 8102301 | no | no |  |  | no |  |  | 1409277.987 | 15364797.099 |  | -1
node_1409331_797_15381711_69 |  |  | PQ | ABCN | 7199.558 | 8102301 | no | no |  |  | no |  |  | 1409331.797 | 15381711.69 |  | -1
node_1409351_354_15381715_622 |  |  | PQ | ABCN | 7199.558 | 8102301 | no | no |  |  | no |  |  | 1409351.354 | 15381715.622 |  | -1
node_1409371_043_15365143_36 |  |  | PQ | AN | 1001.678 | 8102301 | no | no |  |  | no |  |  | 1409371.043 | 15365143.36 |  | -1
node_1409417_101_15384839_378 |  |  | PQ | AN | 1001.678 | 8102301 | no | no |  |  | no |  |  | 1409417.101 | 15384839.378 |  | -1
node_1409479_307_15363629_004 |  |  | PQ | AN | 1001.678 | 8102301 | no | no |  |  | no |  |  | 1409479.307 | 15363629.004 |  | -1
node_1409632_365_15367880_321 |  |  | PQ | AN | 1001.678 | 8102301 | no | no |  |  | no |  |  | 1409632.365 | 15367880.321 |  | -1
node_1409658_286_15376587_496 |  |  | PQ | AN | 1001.678 | 8102301 | no | no |  |  | no |  |  | 1409658.286 | 15376587.496 |  | -1
node_1409783_276_15363403_48 |  |  | PQ | AN | 1001.678 | 8102301 | no | no |  |  | no |  |  | 1409783.276 | 15363403.48 |  | -1
node_1410062_742_15376354_363 |  |  | PQ | AN | 1001.678 | 8102301 | no | no |  |  | no |  |  | 1410062.742 | 15376354.363 |  | -1
node_1410159_772_15363129_599 |  |  | PQ | AN | 1001.678 | 8102301 | no | no |  |  | no |  |  | 1410159.772 | 15363129.599 |  | -1
node_1410292_222_15360215_126 |  |  | PQ | AN | 1001.678 | 8102301 | no | no |  |  | no |  |  | 1410292.222 | 15360215.126 |  | -1
node_1410316_514_15362417_646 |  |  | PQ | AN | 1001.678 | 8102301 | no | no |  |  | no |  |  | 1410316.514 | 15362417.646 |  | -1
node_1410320_603_15367917_201 |  |  | PQ | AN | 1001.678 | 8102301 | no | no |  |  | no |  |  | 1410320.603 | 15367917.201 |  | -1
node_1410360_771_15362624_475 |  |  | PQ | AN | 1001.678 | 8102301 | no | no |  |  | no |  |  | 1410360.771 | 15362624.475 |  | -1
node_1410394_991_15384205_527 |  |  | PQ | AN | 1001.678 | 8102301 | no | no |  |  | no |  |  | 1410394.991 | 15384205.527 |  | -1
node_1410411_981_15360213_934 |  |  | PQ | AN | 1001.678 | 8102301 | no | no |  |  | no |  |  | 1410411.981 | 15360213.934 |  | -1
node_1410427_008_15362090_814 |  |  | PQ | AN | 1001.678 | 8102301 | no | no |  |  | no |  |  | 1410427.008 | 15362090.814 |  | -1
node_1410449_347_15361222_292 |  |  | PQ | AN | 1001.678 | 8102301 | no | no |  |  | no |  |  | 1410449.347 | 15361222.292 |  | -1
node_1410459_03_15364124_388 |  |  | PQ | AN | 1001.678 | 8102301 | no | no |  |  | no |  |  | 1410459.03 | 15364124.388 |  | -1
node_1410500_879_15360532_714 |  |  | PQ | AN | 1001.678 | 8102301 | no | no |  |  | no |  |  | 1410500.879 | 15360532.714 |  | -1
node_1410549_238_15360880_274 |  |  | PQ | AN | 1001.678 | 8102301 | no | no |  |  | no |  |  | 1410549.238 | 15360880.274 |  | -1
node_1410705_768_15367869_117 |  |  | PQ | AN | 1001.678 | 8102301 | no | no |  |  | no |  |  | 1410705.768 | 15367869.117 |  | -1
node_1410731_594_15361845_335 |  |  | PQ | AN | 1001.678 | 8102301 | no | no |  |  | no |  |  | 1410731.594 | 15361845.335 |  | -1
node_1410741_298_15369005_448 |  |  | PQ | AN | 1001.678 | 8102301 | no | no |  |  | no |  |  | 1410741.298 | 15369005.448 |  | -1
node_1410923_712_15376118_966 |  |  | PQ | AN | 1001.678 | 8102301 | no | no |  |  | no |  |  | 1410923.712 | 15376118.966 |  | -1
node_1411101_452_15376394_401 |  |  | PQ | AN | 1001.678 | 8102301 | no | no |  |  | no |  |  | 1411101.452 | 15376394.401 |  | -1
node_1411280_962_15367770_75 |  |  | PQ | AN | 1001.678 | 8102301 | no | no |  |  | no |  |  | 1411280.962 | 15367770.75 |  | -1
node_1411369_382_15382176_156 |  |  | PQ | ABCN | 7199.558 | 8102301 | no | no |  |  | no |  |  | 1411369.382 | 15382176.156 |  | -1
node_1411687_863_15370878_329 |  |  | PQ | AN | 1001.678 | 8102301 | no | no |  |  | no |  |  | 1411687.863 | 15370878.329 |  | -1
node_1411698_122_15370590_5 |  |  | PQ | AN | 1001.678 | 8102301 | no | no |  |  | no |  |  | 1411698.122 | 15370590.5 |  | -1
node_1411725_441_15376423_719 |  |  | PQ | AN | 1001.678 | 8102301 | no | no |  |  | no |  |  | 1411725.441 | 15376423.719 |  | -1
node_1411744_161_15370167_872 |  |  | PQ | AN | 1001.678 | 8102301 | no | no |  |  | no |  |  | 1411744.161 | 15370167.872 |  | -1
node_1411826_532_15368908_43 |  |  | PQ | AN | 1001.678 | 8102301 | no | no |  |  | no |  |  | 1411826.532 | 15368908.43 |  | -1
node_1411865_709_15368532_415 |  |  | PQ | AN | 1001.678 | 8102301 | no | no |  |  | no |  |  | 1411865.709 | 15368532.415 |  | -1
node_1411888_33_15371852_144 |  |  | PQ | AN | 1001.678 | 8102301 | no | no |  |  | no |  |  | 1411888.33 | 15371852.144 |  | -1
node_1411915_28_15367795_179 |  |  | PQ | AN | 1001.678 | 8102301 | no | no |  |  | no |  |  | 1411915.28 | 15367795.179 |  | -1
node_1411957_991_15368146_134 |  |  | PQ | AN | 1001.678 | 8102301 | no | no |  |  | no |  |  | 1411957.991 | 15368146.134 |  | -1
node_1412079_777_15382420_903 |  |  | PQ | ABCN | 7199.558 | 8102301 | no | no |  |  | no |  |  | 1412079.777 | 15382420.903 |  | -1
node_1412118_666_15382046_664 |  |  | PQ | AN | 1001.678 | 8102301 | no | no |  |  | no |  |  | 1412118.666 | 15382046.664 |  | -1
node_1412119_582_15383965_371 |  |  | PQ | AN | 1001.678 | 8102301 | no | no |  |  | no |  |  | 1412119.582 | 15383965.371 |  | -1
node_1412138_383_15372258_05 |  |  | PQ | AN | 1001.678 | 8102301 | no | no |  |  | no |  |  | 1412138.383 | 15372258.05 |  | -1
node_1412178_452_15376436_862 |  |  | PQ | AN | 1001.678 | 8102301 | no | no |  |  | no |  |  | 1412178.452 | 15376436.862 |  | -1
node_1412265_351_15384147_175 |  |  | PQ | AN | 1001.678 | 8102301 | no | no |  |  | no |  |  | 1412265.351 | 15384147.175 |  | -1
node_1412273_613_15381828_875 |  |  | PQ | AN | 1001.678 | 8102301 | no | no |  |  | no |  |  | 1412273.613 | 15381828.875 |  | -1
node_1412309_347_15381555_932 |  |  | PQ | AN | 1001.678 | 8102301 | no | no |  |  | no |  |  | 1412309.347 | 15381555.932 |  | -1
node_1412323_883_15382456_617 |  |  | PQ | ABCN | 7199.558 | 8102301 | no | no |  |  | no |  |  | 1412323.883 | 15382456.617 |  | -1
node_1412342_63_15371478_585 |  |  | PQ | AN | 1001.678 | 8102301 | no | no |  |  | no |  |  | 1412342.63 | 15371478.585 |  | -1
node_1412363_193_15368512_912 |  |  | PQ | AN | 1001.678 | 8102301 | no | no |  |  | no |  |  | 1412363.193 | 15368512.912 |  | -1
node_1412528_002_15372879_498 |  |  | PQ | AN | 1001.678 | 8102301 | no | no |  |  | no |  |  | 1412528.002 | 15372879.498 |  | -1
node_1412736_44_15380632_444 |  |  | PQ | AN | 1001.678 | 8102301 | no | no |  |  | no |  |  | 1412736.44 | 15380632.444 |  | -1
node_1412873_529_15373640_05 |  |  | PQ | AN | 1001.678 | 8102301 | no | no |  |  | no |  |  | 1412873.529 | 15373640.05 |  | -1
node_1412901_469_15368510_169 |  |  | PQ | AN | 1001.678 | 8102301 | no | no |  |  | no |  |  | 1412901.469 | 15368510.169 |  | -1
node_1412934_776_15367836_628 |  |  | PQ | AN | 1001.678 | 8102301 | no | no |  |  | no |  |  | 1412934.776 | 15367836.628 |  | -1
node_1412934_864_15380127_359 |  |  | PQ | AN | 1001.678 | 8102301 | no | no |  |  | no |  |  | 1412934.864 | 15380127.359 |  | -1
node_1413015_978_15379733_918 |  |  | PQ | AN | 1001.678 | 8102301 | no | no |  |  | no |  |  | 1413015.978 | 15379733.918 |  | -1
node_1413110_62_15373714_265 |  |  | PQ | AN | 1001.678 | 8102301 | no | no |  |  | no |  |  | 1413110.62 | 15373714.265 |  | -1
node_1413142_86_15367846_714 |  |  | PQ | AN | 1001.678 | 8102301 | no | no |  |  | no |  |  | 1413142.86 | 15367846.714 |  | -1
node_1413171_933_15384299_306 |  |  | PQ | AN | 1001.678 | 8102301 | no | no |  |  | no |  |  | 1413171.933 | 15384299.306 |  | -1
node_1413305_253_15379437_547 |  |  | PQ | AN | 1001.678 | 8102301 | no | no |  |  | no |  |  | 1413305.253 | 15379437.547 |  | -1
node_1413410_054_15373716_196 |  |  | PQ | AN | 1001.678 | 8102301 | no | no |  |  | no |  |  | 1413410.054 | 15373716.196 |  | -1
node_1413479_598_15384463_368 |  |  | PQ | AN | 1001.678 | 8102301 | no | no |  |  | no |  |  | 1413479.598 | 15384463.368 |  | -1
node_1413528_7_15368768_113 |  |  | PQ | AN | 1001.678 | 8102301 | no | no |  |  | no |  |  | 1413528.7 | 15368768.113 |  | -1
node_1413686_449_15378369_307 |  |  | PQ | AN | 1001.678 | 8102301 | no | no |  |  | no |  |  | 1413686.449 | 15378369.307 |  | -1
node_1413783_928_15373714_738 |  |  | PQ | AN | 1001.678 | 8102301 | no | no |  |  | no |  |  | 1413783.928 | 15373714.738 |  | -1
node_1413897_538_15382865_536 |  |  | PQ | ABCN | 7199.558 | 8102301 | no | no |  |  | no |  |  | 1413897.538 | 15382865.536 |  | -1
node_1413953_158_15376599_288 |  |  | PQ | AN | 1001.678 | 8102301 | no | no |  |  | no |  |  | 1413953.158 | 15376599.288 |  | -1
node_1414191_063_15366538_236 |  |  | PQ | AN | 1001.678 | 8102301 | no | no |  |  | no |  |  | 1414191.063 | 15366538.236 |  | -1
node_1414267_197_15377823_312 |  |  | PQ | AN | 1001.678 | 8102301 | no | no |  |  | no |  |  | 1414267.197 | 15377823.312 |  | -1
node_1414290_793_15376592_585 |  |  | PQ | AN | 1001.678 | 8102301 | no | no |  |  | no |  |  | 1414290.793 | 15376592.585 |  | -1
node_1414378_583_15368458_791 |  |  | PQ | AN | 1001.678 | 8102301 | no | no |  |  | no |  |  | 1414378.583 | 15368458.791 |  | -1
node_1414399_518_15377415_74 |  |  | PQ | AN | 1001.678 | 8102301 | no | no |  |  | no |  |  | 1414399.518 | 15377415.74 |  | -1
node_1414400_798_15373318_415 |  |  | PQ | AN | 1001.678 | 8102301 | no | no |  |  | no |  |  | 1414400.798 | 15373318.415 |  | -1
node_1414871_77_15367939_879 |  |  | PQ | AN | 1001.678 | 8102301 | no | no |  |  | no |  |  | 1414871.77 | 15367939.879 |  | -1
node_1414904_615_15374041_253 |  |  | PQ | AN | 1001.678 | 8102301 | no | no |  |  | no |  |  | 1414904.615 | 15374041.253 |  | -1
node_1414906_703_15376893_183 |  |  | PQ | AN | 1001.678 | 8102301 | no | no |  |  | no |  |  | 1414906.703 | 15376893.183 |  | -1
node_1414941_035_15384388_324 |  |  | PQ | AN | 1001.678 | 8102301 | no | no |  |  | no |  |  | 1414941.035 | 15384388.324 |  | -1
node_1414993_838_15376573_858 |  |  | PQ | AN | 1001.678 | 8102301 | no | no |  |  | no |  |  | 1414993.838 | 15376573.858 |  | -1
node_1415067_165_15374450_548 |  |  | PQ | AN | 1001.678 | 8102301 | no | no |  |  | no |  |  | 1415067.165 | 15374450.548 |  | -1
node_1415094_33_15368275_894 |  |  | PQ | AN | 1001.678 | 8102301 | no | no |  |  | no |  |  | 1415094.33 | 15368275.894 |  | -1
node_1415108_867_15374065_869 |  |  | PQ | AN | 1001.678 | 8102301 | no | no |  |  | no |  |  | 1415108.867 | 15374065.869 |  | -1
node_1415448_328_15374186_26 |  |  | PQ | AN | 1001.678 | 8102301 | no | no |  |  | no |  |  | 1415448.328 | 15374186.26 |  | -1
node_1415555_238_15384441_365 |  |  | PQ | AN | 1001.678 | 8102301 | no | no |  |  | no |  |  | 1415555.238 | 15384441.365 |  | -1
node_1415600_816_15373266_503 |  |  | PQ | AN | 1001.678 | 8102301 | no | no |  |  | no |  |  | 1415600.816 | 15373266.503 |  | -1
node_1415673_884_15373832_794 |  |  | PQ | AN | 1001.678 | 8102301 | no | no |  |  | no |  |  | 1415673.884 | 15373832.794 |  | -1
node_1415872_045_15384346_11 |  |  | PQ | AN | 1001.678 | 8102301 | no | no |  |  | no |  |  | 1415872.045 | 15384346.11 |  | -1
node_1416030_284_15367069_691 |  |  | PQ | AN | 1001.678 | 8102301 | no | no |  |  | no |  |  | 1416030.284 | 15367069.691 |  | -1
node_1416119_418_15383921_372 |  |  | PQ | AN | 1001.678 | 8102301 | no | no |  |  | no |  |  | 1416119.418 | 15383921.372 |  | -1
node_1416240_087_15372699_871 |  |  | PQ | AN | 1001.678 | 8102301 | no | no |  |  | no |  |  | 1416240.087 | 15372699.871 |  | -1
node_1416433_173_15383181_623 |  |  | PQ | AN | 7199.558 | 8102301 | no | no |  |  | no |  |  | 1416433.173 | 15383181.623 |  | -1
node_1417004_75_15372474_729 |  |  | PQ | AN | 1001.678 | 8102301 | no | no |  |  | no |  |  | 1417004.75 | 15372474.729 |  | -1
node_1417539_123_15384505_325 |  |  | PQ | AN | 7199.558 | 8102301 | no | no |  |  | no |  |  | 1417539.123 | 15384505.325 |  | -1
node_1417932_549_15382837_558 |  |  | PQ | AN | 7199.558 | 8102301 | no | no |  |  | no |  |  | 1417932.549 | 15382837.558 |  | -1
node_1418422_347_15371916_514 |  |  | PQ | AN | 1001.678 | 8102301 | no | no |  |  | no |  |  | 1418422.347 | 15371916.514 |  | -1
node_1418821_379_15371680_025 |  |  | PQ | AN | 1001.678 | 8102301 | no | no |  |  | no |  |  | 1418821.379 | 15371680.025 |  | -1
node_1419118_628_15383321_866 |  |  | PQ | ABCN | 7199.558 | 8102301 | no | no |  |  | no |  |  | 1419118.628 | 15383321.866 |  | -1
node_1419417_741_15371297_837 |  |  | PQ | AN | 1001.678 | 8102301 | no | no |  |  | no |  |  | 1419417.741 | 15371297.837 |  | -1
node_1419709_386_15370652_505 |  |  | PQ | AN | 1001.678 | 8102301 | no | no |  |  | no |  |  | 1419709.386 | 15370652.505 |  | -1
node_1420258_691_15383422_637 |  |  | PQ | ABCN | 7199.558 | 8102301 | no | no |  |  | no |  |  | 1420258.691 | 15383422.637 |  | -1
node_1420701_077_15383368_238 |  |  | PQ | ABCN | 7199.558 | 8102301 | no | no |  |  | no |  |  | 1420701.077 | 15383368.238 |  | -1
node_1421219_501_15383114_136 |  |  | PQ | ABCN | 7199.558 | 8102301 | no | no |  |  | no |  |  | 1421219.501 | 15383114.136 |  | -1
node_1421507_146_15382507_273 |  |  | PQ | ABCN | 7199.558 | 8102301 | no | no |  |  | no |  |  | 1421507.146 | 15382507.273 |  | -1
node_1421584_455_15383211_316 |  |  | PQ | AN | 7199.558 | 8102301 | no | no |  |  | no |  |  | 1421584.455 | 15383211.316 |  | -1
node_1421653_99_15382876_949 |  |  | PQ | AN | 7199.558 | 8102301 | no | no |  |  | no |  |  | 1421653.99 | 15382876.949 |  | -1
node_1422037_3_15381518_307 |  |  | PQ | ABCN | 7199.558 | 8102301 | no | no |  |  | no |  |  | 1422037.3 | 15381518.307 |  | -1
node_8102301_200816188 |  |  | PQ | AN | 1001.678 | 8102301 | no | no |  |  | no |  |  | 1390701.526 | 15368359.162 |  | -1
node_8102301_200816189 |  |  | PQ | AD | 1001.678 | 8102301 | no | no |  |  | no |  |  | 1395385.798 | 15362766.855 |  | -1
node_8102301_200816190 |  |  | PQ | AN | 1001.678 | 8102301 | no | no |  |  | no |  |  | 1399237.177 | 15357572.885 |  | -1
node_8102301_200816191 |  |  | PQ | AD | 1001.678 | 8102301 | no | no |  |  | no |  |  | 1400112.645 | 15359136.694 |  | -1
node_8102301_200816192 |  |  | PQ | AD | 1001.678 | 8102301 | no | no |  |  | no |  |  | 1400204.555 | 15358690.693 |  | -1
node_8102301_200816193 |  |  | PQ | AD | 1001.678 | 8102301 | no | no |  |  | no |  |  | 1400350.266 | 15358410.366 |  | -1
node_8102301_200816195 |  |  | PQ | AD | 1001.678 | 8102301 | no | no |  |  | no |  |  | 1400509.099 | 15357791.456 |  | -1
node_8102301_200816196 |  |  | PQ | AD | 1001.678 | 8102301 | no | no |  |  | no |  |  | 1400591.044 | 15357488.035 |  | -1
node_8102301_200816197 |  |  | PQ | AD | 1001.678 | 8102301 | no | no |  |  | no |  |  | 1400664.314 | 15357175.862 |  | -1
node_8102301_200816199 |  |  | PQ | AD | 1001.678 | 8102301 | no | no |  |  | no |  |  | 1400018.11 | 15357129.377 |  | -1
node_8102301_200816200 |  |  | PQ | AD | 1001.678 | 8102301 | no | no |  |  | no |  |  | 1399840.646 | 15357119.306 |  | -1
node_8102301_200816201 |  |  | PQ | AN | 1001.678 | 8102301 | no | no |  |  | no |  |  | 1399662.093 | 15357114.472 |  | -1
node_8102301_200816202 |  |  | PQ | AD | 1001.678 | 8102301 | no | no |  |  | no |  |  | 1400767.219 | 15356844.857 |  | -1
node_8102301_200816203 |  |  | PQ | AD | 1001.678 | 8102301 | no | no |  |  | no |  |  | 1400920.016 | 15356421.419 |  | -1
node_8102301_200816204 |  |  | PQ | AN | 1001.678 | 8102301 | no | no |  |  | no |  |  | 1400988.328 | 15356082.67 |  | -1
node_8102301_200816205 |  |  | PQ | AN | 1001.678 | 8102301 | no | no |  |  | no |  |  | 1401059.343 | 15355865.546 |  | -1
node_8102301_200816206 |  |  | PQ | AD | 1001.678 | 8102301 | no | no |  |  | no |  |  | 1401105.259 | 15355672.946 |  | -1
node_8102301_200816207 |  |  | PQ | AN | 1001.678 | 8102301 | no | no |  |  | no |  |  | 1401153.781 | 15355563.374 |  | -1
node_8102301_200816208 |  |  | PQ | AD | 1001.678 | 8102301 | no | no |  |  | no |  |  | 1401220.917 | 15355358.449 |  | -1
node_8102301_200816209 |  |  | PQ | AN | 1001.678 | 8102301 | no | no |  |  | no |  |  | 1401315.267 | 15355058.783 |  | -1
node_8102301_200816210 |  |  | PQ | AN | 1001.678 | 8102301 | no | no |  |  | no |  |  | 1401423.158 | 15354698.021 |  | -1
node_8102301_200816211 |  |  | PQ | AN | 1001.678 | 8102301 | no | no |  |  | no |  |  | 1401505.759 | 15354440.597 |  | -1
node_8102301_200816212 |  |  | PQ | AD | 1001.678 | 8102301 | no | no |  |  | no |  |  | 1401657.705 | 15354189.447 |  | -1
node_8102301_200816213 |  |  | PQ | AD | 1001.678 | 8102301 | no | no |  |  | no |  |  | 1401833.961 | 15353830.726 |  | -1
node_8102301_200816214 |  |  | PQ | AD | 1001.678 | 8102301 | no | no |  |  | no |  |  | 1401985.292 | 15353570.88 |  | -1
node_8102301_200816215 |  |  | PQ | AD | 1001.678 | 8102301 | no | no |  |  | no |  |  | 1402158.226 | 15353275.301 |  | -1
node_8102301_200816216 |  |  | PQ | AD | 1001.678 | 8102301 | no | no |  |  | no |  |  | 1402330.233 | 15352968.927 |  | -1
node_8102301_200816217 |  |  | PQ | AN | 1001.678 | 8102301 | no | no |  |  | no |  |  | 1402560.219 | 15352667.878 |  | -1
node_8102301_200816218 |  |  | PQ | AD | 1001.678 | 8102301 | no | no |  |  | no |  |  | 1402652.838 | 15352547.343 |  | -1
node_8102301_200816219 |  |  | PQ | AD | 1001.678 | 8102301 | no | no |  |  | no |  |  | 1402806.768 | 15352360.205 |  | -1
node_8102301_200816222 |  |  | PQ | AD | 1001.678 | 8102301 | no | no |  |  | no |  |  | 1403015.971 | 15352270.285 |  | -1
node_8102301_200816223 |  |  | PQ | AN | 1001.678 | 8102301 | no | no |  |  | no |  |  | 1403260.744 | 15352147.662 |  | -1
node_8102301_200816226 |  |  | PQ | AD | 1001.678 | 8102301 | no | no |  |  | no |  |  | 1403550.513 | 15351993.948 |  | -1
node_8102301_200816227 |  |  | PQ | AN | 1001.678 | 8102301 | no | no |  |  | no |  |  | 1403820.943 | 15351868.658 |  | -1
node_8102301_200816229 |  |  | PQ | AN | 1001.678 | 8102301 | no | no |  |  | no |  |  | 1404089.458 | 15351688.642 |  | -1
node_8102301_200816232 |  |  | PQ | AN | 1001.678 | 8102301 | no | no |  |  | no |  |  | 1404449.259 | 15351445.565 |  | -1
node_8102301_200816235 |  |  | PQ | AD | 1001.678 | 8102301 | no | no |  |  | no |  |  | 1404763.693 | 15351231.304 |  | -1
node_8102301_200816236 |  |  | PQ | AD | 1001.678 | 8102301 | no | no |  |  | no |  |  | 1404913.863 | 15351137.364 |  | -1
node_8102301_200816239 |  |  | PQ | AN | 1001.678 | 8102301 | no | no |  |  | no |  |  | 1404992.978 | 15351084.941 |  | -1
node_8102301_200816243 |  |  | PQ | AD | 1001.678 | 8102301 | no | no |  |  | no |  |  | 1383790.132 | 15374153.09 |  | -1
node_8102301_200816244 |  |  | PQ | AN | 1001.678 | 8102301 | no | no |  |  | no |  |  | 1384044.555 | 15374017.708 |  | -1
node_8102301_200816245 |  |  | PQ | AN | 1001.678 | 8102301 | no | no |  |  | no |  |  | 1384354.973 | 15373850.128 |  | -1
node_8102301_200816247 |  |  | PQ | AN | 1001.678 | 8102301 | no | no |  |  | no |  |  | 1384586.382 | 15373722.057 |  | -1
node_8102301_200816248 |  |  | PQ | AN | 1001.678 | 8102301 | no | no |  |  | no |  |  | 1384843.515 | 15373568.428 |  | -1
node_8102301_200816249 |  |  | PQ | AD | 1001.678 | 8102301 | no | no |  |  | no |  |  | 1385011.26 | 15373525.207 |  | -1
node_8102301_200816250 |  |  | PQ | AD | 1001.678 | 8102301 | no | no |  |  | no |  |  | 1385187.158 | 15373323.381 |  | -1
node_8102301_200816251 |  |  | PQ | AN | 1001.678 | 8102301 | no | no |  |  | no |  |  | 1385416.803 | 15373151.83 |  | -1
node_8102301_200816252 |  |  | PQ | AN | 1001.678 | 8102301 | no | no |  |  | no |  |  | 1385551.342 | 15373013.302 |  | -1
node_8102301_200816253 |  |  | PQ | AD | 1001.678 | 8102301 | no | no |  |  | no |  |  | 1385687.357 | 15372860.366 |  | -1
node_8102301_200816254 |  |  | PQ | AD | 1001.678 | 8102301 | no | no |  |  | no |  |  | 1385816.881 | 15372700.567 |  | -1
node_8102301_200816256 |  |  | PQ | AD | 1001.678 | 8102301 | no | no |  |  | no |  |  | 1386215.786 | 15372284.871 |  | -1
node_8102301_200816257 |  |  | PQ | AN | 1001.678 | 8102301 | no | no |  |  | no |  |  | 1386326.368 | 15372153.063 |  | -1
node_8102301_200816258 |  |  | PQ | AD | 1001.678 | 8102301 | no | no |  |  | no |  |  | 1386482.036 | 15371827.341 |  | -1
node_8102301_200816259 |  |  | PQ | AN | 1001.678 | 8102301 | no | no |  |  | no |  |  | 1386631.801 | 15371486.759 |  | -1
node_8102301_200816260 |  |  | PQ | AD | 1001.678 | 8102301 | no | no |  |  | no |  |  | 1386726.184 | 15371273.352 |  | -1
node_8102301_200816261 |  |  | PQ | AD | 1001.678 | 8102301 | no | no |  |  | no |  |  | 1386968.393 | 15370969.414 |  | -1
node_8102301_200816262 |  |  | PQ | AD | 1001.678 | 8102301 | no | no |  |  | no |  |  | 1387213.973 | 15370659.365 |  | -1
node_8102301_200816263 |  |  | PQ | AN | 1001.678 | 8102301 | no | no |  |  | no |  |  | 1387373.714 | 15370452.739 |  | -1
node_8102301_200816264 |  |  | PQ | AD | 1001.678 | 8102301 | no | no |  |  | no |  |  | 1387657.733 | 15370183.504 |  | -1
node_8102301_200816265 |  |  | PQ | AN | 1001.678 | 8102301 | no | no |  |  | no |  |  | 1387921.718 | 15369914.618 |  | -1
node_8102301_200816267 |  |  | PQ | AD | 1001.678 | 8102301 | no | no |  |  | no |  |  | 1388023.44 | 15369820.321 |  | -1
node_8102301_200816269 |  |  | PQ | AD | 1001.678 | 8102301 | no | no |  |  | no |  |  | 1388345.388 | 15369594.955 |  | -1
node_8102301_200816270 |  |  | PQ | AD | 1001.678 | 8102301 | no | no |  |  | no |  |  | 1388667.841 | 15369370.435 |  | -1
node_8102301_200816271 |  |  | PQ | AN | 1001.678 | 8102301 | no | no |  |  | no |  |  | 1388985.832 | 15369141.997 |  | -1
node_8102301_200816273 |  |  | PQ | AN | 1001.678 | 8102301 | no | no |  |  | no |  |  | 1389136.851 | 15369035.72 |  | -1
node_8102301_200816275 |  |  | PQ | AD | 1001.678 | 8102301 | no | no |  |  | no |  |  | 1389173.487 | 15369309.257 |  | -1
node_8102301_200816276 |  |  | PQ | AD | 1001.678 | 8102301 | no | no |  |  | no |  |  | 1389334.925 | 15369475.319 |  | -1
node_8102301_200816277 |  |  | PQ | AN | 1001.678 | 8102301 | no | no |  |  | no |  |  | 1389497.579 | 15369638.001 |  | -1
node_8102301_200816280 |  |  | PQ | AD | 1001.678 | 8102301 | no | no |  |  | no |  |  | 1389604.608 | 15368710.634 |  | -1
node_8102301_200816281 |  |  | PQ | AN | 1001.678 | 8102301 | no | no |  |  | no |  |  | 1389731.936 | 15368617.441 |  | -1
node_8102301_200816282 |  |  | PQ | AN | 1001.678 | 8102301 | no | no |  |  | no |  |  | 1389920.291 | 15368503.127 |  | -1
node_8102301_200816283 |  |  | PQ | AN | 1001.678 | 8102301 | no | no |  |  | no |  |  | 1390112.128 | 15368392.24 |  | -1
node_8102301_200816285 |  |  | PQ | AD | 1001.678 | 8102301 | no | no |  |  | no |  |  | 1390224.867 | 15368289.777 |  | -1
node_8102301_200816286 |  |  | PQ | AD | 1001.678 | 8102301 | no | no |  |  | no |  |  | 1390204.107 | 15368564.673 |  | -1
node_8102301_200816287 |  |  | PQ | AN | 1001.678 | 8102301 | no | no |  |  | no |  |  | 1390197.474 | 15368812.719 |  | -1
node_8102301_200816288 |  |  | PQ | AD | 1001.678 | 8102301 | no | no |  |  | no |  |  | 1390508.253 | 15368136.701 |  | -1
node_8102301_200816289 |  |  | PQ | AD | 1001.678 | 8102301 | no | no |  |  | no |  |  | 1390772.613 | 15367994.35 |  | -1
node_8102301_200816290 |  |  | PQ | AN | 1001.678 | 8102301 | no | no |  |  | no |  |  | 1390761.282 | 15368050.343 |  | -1
node_8102301_200816291 |  |  | PQ | AD | 1001.678 | 8102301 | no | no |  |  | no |  |  | 1391048.737 | 15367844.491 |  | -1
node_8102301_200816292 |  |  | PQ | AN | 1001.678 | 8102301 | no | no |  |  | no |  |  | 1391270.533 | 15367744.355 |  | -1
node_8102301_200816293 |  |  | PQ | AD | 1001.678 | 8102301 | no | no |  |  | no |  |  | 1391513.338 | 15367642.554 |  | -1
node_8102301_200816294 |  |  | PQ | AN | 1001.678 | 8102301 | no | no |  |  | no |  |  | 1391736.968 | 15367545.608 |  | -1
node_8102301_200816296 |  |  | PQ | AD | 1001.678 | 8102301 | no | no |  |  | no |  |  | 1391982.614 | 15367437.067 |  | -1
node_8102301_200816297 |  |  | PQ | AD | 1001.678 | 8102301 | no | no |  |  | no |  |  | 1392105.84 | 15367386.201 |  | -1
node_8102301_200816298 |  |  | PQ | AD | 1001.678 | 8102301 | no | no |  |  | no |  |  | 1392358.984 | 15367272.328 |  | -1
node_8102301_200816299 |  |  | PQ | AD | 1001.678 | 8102301 | no | no |  |  | no |  |  | 1392627.713 | 15367151.271 |  | -1
node_8102301_200816300 |  |  | PQ | AN | 1001.678 | 8102301 | no | no |  |  | no |  |  | 1392885.925 | 15367037.829 |  | -1
node_8102301_200816302 |  |  | PQ | AN | 1001.678 | 8102301 | no | no |  |  | no |  |  | 1393117.293 | 15366880.328 |  | -1
node_8102301_200816308 |  |  | PQ | AD | 1001.678 | 8102301 | no | no |  |  | no |  |  | 1394226.7 | 15365994.451 |  | -1
node_8102301_200816309 |  |  | PQ | AD | 1001.678 | 8102301 | no | no |  |  | no |  |  | 1394335.118 | 15365869.537 |  | -1
node_8102301_200816310 |  |  | PQ | AN | 1001.678 | 8102301 | no | no |  |  | no |  |  | 1394459.651 | 15365726.031 |  | -1
node_8102301_200816313 |  |  | PQ | AN | 1001.678 | 8102301 | no | no |  |  | no |  |  | 1394628.232 | 15365557.054 |  | -1
node_8102301_200816314 |  |  | PQ | AD | 1001.678 | 8102301 | no | no |  |  | no |  |  | 1394672.213 | 15365565.534 |  | -1
node_8102301_200816315 |  |  | PQ | AD | 1001.678 | 8102301 | no | no |  |  | no |  |  | 1394829.432 | 15365362.448 |  | -1
node_8102301_200816318 |  |  | PQ | AN | 1001.678 | 8102301 | no | no |  |  | no |  |  | 1394972.643 | 15365239.124 |  | -1
node_8102301_200816320 |  |  | PQ | AN | 1001.678 | 8102301 | no | no |  |  | no |  |  | 1395169.019 | 15365082.162 |  | -1
node_8102301_200816322 |  |  | PQ | AD | 1001.678 | 8102301 | no | no |  |  | no |  |  | 1395338.8 | 15364946.121 |  | -1
node_8102301_200816323 |  |  | PQ | AN | 1001.678 | 8102301 | no | no |  |  | no |  |  | 1395448.518 | 15364822.831 |  | -1
node_8102301_200816324 |  |  | PQ | AD | 1001.678 | 8102301 | no | no |  |  | no |  |  | 1395536.363 | 15364731.929 |  | -1
node_8102301_200816325 |  |  | PQ | AN | 1001.678 | 8102301 | no | no |  |  | no |  |  | 1395793.825 | 15364451.554 |  | -1
node_8102301_200816327 |  |  | PQ | AD | 1001.678 | 8102301 | no | no |  |  | no |  |  | 1395948.019 | 15364256.936 |  | -1
node_8102301_200816328 |  |  | PQ | AN | 1001.678 | 8102301 | no | no |  |  | no |  |  | 1396118.506 | 15364053.882 |  | -1
node_8102301_200816330 |  |  | PQ | AD | 1001.678 | 8102301 | no | no |  |  | no |  |  | 1396375.055 | 15363734.231 |  | -1
node_8102301_200816331 |  |  | PQ | AN | 1001.678 | 8102301 | no | no |  |  | no |  |  | 1396620.846 | 15363458.491 |  | -1
node_8102301_200816333 |  |  | PQ | AD | 1001.678 | 8102301 | no | no |  |  | no |  |  | 1396894.358 | 15363101.85 |  | -1
node_8102301_200816334 |  |  | PQ | AD | 1001.678 | 8102301 | no | no |  |  | no |  |  | 1396560.892 | 15362678.705 |  | -1
node_8102301_200816335 |  |  | PQ | AN | 1001.678 | 8102301 | no | no |  |  | no |  |  | 1396363.919 | 15362436.475 |  | -1
node_8102301_200816336 |  |  | PQ | AD | 1001.678 | 8102301 | no | no |  |  | no |  |  | 1396323.673 | 15362407.471 |  | -1
node_8102301_200816337 |  |  | PQ | AN | 1001.678 | 8102301 | no | no |  |  | no |  |  | 1396276.522 | 15362259.766 |  | -1
node_8102301_200816338 |  |  | PQ | AD | 1001.678 | 8102301 | no | no |  |  | no |  |  | 1397279.901 | 15362730.904 |  | -1
node_8102301_200816339 |  |  | PQ | AN | 1001.678 | 8102301 | no | no |  |  | no |  |  | 1397604.903 | 15362419.18 |  | -1
node_8102301_200816341 |  |  | PQ | AN | 1001.678 | 8102301 | no | no |  |  | no |  |  | 1397822.853 | 15362173.053 |  | -1
node_8102301_200816342 |  |  | PQ | AN | 1001.678 | 8102301 | no | no |  |  | no |  |  | 1398057.555 | 15361913.432 |  | -1
node_8102301_200816343 |  |  | PQ | AD | 1001.678 | 8102301 | no | no |  |  | no |  |  | 1398357.191 | 15361585.373 |  | -1
node_8102301_200816344 |  |  | PQ | AD | 1001.678 | 8102301 | no | no |  |  | no |  |  | 1398650.258 | 15361432.853 |  | -1
node_8102301_200816345 |  |  | PQ | AD | 1001.678 | 8102301 | no | no |  |  | no |  |  | 1398845.878 | 15361239.827 |  | -1
node_8102301_200816346 |  |  | PQ | AD | 1001.678 | 8102301 | no | no |  |  | no |  |  | 1399040.563 | 15361074.848 |  | -1
node_8102301_200816347 |  |  | PQ | AN | 1001.678 | 8102301 | no | no |  |  | no |  |  | 1399199.092 | 15360914.615 |  | -1
node_8102301_200816348 |  |  | PQ | AN | 1001.678 | 8102301 | no | no |  |  | no |  |  | 1399334.361 | 15361157.527 |  | -1
node_8102301_200816349 |  |  | PQ | AD | 1001.678 | 8102301 | no | no |  |  | no |  |  | 1399355.381 | 15360759.58 |  | -1
node_8102301_200816351 |  |  | PQ | AD | 1001.678 | 8102301 | no | no |  |  | no |  |  | 1399558.002 | 15360572.87 |  | -1
node_8102301_200816352 |  |  | PQ | AD | 1001.678 | 8102301 | no | no |  |  | no |  |  | 1399789.356 | 15360323.101 |  | -1
node_8102301_200816353 |  |  | PQ | AD | 1001.678 | 8102301 | no | no |  |  | no |  |  | 1399907.594 | 15359932.476 |  | -1
node_8102301_200816354 |  |  | PQ | AD | 1001.678 | 8102301 | no | no |  |  | no |  |  | 1400048.353 | 15359534.267 |  | -1
node_8102301_200816355 |  |  | PQ | AN | 1001.678 | 8102301 | no | no |  |  | no |  |  | 1392716.836 | 15365766.192 |  | -1
node_8102301_200816356 |  |  | PQ | AN | 1001.678 | 8102301 | no | no |  |  | no |  |  | 1394554.683 | 15365082.854 |  | -1
node_8102301_200816357 |  |  | PQ | AD | 1001.678 | 8102301 | no | no |  |  | no |  |  | 1394451.025 | 15364983.922 |  | -1
node_8102301_200816358 |  |  | PQ | AD | 1001.678 | 8102301 | no | no |  |  | no |  |  | 1394283.071 | 15364881.17 |  | -1
node_8102301_200816359 |  |  | PQ | AD | 1001.678 | 8102301 | no | no |  |  | no |  |  | 1394126.142 | 15364789.138 |  | -1
node_8102301_200816360 |  |  | PQ | AD | 1001.678 | 8102301 | no | no |  |  | no |  |  | 1394008.702 | 15364716.56 |  | -1
node_8102301_200816361 |  |  | PQ | AN | 1001.678 | 8102301 | no | no |  |  | no |  |  | 1393897.362 | 15364639.91 |  | -1
node_8102301_200816364 |  |  | PQ | AN | 1001.678 | 8102301 | no | no |  |  | no |  |  | 1394098.867 | 15364430.408 |  | -1
node_8102301_200816365 |  |  | PQ | AN | 1001.678 | 8102301 | no | no |  |  | no |  |  | 1394333.741 | 15364170.101 |  | -1
node_8102301_200816366 |  |  | PQ | AD | 1001.678 | 8102301 | no | no |  |  | no |  |  | 1394491.1 | 15363997.231 |  | -1
node_8102301_200816367 |  |  | PQ | AN | 1001.678 | 8102301 | no | no |  |  | no |  |  | 1394630.926 | 15363837.76 |  | -1
node_8102301_200816369 |  |  | PQ | AN | 1001.678 | 8102301 | no | no |  |  | no |  |  | 1380912.308 | 15374055.557 |  | -1
node_8102301_200816371 |  |  | PQ | AD | 1001.678 | 8102301 | no | no |  |  | no |  |  | 1381026.682 | 15373976.389 |  | -1
node_8102301_200816372 |  |  | PQ | AD | 1001.678 | 8102301 | no | no |  |  | no |  |  | 1381167.774 | 15373884.254 |  | -1
node_8102301_200816373 |  |  | PQ | AN | 1001.678 | 8102301 | no | no |  |  | no |  |  | 1381262.053 | 15373829.295 |  | -1
node_8102301_200816374 |  |  | PQ | AD | 1001.678 | 8102301 | no | no |  |  | no |  |  | 1381344.644 | 15373781.357 |  | -1
node_8102301_200816375 |  |  | PQ | AD | 1001.678 | 8102301 | no | no |  |  | no |  |  | 1381461.98 | 15373705.851 |  | -1
node_8102301_200816376 |  |  | PQ | AD | 1001.678 | 8102301 | no | no |  |  | no |  |  | 1381650.056 | 15373586.809 |  | -1
node_8102301_200816377 |  |  | PQ | AN | 1001.678 | 8102301 | no | no |  |  | no |  |  | 1381701.662 | 15373540.371 |  | -1
node_8102301_200816379 |  |  | PQ | AD | 1001.678 | 8102301 | no | no |  |  | no |  |  | 1381860.326 | 15373414.607 |  | -1
node_8102301_200816380 |  |  | PQ | AN | 1001.678 | 8102301 | no | no |  |  | no |  |  | 1382032.504 | 15373278.504 |  | -1
node_8102301_200816381 |  |  | PQ | AD | 1001.678 | 8102301 | no | no |  |  | no |  |  | 1382204.112 | 15373145.016 |  | -1
node_8102301_200816382 |  |  | PQ | AN | 1001.678 | 8102301 | no | no |  |  | no |  |  | 1382367.368 | 15373042.163 |  | -1
node_8102301_200817086 |  |  | PQ | AD | 1001.678 | 8102301 | no | no |  |  | no |  |  | 1394574.812 | 15369904.782 |  | -1
node_8102301_200817087 |  |  | PQ | AD | 1001.678 | 8102301 | no | no |  |  | no |  |  | 1394508.785 | 15370103.991 |  | -1
node_8102301_200817088 |  |  | PQ | AN | 1001.678 | 8102301 | no | no |  |  | no |  |  | 1394593.285 | 15370252.059 |  | -1
node_8102301_200817090 |  |  | PQ | AN | 1001.678 | 8102301 | no | no |  |  | no |  |  | 1394682.931 | 15370412.788 |  | -1
node_8102301_200817092 |  |  | PQ | AD | 1001.678 | 8102301 | no | no |  |  | no |  |  | 1394705.632 | 15370696.169 |  | -1
node_8102301_200817093 |  |  | PQ | AD | 1001.678 | 8102301 | no | no |  |  | no |  |  | 1394702.599 | 15370763.525 |  | -1
node_8102301_200817094 |  |  | PQ | AD | 1001.678 | 8102301 | no | no |  |  | no |  |  | 1394679.356 | 15370991.23 |  | -1
node_8102301_200817096 |  |  | PQ | AN | 1001.678 | 8102301 | no | no |  |  | no |  |  | 1394645.306 | 15371240.171 |  | -1
node_8102301_200817098 |  |  | PQ | AD | 1001.678 | 8102301 | no | no |  |  | no |  |  | 1394613.866 | 15371546.834 |  | -1
node_8102301_200817099 |  |  | PQ | AD | 1001.678 | 8102301 | no | no |  |  | no |  |  | 1394681.306 | 15371755.472 |  | -1
node_8102301_200817100 |  |  | PQ | AD | 1001.678 | 8102301 | no | no |  |  | no |  |  | 1394694.085 | 15371971.32 |  | -1
node_8102301_200817101 |  |  | PQ | AN | 1001.678 | 8102301 | no | no |  |  | no |  |  | 1394711.322 | 15372195.222 |  | -1
node_8102301_200817103 |  |  | PQ | AD | 1001.678 | 8102301 | no | no |  |  | no |  |  | 1394789.504 | 15372460.754 |  | -1
node_8102301_200817104 |  |  | PQ | AN | 1001.678 | 8102301 | no | no |  |  | no |  |  | 1394902.393 | 15372647.985 |  | -1
node_8102301_200817107 |  |  | PQ | AD | 1001.678 | 8102301 | no | no |  |  | no |  |  | 1395151.391 | 15372935.667 |  | -1
node_8102301_200817110 |  |  | PQ | AN | 1001.678 | 8102301 | no | no |  |  | no |  |  | 1395345.571 | 15373287.625 |  | -1
node_8102301_200817113 |  |  | PQ | AD | 1001.678 | 8102301 | no | no |  |  | no |  |  | 1395436.898 | 15373457.281 |  | -1
node_8102301_200817114 |  |  | PQ | AN | 1001.678 | 8102301 | no | no |  |  | no |  |  | 1395501.81 | 15373575.308 |  | -1
node_8102301_200817115 |  |  | PQ | AD | 1001.678 | 8102301 | no | no |  |  | no |  |  | 1395657.855 | 15373883.852 |  | -1
node_8102301_200817116 |  |  | PQ | AN | 1001.678 | 8102301 | no | no |  |  | no |  |  | 1395749.889 | 15373996.777 |  | -1
node_8102301_200817118 |  |  | PQ | AD | 1001.678 | 8102301 | no | no |  |  | no |  |  | 1395932.229 | 15374217.717 |  | -1
node_8102301_200817119 |  |  | PQ | AN | 1001.678 | 8102301 | no | no |  |  | no |  |  | 1395938.219 | 15374541.497 |  | -1
node_8102301_200817123 |  |  | PQ | AD | 1001.678 | 8102301 | no | no |  |  | no |  |  | 1394541.006 | 15368583.212 |  | -1
node_8102301_200817124 |  |  | PQ | AD | 1001.678 | 8102301 | no | no |  |  | no |  |  | 1394605.023 | 15368909.863 |  | -1
node_8102301_200817125 |  |  | PQ | AD | 1001.678 | 8102301 | no | no |  |  | no |  |  | 1394637.197 | 15369162.89 |  | -1
node_8102301_200817126 |  |  | PQ | AN | 1001.678 | 8102301 | no | no |  |  | no |  |  | 1394693.607 | 15369450.655 |  | -1
node_8102301_200817127 |  |  | PQ | AN | 1001.678 | 8102301 | no | no |  |  | no |  |  | 1394642.046 | 15369668.43 |  | -1
node_8102301_200817238 |  |  | PQ | AN | 1001.678 | 8102301 | no | no |  |  | no |  |  | 1410721.197 | 15368190.006 |  | -1
node_8102301_200817239 |  |  | PQ | AN | 1001.678 | 8102301 | no | no |  |  | no |  |  | 1410727.807 | 15368503.255 |  | -1
node_8102301_200817240 |  |  | PQ | AN | 1001.678 | 8102301 | no | no |  |  | no |  |  | 1410738.466 | 15368723.153 |  | -1
node_8102301_200817241 |  |  | PQ | AN | 1001.678 | 8102301 | no | no |  |  | no |  |  | 1410740.969 | 15368972.653 |  | -1
node_8102301_200817242 |  |  | PQ | AD | 1001.678 | 8102301 | no | no |  |  | no |  |  | 1409299.348 | 15367833.062 |  | -1
node_8102301_200817245 |  |  | PQ | AD | 1001.678 | 8102301 | no | no |  |  | no |  |  | 1409967.135 | 15367863.29 |  | -1
node_8102301_200817246 |  |  | PQ | AN | 1001.678 | 8102301 | no | no |  |  | no |  |  | 1410322.284 | 15367884.447 |  | -1
node_8102301_200817248 |  |  | PQ | AN | 1001.678 | 8102301 | no | no |  |  | no |  |  | 1410712.285 | 15367901.26 |  | -1
node_8102301_200817249 |  |  | PQ | AD | 1001.678 | 8102301 | no | no |  |  | no |  |  | 1410946.414 | 15367790.124 |  | -1
node_8102301_200817484 |  |  | PQ | AN | 1001.678 | 8102301 | no | no |  |  | no |  |  | 1402916.748 | 15352431.377 |  | -1
node_8102301_200817486 |  |  | PQ | AD | 1001.678 | 8102301 | no | no |  |  | no |  |  | 1403099.655 | 15352520.154 |  | -1
node_8102301_200817487 |  |  | PQ | AN | 1001.678 | 8102301 | no | no |  |  | no |  |  | 1403976.322 | 15354596.615 |  | -1
node_8102301_200817488 |  |  | PQ | AN | 1001.678 | 8102301 | no | no |  |  | no |  |  | 1404017.501 | 15354851.571 |  | -1
node_8102301_200817489 |  |  | PQ | AD | 1001.678 | 8102301 | no | no |  |  | no |  |  | 1404055.512 | 15354804.822 |  | -1
node_8102301_200817490 |  |  | PQ | AN | 1001.678 | 8102301 | no | no |  |  | no |  |  | 1404353.823 | 15354814.19 |  | -1
node_8102301_200817491 |  |  | PQ | AN | 1001.678 | 8102301 | no | no |  |  | no |  |  | 1404600.11 | 15354853.475 |  | -1
node_8102301_200817493 |  |  | PQ | AD | 1001.678 | 8102301 | no | no |  |  | no |  |  | 1403959.971 | 15355029.139 |  | -1
node_8102301_200817494 |  |  | PQ | AN | 1001.678 | 8102301 | no | no |  |  | no |  |  | 1403994.424 | 15355243.581 |  | -1
node_8102301_200817495 |  |  | PQ | AN | 1001.678 | 8102301 | no | no |  |  | no |  |  | 1403329.747 | 15352656.117 |  | -1
node_8102301_200817497 |  |  | PQ | AD | 1001.678 | 8102301 | no | no |  |  | no |  |  | 1403508.973 | 15352858.081 |  | -1
node_8102301_200817498 |  |  | PQ | AN | 1001.678 | 8102301 | no | no |  |  | no |  |  | 1403736.372 | 15352997.174 |  | -1
node_8102301_200817499 |  |  | PQ | AD | 1001.678 | 8102301 | no | no |  |  | no |  |  | 1403822.101 | 15353069.273 |  | -1
node_8102301_200817500 |  |  | PQ | AN | 1001.678 | 8102301 | no | no |  |  | no |  |  | 1404050.723 | 15353272.587 |  | -1
node_8102301_200817501 |  |  | PQ | AN | 1001.678 | 8102301 | no | no |  |  | no |  |  | 1404126.641 | 15353619.8 |  | -1
node_8102301_200817504 |  |  | PQ | AD | 1001.678 | 8102301 | no | no |  |  | no |  |  | 1404030.921 | 15353810.743 |  | -1
node_8102301_200817505 |  |  | PQ | AD | 1001.678 | 8102301 | no | no |  |  | no |  |  | 1404049.999 | 15354108.105 |  | -1
node_8102301_200817506 |  |  | PQ | AN | 1001.678 | 8102301 | no | no |  |  | no |  |  | 1404046.25 | 15354344.964 |  | -1
node_8102301_200817598 |  |  | PQ | AN | 1001.678 | 8102301 | no | no |  |  | no |  |  | 1394553.143 | 15372178.913 |  | -1
node_8102301_200817599 |  |  | PQ | AN | 1001.678 | 8102301 | no | no |  |  | no |  |  | 1394253.75 | 15372150.188 |  | -1
node_8102301_200817600 |  |  | PQ | AD | 1001.678 | 8102301 | no | no |  |  | no |  |  | 1393948.683 | 15372343.105 |  | -1
node_8102301_200817601 |  |  | PQ | AD | 1001.678 | 8102301 | no | no |  |  | no |  |  | 1393996.176 | 15372368.406 |  | -1
node_8102301_200817602 |  |  | PQ | AD | 1001.678 | 8102301 | no | no |  |  | no |  |  | 1393803.397 | 15372627.367 |  | -1
node_8102301_200817604 |  |  | PQ | AD | 1001.678 | 8102301 | no | no |  |  | no |  |  | 1393621.084 | 15372885.76 |  | -1
node_8102301_200817606 |  |  | PQ | AD | 1001.678 | 8102301 | no | no |  |  | no |  |  | 1393551 | 15373205.49 |  | -1
node_8102301_200817607 |  |  | PQ | AN | 1001.678 | 8102301 | no | no |  |  | no |  |  | 1393712.744 | 15373224.513 |  | -1
node_8102301_200817627 |  |  | PQ | AN | 1001.678 | 8102301 | no | no |  |  | no |  |  | 1390911.08 | 15365451.568 |  | -1
node_8102301_200817628 |  |  | PQ | AD | 1001.678 | 8102301 | no | no |  |  | no |  |  | 1393580.251 | 15364652.753 |  | -1
node_8102301_200817629 |  |  | PQ | AD | 1001.678 | 8102301 | no | no |  |  | no |  |  | 1391147.412 | 15365315.488 |  | -1
node_8102301_200817630 |  |  | PQ | AN | 1001.678 | 8102301 | no | no |  |  | no |  |  | 1393368.21 | 15364631.125 |  | -1
node_8102301_200817631 |  |  | PQ | AD | 1001.678 | 8102301 | no | no |  |  | no |  |  | 1393135.784 | 15364611.478 |  | -1
node_8102301_200817632 |  |  | PQ | AN | 1001.678 | 8102301 | no | no |  |  | no |  |  | 1392907.724 | 15364418.792 |  | -1
node_8102301_200817633 |  |  | PQ | AD | 1001.678 | 8102301 | no | no |  |  | no |  |  | 1392863.135 | 15364826.885 |  | -1
node_8102301_200817634 |  |  | PQ | AD | 1001.678 | 8102301 | no | no |  |  | no |  |  | 1392630.444 | 15365050.297 |  | -1
node_8102301_200817635 |  |  | PQ | AD | 1001.678 | 8102301 | no | no |  |  | no |  |  | 1392388.307 | 15365282.515 |  | -1
node_8102301_200817636 |  |  | PQ | AD | 1001.678 | 8102301 | no | no |  |  | no |  |  | 1392056.475 | 15365362.371 |  | -1
node_8102301_200817637 |  |  | PQ | AN | 1001.678 | 8102301 | no | no |  |  | no |  |  | 1391763.209 | 15365352.093 |  | -1
node_8102301_200817638 |  |  | PQ | AN | 1001.678 | 8102301 | no | no |  |  | no |  |  | 1391436.138 | 15365350.664 |  | -1
node_8102301_200817655 |  |  | PQ | AN | 1001.678 | 8102301 | no | no |  |  | no |  |  | 1405374.372 | 15354164.788 |  | -1
node_8102301_200817656 |  |  | PQ | AD | 1001.678 | 8102301 | no | no |  |  | no |  |  | 1404361.135 | 15353632.548 |  | -1
node_8102301_200817657 |  |  | PQ | AN | 1001.678 | 8102301 | no | no |  |  | no |  |  | 1404595.802 | 15353656.608 |  | -1
node_8102301_200817659 |  |  | PQ | AN | 1001.678 | 8102301 | no | no |  |  | no |  |  | 1404960.403 | 15353606.393 |  | -1
node_8102301_200817660 |  |  | PQ | AD | 1001.678 | 8102301 | no | no |  |  | no |  |  | 1405153.9 | 15353700.052 |  | -1
node_8102301_200817661 |  |  | PQ | AN | 1001.678 | 8102301 | no | no |  |  | no |  |  | 1405333.139 | 15353686.009 |  | -1
node_8102301_200817662 |  |  | PQ | AN | 1001.678 | 8102301 | no | no |  |  | no |  |  | 1405580.587 | 15353805.324 |  | -1
node_8102301_200817663 |  |  | PQ | AN | 1001.678 | 8102301 | no | no |  |  | no |  |  | 1405853.93 | 15353808.362 |  | -1
node_8102301_200817886 |  |  | PQ | AN | 1001.678 | 8102301 | no | no |  |  | no |  |  | 1408256.579 | 15370459.208 |  | -1
node_8102301_200817913 |  |  | PQ | AN | 1001.678 | 8102301 | no | no |  |  | no |  |  | 1410307.829 | 15360243.971 |  | -1
node_8102301_200817914 |  |  | PQ | AN | 1001.678 | 8102301 | no | no |  |  | no |  |  | 1410469.913 | 15360543.522 |  | -1
node_8102301_200817915 |  |  | PQ | AN | 1001.678 | 8102301 | no | no |  |  | no |  |  | 1410525.643 | 15360857.494 |  | -1
node_8102301_200817922 |  |  | PQ | AN | 1001.678 | 8102301 | no | no |  |  | no |  |  | 1410700.154 | 15361835.997 |  | -1
node_8102301_200817923 |  |  | PQ | AN | 1001.678 | 8102301 | no | no |  |  | no |  |  | 1410455.321 | 15362107.367 |  | -1
node_8102301_200817924 |  |  | PQ | AN | 1001.678 | 8102301 | no | no |  |  | no |  |  | 1410353.312 | 15362434.858 |  | -1
node_8102301_200817925 |  |  | PQ | AD | 1001.678 | 8102301 | no | no |  |  | no |  |  | 1410232.143 | 15362777.005 |  | -1
node_8102301_200817926 |  |  | PQ | AN | 1001.678 | 8102301 | no | no |  |  | no |  |  | 1410128.578 | 15363119.469 |  | -1
node_8102301_200817929 |  |  | PQ | AD | 1001.678 | 8102301 | no | no |  |  | no |  |  | 1409922.308 | 15363696.411 |  | -1
node_8102301_200817930 |  |  | PQ | AD | 1001.678 | 8102301 | no | no |  |  | no |  |  | 1409834.788 | 15363680.532 |  | -1
node_8102301_200817931 |  |  | PQ | AN | 1001.678 | 8102301 | no | no |  |  | no |  |  | 1409511.765 | 15363633.71 |  | -1
node_8102301_200817932 |  |  | PQ | AD | 1001.678 | 8102301 | no | no |  |  | no |  |  | 1409806.813 | 15364014.882 |  | -1
node_8102301_200817933 |  |  | PQ | AD | 1001.678 | 8102301 | no | no |  |  | no |  |  | 1410124.657 | 15364047.995 |  | -1
node_8102301_200817934 |  |  | PQ | AN | 1001.678 | 8102301 | no | no |  |  | no |  |  | 1410427.057 | 15364117.084 |  | -1
node_8102301_200817935 |  |  | PQ | AD | 1001.678 | 8102301 | no | no |  |  | no |  |  | 1409662.058 | 15364413.209 |  | -1
node_8102301_200817936 |  |  | PQ | AD | 1001.678 | 8102301 | no | no |  |  | no |  |  | 1409515.432 | 15364835.777 |  | -1
node_8102301_200817937 |  |  | PQ | AD | 1001.678 | 8102301 | no | no |  |  | no |  |  | 1409368.356 | 15364831.889 |  | -1
node_8102301_200817938 |  |  | PQ | AN | 1001.678 | 8102301 | no | no |  |  | no |  |  | 1409295.757 | 15364824.666 |  | -1
node_8102301_200817939 |  |  | PQ | AN | 1001.678 | 8102301 | no | no |  |  | no |  |  | 1409230.276 | 15365018.072 |  | -1
node_8102301_200817940 |  |  | PQ | AN | 1001.678 | 8102301 | no | no |  |  | no |  |  | 1409401.947 | 15365154.34 |  | -1
node_8102301_200817941 |  |  | PQ | AD | 1001.678 | 8102301 | no | no |  |  | no |  |  | 1409311.739 | 15365408.234 |  | -1
node_8102301_200817942 |  |  | PQ | AN | 1001.678 | 8102301 | no | no |  |  | no |  |  | 1409234.44 | 15365617.177 |  | -1
node_8102301_200817943 |  |  | PQ | AN | 1001.678 | 8102301 | no | no |  |  | no |  |  | 1409126.487 | 15365931.141 |  | -1
node_8102301_200817945 |  |  | PQ | AN | 1001.678 | 8102301 | no | no |  |  | no |  |  | 1409111.022 | 15366276.293 |  | -1
node_8102301_200817946 |  |  | PQ | AN | 1001.678 | 8102301 | no | no |  |  | no |  |  | 1408939.981 | 15366148.032 |  | -1
node_8102301_200817948 |  |  | PQ | AD | 1001.678 | 8102301 | no | no |  |  | no |  |  | 1409098.709 | 15366681.03 |  | -1
node_8102301_200817949 |  |  | PQ | AD | 1001.678 | 8102301 | no | no |  |  | no |  |  | 1409086.304 | 15367043.568 |  | -1
node_8102301_200817950 |  |  | PQ | AN | 1001.678 | 8102301 | no | no |  |  | no |  |  | 1409074.716 | 15367402.014 |  | -1
node_8102301_200817957 |  |  | PQ | AN | 1001.678 | 8102301 | no | no |  |  | no |  |  | 1408977.21 | 15368452.022 |  | -1
node_8102301_200817958 |  |  | PQ | AN | 1001.678 | 8102301 | no | no |  |  | no |  |  | 1408956.043 | 15368821.042 |  | -1
node_8102301_200817960 |  |  | PQ | AD | 1001.678 | 8102301 | no | no |  |  | no |  |  | 1408946.368 | 15369168.468 |  | -1
node_8102301_200817961 |  |  | PQ | AN | 1001.678 | 8102301 | no | no |  |  | no |  |  | 1408927.452 | 15369525.28 |  | -1
node_8102301_200817963 |  |  | PQ | AN | 1001.678 | 8102301 | no | no |  |  | no |  |  | 1408906.517 | 15369890.808 |  | -1
node_8102301_200817964 |  |  | PQ | AN | 1001.678 | 8102301 | no | no |  |  | no |  |  | 1408881.714 | 15370244.388 |  | -1
node_8102301_200817966 |  |  | PQ | AN | 1001.678 | 8102301 | no | no |  |  | no |  |  | 1408880.874 | 15370393.602 |  | -1
node_8102301_200817967 |  |  | PQ | AN | 1001.678 | 8102301 | no | no |  |  | no |  |  | 1408871.847 | 15370634.472 |  | -1
node_8102301_200817968 |  |  | PQ | AN | 1001.678 | 8102301 | no | no |  |  | no |  |  | 1408855.989 | 15370990.103 |  | -1
node_8102301_200817971 |  |  | PQ | AN | 1001.678 | 8102301 | no | no |  |  | no |  |  | 1408816.132 | 15371756.604 |  | -1
node_8102301_200817972 |  |  | PQ | AD | 1001.678 | 8102301 | no | no |  |  | no |  |  | 1408791.22 | 15372187.185 |  | -1
node_8102301_200817973 |  |  | PQ | AN | 1001.678 | 8102301 | no | no |  |  | no |  |  | 1408764.736 | 15372575.676 |  | -1
node_8102301_200817975 |  |  | PQ | AN | 1001.678 | 8102301 | no | no |  |  | no |  |  | 1408742.576 | 15372959.392 |  | -1
node_8102301_200817977 |  |  | PQ | AN | 1001.678 | 8102301 | no | no |  |  | no |  |  | 1408720.596 | 15373327.227 |  | -1
node_8102301_200817978 |  |  | PQ | AN | 1001.678 | 8102301 | no | no |  |  | no |  |  | 1408698.241 | 15373660.192 |  | -1
node_8102301_200817979 |  |  | PQ | AN | 1001.678 | 8102301 | no | no |  |  | no |  |  | 1408672.281 | 15374083.972 |  | -1
node_8102301_200817980 |  |  | PQ | AD | 1001.678 | 8102301 | no | no |  |  | no |  |  | 1408648.996 | 15374471.836 |  | -1
node_8102301_200817981 |  |  | PQ | AD | 1001.678 | 8102301 | no | no |  |  | no |  |  | 1408590.019 | 15374411.097 |  | -1
node_8102301_200817982 |  |  | PQ | AD | 1001.678 | 8102301 | no | no |  |  | no |  |  | 1408388.969 | 15374331.434 |  | -1
node_8102301_200817983 |  |  | PQ | AD | 1001.678 | 8102301 | no | no |  |  | no |  |  | 1408120.609 | 15374219.101 |  | -1
node_8102301_200817984 |  |  | PQ | AN | 1001.678 | 8102301 | no | no |  |  | no |  |  | 1407876.27 | 15374120.658 |  | -1
node_8102301_200817985 |  |  | PQ | AN | 1001.678 | 8102301 | no | no |  |  | no |  |  | 1408705.707 | 15374830.341 |  | -1
node_8102301_200817986 |  |  | PQ | AD | 1001.678 | 8102301 | no | no |  |  | no |  |  | 1408704.149 | 15375102.951 |  | -1
node_8102301_200817987 |  |  | PQ | AN | 1001.678 | 8102301 | no | no |  |  | no |  |  | 1403189.221 | 15362280.119 |  | -1
node_8102301_200817988 |  |  | PQ | AN | 1001.678 | 8102301 | no | no |  |  | no |  |  | 1401562.106 | 15362487.943 |  | -1
node_8102301_200817989 |  |  | PQ | AN | 1001.678 | 8102301 | no | no |  |  | no |  |  | 1403569.894 | 15374928.712 |  | -1
node_8102301_200817991 |  |  | PQ | AN | 1001.678 | 8102301 | no | no |  |  | no |  |  | 1403612.267 | 15374523.521 |  | -1
node_8102301_200817992 |  |  | PQ | AD | 1001.678 | 8102301 | no | no |  |  | no |  |  | 1403683.238 | 15374271.259 |  | -1
node_8102301_200817993 |  |  | PQ | AD | 1001.678 | 8102301 | no | no |  |  | no |  |  | 1403879.828 | 15374332.808 |  | -1
node_8102301_200817994 |  |  | PQ | AN | 1001.678 | 8102301 | no | no |  |  | no |  |  | 1404116.494 | 15374407.452 |  | -1
node_8102301_200817995 |  |  | PQ | AN | 1001.678 | 8102301 | no | no |  |  | no |  |  | 1403820.87 | 15373914.422 |  | -1
node_8102301_200817997 |  |  | PQ | AD | 1001.678 | 8102301 | no | no |  |  | no |  |  | 1403939.938 | 15373740.126 |  | -1
node_8102301_200817998 |  |  | PQ | AD | 1001.678 | 8102301 | no | no |  |  | no |  |  | 1403967.198 | 15373501.964 |  | -1
node_8102301_200817999 |  |  | PQ | AN | 1001.678 | 8102301 | no | no |  |  | no |  |  | 1404047.358 | 15373257.97 |  | -1
node_8102301_200818001 |  |  | PQ | AD | 1001.678 | 8102301 | no | no |  |  | no |  |  | 1404112.385 | 15373006.451 |  | -1
node_8102301_200818002 |  |  | PQ | AN | 1001.678 | 8102301 | no | no |  |  | no |  |  | 1404129.835 | 15372809.343 |  | -1
node_8102301_200818003 |  |  | PQ | AD | 1001.678 | 8102301 | no | no |  |  | no |  |  | 1404150.085 | 15372600.061 |  | -1
node_8102301_200818004 |  |  | PQ | AN | 1001.678 | 8102301 | no | no |  |  | no |  |  | 1404154.65 | 15372330.328 |  | -1
node_8102301_200818005 |  |  | PQ | AN | 1001.678 | 8102301 | no | no |  |  | no |  |  | 1404100.187 | 15372024.439 |  | -1
node_8102301_200818007 |  |  | PQ | AD | 1001.678 | 8102301 | no | no |  |  | no |  |  | 1404179.395 | 15371808.944 |  | -1
node_8102301_200818008 |  |  | PQ | AN | 1001.678 | 8102301 | no | no |  |  | no |  |  | 1404204.294 | 15371628.499 |  | -1
node_8102301_200818009 |  |  | PQ | AD | 1001.678 | 8102301 | no | no |  |  | no |  |  | 1404203.164 | 15371321.525 |  | -1
node_8102301_200818010 |  |  | PQ | AD | 1001.678 | 8102301 | no | no |  |  | no |  |  | 1404207.716 | 15371173.635 |  | -1
node_8102301_200818011 |  |  | PQ | AD | 1001.678 | 8102301 | no | no |  |  | no |  |  | 1404256.311 | 15370931.505 |  | -1
node_8102301_200818012 |  |  | PQ | AN | 1001.678 | 8102301 | no | no |  |  | no |  |  | 1404296.734 | 15370732.956 |  | -1
node_8102301_200818013 |  |  | PQ | AD | 1001.678 | 8102301 | no | no |  |  | no |  |  | 1404379.453 | 15370606.088 |  | -1
node_8102301_200818014 |  |  | PQ | AD | 1001.678 | 8102301 | no | no |  |  | no |  |  | 1404410.708 | 15370275.624 |  | -1
node_8102301_200818015 |  |  | PQ | AD | 1001.678 | 8102301 | no | no |  |  | no |  |  | 1404356.373 | 15369962.982 |  | -1
node_8102301_200818016 |  |  | PQ | AN | 1001.678 | 8102301 | no | no |  |  | no |  |  | 1404312.334 | 15369623.098 |  | -1
node_8102301_200818018 |  |  | PQ | AN | 1001.678 | 8102301 | no | no |  |  | no |  |  | 1404279.875 | 15369302.435 |  | -1
node_8102301_200818020 |  |  | PQ | AD | 1001.678 | 8102301 | no | no |  |  | no |  |  | 1404244.276 | 15368984.403 |  | -1
node_8102301_200818021 |  |  | PQ | AN | 1001.678 | 8102301 | no | no |  |  | no |  |  | 1404203.439 | 15368647.534 |  | -1
node_8102301_200818022 |  |  | PQ | AD | 1001.678 | 8102301 | no | no |  |  | no |  |  | 1404232.287 | 15368660.577 |  | -1
node_8102301_200818023 |  |  | PQ | AD | 1001.678 | 8102301 | no | no |  |  | no |  |  | 1404485.26 | 15368745.197 |  | -1
node_8102301_200818024 |  |  | PQ | AN | 1001.678 | 8102301 | no | no |  |  | no |  |  | 1404695.672 | 15368769.551 |  | -1
node_8102301_200818025 |  |  | PQ | AD | 1001.678 | 8102301 | no | no |  |  | no |  |  | 1404108.876 | 15368197.853 |  | -1
node_8102301_200818026 |  |  | PQ | AN | 1001.678 | 8102301 | no | no |  |  | no |  |  | 1404251.334 | 15368134.864 |  | -1
node_8102301_200818027 |  |  | PQ | AN | 1001.678 | 8102301 | no | no |  |  | no |  |  | 1404501.982 | 15367986.192 |  | -1
node_8102301_200818028 |  |  | PQ | AN | 1001.678 | 8102301 | no | no |  |  | no |  |  | 1403708.943 | 15368066.509 |  | -1
node_8102301_200818029 |  |  | PQ | AD | 1001.678 | 8102301 | no | no |  |  | no |  |  | 1403783.921 | 15367783.919 |  | -1
node_8102301_200818030 |  |  | PQ | AN | 1001.678 | 8102301 | no | no |  |  | no |  |  | 1403860.579 | 15367496.954 |  | -1
node_8102301_200818032 |  |  | PQ | AN | 1001.678 | 8102301 | no | no |  |  | no |  |  | 1403955.145 | 15367140.921 |  | -1
node_8102301_200818033 |  |  | PQ | AD | 1001.678 | 8102301 | no | no |  |  | no |  |  | 1404010.783 | 15366885.079 |  | -1
node_8102301_200818034 |  |  | PQ | AN | 1001.678 | 8102301 | no | no |  |  | no |  |  | 1404044.785 | 15366405.851 |  | -1
node_8102301_200818035 |  |  | PQ | AN | 1001.678 | 8102301 | no | no |  |  | no |  |  | 1404064.258 | 15365977.642 |  | -1
node_8102301_200818036 |  |  | PQ | AD | 1001.678 | 8102301 | no | no |  |  | no |  |  | 1404011.122 | 15365602.01 |  | -1
node_8102301_200818037 |  |  | PQ | AN | 1001.678 | 8102301 | no | no |  |  | no |  |  | 1403957.998 | 15365250.294 |  | -1
node_8102301_200818038 |  |  | PQ | AD | 1001.678 | 8102301 | no | no |  |  | no |  |  | 1403920.948 | 15364915.392 |  | -1
node_8102301_200818039 |  |  | PQ | AN | 1001.678 | 8102301 | no | no |  |  | no |  |  | 1403871.96 | 15364566.975 |  | -1
node_8102301_200818041 |  |  | PQ | AN | 1001.678 | 8102301 | no | no |  |  | no |  |  | 1403820.714 | 15364224.584 |  | -1
node_8102301_200818043 |  |  | PQ | AD | 1001.678 | 8102301 | no | no |  |  | no |  |  | 1403499.268 | 15363984.89 |  | -1
node_8102301_200818045 |  |  | PQ | AD | 1001.678 | 8102301 | no | no |  |  | no |  |  | 1403142.717 | 15363791.478 |  | -1
node_8102301_200818046 |  |  | PQ | AD | 1001.678 | 8102301 | no | no |  |  | no |  |  | 1402893.179 | 15363811.607 |  | -1
node_8102301_200818047 |  |  | PQ | AD | 1001.678 | 8102301 | no | no |  |  | no |  |  | 1402440.286 | 15363794.005 |  | -1
node_8102301_200818048 |  |  | PQ | AN | 1001.678 | 8102301 | no | no |  |  | no |  |  | 1402063.369 | 15363726.354 |  | -1
node_8102301_200818050 |  |  | PQ | AD | 1001.678 | 8102301 | no | no |  |  | no |  |  | 1401916.669 | 15363609.753 |  | -1
node_8102301_200818051 |  |  | PQ | AN | 1001.678 | 8102301 | no | no |  |  | no |  |  | 1401673.275 | 15363545.457 |  | -1
node_8102301_200818053 |  |  | PQ | AD | 1001.678 | 8102301 | no | no |  |  | no |  |  | 1401429.134 | 15363482.648 |  | -1
node_8102301_200818054 |  |  | PQ | AN | 1001.678 | 8102301 | no | no |  |  | no |  |  | 1401574.664 | 15363325.093 |  | -1
node_8102301_200818055 |  |  | PQ | AD | 1001.678 | 8102301 | no | no |  |  | no |  |  | 1401099.736 | 15363466.65 |  | -1
node_8102301_200818056 |  |  | PQ | AD | 1001.678 | 8102301 | no | no |  |  | no |  |  | 1400843.075 | 15363322.93 |  | -1
node_8102301_200818057 |  |  | PQ | AN | 1001.678 | 8102301 | no | no |  |  | no |  |  | 1400540.374 | 15363251.216 |  | -1
node_8102301_200818058 |  |  | PQ | AD | 1001.678 | 8102301 | no | no |  |  | no |  |  | 1400253.274 | 15362995.815 |  | -1
node_8102301_200818059 |  |  | PQ | AN | 1001.678 | 8102301 | no | no |  |  | no |  |  | 1400092.484 | 15362873.185 |  | -1
node_8102301_200845107 |  |  | PQ | AN | 2602.275 | 8102301 | no | no |  |  | no |  |  | 1383500.701 | 15374882.613 |  | -1
node_8102301_200845110 |  |  | PQ | AN | 2602.275 | 8102301 | no | no |  |  | no |  |  | 1383660.97 | 15374890.316 |  | -1
node_8102301_200845111 |  |  | PQ | AN | 2602.275 | 8102301 | no | no |  |  | no |  |  | 1383829.918 | 15374893.283 |  | -1
node_8102301_200845115 |  |  | PQ | AN | 2602.275 | 8102301 | no | no |  |  | no |  |  | 1383986.925 | 15374896.017 |  | -1
node_8102301_200845117 |  |  | PQ | AN | 2602.275 | 8102301 | no | no |  |  | no |  |  | 1384227.457 | 15374907.992 |  | -1
node_8102301_200845120 |  |  | PQ | AN | 2602.275 | 8102301 | no | no |  |  | no |  |  | 1384386.737 | 15374916.908 |  | -1
node_8102301_200845124 |  |  | PQ | AN | 2602.275 | 8102301 | no | no |  |  | no |  |  | 1384525.06 | 15375249.284 |  | -1
node_8102301_200845126 |  |  | PQ | AN | 2602.275 | 8102301 | no | no |  |  | no |  |  | 1384215.465 | 15375260.822 |  | -1
node_8102301_200845133 |  |  | PQ | AN | 7199.558 | 8102301 | no | no |  |  | no |  |  | 1382252.24 | 15374710.612 |  | -1
node_8102301_200845137 |  |  | PQ | ABCN | 7199.558 | 8102301 | no | no |  |  | no |  |  | 1382609.628 | 15374691.559 |  | -1
node_8102301_200845138 |  |  | PQ | ABCN | 7199.558 | 8102301 | no | no |  |  | no |  |  | 1382768.096 | 15374630.546 |  | -1
node_8102301_200845139 |  |  | PQ | ABCN | 7199.558 | 8102301 | no | no |  |  | no |  |  | 1382987.021 | 15374806.747 |  | -1
node_8102301_200845140 |  |  | PQ | ABCN | 7199.558 | 8102301 | no | no |  |  | no |  |  | 1382944.848 | 15374550.218 |  | -1
node_8102301_200845141 |  |  | PQ | ABCN | 7199.558 | 8102301 | no | no |  |  | no |  |  | 1383173.558 | 15374452.802 |  | -1
node_8102301_200845142 |  |  | PQ | ABCN | 1001.678 | 8102301 | no | no |  |  | no |  |  | 1383358.394 | 15374368.551 |  | -1
node_8102301_200845178 |  |  | PQ | AN | 7199.558 | 8102301 | no | no |  |  | no |  |  | 1385795.647 | 15376027.785 |  | -1
node_8102301_200845179 |  |  | PQ | AN | 7199.558 | 8102301 | no | no |  |  | no |  |  | 1403542.448 | 15380417.96 |  | -1
node_8102301_200845180 |  |  | PQ | ABCN | 7199.558 | 8102301 | no | no |  |  | no |  |  | 1397541.668 | 15380850.134 |  | -1
node_8102301_200845181 |  |  | PQ | ABCN | 7199.558 | 8102301 | no | no |  |  | no |  |  | 1397300.559 | 15380887.246 |  | -1
node_8102301_200845182 |  |  | PQ | ABCN | 7199.558 | 8102301 | no | no |  |  | no |  |  | 1397062.658 | 15380939.322 |  | -1
node_8102301_200845183 |  |  | PQ | ABCN | 7199.558 | 8102301 | no | no |  |  | no |  |  | 1396839.337 | 15380990.048 |  | -1
node_8102301_200845184 |  |  | PQ | ABCN | 7199.558 | 8102301 | no | no |  |  | no |  |  | 1396736.735 | 15380938.036 |  | -1
node_8102301_200845185 |  |  | PQ | ABCN | 7199.558 | 8102301 | no | no |  |  | no |  |  | 1396551.763 | 15380865.098 |  | -1
node_8102301_200845187 |  |  | PQ | ABCN | 7199.558 | 8102301 | no | no |  |  | no |  |  | 1396323.196 | 15380891.415 |  | -1
node_8102301_200845188 |  |  | PQ | ABCN | 7199.558 | 8102301 | no | no |  |  | no |  |  | 1396093.486 | 15380927.805 |  | -1
node_8102301_200845190 |  |  | PQ | ABCN | 7199.558 | 8102301 | no | no |  |  | no |  |  | 1395881.278 | 15380907.838 |  | -1
node_8102301_200845191 |  |  | PQ | ABCN | 7199.558 | 8102301 | no | no |  |  | no |  |  | 1395681.108 | 15380878.256 |  | -1
node_8102301_200845192 |  |  | PQ | AN | 7199.558 | 8102301 | no | no |  |  | no |  |  | 1395817.654 | 15381066.304 |  | -1
node_8102301_200845193 |  |  | PQ | ABCN | 7199.558 | 8102301 | no | no |  |  | no |  |  | 1395482.825 | 15380852.377 |  | -1
node_8102301_200845194 |  |  | PQ | ABCN | 7199.558 | 8102301 | no | no |  |  | no |  |  | 1395259.283 | 15380819.594 |  | -1
node_8102301_200845195 |  |  | PQ | AN | 7199.558 | 8102301 | no | no |  |  | no |  |  | 1395221.478 | 15380359.26 |  | -1
node_8102301_200845196 |  |  | PQ | AN | 7199.558 | 8102301 | no | no |  |  | no |  |  | 1395212.906 | 15379868.173 |  | -1
node_8102301_200845197 |  |  | PQ | ABCN | 7199.558 | 8102301 | no | no |  |  | no |  |  | 1395077.061 | 15380776.161 |  | -1
node_8102301_200845200 |  |  | PQ | ABCN | 7199.558 | 8102301 | no | no |  |  | no |  |  | 1394901.958 | 15380715.779 |  | -1
node_8102301_200845201 |  |  | PQ | ABCN | 7199.558 | 8102301 | no | no |  |  | no |  |  | 1394696.787 | 15380665.528 |  | -1
node_8102301_200845202 |  |  | PQ | ABCN | 7199.558 | 8102301 | no | no |  |  | no |  |  | 1394458.144 | 15380597.576 |  | -1
node_8102301_200845203 |  |  | PQ | ABCN | 7199.558 | 8102301 | no | no |  |  | no |  |  | 1394215.617 | 15380533.009 |  | -1
node_8102301_200845204 |  |  | PQ | ABCN | 7199.558 | 8102301 | no | no |  |  | no |  |  | 1393977.022 | 15380462.926 |  | -1
node_8102301_200845205 |  |  | PQ | ABCN | 7199.558 | 8102301 | no | no |  |  | no |  |  | 1393762.567 | 15380404.612 |  | -1
node_8102301_200845206 |  |  | PQ | ABCN | 7199.558 | 8102301 | no | no |  |  | no |  |  | 1393566.57 | 15380352.747 |  | -1
node_8102301_200845207 |  |  | PQ | ABCN | 7199.558 | 8102301 | no | no |  |  | no |  |  | 1393368.021 | 15380297.927 |  | -1
node_8102301_200845208 |  |  | PQ | ABCN | 7199.558 | 8102301 | no | no |  |  | no |  |  | 1393175.418 | 15380246.35 |  | -1
node_8102301_200845209 |  |  | PQ | ABCN | 7199.558 | 8102301 | no | no |  |  | no |  |  | 1393015.576 | 15380218.075 |  | -1
node_8102301_200845210 |  |  | PQ | ABCN | 7199.558 | 8102301 | no | no |  |  | no |  |  | 1392834.608 | 15380192.076 |  | -1
node_8102301_200845212 |  |  | PQ | ABCN | 7199.558 | 8102301 | no | no |  |  | no |  |  | 1392656.775 | 15380360.239 |  | -1
node_8102301_200845214 |  |  | PQ | ABCN | 7199.558 | 8102301 | no | no |  |  | no |  |  | 1392479.745 | 15380444.949 |  | -1
node_8102301_200845215 |  |  | PQ | ABCN | 7199.558 | 8102301 | no | no |  |  | no |  |  | 1392257.233 | 15380551.583 |  | -1
node_8102301_200845216 |  |  | PQ | ABCN | 7199.558 | 8102301 | no | no |  |  | no |  |  | 1392028.844 | 15380664.533 |  | -1
node_8102301_200845217 |  |  | PQ | ABCN | 7199.558 | 8102301 | no | no |  |  | no |  |  | 1391807.501 | 15380778.421 |  | -1
node_8102301_200845218 |  |  | PQ | ABCN | 7199.558 | 8102301 | no | no |  |  | no |  |  | 1391599.783 | 15380681.379 |  | -1
node_8102301_200845219 |  |  | PQ | ABCN | 7199.558 | 8102301 | no | no |  |  | no |  |  | 1391393.43 | 15380734.069 |  | -1
node_8102301_200845220 |  |  | PQ | ABCN | 7199.558 | 8102301 | no | no |  |  | no |  |  | 1391190.572 | 15380789.011 |  | -1
node_8102301_200845221 |  |  | PQ | ABCN | 7199.558 | 8102301 | no | no |  |  | no |  |  | 1390988.26 | 15380846.064 |  | -1
node_8102301_200845222 |  |  | PQ | ABCN | 7199.558 | 8102301 | no | no |  |  | no |  |  | 1390780.292 | 15380899.806 |  | -1
node_8102301_200845225 |  |  | PQ | ABCN | 7199.558 | 8102301 | no | no |  |  | no |  |  | 1390470.141 | 15380988.272 |  | -1
node_8102301_200845226 |  |  | PQ | ABCN | 7199.558 | 8102301 | no | no |  |  | no |  |  | 1390341.409 | 15381018.175 |  | -1
node_8102301_200845227 |  |  | PQ | ABCN | 7199.558 | 8102301 | no | no |  |  | no |  |  | 1390038.954 | 15380923.112 |  | -1
node_8102301_200845229 |  |  | PQ | ABCN | 7199.558 | 8102301 | no | no |  |  | no |  |  | 1389845.514 | 15380797.623 |  | -1
node_8102301_200845230 |  |  | PQ | ABCN | 7199.558 | 8102301 | no | no |  |  | no |  |  | 1389603.161 | 15380803.707 |  | -1
node_8102301_200845231 |  |  | PQ | ABCN | 7199.558 | 8102301 | no | no |  |  | no |  |  | 1389448.625 | 15380770.201 |  | -1
node_8102301_200845234 |  |  | PQ | ABCN | 7199.558 | 8102301 | no | no |  |  | no |  |  | 1389290.543 | 15380733.128 |  | -1
node_8102301_200845236 |  |  | PQ | ABCN | 7199.558 | 8102301 | no | no |  |  | no |  |  | 1389066.029 | 15380653.679 |  | -1
node_8102301_200845238 |  |  | PQ | ABCN | 7199.558 | 8102301 | no | no |  |  | no |  |  | 1388827.859 | 15380576.196 |  | -1
node_8102301_200845239 |  |  | PQ | ABCN | 7199.558 | 8102301 | no | no |  |  | no |  |  | 1388595.032 | 15380506.223 |  | -1
node_8102301_200845240 |  |  | PQ | ABCN | 7199.558 | 8102301 | no | no |  |  | no |  |  | 1388358.543 | 15380426.617 |  | -1
node_8102301_200845242 |  |  | PQ | ABCN | 7199.558 | 8102301 | no | no |  |  | no |  |  | 1388123.183 | 15380352.471 |  | -1
node_8102301_200845244 |  |  | PQ | ABCN | 7199.558 | 8102301 | no | no |  |  | no |  |  | 1387931.657 | 15380285.129 |  | -1
node_8102301_200845245 |  |  | PQ | AN | 7199.558 | 8102301 | no | no |  |  | no |  |  | 1388048.96 | 15380191.307 |  | -1
node_8102301_200845246 |  |  | PQ | AN | 7199.558 | 8102301 | no | no |  |  | no |  |  | 1388148.437 | 15379992.705 |  | -1
node_8102301_200845247 |  |  | PQ | AN | 7199.558 | 8102301 | no | no |  |  | no |  |  | 1388231.534 | 15379578.392 |  | -1
node_8102301_200845248 |  |  | PQ | AN | 7199.558 | 8102301 | no | no |  |  | no |  |  | 1388423.735 | 15379631.598 |  | -1
node_8102301_200845249 |  |  | PQ | AN | 7199.558 | 8102301 | no | no |  |  | no |  |  | 1388564.338 | 15379705.224 |  | -1
node_8102301_200845250 |  |  | PQ | AN | 7199.558 | 8102301 | no | no |  |  | no |  |  | 1388688.349 | 15380012.988 |  | -1
node_8102301_200845251 |  |  | PQ | ABCN | 7199.558 | 8102301 | no | no |  |  | no |  |  | 1387704.405 | 15380212.634 |  | -1
node_8102301_200845252 |  |  | PQ | ABCN | 7199.558 | 8102301 | no | no |  |  | no |  |  | 1387490.11 | 15380143.07 |  | -1
node_8102301_200845253 |  |  | PQ | ABCN | 7199.558 | 8102301 | no | no |  |  | no |  |  | 1387273.964 | 15380081.759 |  | -1
node_8102301_200845254 |  |  | PQ | ABCN | 7199.558 | 8102301 | no | no |  |  | no |  |  | 1387134.311 | 15379905.727 |  | -1
node_8102301_200845255 |  |  | PQ | ABCN | 7199.558 | 8102301 | no | no |  |  | no |  |  | 1386995.014 | 15379724.994 |  | -1
node_8102301_200845256 |  |  | PQ | ABCN | 7199.558 | 8102301 | no | no |  |  | no |  |  | 1386862.329 | 15379558.281 |  | -1
node_8102301_200845257 |  |  | PQ | ABCN | 7199.558 | 8102301 | no | no |  |  | no |  |  | 1386814.843 | 15379370.353 |  | -1
node_8102301_200845259 |  |  | PQ | ABCN | 7199.558 | 8102301 | no | no |  |  | no |  |  | 1386662.916 | 15379190.043 |  | -1
node_8102301_200845260 |  |  | PQ | ABCN | 7199.558 | 8102301 | no | no |  |  | no |  |  | 1386526.808 | 15379023.83 |  | -1
node_8102301_200845261 |  |  | PQ | ABCN | 7199.558 | 8102301 | no | no |  |  | no |  |  | 1386361.591 | 15378818.054 |  | -1
node_8102301_200845262 |  |  | PQ | ABCN | 7199.558 | 8102301 | no | no |  |  | no |  |  | 1386194.275 | 15378620.152 |  | -1
node_8102301_200845263 |  |  | PQ | ABCN | 7199.558 | 8102301 | no | no |  |  | no |  |  | 1386026.191 | 15378414.231 |  | -1
node_8102301_200845264 |  |  | PQ | ABCN | 7199.558 | 8102301 | no | no |  |  | no |  |  | 1385875.394 | 15378231.341 |  | -1
node_8102301_200845265 |  |  | PQ | ABCN | 7199.558 | 8102301 | no | no |  |  | no |  |  | 1385701.751 | 15378110.918 |  | -1
node_8102301_200845266 |  |  | PQ | ABCN | 7199.558 | 8102301 | no | no |  |  | no |  |  | 1385516.779 | 15377966.694 |  | -1
node_8102301_200845268 |  |  | PQ | ABCN | 7199.558 | 8102301 | no | no |  |  | no |  |  | 1385358.098 | 15377776.481 |  | -1
node_8102301_200845269 |  |  | PQ | ABCN | 7199.558 | 8102301 | no | no |  |  | no |  |  | 1385200.584 | 15377579.892 |  | -1
node_8102301_200845270 |  |  | PQ | ABCN | 7199.558 | 8102301 | no | no |  |  | no |  |  | 1385058.354 | 15377373.869 |  | -1
node_8102301_200845271 |  |  | PQ | ABCN | 7199.558 | 8102301 | no | no |  |  | no |  |  | 1384919.534 | 15377167.466 |  | -1
node_8102301_200845272 |  |  | PQ | ABCN | 7199.558 | 8102301 | no | no |  |  | no |  |  | 1384811.399 | 15377000.938 |  | -1
node_8102301_200845273 |  |  | PQ | ABCN | 7199.558 | 8102301 | no | no |  |  | no |  |  | 1384708.751 | 15376830.072 |  | -1
node_8102301_200845276 |  |  | PQ | ABCN | 7199.558 | 8102301 | no | no |  |  | no |  |  | 1384606.156 | 15376586.413 |  | -1
node_8102301_200845278 |  |  | PQ | ABCN | 7199.558 | 8102301 | no | no |  |  | no |  |  | 1384409.323 | 15376437.371 |  | -1
node_8102301_200845279 |  |  | PQ | ABCN | 7199.558 | 8102301 | no | no |  |  | no |  |  | 1384247.789 | 15376354.609 |  | -1
node_8102301_200845280 |  |  | PQ | ABCN | 7199.558 | 8102301 | no | no |  |  | no |  |  | 1384000.597 | 15376293.009 |  | -1
node_8102301_200845281 |  |  | PQ | ABCN | 7199.558 | 8102301 | no | no |  |  | no |  |  | 1383764.804 | 15376281.627 |  | -1
node_8102301_200845283 |  |  | PQ | ABCN | 7199.558 | 8102301 | no | no |  |  | no |  |  | 1383389.588 | 15376470.711 |  | -1
node_8102301_200845284 |  |  | PQ | ABCN | 7199.558 | 8102301 | no | no |  |  | no |  |  | 1383222.528 | 15376553.413 |  | -1
node_8102301_200845285 |  |  | PQ | ABCN | 7199.558 | 8102301 | no | no |  |  | no |  |  | 1383046.84 | 15376636.079 |  | -1
node_8102301_200845287 |  |  | PQ | ABCN | 7199.558 | 8102301 | no | no |  |  | no |  |  | 1382817.787 | 15376679.692 |  | -1
node_8102301_200845288 |  |  | PQ | ABCN | 7199.558 | 8102301 | no | no |  |  | no |  |  | 1382645.018 | 15376784.65 |  | -1
node_8102301_200845289 |  |  | PQ | ABCN | 7199.558 | 8102301 | no | no |  |  | no |  |  | 1382467.843 | 15376729.225 |  | -1
node_8102301_200845290 |  |  | PQ | ABCN | 7199.558 | 8102301 | no | no |  |  | no |  |  | 1382275.621 | 15376704.673 |  | -1
node_8102301_200845291 |  |  | PQ | ABCN | 7199.558 | 8102301 | no | no |  |  | no |  |  | 1382080.507 | 15376689.549 |  | -1
node_8102301_200845294 |  |  | PQ | ABCN | 7199.558 | 8102301 | no | no |  |  | no |  |  | 1381874.736 | 15376664.95 |  | -1
node_8102301_200845296 |  |  | PQ | ABCN | 7199.558 | 8102301 | no | no |  |  | no |  |  | 1410058.096 | 15381952.223 |  | -1
node_8102301_200845297 |  |  | PQ | ABCN | 7199.558 | 8102301 | no | no |  |  | no |  |  | 1409817.958 | 15381905.045 |  | -1
node_8102301_200845298 |  |  | PQ | ABCN | 7199.558 | 8102301 | no | no |  |  | no |  |  | 1409577.324 | 15381856.847 |  | -1
node_8102301_200845299 |  |  | PQ | ABCN | 7199.558 | 8102301 | no | no |  |  | no |  |  | 1409330.948 | 15381813.679 |  | -1
node_8102301_200845302 |  |  | PQ | ABCN | 7199.558 | 8102301 | no | no |  |  | no |  |  | 1409184.278 | 15381836.867 |  | -1
node_8102301_200845303 |  |  | PQ | ABCN | 7199.558 | 8102301 | no | no |  |  | no |  |  | 1408950.968 | 15381882.074 |  | -1
node_8102301_200845304 |  |  | PQ | AN | 7199.558 | 8102301 | no | no |  |  | no |  |  | 1408969.348 | 15381692.953 |  | -1
node_8102301_200845305 |  |  | PQ | ABCN | 7199.558 | 8102301 | no | no |  |  | no |  |  | 1408735.191 | 15381762.381 |  | -1
node_8102301_200845307 |  |  | PQ | ABCN | 7199.558 | 8102301 | no | no |  |  | no |  |  | 1408554.013 | 15381661.118 |  | -1
node_8102301_200845308 |  |  | PQ | ABCN | 7199.558 | 8102301 | no | no |  |  | no |  |  | 1408294.365 | 15381608.806 |  | -1
node_8102301_200845309 |  |  | PQ | ABCN | 7199.558 | 8102301 | no | no |  |  | no |  |  | 1408010.057 | 15381552.684 |  | -1
node_8102301_200845310 |  |  | PQ | ABCN | 7199.558 | 8102301 | no | no |  |  | no |  |  | 1407815.038 | 15381523.317 |  | -1
node_8102301_200845312 |  |  | PQ | ABCN | 7199.558 | 8102301 | no | no |  |  | no |  |  | 1407604.028 | 15381477.802 |  | -1
node_8102301_200845313 |  |  | PQ | ABCN | 7199.558 | 8102301 | no | no |  |  | no |  |  | 1407376.732 | 15381442.537 |  | -1
node_8102301_200845314 |  |  | PQ | AN | 7199.558 | 8102301 | no | no |  |  | no |  |  | 1407349.635 | 15381683.131 |  | -1
node_8102301_200845315 |  |  | PQ | ABCN | 7199.558 | 8102301 | no | no |  |  | no |  |  | 1407127.551 | 15381413.525 |  | -1
node_8102301_200845316 |  |  | PQ | ABCN | 7199.558 | 8102301 | no | no |  |  | no |  |  | 1406938.482 | 15381415.318 |  | -1
node_8102301_200845319 |  |  | PQ | ABCN | 7199.558 | 8102301 | no | no |  |  | no |  |  | 1406730.239 | 15381373.247 |  | -1
node_8102301_200845320 |  |  | PQ | ABCN | 7199.558 | 8102301 | no | no |  |  | no |  |  | 1406460.914 | 15381410.418 |  | -1
node_8102301_200845322 |  |  | PQ | ABCN | 7199.558 | 8102301 | no | no |  |  | no |  |  | 1406312.123 | 15381249.663 |  | -1
node_8102301_200845323 |  |  | PQ | ABCN | 7199.558 | 8102301 | no | no |  |  | no |  |  | 1406104.579 | 15381157.775 |  | -1
node_8102301_200845324 |  |  | PQ | ABCN | 7199.558 | 8102301 | no | no |  |  | no |  |  | 1405868.23 | 15381072.425 |  | -1
node_8102301_200845325 |  |  | PQ | ABCN | 7199.558 | 8102301 | no | no |  |  | no |  |  | 1405646.051 | 15380986.06 |  | -1
node_8102301_200845326 |  |  | PQ | ABCN | 7199.558 | 8102301 | no | no |  |  | no |  |  | 1405418.777 | 15380901.431 |  | -1
node_8102301_200845327 |  |  | PQ | AN | 7199.558 | 8102301 | no | no |  |  | no |  |  | 1405320.102 | 15381093.262 |  | -1
node_8102301_200845328 |  |  | PQ | ABCN | 7199.558 | 8102301 | no | no |  |  | no |  |  | 1405190.849 | 15380922.031 |  | -1
node_8102301_200845329 |  |  | PQ | ABCN | 7199.558 | 8102301 | no | no |  |  | no |  |  | 1404926.124 | 15380894.626 |  | -1
node_8102301_200845330 |  |  | PQ | AN | 7199.558 | 8102301 | no | no |  |  | no |  |  | 1404948.134 | 15380703.996 |  | -1
node_8102301_200845331 |  |  | PQ | ABCN | 7199.558 | 8102301 | no | no |  |  | no |  |  | 1404666.926 | 15380866.634 |  | -1
node_8102301_200845332 |  |  | PQ | ABCN | 7199.558 | 8102301 | no | no |  |  | no |  |  | 1404390.748 | 15380841.149 |  | -1
node_8102301_200845333 |  |  | PQ | ABCN | 7199.558 | 8102301 | no | no |  |  | no |  |  | 1404119.867 | 15380815.691 |  | -1
node_8102301_200845334 |  |  | PQ | ABCN | 7199.558 | 8102301 | no | no |  |  | no |  |  | 1403942.839 | 15380772.939 |  | -1
node_8102301_200845335 |  |  | PQ | ABCN | 7199.558 | 8102301 | no | no |  |  | no |  |  | 1403724.854 | 15380650.841 |  | -1
node_8102301_200845337 |  |  | PQ | ABCN | 7199.558 | 8102301 | no | no |  |  | no |  |  | 1403535.789 | 15380503.323 |  | -1
node_8102301_200845338 |  |  | PQ | AN | 7199.558 | 8102301 | no | no |  |  | no |  |  | 1403622.887 | 15380532.591 |  | -1
node_8102301_200845339 |  |  | PQ | ABCN | 7199.558 | 8102301 | no | no |  |  | no |  |  | 1403292.715 | 15380400.171 |  | -1
node_8102301_200845340 |  |  | PQ | ABCN | 7199.558 | 8102301 | no | no |  |  | no |  |  | 1403050.772 | 15380299.578 |  | -1
node_8102301_200845344 |  |  | PQ | ABCN | 7199.558 | 8102301 | no | no |  |  | no |  |  | 1402480.778 | 15380107.525 |  | -1
node_8102301_200845346 |  |  | PQ | ABCN | 7199.558 | 8102301 | no | no |  |  | no |  |  | 1402317.681 | 15380139.077 |  | -1
node_8102301_200845348 |  |  | PQ | ABCN | 7199.558 | 8102301 | no | no |  |  | no |  |  | 1402138.496 | 15380111.68 |  | -1
node_8102301_200845349 |  |  | PQ | ABCN | 7199.558 | 8102301 | no | no |  |  | no |  |  | 1401966.656 | 15380082.52 |  | -1
node_8102301_200845352 |  |  | PQ | ABCN | 7199.558 | 8102301 | no | no |  |  | no |  |  | 1401760.382 | 15380050.891 |  | -1
node_8102301_200845353 |  |  | PQ | ABCN | 7199.558 | 8102301 | no | no |  |  | no |  |  | 1401540.79 | 15379964.675 |  | -1
node_8102301_200845356 |  |  | PQ | ABCN | 7199.558 | 8102301 | no | no |  |  | no |  |  | 1401383.573 | 15379987.182 |  | -1
node_8102301_200845357 |  |  | PQ | ABCN | 7199.558 | 8102301 | no | no |  |  | no |  |  | 1401187.333 | 15379927.234 |  | -1
node_8102301_200845358 |  |  | PQ | ABCN | 7199.558 | 8102301 | no | no |  |  | no |  |  | 1400987.247 | 15379824.779 |  | -1
node_8102301_200845359 |  |  | PQ | ABCN | 7199.558 | 8102301 | no | no |  |  | no |  |  | 1400742.616 | 15379856.016 |  | -1
node_8102301_200845360 |  |  | PQ | ABCN | 7199.558 | 8102301 | no | no |  |  | no |  |  | 1400516.842 | 15379796.086 |  | -1
node_8102301_200845362 |  |  | PQ | ABCN | 7199.558 | 8102301 | no | no |  |  | no |  |  | 1400324.429 | 15379753.549 |  | -1
node_8102301_200845363 |  |  | PQ | ABCN | 7199.558 | 8102301 | no | no |  |  | no |  |  | 1400188.491 | 15379673.996 |  | -1
node_8102301_200845364 |  |  | PQ | ABCN | 7199.558 | 8102301 | no | no |  |  | no |  |  | 1400013.787 | 15379574.163 |  | -1
node_8102301_200845366 |  |  | PQ | ABCN | 7199.558 | 8102301 | no | no |  |  | no |  |  | 1399864.531 | 15379552.554 |  | -1
node_8102301_200845367 |  |  | PQ | ABCN | 7199.558 | 8102301 | no | no |  |  | no |  |  | 1399642.433 | 15379533.994 |  | -1
node_8102301_200845369 |  |  | PQ | AN | 7199.558 | 8102301 | no | no |  |  | no |  |  | 1399392.888 | 15379432.974 |  | -1
node_8102301_200845371 |  |  | PQ | ABCN | 7199.558 | 8102301 | no | no |  |  | no |  |  | 1399606.114 | 15379675.828 |  | -1
node_8102301_200845372 |  |  | PQ | ABCN | 7199.558 | 8102301 | no | no |  |  | no |  |  | 1399385.126 | 15379843.622 |  | -1
node_8102301_200845373 |  |  | PQ | ABCN | 7199.558 | 8102301 | no | no |  |  | no |  |  | 1399122.717 | 15380044.578 |  | -1
node_8102301_200845374 |  |  | PQ | ABCN | 7199.558 | 8102301 | no | no |  |  | no |  |  | 1398859.958 | 15380245.439 |  | -1
node_8102301_200845375 |  |  | PQ | ABCN | 7199.558 | 8102301 | no | no |  |  | no |  |  | 1398640.442 | 15380419.112 |  | -1
node_8102301_200845376 |  |  | PQ | ABCN | 7199.558 | 8102301 | no | no |  |  | no |  |  | 1398535.265 | 15380496.964 |  | -1
node_8102301_200845377 |  |  | PQ | ABCN | 7199.558 | 8102301 | no | no |  |  | no |  |  | 1398265.814 | 15380703.068 |  | -1
node_8102301_200845378 |  |  | PQ | ABCN | 7199.558 | 8102301 | no | no |  |  | no |  |  | 1397990.954 | 15380767.854 |  | -1
node_8102301_200845379 |  |  | PQ | ABCN | 7199.558 | 8102301 | no | no |  |  | no |  |  | 1397758.695 | 15380812.554 |  | -1
node_8102301_200845380 |  |  | PQ | AN | 7199.558 | 8102301 | no | no |  |  | no |  |  | 1379321.193 | 15382147.695 |  | -1
node_8102301_200845381 |  |  | PQ | AN | 7199.558 | 8102301 | no | no |  |  | no |  |  | 1378618.39 | 15385076.822 |  | -1
node_8102301_200845383 |  |  | PQ | AD | 1001.678 | 8102301 | no | no |  |  | no |  |  | 1381716.873 | 15400301.036 |  | -1
node_8102301_200845384 |  |  | PQ | AN | 1001.678 | 8102301 | no | no |  |  | no |  |  | 1381766.696 | 15400497.845 |  | -1
node_8102301_200845386 |  |  | PQ | AD | 1001.678 | 8102301 | no | no |  |  | no |  |  | 1381805.723 | 15400666.29 |  | -1
node_8102301_200845387 |  |  | PQ | AD | 1001.678 | 8102301 | no | no |  |  | no |  |  | 1381837.834 | 15400810.123 |  | -1
node_8102301_200845388 |  |  | PQ | AN | 1001.678 | 8102301 | no | no |  |  | no |  |  | 1381806.519 | 15400940.39 |  | -1
node_8102301_200845392 |  |  | PQ | AN | 1001.678 | 8102301 | no | no |  |  | no |  |  | 1381988.374 | 15401130.881 |  | -1
node_8102301_200845394 |  |  | PQ | AD | 1001.678 | 8102301 | no | no |  |  | no |  |  | 1382087.229 | 15401305.655 |  | -1
node_8102301_200845395 |  |  | PQ | AN | 1001.678 | 8102301 | no | no |  |  | no |  |  | 1382176.867 | 15401454.299 |  | -1
node_8102301_200845396 |  |  | PQ | AN | 1001.678 | 8102301 | no | no |  |  | no |  |  | 1382388.167 | 15401839.357 |  | -1
node_8102301_200845397 |  |  | PQ | AD | 1001.678 | 8102301 | no | no |  |  | no |  |  | 1382449.841 | 15401954.616 |  | -1
node_8102301_200845398 |  |  | PQ | AN | 1001.678 | 8102301 | no | no |  |  | no |  |  | 1382587.187 | 15402189.036 |  | -1
node_8102301_200845399 |  |  | PQ | AN | 1001.678 | 8102301 | no | no |  |  | no |  |  | 1382721.968 | 15402420.754 |  | -1
node_8102301_200845400 |  |  | PQ | AN | 1001.678 | 8102301 | no | no |  |  | no |  |  | 1382959.696 | 15402463.009 |  | -1
node_8102301_200845401 |  |  | PQ | AN | 1001.678 | 8102301 | no | no |  |  | no |  |  | 1383149.187 | 15402643.53 |  | -1
node_8102301_200845402 |  |  | PQ | AN | 1001.678 | 8102301 | no | no |  |  | no |  |  | 1383266.95 | 15402758.601 |  | -1
node_8102301_200845404 |  |  | PQ | AN | 1001.678 | 8102301 | no | no |  |  | no |  |  | 1383488.256 | 15403045.515 |  | -1
node_8102301_200845405 |  |  | PQ | AN | 1001.678 | 8102301 | no | no |  |  | no |  |  | 1383698.46 | 15402828.009 |  | -1
node_8102301_200845406 |  |  | PQ | AN | 1001.678 | 8102301 | no | no |  |  | no |  |  | 1383847.962 | 15402685.396 |  | -1
node_8102301_200845407 |  |  | PQ | AD | 1001.678 | 8102301 | no | no |  |  | no |  |  | 1384024.868 | 15402775.632 |  | -1
node_8102301_200845408 |  |  | PQ | AN | 1001.678 | 8102301 | no | no |  |  | no |  |  | 1384242.579 | 15402898.195 |  | -1
node_8102301_200845409 |  |  | PQ | AN | 1001.678 | 8102301 | no | no |  |  | no |  |  | 1383585.341 | 15403240.42 |  | -1
node_8102301_200845413 |  |  | PQ | AD | 1001.678 | 8102301 | no | no |  |  | no |  |  | 1383730.632 | 15403524.755 |  | -1
node_8102301_200845414 |  |  | PQ | AN | 1001.678 | 8102301 | no | no |  |  | no |  |  | 1383891.33 | 15403818.876 |  | -1
node_8102301_200845415 |  |  | PQ | AD | 1001.678 | 8102301 | no | no |  |  | no |  |  | 1383983.324 | 15403975.706 |  | -1
node_8102301_200845417 |  |  | PQ | AD | 1001.678 | 8102301 | no | no |  |  | no |  |  | 1383885.532 | 15404078.935 |  | -1
node_8102301_200845418 |  |  | PQ | AD | 1001.678 | 8102301 | no | no |  |  | no |  |  | 1384009.678 | 15404423.332 |  | -1
node_8102301_200845419 |  |  | PQ | AN | 1001.678 | 8102301 | no | no |  |  | no |  |  | 1384130.2 | 15404233.013 |  | -1
node_8102301_200845420 |  |  | PQ | AD | 1001.678 | 8102301 | no | no |  |  | no |  |  | 1384181.785 | 15404737.254 |  | -1
node_8102301_200845421 |  |  | PQ | AN | 1001.678 | 8102301 | no | no |  |  | no |  |  | 1384295.9 | 15405136.908 |  | -1
node_8102301_200845423 |  |  | PQ | AD | 1001.678 | 8102301 | no | no |  |  | no |  |  | 1384130.189 | 15404891.151 |  | -1
node_8102301_200845424 |  |  | PQ | AD | 1001.678 | 8102301 | no | no |  |  | no |  |  | 1384328.492 | 15404908.309 |  | -1
node_8102301_200845425 |  |  | PQ | AN | 1001.678 | 8102301 | no | no |  |  | no |  |  | 1384579.375 | 15405059.709 |  | -1
node_8102301_200845426 |  |  | PQ | AN | 1001.678 | 8102301 | no | no |  |  | no |  |  | 1384698.831 | 15405284.129 |  | -1
node_8102301_200845427 |  |  | PQ | AD | 1001.678 | 8102301 | no | no |  |  | no |  |  | 1384844.922 | 15405562.848 |  | -1
node_8102301_200845428 |  |  | PQ | AN | 1001.678 | 8102301 | no | no |  |  | no |  |  | 1384634.546 | 15405672.89 |  | -1
node_8102301_200845429 |  |  | PQ | AN | 1001.678 | 8102301 | no | no |  |  | no |  |  | 1385019.568 | 15405243.618 |  | -1
node_8102301_200845430 |  |  | PQ | AN | 1001.678 | 8102301 | no | no |  |  | no |  |  | 1384906.343 | 15405678.233 |  | -1
node_8102301_200845431 |  |  | PQ | AN | 1001.678 | 8102301 | no | no |  |  | no |  |  | 1385033.67 | 15405922.036 |  | -1
node_8102301_200845433 |  |  | PQ | AD | 1001.678 | 8102301 | no | no |  |  | no |  |  | 1385136.462 | 15406099.198 |  | -1
node_8102301_200845434 |  |  | PQ | AN | 1001.678 | 8102301 | no | no |  |  | no |  |  | 1385312.234 | 15405977.697 |  | -1
node_8102301_200845435 |  |  | PQ | AN | 1001.678 | 8102301 | no | no |  |  | no |  |  | 1385263.461 | 15406335.091 |  | -1
node_8102301_200845439 |  |  | PQ | ABN | 7199.558 | 8102301 | no | no |  |  | no |  |  | 1380155.658 | 15379077.739 |  | -1
node_8102301_200845440 |  |  | PQ | ABN | 7199.558 | 8102301 | no | no |  |  | no |  |  | 1380177.689 | 15379315.68 |  | -1
node_8102301_200845441 |  |  | PQ | ABN | 7199.558 | 8102301 | no | no |  |  | no |  |  | 1380205.889 | 15379519.239 |  | -1
node_8102301_200845442 |  |  | PQ | ABN | 7199.558 | 8102301 | no | no |  |  | no |  |  | 1380234.378 | 15379794.979 |  | -1
node_8102301_200845443 |  |  | PQ | ABN | 7199.558 | 8102301 | no | no |  |  | no |  |  | 1380263.187 | 15380068.364 |  | -1
node_8102301_200845444 |  |  | PQ | ABN | 7199.558 | 8102301 | no | no |  |  | no |  |  | 1380294.54 | 15380334.721 |  | -1
node_8102301_200845445 |  |  | PQ | ABN | 7199.558 | 8102301 | no | no |  |  | no |  |  | 1380324.388 | 15380598.227 |  | -1
node_8102301_200845446 |  |  | PQ | ABN | 7199.558 | 8102301 | no | no |  |  | no |  |  | 1380358.865 | 15380914.774 |  | -1
node_8102301_200845447 |  |  | PQ | ABN | 7199.558 | 8102301 | no | no |  |  | no |  |  | 1380229.465 | 15381230.445 |  | -1
node_8102301_200845448 |  |  | PQ | ABN | 7199.558 | 8102301 | no | no |  |  | no |  |  | 1380130.371 | 15381443.822 |  | -1
node_8102301_200845449 |  |  | PQ | ABN | 7199.558 | 8102301 | no | no |  |  | no |  |  | 1380041.515 | 15381689.549 |  | -1
node_8102301_200845450 |  |  | PQ | ABN | 7199.558 | 8102301 | no | no |  |  | no |  |  | 1379890.651 | 15381591.764 |  | -1
node_8102301_200845451 |  |  | PQ | ABN | 7199.558 | 8102301 | no | no |  |  | no |  |  | 1379562.092 | 15381368.631 |  | -1
node_8102301_200845453 |  |  | PQ | ABN | 7199.558 | 8102301 | no | no |  |  | no |  |  | 1379941.793 | 15381932.464 |  | -1
node_8102301_200845454 |  |  | PQ | ABN | 7199.558 | 8102301 | no | no |  |  | no |  |  | 1379874.427 | 15382104.372 |  | -1
node_8102301_200845455 |  |  | PQ | ABN | 7199.558 | 8102301 | no | no |  |  | no |  |  | 1379751.72 | 15382381.475 |  | -1
node_8102301_200845456 |  |  | PQ | AN | 7199.558 | 8102301 | no | no |  |  | no |  |  | 1379541.093 | 15382262.561 |  | -1
node_8102301_200845457 |  |  | PQ | ABN | 7199.558 | 8102301 | no | no |  |  | no |  |  | 1379695.133 | 15382519.953 |  | -1
node_8102301_200845458 |  |  | PQ | ABN | 7199.558 | 8102301 | no | no |  |  | no |  |  | 1379628.469 | 15382762.93 |  | -1
node_8102301_200845459 |  |  | PQ | ABN | 7199.558 | 8102301 | no | no |  |  | no |  |  | 1379551.295 | 15383007.29 |  | -1
node_8102301_200845460 |  |  | PQ | AN | 7199.558 | 8102301 | no | no |  |  | no |  |  | 1379316.149 | 15382959.289 |  | -1
node_8102301_200845461 |  |  | PQ | AN | 7199.558 | 8102301 | no | no |  |  | no |  |  | 1379214.512 | 15382929.624 |  | -1
node_8102301_200845462 |  |  | PQ | AN | 7199.558 | 8102301 | no | no |  |  | no |  |  | 1378847.903 | 15382862.141 |  | -1
node_8102301_200845463 |  |  | PQ | ABN | 7199.558 | 8102301 | no | no |  |  | no |  |  | 1379518.438 | 15383119.232 |  | -1
node_8102301_200845464 |  |  | PQ | ABN | 7199.558 | 8102301 | no | no |  |  | no |  |  | 1379495.713 | 15383257.034 |  | -1
node_8102301_200845465 |  |  | PQ | ABN | 7199.558 | 8102301 | no | no |  |  | no |  |  | 1379409.09 | 15383487.913 |  | -1
node_8102301_200845466 |  |  | PQ | AN | 7199.558 | 8102301 | no | no |  |  | no |  |  | 1379251.583 | 15383482.038 |  | -1
node_8102301_200845467 |  |  | PQ | AN | 7199.558 | 8102301 | no | no |  |  | no |  |  | 1379078.835 | 15383472.396 |  | -1
node_8102301_200845468 |  |  | PQ | AN | 7199.558 | 8102301 | no | no |  |  | no |  |  | 1379064.421 | 15383599.515 |  | -1
node_8102301_200845469 |  |  | PQ | AN | 7199.558 | 8102301 | no | no |  |  | no |  |  | 1378786.206 | 15383499.955 |  | -1
node_8102301_200845472 |  |  | PQ | ABN | 7199.558 | 8102301 | no | no |  |  | no |  |  | 1379296.931 | 15383840.122 |  | -1
node_8102301_200845473 |  |  | PQ | ABN | 7199.558 | 8102301 | no | no |  |  | no |  |  | 1379192.574 | 15384207.159 |  | -1
node_8102301_200845475 |  |  | PQ | AN | 7199.558 | 8102301 | no | no |  |  | no |  |  | 1379130.358 | 15383941.11 |  | -1
node_8102301_200845476 |  |  | PQ | ABN | 7199.558 | 8102301 | no | no |  |  | no |  |  | 1379075.593 | 15384553.513 |  | -1
node_8102301_200845477 |  |  | PQ | AN | 7199.558 | 8102301 | no | no |  |  | no |  |  | 1379337.74 | 15384796.236 |  | -1
node_8102301_200845478 |  |  | PQ | AN | 7199.558 | 8102301 | no | no |  |  | no |  |  | 1379583.52 | 15385031.72 |  | -1
node_8102301_200845479 |  |  | PQ | ABN | 7199.558 | 8102301 | no | no |  |  | no |  |  | 1379006.857 | 15384787.743 |  | -1
node_8102301_200845480 |  |  | PQ | ABN | 7199.558 | 8102301 | no | no |  |  | no |  |  | 1378924.688 | 15385085.305 |  | -1
node_8102301_200845481 |  |  | PQ | ABN | 7199.558 | 8102301 | no | no |  |  | no |  |  | 1378836.933 | 15385373.258 |  | -1
node_8102301_200845482 |  |  | PQ | ABN | 7199.558 | 8102301 | no | no |  |  | no |  |  | 1378745.636 | 15385686.207 |  | -1
node_8102301_200845483 |  |  | PQ | ABN | 7199.558 | 8102301 | no | no |  |  | no |  |  | 1378678.805 | 15385891.885 |  | -1
node_8102301_200845485 |  |  | PQ | ABN | 7199.558 | 8102301 | no | no |  |  | no |  |  | 1378564.584 | 15386266.341 |  | -1
node_8102301_200845486 |  |  | PQ | ABN | 7199.558 | 8102301 | no | no |  |  | no |  |  | 1378485.898 | 15386575.219 |  | -1
node_8102301_200845487 |  |  | PQ | AN | 1001.678 | 8102301 | no | no |  |  | no |  |  | 1378427.898 | 15386835.548 |  | -1
node_8102301_200845488 |  |  | PQ | AN | 1001.678 | 8102301 | no | no |  |  | no |  |  | 1378342.779 | 15387064.933 |  | -1
node_8102301_200845489 |  |  | PQ | AN | 1001.678 | 8102301 | no | no |  |  | no |  |  | 1378424.632 | 15387207.101 |  | -1
node_8102301_200845490 |  |  | PQ | AD | 1001.678 | 8102301 | no | no |  |  | no |  |  | 1378459.063 | 15387414.226 |  | -1
node_8102301_200845491 |  |  | PQ | AD | 1001.678 | 8102301 | no | no |  |  | no |  |  | 1378468.675 | 15387604.142 |  | -1
node_8102301_200845492 |  |  | PQ | AN | 1001.678 | 8102301 | no | no |  |  | no |  |  | 1378326.971 | 15387637.554 |  | -1
node_8102301_200845493 |  |  | PQ | AD | 1001.678 | 8102301 | no | no |  |  | no |  |  | 1378488.048 | 15387809.811 |  | -1
node_8102301_200845494 |  |  | PQ | AN | 1001.678 | 8102301 | no | no |  |  | no |  |  | 1378788.574 | 15387789.425 |  | -1
node_8102301_200845495 |  |  | PQ | AD | 1001.678 | 8102301 | no | no |  |  | no |  |  | 1378552.328 | 15388022.531 |  | -1
node_8102301_200845496 |  |  | PQ | AD | 1001.678 | 8102301 | no | no |  |  | no |  |  | 1378577.701 | 15388256.074 |  | -1
node_8102301_200845497 |  |  | PQ | AD | 1001.678 | 8102301 | no | no |  |  | no |  |  | 1378599.321 | 15388525.894 |  | -1
node_8102301_200845498 |  |  | PQ | AD | 1001.678 | 8102301 | no | no |  |  | no |  |  | 1378620.514 | 15388797.853 |  | -1
node_8102301_200845499 |  |  | PQ | AD | 1001.678 | 8102301 | no | no |  |  | no |  |  | 1378641.075 | 15389042.465 |  | -1
node_8102301_200845500 |  |  | PQ | AD | 1001.678 | 8102301 | no | no |  |  | no |  |  | 1378660.743 | 15389316.34 |  | -1
node_8102301_200845501 |  |  | PQ | AD | 1001.678 | 8102301 | no | no |  |  | no |  |  | 1379036.362 | 15389369.317 |  | -1
node_8102301_200845502 |  |  | PQ | AD | 1001.678 | 8102301 | no | no |  |  | no |  |  | 1379285.851 | 15389400.848 |  | -1
node_8102301_200845503 |  |  | PQ | AD | 1001.678 | 8102301 | no | no |  |  | no |  |  | 1379708.319 | 15389457.439 |  | -1
node_8102301_200845504 |  |  | PQ | AN | 1001.678 | 8102301 | no | no |  |  | no |  |  | 1380020.775 | 15389508.177 |  | -1
node_8102301_200845505 |  |  | PQ | AD | 1001.678 | 8102301 | no | no |  |  | no |  |  | 1378708.661 | 15389631.221 |  | -1
node_8102301_200845506 |  |  | PQ | AD | 1001.678 | 8102301 | no | no |  |  | no |  |  | 1378509.55 | 15389665.721 |  | -1
node_8102301_200845507 |  |  | PQ | AD | 1001.678 | 8102301 | no | no |  |  | no |  |  | 1378537.771 | 15389867.738 |  | -1
node_8102301_200845508 |  |  | PQ | AD | 1001.678 | 8102301 | no | no |  |  | no |  |  | 1378561.442 | 15390087.384 |  | -1
node_8102301_200845509 |  |  | PQ | AD | 1001.678 | 8102301 | no | no |  |  | no |  |  | 1378602.448 | 15390306.594 |  | -1
node_8102301_200845510 |  |  | PQ | AN | 1001.678 | 8102301 | no | no |  |  | no |  |  | 1378649.841 | 15390527.871 |  | -1
node_8102301_200845512 |  |  | PQ | AD | 1001.678 | 8102301 | no | no |  |  | no |  |  | 1378699.757 | 15390781.611 |  | -1
node_8102301_200845513 |  |  | PQ | AN | 1001.678 | 8102301 | no | no |  |  | no |  |  | 1378743.221 | 15391016.048 |  | -1
node_8102301_200845515 |  |  | PQ | AD | 1001.678 | 8102301 | no | no |  |  | no |  |  | 1378752.238 | 15391266.232 |  | -1
node_8102301_200845516 |  |  | PQ | AD | 1001.678 | 8102301 | no | no |  |  | no |  |  | 1378755.322 | 15391543.099 |  | -1
node_8102301_200845517 |  |  | PQ | AN | 1001.678 | 8102301 | no | no |  |  | no |  |  | 1378862.691 | 15391460.204 |  | -1
node_8102301_200845521 |  |  | PQ | AN | 1001.678 | 8102301 | no | no |  |  | no |  |  | 1378762.252 | 15391789.224 |  | -1
node_8102301_200845523 |  |  | PQ | AD | 1001.678 | 8102301 | no | no |  |  | no |  |  | 1378766.666 | 15392052.285 |  | -1
node_8102301_200845524 |  |  | PQ | AD | 1001.678 | 8102301 | no | no |  |  | no |  |  | 1378774.303 | 15392318.071 |  | -1
node_8102301_200845525 |  |  | PQ | AN | 1001.678 | 8102301 | no | no |  |  | no |  |  | 1378890.494 | 15392454.936 |  | -1
node_8102301_200845526 |  |  | PQ | AD | 1001.678 | 8102301 | no | no |  |  | no |  |  | 1378954.113 | 15392709.819 |  | -1
node_8102301_200845527 |  |  | PQ | AD | 1001.678 | 8102301 | no | no |  |  | no |  |  | 1379007.826 | 15392916.965 |  | -1
node_8102301_200845528 |  |  | PQ | AD | 1001.678 | 8102301 | no | no |  |  | no |  |  | 1379049.08 | 15393126.411 |  | -1
node_8102301_200845529 |  |  | PQ | AD | 1001.678 | 8102301 | no | no |  |  | no |  |  | 1379094.938 | 15393307.404 |  | -1
node_8102301_200845530 |  |  | PQ | AD | 1001.678 | 8102301 | no | no |  |  | no |  |  | 1379122.092 | 15393458.575 |  | -1
node_8102301_200845531 |  |  | PQ | AD | 1001.678 | 8102301 | no | no |  |  | no |  |  | 1379233.755 | 15393673.556 |  | -1
node_8102301_200845532 |  |  | PQ | AD | 1001.678 | 8102301 | no | no |  |  | no |  |  | 1379335.452 | 15393887.048 |  | -1
node_8102301_200845533 |  |  | PQ | AD | 1001.678 | 8102301 | no | no |  |  | no |  |  | 1379404.532 | 15394289.435 |  | -1
node_8102301_200845534 |  |  | PQ | AN | 1001.678 | 8102301 | no | no |  |  | no |  |  | 1379616.729 | 15394285.353 |  | -1
node_8102301_200845535 |  |  | PQ | AN | 1001.678 | 8102301 | no | no |  |  | no |  |  | 1379457.86 | 15394625.585 |  | -1
node_8102301_200845537 |  |  | PQ | AD | 1001.678 | 8102301 | no | no |  |  | no |  |  | 1379362.467 | 15394554.777 |  | -1
node_8102301_200845538 |  |  | PQ | AN | 1001.678 | 8102301 | no | no |  |  | no |  |  | 1379257.377 | 15394363.941 |  | -1
node_8102301_200845539 |  |  | PQ | AN | 1001.678 | 8102301 | no | no |  |  | no |  |  | 1379483.613 | 15394895.735 |  | -1
node_8102301_200845540 |  |  | PQ | AN | 1001.678 | 8102301 | no | no |  |  | no |  |  | 1379653.798 | 15394957.806 |  | -1
node_8102301_200845541 |  |  | PQ | AN | 1001.678 | 8102301 | no | no |  |  | no |  |  | 1379943.918 | 15394847.697 |  | -1
node_8102301_200845542 |  |  | PQ | AN | 1001.678 | 8102301 | no | no |  |  | no |  |  | 1380230.218 | 15394720.711 |  | -1
node_8102301_200845543 |  |  | PQ | AD | 1001.678 | 8102301 | no | no |  |  | no |  |  | 1380530.654 | 15394595.406 |  | -1
node_8102301_200845544 |  |  | PQ | AN | 1001.678 | 8102301 | no | no |  |  | no |  |  | 1380794.102 | 15394480.659 |  | -1
node_8102301_200845545 |  |  | PQ | AN | 1001.678 | 8102301 | no | no |  |  | no |  |  | 1381051.598 | 15394376.383 |  | -1
node_8102301_200845549 |  |  | PQ | AD | 1001.678 | 8102301 | no | no |  |  | no |  |  | 1379746.85 | 15395157.613 |  | -1
node_8102301_200845550 |  |  | PQ | AN | 1001.678 | 8102301 | no | no |  |  | no |  |  | 1379843.034 | 15395364.596 |  | -1
node_8102301_200845551 |  |  | PQ | AN | 1001.678 | 8102301 | no | no |  |  | no |  |  | 1379888.106 | 15395575.269 |  | -1
node_8102301_200845552 |  |  | PQ | AN | 1001.678 | 8102301 | no | no |  |  | no |  |  | 1380036.693 | 15395868.046 |  | -1
node_8102301_200845553 |  |  | PQ | AD | 1001.678 | 8102301 | no | no |  |  | no |  |  | 1380248.138 | 15396015.712 |  | -1
node_8102301_200845554 |  |  | PQ | AN | 1001.678 | 8102301 | no | no |  |  | no |  |  | 1380368.372 | 15396253.814 |  | -1
node_8102301_200845555 |  |  | PQ | AD | 1001.678 | 8102301 | no | no |  |  | no |  |  | 1380510.918 | 15396542.912 |  | -1
node_8102301_200845556 |  |  | PQ | AD | 1001.678 | 8102301 | no | no |  |  | no |  |  | 1380636.007 | 15396753.945 |  | -1
node_8102301_200845557 |  |  | PQ | AN | 1001.678 | 8102301 | no | no |  |  | no |  |  | 1380723.075 | 15397030.352 |  | -1
node_8102301_200845559 |  |  | PQ | AD | 1001.678 | 8102301 | no | no |  |  | no |  |  | 1380699.368 | 15397248.196 |  | -1
node_8102301_200845560 |  |  | PQ | AN | 1001.678 | 8102301 | no | no |  |  | no |  |  | 1380858.386 | 15397420.501 |  | -1
node_8102301_200845562 |  |  | PQ | AD | 1001.678 | 8102301 | no | no |  |  | no |  |  | 1380900.339 | 15397620.566 |  | -1
node_8102301_200845563 |  |  | PQ | AN | 1001.678 | 8102301 | no | no |  |  | no |  |  | 1380948.548 | 15397804.375 |  | -1
node_8102301_200845564 |  |  | PQ | AN | 1001.678 | 8102301 | no | no |  |  | no |  |  | 1381001.246 | 15398018.314 |  | -1
node_8102301_200845566 |  |  | PQ | AN | 1001.678 | 8102301 | no | no |  |  | no |  |  | 1381061.275 | 15398248.151 |  | -1
node_8102301_200845568 |  |  | PQ | AN | 1001.678 | 8102301 | no | no |  |  | no |  |  | 1381123.94 | 15398444.995 |  | -1
node_8102301_200845570 |  |  | PQ | AD | 1001.678 | 8102301 | no | no |  |  | no |  |  | 1381195.361 | 15398664.078 |  | -1
node_8102301_200845571 |  |  | PQ | AN | 1001.678 | 8102301 | no | no |  |  | no |  |  | 1381257.855 | 15398848.769 |  | -1
node_8102301_200845573 |  |  | PQ | AN | 1001.678 | 8102301 | no | no |  |  | no |  |  | 1381318.215 | 15399030.842 |  | -1
node_8102301_200845576 |  |  | PQ | AD | 1001.678 | 8102301 | no | no |  |  | no |  |  | 1381380.485 | 15399224.589 |  | -1
node_8102301_200845577 |  |  | PQ | AN | 1001.678 | 8102301 | no | no |  |  | no |  |  | 1381449.21 | 15399442.811 |  | -1
node_8102301_200845578 |  |  | PQ | AD | 1001.678 | 8102301 | no | no |  |  | no |  |  | 1381531.768 | 15399697.857 |  | -1
node_8102301_200845579 |  |  | PQ | AD | 1001.678 | 8102301 | no | no |  |  | no |  |  | 1381591.533 | 15399926.891 |  | -1
node_8102301_200845581 |  |  | PQ | AN | 1001.678 | 8102301 | no | no |  |  | no |  |  | 1381641.774 | 15400090.258 |  | -1
node_8102301_200845582 |  |  | PQ | AD | 1001.678 | 8102301 | no | no |  |  | no |  |  | 1382207.254 | 15401083.828 |  | -1
node_8102301_200845583 |  |  | PQ | AN | 1001.678 | 8102301 | no | no |  |  | no |  |  | 1386073.091 | 15401077.88 |  | -1
node_8102301_200845585 |  |  | PQ | AD | 1001.678 | 8102301 | no | no |  |  | no |  |  | 1386067.337 | 15401131.864 |  | -1
node_8102301_200845586 |  |  | PQ | AD | 1001.678 | 8102301 | no | no |  |  | no |  |  | 1386089.032 | 15401377.416 |  | -1
node_8102301_200845587 |  |  | PQ | AD | 1001.678 | 8102301 | no | no |  |  | no |  |  | 1386111.107 | 15401625.153 |  | -1
node_8102301_200845588 |  |  | PQ | AN | 1001.678 | 8102301 | no | no |  |  | no |  |  | 1386130.4 | 15401920.307 |  | -1
node_8102301_200845589 |  |  | PQ | AD | 1001.678 | 8102301 | no | no |  |  | no |  |  | 1386367.475 | 15401103.379 |  | -1
node_8102301_200845590 |  |  | PQ | AD | 1001.678 | 8102301 | no | no |  |  | no |  |  | 1386668.987 | 15401114.704 |  | -1
node_8102301_200845591 |  |  | PQ | AN | 1001.678 | 8102301 | no | no |  |  | no |  |  | 1386961.407 | 15401126.362 |  | -1
node_8102301_200845593 |  |  | PQ | AD | 1001.678 | 8102301 | no | no |  |  | no |  |  | 1387187.02 | 15401144.389 |  | -1
node_8102301_200845594 |  |  | PQ | AN | 1001.678 | 8102301 | no | no |  |  | no |  |  | 1382749.916 | 15400936.205 |  | -1
node_8102301_200845595 |  |  | PQ | AN | 1001.678 | 8102301 | no | no |  |  | no |  |  | 1382375.891 | 15400874.403 |  | -1
node_8102301_200845600 |  |  | PQ | AD | 1001.678 | 8102301 | no | no |  |  | no |  |  | 1383134.734 | 15400946.443 |  | -1
node_8102301_200845601 |  |  | PQ | AD | 1001.678 | 8102301 | no | no |  |  | no |  |  | 1383450.016 | 15400965.213 |  | -1
node_8102301_200845602 |  |  | PQ | AN | 1001.678 | 8102301 | no | no |  |  | no |  |  | 1383633.169 | 15400712.361 |  | -1
node_8102301_200845604 |  |  | PQ | AN | 1001.678 | 8102301 | no | no |  |  | no |  |  | 1383793.211 | 15400974.316 |  | -1
node_8102301_200845605 |  |  | PQ | AN | 1001.678 | 8102301 | no | no |  |  | no |  |  | 1384129.183 | 15400988.961 |  | -1
node_8102301_200845606 |  |  | PQ | AN | 1001.678 | 8102301 | no | no |  |  | no |  |  | 1384397.104 | 15400995.767 |  | -1
node_8102301_200845607 |  |  | PQ | AN | 1001.678 | 8102301 | no | no |  |  | no |  |  | 1384646.546 | 15400998.66 |  | -1
node_8102301_200845608 |  |  | PQ | AD | 1001.678 | 8102301 | no | no |  |  | no |  |  | 1384810.871 | 15400940.749 |  | -1
node_8102301_200845609 |  |  | PQ | AD | 1001.678 | 8102301 | no | no |  |  | no |  |  | 1384830.59 | 15400741.111 |  | -1
node_8102301_200845610 |  |  | PQ | AD | 1001.678 | 8102301 | no | no |  |  | no |  |  | 1384846.651 | 15400536.784 |  | -1
node_8102301_200845611 |  |  | PQ | AD | 1001.678 | 8102301 | no | no |  |  | no |  |  | 1385073.224 | 15400447.443 |  | -1
node_8102301_200845612 |  |  | PQ | AN | 1001.678 | 8102301 | no | no |  |  | no |  |  | 1385227.853 | 15400243.758 |  | -1
node_8102301_200845613 |  |  | PQ | AN | 1001.678 | 8102301 | no | no |  |  | no |  |  | 1385095.466 | 15400991.523 |  | -1
node_8102301_200845615 |  |  | PQ | AN | 1001.678 | 8102301 | no | no |  |  | no |  |  | 1385522.43 | 15401044.972 |  | -1
node_8102301_200845616 |  |  | PQ | AD | 1001.678 | 8102301 | no | no |  |  | no |  |  | 1385778.403 | 15401067.188 |  | -1
node_8102301_200845617 |  |  | PQ | AD | 1001.678 | 8102301 | no | no |  |  | no |  |  | 1403768.481 | 15388805.169 |  | -1
node_8102301_200845618 |  |  | PQ | AN | 1001.678 | 8102301 | no | no |  |  | no |  |  | 1403478.604 | 15388799.48 |  | -1
node_8102301_200845619 |  |  | PQ | AD | 1001.678 | 8102301 | no | no |  |  | no |  |  | 1403158.792 | 15388695.653 |  | -1
node_8102301_200845620 |  |  | PQ | AN | 1001.678 | 8102301 | no | no |  |  | no |  |  | 1399684.195 | 15389394.684 |  | -1
node_8102301_200845622 |  |  | PQ | AN | 1001.678 | 8102301 | no | no |  |  | no |  |  | 1399248.137 | 15389595.089 |  | -1
node_8102301_200845623 |  |  | PQ | AN | 1001.678 | 8102301 | no | no |  |  | no |  |  | 1402822.568 | 15388653.284 |  | -1
node_8102301_200845625 |  |  | PQ | AN | 1001.678 | 8102301 | no | no |  |  | no |  |  | 1402847.463 | 15388354.623 |  | -1
node_8102301_200845626 |  |  | PQ | AN | 1001.678 | 8102301 | no | no |  |  | no |  |  | 1402593.05 | 15388658.406 |  | -1
node_8102301_200845627 |  |  | PQ | AN | 1001.678 | 8102301 | no | no |  |  | no |  |  | 1402353.011 | 15388659.897 |  | -1
node_8102301_200845628 |  |  | PQ | AD | 1001.678 | 8102301 | no | no |  |  | no |  |  | 1402445.14 | 15388712.411 |  | -1
node_8102301_200845629 |  |  | PQ | AN | 1001.678 | 8102301 | no | no |  |  | no |  |  | 1402434.875 | 15388959.145 |  | -1
node_8102301_200845630 |  |  | PQ | AN | 1001.678 | 8102301 | no | no |  |  | no |  |  | 1402424.308 | 15389208.491 |  | -1
node_8102301_200845631 |  |  | PQ | AN | 1001.678 | 8102301 | no | no |  |  | no |  |  | 1402409.809 | 15389454.245 |  | -1
node_8102301_200845632 |  |  | PQ | AN | 1001.678 | 8102301 | no | no |  |  | no |  |  | 1401964.472 | 15388757.599 |  | -1
node_8102301_200845634 |  |  | PQ | AD | 1001.678 | 8102301 | no | no |  |  | no |  |  | 1401568.776 | 15388862.847 |  | -1
node_8102301_200845635 |  |  | PQ | AN | 1001.678 | 8102301 | no | no |  |  | no |  |  | 1401155.618 | 15388967.94 |  | -1
node_8102301_200845636 |  |  | PQ | AD | 1001.678 | 8102301 | no | no |  |  | no |  |  | 1400730.114 | 15388921.869 |  | -1
node_8102301_200845637 |  |  | PQ | AD | 1001.678 | 8102301 | no | no |  |  | no |  |  | 1400403.627 | 15389067.571 |  | -1
node_8102301_200845638 |  |  | PQ | AD | 1001.678 | 8102301 | no | no |  |  | no |  |  | 1400083.565 | 15389215.359 |  | -1
node_8102301_200845639 |  |  | PQ | AN | 1001.678 | 8102301 | no | no |  |  | no |  |  | 1400434.141 | 15389342.019 |  | -1
node_8102301_200845640 |  |  | PQ | AD | 1001.678 | 8102301 | no | no |  |  | no |  |  | 1400181.879 | 15389450.028 |  | -1
node_8102301_200845641 |  |  | PQ | AN | 1001.678 | 8102301 | no | no |  |  | no |  |  | 1399999.534 | 15389659.238 |  | -1
node_8102301_200845642 |  |  | PQ | AD | 1001.678 | 8102301 | no | no |  |  | no |  |  | 1409688.148 | 15384575.994 |  | -1
node_8102301_200845643 |  |  | PQ | AN | 1001.678 | 8102301 | no | no |  |  | no |  |  | 1409396.372 | 15384813.963 |  | -1
node_8102301_200845645 |  |  | PQ | AN | 1001.678 | 8102301 | no | no |  |  | no |  |  | 1392421.692 | 15401280.592 |  | -1
node_8102301_200845646 |  |  | PQ | AN | 1001.678 | 8102301 | no | no |  |  | no |  |  | 1392634.15 | 15401288.306 |  | -1
node_8102301_200845647 |  |  | PQ | AD | 1001.678 | 8102301 | no | no |  |  | no |  |  | 1392838.863 | 15401297.616 |  | -1
node_8102301_200845648 |  |  | PQ | AN | 1001.678 | 8102301 | no | no |  |  | no |  |  | 1393331.689 | 15401301.001 |  | -1
node_8102301_200845649 |  |  | PQ | AD | 1001.678 | 8102301 | no | no |  |  | no |  |  | 1393520.5 | 15401346.764 |  | -1
node_8102301_200845650 |  |  | PQ | AN | 1001.678 | 8102301 | no | no |  |  | no |  |  | 1393990.751 | 15401254.511 |  | -1
node_8102301_200845651 |  |  | PQ | AN | 1001.678 | 8102301 | no | no |  |  | no |  |  | 1394393.801 | 15401244.425 |  | -1
node_8102301_200845653 |  |  | PQ | AN | 1001.678 | 8102301 | no | no |  |  | no |  |  | 1394893.326 | 15401546.755 |  | -1
node_8102301_200845654 |  |  | PQ | AN | 1001.678 | 8102301 | no | no |  |  | no |  |  | 1395313.141 | 15401271.657 |  | -1
node_8102301_200845656 |  |  | PQ | AN | 1001.678 | 8102301 | no | no |  |  | no |  |  | 1395717.07 | 15401277.537 |  | -1
node_8102301_200845657 |  |  | PQ | AD | 1001.678 | 8102301 | no | no |  |  | no |  |  | 1395859.273 | 15401276.87 |  | -1
node_8102301_200845661 |  |  | PQ | AN | 1001.678 | 8102301 | no | no |  |  | no |  |  | 1396827.965 | 15401291.58 |  | -1
node_8102301_200845663 |  |  | PQ | AD | 1001.678 | 8102301 | no | no |  |  | no |  |  | 1397250.628 | 15401325.873 |  | -1
node_8102301_200845694 |  |  | PQ | AD | 1001.678 | 8102301 | no | no |  |  | no |  |  | 1390286.82 | 15401236.495 |  | -1
node_8102301_200845699 |  |  | PQ | AD | 1001.678 | 8102301 | no | no |  |  | no |  |  | 1390905.446 | 15401221.726 |  | -1
node_8102301_200845702 |  |  | PQ | AD | 1001.678 | 8102301 | no | no |  |  | no |  |  | 1391548.426 | 15401250.424 |  | -1
node_8102301_200845704 |  |  | PQ | AN | 1001.678 | 8102301 | no | no |  |  | no |  |  | 1394385.897 | 15393383.448 |  | -1
node_8102301_200845705 |  |  | PQ | AN | 1001.678 | 8102301 | no | no |  |  | no |  |  | 1393792.236 | 15391786.357 |  | -1
node_8102301_200845707 |  |  | PQ | AN | 1001.678 | 8102301 | no | no |  |  | no |  |  | 1396321.114 | 15397360.712 |  | -1
node_8102301_200845708 |  |  | PQ | AD | 1001.678 | 8102301 | no | no |  |  | no |  |  | 1396318.813 | 15396901.494 |  | -1
node_8102301_200845709 |  |  | PQ | AN | 1001.678 | 8102301 | no | no |  |  | no |  |  | 1396321.024 | 15396394.727 |  | -1
node_8102301_200845710 |  |  | PQ | AN | 1001.678 | 8102301 | no | no |  |  | no |  |  | 1396323.95 | 15395989.554 |  | -1
node_8102301_200845711 |  |  | PQ | AD | 1001.678 | 8102301 | no | no |  |  | no |  |  | 1396352.482 | 15395717.903 |  | -1
node_8102301_200845712 |  |  | PQ | AN | 1001.678 | 8102301 | no | no |  |  | no |  |  | 1396326.247 | 15395226.301 |  | -1
node_8102301_200845715 |  |  | PQ | AN | 1001.678 | 8102301 | no | no |  |  | no |  |  | 1396258.547 | 15394449.923 |  | -1
node_8102301_200845716 |  |  | PQ | AD | 1001.678 | 8102301 | no | no |  |  | no |  |  | 1396225.515 | 15394045.5 |  | -1
node_8102301_200845717 |  |  | PQ | AN | 1001.678 | 8102301 | no | no |  |  | no |  |  | 1396193.839 | 15393607.782 |  | -1
node_8102301_200845719 |  |  | PQ | AD | 1001.678 | 8102301 | no | no |  |  | no |  |  | 1395808.603 | 15393550.524 |  | -1
node_8102301_200845720 |  |  | PQ | AD | 1001.678 | 8102301 | no | no |  |  | no |  |  | 1395570.309 | 15393517.33 |  | -1
node_8102301_200845721 |  |  | PQ | AN | 1001.678 | 8102301 | no | no |  |  | no |  |  | 1395316.972 | 15393478.154 |  | -1
node_8102301_200845722 |  |  | PQ | AN | 1001.678 | 8102301 | no | no |  |  | no |  |  | 1395159.612 | 15393009.009 |  | -1
node_8102301_200845723 |  |  | PQ | AN | 1001.678 | 8102301 | no | no |  |  | no |  |  | 1395028.353 | 15392636.166 |  | -1
node_8102301_200845724 |  |  | PQ | AD | 1001.678 | 8102301 | no | no |  |  | no |  |  | 1394919.251 | 15392317.302 |  | -1
node_8102301_200845726 |  |  | PQ | AN | 1001.678 | 8102301 | no | no |  |  | no |  |  | 1395002.32 | 15392294.347 |  | -1
node_8102301_200845727 |  |  | PQ | AN | 1001.678 | 8102301 | no | no |  |  | no |  |  | 1394988.631 | 15392027.648 |  | -1
node_8102301_200845729 |  |  | PQ | AN | 1001.678 | 8102301 | no | no |  |  | no |  |  | 1394514.662 | 15392177.592 |  | -1
node_8102301_200845731 |  |  | PQ | AD | 1001.678 | 8102301 | no | no |  |  | no |  |  | 1394105.989 | 15392041.538 |  | -1
node_8102301_200845732 |  |  | PQ | AN | 1001.678 | 8102301 | no | no |  |  | no |  |  | 1393895.472 | 15392043.1 |  | -1
node_8102301_200845735 |  |  | PQ | AD | 1001.678 | 8102301 | no | no |  |  | no |  |  | 1396635.004 | 15400036.041 |  | -1
node_8102301_200845736 |  |  | PQ | AN | 1001.678 | 8102301 | no | no |  |  | no |  |  | 1393187.801 | 15391913.991 |  | -1
node_8102301_200845737 |  |  | PQ | AD | 1001.678 | 8102301 | no | no |  |  | no |  |  | 1392811.954 | 15391865.56 |  | -1
node_8102301_200845738 |  |  | PQ | AN | 1001.678 | 8102301 | no | no |  |  | no |  |  | 1392471.202 | 15391893.519 |  | -1
node_8102301_200845740 |  |  | PQ | AN | 1001.678 | 8102301 | no | no |  |  | no |  |  | 1392093.652 | 15391902.688 |  | -1
node_8102301_200845741 |  |  | PQ | AD | 1001.678 | 8102301 | no | no |  |  | no |  |  | 1392133.687 | 15391966.874 |  | -1
node_8102301_200845742 |  |  | PQ | AN | 1001.678 | 8102301 | no | no |  |  | no |  |  | 1391940.965 | 15392073.92 |  | -1
node_8102301_200845743 |  |  | PQ | AN | 1001.678 | 8102301 | no | no |  |  | no |  |  | 1391756.093 | 15392167.424 |  | -1
node_8102301_200845744 |  |  | PQ | AN | 1001.678 | 8102301 | no | no |  |  | no |  |  | 1396576.616 | 15399633.44 |  | -1
node_8102301_200845745 |  |  | PQ | AN | 1001.678 | 8102301 | no | no |  |  | no |  |  | 1396519.667 | 15399217.688 |  | -1
node_8102301_200845746 |  |  | PQ | AD | 1001.678 | 8102301 | no | no |  |  | no |  |  | 1396470.708 | 15398817.648 |  | -1
node_8102301_200845747 |  |  | PQ | AN | 1001.678 | 8102301 | no | no |  |  | no |  |  | 1396425.104 | 15398510.47 |  | -1
node_8102301_200845749 |  |  | PQ | AN | 1001.678 | 8102301 | no | no |  |  | no |  |  | 1396372.296 | 15398150.017 |  | -1
node_8102301_200845751 |  |  | PQ | AD | 1001.678 | 8102301 | no | no |  |  | no |  |  | 1396353.402 | 15398011.7 |  | -1
node_8102301_200845752 |  |  | PQ | AD | 1001.678 | 8102301 | no | no |  |  | no |  |  | 1396316.531 | 15398040.546 |  | -1
node_8102301_200845753 |  |  | PQ | AN | 1001.678 | 8102301 | no | no |  |  | no |  |  | 1396038.054 | 15398152.017 |  | -1
node_8102301_200845754 |  |  | PQ | AN | 1001.678 | 8102301 | no | no |  |  | no |  |  | 1396320.322 | 15397768.084 |  | -1
node_8102301_200845755 |  |  | PQ | AD | 1001.678 | 8102301 | no | no |  |  | no |  |  | 1396318.275 | 15397580.828 |  | -1
node_8102301_200845757 |  |  | PQ | AN | 1001.678 | 8102301 | no | no |  |  | no |  |  | 1393174.195 | 15401805.48 |  | -1
node_8102301_200845759 |  |  | PQ | AD | 1001.678 | 8102301 | no | no |  |  | no |  |  | 1393320.129 | 15405249.482 |  | -1
node_8102301_200845760 |  |  | PQ | AD | 1001.678 | 8102301 | no | no |  |  | no |  |  | 1393379.844 | 15405777.92 |  | -1
node_8102301_200845761 |  |  | PQ | AN | 1001.678 | 8102301 | no | no |  |  | no |  |  | 1393429.312 | 15406199.286 |  | -1
node_8102301_200845763 |  |  | PQ | AD | 1001.678 | 8102301 | no | no |  |  | no |  |  | 1393724.174 | 15406526.85 |  | -1
node_8102301_200845764 |  |  | PQ | AD | 1001.678 | 8102301 | no | no |  |  | no |  |  | 1393871.549 | 15406711.562 |  | -1
node_8102301_200845765 |  |  | PQ | AD | 1001.678 | 8102301 | no | no |  |  | no |  |  | 1394038.067 | 15406904.999 |  | -1
node_8102301_200845766 |  |  | PQ | AD | 1001.678 | 8102301 | no | no |  |  | no |  |  | 1394437.336 | 15406963.874 |  | -1
node_8102301_200845767 |  |  | PQ | AN | 1001.678 | 8102301 | no | no |  |  | no |  |  | 1393077.012 | 15402150.012 |  | -1
node_8102301_200845768 |  |  | PQ | AN | 1001.678 | 8102301 | no | no |  |  | no |  |  | 1393065.725 | 15402338.761 |  | -1
node_8102301_200845769 |  |  | PQ | AD | 1001.678 | 8102301 | no | no |  |  | no |  |  | 1393059.527 | 15402545.389 |  | -1
node_8102301_200845770 |  |  | PQ | AN | 1001.678 | 8102301 | no | no |  |  | no |  |  | 1393048.05 | 15402863.276 |  | -1
node_8102301_200845771 |  |  | PQ | AD | 1001.678 | 8102301 | no | no |  |  | no |  |  | 1393066.223 | 15403301.961 |  | -1
node_8102301_200845772 |  |  | PQ | AD | 1001.678 | 8102301 | no | no |  |  | no |  |  | 1393114.458 | 15403701.729 |  | -1
node_8102301_200845773 |  |  | PQ | AD | 1001.678 | 8102301 | no | no |  |  | no |  |  | 1393172.801 | 15404150.182 |  | -1
node_8102301_200845774 |  |  | PQ | AD | 1001.678 | 8102301 | no | no |  |  | no |  |  | 1393223.747 | 15404551.153 |  | -1
node_8102301_200845775 |  |  | PQ | AD | 1001.678 | 8102301 | no | no |  |  | no |  |  | 1393266.504 | 15404841.598 |  | -1
node_8102301_200845776 |  |  | PQ | AN | 1001.678 | 8102301 | no | no |  |  | no |  |  | 1396860.638 | 15401569.143 |  | -1
node_8102301_200845777 |  |  | PQ | AD | 1001.678 | 8102301 | no | no |  |  | no |  |  | 1396881.263 | 15401771.404 |  | -1
node_8102301_200845778 |  |  | PQ | AD | 1001.678 | 8102301 | no | no |  |  | no |  |  | 1397951.85 | 15405642.067 |  | -1
node_8102301_200845779 |  |  | PQ | AD | 1001.678 | 8102301 | no | no |  |  | no |  |  | 1398160.088 | 15406216.804 |  | -1
node_8102301_200845780 |  |  | PQ | AD | 1001.678 | 8102301 | no | no |  |  | no |  |  | 1397749.297 | 15406142.95 |  | -1
node_8102301_200845781 |  |  | PQ | AN | 1001.678 | 8102301 | no | no |  |  | no |  |  | 1397379.219 | 15406081.3 |  | -1
node_8102301_200845782 |  |  | PQ | AD | 1001.678 | 8102301 | no | no |  |  | no |  |  | 1398349.108 | 15406527.187 |  | -1
node_8102301_200845783 |  |  | PQ | AN | 1001.678 | 8102301 | no | no |  |  | no |  |  | 1398576.484 | 15406894.522 |  | -1
node_8102301_200845785 |  |  | PQ | AD | 1001.678 | 8102301 | no | no |  |  | no |  |  | 1396965.301 | 15402213.696 |  | -1
node_8102301_200845786 |  |  | PQ | AN | 1001.678 | 8102301 | no | no |  |  | no |  |  | 1400775.419 | 15407285.67 |  | -1
node_8102301_200845787 |  |  | PQ | AN | 1001.678 | 8102301 | no | no |  |  | no |  |  | 1401168.398 | 15407318.208 |  | -1
node_8102301_200845788 |  |  | PQ | AD | 1001.678 | 8102301 | no | no |  |  | no |  |  | 1401471.247 | 15407343.287 |  | -1
node_8102301_200845789 |  |  | PQ | AN | 1001.678 | 8102301 | no | no |  |  | no |  |  | 1401686.083 | 15407348.347 |  | -1
node_8102301_200845790 |  |  | PQ | AD | 1001.678 | 8102301 | no | no |  |  | no |  |  | 1401838.209 | 15407361.299 |  | -1
node_8102301_200845791 |  |  | PQ | AN | 1001.678 | 8102301 | no | no |  |  | no |  |  | 1402015.75 | 15407375.652 |  | -1
node_8102301_200845793 |  |  | PQ | AN | 1001.678 | 8102301 | no | no |  |  | no |  |  | 1402231.353 | 15407386.893 |  | -1
node_8102301_200845794 |  |  | PQ | AD | 1001.678 | 8102301 | no | no |  |  | no |  |  | 1397031.776 | 15402599.725 |  | -1
node_8102301_200845795 |  |  | PQ | AD | 1001.678 | 8102301 | no | no |  |  | no |  |  | 1403368.444 | 15407466.294 |  | -1
node_8102301_200845796 |  |  | PQ | AN | 1001.678 | 8102301 | no | no |  |  | no |  |  | 1403454.79 | 15407267.357 |  | -1
node_8102301_200845797 |  |  | PQ | AN | 1001.678 | 8102301 | no | no |  |  | no |  |  | 1403616.988 | 15407039.421 |  | -1
node_8102301_200845798 |  |  | PQ | AD | 1001.678 | 8102301 | no | no |  |  | no |  |  | 1397101.085 | 15403012.857 |  | -1
node_8102301_200845799 |  |  | PQ | AN | 1001.678 | 8102301 | no | no |  |  | no |  |  | 1397173.624 | 15403432.426 |  | -1
node_8102301_200845800 |  |  | PQ | AD | 1001.678 | 8102301 | no | no |  |  | no |  |  | 1397315.097 | 15403848.48 |  | -1
node_8102301_200845801 |  |  | PQ | AN | 1001.678 | 8102301 | no | no |  |  | no |  |  | 1397017.757 | 15403990.23 |  | -1
node_8102301_200845802 |  |  | PQ | AD | 1001.678 | 8102301 | no | no |  |  | no |  |  | 1397467.161 | 15404259.125 |  | -1
node_8102301_200845803 |  |  | PQ | AD | 1001.678 | 8102301 | no | no |  |  | no |  |  | 1397604.153 | 15404668.255 |  | -1
node_8102301_200845804 |  |  | PQ | AD | 1001.678 | 8102301 | no | no |  |  | no |  |  | 1397790.534 | 15405179.44 |  | -1
node_8102301_200845805 |  |  | PQ | AN | 1001.678 | 8102301 | no | no |  |  | no |  |  | 1398845.532 | 15387467.946 |  | -1
node_8102301_200845806 |  |  | PQ | AN | 1001.678 | 8102301 | no | no |  |  | no |  |  | 1399472.591 | 15382236.014 |  | -1
node_8102301_200845807 |  |  | PQ | AN | 1001.678 | 8102301 | no | no |  |  | no |  |  | 1401276.496 | 15380670.855 |  | -1
node_8102301_200845808 |  |  | PQ | AD | 1001.678 | 8102301 | no | no |  |  | no |  |  | 1401064.81 | 15380694.623 |  | -1
node_8102301_200845809 |  |  | PQ | AD | 1001.678 | 8102301 | no | no |  |  | no |  |  | 1399852.313 | 15383884.385 |  | -1
node_8102301_200845810 |  |  | PQ | AD | 1001.678 | 8102301 | no | no |  |  | no |  |  | 1399773.399 | 15384088.713 |  | -1
node_8102301_200845811 |  |  | PQ | AD | 1001.678 | 8102301 | no | no |  |  | no |  |  | 1399682.869 | 15384317.019 |  | -1
node_8102301_200845812 |  |  | PQ | AN | 1001.678 | 8102301 | no | no |  |  | no |  |  | 1399397.661 | 15384300.399 |  | -1
node_8102301_200845813 |  |  | PQ | AN | 1001.678 | 8102301 | no | no |  |  | no |  |  | 1399549.798 | 15384644.628 |  | -1
node_8102301_200845814 |  |  | PQ | AN | 1001.678 | 8102301 | no | no |  |  | no |  |  | 1399404.411 | 15385017.218 |  | -1
node_8102301_200845815 |  |  | PQ | AN | 1001.678 | 8102301 | no | no |  |  | no |  |  | 1399285.206 | 15385321.857 |  | -1
node_8102301_200845816 |  |  | PQ | AD | 1001.678 | 8102301 | no | no |  |  | no |  |  | 1398991.057 | 15385467.871 |  | -1
node_8102301_200845817 |  |  | PQ | AD | 1001.678 | 8102301 | no | no |  |  | no |  |  | 1398746.967 | 15385596.56 |  | -1
node_8102301_200845818 |  |  | PQ | AN | 1001.678 | 8102301 | no | no |  |  | no |  |  | 1398599.517 | 15385894.935 |  | -1
node_8102301_200845819 |  |  | PQ | AD | 1001.678 | 8102301 | no | no |  |  | no |  |  | 1398375.248 | 15386355.719 |  | -1
node_8102301_200845820 |  |  | PQ | AD | 1001.678 | 8102301 | no | no |  |  | no |  |  | 1398162.459 | 15386672.173 |  | -1
node_8102301_200845821 |  |  | PQ | AN | 1001.678 | 8102301 | no | no |  |  | no |  |  | 1397935.748 | 15386999.382 |  | -1
node_8102301_200845822 |  |  | PQ | AD | 1001.678 | 8102301 | no | no |  |  | no |  |  | 1398491.355 | 15386357.596 |  | -1
node_8102301_200845823 |  |  | PQ | AN | 1001.678 | 8102301 | no | no |  |  | no |  |  | 1400726.891 | 15380726.386 |  | -1
node_8102301_200845824 |  |  | PQ | AN | 1001.678 | 8102301 | no | no |  |  | no |  |  | 1398472.404 | 15386645.583 |  | -1
node_8102301_200845825 |  |  | PQ | AD | 1001.678 | 8102301 | no | no |  |  | no |  |  | 1398449.77 | 15386949.79 |  | -1
node_8102301_200845826 |  |  | PQ | AD | 1001.678 | 8102301 | no | no |  |  | no |  |  | 1398429.979 | 15387267.952 |  | -1
node_8102301_200845827 |  |  | PQ | AD | 1001.678 | 8102301 | no | no |  |  | no |  |  | 1398357.496 | 15387489.961 |  | -1
node_8102301_200845828 |  |  | PQ | AN | 1001.678 | 8102301 | no | no |  |  | no |  |  | 1398412.445 | 15387483.903 |  | -1
node_8102301_200845829 |  |  | PQ | AN | 1001.678 | 8102301 | no | no |  |  | no |  |  | 1398332.822 | 15387717.705 |  | -1
node_8102301_200845830 |  |  | PQ | AN | 1001.678 | 8102301 | no | no |  |  | no |  |  | 1398317.444 | 15387994.947 |  | -1
node_8102301_200845832 |  |  | PQ | AD | 1001.678 | 8102301 | no | no |  |  | no |  |  | 1398306.489 | 15388292.488 |  | -1
node_8102301_200845833 |  |  | PQ | AN | 1001.678 | 8102301 | no | no |  |  | no |  |  | 1398330.382 | 15388559.51 |  | -1
node_8102301_200845834 |  |  | PQ | AN | 1001.678 | 8102301 | no | no |  |  | no |  |  | 1398270.066 | 15388867.737 |  | -1
node_8102301_200845835 |  |  | PQ | AD | 1001.678 | 8102301 | no | no |  |  | no |  |  | 1398261.051 | 15389112.128 |  | -1
node_8102301_200845836 |  |  | PQ | AN | 1001.678 | 8102301 | no | no |  |  | no |  |  | 1400437.564 | 15380836.088 |  | -1
node_8102301_200845837 |  |  | PQ | AN | 1001.678 | 8102301 | no | no |  |  | no |  |  | 1400238.713 | 15380972.383 |  | -1
node_8102301_200845839 |  |  | PQ | AN | 1001.678 | 8102301 | no | no |  |  | no |  |  | 1400216.147 | 15381222.627 |  | -1
node_8102301_200845840 |  |  | PQ | AD | 1001.678 | 8102301 | no | no |  |  | no |  |  | 1400202.581 | 15381482.703 |  | -1
node_8102301_200845841 |  |  | PQ | AN | 1001.678 | 8102301 | no | no |  |  | no |  |  | 1398255.215 | 15389360.308 |  | -1
node_8102301_200845842 |  |  | PQ | AN | 1001.678 | 8102301 | no | no |  |  | no |  |  | 1400197.216 | 15381818.4 |  | -1
node_8102301_200845843 |  |  | PQ | AN | 1001.678 | 8102301 | no | no |  |  | no |  |  | 1400241.599 | 15381758.51 |  | -1
node_8102301_200845844 |  |  | PQ | AD | 1001.678 | 8102301 | no | no |  |  | no |  |  | 1400184.989 | 15381951.871 |  | -1
node_8102301_200845845 |  |  | PQ | AN | 1001.678 | 8102301 | no | no |  |  | no |  |  | 1400167.351 | 15382266.188 |  | -1
node_8102301_200845847 |  |  | PQ | AN | 1001.678 | 8102301 | no | no |  |  | no |  |  | 1400143.262 | 15382616.002 |  | -1
node_8102301_200845848 |  |  | PQ | AD | 1001.678 | 8102301 | no | no |  |  | no |  |  | 1400121.744 | 15382961.7 |  | -1
node_8102301_200845849 |  |  | PQ | AN | 1001.678 | 8102301 | no | no |  |  | no |  |  | 1400385.935 | 15382905.493 |  | -1
node_8102301_200845850 |  |  | PQ | AN | 1001.678 | 8102301 | no | no |  |  | no |  |  | 1400098.357 | 15383245.444 |  | -1
node_8102301_200845851 |  |  | PQ | AD | 1001.678 | 8102301 | no | no |  |  | no |  |  | 1399973.84 | 15383569.068 |  | -1
node_8102301_200845897 |  |  | PQ | AN | 1001.678 | 8102301 | no | no |  |  | no |  |  | 1398013.55 | 15376097.098 |  | -1
node_8102301_200845898 |  |  | PQ | AN | 1001.678 | 8102301 | no | no |  |  | no |  |  | 1396144.406 | 15374550.163 |  | -1
node_8102301_200845899 |  |  | PQ | AD | 1001.678 | 8102301 | no | no |  |  | no |  |  | 1396333.931 | 15374844.838 |  | -1
node_8102301_200845900 |  |  | PQ | AN | 1001.678 | 8102301 | no | no |  |  | no |  |  | 1396531.099 | 15375150.675 |  | -1
node_8102301_200845902 |  |  | PQ | AD | 1001.678 | 8102301 | no | no |  |  | no |  |  | 1396749.193 | 15375406.306 |  | -1
node_8102301_200845903 |  |  | PQ | AD | 1001.678 | 8102301 | no | no |  |  | no |  |  | 1396558.806 | 15375509.048 |  | -1
node_8102301_200845904 |  |  | PQ | AN | 1001.678 | 8102301 | no | no |  |  | no |  |  | 1396342.191 | 15375630.883 |  | -1
node_8102301_200845905 |  |  | PQ | AD | 1001.678 | 8102301 | no | no |  |  | no |  |  | 1397100.789 | 15375519.492 |  | -1
node_8102301_200845906 |  |  | PQ | AD | 1001.678 | 8102301 | no | no |  |  | no |  |  | 1397393.121 | 15375729.793 |  | -1
node_8102301_200845907 |  |  | PQ | AD | 1001.678 | 8102301 | no | no |  |  | no |  |  | 1397677.118 | 15375894.85 |  | -1
node_8102301_200845908 |  |  | PQ | AD | 1001.678 | 8102301 | no | no |  |  | no |  |  | 1397897.262 | 15376190.818 |  | -1
node_8102301_200845909 |  |  | PQ | AD | 1001.678 | 8102301 | no | no |  |  | no |  |  | 1398109.18 | 15376456.227 |  | -1
node_8102301_200845910 |  |  | PQ | AD | 1001.678 | 8102301 | no | no |  |  | no |  |  | 1398309.54 | 15376714.92 |  | -1
node_8102301_200845911 |  |  | PQ | AN | 1001.678 | 8102301 | no | no |  |  | no |  |  | 1398585.702 | 15376463.689 |  | -1
node_8102301_200845912 |  |  | PQ | AD | 1001.678 | 8102301 | no | no |  |  | no |  |  | 1392655.287 | 15379992.043 |  | -1
node_8102301_200845913 |  |  | PQ | AD | 1001.678 | 8102301 | no | no |  |  | no |  |  | 1392605.588 | 15377007.971 |  | -1
node_8102301_200845914 |  |  | PQ | AN | 1001.678 | 8102301 | no | no |  |  | no |  |  | 1392512.558 | 15376672.947 |  | -1
node_8102301_200845915 |  |  | PQ | AD | 1001.678 | 8102301 | no | no |  |  | no |  |  | 1392413.925 | 15376349.402 |  | -1
node_8102301_200845916 |  |  | PQ | AN | 1001.678 | 8102301 | no | no |  |  | no |  |  | 1392292.552 | 15375933.098 |  | -1
node_8102301_200845917 |  |  | PQ | AD | 1001.678 | 8102301 | no | no |  |  | no |  |  | 1392704.33 | 15379642.155 |  | -1
node_8102301_200845918 |  |  | PQ | AD | 1001.678 | 8102301 | no | no |  |  | no |  |  | 1392741.314 | 15379392.389 |  | -1
node_8102301_200845919 |  |  | PQ | AN | 1001.678 | 8102301 | no | no |  |  | no |  |  | 1392772.075 | 15379144.081 |  | -1
node_8102301_200845921 |  |  | PQ | AD | 1001.678 | 8102301 | no | no |  |  | no |  |  | 1392807.916 | 15378844.56 |  | -1
node_8102301_200845922 |  |  | PQ | AD | 1001.678 | 8102301 | no | no |  |  | no |  |  | 1392853.473 | 15378479.99 |  | -1
node_8102301_200845923 |  |  | PQ | AD | 1001.678 | 8102301 | no | no |  |  | no |  |  | 1392967.144 | 15378241.354 |  | -1
node_8102301_200845924 |  |  | PQ | AN | 1001.678 | 8102301 | no | no |  |  | no |  |  | 1392893.124 | 15377997.567 |  | -1
node_8102301_200845925 |  |  | PQ | AD | 1001.678 | 8102301 | no | no |  |  | no |  |  | 1392812.094 | 15377701.205 |  | -1
node_8102301_200845926 |  |  | PQ | AN | 1001.678 | 8102301 | no | no |  |  | no |  |  | 1392714.255 | 15377369.321 |  | -1
node_8102301_200845927 |  |  | PQ | AN | 1001.678 | 8102301 | no | no |  |  | no |  |  | 1397816.879 | 15381024.92 |  | -1
node_8102301_200845928 |  |  | PQ | AD | 1001.678 | 8102301 | no | no |  |  | no |  |  | 1397723.548 | 15381179.049 |  | -1
node_8102301_200845929 |  |  | PQ | AN | 1001.678 | 8102301 | no | no |  |  | no |  |  | 1396289.466 | 15384418.409 |  | -1
node_8102301_200845930 |  |  | PQ | AD | 1001.678 | 8102301 | no | no |  |  | no |  |  | 1396178.99 | 15384720.81 |  | -1
node_8102301_200845931 |  |  | PQ | AN | 1001.678 | 8102301 | no | no |  |  | no |  |  | 1396060.318 | 15385010.444 |  | -1
node_8102301_200845932 |  |  | PQ | AD | 1001.678 | 8102301 | no | no |  |  | no |  |  | 1396013.389 | 15385297.016 |  | -1
node_8102301_200845933 |  |  | PQ | AN | 1001.678 | 8102301 | no | no |  |  | no |  |  | 1395956.231 | 15385592.67 |  | -1
node_8102301_200845935 |  |  | PQ | AD | 1001.678 | 8102301 | no | no |  |  | no |  |  | 1395879.399 | 15386030.802 |  | -1
node_8102301_200845936 |  |  | PQ | AD | 1001.678 | 8102301 | no | no |  |  | no |  |  | 1395624.892 | 15385993.789 |  | -1
node_8102301_200845937 |  |  | PQ | AN | 1001.678 | 8102301 | no | no |  |  | no |  |  | 1395395.195 | 15386142.274 |  | -1
node_8102301_200845938 |  |  | PQ | AD | 1001.678 | 8102301 | no | no |  |  | no |  |  | 1395818.474 | 15386340.618 |  | -1
node_8102301_200845939 |  |  | PQ | AD | 1001.678 | 8102301 | no | no |  |  | no |  |  | 1395751.755 | 15386720.784 |  | -1
node_8102301_200845940 |  |  | PQ | AD | 1001.678 | 8102301 | no | no |  |  | no |  |  | 1395703.003 | 15386996.869 |  | -1
node_8102301_200845941 |  |  | PQ | AD | 1001.678 | 8102301 | no | no |  |  | no |  |  | 1395650.344 | 15387311.327 |  | -1
node_8102301_200845942 |  |  | PQ | AD | 1001.678 | 8102301 | no | no |  |  | no |  |  | 1397497.251 | 15381763.141 |  | -1
node_8102301_200845943 |  |  | PQ | AD | 1001.678 | 8102301 | no | no |  |  | no |  |  | 1395565.985 | 15387736.505 |  | -1
node_8102301_200845944 |  |  | PQ | AN | 1001.678 | 8102301 | no | no |  |  | no |  |  | 1395497.888 | 15388127.703 |  | -1
node_8102301_200845947 |  |  | PQ | AN | 1001.678 | 8102301 | no | no |  |  | no |  |  | 1395466.452 | 15388941.246 |  | -1
node_8102301_200845949 |  |  | PQ | AD | 1001.678 | 8102301 | no | no |  |  | no |  |  | 1395491.189 | 15389385.661 |  | -1
node_8102301_200845951 |  |  | PQ | AD | 1001.678 | 8102301 | no | no |  |  | no |  |  | 1395454.444 | 15389717.764 |  | -1
node_8102301_200845952 |  |  | PQ | AN | 1001.678 | 8102301 | no | no |  |  | no |  |  | 1395406.016 | 15390127.828 |  | -1
node_8102301_200845954 |  |  | PQ | AN | 1001.678 | 8102301 | no | no |  |  | no |  |  | 1395380.096 | 15390430.649 |  | -1
node_8102301_200845955 |  |  | PQ | AN | 1001.678 | 8102301 | no | no |  |  | no |  |  | 1395336.918 | 15390786.723 |  | -1
node_8102301_200845956 |  |  | PQ | AN | 1001.678 | 8102301 | no | no |  |  | no |  |  | 1397374.749 | 15382072.811 |  | -1
node_8102301_200845959 |  |  | PQ | AN | 1001.678 | 8102301 | no | no |  |  | no |  |  | 1397286.615 | 15382302.268 |  | -1
node_8102301_200845961 |  |  | PQ | AN | 1001.678 | 8102301 | no | no |  |  | no |  |  | 1397196.555 | 15382470.524 |  | -1
node_8102301_200845962 |  |  | PQ | AN | 1001.678 | 8102301 | no | no |  |  | no |  |  | 1397025.059 | 15382727.897 |  | -1
node_8102301_200845964 |  |  | PQ | AN | 1001.678 | 8102301 | no | no |  |  | no |  |  | 1396776.231 | 15383119.224 |  | -1
node_8102301_200845965 |  |  | PQ | AN | 1001.678 | 8102301 | no | no |  |  | no |  |  | 1396558.212 | 15383486.715 |  | -1
node_8102301_200845967 |  |  | PQ | AD | 1001.678 | 8102301 | no | no |  |  | no |  |  | 1396464.995 | 15383810.574 |  | -1
node_8102301_200845968 |  |  | PQ | AN | 1001.678 | 8102301 | no | no |  |  | no |  |  | 1396241.101 | 15383772.412 |  | -1
node_8102301_200845969 |  |  | PQ | AD | 1001.678 | 8102301 | no | no |  |  | no |  |  | 1396358.088 | 15384187.415 |  | -1
node_8102301_200845970 |  |  | PQ | AD | 1001.678 | 8102301 | no | no |  |  | no |  |  | 1405209.909 | 15390837.132 |  | -1
node_8102301_200845971 |  |  | PQ | AD | 1001.678 | 8102301 | no | no |  |  | no |  |  | 1405473.173 | 15390778.21 |  | -1
node_8102301_200845972 |  |  | PQ | AD | 1001.678 | 8102301 | no | no |  |  | no |  |  | 1405840.32 | 15390839.179 |  | -1
node_8102301_200845973 |  |  | PQ | AD | 1001.678 | 8102301 | no | no |  |  | no |  |  | 1406165.651 | 15390879.392 |  | -1
node_8102301_200845974 |  |  | PQ | AD | 1001.678 | 8102301 | no | no |  |  | no |  |  | 1406351.999 | 15391191.732 |  | -1
node_8102301_200845975 |  |  | PQ | AN | 1001.678 | 8102301 | no | no |  |  | no |  |  | 1406386.492 | 15391579.262 |  | -1
node_8102301_200845977 |  |  | PQ | AN | 1001.678 | 8102301 | no | no |  |  | no |  |  | 1406514.45 | 15390929.88 |  | -1
node_8102301_200845980 |  |  | PQ | AN | 1001.678 | 8102301 | no | no |  |  | no |  |  | 1390275.117 | 15401718.332 |  | -1
node_8102301_200845983 |  |  | PQ | AN | 1001.678 | 8102301 | no | no |  |  | no |  |  | 1390249.795 | 15402566.23 |  | -1
node_8102301_200845984 |  |  | PQ | AD | 1001.678 | 8102301 | no | no |  |  | no |  |  | 1390236.298 | 15403037.784 |  | -1
node_8102301_200845985 |  |  | PQ | AN | 1001.678 | 8102301 | no | no |  |  | no |  |  | 1390218.115 | 15403479.559 |  | -1
node_8102301_200845986 |  |  | PQ | AD | 1001.678 | 8102301 | no | no |  |  | no |  |  | 1390132.844 | 15403385.184 |  | -1
node_8102301_200845987 |  |  | PQ | AD | 1001.678 | 8102301 | no | no |  |  | no |  |  | 1389889.129 | 15403339.949 |  | -1
node_8102301_200845988 |  |  | PQ | AN | 1001.678 | 8102301 | no | no |  |  | no |  |  | 1389661.578 | 15403306.054 |  | -1
node_8102301_200845989 |  |  | PQ | AD | 1001.678 | 8102301 | no | no |  |  | no |  |  | 1408884.75 | 15376255.263 |  | -1
node_8102301_200845990 |  |  | PQ | AN | 1001.678 | 8102301 | no | no |  |  | no |  |  | 1409121.298 | 15376226.488 |  | -1
node_8102301_200845992 |  |  | PQ | AD | 1001.678 | 8102301 | no | no |  |  | no |  |  | 1409394.766 | 15376246.563 |  | -1
node_8102301_200845993 |  |  | PQ | AD | 1001.678 | 8102301 | no | no |  |  | no |  |  | 1409677.496 | 15376234.028 |  | -1
node_8102301_200845994 |  |  | PQ | AN | 1001.678 | 8102301 | no | no |  |  | no |  |  | 1409660.255 | 15376554.758 |  | -1
node_8102301_200845996 |  |  | PQ | AD | 1001.678 | 8102301 | no | no |  |  | no |  |  | 1409871.002 | 15376254.128 |  | -1
node_8102301_200845997 |  |  | PQ | AN | 1001.678 | 8102301 | no | no |  |  | no |  |  | 1410068.262 | 15376322.034 |  | -1
node_8102301_200845999 |  |  | PQ | AD | 1001.678 | 8102301 | no | no |  |  | no |  |  | 1410328.229 | 15376323.769 |  | -1
node_8102301_200846039 |  |  | PQ | AD | 1001.678 | 8102301 | no | no |  |  | no |  |  | 1387352.036 | 15383057.375 |  | -1
node_8102301_200846040 |  |  | PQ | AD | 1001.678 | 8102301 | no | no |  |  | no |  |  | 1387333.694 | 15383426.731 |  | -1
node_8102301_200846041 |  |  | PQ | AN | 1001.678 | 8102301 | no | no |  |  | no |  |  | 1387314.646 | 15383781.6 |  | -1
node_8102301_200846043 |  |  | PQ | AD | 1001.678 | 8102301 | no | no |  |  | no |  |  | 1387297.373 | 15384063.239 |  | -1
node_8102301_200846044 |  |  | PQ | AN | 1001.678 | 8102301 | no | no |  |  | no |  |  | 1387239.541 | 15384416.16 |  | -1
node_8102301_200846046 |  |  | PQ | AD | 1001.678 | 8102301 | no | no |  |  | no |  |  | 1387272.543 | 15384579.805 |  | -1
node_8102301_200846047 |  |  | PQ | AD | 1001.678 | 8102301 | no | no |  |  | no |  |  | 1387214.19 | 15384707.433 |  | -1
node_8102301_200846048 |  |  | PQ | AN | 1001.678 | 8102301 | no | no |  |  | no |  |  | 1387240.816 | 15384825.807 |  | -1
node_8102301_200846056 |  |  | PQ | AD | 1001.678 | 8102301 | no | no |  |  | no |  |  | 1379076.145 | 15391501.441 |  | -1
node_8102301_200846057 |  |  | PQ | AN | 1001.678 | 8102301 | no | no |  |  | no |  |  | 1379266.154 | 15391472.19 |  | -1
node_8102301_200846058 |  |  | PQ | AD | 1001.678 | 8102301 | no | no |  |  | no |  |  | 1387516.913 | 15391653.498 |  | -1
node_8102301_200846059 |  |  | PQ | AN | 1001.678 | 8102301 | no | no |  |  | no |  |  | 1387866.078 | 15391693.954 |  | -1
node_8102301_200846061 |  |  | PQ | AD | 1001.678 | 8102301 | no | no |  |  | no |  |  | 1387942.526 | 15391746.597 |  | -1
node_8102301_200846062 |  |  | PQ | AD | 1001.678 | 8102301 | no | no |  |  | no |  |  | 1388311.501 | 15391753.853 |  | -1
node_8102301_200846063 |  |  | PQ | AD | 1001.678 | 8102301 | no | no |  |  | no |  |  | 1388656.829 | 15391774.766 |  | -1
node_8102301_200846064 |  |  | PQ | AN | 1001.678 | 8102301 | no | no |  |  | no |  |  | 1388998.327 | 15391801.939 |  | -1
node_8102301_200846065 |  |  | PQ | AN | 1001.678 | 8102301 | no | no |  |  | no |  |  | 1388875.776 | 15392101.873 |  | -1
node_8102301_200846066 |  |  | PQ | AN | 1001.678 | 8102301 | no | no |  |  | no |  |  | 1389112.697 | 15391474.461 |  | -1
node_8102301_200846067 |  |  | PQ | AN | 1001.678 | 8102301 | no | no |  |  | no |  |  | 1381164.276 | 15379730.609 |  | -1
node_8102301_200846068 |  |  | PQ | AN | 1001.678 | 8102301 | no | no |  |  | no |  |  | 1380382.481 | 15379028.112 |  | -1
node_8102301_200846069 |  |  | PQ | AN | 1001.678 | 8102301 | no | no |  |  | no |  |  | 1380849.727 | 15381157.101 |  | -1
node_8102301_200846070 |  |  | PQ | AD | 1001.678 | 8102301 | no | no |  |  | no |  |  | 1380627.372 | 15379035.229 |  | -1
node_8102301_200846071 |  |  | PQ | AD | 1001.678 | 8102301 | no | no |  |  | no |  |  | 1380632.582 | 15379127.288 |  | -1
node_8102301_200846072 |  |  | PQ | AD | 1001.678 | 8102301 | no | no |  |  | no |  |  | 1380636.584 | 15379413.824 |  | -1
node_8102301_200846073 |  |  | PQ | AN | 1001.678 | 8102301 | no | no |  |  | no |  |  | 1380637.571 | 15379688.625 |  | -1
node_8102301_200846074 |  |  | PQ | AD | 1001.678 | 8102301 | no | no |  |  | no |  |  | 1380648.284 | 15379988.464 |  | -1
node_8102301_200846075 |  |  | PQ | AN | 1001.678 | 8102301 | no | no |  |  | no |  |  | 1380650.651 | 15380290.536 |  | -1
node_8102301_200846076 |  |  | PQ | AD | 1001.678 | 8102301 | no | no |  |  | no |  |  | 1380646.391 | 15380625.504 |  | -1
node_8102301_200846077 |  |  | PQ | AD | 1001.678 | 8102301 | no | no |  |  | no |  |  | 1380688.871 | 15380943.808 |  | -1
node_8102301_200846078 |  |  | PQ | AN | 1001.678 | 8102301 | no | no |  |  | no |  |  | 1386256.113 | 15406363.066 |  | -1
node_8102301_200846080 |  |  | PQ | AD | 1001.678 | 8102301 | no | no |  |  | no |  |  | 1386262.763 | 15406109.025 |  | -1
node_8102301_200846081 |  |  | PQ | AD | 1001.678 | 8102301 | no | no |  |  | no |  |  | 1386265.396 | 15405868.588 |  | -1
node_8102301_200846082 |  |  | PQ | AD | 1001.678 | 8102301 | no | no |  |  | no |  |  | 1386246.773 | 15405605.02 |  | -1
node_8102301_200846083 |  |  | PQ | AD | 1001.678 | 8102301 | no | no |  |  | no |  |  | 1386489.083 | 15405614.201 |  | -1
node_8102301_200846084 |  |  | PQ | AD | 1001.678 | 8102301 | no | no |  |  | no |  |  | 1386588.192 | 15405332.933 |  | -1
node_8102301_200846085 |  |  | PQ | AD | 1001.678 | 8102301 | no | no |  |  | no |  |  | 1386682.154 | 15405058.683 |  | -1
node_8102301_200846086 |  |  | PQ | AN | 1001.678 | 8102301 | no | no |  |  | no |  |  | 1386677.046 | 15404766.522 |  | -1
node_8102301_200846087 |  |  | PQ | AN | 1001.678 | 8102301 | no | no |  |  | no |  |  | 1386072.671 | 15405432.576 |  | -1
node_8102301_200846088 |  |  | PQ | AN | 1001.678 | 8102301 | no | no |  |  | no |  |  | 1385837.511 | 15405339.066 |  | -1
node_8102301_200846089 |  |  | PQ | AN | 1001.678 | 8102301 | no | no |  |  | no |  |  | 1394925.833 | 15397752.105 |  | -1
node_8102301_200846090 |  |  | PQ | AD | 1001.678 | 8102301 | no | no |  |  | no |  |  | 1396266.002 | 15397589.213 |  | -1
node_8102301_200846091 |  |  | PQ | AD | 1001.678 | 8102301 | no | no |  |  | no |  |  | 1394480.173 | 15397417.674 |  | -1
node_8102301_200846092 |  |  | PQ | AD | 1001.678 | 8102301 | no | no |  |  | no |  |  | 1394171.126 | 15397302.798 |  | -1
node_8102301_200846093 |  |  | PQ | AN | 1001.678 | 8102301 | no | no |  |  | no |  |  | 1393866.719 | 15397273.053 |  | -1
node_8102301_200846094 |  |  | PQ | AD | 1001.678 | 8102301 | no | no |  |  | no |  |  | 1393577.137 | 15397162.222 |  | -1
node_8102301_200846095 |  |  | PQ | AN | 1001.678 | 8102301 | no | no |  |  | no |  |  | 1393312.847 | 15397108.559 |  | -1
node_8102301_200846096 |  |  | PQ | AD | 1001.678 | 8102301 | no | no |  |  | no |  |  | 1396038.163 | 15397616.32 |  | -1
node_8102301_200846097 |  |  | PQ | AN | 1001.678 | 8102301 | no | no |  |  | no |  |  | 1395832.294 | 15397601.3 |  | -1
node_8102301_200846098 |  |  | PQ | AD | 1001.678 | 8102301 | no | no |  |  | no |  |  | 1395649.829 | 15397507.236 |  | -1
node_8102301_200846099 |  |  | PQ | AN | 1001.678 | 8102301 | no | no |  |  | no |  |  | 1395406.546 | 15397563.153 |  | -1
node_8102301_200846100 |  |  | PQ | AD | 1001.678 | 8102301 | no | no |  |  | no |  |  | 1395169.318 | 15397528.43 |  | -1
node_8102301_200846101 |  |  | PQ | AN | 1001.678 | 8102301 | no | no |  |  | no |  |  | 1394957.746 | 15397516.419 |  | -1
node_8102301_200846102 |  |  | PQ | AN | 1001.678 | 8102301 | no | no |  |  | no |  |  | 1394716.995 | 15397489.717 |  | -1
node_8102301_200846103 |  |  | PQ | AD | 1001.678 | 8102301 | no | no |  |  | no |  |  | 1394711.743 | 15397421.293 |  | -1
node_8102301_200846104 |  |  | PQ | AN | 1001.678 | 8102301 | no | no |  |  | no |  |  | 1389911.737 | 15401258.931 |  | -1
node_8102301_200846105 |  |  | PQ | AN | 1001.678 | 8102301 | no | no |  |  | no |  |  | 1389550.227 | 15401280.46 |  | -1
node_8102301_200846107 |  |  | PQ | AN | 1001.678 | 8102301 | no | no |  |  | no |  |  | 1389283.078 | 15401281.126 |  | -1
node_8102301_200846108 |  |  | PQ | AN | 1001.678 | 8102301 | no | no |  |  | no |  |  | 1388995.355 | 15401306.379 |  | -1
node_8102301_200846109 |  |  | PQ | AN | 1001.678 | 8102301 | no | no |  |  | no |  |  | 1388713.397 | 15401277.312 |  | -1
node_8102301_200846111 |  |  | PQ | AD | 1001.678 | 8102301 | no | no |  |  | no |  |  | 1388414.414 | 15401254.542 |  | -1
node_8102301_200846112 |  |  | PQ | AN | 1001.678 | 8102301 | no | no |  |  | no |  |  | 1388104.355 | 15401232.05 |  | -1
node_8102301_200846113 |  |  | PQ | AD | 1001.678 | 8102301 | no | no |  |  | no |  |  | 1387752.009 | 15401200.89 |  | -1
node_8102301_200846114 |  |  | PQ | AD | 1001.678 | 8102301 | no | no |  |  | no |  |  | 1387658.818 | 15401529.973 |  | -1
node_8102301_200846115 |  |  | PQ | AN | 1001.678 | 8102301 | no | no |  |  | no |  |  | 1387567.839 | 15401865.365 |  | -1
node_8102301_200846116 |  |  | PQ | AN | 7199.558 | 8102301 | no | no |  |  | no |  |  | 1381785.74 | 15383634.551 |  | -1
node_8102301_200846118 |  |  | PQ | AN | 7199.558 | 8102301 | no | no |  |  | no |  |  | 1382387 | 15383859.609 |  | -1
node_8102301_200846119 |  |  | PQ | AN | 7199.558 | 8102301 | no | no |  |  | no |  |  | 1382384.36 | 15383585.556 |  | -1
node_8102301_200846121 |  |  | PQ | AN | 7199.558 | 8102301 | no | no |  |  | no |  |  | 1380510.479 | 15383491.81 |  | -1
node_8102301_200846122 |  |  | PQ | AN | 7199.558 | 8102301 | no | no |  |  | no |  |  | 1380733.139 | 15383501.877 |  | -1
node_8102301_200846123 |  |  | PQ | AN | 7199.558 | 8102301 | no | no |  |  | no |  |  | 1380904.572 | 15383508.557 |  | -1
node_8102301_200846124 |  |  | PQ | AN | 7199.558 | 8102301 | no | no |  |  | no |  |  | 1381167.096 | 15383509.586 |  | -1
node_8102301_200846125 |  |  | PQ | AN | 7199.558 | 8102301 | no | no |  |  | no |  |  | 1381433.846 | 15383514.68 |  | -1
node_8102301_200846126 |  |  | PQ | AN | 7199.558 | 8102301 | no | no |  |  | no |  |  | 1381668.726 | 15383552.303 |  | -1
node_8102301_200846127 |  |  | PQ | AN | 7199.558 | 8102301 | no | no |  |  | no |  |  | 1381907.067 | 15383531.461 |  | -1
node_8102301_200846128 |  |  | PQ | AN | 7199.558 | 8102301 | no | no |  |  | no |  |  | 1382135.429 | 15383583.859 |  | -1
node_8102301_200846129 |  |  | PQ | AN | 7199.558 | 8102301 | no | no |  |  | no |  |  | 1406747.7 | 15381063.955 |  | -1
node_8102301_200846130 |  |  | PQ | AN | 7199.558 | 8102301 | no | no |  |  | no |  |  | 1406762.046 | 15380752.596 |  | -1
node_8102301_200846131 |  |  | PQ | AN | 1001.678 | 8102301 | no | no |  |  | no |  |  | 1391649.004 | 15398032.132 |  | -1
node_8102301_200846132 |  |  | PQ | AN | 1001.678 | 8102301 | no | no |  |  | no |  |  | 1390024.377 | 15399126.483 |  | -1
node_8102301_200846133 |  |  | PQ | AD | 1001.678 | 8102301 | no | no |  |  | no |  |  | 1390270.442 | 15398891.545 |  | -1
node_8102301_200846134 |  |  | PQ | AD | 1001.678 | 8102301 | no | no |  |  | no |  |  | 1390505.345 | 15398658.561 |  | -1
node_8102301_200846135 |  |  | PQ | AN | 1001.678 | 8102301 | no | no |  |  | no |  |  | 1390702.757 | 15398381.966 |  | -1
node_8102301_200846136 |  |  | PQ | AN | 1001.678 | 8102301 | no | no |  |  | no |  |  | 1390848.146 | 15398169.43 |  | -1
node_8102301_200846139 |  |  | PQ | AN | 7199.558 | 8102301 | no | no |  |  | no |  |  | 1390010.797 | 15380982.298 |  | -1
node_8102301_200846140 |  |  | PQ | AN | 7199.558 | 8102301 | no | no |  |  | no |  |  | 1390006.844 | 15381246.835 |  | -1
node_8102301_200846141 |  |  | PQ | AN | 7199.558 | 8102301 | no | no |  |  | no |  |  | 1390000.508 | 15381522.225 |  | -1
node_8102301_200846142 |  |  | PQ | AN | 7199.558 | 8102301 | no | no |  |  | no |  |  | 1389994.969 | 15381787.301 |  | -1
node_8102301_200846143 |  |  | PQ | AN | 7199.558 | 8102301 | no | no |  |  | no |  |  | 1389992.035 | 15381943.22 |  | -1
node_8102301_200846144 |  |  | PQ | AN | 1001.678 | 8102301 | no | no |  |  | no |  |  | 1383471.995 | 15393042.885 |  | -1
node_8102301_200846145 |  |  | PQ | AD | 1001.678 | 8102301 | no | no |  |  | no |  |  | 1385859.124 | 15390723.896 |  | -1
node_8102301_200846146 |  |  | PQ | AN | 1001.678 | 8102301 | no | no |  |  | no |  |  | 1383992.434 | 15392516.705 |  | -1
node_8102301_200846147 |  |  | PQ | AD | 1001.678 | 8102301 | no | no |  |  | no |  |  | 1383816.806 | 15392664.177 |  | -1
node_8102301_200846148 |  |  | PQ | AN | 1001.678 | 8102301 | no | no |  |  | no |  |  | 1383640.053 | 15392735.235 |  | -1
node_8102301_200846149 |  |  | PQ | AD | 1001.678 | 8102301 | no | no |  |  | no |  |  | 1383574.036 | 15392857.33 |  | -1
node_8102301_200846150 |  |  | PQ | AN | 1001.678 | 8102301 | no | no |  |  | no |  |  | 1383312.145 | 15392990.813 |  | -1
node_8102301_200846151 |  |  | PQ | AN | 1001.678 | 8102301 | no | no |  |  | no |  |  | 1383153.157 | 15393108.65 |  | -1
node_8102301_200846152 |  |  | PQ | AD | 1001.678 | 8102301 | no | no |  |  | no |  |  | 1385701.945 | 15391096.265 |  | -1
node_8102301_200846153 |  |  | PQ | AD | 1001.678 | 8102301 | no | no |  |  | no |  |  | 1385356.981 | 15391362.443 |  | -1
node_8102301_200846154 |  |  | PQ | AN | 1001.678 | 8102301 | no | no |  |  | no |  |  | 1385104.582 | 15391576.659 |  | -1
node_8102301_200846156 |  |  | PQ | AN | 1001.678 | 8102301 | no | no |  |  | no |  |  | 1384869.822 | 15391797.434 |  | -1
node_8102301_200846158 |  |  | PQ | AD | 1001.678 | 8102301 | no | no |  |  | no |  |  | 1384729.8 | 15391932.544 |  | -1
node_8102301_200846159 |  |  | PQ | AN | 1001.678 | 8102301 | no | no |  |  | no |  |  | 1384595.476 | 15392016.717 |  | -1
node_8102301_200846161 |  |  | PQ | AN | 1001.678 | 8102301 | no | no |  |  | no |  |  | 1384301.815 | 15392161.337 |  | -1
node_8102301_200846162 |  |  | PQ | AD | 1001.678 | 8102301 | no | no |  |  | no |  |  | 1384164.359 | 15392358.043 |  | -1
node_8102301_200846163 |  |  | PQ | AD | 1001.678 | 8102301 | no | no |  |  | no |  |  | 1396391.676 | 15397564.473 |  | -1
node_8102301_200846164 |  |  | PQ | AD | 1001.678 | 8102301 | no | no |  |  | no |  |  | 1396614.508 | 15397515.939 |  | -1
node_8102301_200846165 |  |  | PQ | AD | 1001.678 | 8102301 | no | no |  |  | no |  |  | 1396905.438 | 15397454.981 |  | -1
node_8102301_200846166 |  |  | PQ | AN | 1001.678 | 8102301 | no | no |  |  | no |  |  | 1397230.079 | 15397376.879 |  | -1
node_8102301_200846168 |  |  | PQ | AD | 1001.678 | 8102301 | no | no |  |  | no |  |  | 1408714.657 | 15375363.245 |  | -1
node_8102301_200846169 |  |  | PQ | AD | 1001.678 | 8102301 | no | no |  |  | no |  |  | 1408664.633 | 15375669.501 |  | -1
node_8102301_200846170 |  |  | PQ | AN | 1001.678 | 8102301 | no | no |  |  | no |  |  | 1408660.274 | 15376021.048 |  | -1
node_8102301_200846172 |  |  | PQ | AN | 1001.678 | 8102301 | no | no |  |  | no |  |  | 1408653.678 | 15376248.959 |  | -1
node_8102301_200846173 |  |  | PQ | AD | 1001.678 | 8102301 | no | no |  |  | no |  |  | 1408386.877 | 15376228.076 |  | -1
node_8102301_200846174 |  |  | PQ | AN | 1001.678 | 8102301 | no | no |  |  | no |  |  | 1407863.075 | 15376144.275 |  | -1
node_8102301_200846176 |  |  | PQ | AD | 1001.678 | 8102301 | no | no |  |  | no |  |  | 1408123.716 | 15376211.09 |  | -1
node_8102301_200846179 |  |  | PQ | AN | 1001.678 | 8102301 | no | no |  |  | no |  |  | 1407751.818 | 15376650.991 |  | -1
node_8102301_200846181 |  |  | PQ | AN | 1001.678 | 8102301 | no | no |  |  | no |  |  | 1407720.372 | 15377279.72 |  | -1
node_8102301_200846182 |  |  | PQ | AN | 1001.678 | 8102301 | no | no |  |  | no |  |  | 1407693.837 | 15377620.206 |  | -1
node_8102301_200846183 |  |  | PQ | AD | 1001.678 | 8102301 | no | no |  |  | no |  |  | 1407606.473 | 15377934.836 |  | -1
node_8102301_200846184 |  |  | PQ | AN | 1001.678 | 8102301 | no | no |  |  | no |  |  | 1407507.48 | 15378292.717 |  | -1
node_8102301_200846187 |  |  | PQ | AD | 1001.678 | 8102301 | no | no |  |  | no |  |  | 1407402.349 | 15378606.106 |  | -1
node_8102301_200846188 |  |  | PQ | AD | 1001.678 | 8102301 | no | no |  |  | no |  |  | 1407227.56 | 15379003.521 |  | -1
node_8102301_200846189 |  |  | PQ | AN | 1001.678 | 8102301 | no | no |  |  | no |  |  | 1407351.594 | 15378951.043 |  | -1
node_8102301_200846190 |  |  | PQ | AD | 1001.678 | 8102301 | no | no |  |  | no |  |  | 1406993.964 | 15378894.188 |  | -1
node_8102301_200846191 |  |  | PQ | AN | 1001.678 | 8102301 | no | no |  |  | no |  |  | 1406749.171 | 15378787.35 |  | -1
node_8102301_200846192 |  |  | PQ | AN | 1001.678 | 8102301 | no | no |  |  | no |  |  | 1407075.063 | 15379323.105 |  | -1
node_8102301_200846194 |  |  | PQ | AD | 1001.678 | 8102301 | no | no |  |  | no |  |  | 1407407.046 | 15379389.431 |  | -1
node_8102301_200846195 |  |  | PQ | AN | 1001.678 | 8102301 | no | no |  |  | no |  |  | 1407760.15 | 15379451.522 |  | -1
node_8102301_200846196 |  |  | PQ | AD | 1001.678 | 8102301 | no | no |  |  | no |  |  | 1407023.529 | 15379544.808 |  | -1
node_8102301_200846197 |  |  | PQ | AD | 1001.678 | 8102301 | no | no |  |  | no |  |  | 1406891.557 | 15379754.791 |  | -1
node_8102301_200846198 |  |  | PQ | AD | 1001.678 | 8102301 | no | no |  |  | no |  |  | 1406859.868 | 15380134.329 |  | -1
node_8102301_200846199 |  |  | PQ | AN | 1001.678 | 8102301 | no | no |  |  | no |  |  | 1406782.261 | 15380433.049 |  | -1
node_8102301_200846200 |  |  | PQ | AN | 7199.558 | 8102301 | no | no |  |  | no |  |  | 1379048.317 | 15379064.062 |  | -1
node_8102301_200846201 |  |  | PQ | AN | 7199.558 | 8102301 | no | no |  |  | no |  |  | 1378992.657 | 15379216.786 |  | -1
node_8102301_200846202 |  |  | PQ | AN | 1001.678 | 8102301 | no | no |  |  | no |  |  | 1382353.241 | 15388853.66 |  | -1
node_8102301_200846203 |  |  | PQ | AN | 1001.678 | 8102301 | no | no |  |  | no |  |  | 1382788.614 | 15388958.095 |  | -1
node_8102301_200846204 |  |  | PQ | AN | 1001.678 | 8102301 | no | no |  |  | no |  |  | 1385789.559 | 15390290.181 |  | -1
node_8102301_200846205 |  |  | PQ | AN | 1001.678 | 8102301 | no | no |  |  | no |  |  | 1381449.344 | 15387915.579 |  | -1
node_8102301_200846207 |  |  | PQ | AD | 1001.678 | 8102301 | no | no |  |  | no |  |  | 1381691.306 | 15388008.823 |  | -1
node_8102301_200846208 |  |  | PQ | AD | 1001.678 | 8102301 | no | no |  |  | no |  |  | 1381888.877 | 15388107.92 |  | -1
node_8102301_200846209 |  |  | PQ | AN | 1001.678 | 8102301 | no | no |  |  | no |  |  | 1382197.226 | 15388278.259 |  | -1
node_8102301_200846212 |  |  | PQ | AN | 1001.678 | 8102301 | no | no |  |  | no |  |  | 1382815.894 | 15388477.385 |  | -1
node_8102301_200846213 |  |  | PQ | AD | 1001.678 | 8102301 | no | no |  |  | no |  |  | 1382728.429 | 15388498.343 |  | -1
node_8102301_200846214 |  |  | PQ | AN | 1001.678 | 8102301 | no | no |  |  | no |  |  | 1382717.341 | 15388504.04 |  | -1
node_8102301_200846215 |  |  | PQ | AN | 1001.678 | 8102301 | no | no |  |  | no |  |  | 1383313.515 | 15388648.511 |  | -1
node_8102301_200846216 |  |  | PQ | AN | 1001.678 | 8102301 | no | no |  |  | no |  |  | 1383621.034 | 15388751.74 |  | -1
node_8102301_200846217 |  |  | PQ | AD | 1001.678 | 8102301 | no | no |  |  | no |  |  | 1383810.371 | 15388827.259 |  | -1
node_8102301_200846218 |  |  | PQ | AN | 1001.678 | 8102301 | no | no |  |  | no |  |  | 1384086.107 | 15389024.281 |  | -1
node_8102301_200846219 |  |  | PQ | AD | 1001.678 | 8102301 | no | no |  |  | no |  |  | 1384330.137 | 15389197.243 |  | -1
node_8102301_200846220 |  |  | PQ | AN | 1001.678 | 8102301 | no | no |  |  | no |  |  | 1384564.681 | 15389364.962 |  | -1
node_8102301_200846221 |  |  | PQ | AN | 1001.678 | 8102301 | no | no |  |  | no |  |  | 1378933.47 | 15386485.295 |  | -1
node_8102301_200846222 |  |  | PQ | AN | 1001.678 | 8102301 | no | no |  |  | no |  |  | 1384811.94 | 15389528.333 |  | -1
node_8102301_200846224 |  |  | PQ | AD | 1001.678 | 8102301 | no | no |  |  | no |  |  | 1385000.513 | 15389723.505 |  | -1
node_8102301_200846225 |  |  | PQ | AN | 1001.678 | 8102301 | no | no |  |  | no |  |  | 1384908.477 | 15389813.896 |  | -1
node_8102301_200846227 |  |  | PQ | AN | 1001.678 | 8102301 | no | no |  |  | no |  |  | 1385336.434 | 15390066.102 |  | -1
node_8102301_200846228 |  |  | PQ | AN | 1001.678 | 8102301 | no | no |  |  | no |  |  | 1385589.262 | 15390323.656 |  | -1
node_8102301_200846230 |  |  | PQ | AN | 1001.678 | 8102301 | no | no |  |  | no |  |  | 1385868.861 | 15390558.637 |  | -1
node_8102301_200846231 |  |  | PQ | AD | 1001.678 | 8102301 | no | no |  |  | no |  |  | 1386104.875 | 15390769.849 |  | -1
node_8102301_200846232 |  |  | PQ | AD | 1001.678 | 8102301 | no | no |  |  | no |  |  | 1386377.061 | 15391009.953 |  | -1
node_8102301_200846233 |  |  | PQ | AD | 1001.678 | 8102301 | no | no |  |  | no |  |  | 1386720.608 | 15391305.086 |  | -1
node_8102301_200846234 |  |  | PQ | AN | 1001.678 | 8102301 | no | no |  |  | no |  |  | 1386599.171 | 15391328.113 |  | -1
node_8102301_200846235 |  |  | PQ | AN | 1001.678 | 8102301 | no | no |  |  | no |  |  | 1387066.767 | 15391630.058 |  | -1
node_8102301_200846236 |  |  | PQ | AN | 1001.678 | 8102301 | no | no |  |  | no |  |  | 1386777.121 | 15391652.871 |  | -1
node_8102301_200846238 |  |  | PQ | AN | 1001.678 | 8102301 | no | no |  |  | no |  |  | 1387261.215 | 15391936.318 |  | -1
node_8102301_200846240 |  |  | PQ | AN | 1001.678 | 8102301 | no | no |  |  | no |  |  | 1387480.054 | 15392273.289 |  | -1
node_8102301_200846242 |  |  | PQ | AN | 1001.678 | 8102301 | no | no |  |  | no |  |  | 1387706.334 | 15392622.695 |  | -1
node_8102301_200846243 |  |  | PQ | AN | 1001.678 | 8102301 | no | no |  |  | no |  |  | 1387927.733 | 15392972.303 |  | -1
node_8102301_200846244 |  |  | PQ | AN | 1001.678 | 8102301 | no | no |  |  | no |  |  | 1388129.752 | 15393293.262 |  | -1
node_8102301_200846246 |  |  | PQ | AD | 1001.678 | 8102301 | no | no |  |  | no |  |  | 1388399.473 | 15393721.743 |  | -1
node_8102301_200846247 |  |  | PQ | AN | 1001.678 | 8102301 | no | no |  |  | no |  |  | 1388641.932 | 15393952.661 |  | -1
node_8102301_200846249 |  |  | PQ | AD | 1001.678 | 8102301 | no | no |  |  | no |  |  | 1388825.336 | 15394217.824 |  | -1
node_8102301_200846250 |  |  | PQ | AD | 1001.678 | 8102301 | no | no |  |  | no |  |  | 1389017.993 | 15394507.121 |  | -1
node_8102301_200846251 |  |  | PQ | AN | 1001.678 | 8102301 | no | no |  |  | no |  |  | 1389204.169 | 15394791.824 |  | -1
node_8102301_200846252 |  |  | PQ | AD | 1001.678 | 8102301 | no | no |  |  | no |  |  | 1389326.2 | 15395213.714 |  | -1
node_8102301_200846253 |  |  | PQ | AD | 1001.678 | 8102301 | no | no |  |  | no |  |  | 1389441.482 | 15395616.685 |  | -1
node_8102301_200846254 |  |  | PQ | AD | 1001.678 | 8102301 | no | no |  |  | no |  |  | 1389549.308 | 15395988.679 |  | -1
node_8102301_200846255 |  |  | PQ | AN | 1001.678 | 8102301 | no | no |  |  | no |  |  | 1379618.105 | 15386939.783 |  | -1
node_8102301_200846257 |  |  | PQ | AD | 1001.678 | 8102301 | no | no |  |  | no |  |  | 1389655.201 | 15396357.495 |  | -1
node_8102301_200846258 |  |  | PQ | AD | 1001.678 | 8102301 | no | no |  |  | no |  |  | 1389757.831 | 15396717.116 |  | -1
node_8102301_200846259 |  |  | PQ | AN | 1001.678 | 8102301 | no | no |  |  | no |  |  | 1389853.385 | 15397056.51 |  | -1
node_8102301_200846262 |  |  | PQ | AD | 1001.678 | 8102301 | no | no |  |  | no |  |  | 1389849.945 | 15397358.723 |  | -1
node_8102301_200846263 |  |  | PQ | AD | 1001.678 | 8102301 | no | no |  |  | no |  |  | 1389849.291 | 15397675.467 |  | -1
node_8102301_200846264 |  |  | PQ | AD | 1001.678 | 8102301 | no | no |  |  | no |  |  | 1389843.533 | 15398227.965 |  | -1
node_8102301_200846265 |  |  | PQ | AD | 1001.678 | 8102301 | no | no |  |  | no |  |  | 1389839.178 | 15398635.794 |  | -1
node_8102301_200846266 |  |  | PQ | AD | 1001.678 | 8102301 | no | no |  |  | no |  |  | 1389832.672 | 15399033.516 |  | -1
node_8102301_200846267 |  |  | PQ | AN | 1001.678 | 8102301 | no | no |  |  | no |  |  | 1389785.942 | 15399365.708 |  | -1
node_8102301_200846268 |  |  | PQ | AD | 1001.678 | 8102301 | no | no |  |  | no |  |  | 1389536.012 | 15399535.548 |  | -1
node_8102301_200846269 |  |  | PQ | AD | 1001.678 | 8102301 | no | no |  |  | no |  |  | 1389259.192 | 15399712.15 |  | -1
node_8102301_200846270 |  |  | PQ | AD | 1001.678 | 8102301 | no | no |  |  | no |  |  | 1388979.044 | 15399894.745 |  | -1
node_8102301_200846271 |  |  | PQ | AN | 1001.678 | 8102301 | no | no |  |  | no |  |  | 1379869.399 | 15387109.467 |  | -1
node_8102301_200846272 |  |  | PQ | AN | 1001.678 | 8102301 | no | no |  |  | no |  |  | 1388689.558 | 15400078.392 |  | -1
node_8102301_200846273 |  |  | PQ | AN | 1001.678 | 8102301 | no | no |  |  | no |  |  | 1388687.666 | 15399796.261 |  | -1
node_8102301_200846274 |  |  | PQ | AN | 1001.678 | 8102301 | no | no |  |  | no |  |  | 1388496.295 | 15400173.195 |  | -1
node_8102301_200846276 |  |  | PQ | AD | 1001.678 | 8102301 | no | no |  |  | no |  |  | 1380502.588 | 15387450.764 |  | -1
node_8102301_200846278 |  |  | PQ | AD | 1001.678 | 8102301 | no | no |  |  | no |  |  | 1380802.026 | 15387598.389 |  | -1
node_8102301_200846279 |  |  | PQ | AN | 1001.678 | 8102301 | no | no |  |  | no |  |  | 1380944.268 | 15387685.866 |  | -1
node_8102301_200846280 |  |  | PQ | AD | 1001.678 | 8102301 | no | no |  |  | no |  |  | 1381114.47 | 15387776.133 |  | -1
node_8102301_200846281 |  |  | PQ | AD | 1001.678 | 8102301 | no | no |  |  | no |  |  | 1389075.163 | 15393771.981 |  | -1
node_8102301_200846282 |  |  | PQ | AD | 1001.678 | 8102301 | no | no |  |  | no |  |  | 1389417.296 | 15393774.797 |  | -1
node_8102301_200846283 |  |  | PQ | AD | 1001.678 | 8102301 | no | no |  |  | no |  |  | 1389777.178 | 15393777.715 |  | -1
node_8102301_200846284 |  |  | PQ | AD | 1001.678 | 8102301 | no | no |  |  | no |  |  | 1390112.421 | 15393780.433 |  | -1
node_8102301_200846285 |  |  | PQ | AD | 1001.678 | 8102301 | no | no |  |  | no |  |  | 1390447.637 | 15393783.157 |  | -1
node_8102301_200846286 |  |  | PQ | AN | 1001.678 | 8102301 | no | no |  |  | no |  |  | 1390772.019 | 15393785.785 |  | -1
node_8102301_200846287 |  |  | PQ | AN | 1001.678 | 8102301 | no | no |  |  | no |  |  | 1387226.228 | 15380437.535 |  | -1
node_8102301_200846289 |  |  | PQ | AN | 1001.678 | 8102301 | no | no |  |  | no |  |  | 1386759.824 | 15383073.901 |  | -1
node_8102301_200846290 |  |  | PQ | AN | 1001.678 | 8102301 | no | no |  |  | no |  |  | 1386450.548 | 15383085.67 |  | -1
node_8102301_200846291 |  |  | PQ | AN | 1001.678 | 8102301 | no | no |  |  | no |  |  | 1385938.289 | 15383100.202 |  | -1
node_8102301_200846292 |  |  | PQ | AD | 1001.678 | 8102301 | no | no |  |  | no |  |  | 1385917.661 | 15382862.036 |  | -1
node_8102301_200846293 |  |  | PQ | AD | 1001.678 | 8102301 | no | no |  |  | no |  |  | 1385896 | 15382608.833 |  | -1
node_8102301_200846294 |  |  | PQ | AD | 1001.678 | 8102301 | no | no |  |  | no |  |  | 1385578.246 | 15383107.399 |  | -1
node_8102301_200846295 |  |  | PQ | AD | 1001.678 | 8102301 | no | no |  |  | no |  |  | 1385238.158 | 15383116.66 |  | -1
node_8102301_200846296 |  |  | PQ | AN | 1001.678 | 8102301 | no | no |  |  | no |  |  | 1384930.722 | 15383128.677 |  | -1
node_8102301_200846297 |  |  | PQ | AD | 1001.678 | 8102301 | no | no |  |  | no |  |  | 1384531.455 | 15383188.488 |  | -1
node_8102301_200846298 |  |  | PQ | AD | 1001.678 | 8102301 | no | no |  |  | no |  |  | 1384228.34 | 15383233.332 |  | -1
node_8102301_200846299 |  |  | PQ | AD | 1001.678 | 8102301 | no | no |  |  | no |  |  | 1383909.361 | 15383288.262 |  | -1
node_8102301_200846300 |  |  | PQ | AN | 1001.678 | 8102301 | no | no |  |  | no |  |  | 1383795.905 | 15383306.118 |  | -1
node_8102301_200846302 |  |  | PQ | AD | 1001.678 | 8102301 | no | no |  |  | no |  |  | 1383589.392 | 15383338.005 |  | -1
node_8102301_200846303 |  |  | PQ | AD | 1001.678 | 8102301 | no | no |  |  | no |  |  | 1383350.676 | 15383374.778 |  | -1
node_8102301_200846304 |  |  | PQ | AN | 1001.678 | 8102301 | no | no |  |  | no |  |  | 1383303.516 | 15383510.905 |  | -1
node_8102301_200846305 |  |  | PQ | AN | 1001.678 | 8102301 | no | no |  |  | no |  |  | 1387196.122 | 15380661.54 |  | -1
node_8102301_200846306 |  |  | PQ | AD | 1001.678 | 8102301 | no | no |  |  | no |  |  | 1387254.337 | 15380841.774 |  | -1
node_8102301_200846307 |  |  | PQ | AN | 1001.678 | 8102301 | no | no |  |  | no |  |  | 1383199.293 | 15383403.092 |  | -1
node_8102301_200846308 |  |  | PQ | AN | 1001.678 | 8102301 | no | no |  |  | no |  |  | 1382895.399 | 15383452.766 |  | -1
node_8102301_200846309 |  |  | PQ | AN | 1001.678 | 8102301 | no | no |  |  | no |  |  | 1387279.497 | 15380957.508 |  | -1
node_8102301_200846311 |  |  | PQ | AD | 1001.678 | 8102301 | no | no |  |  | no |  |  | 1387383.097 | 15381731.719 |  | -1
node_8102301_200846312 |  |  | PQ | AD | 1001.678 | 8102301 | no | no |  |  | no |  |  | 1387274.675 | 15382137.462 |  | -1
node_8102301_200846313 |  |  | PQ | AN | 1001.678 | 8102301 | no | no |  |  | no |  |  | 1387175.068 | 15382505.276 |  | -1
node_8102301_200846314 |  |  | PQ | AD | 1001.678 | 8102301 | no | no |  |  | no |  |  | 1387101.118 | 15382799.251 |  | -1
node_8102301_200846315 |  |  | PQ | AN | 1001.678 | 8102301 | no | no |  |  | no |  |  | 1387029.453 | 15383066.676 |  | -1
node_8102301_200846316 |  |  | PQ | AN | 1001.678 | 8102301 | no | no |  |  | no |  |  | 1401537.702 | 15380172.721 |  | -1
node_8102301_200846317 |  |  | PQ | AN | 1001.678 | 8102301 | no | no |  |  | no |  |  | 1401513.265 | 15380330.328 |  | -1
node_8102301_200846318 |  |  | PQ | AD | 1001.678 | 8102301 | no | no |  |  | no |  |  | 1401480.626 | 15380489.774 |  | -1
node_8102301_200846319 |  |  | PQ | AN | 1001.678 | 8102301 | no | no |  |  | no |  |  | 1401461.813 | 15380647.867 |  | -1
node_8102301_200846322 |  |  | PQ | AN | 1001.678 | 8102301 | no | no |  |  | no |  |  | 1401417.306 | 15381016.696 |  | -1
node_8102301_200846323 |  |  | PQ | AN | 1001.678 | 8102301 | no | no |  |  | no |  |  | 1401377.453 | 15381374.5 |  | -1
node_8102301_200846325 |  |  | PQ | AN | 1001.678 | 8102301 | no | no |  |  | no |  |  | 1401351.616 | 15381582.614 |  | -1
node_8102301_200846326 |  |  | PQ | AD | 1001.678 | 8102301 | no | no |  |  | no |  |  | 1401371.242 | 15381745.804 |  | -1
node_8102301_200846327 |  |  | PQ | AD | 1001.678 | 8102301 | no | no |  |  | no |  |  | 1401412.283 | 15382115.085 |  | -1
node_8102301_200846329 |  |  | PQ | AD | 1001.678 | 8102301 | no | no |  |  | no |  |  | 1401489.86 | 15382788.905 |  | -1
node_8102301_200846330 |  |  | PQ | AD | 1001.678 | 8102301 | no | no |  |  | no |  |  | 1401503.548 | 15382919.02 |  | -1
node_8102301_200846331 |  |  | PQ | AD | 1001.678 | 8102301 | no | no |  |  | no |  |  | 1401561.696 | 15383407.959 |  | -1
node_8102301_200846332 |  |  | PQ | AN | 1001.678 | 8102301 | no | no |  |  | no |  |  | 1401605.617 | 15383766.972 |  | -1
node_8102301_200846333 |  |  | PQ | AD | 1001.678 | 8102301 | no | no |  |  | no |  |  | 1401864.713 | 15384398.969 |  | -1
node_8102301_200846334 |  |  | PQ | AN | 1001.678 | 8102301 | no | no |  |  | no |  |  | 1402061.032 | 15384867.958 |  | -1
node_8102301_200846336 |  |  | PQ | AD | 1001.678 | 8102301 | no | no |  |  | no |  |  | 1402222.116 | 15385254.083 |  | -1
node_8102301_200846337 |  |  | PQ | AD | 1001.678 | 8102301 | no | no |  |  | no |  |  | 1402354.918 | 15385575.314 |  | -1
node_8102301_200846339 |  |  | PQ | AN | 1001.678 | 8102301 | no | no |  |  | no |  |  | 1402360.51 | 15386080.907 |  | -1
node_8102301_200846340 |  |  | PQ | AN | 1001.678 | 8102301 | no | no |  |  | no |  |  | 1402363.705 | 15386579.387 |  | -1
node_8102301_200846342 |  |  | PQ | AN | 1001.678 | 8102301 | no | no |  |  | no |  |  | 1402608.182 | 15386974.927 |  | -1
node_8102301_200846344 |  |  | PQ | AD | 1001.678 | 8102301 | no | no |  |  | no |  |  | 1402864.249 | 15387264.559 |  | -1
node_8102301_200846345 |  |  | PQ | AN | 1001.678 | 8102301 | no | no |  |  | no |  |  | 1403156.454 | 15387596.819 |  | -1
node_8102301_200846347 |  |  | PQ | AN | 1001.678 | 8102301 | no | no |  |  | no |  |  | 1403448.383 | 15387935.99 |  | -1
node_8102301_200846350 |  |  | PQ | AD | 1001.678 | 8102301 | no | no |  |  | no |  |  | 1403692.475 | 15388309.483 |  | -1
node_8102301_200846351 |  |  | PQ | AN | 1001.678 | 8102301 | no | no |  |  | no |  |  | 1403931.508 | 15388693.259 |  | -1
node_8102301_200846352 |  |  | PQ | AN | 1001.678 | 8102301 | no | no |  |  | no |  |  | 1404091.046 | 15388947.194 |  | -1
node_8102301_200846353 |  |  | PQ | AD | 1001.678 | 8102301 | no | no |  |  | no |  |  | 1404223.749 | 15389237.768 |  | -1
node_8102301_200846354 |  |  | PQ | AD | 1001.678 | 8102301 | no | no |  |  | no |  |  | 1404386.288 | 15389592.05 |  | -1
node_8102301_200846355 |  |  | PQ | AD | 1001.678 | 8102301 | no | no |  |  | no |  |  | 1404610.054 | 15390087.62 |  | -1
node_8102301_200846356 |  |  | PQ | AN | 1001.678 | 8102301 | no | no |  |  | no |  |  | 1404779.571 | 15390549.962 |  | -1
node_8102301_200846357 |  |  | PQ | AD | 1001.678 | 8102301 | no | no |  |  | no |  |  | 1404911.114 | 15390894.487 |  | -1
node_8102301_200846359 |  |  | PQ | AN | 1001.678 | 8102301 | no | no |  |  | no |  |  | 1404998.958 | 15391351.133 |  | -1
node_8102301_200846360 |  |  | PQ | AN | 1001.678 | 8102301 | no | no |  |  | no |  |  | 1405216.262 | 15391921.029 |  | -1
node_8102301_200846361 |  |  | PQ | AN | 1001.678 | 8102301 | no | no |  |  | no |  |  | 1405274.175 | 15392113.881 |  | -1
node_8102301_200846362 |  |  | PQ | AN | 1001.678 | 8102301 | no | no |  |  | no |  |  | 1405435.931 | 15392674.931 |  | -1
node_8102301_200846363 |  |  | PQ | AN | 1001.678 | 8102301 | no | no |  |  | no |  |  | 1405373.023 | 15392926.565 |  | -1
node_8102301_200846364 |  |  | PQ | AN | 1001.678 | 8102301 | no | no |  |  | no |  |  | 1405089.735 | 15392829.761 |  | -1
node_8102301_200846365 |  |  | PQ | AN | 1001.678 | 8102301 | no | no |  |  | no |  |  | 1405455.185 | 15393233.396 |  | -1
node_8102301_200846366 |  |  | PQ | AD | 1001.678 | 8102301 | no | no |  |  | no |  |  | 1405527.169 | 15393517.036 |  | -1
node_8102301_200846367 |  |  | PQ | AD | 1001.678 | 8102301 | no | no |  |  | no |  |  | 1405622.557 | 15393848.104 |  | -1
node_8102301_200846368 |  |  | PQ | AN | 1001.678 | 8102301 | no | no |  |  | no |  |  | 1405713.277 | 15394181.142 |  | -1
node_8102301_200846370 |  |  | PQ | AN | 1001.678 | 8102301 | no | no |  |  | no |  |  | 1405803.742 | 15394529.724 |  | -1
node_8102301_200846372 |  |  | PQ | AD | 1001.678 | 8102301 | no | no |  |  | no |  |  | 1405828.086 | 15394853.715 |  | -1
node_8102301_200846373 |  |  | PQ | AD | 1001.678 | 8102301 | no | no |  |  | no |  |  | 1405837.278 | 15395217.984 |  | -1
node_8102301_200846374 |  |  | PQ | AD | 1001.678 | 8102301 | no | no |  |  | no |  |  | 1405850.153 | 15395554.733 |  | -1
node_8102301_200846375 |  |  | PQ | AD | 1001.678 | 8102301 | no | no |  |  | no |  |  | 1405871.577 | 15395900.862 |  | -1
node_8102301_200846376 |  |  | PQ | AN | 1001.678 | 8102301 | no | no |  |  | no |  |  | 1405885.892 | 15396164.082 |  | -1
node_8102301_200846377 |  |  | PQ | AN | 1001.678 | 8102301 | no | no |  |  | no |  |  | 1403439.732 | 15377272.138 |  | -1
node_8102301_200846378 |  |  | PQ | AN | 1001.678 | 8102301 | no | no |  |  | no |  |  | 1402489.383 | 15379944.033 |  | -1
node_8102301_200846379 |  |  | PQ | AD | 1001.678 | 8102301 | no | no |  |  | no |  |  | 1403182.486 | 15377168.002 |  | -1
node_8102301_200846381 |  |  | PQ | AN | 1001.678 | 8102301 | no | no |  |  | no |  |  | 1403285.216 | 15376859.445 |  | -1
node_8102301_200846382 |  |  | PQ | AN | 1001.678 | 8102301 | no | no |  |  | no |  |  | 1403380.413 | 15376578.893 |  | -1
node_8102301_200846383 |  |  | PQ | AN | 1001.678 | 8102301 | no | no |  |  | no |  |  | 1403332.504 | 15376294.272 |  | -1
node_8102301_200846384 |  |  | PQ | AN | 1001.678 | 8102301 | no | no |  |  | no |  |  | 1403374.586 | 15375956.359 |  | -1
node_8102301_200846386 |  |  | PQ | AD | 1001.678 | 8102301 | no | no |  |  | no |  |  | 1403445.694 | 15375661.487 |  | -1
node_8102301_200846387 |  |  | PQ | AD | 1001.678 | 8102301 | no | no |  |  | no |  |  | 1403524.157 | 15375332.903 |  | -1
node_8102301_200846388 |  |  | PQ | AD | 1001.678 | 8102301 | no | no |  |  | no |  |  | 1402496.521 | 15379797.991 |  | -1
node_8102301_200846389 |  |  | PQ | AN | 1001.678 | 8102301 | no | no |  |  | no |  |  | 1402258.66 | 15379772.44 |  | -1
node_8102301_200846392 |  |  | PQ | AD | 1001.678 | 8102301 | no | no |  |  | no |  |  | 1402513.255 | 15379583.376 |  | -1
node_8102301_200846393 |  |  | PQ | AN | 1001.678 | 8102301 | no | no |  |  | no |  |  | 1402530.801 | 15379253.958 |  | -1
node_8102301_200846394 |  |  | PQ | AN | 1001.678 | 8102301 | no | no |  |  | no |  |  | 1402528.449 | 15379015.887 |  | -1
node_8102301_200846395 |  |  | PQ | AN | 1001.678 | 8102301 | no | no |  |  | no |  |  | 1402640.635 | 15378674.497 |  | -1
node_8102301_200846397 |  |  | PQ | AN | 1001.678 | 8102301 | no | no |  |  | no |  |  | 1402792.575 | 15378311.605 |  | -1
node_8102301_200846398 |  |  | PQ | AN | 1001.678 | 8102301 | no | no |  |  | no |  |  | 1402893.238 | 15378034.101 |  | -1
node_8102301_200846399 |  |  | PQ | AD | 1001.678 | 8102301 | no | no |  |  | no |  |  | 1403025.017 | 15377626.288 |  | -1
node_8102301_200846400 |  |  | PQ | ABCN | 7199.558 | 8102301 | no | no |  |  | no |  |  | 1378787.075 | 15375779.02 |  | -1
node_8102301_200846439 |  |  | PQ | ABCN | 7199.558 | 8102301 | no | no |  |  | no |  |  | 1379981.852 | 15376509.588 |  | -1
node_8102301_200846441 |  |  | PQ | ABCN | 7199.558 | 8102301 | no | no |  |  | no |  |  | 1380895.644 | 15375887.686 |  | -1
node_8102301_200846442 |  |  | PQ | ABCN | 7199.558 | 8102301 | no | no |  |  | no |  |  | 1381019.064 | 15375818.472 |  | -1
node_8102301_200846443 |  |  | PQ | ABCN | 7199.558 | 8102301 | no | no |  |  | no |  |  | 1381109.983 | 15375761.728 |  | -1
node_8102301_200846444 |  |  | PQ | ABCN | 7199.558 | 8102301 | no | no |  |  | no |  |  | 1381198.956 | 15375698.988 |  | -1
node_8102301_200846445 |  |  | PQ | ABCN | 7199.558 | 8102301 | no | no |  |  | no |  |  | 1381281.486 | 15375646.615 |  | -1
node_8102301_200846446 |  |  | PQ | ABCN | 7199.558 | 8102301 | no | no |  |  | no |  |  | 1381418.32 | 15375537.797 |  | -1
node_8102301_200846447 |  |  | PQ | ABCN | 7199.558 | 8102301 | no | no |  |  | no |  |  | 1381539.316 | 15375432.018 |  | -1
node_8102301_200846448 |  |  | PQ | ABCN | 7199.558 | 8102301 | no | no |  |  | no |  |  | 1381690.318 | 15375330.974 |  | -1
node_8102301_200846449 |  |  | PQ | ABCN | 7199.558 | 8102301 | no | no |  |  | no |  |  | 1381800.144 | 15375243.385 |  | -1
node_8102301_200846450 |  |  | PQ | ABCN | 7199.558 | 8102301 | no | no |  |  | no |  |  | 1381955.192 | 15375140.935 |  | -1
node_8102301_200846451 |  |  | PQ | ABCN | 7199.558 | 8102301 | no | no |  |  | no |  |  | 1380059.295 | 15376420.849 |  | -1
node_8102301_200846453 |  |  | PQ | ABCN | 7199.558 | 8102301 | no | no |  |  | no |  |  | 1382058.223 | 15375082.235 |  | -1
node_8102301_200846454 |  |  | PQ | ABCN | 7199.558 | 8102301 | no | no |  |  | no |  |  | 1380184.118 | 15376333.534 |  | -1
node_8102301_200846455 |  |  | PQ | ABCN | 7199.558 | 8102301 | no | no |  |  | no |  |  | 1380334.578 | 15376232.708 |  | -1
node_8102301_200846456 |  |  | PQ | ABCN | 7199.558 | 8102301 | no | no |  |  | no |  |  | 1380418.87 | 15376174.661 |  | -1
node_8102301_200846457 |  |  | PQ | ABCN | 7199.558 | 8102301 | no | no |  |  | no |  |  | 1380519.353 | 15376102.23 |  | -1
node_8102301_200846458 |  |  | PQ | ABCN | 7199.558 | 8102301 | no | no |  |  | no |  |  | 1380615.199 | 15376033.053 |  | -1
node_8102301_200846460 |  |  | PQ | ABCN | 7199.558 | 8102301 | no | no |  |  | no |  |  | 1380703.94 | 15375985.427 |  | -1
node_8102301_200846461 |  |  | PQ | ABCN | 7199.558 | 8102301 | no | no |  |  | no |  |  | 1380777.163 | 15375949.286 |  | -1
node_8102301_200846463 |  |  | PQ | AD | 1001.678 | 8102301 | no | no |  |  | no |  |  | 1379730.929 | 15375225.548 |  | -1
node_8102301_200846464 |  |  | PQ | AD | 1001.678 | 8102301 | no | no |  |  | no |  |  | 1379770.23 | 15375123.621 |  | -1
node_8102301_200846465 |  |  | PQ | AN | 1001.678 | 8102301 | no | no |  |  | no |  |  | 1379831.709 | 15374925.848 |  | -1
node_8102301_200846466 |  |  | PQ | AD | 1001.678 | 8102301 | no | no |  |  | no |  |  | 1379861.786 | 15374810.6 |  | -1
node_8102301_200846467 |  |  | PQ | AD | 1001.678 | 8102301 | no | no |  |  | no |  |  | 1379907.91 | 15374828.703 |  | -1
node_8102301_200846468 |  |  | PQ | AD | 1001.678 | 8102301 | no | no |  |  | no |  |  | 1379959.022 | 15374765.837 |  | -1
node_8102301_200846469 |  |  | PQ | AN | 1001.678 | 8102301 | no | no |  |  | no |  |  | 1380088.767 | 15374653.135 |  | -1
node_8102301_200846470 |  |  | PQ | AN | 1001.678 | 8102301 | no | no |  |  | no |  |  | 1380208.58 | 15374566.378 |  | -1
node_8102301_200846473 |  |  | PQ | AD | 1001.678 | 8102301 | no | no |  |  | no |  |  | 1380348.676 | 15374505.811 |  | -1
node_8102301_200846474 |  |  | PQ | ABCN | 7199.558 | 8102301 | no | no |  |  | no |  |  | 1379310.971 | 15376184.908 |  | -1
node_8102301_200846475 |  |  | PQ | AN | 1001.678 | 8102301 | no | no |  |  | no |  |  | 1380468.459 | 15374375.071 |  | -1
node_8102301_200846477 |  |  | PQ | AD | 1001.678 | 8102301 | no | no |  |  | no |  |  | 1380619.204 | 15374269.162 |  | -1
node_8102301_200846478 |  |  | PQ | AD | 1001.678 | 8102301 | no | no |  |  | no |  |  | 1380769.53 | 15374162.214 |  | -1
node_8102301_200846479 |  |  | PQ | ABCN | 7199.558 | 8102301 | no | no |  |  | no |  |  | 1379358.249 | 15376085.033 |  | -1
node_8102301_200846480 |  |  | PQ | ABCN | 7199.558 | 8102301 | no | no |  |  | no |  |  | 1379400.598 | 15375982.982 |  | -1
node_8102301_200846482 |  |  | PQ | ABCN | 1001.678 | 8102301 | no | no |  |  | no |  |  | 1379472.656 | 15375838.801 |  | -1
node_8102301_200846483 |  |  | PQ | AN | 1001.678 | 8102301 | no | no |  |  | no |  |  | 1379513.448 | 15375749.502 |  | -1
node_8102301_200846485 |  |  | PQ | AN | 1001.678 | 8102301 | no | no |  |  | no |  |  | 1379595.977 | 15375599.009 |  | -1
node_8102301_200846486 |  |  | PQ | AD | 1001.678 | 8102301 | no | no |  |  | no |  |  | 1379647.062 | 15375470.794 |  | -1
node_8102301_200846487 |  |  | PQ | AN | 1001.678 | 8102301 | no | no |  |  | no |  |  | 1379693.446 | 15375341.422 |  | -1
node_8102301_200846489 |  |  | PQ | ABCN | 7199.558 | 8102301 | no | no |  |  | no |  |  | 1379080.84 | 15376585.448 |  | -1
node_8102301_200846491 |  |  | PQ | ABCN | 7199.558 | 8102301 | no | no |  |  | no |  |  | 1379084.305 | 15376677.59 |  | -1
node_8102301_200846494 |  |  | PQ | AN | 7199.558 | 8102301 | no | no |  |  | no |  |  | 1378985.194 | 15376628.732 |  | -1
node_8102301_200846558 |  |  | PQ | ABCN | 7199.558 | 8102301 | no | no |  |  | no |  |  | 1379213.088 | 15376126.956 |  | -1
node_8102301_200846559 |  |  | PQ | ABCN | 7199.558 | 8102301 | no | no |  |  | no |  |  | 1378233.161 | 15375987.646 |  | -1
node_8102301_200846560 |  |  | PQ | ABCN | 7199.558 | 8102301 | no | no |  |  | no |  |  | 1378111.436 | 15376103.383 |  | -1
node_8102301_200846562 |  |  | PQ | ABCN | 7199.558 | 8102301 | no | no |  |  | no |  |  | 1379090.666 | 15376088.372 |  | -1
node_8102301_200846564 |  |  | PQ | ABCN | 7199.558 | 8102301 | no | no |  |  | no |  |  | 1378979.531 | 15376066.968 |  | -1
node_8102301_200846568 |  |  | PQ | ABCN | 7199.558 | 8102301 | no | no |  |  | no |  |  | 1378896.467 | 15376045.68 |  | -1
node_8102301_200846569 |  |  | PQ | ABCN | 7199.558 | 8102301 | no | no |  |  | no |  |  | 1378773.909 | 15376040.653 |  | -1
node_8102301_200846570 |  |  | PQ | ABCN | 7199.558 | 8102301 | no | no |  |  | no |  |  | 1378830.615 | 15376020.456 |  | -1
node_8102301_200846574 |  |  | PQ | ABCN | 7199.558 | 8102301 | no | no |  |  | no |  |  | 1378656.342 | 15376009.428 |  | -1
node_8102301_200846575 |  |  | PQ | ABCN | 7199.558 | 8102301 | no | no |  |  | no |  |  | 1378570.283 | 15375985.533 |  | -1
node_8102301_200846576 |  |  | PQ | ABCN | 7199.558 | 8102301 | no | no |  |  | no |  |  | 1378436.165 | 15375930.128 |  | -1
node_8102301_200846577 |  |  | PQ | ABCN | 7199.558 | 8102301 | no | no |  |  | no |  |  | 1378298.706 | 15375898.587 |  | -1
node_8102301_200846579 |  |  | PQ | ABCN | 7199.558 | 8102301 | no | no |  |  | no |  |  | 1378564.929 | 15376434.112 |  | -1
node_8102301_200846580 |  |  | PQ | ABCN | 7199.558 | 8102301 | no | no |  |  | no |  |  | 1378562.078 | 15376343.672 |  | -1
node_8102301_200846581 |  |  | PQ | ABCN | 7199.558 | 8102301 | no | no |  |  | no |  |  | 1378563.463 | 15376254.734 |  | -1
node_8102301_200846582 |  |  | PQ | ABCN | 7199.558 | 8102301 | no | no |  |  | no |  |  | 1378558.069 | 15376138.08 |  | -1
node_8102301_200846583 |  |  | PQ | ABCN | 7199.558 | 8102301 | no | no |  |  | no |  |  | 1378552.594 | 15376014.502 |  | -1
node_8102301_200846652 |  |  | PQ | AN | 7199.558 | 8102301 | no | no |  |  | no |  |  | 1381859.813 | 15378234.482 |  | -1
node_8102301_200846653 |  |  | PQ | ABCN | 7199.558 | 8102301 | no | no |  |  | no |  |  | 1381643.729 | 15376648.031 |  | -1
node_8102301_200846657 |  |  | PQ | ABCN | 7199.558 | 8102301 | no | no |  |  | no |  |  | 1381250.525 | 15376609.082 |  | -1
node_8102301_200846658 |  |  | PQ | AN | 7199.558 | 8102301 | no | no |  |  | no |  |  | 1381231.837 | 15376685.164 |  | -1
node_8102301_200846659 |  |  | PQ | ABCN | 7199.558 | 8102301 | no | no |  |  | no |  |  | 1381091.554 | 15376594.334 |  | -1
node_8102301_200846661 |  |  | PQ | ABCN | 7199.558 | 8102301 | no | no |  |  | no |  |  | 1380918.809 | 15376578.108 |  | -1
node_8102301_200846662 |  |  | PQ | ABCN | 7199.558 | 8102301 | no | no |  |  | no |  |  | 1380839.057 | 15376583.708 |  | -1
node_8102301_200846665 |  |  | PQ | ABCN | 7199.558 | 8102301 | no | no |  |  | no |  |  | 1380491.201 | 15376568.208 |  | -1
node_8102301_200846669 |  |  | PQ | ABCN | 7199.558 | 8102301 | no | no |  |  | no |  |  | 1380173.846 | 15376574.65 |  | -1
node_8102301_200846696 |  |  | PQ | ABN | 7199.558 | 8102301 | no | no |  |  | no |  |  | 1379191.395 | 15378710.955 |  | -1
node_8102301_200846698 |  |  | PQ | ABN | 7199.558 | 8102301 | no | no |  |  | no |  |  | 1379474.107 | 15378758.037 |  | -1
node_8102301_200846699 |  |  | PQ | ABN | 7199.558 | 8102301 | no | no |  |  | no |  |  | 1379712.818 | 15378793.98 |  | -1
node_8102301_200846700 |  |  | PQ | ABN | 7199.558 | 8102301 | no | no |  |  | no |  |  | 1379827.821 | 15378811.366 |  | -1
node_8102301_200846701 |  |  | PQ | AN | 7199.558 | 8102301 | no | no |  |  | no |  |  | 1379783.314 | 15378608.046 |  | -1
node_8102301_200846702 |  |  | PQ | AN | 7199.558 | 8102301 | no | no |  |  | no |  |  | 1379812.043 | 15378390.939 |  | -1
node_8102301_200846703 |  |  | PQ | AN | 7199.558 | 8102301 | no | no |  |  | no |  |  | 1379759.559 | 15378125.015 |  | -1
node_8102301_200846704 |  |  | PQ | AN | 7199.558 | 8102301 | no | no |  |  | no |  |  | 1379747.857 | 15377935.554 |  | -1
node_8102301_200846705 |  |  | PQ | AN | 7199.558 | 8102301 | no | no |  |  | no |  |  | 1379722.693 | 15377737.69 |  | -1
node_8102301_200846706 |  |  | PQ | ABN | 7199.558 | 8102301 | no | no |  |  | no |  |  | 1379909.558 | 15378827.975 |  | -1
node_8102301_200846707 |  |  | PQ | ABN | 7199.558 | 8102301 | no | no |  |  | no |  |  | 1380150.846 | 15378995.067 |  | -1
node_8102301_200846708 |  |  | PQ | ABN | 7199.558 | 8102301 | no | no |  |  | no |  |  | 1380133.012 | 15378854.983 |  | -1
node_8102301_200846715 |  |  | PQ | ABCN | 7199.558 | 8102301 | no | no |  |  | no |  |  | 1379562.444 | 15375974.93 |  | -1
node_8102301_200846727 |  |  | PQ | ABN | 7199.558 | 8102301 | no | no |  |  | no |  |  | 1379374.095 | 15377902.912 |  | -1
node_8102301_200846728 |  |  | PQ | ABN | 7199.558 | 8102301 | no | no |  |  | no |  |  | 1379342.208 | 15378047.039 |  | -1
node_8102301_200846729 |  |  | PQ | ABN | 7199.558 | 8102301 | no | no |  |  | no |  |  | 1379315.911 | 15378180.125 |  | -1
node_8102301_200846731 |  |  | PQ | ABN | 7199.558 | 8102301 | no | no |  |  | no |  |  | 1379289.158 | 15378324.361 |  | -1
node_8102301_200846735 |  |  | PQ | ABN | 7199.558 | 8102301 | no | no |  |  | no |  |  | 1379146.168 | 15378808.993 |  | -1
node_8102301_200846737 |  |  | PQ | ABN | 7199.558 | 8102301 | no | no |  |  | no |  |  | 1379755.589 | 15376803.312 |  | -1
node_8102301_200846739 |  |  | PQ | ABN | 7199.558 | 8102301 | no | no |  |  | no |  |  | 1379698.099 | 15376982.741 |  | -1
node_8102301_200846740 |  |  | PQ | ABN | 7199.558 | 8102301 | no | no |  |  | no |  |  | 1379664.415 | 15377119.232 |  | -1
node_8102301_200846741 |  |  | PQ | ABN | 7199.558 | 8102301 | no | no |  |  | no |  |  | 1379614.176 | 15377282.47 |  | -1
node_8102301_200846742 |  |  | PQ | ABN | 7199.558 | 8102301 | no | no |  |  | no |  |  | 1379549.083 | 15377512.765 |  | -1
node_8102301_200846743 |  |  | PQ | ABN | 7199.558 | 8102301 | no | no |  |  | no |  |  | 1379491.969 | 15377638.29 |  | -1
node_8102301_200846744 |  |  | PQ | ABN | 7199.558 | 8102301 | no | no |  |  | no |  |  | 1379443.279 | 15377758.02 |  | -1
node_8102301_200846746 |  |  | PQ | ABCN | 7199.558 | 8102301 | no | no |  |  | no |  |  | 1378279.429 | 15376486.401 |  | -1
node_8102301_200846747 |  |  | PQ | ABCN | 7199.558 | 8102301 | no | no |  |  | no |  |  | 1378143.073 | 15376496.778 |  | -1
node_8102301_200846748 |  |  | PQ | ABCN | 7199.558 | 8102301 | no | no |  |  | no |  |  | 1378046.74 | 15376497.43 |  | -1
node_8102301_200846749 |  |  | PQ | ABCN | 7199.558 | 8102301 | no | no |  |  | no |  |  | 1377914.258 | 15376508.779 |  | -1
node_8102301_200846750 |  |  | PQ | ABCN | 7199.558 | 8102301 | no | no |  |  | no |  |  | 1377804.365 | 15376514.257 |  | -1
node_8102301_200846752 |  |  | PQ | ABCN | 7199.558 | 8102301 | no | no |  |  | no |  |  | 1377671.314 | 15376523.673 |  | -1
node_8102301_200846754 |  |  | PQ | ABCN | 7199.558 | 8102301 | no | no |  |  | no |  |  | 1377438.113 | 15376535.214 |  | -1
node_8102301_200846756 |  |  | PQ | ABCN | 7199.558 | 8102301 | no | no |  |  | no |  |  | 1377155.018 | 15376552.702 |  | -1
node_8102301_200846757 |  |  | PQ | ABCN | 7199.558 | 8102301 | no | no |  |  | no |  |  | 1379357.205 | 15376602.613 |  | -1
node_8102301_200846760 |  |  | PQ | ABCN | 7199.558 | 8102301 | no | no |  |  | no |  |  | 1376722.679 | 15376684.016 |  | -1
node_8102301_200846763 |  |  | PQ | ABCN | 7199.558 | 8102301 | no | no |  |  | no |  |  | 1376636.936 | 15376728.018 |  | -1
node_8102301_200846765 |  |  | PQ | ABCN | 7199.558 | 8102301 | no | no |  |  | no |  |  | 1376474.189 | 15376770.352 |  | -1
node_8102301_200846768 |  |  | PQ | ABCN | 7199.558 | 8102301 | no | no |  |  | no |  |  | 1376329.417 | 15376928.343 |  | -1
node_8102301_200846772 |  |  | PQ | ABCN | 7199.558 | 8102301 | no | no |  |  | no |  |  | 1376085.245 | 15377103.565 |  | -1
node_8102301_200846780 |  |  | PQ | ABCN | 7199.558 | 8102301 | no | no |  |  | no |  |  | 1379185.57 | 15376470.324 |  | -1
node_8102301_200846781 |  |  | PQ | ABCN | 7199.558 | 8102301 | no | no |  |  | no |  |  | 1375386.907 | 15377594.36 |  | -1
node_8102301_200846785 |  |  | PQ | ABCN | 7199.558 | 8102301 | no | no |  |  | no |  |  | 1375164.978 | 15377820.998 |  | -1
node_8102301_200846786 |  |  | PQ | ABCN | 7199.558 | 8102301 | no | no |  |  | no |  |  | 1375054.993 | 15377919.08 |  | -1
node_8102301_200846791 |  |  | PQ | ABCN | 7199.558 | 8102301 | no | no |  |  | no |  |  | 1379097.173 | 15376463.763 |  | -1
node_8102301_200846795 |  |  | PQ | ABCN | 7199.558 | 8102301 | no | no |  |  | no |  |  | 1378998.573 | 15376464.148 |  | -1
node_8102301_200846796 |  |  | PQ | ABCN | 7199.558 | 8102301 | no | no |  |  | no |  |  | 1378841.15 | 15376457.568 |  | -1
node_8102301_200846797 |  |  | PQ | ABCN | 7199.558 | 8102301 | no | no |  |  | no |  |  | 1378706.605 | 15376465.304 |  | -1
node_8102301_200846798 |  |  | PQ | ABCN | 7199.558 | 8102301 | no | no |  |  | no |  |  | 1378574.221 | 15376468.512 |  | -1
node_8102301_200846799 |  |  | PQ | ABCN | 7199.558 | 8102301 | no | no |  |  | no |  |  | 1378461.102 | 15376476.375 |  | -1
node_8102301_200875299 |  |  | PQ | ABCN | 7199.558 | 8102301 | no | no |  |  | no |  |  | 1420926.531 | 15383966.793 |  | -1
node_8102301_200875300 |  |  | PQ | ABCN | 7199.558 | 8102301 | no | no |  |  | no |  |  | 1421110.54 | 15383416.971 |  | -1
node_8102301_200875301 |  |  | PQ | ABCN | 7199.558 | 8102301 | no | no |  |  | no |  |  | 1421239.041 | 15383142.403 |  | -1
node_8102301_200875302 |  |  | PQ | ABCN | 7199.558 | 8102301 | no | no |  |  | no |  |  | 1421536.765 | 15382521.356 |  | -1
node_8102301_200875303 |  |  | PQ | ABCN | 7199.558 | 8102301 | no | no |  |  | no |  |  | 1422021.614 | 15381489.504 |  | -1
node_8102301_200875332 |  |  | PQ | AN | 7199.558 | 8102301 | no | no |  |  | no |  |  | 1421504.735 | 15383176.394 |  | -1
node_8102301_200875333 |  |  | PQ | AN | 7199.558 | 8102301 | no | no |  |  | no |  |  | 1421566.192 | 15383184.074 |  | -1
node_8102301_200875334 |  |  | PQ | AN | 7199.558 | 8102301 | no | no |  |  | no |  |  | 1421644.976 | 15382908.483 |  | -1
node_8102301_200875436 |  |  | PQ | ABCN | 7199.558 | 8102301 | no | no |  |  | no |  |  | 1420967.561 | 15383413.741 |  | -1
node_8102301_200875437 |  |  | PQ | ABCN | 7199.558 | 8102301 | no | no |  |  | no |  |  | 1420700.004 | 15383401.018 |  | -1
node_8102301_200875439 |  |  | PQ | ABCN | 7199.558 | 8102301 | no | no |  |  | no |  |  | 1420442.954 | 15383396.416 |  | -1
node_8102301_200875440 |  |  | PQ | ABCN | 7199.558 | 8102301 | no | no |  |  | no |  |  | 1417769.427 | 15383505.917 |  | -1
node_8102301_200875441 |  |  | PQ | ABCN | 7199.558 | 8102301 | no | no |  |  | no |  |  | 1417492.856 | 15383539.488 |  | -1
node_8102301_200875442 |  |  | PQ | AN | 7199.558 | 8102301 | no | no |  |  | no |  |  | 1417500.611 | 15383638.083 |  | -1
node_8102301_200875443 |  |  | PQ | AN | 7199.558 | 8102301 | no | no |  |  | no |  |  | 1417520.307 | 15384094.257 |  | -1
node_8102301_200875444 |  |  | PQ | AN | 7199.558 | 8102301 | no | no |  |  | no |  |  | 1417537.623 | 15384472.562 |  | -1
node_8102301_200875446 |  |  | PQ | ABCN | 7199.558 | 8102301 | no | no |  |  | no |  |  | 1417360.57 | 15383554.885 |  | -1
node_8102301_200875447 |  |  | PQ | ABCN | 7199.558 | 8102301 | no | no |  |  | no |  |  | 1417172.468 | 15383579.209 |  | -1
node_8102301_200875448 |  |  | PQ | ABCN | 7199.558 | 8102301 | no | no |  |  | no |  |  | 1416937.213 | 15383605.263 |  | -1
node_8102301_200875449 |  |  | PQ | ABCN | 7199.558 | 8102301 | no | no |  |  | no |  |  | 1416660.648 | 15383640.795 |  | -1
node_8102301_200875450 |  |  | PQ | ABCN | 7199.558 | 8102301 | no | no |  |  | no |  |  | 1416417.436 | 15383665.312 |  | -1
node_8102301_200875451 |  |  | PQ | AN | 7199.558 | 8102301 | no | no |  |  | no |  |  | 1416423.127 | 15383445.264 |  | -1
node_8102301_200875452 |  |  | PQ | AN | 7199.558 | 8102301 | no | no |  |  | no |  |  | 1416431.924 | 15383214.397 |  | -1
node_8102301_200875453 |  |  | PQ | ABCN | 7199.558 | 8102301 | no | no |  |  | no |  |  | 1416156.949 | 15383624.988 |  | -1
node_8102301_200875454 |  |  | PQ | ABCN | 7199.558 | 8102301 | no | no |  |  | no |  |  | 1415894.701 | 15383579.35 |  | -1
node_8102301_200875455 |  |  | PQ | ABCN | 7199.558 | 8102301 | no | no |  |  | no |  |  | 1415627.318 | 15383535.492 |  | -1
node_8102301_200875456 |  |  | PQ | ABCN | 7199.558 | 8102301 | no | no |  |  | no |  |  | 1420259.864 | 15383389.862 |  | -1
node_8102301_200875458 |  |  | PQ | ABCN | 7199.558 | 8102301 | no | no |  |  | no |  |  | 1420108.206 | 15383382.343 |  | -1
node_8102301_200875459 |  |  | PQ | ABCN | 7199.558 | 8102301 | no | no |  |  | no |  |  | 1415380.641 | 15383516.724 |  | -1
node_8102301_200875461 |  |  | PQ | ABCN | 7199.558 | 8102301 | no | no |  |  | no |  |  | 1415155.507 | 15383429.051 |  | -1
node_8102301_200875462 |  |  | PQ | ABCN | 7199.558 | 8102301 | no | no |  |  | no |  |  | 1414928.604 | 15383348.007 |  | -1
node_8102301_200875463 |  |  | PQ | ABCN | 7199.558 | 8102301 | no | no |  |  | no |  |  | 1414674.374 | 15383212.993 |  | -1
node_8102301_200875464 |  |  | PQ | ABCN | 7199.558 | 8102301 | no | no |  |  | no |  |  | 1414418.936 | 15383088.832 |  | -1
node_8102301_200875465 |  |  | PQ | ABCN | 7199.558 | 8102301 | no | no |  |  | no |  |  | 1414160.1 | 15382958.136 |  | -1
node_8102301_200875466 |  |  | PQ | ABCN | 7199.558 | 8102301 | no | no |  |  | no |  |  | 1413912.014 | 15382836.107 |  | -1
node_8102301_200875467 |  |  | PQ | ABCN | 7199.558 | 8102301 | no | no |  |  | no |  |  | 1413650.117 | 15382695.112 |  | -1
node_8102301_200875468 |  |  | PQ | ABCN | 7199.558 | 8102301 | no | no |  |  | no |  |  | 1413439.079 | 15382594.38 |  | -1
node_8102301_200875469 |  |  | PQ | ABCN | 7199.558 | 8102301 | no | no |  |  | no |  |  | 1413260.381 | 15382566.774 |  | -1
node_8102301_200875470 |  |  | PQ | ABCN | 7199.558 | 8102301 | no | no |  |  | no |  |  | 1419897.715 | 15383374.652 |  | -1
node_8102301_200875471 |  |  | PQ | ABCN | 7199.558 | 8102301 | no | no |  |  | no |  |  | 1413059.95 | 15382535.93 |  | -1
node_8102301_200875472 |  |  | PQ | ABCN | 7199.558 | 8102301 | no | no |  |  | no |  |  | 1412821.903 | 15382499.823 |  | -1
node_8102301_200875473 |  |  | PQ | ABCN | 7199.558 | 8102301 | no | no |  |  | no |  |  | 1412572.49 | 15382462.57 |  | -1
node_8102301_200875474 |  |  | PQ | ABCN | 7199.558 | 8102301 | no | no |  |  | no |  |  | 1412328.984 | 15382424.219 |  | -1
node_8102301_200875475 |  |  | PQ | ABCN | 7199.558 | 8102301 | no | no |  |  | no |  |  | 1412084.525 | 15382388.452 |  | -1
node_8102301_200875476 |  |  | PQ | ABCN | 7199.558 | 8102301 | no | no |  |  | no |  |  | 1411977.793 | 15382371.535 |  | -1
node_8102301_200875478 |  |  | PQ | ABCN | 7199.558 | 8102301 | no | no |  |  | no |  |  | 1411672.555 | 15382286.084 |  | -1
node_8102301_200875479 |  |  | PQ | ABCN | 7199.558 | 8102301 | no | no |  |  | no |  |  | 1411362.161 | 15382208.149 |  | -1
node_8102301_200875481 |  |  | PQ | ABCN | 7199.558 | 8102301 | no | no |  |  | no |  |  | 1411210.229 | 15382177.677 |  | -1
node_8102301_200875482 |  |  | PQ | ABCN | 7199.558 | 8102301 | no | no |  |  | no |  |  | 1410883.109 | 15382111.388 |  | -1
node_8102301_200875483 |  |  | PQ | ABCN | 7199.558 | 8102301 | no | no |  |  | no |  |  | 1419593.183 | 15383362.075 |  | -1
node_8102301_200875484 |  |  | PQ | ABCN | 7199.558 | 8102301 | no | no |  |  | no |  |  | 1419364.396 | 15383358.499 |  | -1
node_8102301_200875485 |  |  | PQ | ABCN | 7199.558 | 8102301 | no | no |  |  | no |  |  | 1410561.299 | 15382048.862 |  | -1
node_8102301_200875486 |  |  | PQ | ABCN | 7199.558 | 8102301 | no | no |  |  | no |  |  | 1410311.788 | 15382000.336 |  | -1
node_8102301_200875487 |  |  | PQ | ABCN | 7199.558 | 8102301 | no | no |  |  | no |  |  | 1419120.058 | 15383354.633 |  | -1
node_8102301_200875489 |  |  | PQ | ABCN | 7199.558 | 8102301 | no | no |  |  | no |  |  | 1418847.803 | 15383382.787 |  | -1
node_8102301_200875490 |  |  | PQ | ABCN | 7199.558 | 8102301 | no | no |  |  | no |  |  | 1418583.531 | 15383419.337 |  | -1
node_8102301_200875491 |  |  | PQ | ABCN | 7199.558 | 8102301 | no | no |  |  | no |  |  | 1418310.789 | 15383444.585 |  | -1
node_8102301_200875492 |  |  | PQ | ABCN | 7199.558 | 8102301 | no | no |  |  | no |  |  | 1418047.888 | 15383475.422 |  | -1
node_8102301_200875493 |  |  | PQ | AN | 7199.558 | 8102301 | no | no |  |  | no |  |  | 1417989.707 | 15383177.301 |  | -1
node_8102301_200875494 |  |  | PQ | AN | 7199.558 | 8102301 | no | no |  |  | no |  |  | 1417937.99 | 15382869.901 |  | -1
node_8102301_200875889 |  |  | PQ | AD | 1001.678 | 8102301 | no | no |  |  | no |  |  | 1411329.406 | 15384044.228 |  | -1
node_8102301_200875890 |  |  | PQ | AD | 1001.678 | 8102301 | no | no |  |  | no |  |  | 1410911.131 | 15384070.477 |  | -1
node_8102301_200875892 |  |  | PQ | AD | 1001.678 | 8102301 | no | no |  |  | no |  |  | 1410665.081 | 15384115.952 |  | -1
node_8102301_200875893 |  |  | PQ | AN | 1001.678 | 8102301 | no | no |  |  | no |  |  | 1410388.323 | 15384173.415 |  | -1
node_8102301_200875894 |  |  | PQ | AD | 1001.678 | 8102301 | no | no |  |  | no |  |  | 1410028.441 | 15384245.476 |  | -1
node_8102301_200875896 |  |  | PQ | AD | 1001.678 | 8102301 | no | no |  |  | no |  |  | 1413527.828 | 15383963.18 |  | -1
node_8102301_200875897 |  |  | PQ | AD | 1001.678 | 8102301 | no | no |  |  | no |  |  | 1413468.454 | 15384326.979 |  | -1
node_8102301_200875898 |  |  | PQ | AN | 1001.678 | 8102301 | no | no |  |  | no |  |  | 1413477.032 | 15384422.936 |  | -1
node_8102301_200875899 |  |  | PQ | AN | 1001.678 | 8102301 | no | no |  |  | no |  |  | 1413176.776 | 15384266.868 |  | -1
node_8102301_200875900 |  |  | PQ | AD | 1001.678 | 8102301 | no | no |  |  | no |  |  | 1412572.34 | 15384165.044 |  | -1
node_8102301_200875901 |  |  | PQ | AN | 1001.678 | 8102301 | no | no |  |  | no |  |  | 1412277.878 | 15384116.865 |  | -1
node_8102301_200875902 |  |  | PQ | AN | 1001.678 | 8102301 | no | no |  |  | no |  |  | 1412110.352 | 15383996.842 |  | -1
node_8102301_200875903 |  |  | PQ | AD | 1001.678 | 8102301 | no | no |  |  | no |  |  | 1411702.085 | 15384017.725 |  | -1
node_8102301_200876428 |  |  | PQ | AD | 1001.678 | 8102301 | no | no |  |  | no |  |  | 1415364.157 | 15367882.952 |  | -1
node_8102301_200876429 |  |  | PQ | AD | 1001.678 | 8102301 | no | no |  |  | no |  |  | 1415530.148 | 15367682.073 |  | -1
node_8102301_200876430 |  |  | PQ | AD | 1001.678 | 8102301 | no | no |  |  | no |  |  | 1415695.245 | 15367482.834 |  | -1
node_8102301_200876431 |  |  | PQ | AD | 1001.678 | 8102301 | no | no |  |  | no |  |  | 1415851.486 | 15367286.645 |  | -1
node_8102301_200876432 |  |  | PQ | AN | 1001.678 | 8102301 | no | no |  |  | no |  |  | 1416009.426 | 15367095.001 |  | -1
node_8102301_200876433 |  |  | PQ | AD | 1001.678 | 8102301 | no | no |  |  | no |  |  | 1412317.587 | 15367848.782 |  | -1
node_8102301_200876434 |  |  | PQ | AN | 1001.678 | 8102301 | no | no |  |  | no |  |  | 1412634.4 | 15367860.026 |  | -1
node_8102301_200876435 |  |  | PQ | AN | 1001.678 | 8102301 | no | no |  |  | no |  |  | 1412760.798 | 15367947.698 |  | -1
node_8102301_200876436 |  |  | PQ | AN | 1001.678 | 8102301 | no | no |  |  | no |  |  | 1412933.917 | 15367879.29 |  | -1
node_8102301_200876437 |  |  | PQ | AN | 1001.678 | 8102301 | no | no |  |  | no |  |  | 1413140.96 | 15367884.485 |  | -1
node_8102301_200876438 |  |  | PQ | AD | 1001.678 | 8102301 | no | no |  |  | no |  |  | 1413278.741 | 15367888.58 |  | -1
node_8102301_200876439 |  |  | PQ | AN | 1001.678 | 8102301 | no | no |  |  | no |  |  | 1413498.001 | 15367951.339 |  | -1
node_8102301_200876440 |  |  | PQ | AD | 1001.678 | 8102301 | no | no |  |  | no |  |  | 1413851.527 | 15367926.168 |  | -1
node_8102301_200876441 |  |  | PQ | AD | 1001.678 | 8102301 | no | no |  |  | no |  |  | 1414203.012 | 15367940.521 |  | -1
node_8102301_200876444 |  |  | PQ | AD | 1001.678 | 8102301 | no | no |  |  | no |  |  | 1415099.199 | 15368023.634 |  | -1
node_8102301_200876445 |  |  | PQ | AN | 1001.678 | 8102301 | no | no |  |  | no |  |  | 1415094.963 | 15368243.103 |  | -1
node_8102301_200876446 |  |  | PQ | AD | 1001.678 | 8102301 | no | no |  |  | no |  |  | 1415322.554 | 15367978.217 |  | -1
node_8102301_200876447 |  |  | PQ | AN | 1001.678 | 8102301 | no | no |  |  | no |  |  | 1411279.644 | 15367803.521 |  | -1
node_8102301_200876448 |  |  | PQ | AD | 1001.678 | 8102301 | no | no |  |  | no |  |  | 1411616.587 | 15367817.187 |  | -1
node_8102301_200876449 |  |  | PQ | AN | 1001.678 | 8102301 | no | no |  |  | no |  |  | 1411913.841 | 15367827.945 |  | -1
node_8102301_200876450 |  |  | PQ | AN | 1001.678 | 8102301 | no | no |  |  | no |  |  | 1411925.214 | 15368147.285 |  | -1
node_8102301_200876451 |  |  | PQ | AN | 1001.678 | 8102301 | no | no |  |  | no |  |  | 1411898.23 | 15368536.663 |  | -1
node_8102301_200876452 |  |  | PQ | AD | 1001.678 | 8102301 | no | no |  |  | no |  |  | 1411932.578 | 15368529.521 |  | -1
node_8102301_200876453 |  |  | PQ | AD | 1001.678 | 8102301 | no | no |  |  | no |  |  | 1412197.335 | 15368528.631 |  | -1
node_8102301_200876454 |  |  | PQ | AN | 1001.678 | 8102301 | no | no |  |  | no |  |  | 1412330.542 | 15368516.006 |  | -1
node_8102301_200876515 |  |  | PQ | AN | 1001.678 | 8102301 | no | no |  |  | no |  |  | 1412318.813 | 15371501.133 |  | -1
node_8102301_200876516 |  |  | PQ | AD | 1001.678 | 8102301 | no | no |  |  | no |  |  | 1414892.268 | 15373746.258 |  | -1
node_8102301_200876517 |  |  | PQ | AN | 1001.678 | 8102301 | no | no |  |  | no |  |  | 1414864.117 | 15374047.387 |  | -1
node_8102301_200876519 |  |  | PQ | AN | 1001.678 | 8102301 | no | no |  |  | no |  |  | 1412560.605 | 15372875.936 |  | -1
node_8102301_200876520 |  |  | PQ | AD | 1001.678 | 8102301 | no | no |  |  | no |  |  | 1412508.041 | 15372513.675 |  | -1
node_8102301_200876521 |  |  | PQ | AD | 1001.678 | 8102301 | no | no |  |  | no |  |  | 1412464.643 | 15372245.716 |  | -1
node_8102301_200876522 |  |  | PQ | AN | 1001.678 | 8102301 | no | no |  |  | no |  |  | 1412171.156 | 15372256.811 |  | -1
node_8102301_200876523 |  |  | PQ | AD | 1001.678 | 8102301 | no | no |  |  | no |  |  | 1412205.958 | 15372021.947 |  | -1
node_8102301_200876524 |  |  | PQ | AD | 1001.678 | 8102301 | no | no |  |  | no |  |  | 1412146.991 | 15371774.724 |  | -1
node_8102301_200876525 |  |  | PQ | AN | 1001.678 | 8102301 | no | no |  |  | no |  |  | 1411919.75 | 15371842.74 |  | -1
node_8102301_200876526 |  |  | PQ | AD | 1001.678 | 8102301 | no | no |  |  | no |  |  | 1412139.585 | 15371670.813 |  | -1
node_8102301_200876527 |  |  | PQ | AD | 1001.678 | 8102301 | no | no |  |  | no |  |  | 1412063.566 | 15371548.943 |  | -1
node_8102301_200876528 |  |  | PQ | AD | 1001.678 | 8102301 | no | no |  |  | no |  |  | 1411856.337 | 15371353.189 |  | -1
node_8102301_200876529 |  |  | PQ | AD | 1001.678 | 8102301 | no | no |  |  | no |  |  | 1411764.464 | 15371112.102 |  | -1
node_8102301_200876530 |  |  | PQ | AN | 1001.678 | 8102301 | no | no |  |  | no |  |  | 1411720.571 | 15370875.914 |  | -1
node_8102301_200876531 |  |  | PQ | AN | 1001.678 | 8102301 | no | no |  |  | no |  |  | 1411730.897 | 15370591.691 |  | -1
node_8102301_200876532 |  |  | PQ | AD | 1001.678 | 8102301 | no | no |  |  | no |  |  | 1414493.148 | 15373720.246 |  | -1
node_8102301_200876533 |  |  | PQ | AD | 1001.678 | 8102301 | no | no |  |  | no |  |  | 1414492.704 | 15373682.14 |  | -1
node_8102301_200876534 |  |  | PQ | AN | 1001.678 | 8102301 | no | no |  |  | no |  |  | 1414409.095 | 15373350.146 |  | -1
node_8102301_200876535 |  |  | PQ | AN | 1001.678 | 8102301 | no | no |  |  | no |  |  | 1411743.135 | 15370200.653 |  | -1
node_8102301_200876536 |  |  | PQ | AD | 1001.678 | 8102301 | no | no |  |  | no |  |  | 1414181.723 | 15373702.731 |  | -1
node_8102301_200876537 |  |  | PQ | AN | 1001.678 | 8102301 | no | no |  |  | no |  |  | 1413785.643 | 15373681.986 |  | -1
node_8102301_200876538 |  |  | PQ | AN | 1001.678 | 8102301 | no | no |  |  | no |  |  | 1413409.93 | 15373683.399 |  | -1
node_8102301_200876539 |  |  | PQ | AN | 1001.678 | 8102301 | no | no |  |  | no |  |  | 1413115.684 | 15373681.861 |  | -1
node_8102301_200876540 |  |  | PQ | AN | 1001.678 | 8102301 | no | no |  |  | no |  |  | 1412883.372 | 15373608.765 |  | -1
node_8102301_200876541 |  |  | PQ | AD | 1001.678 | 8102301 | no | no |  |  | no |  |  | 1412591.089 | 15373513.545 |  | -1
node_8102301_200876542 |  |  | PQ | AD | 1001.678 | 8102301 | no | no |  |  | no |  |  | 1412583.55 | 15373187.443 |  | -1
node_8102301_200876737 |  |  | PQ | AD | 1001.678 | 8102301 | no | no |  |  | no |  |  | 1413926.716 | 15384053.344 |  | -1
node_8102301_200876738 |  |  | PQ | AN | 1001.678 | 8102301 | no | no |  |  | no |  |  | 1416313.721 | 15383774.439 |  | -1
node_8102301_200876739 |  |  | PQ | AD | 1001.678 | 8102301 | no | no |  |  | no |  |  | 1414339.638 | 15384149.632 |  | -1
node_8102301_200876740 |  |  | PQ | AD | 1001.678 | 8102301 | no | no |  |  | no |  |  | 1414611.239 | 15384220.309 |  | -1
node_8102301_200876741 |  |  | PQ | AN | 1001.678 | 8102301 | no | no |  |  | no |  |  | 1414950.568 | 15384300.57 |  | -1
node_8102301_200876742 |  |  | PQ | AD | 1001.678 | 8102301 | no | no |  |  | no |  |  | 1415216.221 | 15384357.226 |  | -1
node_8102301_200876743 |  |  | PQ | AN | 1001.678 | 8102301 | no | no |  |  | no |  |  | 1415553.173 | 15384408.633 |  | -1
node_8102301_200876744 |  |  | PQ | AN | 1001.678 | 8102301 | no | no |  |  | no |  |  | 1415859.812 | 15384315.68 |  | -1
node_8102301_200876745 |  |  | PQ | AD | 1001.678 | 8102301 | no | no |  |  | no |  |  | 1416044.898 | 15384236.688 |  | -1
node_8102301_200876747 |  |  | PQ | AN | 1001.678 | 8102301 | no | no |  |  | no |  |  | 1416145.562 | 15383942.754 |  | -1
node_8102301_200876822 |  |  | PQ | AN | 1001.678 | 8102301 | no | no |  |  | no |  |  | 1410891.125 | 15376115.262 |  | -1
node_8102301_200876823 |  |  | PQ | AN | 1001.678 | 8102301 | no | no |  |  | no |  |  | 1410877.75 | 15375912.162 |  | -1
node_8102301_200876824 |  |  | PQ | AN | 1001.678 | 8102301 | no | no |  |  | no |  |  | 1411106.623 | 15376362.014 |  | -1
node_8102301_200876825 |  |  | PQ | AD | 1001.678 | 8102301 | no | no |  |  | no |  |  | 1411431.69 | 15376373.612 |  | -1
node_8102301_200876826 |  |  | PQ | AN | 1001.678 | 8102301 | no | no |  |  | no |  |  | 1411724.99 | 15376390.925 |  | -1
node_8102301_200876828 |  |  | PQ | AD | 1001.678 | 8102301 | no | no |  |  | no |  |  | 1411947.942 | 15376371.604 |  | -1
node_8102301_200876829 |  |  | PQ | AN | 1001.678 | 8102301 | no | no |  |  | no |  |  | 1412146.895 | 15376427.928 |  | -1
node_8102301_200876830 |  |  | PQ | AD | 1001.678 | 8102301 | no | no |  |  | no |  |  | 1410572.073 | 15376330.325 |  | -1
node_8102301_200876831 |  |  | PQ | AD | 1001.678 | 8102301 | no | no |  |  | no |  |  | 1410840.057 | 15376285.079 |  | -1
node_8102301_200878156 |  |  | PQ | AN | 1001.678 | 8102301 | no | no |  |  | no |  |  | 1412054.93 | 15382251.873 |  | -1
node_8102301_200878157 |  |  | PQ | AN | 1001.678 | 8102301 | no | no |  |  | no |  |  | 1412145.887 | 15382066.297 |  | -1
node_8102301_200878158 |  |  | PQ | AN | 1001.678 | 8102301 | no | no |  |  | no |  |  | 1412246.649 | 15381828.465 |  | -1
node_8102301_200878160 |  |  | PQ | AN | 1001.678 | 8102301 | no | no |  |  | no |  |  | 1412339.915 | 15381567.816 |  | -1
node_8102301_200878161 |  |  | PQ | AD | 1001.678 | 8102301 | no | no |  |  | no |  |  | 1412436.128 | 15381317.065 |  | -1
node_8102301_200878162 |  |  | PQ | AD | 1001.678 | 8102301 | no | no |  |  | no |  |  | 1412532.269 | 15381066.709 |  | -1
node_8102301_200878163 |  |  | PQ | AN | 1001.678 | 8102301 | no | no |  |  | no |  |  | 1412705.894 | 15380620.501 |  | -1
node_8102301_200878165 |  |  | PQ | AN | 1001.678 | 8102301 | no | no |  |  | no |  |  | 1412904.292 | 15380115.483 |  | -1
node_8102301_200878167 |  |  | PQ | AN | 1001.678 | 8102301 | no | no |  |  | no |  |  | 1413044.904 | 15379749.377 |  | -1
node_8102301_200878168 |  |  | PQ | AN | 1001.678 | 8102301 | no | no |  |  | no |  |  | 1413277.737 | 15379419.701 |  | -1
node_8102301_200878170 |  |  | PQ | AD | 1001.678 | 8102301 | no | no |  |  | no |  |  | 1413424.146 | 15379173.119 |  | -1
node_8102301_200878171 |  |  | PQ | AD | 1001.678 | 8102301 | no | no |  |  | no |  |  | 1413564.033 | 15378798.224 |  | -1
node_8102301_200878172 |  |  | PQ | AN | 1001.678 | 8102301 | no | no |  |  | no |  |  | 1413709.376 | 15378380.801 |  | -1
node_8102301_200878173 |  |  | PQ | AD | 1001.678 | 8102301 | no | no |  |  | no |  |  | 1413834.328 | 15378102.739 |  | -1
node_8102301_200878174 |  |  | PQ | AD | 1001.678 | 8102301 | no | no |  |  | no |  |  | 1413951.754 | 15377862.1 |  | -1
node_8102301_200878175 |  |  | PQ | AD | 1001.678 | 8102301 | no | no |  |  | no |  |  | 1414107.841 | 15377709.939 |  | -1
node_8102301_200878176 |  |  | PQ | AD | 1001.678 | 8102301 | no | no |  |  | no |  |  | 1414234.317 | 15377489.801 |  | -1
node_8102301_200878177 |  |  | PQ | AN | 1001.678 | 8102301 | no | no |  |  | no |  |  | 1414421.303 | 15377389.621 |  | -1
node_8102301_200878178 |  |  | PQ | AD | 1001.678 | 8102301 | no | no |  |  | no |  |  | 1414788.342 | 15377565.883 |  | -1
node_8102301_200878179 |  |  | PQ | AD | 1001.678 | 8102301 | no | no |  |  | no |  |  | 1414619.022 | 15377719.134 |  | -1
node_8102301_200878180 |  |  | PQ | AN | 1001.678 | 8102301 | no | no |  |  | no |  |  | 1414298.644 | 15377814 |  | -1
node_8102301_200878181 |  |  | PQ | AD | 1001.678 | 8102301 | no | no |  |  | no |  |  | 1414570.586 | 15377221.463 |  | -1
node_8102301_200878182 |  |  | PQ | AD | 1001.678 | 8102301 | no | no |  |  | no |  |  | 1414715.007 | 15377054.774 |  | -1
node_8102301_200878183 |  |  | PQ | AN | 1001.678 | 8102301 | no | no |  |  | no |  |  | 1414875.484 | 15376883.133 |  | -1
node_8102301_200878184 |  |  | PQ | AD | 1001.678 | 8102301 | no | no |  |  | no |  |  | 1414838.431 | 15376597.215 |  | -1
node_8102301_200878186 |  |  | PQ | AD | 1001.678 | 8102301 | no | no |  |  | no |  |  | 1414615.793 | 15376540.49 |  | -1
node_8102301_200878187 |  |  | PQ | AN | 1001.678 | 8102301 | no | no |  |  | no |  |  | 1414292.198 | 15376558.681 |  | -1
node_8102301_200878188 |  |  | PQ | AN | 1001.678 | 8102301 | no | no |  |  | no |  |  | 1413965.846 | 15376542.055 |  | -1
node_8102301_200878189 |  |  | PQ | AD | 1001.678 | 8102301 | no | no |  |  | no |  |  | 1414913.289 | 15376305.917 |  | -1
node_8102301_200878191 |  |  | PQ | AD | 1001.678 | 8102301 | no | no |  |  | no |  |  | 1414947.816 | 15375975.141 |  | -1
node_8102301_200878192 |  |  | PQ | AD | 1001.678 | 8102301 | no | no |  |  | no |  |  | 1414992.379 | 15375529.584 |  | -1
node_8102301_200878193 |  |  | PQ | AD | 1001.678 | 8102301 | no | no |  |  | no |  |  | 1415012.65 | 15375317.642 |  | -1
node_8102301_200878194 |  |  | PQ | AD | 1001.678 | 8102301 | no | no |  |  | no |  |  | 1415049.655 | 15374947.206 |  | -1
node_8102301_200878195 |  |  | PQ | AD | 1001.678 | 8102301 | no | no |  |  | no |  |  | 1415079.408 | 15374667.763 |  | -1
node_8102301_200878196 |  |  | PQ | AN | 1001.678 | 8102301 | no | no |  |  | no |  |  | 1415099.814 | 15374453.66 |  | -1
node_8102301_200878197 |  |  | PQ | AN | 1001.678 | 8102301 | no | no |  |  | no |  |  | 1415139.879 | 15374055.196 |  | -1
node_8102301_200878198 |  |  | PQ | AN | 1001.678 | 8102301 | no | no |  |  | no |  |  | 1415418.142 | 15374173.434 |  | -1
node_8102301_200878200 |  |  | PQ | AD | 1001.678 | 8102301 | no | no |  |  | no |  |  | 1415300.855 | 15373810.115 |  | -1
node_8102301_200878201 |  |  | PQ | AN | 1001.678 | 8102301 | no | no |  |  | no |  |  | 1415647.378 | 15373813.479 |  | -1
node_8102301_200878202 |  |  | PQ | AD | 1001.678 | 8102301 | no | no |  |  | no |  |  | 1415457.064 | 15373557.505 |  | -1
node_8102301_200878203 |  |  | PQ | AN | 1001.678 | 8102301 | no | no |  |  | no |  |  | 1415628.603 | 15373283.927 |  | -1
node_8102301_200878204 |  |  | PQ | AD | 1001.678 | 8102301 | no | no |  |  | no |  |  | 1415711.919 | 15373157.778 |  | -1
node_8102301_200878205 |  |  | PQ | AD | 1001.678 | 8102301 | no | no |  |  | no |  |  | 1415954.746 | 15372819.263 |  | -1
node_8102301_200878206 |  |  | PQ | AN | 1001.678 | 8102301 | no | no |  |  | no |  |  | 1416249.467 | 15372731.298 |  | -1
node_8102301_200878207 |  |  | PQ | AD | 1001.678 | 8102301 | no | no |  |  | no |  |  | 1416649.115 | 15372614.744 |  | -1
node_8102301_200878208 |  |  | PQ | AN | 1001.678 | 8102301 | no | no |  |  | no |  |  | 1417014.101 | 15372506.165 |  | -1
node_8102301_200878209 |  |  | PQ | AD | 1001.678 | 8102301 | no | no |  |  | no |  |  | 1417382.987 | 15372387.702 |  | -1
node_8102301_200878210 |  |  | PQ | AD | 1001.678 | 8102301 | no | no |  |  | no |  |  | 1417690.444 | 15372289.199 |  | -1
node_8102301_200878211 |  |  | PQ | AD | 1001.678 | 8102301 | no | no |  |  | no |  |  | 1418069.446 | 15372113.7 |  | -1
node_8102301_200878212 |  |  | PQ | AN | 1001.678 | 8102301 | no | no |  |  | no |  |  | 1418437.54 | 15371945.58 |  | -1
node_8102301_200878214 |  |  | PQ | AN | 1001.678 | 8102301 | no | no |  |  | no |  |  | 1418838.097 | 15371708.241 |  | -1
node_8102301_200878215 |  |  | PQ | AD | 1001.678 | 8102301 | no | no |  |  | no |  |  | 1419168.401 | 15371502.442 |  | -1
node_8102301_200878216 |  |  | PQ | AN | 1001.678 | 8102301 | no | no |  |  | no |  |  | 1419391.488 | 15371278.18 |  | -1
node_8102301_200878217 |  |  | PQ | AD | 1001.678 | 8102301 | no | no |  |  | no |  |  | 1419549.608 | 15370990.538 |  | -1
node_8102301_200878218 |  |  | PQ | AN | 1001.678 | 8102301 | no | no |  |  | no |  |  | 1419695.37 | 15370682.157 |  | -1
node_8102301_200886753 |  |  | PQ | AN | 1001.678 | 8102301 | no | no |  |  | no |  |  | 1385308.062 | 15406554.695 |  | -1
node_8102301_200886754 |  |  | PQ | AD | 1001.678 | 8102301 | no | no |  |  | no |  |  | 1385496.839 | 15406867.483 |  | -1
node_8102301_200886755 |  |  | PQ | AN | 1001.678 | 8102301 | no | no |  |  | no |  |  | 1385685.595 | 15407181.409 |  | -1
node_8102301_200886756 |  |  | PQ | AN | 1001.678 | 8102301 | no | no |  |  | no |  |  | 1385797.112 | 15407381.616 |  | -1
node_8102301_200886757 |  |  | PQ | AN | 1001.678 | 8102301 | no | no |  |  | no |  |  | 1385911.654 | 15407577.337 |  | -1
node_8102301_200886759 |  |  | PQ | AN | 1001.678 | 8102301 | no | no |  |  | no |  |  | 1386105.717 | 15407672.458 |  | -1
node_8102301_200886761 |  |  | PQ | AD | 1001.678 | 8102301 | no | no |  |  | no |  |  | 1386376.777 | 15407780.095 |  | -1
node_8102301_200886762 |  |  | PQ | AD | 1001.678 | 8102301 | no | no |  |  | no |  |  | 1386523.485 | 15408014.642 |  | -1
node_8102301_200886763 |  |  | PQ | AN | 1001.678 | 8102301 | no | no |  |  | no |  |  | 1386704.908 | 15408282.921 |  | -1
node_8102301_200886764 |  |  | PQ | AN | 1001.678 | 8102301 | no | no |  |  | no |  |  | 1386878.638 | 15408552.826 |  | -1
node_8102301_200886765 |  |  | PQ | AD | 1001.678 | 8102301 | no | no |  |  | no |  |  | 1386676.977 | 15408793.471 |  | -1
node_8102301_200886766 |  |  | PQ | AN | 1001.678 | 8102301 | no | no |  |  | no |  |  | 1386768.577 | 15408936.643 |  | -1
node_8102301_200886767 |  |  | PQ | AN | 1001.678 | 8102301 | no | no |  |  | no |  |  | 1387008.23 | 15408757.825 |  | -1
node_8102301_200886768 |  |  | PQ | AN | 1001.678 | 8102301 | no | no |  |  | no |  |  | 1387219.538 | 15409088.286 |  | -1
node_8102301_200886770 |  |  | PQ | AD | 1001.678 | 8102301 | no | no |  |  | no |  |  | 1387438.447 | 15409425.605 |  | -1
node_8102301_200886771 |  |  | PQ | AD | 1001.678 | 8102301 | no | no |  |  | no |  |  | 1387633.658 | 15409726.683 |  | -1
node_8102301_200886772 |  |  | PQ | AD | 1001.678 | 8102301 | no | no |  |  | no |  |  | 1387869.28 | 15409941.164 |  | -1
node_8102301_200886773 |  |  | PQ | AN | 1001.678 | 8102301 | no | no |  |  | no |  |  | 1387576.749 | 15410189.768 |  | -1
node_8102301_200886774 |  |  | PQ | AD | 1001.678 | 8102301 | no | no |  |  | no |  |  | 1388044.767 | 15410100.377 |  | -1
node_8102301_200886775 |  |  | PQ | AD | 1001.678 | 8102301 | no | no |  |  | no |  |  | 1388320.661 | 15410545.025 |  | -1
node_8102301_200886776 |  |  | PQ | AD | 1001.678 | 8102301 | no | no |  |  | no |  |  | 1388579.785 | 15410952.766 |  | -1
node_8102301_200886777 |  |  | PQ | AD | 1001.678 | 8102301 | no | no |  |  | no |  |  | 1388861.436 | 15411393.221 |  | -1
node_8102301_200886778 |  |  | PQ | AN | 1001.678 | 8102301 | no | no |  |  | no |  |  | 1388720.328 | 15411534.667 |  | -1
node_8102301_200886781 |  |  | PQ | AD | 1001.678 | 8102301 | no | no |  |  | no |  |  | 1388994.079 | 15411529.829 |  | -1
node_8102301_200886783 |  |  | PQ | AD | 1001.678 | 8102301 | no | no |  |  | no |  |  | 1389270.833 | 15411812.378 |  | -1
node_8102301_200886784 |  |  | PQ | AD | 1001.678 | 8102301 | no | no |  |  | no |  |  | 1389563.426 | 15412107.024 |  | -1
node_8102301_200886785 |  |  | PQ | AN | 1001.678 | 8102301 | no | no |  |  | no |  |  | 1389392.298 | 15412268.382 |  | -1
node_8102301_200886787 |  |  | PQ | AD | 1001.678 | 8102301 | no | no |  |  | no |  |  | 1389834.266 | 15412390.717 |  | -1
node_8102301_200886788 |  |  | PQ | AN | 1001.678 | 8102301 | no | no |  |  | no |  |  | 1390035.621 | 15412590.617 |  | -1
node_8102301_200886789 |  |  | PQ | AD | 1001.678 | 8102301 | no | no |  |  | no |  |  | 1390376.046 | 15412956.693 |  | -1
node_8102301_200886790 |  |  | PQ | AN | 1001.678 | 8102301 | no | no |  |  | no |  |  | 1390702.096 | 15413309.84 |  | -1
node_8102301_200886791 |  |  | PQ | AN | 1001.678 | 8102301 | no | no |  |  | no |  |  | 1390956.466 | 15413528.799 |  | -1
node_8102301_200886792 |  |  | PQ | AD | 1001.678 | 8102301 | no | no |  |  | no |  |  | 1391183.903 | 15413874.777 |  | -1
node_8102301_200886793 |  |  | PQ | AN | 1001.678 | 8102301 | no | no |  |  | no |  |  | 1391599.623 | 15414389.423 |  | -1
node_8102301_200886820 |  |  | PQ | AN | 1001.678 | 8102301 | no | no |  |  | no |  |  | 1394824.879 | 15407033.027 |  | -1
node_8102301_200886821 |  |  | PQ | AD | 1001.678 | 8102301 | no | no |  |  | no |  |  | 1398805.006 | 15407258.357 |  | -1
node_8102301_200886822 |  |  | PQ | AN | 1001.678 | 8102301 | no | no |  |  | no |  |  | 1398611.224 | 15407464.415 |  | -1
node_8102301_200886823 |  |  | PQ | AD | 1001.678 | 8102301 | no | no |  |  | no |  |  | 1399051.944 | 15407337.478 |  | -1
node_8102301_200886824 |  |  | PQ | AD | 1001.678 | 8102301 | no | no |  |  | no |  |  | 1399392.766 | 15407344.467 |  | -1
node_8102301_200886825 |  |  | PQ | AD | 1001.678 | 8102301 | no | no |  |  | no |  |  | 1399793.337 | 15407354.251 |  | -1
node_8102301_200886827 |  |  | PQ | AN | 1001.678 | 8102301 | no | no |  |  | no |  |  | 1400436.297 | 15407368.316 |  | -1
node_8102301_200886828 |  |  | PQ | AN | 1001.678 | 8102301 | no | no |  |  | no |  |  | 1400405.473 | 15407586.768 |  | -1
node_8102301_200886829 |  |  | PQ | AD | 1001.678 | 8102301 | no | no |  |  | no |  |  | 1402328.7 | 15407457.323 |  | -1
node_8102301_200886830 |  |  | PQ | AD | 1001.678 | 8102301 | no | no |  |  | no |  |  | 1402634.154 | 15407434.879 |  | -1
node_8102301_200886831 |  |  | PQ | AN | 1001.678 | 8102301 | no | no |  |  | no |  |  | 1402903.929 | 15407495.306 |  | -1
node_8102301_200886832 |  |  | PQ | AD | 1001.678 | 8102301 | no | no |  |  | no |  |  | 1403168.216 | 15407511.244 |  | -1
node_8102301_200886833 |  |  | PQ | AD | 1001.678 | 8102301 | no | no |  |  | no |  |  | 1403184.114 | 15407721.747 |  | -1
node_8102301_200886834 |  |  | PQ | AD | 1001.678 | 8102301 | no | no |  |  | no |  |  | 1402989.886 | 15407973.185 |  | -1
node_8102301_200886835 |  |  | PQ | AD | 1001.678 | 8102301 | no | no |  |  | no |  |  | 1402792.026 | 15408226.39 |  | -1
node_8102301_200886836 |  |  | PQ | AN | 1001.678 | 8102301 | no | no |  |  | no |  |  | 1402703.992 | 15408532.121 |  | -1
node_8102301_200886956 |  |  | PQ | AD | 1001.678 | 8102301 | no | no |  |  | no |  |  | 1388394.536 | 15409937.228 |  | -1
node_8102301_200886957 |  |  | PQ | AD | 1001.678 | 8102301 | no | no |  |  | no |  |  | 1391778.493 | 15410651.463 |  | -1
node_8102301_200886959 |  |  | PQ | AD | 1001.678 | 8102301 | no | no |  |  | no |  |  | 1392163.636 | 15410751.407 |  | -1
node_8102301_200886960 |  |  | PQ | AN | 1001.678 | 8102301 | no | no |  |  | no |  |  | 1392261.483 | 15410522.31 |  | -1
node_8102301_200886961 |  |  | PQ | AN | 1001.678 | 8102301 | no | no |  |  | no |  |  | 1392362.913 | 15410296.004 |  | -1
node_8102301_200886962 |  |  | PQ | AN | 1001.678 | 8102301 | no | no |  |  | no |  |  | 1392196.031 | 15410934.048 |  | -1
node_8102301_200886963 |  |  | PQ | AD | 1001.678 | 8102301 | no | no |  |  | no |  |  | 1392388.314 | 15410908.07 |  | -1
node_8102301_200886964 |  |  | PQ | AN | 1001.678 | 8102301 | no | no |  |  | no |  |  | 1392568.458 | 15411040.827 |  | -1
node_8102301_200886965 |  |  | PQ | AN | 1001.678 | 8102301 | no | no |  |  | no |  |  | 1392893.963 | 15411066.796 |  | -1
node_8102301_200886966 |  |  | PQ | AD | 1001.678 | 8102301 | no | no |  |  | no |  |  | 1393202.752 | 15411083.947 |  | -1
node_8102301_200886967 |  |  | PQ | AN | 1001.678 | 8102301 | no | no |  |  | no |  |  | 1393516.136 | 15411099.153 |  | -1
node_8102301_200886968 |  |  | PQ | AD | 1001.678 | 8102301 | no | no |  |  | no |  |  | 1388741.359 | 15409765.374 |  | -1
node_8102301_200886969 |  |  | PQ | AD | 1001.678 | 8102301 | no | no |  |  | no |  |  | 1389099.18 | 15409769.08 |  | -1
node_8102301_200886970 |  |  | PQ | AN | 1001.678 | 8102301 | no | no |  |  | no |  |  | 1389442.228 | 15409769.547 |  | -1
node_8102301_200886972 |  |  | PQ | AD | 1001.678 | 8102301 | no | no |  |  | no |  |  | 1389562.703 | 15409789.375 |  | -1
node_8102301_200886973 |  |  | PQ | AN | 1001.678 | 8102301 | no | no |  |  | no |  |  | 1389638.798 | 15409591.009 |  | -1
node_8102301_200886974 |  |  | PQ | AD | 1001.678 | 8102301 | no | no |  |  | no |  |  | 1389901.237 | 15409852.751 |  | -1
node_8102301_200886975 |  |  | PQ | AD | 1001.678 | 8102301 | no | no |  |  | no |  |  | 1390144.608 | 15409892.365 |  | -1
node_8102301_200886976 |  |  | PQ | AD | 1001.678 | 8102301 | no | no |  |  | no |  |  | 1390560.99 | 15409960.44 |  | -1
node_8102301_200886977 |  |  | PQ | AN | 1001.678 | 8102301 | no | no |  |  | no |  |  | 1391121.891 | 15410055.775 |  | -1
node_8102301_200886978 |  |  | PQ | AD | 1001.678 | 8102301 | no | no |  |  | no |  |  | 1391274.234 | 15410075.747 |  | -1
node_8102301_200886979 |  |  | PQ | AD | 1001.678 | 8102301 | no | no |  |  | no |  |  | 1391421.882 | 15410336.433 |  | -1
node_8102301_200887249 |  |  | PQ | AN | 1001.678 | 8102301 | no | no |  |  | no |  |  | 1385764.44 | 15407062.969 |  | -1
node_8102301_200887252 |  |  | PQ | AN | 1001.678 | 8102301 | no | no |  |  | no |  |  | 1386150.494 | 15406845.466 |  | -1
node_8102301_200887253 |  |  | PQ | AD | 1001.678 | 8102301 | no | no |  |  | no |  |  | 1386093.471 | 15406593.552 |  | -1
node_8102301_200887273 |  |  | PQ | AD | 1001.678 | 8102301 | no | no |  |  | no |  |  | 1386711 | 15407847.617 |  | -1
node_8102301_200887274 |  |  | PQ | AD | 1001.678 | 8102301 | no | no |  |  | no |  |  | 1387045.111 | 15407913.401 |  | -1
node_8102301_200887275 |  |  | PQ | AD | 1001.678 | 8102301 | no | no |  |  | no |  |  | 1387285.386 | 15408118.46 |  | -1
node_8102301_200887276 |  |  | PQ | AD | 1001.678 | 8102301 | no | no |  |  | no |  |  | 1387437.178 | 15408367.561 |  | -1
node_8102301_200887277 |  |  | PQ | AD | 1001.678 | 8102301 | no | no |  |  | no |  |  | 1387687.315 | 15408610.034 |  | -1
node_8102301_200887278 |  |  | PQ | AN | 1001.678 | 8102301 | no | no |  |  | no |  |  | 1387959.224 | 15408829.662 |  | -1
node_8102301_200911466 |  |  | PQ | AD | 1001.678 | 8102301 | no | no |  |  | no |  |  | 1415078.044 | 15373398.589 |  | -1
node_8102301_200911468 |  |  | PQ | ABCN | 7199.558 | 8102301 | no | no |  |  | no |  |  | 1422560.682 | 15381550.643 |  | -1
node_8102301_200911469 |  |  | PQ | ABCN | 7199.558 | 8102301 | no | no |  |  | no |  |  | 1421821.595 | 15381508.48 |  | -1
node_8102301_200911474 |  |  | PQ | ABCN | 7199.558 | 8102301 | no | no |  |  | no |  |  | 1422327.547 | 15381530.801 |  | -1
node_8102301_200911475 |  |  | PQ | ABCN | 7199.558 | 8102301 | no | no |  |  | no |  |  | 1421034.679 | 15383570.616 |  | -1
node_8102301_200911507 |  |  | PQ | AN | 7199.558 | 8102301 | no | no |  |  | no |  |  | 1384562.432 | 15376363.567 |  | -1
node_8102301_200911508 |  |  | PQ | AD | 1001.678 | 8102301 | no | no |  |  | no |  |  | 1393527.362 | 15365483.443 |  | -1
node_8102301_200911510 |  |  | PQ | AD | 1001.678 | 8102301 | no | no |  |  | no |  |  | 1401569.224 | 15363096.993 |  | -1
node_8102301_200911532 |  |  | PQ | ABCN | 7199.558 | 8102301 | no | no |  |  | no |  |  | 1374969.487 | 15378073.06 |  | -1
node_8102301_200911533 |  |  | PQ | ABCN | 7199.558 | 8102301 | no | no |  |  | no |  |  | 1374905.98 | 15378199.499 |  | -1
node_8102301_200940809 |  |  | PQ | ABCN | 7199.558 | 8102301 | no | no |  |  | no |  |  | 1379775.879 | 15376586.493 |  | -1
node_8102301_200946059 |  |  | PQ | AD | 1001.678 | 8102301 | no | no |  |  | no |  |  | 1395275.485 | 15393785.358 |  | -1
node_8102301_200946060 |  |  | PQ | AN | 1001.678 | 8102301 | no | no |  |  | no |  |  | 1395236.769 | 15394069.083 |  | -1
node_8102301_200946061 |  |  | PQ | AN | 1001.678 | 8102301 | no | no |  |  | no |  |  | 1395063.066 | 15394625.283 |  | -1
node_8102301_200946062 |  |  | PQ | AN | 1001.678 | 8102301 | no | no |  |  | no |  |  | 1394869.942 | 15394863.607 |  | -1
node_8102301_200946063 |  |  | PQ | AN | 1001.678 | 8102301 | no | no |  |  | no |  |  | 1394750.347 | 15395138.62 |  | -1
node_8102301_200946064 |  |  | PQ | AN | 1001.678 | 8102301 | no | no |  |  | no |  |  | 1394719.646 | 15395240.405 |  | -1
node_8102301_200950431 |  |  | PQ | AN | 1001.678 | 8102301 | no | no |  |  | no |  |  | 1390283.914 | 15401512.465 |  | -1
node_8102301_200950466 |  |  | PQ | AN | 1001.678 | 8102301 | no | no |  |  | no |  |  | 1397438.19 | 15375644.176 |  | -1
node_8102301_200950482 |  |  | PQ | AD | 1001.678 | 8102301 | no | no |  |  | no |  |  | 1402659.505 | 15408528.165 |  | -1
node_8102301_200950483 |  |  | PQ | AD | 1001.678 | 8102301 | no | no |  |  | no |  |  | 1402562.459 | 15408743.94 |  | -1
node_8102301_200950484 |  |  | PQ | AN | 1001.678 | 8102301 | no | no |  |  | no |  |  | 1402463.519 | 15408952.458 |  | -1
node_8102301_200951390 |  |  | PQ | AN | 1001.678 | 8102301 | no | no |  |  | no |  |  | 1414383.705 | 15368426.396 |  | -1
node_8102301_200951391 |  |  | PQ | AD | 1001.678 | 8102301 | no | no |  |  | no |  |  | 1414441.977 | 15368057.857 |  | -1
node_8102301_200951392 |  |  | PQ | AD | 1001.678 | 8102301 | no | no |  |  | no |  |  | 1414489.901 | 15367960.391 |  | -1
node_8102301_200951611 |  |  | PQ | AD | 1001.678 | 8102301 | no | no |  |  | no |  |  | 1385948.527 | 15372575.321 |  | -1
node_8102301_200951613 |  |  | PQ | AN | 1001.678 | 8102301 | no | no |  |  | no |  |  | 1386143.036 | 15372725.986 |  | -1
node_8102301_200952729 |  |  | PQ | AN | 1001.678 | 8102301 | no | no |  |  | no |  |  | 1400856.237 | 15380716.601 |  | -1
node_8102301_200953662 |  |  | PQ | AD | 1001.678 | 8102301 | no | no |  |  | no |  |  | 1396072.049 | 15401280.625 |  | -1
node_8102301_200953696 |  |  | PQ | AD | 1001.678 | 8102301 | no | no |  |  | no |  |  | 1387561.611 | 15401020.146 |  | -1
node_8102301_200953697 |  |  | PQ | AD | 1001.678 | 8102301 | no | no |  |  | no |  |  | 1387753.933 | 15400864.082 |  | -1
node_8102301_200953698 |  |  | PQ | AN | 1001.678 | 8102301 | no | no |  |  | no |  |  | 1387950.387 | 15400705.404 |  | -1
node_8102301_200953699 |  |  | PQ | AD | 1001.678 | 8102301 | no | no |  |  | no |  |  | 1388132.995 | 15400558.055 |  | -1
node_8102301_200953700 |  |  | PQ | AD | 1001.678 | 8102301 | no | no |  |  | no |  |  | 1388331.467 | 15400382.602 |  | -1
node_8102301_200953702 |  |  | PQ | AD | 1001.678 | 8102301 | no | no |  |  | no |  |  | 1391785.727 | 15401252.931 |  | -1
node_8102301_200953703 |  |  | PQ | AN | 1001.678 | 8102301 | no | no |  |  | no |  |  | 1392023.536 | 15401264.109 |  | -1
node_8102301_200953704 |  |  | PQ | AD | 1001.678 | 8102301 | no | no |  |  | no |  |  | 1392223.811 | 15401268.941 |  | -1
node_8102301_200953705 |  |  | PQ | AD | 1001.678 | 8102301 | no | no |  |  | no |  |  | 1393070.766 | 15401257.622 |  | -1
node_8102301_200953706 |  |  | PQ | AD | 1001.678 | 8102301 | no | no |  |  | no |  |  | 1393750.371 | 15401273.314 |  | -1
node_8102301_200953707 |  |  | PQ | AD | 1001.678 | 8102301 | no | no |  |  | no |  |  | 1394191.604 | 15401251.759 |  | -1
node_8102301_200953708 |  |  | PQ | AD | 1001.678 | 8102301 | no | no |  |  | no |  |  | 1394642.717 | 15401250.777 |  | -1
node_8102301_200953709 |  |  | PQ | AD | 1001.678 | 8102301 | no | no |  |  | no |  |  | 1394891.065 | 15401267.074 |  | -1
node_8102301_200953710 |  |  | PQ | AD | 1001.678 | 8102301 | no | no |  |  | no |  |  | 1395091.762 | 15401272.083 |  | -1
node_8102301_200953711 |  |  | PQ | AD | 1001.678 | 8102301 | no | no |  |  | no |  |  | 1395515.063 | 15401271.495 |  | -1
node_8102301_200953712 |  |  | PQ | AN | 1001.678 | 8102301 | no | no |  |  | no |  |  | 1396374.279 | 15401282.327 |  | -1
node_8102301_200953713 |  |  | PQ | AD | 1001.678 | 8102301 | no | no |  |  | no |  |  | 1396601.506 | 15401283.653 |  | -1
node_8102301_200953714 |  |  | PQ | AD | 1001.678 | 8102301 | no | no |  |  | no |  |  | 1397041.519 | 15401311.843 |  | -1
node_8102301_200953715 |  |  | PQ | AD | 1001.678 | 8102301 | no | no |  |  | no |  |  | 1397457.177 | 15401340.76 |  | -1
node_8102301_200953716 |  |  | PQ | AN | 1001.678 | 8102301 | no | no |  |  | no |  |  | 1398057.958 | 15401379.59 |  | -1
node_8102301_200955274 |  |  | PQ | AN | 1001.678 | 8102301 | no | no |  |  | no |  |  | 1382491.339 | 15388427.135 |  | -1
node_8102301_200955405 |  |  | PQ | AN | 1001.678 | 8102301 | no | no |  |  | no |  |  | 1402357.696 | 15385834.959 |  | -1
node_8102301_200956313 |  |  | PQ | AD | 1001.678 | 8102301 | no | no |  |  | no |  |  | 1394482.58 | 15368242.023 |  | -1
node_8102301_200956990 |  |  | PQ | AN | 1001.678 | 8102301 | no | no |  |  | no |  |  | 1414867.688 | 15367972.421 |  | -1
node_8102301_200957556 |  |  | PQ | AD | 1001.678 | 8102301 | no | no |  |  | no |  |  | 1394538.401 | 15368310.241 |  | -1
node_8102301_200957557 |  |  | PQ | AD | 1001.678 | 8102301 | no | no |  |  | no |  |  | 1394767.72 | 15368425.02 |  | -1
node_8102301_200957559 |  |  | PQ | AD | 1001.678 | 8102301 | no | no |  |  | no |  |  | 1395192.843 | 15368531.502 |  | -1
node_8102301_200957560 |  |  | PQ | AD | 1001.678 | 8102301 | no | no |  |  | no |  |  | 1395375.892 | 15368645.973 |  | -1
node_8102301_200957561 |  |  | PQ | AD | 1001.678 | 8102301 | no | no |  |  | no |  |  | 1395602.135 | 15368649.113 |  | -1
node_8102301_200957562 |  |  | PQ | AD | 1001.678 | 8102301 | no | no |  |  | no |  |  | 1395806.48 | 15368650.471 |  | -1
node_8102301_200957592 |  |  | PQ | AN | 1001.678 | 8102301 | no | no |  |  | no |  |  | 1396011.955 | 15368653.133 |  | -1
node_8102301_200957593 |  |  | PQ | AD | 1001.678 | 8102301 | no | no |  |  | no |  |  | 1396210.982 | 15368638.221 |  | -1
node_8102301_200957594 |  |  | PQ | AD | 1001.678 | 8102301 | no | no |  |  | no |  |  | 1396414.08 | 15368617.806 |  | -1
node_8102301_200957595 |  |  | PQ | AD | 1001.678 | 8102301 | no | no |  |  | no |  |  | 1396633.276 | 15368545.333 |  | -1
node_8102301_200957596 |  |  | PQ | AD | 1001.678 | 8102301 | no | no |  |  | no |  |  | 1396840.182 | 15368473.591 |  | -1
node_8102301_200957597 |  |  | PQ | AN | 1001.678 | 8102301 | no | no |  |  | no |  |  | 1397020.138 | 15368427.413 |  | -1
node_8102301_200957598 |  |  | PQ | AD | 1001.678 | 8102301 | no | no |  |  | no |  |  | 1397206.459 | 15368371.265 |  | -1
node_8102301_200957599 |  |  | PQ | AN | 1001.678 | 8102301 | no | no |  |  | no |  |  | 1397419.385 | 15368387.293 |  | -1
node_8102301_200957601 |  |  | PQ | AD | 1001.678 | 8102301 | no | no |  |  | no |  |  | 1397921.997 | 15368408.624 |  | -1
node_8102301_200957602 |  |  | PQ | AD | 1001.678 | 8102301 | no | no |  |  | no |  |  | 1398214.957 | 15368421.966 |  | -1
node_8102301_200957603 |  |  | PQ | AN | 1001.678 | 8102301 | no | no |  |  | no |  |  | 1398529.263 | 15368449.252 |  | -1
node_8102301_200957604 |  |  | PQ | AD | 1001.678 | 8102301 | no | no |  |  | no |  |  | 1398733.716 | 15368463.699 |  | -1
node_8102301_200957605 |  |  | PQ | AD | 1001.678 | 8102301 | no | no |  |  | no |  |  | 1398940.284 | 15368473.944 |  | -1
node_8102301_200957606 |  |  | PQ | AD | 1001.678 | 8102301 | no | no |  |  | no |  |  | 1398924.643 | 15368757.279 |  | -1
node_8102301_200957630 |  |  | PQ | AD | 1001.678 | 8102301 | no | no |  |  | no |  |  | 1397653.837 | 15368371.19 |  | -1
node_8102301_200958920 |  |  | PQ | AN | 1001.678 | 8102301 | no | no |  |  | no |  |  | 1394837.213 | 15372893.787 |  | -1
node_8102301_200958921 |  |  | PQ | AN | 1001.678 | 8102301 | no | no |  |  | no |  |  | 1395028.255 | 15372790.164 |  | -1
node_8102301_200959404 |  |  | PQ | AN | 1001.678 | 8102301 | no | no |  |  | no |  |  | 1393421.45 | 15373177.186 |  | -1
node_8102301_200959405 |  |  | PQ | AN | 1001.678 | 8102301 | no | no |  |  | no |  |  | 1393220.684 | 15373332.697 |  | -1
node_8102301_200959406 |  |  | PQ | AN | 1001.678 | 8102301 | no | no |  |  | no |  |  | 1393135.639 | 15373893.073 |  | -1
node_8102301_200959489 |  |  | PQ | AN | 1001.678 | 8102301 | no | no |  |  | no |  |  | 1402361.007 | 15386393.839 |  | -1
node_8102301_200959490 |  |  | PQ | AN | 1001.678 | 8102301 | no | no |  |  | no |  |  | 1401908.892 | 15386542.895 |  | -1
node_8102301_200959788 |  |  | PQ | AN | 1001.678 | 8102301 | no | no |  |  | no |  |  | 1393130.843 | 15391994.472 |  | -1
node_8102301_200960169 |  |  | PQ | AN | 1001.678 | 8102301 | no | no |  |  | no |  |  | 1414961.066 | 15376575.138 |  | -1
node_8102301_200961501 |  |  | PQ | AD | 1001.678 | 8102301 | no | no |  |  | no |  |  | 1397441.116 | 15406389.201 |  | -1
node_8102301_200961502 |  |  | PQ | AD | 1001.678 | 8102301 | no | no |  |  | no |  |  | 1397587.202 | 15406651.344 |  | -1
node_8102301_200961503 |  |  | PQ | AN | 1001.678 | 8102301 | no | no |  |  | no |  |  | 1397752.815 | 15406966.494 |  | -1
node_8102301_200961504 |  |  | PQ | AN | 1001.678 | 8102301 | no | no |  |  | no |  |  | 1397843.989 | 15407137.081 |  | -1
node_8102301_200962351 |  |  | PQ | ABCN | 7199.558 | 8102301 | no | no |  |  | no |  |  | 1381422.095 | 15376618.617 |  | -1
node_8102301_200963208 |  |  | PQ | AN | 1001.678 | 8102301 | no | no |  |  | no |  |  | 1393368.357 | 15366698.721 |  | -1
node_8102301_200963209 |  |  | PQ | AD | 1001.678 | 8102301 | no | no |  |  | no |  |  | 1393498.694 | 15366521.854 |  | -1
node_8102301_200963210 |  |  | PQ | AD | 1001.678 | 8102301 | no | no |  |  | no |  |  | 1393834.76 | 15366376.518 |  | -1
node_8102301_200963212 |  |  | PQ | AD | 1001.678 | 8102301 | no | no |  |  | no |  |  | 1393927.649 | 15366644.47 |  | -1
node_8102301_200963213 |  |  | PQ | AD | 1001.678 | 8102301 | no | no |  |  | no |  |  | 1394223.952 | 15366043.984 |  | -1
node_8102301_200963214 |  |  | PQ | AN | 1001.678 | 8102301 | no | no |  |  | no |  |  | 1394017.066 | 15366906.202 |  | -1
node_8102301_200963215 |  |  | PQ | AD | 1001.678 | 8102301 | no | no |  |  | no |  |  | 1394077.807 | 15367065.786 |  | -1
node_8102301_200963216 |  |  | PQ | AD | 1001.678 | 8102301 | no | no |  |  | no |  |  | 1394109.95 | 15367323.11 |  | -1
node_8102301_200963217 |  |  | PQ | AN | 1001.678 | 8102301 | no | no |  |  | no |  |  | 1394197.511 | 15367563.316 |  | -1
node_8102301_200963218 |  |  | PQ | AN | 1001.678 | 8102301 | no | no |  |  | no |  |  | 1394338.118 | 15367921.491 |  | -1
node_8102301_200963219 |  |  | PQ | AN | 1001.678 | 8102301 | no | no |  |  | no |  |  | 1394024.283 | 15366217.38 |  | -1
node_8102301_200963220 |  |  | PQ | AD | 1001.678 | 8102301 | no | no |  |  | no |  |  | 1394313.044 | 15367727.872 |  | -1
node_8102301_200963221 |  |  | PQ | AN | 1001.678 | 8102301 | no | no |  |  | no |  |  | 1393584.527 | 15366466.034 |  | -1
node_8102301_200967672 |  |  | PQ | ABCN | 7199.558 | 8102301 | no | no |  |  | no |  |  | 1380096.335 | 15375136.335 |  | -1
node_8102301_200967673 |  |  | PQ | ABCN | 7199.558 | 8102301 | no | no |  |  | no |  |  | 1379992.076 | 15375392.804 |  | -1
node_8102301_200967979 |  |  | PQ | ABCN | 7199.558 | 8102301 | no | no |  |  | no |  |  | 1379897.79 | 15375640.771 |  | -1
node_8102301_200967980 |  |  | PQ | ABCN | 7199.558 | 8102301 | no | no |  |  | no |  |  | 1379788.606 | 15375894.071 |  | -1
node_8102301_200967981 |  |  | PQ | ABCN | 7199.558 | 8102301 | no | no |  |  | no |  |  | 1379714.555 | 15376047.875 |  | -1
node_8102301_200968394 |  |  | PQ | AD | 1001.678 | 8102301 | no | no |  |  | no |  |  | 1409190.805 | 15385014.102 |  | -1
node_8102301_200968395 |  |  | PQ | AD | 1001.678 | 8102301 | no | no |  |  | no |  |  | 1408990.279 | 15385219.308 |  | -1
node_8102301_200968396 |  |  | PQ | AD | 1001.678 | 8102301 | no | no |  |  | no |  |  | 1408827.83 | 15385402.481 |  | -1
node_8102301_200968397 |  |  | PQ | AD | 1001.678 | 8102301 | no | no |  |  | no |  |  | 1408680.07 | 15385572.183 |  | -1
node_8102301_200968398 |  |  | PQ | AD | 1001.678 | 8102301 | no | no |  |  | no |  |  | 1408502.753 | 15385750.512 |  | -1
node_8102301_200968399 |  |  | PQ | AD | 1001.678 | 8102301 | no | no |  |  | no |  |  | 1408313.357 | 15385955.612 |  | -1
node_8102301_200968400 |  |  | PQ | AN | 1001.678 | 8102301 | no | no |  |  | no |  |  | 1408131.24 | 15386147.316 |  | -1
node_8102301_200969199 |  |  | PQ | ABCN | 7199.558 | 8102301 | no | no |  |  | no |  |  | 1378395.823 | 15375803.87 |  | -1
node_8102301_200969482 |  |  | PQ | AN | 7199.558 | 8102301 | no | no |  |  | no |  |  | 1379810.892 | 15383489.724 |  | -1
node_8102301_200969485 |  |  | PQ | AN | 1001.678 | 8102301 | no | no |  |  | no |  |  | 1383249.732 | 15388875.63 |  | -1
node_8102301_200969593 |  |  | PQ | AN | 1001.678 | 8102301 | no | no |  |  | no |  |  | 1383282.582 | 15388747.965 |  | -1
node_8102301_200969936 |  |  | PQ | ABCN | 7199.558 | 8102301 | no | no |  |  | no |  |  | 1380673.793 | 15376635.25 |  | -1
node_8102301_200969937 |  |  | PQ | ABCN | 7199.558 | 8102301 | no | no |  |  | no |  |  | 1380351.994 | 15376644.677 |  | -1
node_8102301_200969938 |  |  | PQ | ABCN | 7199.558 | 8102301 | no | no |  |  | no |  |  | 1379906.619 | 15376643.34 |  | -1
node_8102301_200970941 |  |  | PQ | AD | 1001.678 | 8102301 | no | no |  |  | no |  |  | 1394978.276 | 15368534.723 |  | -1
node_8102301_200972507 |  |  | PQ | ABCN | 7199.558 | 8102301 | no | no |  |  | no |  |  | 1375688.022 | 15377368.652 |  | -1
node_8102301_200972943 |  |  | PQ | AN | 1001.678 | 8102301 | no | no |  |  | no |  |  | 1413527.468 | 15368735.339 |  | -1
node_8102301_200972953 |  |  | PQ | AN | 1001.678 | 8102301 | no | no |  |  | no |  |  | 1412893.511 | 15368478.352 |  | -1
node_8102301_200974124 |  |  | PQ | AD | 1001.678 | 8102301 | no | no |  |  | no |  |  | 1407145.983 | 15379336.085 |  | -1
node_8102301_200974650 |  |  | PQ | AN | 7199.558 | 8102301 | no | no |  |  | no |  |  | 1380143.906 | 15383488.138 |  | -1
node_8102301_200974848 |  |  | PQ | AN | 1001.678 | 8102301 | no | no |  |  | no |  |  | 1400868.298 | 15380503.891 |  | -1
node_8102301_200974877 |  |  | PQ | AN | 1001.678 | 8102301 | no | no |  |  | no |  |  | 1400687.344 | 15380408.807 |  | -1
node_8102301_200975669 |  |  | PQ | AD | 1001.678 | 8102301 | no | no |  |  | no |  |  | 1390595.736 | 15401229.099 |  | -1
node_8102301_200976183 |  |  | PQ | AD | 1001.678 | 8102301 | no | no |  |  | no |  |  | 1379261.266 | 15386707.445 |  | -1
node_8102301_200976642 |  |  | PQ | ABCN | 7199.558 | 8102301 | no | no |  |  | no |  |  | 1382229.733 | 15374883.614 |  | -1
node_8102301_200976644 |  |  | PQ | ABCN | 7199.558 | 8102301 | no | no |  |  | no |  |  | 1382429.456 | 15374768.331 |  | -1
node_8102301_200977052 |  |  | PQ | AN | 1001.678 | 8102301 | no | no |  |  | no |  |  | 1380465.724 | 15387584.956 |  | -1
node_8102301_200977053 |  |  | PQ | AN | 1001.678 | 8102301 | no | no |  |  | no |  |  | 1380932.495 | 15387804.548 |  | -1
node_8102301_200977722 |  |  | PQ | AN | 1001.678 | 8102301 | no | no |  |  | no |  |  | 1393151.313 | 15392993.947 |  | -1
node_8102301_200979755 |  |  | PQ | AN | 1001.678 | 8102301 | no | no |  |  | no |  |  | 1396289.873 | 15394851.235 |  | -1
node_8102301_200979756 |  |  | PQ | AN | 1001.678 | 8102301 | no | no |  |  | no |  |  | 1396434.389 | 15394832.354 |  | -1
node_8102301_200981076 |  |  | PQ | ABCN | 7199.558 | 8102301 | no | no |  |  | no |  |  | 1400426.06 | 15379776.169 |  | -1
node_8102301_200982844 |  |  | PQ | AN | 1001.678 | 8102301 | no | no |  |  | no |  |  | 1409633.906 | 15367847.561 |  | -1
node_8102301_200982845 |  |  | PQ | AD | 1001.678 | 8102301 | no | no |  |  | no |  |  | 1408995.963 | 15368074.144 |  | -1
node_8102301_200982846 |  |  | PQ | AN | 1001.678 | 8102301 | no | no |  |  | no |  |  | 1409059.855 | 15367817.344 |  | -1
node_8102301_200982952 |  |  | PQ | AN | 2602.275 | 8102301 | no | no |  |  | no |  |  | 1384536.231 | 15374887.824 |  | -1
node_8102301_200983138 |  |  | PQ | AN | 7199.558 | 8102301 | no | no |  |  | no |  |  | 1378580.951 | 15383499.374 |  | -1
node_8102301_200983375 |  |  | PQ | AD | 1001.678 | 8102301 | no | no |  |  | no |  |  | 1391226.708 | 15401203.801 |  | -1
node_8102301_200984494 |  |  | PQ | AN | 1001.678 | 8102301 | no | no |  |  | no |  |  | 1390473.539 | 15369942.861 |  | -1
node_8102301_200984586 |  |  | PQ | AN | 1001.678 | 8102301 | no | no |  |  | no |  |  | 1390101.949 | 15368859.413 |  | -1
node_8102301_200984942 |  |  | PQ | AN | 1001.678 | 8102301 | no | no |  |  | no |  |  | 1399040.237 | 15368513.99 |  | -1
node_8102301_200986368 |  |  | PQ | AN | 1001.678 | 8102301 | no | no |  |  | no |  |  | 1414166.063 | 15366559.464 |  | -1
node_8102301_201003917 |  |  | PQ | AD | 1001.678 | 8102301 | no | no |  |  | no |  |  | 1392647.926 | 15391883.466 |  | -1
node_8102301_201003918 |  |  | PQ | AN | 1001.678 | 8102301 | no | no |  |  | no |  |  | 1392644.353 | 15391699.39 |  | -1
node_8102301_201004515 |  |  | PQ | AN | 1001.678 | 8102301 | no | no |  |  | no |  |  | 1395447.222 | 15388523.431 |  | -1
node_8102301_201004516 |  |  | PQ | AN | 1001.678 | 8102301 | no | no |  |  | no |  |  | 1395103.699 | 15388703.621 |  | -1
node_8102301_201008977 |  |  | PQ | AN | 1001.678 | 8102301 | no | no |  |  | no |  |  | 1411832.742 | 15368876.227 |  | -1
node_8102301_201009970 |  |  | PQ | ABCN | 7199.558 | 8102301 | no | no |  |  | no |  |  | 1402840.274 | 15380209.386 |  | -1
node_8102301_201010022 |  |  | PQ | ABCN | 7199.558 | 8102301 | no | no |  |  | no |  |  | 1402625.593 | 15380143.728 |  | -1
node_8102301_201010563 |  |  | PQ | AN | 1001.678 | 8102301 | no | no |  |  | no |  |  | 1380178.556 | 15387276.132 |  | -1
node_8102301_201010857 |  |  | PQ | AN | 1001.678 | 8102301 | no | no |  |  | no |  |  | 1401447.355 | 15382425.64 |  | -1
node_8102301_201010930 |  |  | PQ | AD | 1001.678 | 8102301 | no | no |  |  | no |  |  | 1400627.645 | 15357172.228 |  | -1
node_8102301_201013540 |  |  | PQ | AD | 1001.678 | 8102301 | no | no |  |  | no |  |  | 1407733.78 | 15376978.955 |  | -1
node_8102301_201013752 |  |  | PQ | ABCN | 7199.558 | 8102301 | no | no |  |  | no |  |  | 1420142.345 | 15383383.815 |  | -1
node_8102301_201014250 |  |  | PQ | AN | 1001.678 | 8102301 | no | no |  |  | no |  |  | 1408835.309 | 15371373.298 |  | -1
node_8102301_201015578 |  |  | PQ | AN | 1001.678 | 8102301 | no | no |  |  | no |  |  | 1396940.029 | 15382865.6 |  | -1
node_8102301_201015648 |  |  | PQ | AN | 1001.678 | 8102301 | no | no |  |  | no |  |  | 1396544.17 | 15382440.489 |  | -1
node_8102301_201017694 |  |  | PQ | AN | 1001.678 | 8102301 | no | no |  |  | no |  |  | 1390259.822 | 15402171.657 |  | -1
node_8102301_201019079 |  |  | PQ | ABCN | 7199.558 | 8102301 | no | no |  |  | no |  |  | 1381718.48 | 15376649.718 |  | -1
node_8102301_201019080 |  |  | PQ | AN | 7199.558 | 8102301 | no | no |  |  | no |  |  | 1381716.925 | 15376526.586 |  | -1
node_8102301_201020572 |  |  | PQ | ABCN | 7199.558 | 8102301 | no | no |  |  | no |  |  | 1383132.94 | 15374920.877 |  | -1
node_8102301_201030972 |  |  | PQ | AN | 1001.678 | 8102301 | no | no |  |  | no |  |  | 1410481.919 | 15361218.453 |  | -1
node_8102301_201030973 |  |  | PQ | AD | 1001.678 | 8102301 | no | no |  |  | no |  |  | 1410550.947 | 15361404.543 |  | -1
node_8102301_201030974 |  |  | PQ | AD | 1001.678 | 8102301 | no | no |  |  | no |  |  | 1410668.739 | 15361637.007 |  | -1
node_8102301_201033848 |  |  | PQ | AD | 1001.678 | 8102301 | no | no |  |  | no |  |  | 1400111.901 | 15407364.437 |  | -1
node_8102301_201036278 |  |  | PQ | ABN | 7199.558 | 8102301 | no | no |  |  | no |  |  | 1379193.413 | 15378598.199 |  | -1
node_8102301_201036279 |  |  | PQ | ABN | 7199.558 | 8102301 | no | no |  |  | no |  |  | 1379230.22 | 15378465.855 |  | -1
node_8102301_201036294 |  |  | PQ | AD | 1001.678 | 8102301 | no | no |  |  | no |  |  | 1400430.991 | 15358105.545 |  | -1
node_8102301_201038466 |  |  | PQ | AN | 7199.558 | 8102301 | no | no |  |  | no |  |  | 1384001.824 | 15376394.599 |  | -1
node_8102301_201039546 |  |  | PQ | AN | 1001.678 | 8102301 | no | no |  |  | no |  |  | 1396423.726 | 15374985.158 |  | -1
node_8102301_201042101 |  |  | PQ | AN | 1001.678 | 8102301 | no | no |  |  | no |  |  | 1394766.903 | 15395469.794 |  | -1
node_8102301_201042849 |  |  | PQ | AN | 1001.678 | 8102301 | no | no |  |  | no |  |  | 1394260.939 | 15366968.418 |  | -1
node_8102301_201042851 |  |  | PQ | AN | 1001.678 | 8102301 | no | no |  |  | no |  |  | 1396206.263 | 15373791.698 |  | -1
node_8102301_201046981 |  |  | PQ | AN | 1001.678 | 8102301 | no | no |  |  | no |  |  | 1396770.523 | 15400909.495 |  | -1
node_8102301_201046982 |  |  | PQ | AD | 1001.678 | 8102301 | no | no |  |  | no |  |  | 1396702.216 | 15400444.196 |  | -1
node_8102301_201050650 |  |  | PQ | AN | 1001.678 | 8102301 | no | no |  |  | no |  |  | 1393470.824 | 15391948.077 |  | -1
node_8102301_201050651 |  |  | PQ | AN | 1001.678 | 8102301 | no | no |  |  | no |  |  | 1393461.847 | 15391693.266 |  | -1
node_8102301_201050907 |  |  | PQ | AN | 1001.678 | 8102301 | no | no |  |  | no |  |  | 1407773.587 | 15376279.085 |  | -1
node_8102301_201055755 |  |  | PQ | AN | 1001.678 | 8102301 | no | no |  |  | no |  |  | 1409979.559 | 15363322.875 |  | -1
node_8102301_201055842 |  |  | PQ | AD | 1001.678 | 8102301 | no | no |  |  | no |  |  | 1410040.843 | 15363372.024 |  | -1
node_8102301_201055843 |  |  | PQ | AN | 1001.678 | 8102301 | no | no |  |  | no |  |  | 1409790.716 | 15363392.944 |  | -1
node_8102301_201058520 |  |  | PQ | AN | 1001.678 | 8102301 | no | no |  |  | no |  |  | 1394292.239 | 15372273.02 |  | -1
node_8102301_201060798 |  |  | PQ | AN | 1001.678 | 8102301 | no | no |  |  | no |  |  | 1389465.286 | 15368808.827 |  | -1
node_8102301_201060899 |  |  | PQ | AN | 1001.678 | 8102301 | no | no |  |  | no |  |  | 1397603.397 | 15375494.87 |  | -1
node_8102301_201063636 |  |  | PQ | AD | 1001.678 | 8102301 | no | no |  |  | no |  |  | 1387332.15 | 15381362.785 |  | -1
node_8102301_201063903 |  |  | PQ | AN | 1001.678 | 8102301 | no | no |  |  | no |  |  | 1385893.822 | 15406883.977 |  | -1
node_8102301_201063913 |  |  | PQ | ABCN | 7199.558 | 8102301 | no | no |  |  | no |  |  | 1383554.428 | 15376386.449 |  | -1
node_8102301_310007758 |  |  | PQ | AD | 1001.678 | 8102301 | no | no |  |  | no |  |  | 1384711.351 | 15373650.884 |  | -1
node_8102301_310007946 |  |  | PQ | AD | 1001.678 | 8102301 | no | no |  |  | no |  |  | 1403937.537 | 15355405.321 |  | -1
node_8102301_310013403 |  |  | PQ | AN | 1001.678 | 8102301 | no | no |  |  | no |  |  | 1410377.484 | 15360253.115 |  | -1
node_8102301_310030546 |  |  | PQ | AD | 1001.678 | 8102301 | no | no |  |  | no |  |  | 1383594.594 | 15374255.731 |  | -1
node_8102301_310041107 |  |  | PQ | ABCN | 7199.558 | 8102301 | no | no |  |  | no |  |  | 1375291.225 | 15377730.377 |  | -1
node_8102301_310041114 |  |  | PQ | ABCN | 7199.558 | 8102301 | no | no |  |  | no |  |  | 1375526.805 | 15377493.062 |  | -1
node_8102301_310041235 |  |  | PQ | ABCN | 7199.558 | 8102301 | no | no |  |  | no |  |  | 1375828.288 | 15377241.021 |  | -1
node_8102301_310041237 |  |  | PQ | ABCN | 7199.558 | 8102301 | no | no |  |  | no |  |  | 1375938.942 | 15377172.3 |  | -1
node_8102301_310041240 |  |  | PQ | ABCN | 7199.558 | 8102301 | no | no |  |  | no |  |  | 1376202.738 | 15377013.089 |  | -1
node_8102301_310041425 |  |  | PQ | ABCN | 7199.558 | 8102301 | no | no |  |  | no |  |  | 1376872.763 | 15376510.276 |  | -1
node_8102301_310041431 |  |  | PQ | ABCN | 7199.558 | 8102301 | no | no |  |  | no |  |  | 1377083.307 | 15376559.865 |  | -1
node_8102301_310041437 |  |  | PQ | ABCN | 7199.558 | 8102301 | no | no |  |  | no |  |  | 1377265.449 | 15376525.964 |  | -1
node_8102301_310041535 |  |  | PQ | ABCN | 7199.558 | 8102301 | no | no |  |  | no |  |  | 1377549.435 | 15376504.465 |  | -1
node_8102301_310049760 |  |  | PQ | ABCN | 7199.558 | 8102301 | no | no |  |  | no |  |  | 1382207.82 | 15374836.843 |  | -1
node_8102301_310051649 |  |  | PQ | AD | 1001.678 | 8102301 | no | no |  |  | no |  |  | 1381320.414 | 15394353.787 |  | -1
node_8102301_310051650 |  |  | PQ | AN | 1001.678 | 8102301 | no | no |  |  | no |  |  | 1381580.43 | 15394331.937 |  | -1
node_8102301_310051658 |  |  | PQ | AD | 1001.678 | 8102301 | no | no |  |  | no |  |  | 1381770.082 | 15394324.545 |  | -1
node_8102301_310051659 |  |  | PQ | AD | 1001.678 | 8102301 | no | no |  |  | no |  |  | 1382032.608 | 15394348.897 |  | -1
node_8102301_310051660 |  |  | PQ | AD | 1001.678 | 8102301 | no | no |  |  | no |  |  | 1382283.491 | 15394281.054 |  | -1
node_8102301_310051661 |  |  | PQ | AN | 1001.678 | 8102301 | no | no |  |  | no |  |  | 1382346.25 | 15394260.409 |  | -1
node_8102301_310051662 |  |  | PQ | AN | 1001.678 | 8102301 | no | no |  |  | no |  |  | 1382353.427 | 15394212.647 |  | -1
node_8102301_310051663 |  |  | PQ | AN | 1001.678 | 8102301 | no | no |  |  | no |  |  | 1382375.093 | 15394195.931 |  | -1
node_8102301_310051664 |  |  | PQ | AN | 1001.678 | 8102301 | no | no |  |  | no |  |  | 1382394.218 | 15394181.846 |  | -1
node_8102301_310051665 |  |  | PQ | AN | 1001.678 | 8102301 | no | no |  |  | no |  |  | 1382417.852 | 15394168.576 |  | -1
node_8102301_310051666 |  |  | PQ | AN | 1001.678 | 8102301 | no | no |  |  | no |  |  | 1382422.614 | 15394134.712 |  | -1
node_8102301_310051669 |  |  | PQ | AN | 1001.678 | 8102301 | no | no |  |  | no |  |  | 1382404.711 | 15394121.692 |  | -1
node_8102301_310053044 |  |  | PQ | AN | 1001.678 | 8102301 | no | no |  |  | no |  |  | 1404097.453 | 15365618.078 |  | -1
node_8102301_310053049 |  |  | PQ | AN | 1001.678 | 8102301 | no | no |  |  | no |  |  | 1404096.972 | 15365430.373 |  | -1
node_8102301_311858705 |  |  | PQ | AN | 1001.678 | 8102301 | no | no |  |  | no |  |  | 1400445.991 | 15382026.987 |  | -1
node_8102301_311859014 |  |  | PQ | AN | 1001.678 | 8102301 | no | no |  |  | no |  |  | 1389908.253 | 15401163.845 |  | -1
node_8102301_311859016 |  |  | PQ | AN | 1001.678 | 8102301 | no | no |  |  | no |  |  | 1389908.015 | 15401083.223 |  | -1
node_8102301_311859018 |  |  | PQ | AN | 1001.678 | 8102301 | no | no |  |  | no |  |  | 1389907.306 | 15401018.21 |  | -1
node_8102301_311896401 |  |  | PQ | AD | 1001.678 | 8102301 | no | no |  |  | no |  |  | 1388223.187 | 15393441.691 |  | -1
node_8102301_311899756 |  |  | PQ | AD | 1001.678 | 8102301 | no | no |  |  | no |  |  | 1379438.962 | 15386823.141 |  | -1
node_8102301_311899757 |  |  | PQ | AD | 1001.678 | 8102301 | no | no |  |  | no |  |  | 1379409.262 | 15386885.974 |  | -1
node_8102301_311899759 |  |  | PQ | AN | 1001.678 | 8102301 | no | no |  |  | no |  |  | 1379359.422 | 15386998.376 |  | -1
node_8102301_311901459 |  |  | PQ | AN | 7199.558 | 8102301 | no | no |  |  | no |  |  | 1381714.397 | 15376450.585 |  | -1
node_8102301_311901460 |  |  | PQ | AN | 7199.558 | 8102301 | no | no |  |  | no |  |  | 1381913.97 | 15376464.596 |  | -1
node_8102301_311901461 |  |  | PQ | AN | 7199.558 | 8102301 | no | no |  |  | no |  |  | 1382121.204 | 15376516.45 |  | -1
node_8102301_311902263 |  |  | PQ | AN | 1001.678 | 8102301 | no | no |  |  | no |  |  | 1410292.677 | 15362606.073 |  | -1
node_8102301_311905281 |  |  | PQ | AN | 1001.678 | 8102301 | no | no |  |  | no |  |  | 1402633.229 | 15352444.211 |  | -1
node_8102301_311905608 |  |  | PQ | ABCN | 7199.558 | 8102301 | no | no |  |  | no |  |  | 1379308.093 | 15376139.909 |  | -1
node_8102301_311911196 |  |  | PQ | AN | 1001.678 | 8102301 | no | no |  |  | no |  |  | 1380168.22 | 15378879.417 |  | -1
node_8102301_311911197 |  |  | PQ | AN | 2602.275 | 8102301 | no | no |  |  | no |  |  | 1383028.911 | 15374591.223 |  | -1
node_8102301_311911243 |  |  | PQ | AN | 1001.678 | 8102301 | no | no |  |  | no |  |  | 1378474.296 | 15386627.295 |  | -1
node_8102301_311911244 |  |  | PQ | AN | 1001.678 | 8102301 | no | no |  |  | no |  |  | 1378619.857 | 15386299.161 |  | -1
node_8102301_311911306 |  |  | PQ | AN | 1001.678 | 8102301 | no | no |  |  | no |  |  | 1392656.595 | 15380315.747 |  | -1
node_8102301_311911320 |  |  | PQ | AN | 1001.678 | 8102301 | no | no |  |  | no |  |  | 1387263.4 | 15380168.046 |  | -1
node_8102301_311935761 |  |  | PQ | AN | 1001.678 | 8102301 | no | no |  |  | no |  |  | 1385725.95 | 15407442.5 |  | -1
node_8102301_311987923 |  |  | PQ | AD | 1001.678 | 8102301 | no | no |  |  | no |  |  | 1403502.379 | 15363896.408 |  | -1
node_8102301_311987924 |  |  | PQ | AD | 1001.678 | 8102301 | no | no |  |  | no |  |  | 1403347.186 | 15363825.619 |  | -1
node_8102301_311987926 |  |  | PQ | AD | 1001.678 | 8102301 | no | no |  |  | no |  |  | 1402646.914 | 15363764.499 |  | -1
node_8102301_311989137 |  |  | PQ | ABCN | 7199.558 | 8102301 | no | no |  |  | no |  |  | 1379386.068 | 15376555.985 |  | -1
node_8102301_312026953 |  |  | PQ | AN | 7199.558 | 8102301 | no | no |  |  | no |  |  | 1390035.563 | 15382190.209 |  | -1
node_8102301_312046186 |  |  | PQ | AN | 1001.678 | 8102301 | no | no |  |  | no |  |  | 1398581.901 | 15385588.319 |  | -1
node_8102301_312092021 |  |  | PQ | AD | 1001.678 | 8102301 | no | no |  |  | no |  |  | 1387196.707 | 15385053.547 |  | -1
node_8102301_312092022 |  |  | PQ | AN | 1001.678 | 8102301 | no | no |  |  | no |  |  | 1387179.914 | 15385350.222 |  | -1
node_8102301_312092296 |  |  | PQ | AN | 1001.678 | 8102301 | no | no |  |  | no |  |  | 1387394.151 | 15372286.119 |  | -1
node_8102301_312127771 |  |  | PQ | AN | 1001.678 | 8102301 | no | no |  |  | no |  |  | 1396875.712 | 15382968.288 |  | -1
node_8102301_312127772 |  |  | PQ | AN | 1001.678 | 8102301 | no | no |  |  | no |  |  | 1395111.656 | 15382347.86 |  | -1
node_8102301_312137080 |  |  | PQ | AD | 1001.678 | 8102301 | no | no |  |  | no |  |  | 1404725.439 | 15353638.753 |  | -1
node_220386015 |  |  | PQ | AN | 7199.558 | 8102301 | no | no |  |  | no |  |  | 1412042.532 | 15382271.473 |  | -1
node_220386226 |  |  | PQ | AN | 7199.558 | 8102301 | no | no |  |  | no |  |  | 1416325.719 | 15383761.136 |  | -1
node_220387999 |  |  | PQ | AN | 7199.558 | 8102301 | no | no |  |  | no |  |  | 1382996.476 | 15374575.402 |  | -1
node_220388001 |  |  | PQ | ABCN | 7199.558 | 8102301 | no | no |  |  | no |  |  | 1383337.693 | 15374377.987 |  | -1
node_220388005 |  |  | PQ | AN | 7199.558 | 8102301 | no | no |  |  | no |  |  | 1392656.685 | 15380337.898 |  | -1
node_220388010 |  |  | PQ | AN | 7199.558 | 8102301 | no | no |  |  | no |  |  | 1387270.361 | 15380114.664 |  | -1
node_220388262 |  |  | PQ | AN | 7199.558 | 8102301 | no | no |  |  | no |  |  | 1397844.308 | 15380984.483 |  | -1
node_220388267 |  |  | PQ | AN | 7199.558 | 8102301 | no | no |  |  | no |  |  | 1406778.824 | 15380488.28 |  | -1
node_220388279 |  |  | PQ | AD | 1001.678 | 8102301 | no | no |  |  | no |  |  | 1408391.86 | 15376228.466 |  | -1
node_220388288 |  |  | PQ | AN | 7199.558 | 8102301 | no | no |  |  | no |  |  | 1401540.716 | 15379969.672 |  | -1
node_220388297 |  |  | PQ | AN | 7199.558 | 8102301 | no | no |  |  | no |  |  | 1378479.316 | 15386604.764 |  | -1
node_220388320 |  |  | PQ | AD | 1001.678 | 8102301 | no | no |  |  | no |  |  | 1406861.471 | 15380118.684 |  | -1
node_220388345 |  |  | PQ | AN | 7199.558 | 8102301 | no | no |  |  | no |  |  | 1402487.686 | 15379974.566 |  | -1
node_220388352 |  |  | PQ | ABCN | 7199.558 | 8102301 | no | no |  |  | no |  |  | 1380071.583 | 15376412.254 |  | -1
node_220463350 |  |  | PQ | ABCN | 1001.678 | 8102301 | no | no |  |  | no |  |  | 1379469.587 | 15375844.941 |  | -1
node_220463844 |  |  | PQ | AN | 2602.275 | 8102301 | no | no |  |  | no |  |  | 1383012.014 | 15374582.981 |  | -1
node_220464340 |  |  | PQ | AN | 1001.678 | 8102301 | no | no |  |  | no |  |  | 1401537.858 | 15380162.23 |  | -1
node_220465156 |  |  | PQ | AN | 1001.678 | 8102301 | no | no |  |  | no |  |  | 1416319.216 | 15383768.348 |  | -1
node_220465203 |  |  | PQ | AN | 1001.678 | 8102301 | no | no |  |  | no |  |  | 1378476.817 | 15386615.981 |  | -1
node_220465204 |  |  | PQ | AN | 1001.678 | 8102301 | no | no |  |  | no |  |  | 1392656.642 | 15380327.353 |  | -1
node_220465348 |  |  | PQ | AN | 1001.678 | 8102301 | no | no |  |  | no |  |  | 1387267.926 | 15380135.241 |  | -1
node_220465349 |  |  | PQ | AN | 1001.678 | 8102301 | no | no |  |  | no |  |  | 1397830.705 | 15381004.537 |  | -1
node_220474374 |  |  | PQ | ABCN | 1001.678 | 8102301 | no | no |  |  | no |  |  | 1383346.401 | 15374374.018 |  | -1
node_220537584 |  |  | PQ | AN | 7199.558 | 8102301 | no | no |  |  | no |  |  | 1378596.064 | 15386284.626 |  | -1
node_220547803 |  |  | PQ | ABCN | 7199.558 | 8102301 | no | no |  |  | no |  |  | 1400416.302 | 15379773.997 |  | -1
node_220555418 |  |  | PQ | AN | 1001.678 | 8102301 | no | no |  |  | no |  |  | 1378607.486 | 15386291.87 |  | -1
node_220568604 |  |  | PQ | AN | 1001.678 | 8102301 | no | no |  |  | no |  |  | 1402488.597 | 15379958.166 |  | -1
node_220583738 |  |  | PQ | AN | 1001.678 | 8102301 | no | no |  |  | no |  |  | 1412048.741 | 15382261.656 |  | -1
node_220614310 |  |  | PQ | AN | 1001.678 | 8102301 | no | no |  |  | no |  |  | 1406780.848 | 15380455.761 |  | -1
node_220615672 |  |  | PQ | ABCN | 7199.558 | 8102301 | no | no |  |  | no |  |  | 1380056.009 | 15376424.615 |  | -1
node_220615673 |  |  | PQ | ABCN | 7199.558 | 8102301 | no | no |  |  | no |  |  | 1380063.391 | 15376417.984 |  | -1
node_220615675 |  |  | PQ | ABCN | 7199.558 | 8102301 | no | no |  |  | no |  |  | 1379985.139 | 15376505.822 |  | -1
node_220615677 |  |  | PQ | ABCN | 7199.558 | 8102301 | no | no |  |  | no |  |  | 1380669.993 | 15376633.855 |  | -1
node_220615742 |  |  | PQ | ABCN | 7199.558 | 8102301 | no | no |  |  | no |  |  | 1379988.425 | 15376502.056 |  | -1
node_220647359 |  |  | PQ | AD | 1001.678 | 8102301 | no | no |  |  | no |  |  | 1406862.389 | 15380105.845 |  | -1
node_220647361 |  |  | PQ | AD | 1001.678 | 8102301 | no | no |  |  | no |  |  | 1408648.695 | 15376248.57 |  | -1
node_220657367 |  |  | PQ | ABCN | 7199.558 | 8102301 | no | no |  |  | no |  |  | 1400421.181 | 15379775.083 |  | -1
node_311901980 |  |  | PQ | AN | 7199.558 | 8102301 | no | no |  |  | no |  |  | 1397976.858 | 15380789.076 |  | -1
node_311905577 |  |  | PQ | ABCN | 7199.558 | 8102301 | no | no |  |  | no |  |  | 1379405.367 | 15375973.44 |  | -1
node_311906447 |  |  | PQ | ABCN | 7199.558 | 8102301 | no | no |  |  | no |  |  | 1400737.314 | 15379854.49 |  | -1
node_311908017 |  |  | PQ | AN | 7199.558 | 8102301 | no | no |  |  | no |  |  | 1401537.982 | 15380153.856 |  | -1
node_311916331 |  |  | PQ | ABCN | 7199.558 | 8102301 | no | no |  |  | no |  |  | 1400732.815 | 15379853.193 |  | -1
node_311922260 |  |  | PQ | ABCN | 7199.558 | 8102301 | no | no |  |  | no |  |  | 1389830.149 | 15380798.009 |  | -1
node_311922261 |  |  | PQ | ABCN | 7199.558 | 8102301 | no | no |  |  | no |  |  | 1389808.94 | 15380798.541 |  | -1
node_311922265 |  |  | PQ | ABCN | 7199.558 | 8102301 | no | no |  |  | no |  |  | 1389863.217 | 15380809.539 |  | -1
node_311922268 |  |  | PQ | ABCN | 7199.558 | 8102301 | no | no |  |  | no |  |  | 1389788.956 | 15380799.043 |  | -1
node_311922269 |  |  | PQ | ABCN | 7199.558 | 8102301 | no | no |  |  | no |  |  | 1389879.278 | 15380820.351 |  | -1
node_311927230 |  |  | PQ | ABCN | 7199.558 | 8102301 | no | no |  |  | no |  |  | 1379111.026 | 15376464.791 |  | -1
node_311987886 |  |  | PQ | ABCN | 7199.558 | 8102301 | no | no |  |  | no |  |  | 1380859.742 | 15376582.256 |  | -1
node_311987891 |  |  | PQ | ABCN | 7199.558 | 8102301 | no | no |  |  | no |  |  | 1380848.762 | 15376583.027 |  | -1
node_311987896 |  |  | PQ | ABCN | 7199.558 | 8102301 | no | no |  |  | no |  |  | 1380821.919 | 15376589.053 |  | -1
node_311987900 |  |  | PQ | ABCN | 7199.558 | 8102301 | no | no |  |  | no |  |  | 1380813.609 | 15376591.645 |  | -1
node_311989138 |  |  | PQ | ABCN | 7199.558 | 8102301 | no | no |  |  | no |  |  | 1379364.948 | 15376590.104 |  | -1
node_311989139 |  |  | PQ | ABCN | 7199.558 | 8102301 | no | no |  |  | no |  |  | 1379370.467 | 15376581.189 |  | -1
node_311989142 |  |  | PQ | ABCN | 7199.558 | 8102301 | no | no |  |  | no |  |  | 1379375.12 | 15376573.672 |  | -1
node_311989143 |  |  | PQ | ABCN | 7199.558 | 8102301 | no | no |  |  | no |  |  | 1379379.718 | 15376566.243 |  | -1
node_SOURCE_8102301 |  |  | SWING | ABCN | 7199.558 | 8102301 | no | no |  |  | no |  |  | 1422060.596 | 15381258.201 |  | -1
node_intto1_422X6-220417396 |  |  | PQ | ABCN | 7199.558 | 8102301 | no | no |  |  | no |  |  | 1400729.17 | 15379852.191 |  | -1
node_intto1_422X7A-220417371 |  |  | PQ | AN | 1001.678 | 8102301 | no | no |  |  | no |  |  | 1387265.333 | 15380154.039 |  | -1
node_intto1_422X8A-220416383 |  |  | PQ | ABCN | 7199.558 | 8102301 | no | no |  |  | no |  |  | 1380832.148 | 15376585.863 |  | -1
node_intto1_422X9-220416363 |  |  | PQ | ABCN | 7199.558 | 8102301 | no | no |  |  | no |  |  | 1379331.164 | 15376588.707 |  | -1
node_intto1_1403937_24_15355420_437 |  |  | PQ | AD | 1001.678 | 8102301 | no | no |  |  | no |  |  | 1403937.24 | 15355420.437 |  | -1
node_intto1_8102301_200816188 |  |  | PQ | AN | 1001.678 | 8102301 | no | no |  |  | no |  |  | 1390701.526 | 15368359.162 |  | -1
node_intto1_8102301_200816189 |  |  | PQ | AD | 1001.678 | 8102301 | no | no |  |  | no |  |  | 1395385.798 | 15362766.855 |  | -1
node_intto1_8102301_200816190 |  |  | PQ | AN | 1001.678 | 8102301 | no | no |  |  | no |  |  | 1399237.177 | 15357572.885 |  | -1
node_intto1_8102301_200816219 |  |  | PQ | AD | 1001.678 | 8102301 | no | no |  |  | no |  |  | 1402806.768 | 15352360.205 |  | -1
node_intto1_8102301_200816243 |  |  | PQ | AD | 1001.678 | 8102301 | no | no |  |  | no |  |  | 1383790.132 | 15374153.09 |  | -1
node_intto1_8102301_200816248 |  |  | PQ | AD | 1001.678 | 8102301 | no | no |  |  | no |  |  | 1384843.515 | 15373568.428 |  | -1
node_intto1_8102301_200816289 |  |  | PQ | AD | 1001.678 | 8102301 | no | no |  |  | no |  |  | 1390772.613 | 15367994.35 |  | -1
node_intto1_8102301_200816299 |  |  | PQ | AD | 1001.678 | 8102301 | no | no |  |  | no |  |  | 1392627.713 | 15367151.271 |  | -1
node_intto1_8102301_200816325 |  |  | PQ | AD | 1001.678 | 8102301 | no | no |  |  | no |  |  | 1395793.825 | 15364451.554 |  | -1
node_intto1_8102301_200816334 |  |  | PQ | AD | 1001.678 | 8102301 | no | no |  |  | no |  |  | 1396560.892 | 15362678.705 |  | -1
node_intto1_8102301_200816337 |  |  | PQ | AD | 1001.678 | 8102301 | no | no |  |  | no |  |  | 1396276.522 | 15362259.766 |  | -1
node_intto1_8102301_200816360 |  |  | PQ | AD | 1001.678 | 8102301 | no | no |  |  | no |  |  | 1394008.702 | 15364716.56 |  | -1
node_intto1_8102301_200817101 |  |  | PQ | AD | 1001.678 | 8102301 | no | no |  |  | no |  |  | 1394711.322 | 15372195.222 |  | -1
node_intto1_8102301_200817242 |  |  | PQ | AD | 1001.678 | 8102301 | no | no |  |  | no |  |  | 1409299.348 | 15367833.062 |  | -1
node_intto1_8102301_200817249 |  |  | PQ | AD | 1001.678 | 8102301 | no | no |  |  | no |  |  | 1410946.414 | 15367790.124 |  | -1
node_intto1_8102301_200817484 |  |  | PQ | AD | 1001.678 | 8102301 | no | no |  |  | no |  |  | 1402916.748 | 15352431.377 |  | -1
node_intto1_8102301_200817598 |  |  | PQ | AD | 1001.678 | 8102301 | no | no |  |  | no |  |  | 1394553.143 | 15372178.913 |  | -1
node_intto1_8102301_200817655 |  |  | PQ | AN | 1001.678 | 8102301 | no | no |  |  | no |  |  | 1405374.372 | 15354164.788 |  | -1
node_intto1_8102301_200817886 |  |  | PQ | AN | 1001.678 | 8102301 | no | no |  |  | no |  |  | 1408256.579 | 15370459.208 |  | -1
node_intto1_8102301_200817926 |  |  | PQ | AD | 1001.678 | 8102301 | no | no |  |  | no |  |  | 1410128.578 | 15363119.469 |  | -1
node_intto1_8102301_200817958 |  |  | PQ | AD | 1001.678 | 8102301 | no | no |  |  | no |  |  | 1408956.043 | 15368821.042 |  | -1
node_intto1_8102301_200817979 |  |  | PQ | AD | 1001.678 | 8102301 | no | no |  |  | no |  |  | 1408672.281 | 15374083.972 |  | -1
node_intto1_8102301_200817987 |  |  | PQ | AD | 1001.678 | 8102301 | no | no |  |  | no |  |  | 1403189.221 | 15362280.119 |  | -1
node_intto1_8102301_200817993 |  |  | PQ | AD | 1001.678 | 8102301 | no | no |  |  | no |  |  | 1403879.828 | 15374332.808 |  | -1
node_intto1_8102301_200817995 |  |  | PQ | AD | 1001.678 | 8102301 | no | no |  |  | no |  |  | 1403820.87 | 15373914.422 |  | -1
node_intto1_8102301_200818022 |  |  | PQ | AD | 1001.678 | 8102301 | no | no |  |  | no |  |  | 1404232.287 | 15368660.577 |  | -1
node_intto1_8102301_200818025 |  |  | PQ | AD | 1001.678 | 8102301 | no | no |  |  | no |  |  | 1404108.876 | 15368197.853 |  | -1
node_intto1_8102301_200818037 |  |  | PQ | AD | 1001.678 | 8102301 | no | no |  |  | no |  |  | 1403957.998 | 15365250.294 |  | -1
node_intto1_8102301_200818054 |  |  | PQ | AD | 1001.678 | 8102301 | no | no |  |  | no |  |  | 1401574.664 | 15363325.093 |  | -1
node_intto1_8102301_200845133 |  |  | PQ | AN | 7199.558 | 8102301 | no | no |  |  | no |  |  | 1382252.24 | 15374710.612 |  | -1
node_intto1_8102301_200845192 |  |  | PQ | AN | 7199.558 | 8102301 | no | no |  |  | no |  |  | 1395817.654 | 15381066.304 |  | -1
node_intto1_8102301_200845195 |  |  | PQ | AN | 7199.558 | 8102301 | no | no |  |  | no |  |  | 1395221.478 | 15380359.26 |  | -1
node_intto1_8102301_200845201 |  |  | PQ | ABCN | 7199.558 | 8102301 | no | no |  |  | no |  |  | 1394696.787 | 15380665.528 |  | -1
node_intto1_8102301_200845245 |  |  | PQ | AN | 7199.558 | 8102301 | no | no |  |  | no |  |  | 1388048.96 | 15380191.307 |  | -1
node_intto1_8102301_200845314 |  |  | PQ | AN | 7199.558 | 8102301 | no | no |  |  | no |  |  | 1407349.635 | 15381683.131 |  | -1
node_intto1_8102301_200845326 |  |  | PQ | ABCN | 7199.558 | 8102301 | no | no |  |  | no |  |  | 1405418.777 | 15380901.431 |  | -1
node_intto1_8102301_200845327 |  |  | PQ | AN | 7199.558 | 8102301 | no | no |  |  | no |  |  | 1405320.102 | 15381093.262 |  | -1
node_intto1_8102301_200845330 |  |  | PQ | AN | 7199.558 | 8102301 | no | no |  |  | no |  |  | 1404948.134 | 15380703.996 |  | -1
node_intto1_8102301_200845338 |  |  | PQ | AN | 7199.558 | 8102301 | no | no |  |  | no |  |  | 1403622.887 | 15380532.591 |  | -1
node_intto1_8102301_200845359 |  |  | PQ | ABCN | 7199.558 | 8102301 | no | no |  |  | no |  |  | 1400742.616 | 15379856.016 |  | -1
node_intto1_8102301_200845394 |  |  | PQ | AD | 1001.678 | 8102301 | no | no |  |  | no |  |  | 1382087.229 | 15401305.655 |  | -1
node_intto1_8102301_200845404 |  |  | PQ | AD | 1001.678 | 8102301 | no | no |  |  | no |  |  | 1383488.256 | 15403045.515 |  | -1
node_intto1_8102301_200845405 |  |  | PQ | AD | 1001.678 | 8102301 | no | no |  |  | no |  |  | 1383698.46 | 15402828.009 |  | -1
node_intto1_8102301_200845491 |  |  | PQ | AD | 1001.678 | 8102301 | no | no |  |  | no |  |  | 1378468.675 | 15387604.142 |  | -1
node_intto1_8102301_200845493 |  |  | PQ | AD | 1001.678 | 8102301 | no | no |  |  | no |  |  | 1378488.048 | 15387809.811 |  | -1
node_intto1_8102301_200845501 |  |  | PQ | AD | 1001.678 | 8102301 | no | no |  |  | no |  |  | 1379036.362 | 15389369.317 |  | -1
node_intto1_8102301_200845502 |  |  | PQ | AD | 1001.678 | 8102301 | no | no |  |  | no |  |  | 1379285.851 | 15389400.848 |  | -1
node_intto1_8102301_200845516 |  |  | PQ | AD | 1001.678 | 8102301 | no | no |  |  | no |  |  | 1378755.322 | 15391543.099 |  | -1
node_intto1_8102301_200845517 |  |  | PQ | AD | 1001.678 | 8102301 | no | no |  |  | no |  |  | 1378862.691 | 15391460.204 |  | -1
node_intto1_8102301_200845523 |  |  | PQ | AD | 1001.678 | 8102301 | no | no |  |  | no |  |  | 1378766.666 | 15392052.285 |  | -1
node_intto1_8102301_200845542 |  |  | PQ | AD | 1001.678 | 8102301 | no | no |  |  | no |  |  | 1380230.218 | 15394720.711 |  | -1
node_intto1_8102301_200845579 |  |  | PQ | AD | 1001.678 | 8102301 | no | no |  |  | no |  |  | 1381591.533 | 15399926.891 |  | -1
node_intto1_8102301_200845581 |  |  | PQ | AD | 1001.678 | 8102301 | no | no |  |  | no |  |  | 1381641.774 | 15400090.258 |  | -1
node_intto1_8102301_200845582 |  |  | PQ | AD | 1001.678 | 8102301 | no | no |  |  | no |  |  | 1382207.254 | 15401083.828 |  | -1
node_intto1_8102301_200845585 |  |  | PQ | AD | 1001.678 | 8102301 | no | no |  |  | no |  |  | 1386067.337 | 15401131.864 |  | -1
node_intto1_8102301_200845589 |  |  | PQ | AD | 1001.678 | 8102301 | no | no |  |  | no |  |  | 1386367.475 | 15401103.379 |  | -1
node_intto1_8102301_200845600 |  |  | PQ | AD | 1001.678 | 8102301 | no | no |  |  | no |  |  | 1383134.734 | 15400946.443 |  | -1
node_intto1_8102301_200845601 |  |  | PQ | AD | 1001.678 | 8102301 | no | no |  |  | no |  |  | 1383450.016 | 15400965.213 |  | -1
node_intto1_8102301_200845607 |  |  | PQ | AD | 1001.678 | 8102301 | no | no |  |  | no |  |  | 1384646.546 | 15400998.66 |  | -1
node_intto1_8102301_200845617 |  |  | PQ | AD | 1001.678 | 8102301 | no | no |  |  | no |  |  | 1403768.481 | 15388805.169 |  | -1
node_intto1_8102301_200845628 |  |  | PQ | AD | 1001.678 | 8102301 | no | no |  |  | no |  |  | 1402445.14 | 15388712.411 |  | -1
node_intto1_8102301_200845632 |  |  | PQ | AD | 1001.678 | 8102301 | no | no |  |  | no |  |  | 1401964.472 | 15388757.599 |  | -1
node_intto1_8102301_200845699 |  |  | PQ | AD | 1001.678 | 8102301 | no | no |  |  | no |  |  | 1390905.446 | 15401221.726 |  | -1
node_intto1_8102301_200845704 |  |  | PQ | AN | 1001.678 | 8102301 | no | no |  |  | no |  |  | 1394385.897 | 15393383.448 |  | -1
node_intto1_8102301_200845719 |  |  | PQ | AD | 1001.678 | 8102301 | no | no |  |  | no |  |  | 1395808.603 | 15393550.524 |  | -1
node_intto1_8102301_200845723 |  |  | PQ | AD | 1001.678 | 8102301 | no | no |  |  | no |  |  | 1395028.353 | 15392636.166 |  | -1
node_intto1_8102301_200845735 |  |  | PQ | AD | 1001.678 | 8102301 | no | no |  |  | no |  |  | 1396635.004 | 15400036.041 |  | -1
node_intto1_8102301_200845767 |  |  | PQ | AD | 1001.678 | 8102301 | no | no |  |  | no |  |  | 1393077.012 | 15402150.012 |  | -1
node_intto1_8102301_200845787 |  |  | PQ | AD | 1001.678 | 8102301 | no | no |  |  | no |  |  | 1401168.398 | 15407318.208 |  | -1
node_intto1_8102301_200845794 |  |  | PQ | AD | 1001.678 | 8102301 | no | no |  |  | no |  |  | 1397031.776 | 15402599.725 |  | -1
node_intto1_8102301_200845805 |  |  | PQ | AN | 1001.678 | 8102301 | no | no |  |  | no |  |  | 1398845.532 | 15387467.946 |  | -1
node_intto1_8102301_200845806 |  |  | PQ | AN | 1001.678 | 8102301 | no | no |  |  | no |  |  | 1399472.591 | 15382236.014 |  | -1
node_intto1_8102301_200845820 |  |  | PQ | AD | 1001.678 | 8102301 | no | no |  |  | no |  |  | 1398162.459 | 15386672.173 |  | -1
node_intto1_8102301_200845828 |  |  | PQ | AD | 1001.678 | 8102301 | no | no |  |  | no |  |  | 1398412.445 | 15387483.903 |  | -1
node_intto1_8102301_200845829 |  |  | PQ | AD | 1001.678 | 8102301 | no | no |  |  | no |  |  | 1398332.822 | 15387717.705 |  | -1
node_intto1_8102301_200845908 |  |  | PQ | AD | 1001.678 | 8102301 | no | no |  |  | no |  |  | 1397897.262 | 15376190.818 |  | -1
node_intto1_8102301_200845909 |  |  | PQ | AD | 1001.678 | 8102301 | no | no |  |  | no |  |  | 1398109.18 | 15376456.227 |  | -1
node_intto1_8102301_200845917 |  |  | PQ | AD | 1001.678 | 8102301 | no | no |  |  | no |  |  | 1392704.33 | 15379642.155 |  | -1
node_intto1_8102301_200845942 |  |  | PQ | AD | 1001.678 | 8102301 | no | no |  |  | no |  |  | 1397497.251 | 15381763.141 |  | -1
node_intto1_8102301_200845970 |  |  | PQ | AD | 1001.678 | 8102301 | no | no |  |  | no |  |  | 1405209.909 | 15390837.132 |  | -1
node_intto1_8102301_200845983 |  |  | PQ | AD | 1001.678 | 8102301 | no | no |  |  | no |  |  | 1390249.795 | 15402566.23 |  | -1
node_intto1_8102301_200846058 |  |  | PQ | AD | 1001.678 | 8102301 | no | no |  |  | no |  |  | 1387516.913 | 15391653.498 |  | -1
node_intto1_8102301_200846059 |  |  | PQ | AD | 1001.678 | 8102301 | no | no |  |  | no |  |  | 1387866.078 | 15391693.954 |  | -1
node_intto1_8102301_200846067 |  |  | PQ | AN | 1001.678 | 8102301 | no | no |  |  | no |  |  | 1381164.276 | 15379730.609 |  | -1
node_intto1_8102301_200846068 |  |  | PQ | AN | 1001.678 | 8102301 | no | no |  |  | no |  |  | 1380382.481 | 15379028.112 |  | -1
node_intto1_8102301_200846070 |  |  | PQ | AD | 1001.678 | 8102301 | no | no |  |  | no |  |  | 1380627.372 | 15379035.229 |  | -1
node_intto1_8102301_200846073 |  |  | PQ | AD | 1001.678 | 8102301 | no | no |  |  | no |  |  | 1380637.571 | 15379688.625 |  | -1
node_intto1_8102301_200846089 |  |  | PQ | AN | 1001.678 | 8102301 | no | no |  |  | no |  |  | 1394925.833 | 15397752.105 |  | -1
node_intto1_8102301_200846096 |  |  | PQ | AD | 1001.678 | 8102301 | no | no |  |  | no |  |  | 1396038.163 | 15397616.32 |  | -1
node_intto1_8102301_200846102 |  |  | PQ | AD | 1001.678 | 8102301 | no | no |  |  | no |  |  | 1394716.995 | 15397489.717 |  | -1
node_intto1_8102301_200846104 |  |  | PQ | AD | 1001.678 | 8102301 | no | no |  |  | no |  |  | 1389911.737 | 15401258.931 |  | -1
node_intto1_8102301_200846113 |  |  | PQ | AD | 1001.678 | 8102301 | no | no |  |  | no |  |  | 1387752.009 | 15401200.89 |  | -1
node_intto1_8102301_200846126 |  |  | PQ | AN | 7199.558 | 8102301 | no | no |  |  | no |  |  | 1381668.726 | 15383552.303 |  | -1
node_intto1_8102301_200846131 |  |  | PQ | AN | 1001.678 | 8102301 | no | no |  |  | no |  |  | 1391649.004 | 15398032.132 |  | -1
node_intto1_8102301_200846134 |  |  | PQ | AD | 1001.678 | 8102301 | no | no |  |  | no |  |  | 1390505.345 | 15398658.561 |  | -1
node_intto1_8102301_200846136 |  |  | PQ | AD | 1001.678 | 8102301 | no | no |  |  | no |  |  | 1390848.146 | 15398169.43 |  | -1
node_intto1_8102301_200846140 |  |  | PQ | AN | 7199.558 | 8102301 | no | no |  |  | no |  |  | 1390006.844 | 15381246.835 |  | -1
node_intto1_8102301_200846144 |  |  | PQ | AD | 1001.678 | 8102301 | no | no |  |  | no |  |  | 1383471.995 | 15393042.885 |  | -1
node_intto1_8102301_200846145 |  |  | PQ | AD | 1001.678 | 8102301 | no | no |  |  | no |  |  | 1385859.124 | 15390723.896 |  | -1
node_intto1_8102301_200846150 |  |  | PQ | AD | 1001.678 | 8102301 | no | no |  |  | no |  |  | 1383312.145 | 15392990.813 |  | -1
node_intto1_8102301_200846152 |  |  | PQ | AD | 1001.678 | 8102301 | no | no |  |  | no |  |  | 1385701.945 | 15391096.265 |  | -1
node_intto1_8102301_200846170 |  |  | PQ | AD | 1001.678 | 8102301 | no | no |  |  | no |  |  | 1408660.274 | 15376021.048 |  | -1
node_intto1_8102301_200846173 |  |  | PQ | AD | 1001.678 | 8102301 | no | no |  |  | no |  |  | 1408386.877 | 15376228.076 |  | -1
node_intto1_8102301_200846203 |  |  | PQ | AN | 1001.678 | 8102301 | no | no |  |  | no |  |  | 1382788.614 | 15388958.095 |  | -1
node_intto1_8102301_200846219 |  |  | PQ | AD | 1001.678 | 8102301 | no | no |  |  | no |  |  | 1384330.137 | 15389197.243 |  | -1
node_intto1_8102301_200846225 |  |  | PQ | AD | 1001.678 | 8102301 | no | no |  |  | no |  |  | 1384908.477 | 15389813.896 |  | -1
node_intto1_8102301_200846228 |  |  | PQ | AD | 1001.678 | 8102301 | no | no |  |  | no |  |  | 1385589.262 | 15390323.656 |  | -1
node_intto1_8102301_200846233 |  |  | PQ | AD | 1001.678 | 8102301 | no | no |  |  | no |  |  | 1386720.608 | 15391305.086 |  | -1
node_intto1_8102301_200846246 |  |  | PQ | AD | 1001.678 | 8102301 | no | no |  |  | no |  |  | 1388399.473 | 15393721.743 |  | -1
node_intto1_8102301_200846247 |  |  | PQ | AD | 1001.678 | 8102301 | no | no |  |  | no |  |  | 1388641.932 | 15393952.661 |  | -1
node_intto1_8102301_200846249 |  |  | PQ | AD | 1001.678 | 8102301 | no | no |  |  | no |  |  | 1388825.336 | 15394217.824 |  | -1
node_intto1_8102301_200846268 |  |  | PQ | AD | 1001.678 | 8102301 | no | no |  |  | no |  |  | 1389536.012 | 15399535.548 |  | -1
node_intto1_8102301_200846269 |  |  | PQ | AD | 1001.678 | 8102301 | no | no |  |  | no |  |  | 1389259.192 | 15399712.15 |  | -1
node_intto1_8102301_200846305 |  |  | PQ | AD | 1001.678 | 8102301 | no | no |  |  | no |  |  | 1387196.122 | 15380661.54 |  | -1
node_intto1_8102301_200846318 |  |  | PQ | AD | 1001.678 | 8102301 | no | no |  |  | no |  |  | 1401480.626 | 15380489.774 |  | -1
node_intto1_8102301_200846330 |  |  | PQ | AD | 1001.678 | 8102301 | no | no |  |  | no |  |  | 1401503.548 | 15382919.02 |  | -1
node_intto1_8102301_200846353 |  |  | PQ | AD | 1001.678 | 8102301 | no | no |  |  | no |  |  | 1404223.749 | 15389237.768 |  | -1
node_intto1_8102301_200846356 |  |  | PQ | AD | 1001.678 | 8102301 | no | no |  |  | no |  |  | 1404779.571 | 15390549.962 |  | -1
node_intto1_8102301_200846357 |  |  | PQ | AD | 1001.678 | 8102301 | no | no |  |  | no |  |  | 1404911.114 | 15390894.487 |  | -1
node_intto1_8102301_200846377 |  |  | PQ | AD | 1001.678 | 8102301 | no | no |  |  | no |  |  | 1403439.732 | 15377272.138 |  | -1
node_intto1_8102301_200846381 |  |  | PQ | AD | 1001.678 | 8102301 | no | no |  |  | no |  |  | 1403285.216 | 15376859.445 |  | -1
node_intto1_8102301_200846389 |  |  | PQ | AD | 1001.678 | 8102301 | no | no |  |  | no |  |  | 1402258.66 | 15379772.44 |  | -1
node_intto1_8102301_200846392 |  |  | PQ | AD | 1001.678 | 8102301 | no | no |  |  | no |  |  | 1402513.255 | 15379583.376 |  | -1
node_intto1_8102301_200846400 |  |  | PQ | ABCN | 7199.558 | 8102301 | no | no |  |  | no |  |  | 1378787.075 | 15375779.02 |  | -1
node_intto1_8102301_200846485 |  |  | PQ | AD | 1001.678 | 8102301 | no | no |  |  | no |  |  | 1379595.977 | 15375599.009 |  | -1
node_intto1_8102301_200846580 |  |  | PQ | ABCN | 7199.558 | 8102301 | no | no |  |  | no |  |  | 1378562.078 | 15376343.672 |  | -1
node_intto1_8102301_200846652 |  |  | PQ | AN | 7199.558 | 8102301 | no | no |  |  | no |  |  | 1381859.813 | 15378234.482 |  | -1
node_intto1_8102301_200846658 |  |  | PQ | AN | 7199.558 | 8102301 | no | no |  |  | no |  |  | 1381231.837 | 15376685.164 |  | -1
node_intto1_8102301_200846659 |  |  | PQ | ABCN | 7199.558 | 8102301 | no | no |  |  | no |  |  | 1381091.554 | 15376594.334 |  | -1
node_intto1_8102301_200846737 |  |  | PQ | ABN | 7199.558 | 8102301 | no | no |  |  | no |  |  | 1379755.589 | 15376803.312 |  | -1
node_intto1_8102301_200846739 |  |  | PQ | ABN | 7199.558 | 8102301 | no | no |  |  | no |  |  | 1379698.099 | 15376982.741 |  | -1
node_intto1_8102301_200846740 |  |  | PQ | ABN | 7199.558 | 8102301 | no | no |  |  | no |  |  | 1379664.415 | 15377119.232 |  | -1
node_intto1_8102301_200846752 |  |  | PQ | ABCN | 7199.558 | 8102301 | no | no |  |  | no |  |  | 1377671.314 | 15376523.673 |  | -1
node_intto1_8102301_200846757 |  |  | PQ | ABCN | 7199.558 | 8102301 | no | no |  |  | no |  |  | 1379357.205 | 15376602.613 |  | -1
node_intto1_8102301_200846798 |  |  | PQ | ABCN | 7199.558 | 8102301 | no | no |  |  | no |  |  | 1378574.221 | 15376468.512 |  | -1
node_intto1_8102301_200875301 |  |  | PQ | ABCN | 7199.558 | 8102301 | no | no |  |  | no |  |  | 1421239.041 | 15383142.403 |  | -1
node_intto1_8102301_200875332 |  |  | PQ | AN | 7199.558 | 8102301 | no | no |  |  | no |  |  | 1421504.735 | 15383176.394 |  | -1
node_intto1_8102301_200875436 |  |  | PQ | ABCN | 7199.558 | 8102301 | no | no |  |  | no |  |  | 1420967.561 | 15383413.741 |  | -1
node_intto1_8102301_200875439 |  |  | PQ | ABCN | 7199.558 | 8102301 | no | no |  |  | no |  |  | 1420442.954 | 15383396.416 |  | -1
node_intto1_8102301_200875442 |  |  | PQ | AN | 7199.558 | 8102301 | no | no |  |  | no |  |  | 1417500.611 | 15383638.083 |  | -1
node_intto1_8102301_200875452 |  |  | PQ | AN | 7199.558 | 8102301 | no | no |  |  | no |  |  | 1416431.924 | 15383214.397 |  | -1
node_intto1_8102301_200875456 |  |  | PQ | ABCN | 7199.558 | 8102301 | no | no |  |  | no |  |  | 1420259.864 | 15383389.862 |  | -1
node_intto1_8102301_200875458 |  |  | PQ | ABCN | 7199.558 | 8102301 | no | no |  |  | no |  |  | 1420108.206 | 15383382.343 |  | -1
node_intto1_8102301_200875462 |  |  | PQ | ABCN | 7199.558 | 8102301 | no | no |  |  | no |  |  | 1414928.604 | 15383348.007 |  | -1
node_intto1_8102301_200875479 |  |  | PQ | ABCN | 7199.558 | 8102301 | no | no |  |  | no |  |  | 1411362.161 | 15382208.149 |  | -1
node_intto1_8102301_200875493 |  |  | PQ | AN | 7199.558 | 8102301 | no | no |  |  | no |  |  | 1417989.707 | 15383177.301 |  | -1
node_intto1_8102301_200876428 |  |  | PQ | AD | 1001.678 | 8102301 | no | no |  |  | no |  |  | 1415364.157 | 15367882.952 |  | -1
node_intto1_8102301_200876437 |  |  | PQ | AD | 1001.678 | 8102301 | no | no |  |  | no |  |  | 1413140.96 | 15367884.485 |  | -1
node_intto1_8102301_200876449 |  |  | PQ | AD | 1001.678 | 8102301 | no | no |  |  | no |  |  | 1411913.841 | 15367827.945 |  | -1
node_intto1_8102301_200876450 |  |  | PQ | AD | 1001.678 | 8102301 | no | no |  |  | no |  |  | 1411925.214 | 15368147.285 |  | -1
node_intto1_8102301_200876515 |  |  | PQ | AD | 1001.678 | 8102301 | no | no |  |  | no |  |  | 1412318.813 | 15371501.133 |  | -1
node_intto1_8102301_200876526 |  |  | PQ | AD | 1001.678 | 8102301 | no | no |  |  | no |  |  | 1412139.585 | 15371670.813 |  | -1
node_intto1_8102301_200876745 |  |  | PQ | AD | 1001.678 | 8102301 | no | no |  |  | no |  |  | 1416044.898 | 15384236.688 |  | -1
node_intto1_8102301_200878158 |  |  | PQ | AD | 1001.678 | 8102301 | no | no |  |  | no |  |  | 1412246.649 | 15381828.465 |  | -1
node_intto1_8102301_200878173 |  |  | PQ | AD | 1001.678 | 8102301 | no | no |  |  | no |  |  | 1413834.328 | 15378102.739 |  | -1
node_intto1_8102301_200878178 |  |  | PQ | AD | 1001.678 | 8102301 | no | no |  |  | no |  |  | 1414788.342 | 15377565.883 |  | -1
node_intto1_8102301_200878203 |  |  | PQ | AD | 1001.678 | 8102301 | no | no |  |  | no |  |  | 1415628.603 | 15373283.927 |  | -1
node_intto1_8102301_200886757 |  |  | PQ | AD | 1001.678 | 8102301 | no | no |  |  | no |  |  | 1385911.654 | 15407577.337 |  | -1
node_intto1_8102301_200886759 |  |  | PQ | AD | 1001.678 | 8102301 | no | no |  |  | no |  |  | 1386105.717 | 15407672.458 |  | -1
node_intto1_8102301_200886761 |  |  | PQ | AD | 1001.678 | 8102301 | no | no |  |  | no |  |  | 1386376.777 | 15407780.095 |  | -1
node_intto1_8102301_200886778 |  |  | PQ | AD | 1001.678 | 8102301 | no | no |  |  | no |  |  | 1388720.328 | 15411534.667 |  | -1
node_intto1_8102301_200886781 |  |  | PQ | AD | 1001.678 | 8102301 | no | no |  |  | no |  |  | 1388994.079 | 15411529.829 |  | -1
node_intto1_8102301_200886976 |  |  | PQ | AD | 1001.678 | 8102301 | no | no |  |  | no |  |  | 1390560.99 | 15409960.44 |  | -1
node_intto1_8102301_200886977 |  |  | PQ | AD | 1001.678 | 8102301 | no | no |  |  | no |  |  | 1391121.891 | 15410055.775 |  | -1
node_intto1_8102301_200887273 |  |  | PQ | AD | 1001.678 | 8102301 | no | no |  |  | no |  |  | 1386711 | 15407847.617 |  | -1
node_intto1_8102301_200911466 |  |  | PQ | AD | 1001.678 | 8102301 | no | no |  |  | no |  |  | 1415078.044 | 15373398.589 |  | -1
node_intto1_8102301_200911469 |  |  | PQ | ABCN | 7199.558 | 8102301 | no | no |  |  | no |  |  | 1421821.595 | 15381508.48 |  | -1
node_intto1_8102301_200911507 |  |  | PQ | AN | 7199.558 | 8102301 | no | no |  |  | no |  |  | 1384562.432 | 15376363.567 |  | -1
node_intto1_8102301_200911508 |  |  | PQ | AD | 1001.678 | 8102301 | no | no |  |  | no |  |  | 1393527.362 | 15365483.443 |  | -1
node_intto1_8102301_200911510 |  |  | PQ | AD | 1001.678 | 8102301 | no | no |  |  | no |  |  | 1401569.224 | 15363096.993 |  | -1
node_intto1_8102301_200946060 |  |  | PQ | AD | 1001.678 | 8102301 | no | no |  |  | no |  |  | 1395236.769 | 15394069.083 |  | -1
node_intto1_8102301_200946061 |  |  | PQ | AN | 1001.678 | 8102301 | no | no |  |  | no |  |  | 1395063.066 | 15394625.283 |  | -1
node_intto1_8102301_200950431 |  |  | PQ | AD | 1001.678 | 8102301 | no | no |  |  | no |  |  | 1390283.914 | 15401512.465 |  | -1
node_intto1_8102301_200952729 |  |  | PQ | AD | 1001.678 | 8102301 | no | no |  |  | no |  |  | 1400856.237 | 15380716.601 |  | -1
node_intto1_8102301_200953705 |  |  | PQ | AD | 1001.678 | 8102301 | no | no |  |  | no |  |  | 1393070.766 | 15401257.622 |  | -1
node_intto1_8102301_200957556 |  |  | PQ | AD | 1001.678 | 8102301 | no | no |  |  | no |  |  | 1394538.401 | 15368310.241 |  | -1
node_intto1_8102301_200969482 |  |  | PQ | AN | 7199.558 | 8102301 | no | no |  |  | no |  |  | 1379810.892 | 15383489.724 |  | -1
node_intto1_8102301_200969485 |  |  | PQ | AN | 1001.678 | 8102301 | no | no |  |  | no |  |  | 1383249.732 | 15388875.63 |  | -1
node_intto1_8102301_200972943 |  |  | PQ | AN | 1001.678 | 8102301 | no | no |  |  | no |  |  | 1413527.468 | 15368735.339 |  | -1
node_intto1_8102301_200975669 |  |  | PQ | AD | 1001.678 | 8102301 | no | no |  |  | no |  |  | 1390595.736 | 15401229.099 |  | -1
node_intto1_8102301_200976183 |  |  | PQ | AD | 1001.678 | 8102301 | no | no |  |  | no |  |  | 1379261.266 | 15386707.445 |  | -1
node_intto1_8102301_200981076 |  |  | PQ | ABCN | 7199.558 | 8102301 | no | no |  |  | no |  |  | 1400426.06 | 15379776.169 |  | -1
node_intto1_8102301_200982846 |  |  | PQ | AD | 1001.678 | 8102301 | no | no |  |  | no |  |  | 1409059.855 | 15367817.344 |  | -1
node_intto1_8102301_200984494 |  |  | PQ | AN | 1001.678 | 8102301 | no | no |  |  | no |  |  | 1390473.539 | 15369942.861 |  | -1
node_intto1_8102301_200984942 |  |  | PQ | AD | 1001.678 | 8102301 | no | no |  |  | no |  |  | 1399040.237 | 15368513.99 |  | -1
node_intto1_8102301_200986368 |  |  | PQ | AN | 1001.678 | 8102301 | no | no |  |  | no |  |  | 1414166.063 | 15366559.464 |  | -1
node_intto1_8102301_201004516 |  |  | PQ | AN | 1001.678 | 8102301 | no | no |  |  | no |  |  | 1395103.699 | 15388703.621 |  | -1
node_intto1_8102301_201010930 |  |  | PQ | AD | 1001.678 | 8102301 | no | no |  |  | no |  |  | 1400627.645 | 15357172.228 |  | -1
node_intto1_8102301_201015648 |  |  | PQ | AN | 1001.678 | 8102301 | no | no |  |  | no |  |  | 1396544.17 | 15382440.489 |  | -1
node_intto1_8102301_201019080 |  |  | PQ | AN | 7199.558 | 8102301 | no | no |  |  | no |  |  | 1381716.925 | 15376526.586 |  | -1
node_intto1_8102301_201038466 |  |  | PQ | AN | 7199.558 | 8102301 | no | no |  |  | no |  |  | 1384001.824 | 15376394.599 |  | -1
node_intto1_8102301_201042851 |  |  | PQ | AN | 1001.678 | 8102301 | no | no |  |  | no |  |  | 1396206.263 | 15373791.698 |  | -1
node_intto1_8102301_201050651 |  |  | PQ | AN | 1001.678 | 8102301 | no | no |  |  | no |  |  | 1393461.847 | 15391693.266 |  | -1
node_intto1_8102301_201055755 |  |  | PQ | AD | 1001.678 | 8102301 | no | no |  |  | no |  |  | 1409979.559 | 15363322.875 |  | -1
node_intto1_8102301_201063903 |  |  | PQ | AD | 1001.678 | 8102301 | no | no |  |  | no |  |  | 1385893.822 | 15406883.977 |  | -1
node_intto1_8102301_310049760 |  |  | PQ | ABCN | 7199.558 | 8102301 | no | no |  |  | no |  |  | 1382207.82 | 15374836.843 |  | -1
node_intto1_8102301_310051661 |  |  | PQ | AD | 1001.678 | 8102301 | no | no |  |  | no |  |  | 1382346.25 | 15394260.409 |  | -1
node_intto1_8102301_310053044 |  |  | PQ | AD | 1001.678 | 8102301 | no | no |  |  | no |  |  | 1404097.453 | 15365618.078 |  | -1
node_intto1_8102301_311858705 |  |  | PQ | AN | 1001.678 | 8102301 | no | no |  |  | no |  |  | 1400445.991 | 15382026.987 |  | -1
node_intto1_8102301_311911196 |  |  | PQ | AN | 7199.558 | 8102301 | no | no |  |  | no |  |  | 1380168.22 | 15378879.417 |  | -1
node_intto1_8102301_311935761 |  |  | PQ | AN | 1001.678 | 8102301 | no | no |  |  | no |  |  | 1385725.95 | 15407442.5 |  | -1
node_intto1_8102301_312092296 |  |  | PQ | AN | 1001.678 | 8102301 | no | no |  |  | no |  |  | 1387394.151 | 15372286.119 |  | -1
node_intto1_8102301_312127772 |  |  | PQ | AN | 1001.678 | 8102301 | no | no |  |  | no |  |  | 1395111.656 | 15382347.86 |  | -1
node_intto1_220386015 |  |  | PQ | AN | 7199.558 | 8102301 | no | no |  |  | no |  |  | 1412042.532 | 15382271.473 |  | -1
node_intto1_220386226 |  |  | PQ | AN | 7199.558 | 8102301 | no | no |  |  | no |  |  | 1416325.719 | 15383761.136 |  | -1
node_intto1_220387999 |  |  | PQ | AN | 7199.558 | 8102301 | no | no |  |  | no |  |  | 1382996.476 | 15374575.402 |  | -1
node_intto1_220388001 |  |  | PQ | ABCN | 7199.558 | 8102301 | no | no |  |  | no |  |  | 1383337.693 | 15374377.987 |  | -1
node_intto1_220388005 |  |  | PQ | AN | 7199.558 | 8102301 | no | no |  |  | no |  |  | 1392656.685 | 15380337.898 |  | -1
node_intto1_220388010 |  |  | PQ | AN | 7199.558 | 8102301 | no | no |  |  | no |  |  | 1387270.361 | 15380114.664 |  | -1
node_intto1_220388262 |  |  | PQ | AN | 7199.558 | 8102301 | no | no |  |  | no |  |  | 1397844.308 | 15380984.483 |  | -1
node_intto1_220388267 |  |  | PQ | AN | 7199.558 | 8102301 | no | no |  |  | no |  |  | 1406778.824 | 15380488.28 |  | -1
node_intto1_220388279 |  |  | PQ | AD | 1001.678 | 8102301 | no | no |  |  | no |  |  | 1408391.86 | 15376228.466 |  | -1
node_intto1_220388288 |  |  | PQ | AN | 7199.558 | 8102301 | no | no |  |  | no |  |  | 1401540.716 | 15379969.672 |  | -1
node_intto1_220388297 |  |  | PQ | AN | 7199.558 | 8102301 | no | no |  |  | no |  |  | 1378479.316 | 15386604.764 |  | -1
node_intto1_220388320 |  |  | PQ | AD | 1001.678 | 8102301 | no | no |  |  | no |  |  | 1406861.471 | 15380118.684 |  | -1
node_intto1_220388345 |  |  | PQ | AN | 7199.558 | 8102301 | no | no |  |  | no |  |  | 1402487.686 | 15379974.566 |  | -1
node_intto1_220388352 |  |  | PQ | ABCN | 7199.558 | 8102301 | no | no |  |  | no |  |  | 1380071.583 | 15376412.254 |  | -1
node_intto1_220463350 |  |  | PQ | ABCN | 7199.558 | 8102301 | no | no |  |  | no |  |  | 1379469.587 | 15375844.941 |  | -1
node_intto1_220463844 |  |  | PQ | AN | 7199.558 | 8102301 | no | no |  |  | no |  |  | 1383012.014 | 15374582.981 |  | -1
node_intto1_220464340 |  |  | PQ | AN | 7199.558 | 8102301 | no | no |  |  | no |  |  | 1401537.858 | 15380162.23 |  | -1
node_intto1_220465156 |  |  | PQ | AN | 7199.558 | 8102301 | no | no |  |  | no |  |  | 1416319.216 | 15383768.348 |  | -1
node_intto1_220465203 |  |  | PQ | AN | 7199.558 | 8102301 | no | no |  |  | no |  |  | 1378476.817 | 15386615.981 |  | -1
node_intto1_220465204 |  |  | PQ | AN | 7199.558 | 8102301 | no | no |  |  | no |  |  | 1392656.642 | 15380327.353 |  | -1
node_intto1_220465348 |  |  | PQ | AN | 7199.558 | 8102301 | no | no |  |  | no |  |  | 1387267.926 | 15380135.241 |  | -1
node_intto1_220465349 |  |  | PQ | AN | 7199.558 | 8102301 | no | no |  |  | no |  |  | 1397830.705 | 15381004.537 |  | -1
node_intto1_220474374 |  |  | PQ | ABCN | 7199.558 | 8102301 | no | no |  |  | no |  |  | 1383346.401 | 15374374.018 |  | -1
node_intto1_220537584 |  |  | PQ | AN | 7199.558 | 8102301 | no | no |  |  | no |  |  | 1378596.064 | 15386284.626 |  | -1
node_intto1_220547803 |  |  | PQ | ABCN | 7199.558 | 8102301 | no | no |  |  | no |  |  | 1400416.302 | 15379773.997 |  | -1
node_intto1_220555418 |  |  | PQ | AN | 7199.558 | 8102301 | no | no |  |  | no |  |  | 1378607.486 | 15386291.87 |  | -1
node_intto1_220568604 |  |  | PQ | AN | 7199.558 | 8102301 | no | no |  |  | no |  |  | 1402488.597 | 15379958.166 |  | -1
node_intto1_220583738 |  |  | PQ | AN | 7199.558 | 8102301 | no | no |  |  | no |  |  | 1412048.741 | 15382261.656 |  | -1
node_intto1_220614310 |  |  | PQ | AN | 7199.558 | 8102301 | no | no |  |  | no |  |  | 1406780.848 | 15380455.761 |  | -1
node_intto1_220615672 |  |  | PQ | ABCN | 7199.558 | 8102301 | no | no |  |  | no |  |  | 1380056.009 | 15376424.615 |  | -1
node_intto1_220615673 |  |  | PQ | ABCN | 7199.558 | 8102301 | no | no |  |  | no |  |  | 1380063.391 | 15376417.984 |  | -1
node_intto1_220615675 |  |  | PQ | ABCN | 7199.558 | 8102301 | no | no |  |  | no |  |  | 1379985.139 | 15376505.822 |  | -1
node_intto1_220615677 |  |  | PQ | ABCN | 7199.558 | 8102301 | no | no |  |  | no |  |  | 1380669.993 | 15376633.855 |  | -1
node_intto1_220615742 |  |  | PQ | ABCN | 7199.558 | 8102301 | no | no |  |  | no |  |  | 1379988.425 | 15376502.056 |  | -1
node_intto1_220647359 |  |  | PQ | AD | 1001.678 | 8102301 | no | no |  |  | no |  |  | 1406862.389 | 15380105.845 |  | -1
node_intto1_220647361 |  |  | PQ | AD | 1001.678 | 8102301 | no | no |  |  | no |  |  | 1408648.695 | 15376248.57 |  | -1
node_intto1_220657367 |  |  | PQ | ABCN | 7199.558 | 8102301 | no | no |  |  | no |  |  | 1400421.181 | 15379775.083 |  | -1
node_intto1_311901980 |  |  | PQ | AN | 7199.558 | 8102301 | no | no |  |  | no |  |  | 1397976.858 | 15380789.076 |  | -1
node_intto1_311905577 |  |  | PQ | ABCN | 7199.558 | 8102301 | no | no |  |  | no |  |  | 1379405.367 | 15375973.44 |  | -1
node_intto1_311906447 |  |  | PQ | ABCN | 7199.558 | 8102301 | no | no |  |  | no |  |  | 1400737.314 | 15379854.49 |  | -1
node_intto1_311908017 |  |  | PQ | AN | 7199.558 | 8102301 | no | no |  |  | no |  |  | 1401537.982 | 15380153.856 |  | -1
node_intto1_311916331 |  |  | PQ | ABCN | 7199.558 | 8102301 | no | no |  |  | no |  |  | 1400732.815 | 15379853.193 |  | -1
node_intto1_311922260 |  |  | PQ | ABCN | 7199.558 | 8102301 | no | no |  |  | no |  |  | 1389830.149 | 15380798.009 |  | -1
node_intto1_311922261 |  |  | PQ | ABCN | 7199.558 | 8102301 | no | no |  |  | no |  |  | 1389808.94 | 15380798.541 |  | -1
node_intto1_311922265 |  |  | PQ | ABCN | 7199.558 | 8102301 | no | no |  |  | no |  |  | 1389863.217 | 15380809.539 |  | -1
node_intto1_311922268 |  |  | PQ | ABCN | 7199.558 | 8102301 | no | no |  |  | no |  |  | 1389788.956 | 15380799.043 |  | -1
node_intto1_311922269 |  |  | PQ | ABCN | 7199.558 | 8102301 | no | no |  |  | no |  |  | 1389879.278 | 15380820.351 |  | -1
node_intto1_311927230 |  |  | PQ | ABCN | 7199.558 | 8102301 | no | no |  |  | no |  |  | 1379111.026 | 15376464.791 |  | -1
node_intto1_311987886 |  |  | PQ | ABCN | 7199.558 | 8102301 | no | no |  |  | no |  |  | 1380859.742 | 15376582.256 |  | -1
node_intto1_311987891 |  |  | PQ | ABCN | 7199.558 | 8102301 | no | no |  |  | no |  |  | 1380848.762 | 15376583.027 |  | -1
node_intto1_311987896 |  |  | PQ | ABCN | 7199.558 | 8102301 | no | no |  |  | no |  |  | 1380821.919 | 15376589.053 |  | -1
node_intto1_311987900 |  |  | PQ | ABCN | 7199.558 | 8102301 | no | no |  |  | no |  |  | 1380813.609 | 15376591.645 |  | -1
node_intto1_311989138 |  |  | PQ | ABCN | 7199.558 | 8102301 | no | no |  |  | no |  |  | 1379364.948 | 15376590.104 |  | -1
node_intto1_311989139 |  |  | PQ | ABCN | 7199.558 | 8102301 | no | no |  |  | no |  |  | 1379370.467 | 15376581.189 |  | -1
node_intto1_311989142 |  |  | PQ | ABCN | 7199.558 | 8102301 | no | no |  |  | no |  |  | 1379375.12 | 15376573.672 |  | -1
node_intto1_311989143 |  |  | PQ | ABCN | 7199.558 | 8102301 | no | no |  |  | no |  |  | 1379379.718 | 15376566.243 |  | -1

## overhead_line
data_type | static
owner_type | feeder
owner | 8102301
object | overhead_line
name | groupid | phases | fr | to | length | configuration | dcircuit | selected | monitored | monitored_fields | class_monitored_fields | played | played_fields | comments | R | X | B | lim_kw
oh_line_8102301_200816189 |  | AD | node_8102301_200816337 | node_intto1_8102301_200816189 | 1024.953 | bal_1P_1/0AA | 8102301 | no | no |  |  | no |  |  | 0 | 0 | 0 | 0
oh_line_8102301_200816191 |  | AD | node_8102301_200816354 | node_8102301_200816191 | 402.738 | bal_1P_2AC | 8102301 | no | no |  |  | no |  |  | 0 | 0 | 0 | 0
oh_line_8102301_200816192 |  | AD | node_8102301_200816191 | node_8102301_200816192 | 455.373 | bal_1P_2AC | 8102301 | no | no |  |  | no |  |  | 0 | 0 | 0 | 0
oh_line_8102301_200816193 |  | AD | node_8102301_200816192 | node_8102301_200816193 | 315.934 | bal_1P_1/0AA | 8102301 | no | no |  |  | no |  |  | 0 | 0 | 0 | 0
oh_line_8102301_200816195 |  | AD | node_8102301_201036294 | node_8102301_200816195 | 323.656 | bal_1P_1/0AA | 8102301 | no | no |  |  | no |  |  | 0 | 0 | 0 | 0
oh_line_8102301_200816196 |  | AD | node_8102301_200816195 | node_8102301_200816196 | 314.291 | bal_1P_1/0AA | 8102301 | no | no |  |  | no |  |  | 0 | 0 | 0 | 0
oh_line_8102301_200816197 |  | AD | node_8102301_200816196 | node_8102301_200816197 | 320.657 | bal_1P_1/0AA | 8102301 | no | no |  |  | no |  |  | 0 | 0 | 0 | 0
oh_line_8102301_200816199 |  | AD | node_8102301_201010930 | node_8102301_200816199 | 611.039 | bal_1P_1/0AA | 8102301 | no | no |  |  | no |  |  | 0 | 0 | 0 | 0
oh_line_8102301_200816200 |  | AD | node_8102301_200816199 | node_8102301_200816200 | 177.75 | bal_1P_1/0AA | 8102301 | no | no |  |  | no |  |  | 0 | 0 | 0 | 0
oh_line_8102301_200816201 |  | AD | node_8102301_200816200 | node_8102301_200816201 | 178.618 | bal_1P_1/0AA | 8102301 | no | no |  |  | no |  |  | 0 | 0 | 0 | 0
oh_line_8102301_200816202 |  | AD | node_8102301_200816197 | node_8102301_200816202 | 346.632 | bal_1P_1/0AA | 8102301 | no | no |  |  | no |  |  | 0 | 0 | 0 | 0
oh_line_8102301_200816203 |  | AD | node_8102301_200816202 | node_8102301_200816203 | 450.162 | bal_1P_2AC | 8102301 | no | no |  |  | no |  |  | 0 | 0 | 0 | 0
oh_line_8102301_200816204 |  | AD | node_8102301_200816203 | node_8102301_200816204 | 345.569 | bal_1P_2AC | 8102301 | no | no |  |  | no |  |  | 0 | 0 | 0 | 0
oh_line_8102301_200816205 |  | AD | node_8102301_200816204 | node_8102301_200816205 | 228.443 | bal_1P_2AC | 8102301 | no | no |  |  | no |  |  | 0 | 0 | 0 | 0
oh_line_8102301_200816206 |  | AD | node_8102301_200816205 | node_8102301_200816206 | 197.998 | bal_1P_2AC | 8102301 | no | no |  |  | no |  |  | 0 | 0 | 0 | 0
oh_line_8102301_200816207 |  | AD | node_8102301_200816206 | node_8102301_200816207 | 119.835 | bal_1P_2AC | 8102301 | no | no |  |  | no |  |  | 0 | 0 | 0 | 0
oh_line_8102301_200816208 |  | AD | node_8102301_200816207 | node_8102301_200816208 | 215.642 | bal_1P_2AC | 8102301 | no | no |  |  | no |  |  | 0 | 0 | 0 | 0
oh_line_8102301_200816209 |  | AD | node_8102301_200816208 | node_8102301_200816209 | 314.169 | bal_1P_2AC | 8102301 | no | no |  |  | no |  |  | 0 | 0 | 0 | 0
oh_line_8102301_200816210 |  | AD | node_8102301_200816209 | node_8102301_200816210 | 376.549 | bal_1P_2AC | 8102301 | no | no |  |  | no |  |  | 0 | 0 | 0 | 0
oh_line_8102301_200816211 |  | AD | node_8102301_200816210 | node_8102301_200816211 | 270.352 | bal_1P_1/0AA | 8102301 | no | no |  |  | no |  |  | 0 | 0 | 0 | 0
oh_line_8102301_200816212 |  | AD | node_8102301_200816211 | node_8102301_200816212 | 293.537 | bal_1P_1/0AA | 8102301 | no | no |  |  | no |  |  | 0 | 0 | 0 | 0
oh_line_8102301_200816213 |  | AD | node_8102301_200816212 | node_8102301_200816213 | 399.683 | bal_1P_2AC | 8102301 | no | no |  |  | no |  |  | 0 | 0 | 0 | 0
oh_line_8102301_200816214 |  | AD | node_8102301_200816213 | node_8102301_200816214 | 300.701 | bal_1P_2AC | 8102301 | no | no |  |  | no |  |  | 0 | 0 | 0 | 0
oh_line_8102301_200816215 |  | AD | node_8102301_200816214 | node_8102301_200816215 | 342.451 | bal_1P_2AC | 8102301 | no | no |  |  | no |  |  | 0 | 0 | 0 | 0
oh_line_8102301_200816216 |  | AD | node_8102301_200816215 | node_8102301_200816216 | 351.357 | bal_1P_2AC | 8102301 | no | no |  |  | no |  |  | 0 | 0 | 0 | 0
oh_line_8102301_200816217 |  | AD | node_8102301_200816216 | node_8102301_200816217 | 378.845 | bal_1P_2AC | 8102301 | no | no |  |  | no |  |  | 0 | 0 | 0 | 0
oh_line_8102301_200816218 |  | AD | node_8102301_200816217 | node_8102301_200816218 | 152.01 | bal_1P_2AC | 8102301 | no | no |  |  | no |  |  | 0 | 0 | 0 | 0
oh_line_8102301_200816219 |  | AD | node_8102301_311905281 | node_intto1_8102301_200816219 | 192.806 | bal_1P_1/0AA | 8102301 | no | no |  |  | no |  |  | 0 | 0 | 0 | 0
oh_line_8102301_200816222 |  | AD | node_8102301_200816219 | node_8102301_200816222 | 227.709 | bal_1P_2AC | 8102301 | no | no |  |  | no |  |  | 0 | 0 | 0 | 0
oh_line_8102301_200816223 |  | AD | node_8102301_200816222 | node_8102301_200816223 | 273.77 | bal_1P_2AC | 8102301 | no | no |  |  | no |  |  | 0 | 0 | 0 | 0
oh_line_8102301_200816226 |  | AD | node_8102301_200816223 | node_8102301_200816226 | 328.015 | bal_1P_2AC | 8102301 | no | no |  |  | no |  |  | 0 | 0 | 0 | 0
oh_line_8102301_200816227 |  | AD | node_8102301_200816226 | node_8102301_200816227 | 298.043 | bal_1P_2AC | 8102301 | no | no |  |  | no |  |  | 0 | 0 | 0 | 0
oh_line_8102301_200816229 |  | AD | node_8102301_200816227 | node_8102301_200816229 | 323.275 | bal_1P_2AC | 8102301 | no | no |  |  | no |  |  | 0 | 0 | 0 | 0
oh_line_8102301_200816232 |  | AD | node_8102301_200816229 | node_8102301_200816232 | 434.216 | bal_1P_2AC | 8102301 | no | no |  |  | no |  |  | 0 | 0 | 0 | 0
oh_line_8102301_200816235 |  | AD | node_8102301_200816232 | node_8102301_200816235 | 380.494 | bal_1P_2AC | 8102301 | no | no |  |  | no |  |  | 0 | 0 | 0 | 0
oh_line_8102301_200816236 |  | AD | node_8102301_200816235 | node_8102301_200816236 | 177.133 | bal_1P_2AC | 8102301 | no | no |  |  | no |  |  | 0 | 0 | 0 | 0
oh_line_8102301_200816239 |  | AD | node_8102301_200816236 | node_8102301_200816239 | 94.907 | bal_1P_2AC | 8102301 | no | no |  |  | no |  |  | 0 | 0 | 0 | 0
oh_line_8102301_200816243 |  | AD | node_8102301_310030546 | node_intto1_8102301_200816243 | 220.84 | bal_1P_2AC | 8102301 | no | no |  |  | no |  |  | 0 | 0 | 0 | 0
oh_line_8102301_200816244 |  | AD | node_8102301_200816243 | node_8102301_200816244 | 288.201 | bal_1P_2AC | 8102301 | no | no |  |  | no |  |  | 0 | 0 | 0 | 0
oh_line_8102301_200816245 |  | AD | node_8102301_200816244 | node_8102301_200816245 | 352.764 | bal_1P_2AC | 8102301 | no | no |  |  | no |  |  | 0 | 0 | 0 | 0
oh_line_8102301_200816247 |  | AD | node_8102301_200816245 | node_8102301_200816247 | 264.485 | bal_1P_2AC | 8102301 | no | no |  |  | no |  |  | 0 | 0 | 0 | 0
oh_line_8102301_200816248 |  | AD | node_8102301_310007758 | node_intto1_8102301_200816248 | 155.802 | bal_1P_2AC | 8102301 | no | no |  |  | no |  |  | 0 | 0 | 0 | 0
oh_line_8102301_200816249 |  | AD | node_8102301_200816248 | node_8102301_200816249 | 173.223 | bal_1P_2AC | 8102301 | no | no |  |  | no |  |  | 0 | 0 | 0 | 0
oh_line_8102301_200816250 |  | AD | node_8102301_200816249 | node_8102301_200816250 | 267.719 | bal_1P_2AC | 8102301 | no | no |  |  | no |  |  | 0 | 0 | 0 | 0
oh_line_8102301_200816251 |  | AD | node_8102301_200816250 | node_8102301_200816251 | 286.647 | bal_1P_2AC | 8102301 | no | no |  |  | no |  |  | 0 | 0 | 0 | 0
oh_line_8102301_200816252 |  | AD | node_8102301_200816251 | node_8102301_200816252 | 193.109 | bal_1P_2AC | 8102301 | no | no |  |  | no |  |  | 0 | 0 | 0 | 0
oh_line_8102301_200816253 |  | AD | node_8102301_200816252 | node_8102301_200816253 | 204.669 | bal_1P_2AC | 8102301 | no | no |  |  | no |  |  | 0 | 0 | 0 | 0
oh_line_8102301_200816254 |  | AD | node_8102301_200816253 | node_8102301_200816254 | 205.699 | bal_1P_2AC | 8102301 | no | no |  |  | no |  |  | 0 | 0 | 0 | 0
oh_line_8102301_200816256 |  | AD | node_8102301_200951611 | node_8102301_200816256 | 394.701 | bal_1P_2AC | 8102301 | no | no |  |  | no |  |  | 0 | 0 | 0 | 0
oh_line_8102301_200816257 |  | AD | node_8102301_200816256 | node_8102301_200816257 | 172.051 | bal_1P_2AC | 8102301 | no | no |  |  | no |  |  | 0 | 0 | 0 | 0
oh_line_8102301_200816258 |  | AD | node_8102301_200816257 | node_8102301_200816258 | 361.009 | bal_1P_2AC | 8102301 | no | no |  |  | no |  |  | 0 | 0 | 0 | 0
oh_line_8102301_200816259 |  | AD | node_8102301_200816258 | node_8102301_200816259 | 372.055 | bal_1P_2AC | 8102301 | no | no |  |  | no |  |  | 0 | 0 | 0 | 0
oh_line_8102301_200816260 |  | AD | node_8102301_200816259 | node_8102301_200816260 | 233.347 | bal_1P_2AC | 8102301 | no | no |  |  | no |  |  | 0 | 0 | 0 | 0
oh_line_8102301_200816261 |  | AD | node_8102301_200816260 | node_8102301_200816261 | 388.643 | bal_1P_2AC | 8102301 | no | no |  |  | no |  |  | 0 | 0 | 0 | 0
oh_line_8102301_200816262 |  | AD | node_8102301_200816261 | node_8102301_200816262 | 395.525 | bal_1P_2AC | 8102301 | no | no |  |  | no |  |  | 0 | 0 | 0 | 0
oh_line_8102301_200816263 |  | AD | node_8102301_200816262 | node_8102301_200816263 | 261.173 | bal_1P_2AC | 8102301 | no | no |  |  | no |  |  | 0 | 0 | 0 | 0
oh_line_8102301_200816264 |  | AD | node_8102301_200816263 | node_8102301_200816264 | 391.349 | bal_1P_2AC | 8102301 | no | no |  |  | no |  |  | 0 | 0 | 0 | 0
oh_line_8102301_200816265 |  | AD | node_8102301_200816264 | node_8102301_200816265 | 376.813 | bal_1P_2AC | 8102301 | no | no |  |  | no |  |  | 0 | 0 | 0 | 0
oh_line_8102301_200816267 |  | AD | node_8102301_200816265 | node_8102301_200816267 | 138.706 | bal_1P_2AC | 8102301 | no | no |  |  | no |  |  | 0 | 0 | 0 | 0
oh_line_8102301_200816269 |  | AD | node_8102301_200816267 | node_8102301_200816269 | 392.989 | bal_1P_2AC | 8102301 | no | no |  |  | no |  |  | 0 | 0 | 0 | 0
oh_line_8102301_200816270 |  | AD | node_8102301_200816269 | node_8102301_200816270 | 392.919 | bal_1P_2AC | 8102301 | no | no |  |  | no |  |  | 0 | 0 | 0 | 0
oh_line_8102301_200816271 |  | AD | node_8102301_200816270 | node_8102301_200816271 | 391.538 | bal_1P_2AC | 8102301 | no | no |  |  | no |  |  | 0 | 0 | 0 | 0
oh_line_8102301_200816273 |  | AD | node_8102301_200816271 | node_8102301_200816273 | 184.666 | bal_1P_2AC | 8102301 | no | no |  |  | no |  |  | 0 | 0 | 0 | 0
oh_line_8102301_200816275 |  | AD | node_8102301_200816273 | node_8102301_200816275 | 275.98 | bal_1P_2AC | 8102301 | no | no |  |  | no |  |  | 0 | 0 | 0 | 0
oh_line_8102301_200816276 |  | AD | node_8102301_200816275 | node_8102301_200816276 | 231.6 | bal_1P_2AC | 8102301 | no | no |  |  | no |  |  | 0 | 0 | 0 | 0
oh_line_8102301_200816277 |  | AD | node_8102301_200816276 | node_8102301_200816277 | 230.047 | bal_1P_2AC | 8102301 | no | no |  |  | no |  |  | 0 | 0 | 0 | 0
oh_line_8102301_200816280 |  | AD | node_8102301_201060798 | node_8102301_200816280 | 170.447 | bal_1P_2AC | 8102301 | no | no |  |  | no |  |  | 0 | 0 | 0 | 0
oh_line_8102301_200816281 |  | AD | node_8102301_200816280 | node_8102301_200816281 | 157.79 | bal_1P_2AC | 8102301 | no | no |  |  | no |  |  | 0 | 0 | 0 | 0
oh_line_8102301_200816282 |  | AD | node_8102301_200816281 | node_8102301_200816282 | 220.329 | bal_1P_2AC | 8102301 | no | no |  |  | no |  |  | 0 | 0 | 0 | 0
oh_line_8102301_200816283 |  | AD | node_8102301_200816282 | node_8102301_200816283 | 221.579 | bal_1P_2AC | 8102301 | no | no |  |  | no |  |  | 0 | 0 | 0 | 0
oh_line_8102301_200816285 |  | AD | node_8102301_200816283 | node_8102301_200816285 | 152.345 | bal_1P_2AC | 8102301 | no | no |  |  | no |  |  | 0 | 0 | 0 | 0
oh_line_8102301_200816286 |  | AD | node_8102301_200816285 | node_8102301_200816286 | 275.679 | bal_1P_1/0AA | 8102301 | no | no |  |  | no |  |  | 0 | 0 | 0 | 0
oh_line_8102301_200816287 |  | AD | node_8102301_200816286 | node_8102301_200816287 | 248.134 | bal_1P_1/0AA | 8102301 | no | no |  |  | no |  |  | 0 | 0 | 0 | 0
oh_line_8102301_200816288 |  | AD | node_8102301_200816285 | node_8102301_200816288 | 322.086 | bal_1P_2AC | 8102301 | no | no |  |  | no |  |  | 0 | 0 | 0 | 0
oh_line_8102301_200816289 |  | AD | node_8102301_200816288 | node_intto1_8102301_200816289 | 300.25 | bal_1P_2AC | 8102301 | no | no |  |  | no |  |  | 0 | 0 | 0 | 0
oh_line_8102301_200816290 |  | AD | node_8102301_200816289 | node_8102301_200816290 | 57.128 | bal_1P_1/0AA | 8102301 | no | no |  |  | no |  |  | 0 | 0 | 0 | 0
oh_line_8102301_200816291 |  | AD | node_8102301_200816289 | node_8102301_200816291 | 314.17 | bal_1P_2AC | 8102301 | no | no |  |  | no |  |  | 0 | 0 | 0 | 0
oh_line_8102301_200816292 |  | AD | node_8102301_200816291 | node_8102301_200816292 | 243.352 | bal_1P_2AC | 8102301 | no | no |  |  | no |  |  | 0 | 0 | 0 | 0
oh_line_8102301_200816293 |  | AD | node_8102301_200816292 | node_8102301_200816293 | 263.282 | bal_1P_2AC | 8102301 | no | no |  |  | no |  |  | 0 | 0 | 0 | 0
oh_line_8102301_200816294 |  | AD | node_8102301_200816293 | node_8102301_200816294 | 243.74 | bal_1P_2AC | 8102301 | no | no |  |  | no |  |  | 0 | 0 | 0 | 0
oh_line_8102301_200816296 |  | AD | node_8102301_200816294 | node_8102301_200816296 | 268.558 | bal_1P_2AC | 8102301 | no | no |  |  | no |  |  | 0 | 0 | 0 | 0
oh_line_8102301_200816297-1 |  | AD | node_1392101_22_15367388_109 | node_8102301_200816297 | 4.998 | bal_1P_2AC | 8102301 | no | no |  |  | no |  |  | 0 | 0 | 0 | 0
oh_line_8102301_200816297-2 |  | AD | node_8102301_200816296 | node_1392101_22_15367388_109 | 128.313 | bal_1P_2AC | 8102301 | no | no |  |  | no |  |  | 0 | 0 | 0 | 0
oh_line_8102301_200816298 |  | AD | node_8102301_200816297 | node_8102301_200816298 | 277.577 | bal_1P_2AC | 8102301 | no | no |  |  | no |  |  | 0 | 0 | 0 | 0
oh_line_8102301_200816299 |  | AD | node_8102301_200816298 | node_intto1_8102301_200816299 | 294.736 | bal_1P_2AC | 8102301 | no | no |  |  | no |  |  | 0 | 0 | 0 | 0
oh_line_8102301_200816300 |  | AD | node_8102301_200816299 | node_8102301_200816300 | 282.034 | bal_1P_2AC | 8102301 | no | no |  |  | no |  |  | 0 | 0 | 0 | 0
oh_line_8102301_200816302 |  | AD | node_8102301_200816300 | node_8102301_200816302 | 279.888 | bal_1P_2AC | 8102301 | no | no |  |  | no |  |  | 0 | 0 | 0 | 0
oh_line_8102301_200816308 |  | AD | node_8102301_200816310 | node_8102301_200816308 | 355.409 | bal_1P_1/0AA | 8102301 | no | no |  |  | no |  |  | 0 | 0 | 0 | 0
oh_line_8102301_200816309 |  | AD | node_8102301_200816308 | node_8102301_200816309 | 165.403 | bal_1P_1/0AA | 8102301 | no | no |  |  | no |  |  | 0 | 0 | 0 | 0
oh_line_8102301_200816310 |  | AD | node_8102301_200963213 | node_8102301_200816310 | 395.788 | bal_1P_1/0AA | 8102301 | no | no |  |  | no |  |  | 0 | 0 | 0 | 0
oh_line_8102301_200816313 |  | AD | node_8102301_200816310 | node_8102301_200816313 | 238.69 | bal_1P_1/0AA | 8102301 | no | no |  |  | no |  |  | 0 | 0 | 0 | 0
oh_line_8102301_200816314 |  | AD | node_8102301_200816313 | node_8102301_200816314 | 44.791 | bal_1P_1/0AA | 8102301 | no | no |  |  | no |  |  | 0 | 0 | 0 | 0
oh_line_8102301_200816315 |  | AD | node_8102301_200816313 | node_8102301_200816315 | 279.916 | bal_1P_1/0AA | 8102301 | no | no |  |  | no |  |  | 0 | 0 | 0 | 0
oh_line_8102301_200816318 |  | AD | node_8102301_200816315 | node_8102301_200816318 | 188.993 | bal_1P_2AC | 8102301 | no | no |  |  | no |  |  | 0 | 0 | 0 | 0
oh_line_8102301_200816320 |  | AD | node_8102301_200816318 | node_8102301_200816320 | 251.397 | bal_1P_2AC | 8102301 | no | no |  |  | no |  |  | 0 | 0 | 0 | 0
oh_line_8102301_200816322 |  | AD | node_8102301_200816320 | node_8102301_200816322 | 217.561 | bal_1P_2AC | 8102301 | no | no |  |  | no |  |  | 0 | 0 | 0 | 0
oh_line_8102301_200816323 |  | AD | node_8102301_200816322 | node_8102301_200816323 | 165.042 | bal_1P_2AC | 8102301 | no | no |  |  | no |  |  | 0 | 0 | 0 | 0
oh_line_8102301_200816324 |  | AD | node_8102301_200816323 | node_8102301_200816324 | 126.411 | bal_1P_2AC | 8102301 | no | no |  |  | no |  |  | 0 | 0 | 0 | 0
oh_line_8102301_200816325 |  | AD | node_8102301_200816324 | node_intto1_8102301_200816325 | 380.653 | bal_1P_2AC | 8102301 | no | no |  |  | no |  |  | 0 | 0 | 0 | 0
oh_line_8102301_200816327-1 |  | AD | node_1395944_916_15364260_853 | node_8102301_200816327 | 4.997 | bal_1P_2AC | 8102301 | no | no |  |  | no |  |  | 0 | 0 | 0 | 0
oh_line_8102301_200816327-2 |  | AD | node_8102301_200816325 | node_1395944_916_15364260_853 | 243.301 | bal_1P_2AC | 8102301 | no | no |  |  | no |  |  | 0 | 0 | 0 | 0
oh_line_8102301_200816328 |  | AD | node_8102301_200816327 | node_8102301_200816328 | 265.134 | bal_1P_2AC | 8102301 | no | no |  |  | no |  |  | 0 | 0 | 0 | 0
oh_line_8102301_200816330 |  | AD | node_8102301_200816328 | node_8102301_200816330 | 409.871 | bal_1P_2AC | 8102301 | no | no |  |  | no |  |  | 0 | 0 | 0 | 0
oh_line_8102301_200816331 |  | AD | node_8102301_200816330 | node_8102301_200816331 | 369.386 | bal_1P_2AC | 8102301 | no | no |  |  | no |  |  | 0 | 0 | 0 | 0
oh_line_8102301_200816333 |  | AD | node_8102301_200816331 | node_8102301_200816333 | 449.446 | bal_1P_2AC | 8102301 | no | no |  |  | no |  |  | 0 | 0 | 0 | 0
oh_line_8102301_200816334 |  | AD | node_8102301_200816333 | node_intto1_8102301_200816334 | 538.75 | bal_1P_2AC | 8102301 | no | no |  |  | no |  |  | 0 | 0 | 0 | 0
oh_line_8102301_200816335 |  | AD | node_8102301_200816334 | node_8102301_200816335 | 312.207 | bal_1P_2AC | 8102301 | no | no |  |  | no |  |  | 0 | 0 | 0 | 0
oh_line_8102301_200816336 |  | AD | node_8102301_200816335 | node_8102301_200816336 | 49.609 | bal_1P_1/0AC | 8102301 | no | no |  |  | no |  |  | 0 | 0 | 0 | 0
oh_line_8102301_200816337 |  | AD | node_8102301_200816336 | node_intto1_8102301_200816337 | 155.048 | bal_1P_1/0AC | 8102301 | no | no |  |  | no |  |  | 0 | 0 | 0 | 0
oh_line_8102301_200816338 |  | AD | node_8102301_200816333 | node_8102301_200816338 | 535.018 | bal_1P_2AC | 8102301 | no | no |  |  | no |  |  | 0 | 0 | 0 | 0
oh_line_8102301_200816339 |  | AD | node_8102301_200816338 | node_8102301_200816339 | 450.331 | bal_1P_2AC | 8102301 | no | no |  |  | no |  |  | 0 | 0 | 0 | 0
oh_line_8102301_200816341 |  | AD | node_8102301_200816339 | node_8102301_200816341 | 328.756 | bal_1P_2AC | 8102301 | no | no |  |  | no |  |  | 0 | 0 | 0 | 0
oh_line_8102301_200816342 |  | AD | node_8102301_200816341 | node_8102301_200816342 | 349.983 | bal_1P_2AC | 8102301 | no | no |  |  | no |  |  | 0 | 0 | 0 | 0
oh_line_8102301_200816343 |  | AD | node_8102301_200816342 | node_8102301_200816343 | 444.303 | bal_1P_2AC | 8102301 | no | no |  |  | no |  |  | 0 | 0 | 0 | 0
oh_line_8102301_200816344 |  | AD | node_8102301_200816343 | node_8102301_200816344 | 330.379 | bal_1P_1/0AA | 8102301 | no | no |  |  | no |  |  | 0 | 0 | 0 | 0
oh_line_8102301_200816345 |  | AD | node_8102301_200816344 | node_8102301_200816345 | 274.82 | bal_1P_1/0AA | 8102301 | no | no |  |  | no |  |  | 0 | 0 | 0 | 0
oh_line_8102301_200816346 |  | AD | node_8102301_200816345 | node_8102301_200816346 | 255.186 | bal_1P_1/0AA | 8102301 | no | no |  |  | no |  |  | 0 | 0 | 0 | 0
oh_line_8102301_200816347 |  | AD | node_8102301_200816346 | node_8102301_200816347 | 225.403 | bal_1P_2AC | 8102301 | no | no |  |  | no |  |  | 0 | 0 | 0 | 0
oh_line_8102301_200816348 |  | AD | node_8102301_200816347 | node_8102301_200816348 | 278.036 | bal_1P_1/0AA | 8102301 | no | no |  |  | no |  |  | 0 | 0 | 0 | 0
oh_line_8102301_200816349 |  | AD | node_8102301_200816347 | node_8102301_200816349 | 220.141 | bal_1P_2AC | 8102301 | no | no |  |  | no |  |  | 0 | 0 | 0 | 0
oh_line_8102301_200816351 |  | AD | node_8102301_200816349 | node_8102301_200816351 | 275.528 | bal_1P_1/0AA | 8102301 | no | no |  |  | no |  |  | 0 | 0 | 0 | 0
oh_line_8102301_200816352 |  | AD | node_8102301_200816351 | node_8102301_200816352 | 340.454 | bal_1P_1/0AA | 8102301 | no | no |  |  | no |  |  | 0 | 0 | 0 | 0
oh_line_8102301_200816353 |  | AD | node_8102301_200816352 | node_8102301_200816353 | 408.128 | bal_1P_1/0AA | 8102301 | no | no |  |  | no |  |  | 0 | 0 | 0 | 0
oh_line_8102301_200816354 |  | AD | node_8102301_200816353 | node_8102301_200816354 | 422.355 | bal_1P_2AC | 8102301 | no | no |  |  | no |  |  | 0 | 0 | 0 | 0
oh_line_8102301_200816355 |  | AD | node_8102301_200911508 | node_8102301_200816355 | 858.428 | bal_1P_1/0AA | 8102301 | no | no |  |  | no |  |  | 0 | 0 | 0 | 0
oh_line_8102301_200816356 |  | AD | node_8102301_200816315 | node_8102301_200816356 | 391.994 | bal_1P_2AC | 8102301 | no | no |  |  | no |  |  | 0 | 0 | 0 | 0
oh_line_8102301_200816357 |  | AD | node_8102301_200816356 | node_8102301_200816357 | 143.291 | bal_1P_2AC | 8102301 | no | no |  |  | no |  |  | 0 | 0 | 0 | 0
oh_line_8102301_200816358 |  | AD | node_8102301_200816357 | node_8102301_200816358 | 196.893 | bal_1P_2AC | 8102301 | no | no |  |  | no |  |  | 0 | 0 | 0 | 0
oh_line_8102301_200816359 |  | AD | node_8102301_200816358 | node_8102301_200816359 | 181.925 | bal_1P_2AC | 8102301 | no | no |  |  | no |  |  | 0 | 0 | 0 | 0
oh_line_8102301_200816360 |  | AD | node_8102301_200816359 | node_intto1_8102301_200816360 | 138.057 | bal_1P_2AC | 8102301 | no | no |  |  | no |  |  | 0 | 0 | 0 | 0
oh_line_8102301_200816361 |  | AD | node_8102301_200816360 | node_8102301_200816361 | 135.173 | bal_1P_2AC | 8102301 | no | no |  |  | no |  |  | 0 | 0 | 0 | 0
oh_line_8102301_200816364 |  | AD | node_8102301_200816361 | node_8102301_200816364 | 290.681 | bal_1P_2AC | 8102301 | no | no |  |  | no |  |  | 0 | 0 | 0 | 0
oh_line_8102301_200816365 |  | AD | node_8102301_200816364 | node_8102301_200816365 | 350.607 | bal_1P_2AC | 8102301 | no | no |  |  | no |  |  | 0 | 0 | 0 | 0
oh_line_8102301_200816366 |  | AD | node_8102301_200816365 | node_8102301_200816366 | 233.765 | bal_1P_2AC | 8102301 | no | no |  |  | no |  |  | 0 | 0 | 0 | 0
oh_line_8102301_200816367 |  | AD | node_8102301_200816366 | node_8102301_200816367 | 212.091 | bal_1P_2AC | 8102301 | no | no |  |  | no |  |  | 0 | 0 | 0 | 0
oh_line_8102301_200816369 |  | AD | node_8102301_200846478 | node_8102301_200816369 | 178.217 | bal_1P_1/0AC | 8102301 | no | no |  |  | no |  |  | 0 | 0 | 0 | 0
oh_line_8102301_200816371 |  | AD | node_8102301_200816369 | node_8102301_200816371 | 139.1 | bal_1P_1/0AC | 8102301 | no | no |  |  | no |  |  | 0 | 0 | 0 | 0
oh_line_8102301_200816372 |  | AD | node_8102301_200816371 | node_8102301_200816372 | 168.511 | bal_1P_1/0AC | 8102301 | no | no |  |  | no |  |  | 0 | 0 | 0 | 0
oh_line_8102301_200816373 |  | AD | node_8102301_200816372 | node_8102301_200816373 | 109.128 | bal_1P_1/0AC | 8102301 | no | no |  |  | no |  |  | 0 | 0 | 0 | 0
oh_line_8102301_200816374 |  | AD | node_8102301_200816373 | node_8102301_200816374 | 95.495 | bal_1P_1/0AC | 8102301 | no | no |  |  | no |  |  | 0 | 0 | 0 | 0
oh_line_8102301_200816375 |  | AD | node_8102301_200816374 | node_8102301_200816375 | 139.531 | bal_1P_1/0AC | 8102301 | no | no |  |  | no |  |  | 0 | 0 | 0 | 0
oh_line_8102301_200816376 |  | AD | node_8102301_200816375 | node_8102301_200816376 | 222.584 | bal_1P_1/0AC | 8102301 | no | no |  |  | no |  |  | 0 | 0 | 0 | 0
oh_line_8102301_200816377 |  | AD | node_8102301_200816376 | node_8102301_200816377 | 69.424 | bal_1P_1/0AC | 8102301 | no | no |  |  | no |  |  | 0 | 0 | 0 | 0
oh_line_8102301_200816379 |  | AD | node_8102301_200816377 | node_8102301_200816379 | 202.462 | bal_1P_1/0AC | 8102301 | no | no |  |  | no |  |  | 0 | 0 | 0 | 0
oh_line_8102301_200816380 |  | AD | node_8102301_200816379 | node_8102301_200816380 | 219.475 | bal_1P_1/0AC | 8102301 | no | no |  |  | no |  |  | 0 | 0 | 0 | 0
oh_line_8102301_200816381 |  | AD | node_8102301_200816380 | node_8102301_200816381 | 217.414 | bal_1P_1/0AC | 8102301 | no | no |  |  | no |  |  | 0 | 0 | 0 | 0
oh_line_8102301_200816382 |  | AD | node_8102301_200816381 | node_8102301_200816382 | 192.953 | bal_1P_1/0AC | 8102301 | no | no |  |  | no |  |  | 0 | 0 | 0 | 0
oh_line_8102301_200817086 |  | AD | node_8102301_200817127 | node_8102301_200817086 | 245.728 | bal_1P_1/0AA | 8102301 | no | no |  |  | no |  |  | 0 | 0 | 0 | 0
oh_line_8102301_200817087 |  | AD | node_8102301_200817086 | node_8102301_200817087 | 209.866 | bal_1P_1/0AA | 8102301 | no | no |  |  | no |  |  | 0 | 0 | 0 | 0
oh_line_8102301_200817088 |  | AD | node_8102301_200817087 | node_8102301_200817088 | 170.483 | bal_1P_1/0AA | 8102301 | no | no |  |  | no |  |  | 0 | 0 | 0 | 0
oh_line_8102301_200817090 |  | AD | node_8102301_200817088 | node_8102301_200817090 | 184.038 | bal_1P_1/0AA | 8102301 | no | no |  |  | no |  |  | 0 | 0 | 0 | 0
oh_line_8102301_200817092 |  | AD | node_8102301_200817090 | node_8102301_200817092 | 284.289 | bal_1P_1/0AA | 8102301 | no | no |  |  | no |  |  | 0 | 0 | 0 | 0
oh_line_8102301_200817093 |  | AD | node_8102301_200817092 | node_8102301_200817093 | 67.425 | bal_1P_1/0AA | 8102301 | no | no |  |  | no |  |  | 0 | 0 | 0 | 0
oh_line_8102301_200817094 |  | AD | node_8102301_200817093 | node_8102301_200817094 | 228.888 | bal_1P_1/0AA | 8102301 | no | no |  |  | no |  |  | 0 | 0 | 0 | 0
oh_line_8102301_200817096 |  | AD | node_8102301_200817094 | node_8102301_200817096 | 251.258 | bal_1P_1/0AA | 8102301 | no | no |  |  | no |  |  | 0 | 0 | 0 | 0
oh_line_8102301_200817098 |  | AD | node_8102301_200817096 | node_8102301_200817098 | 308.27 | bal_1P_1/0AA | 8102301 | no | no |  |  | no |  |  | 0 | 0 | 0 | 0
oh_line_8102301_200817099 |  | AD | node_8102301_200817098 | node_8102301_200817099 | 219.268 | bal_1P_1/0AA | 8102301 | no | no |  |  | no |  |  | 0 | 0 | 0 | 0
oh_line_8102301_200817100 |  | AD | node_8102301_200817099 | node_8102301_200817100 | 216.226 | bal_1P_1/0AA | 8102301 | no | no |  |  | no |  |  | 0 | 0 | 0 | 0
oh_line_8102301_200817101 |  | AD | node_8102301_200817100 | node_intto1_8102301_200817101 | 224.564 | bal_1P_1/0AA | 8102301 | no | no |  |  | no |  |  | 0 | 0 | 0 | 0
oh_line_8102301_200817103 |  | AD | node_8102301_200817101 | node_8102301_200817103 | 276.803 | bal_1P_1/0AA | 8102301 | no | no |  |  | no |  |  | 0 | 0 | 0 | 0
oh_line_8102301_200817104 |  | AD | node_8102301_200817103 | node_8102301_200817104 | 218.63 | bal_1P_1/0AA | 8102301 | no | no |  |  | no |  |  | 0 | 0 | 0 | 0
oh_line_8102301_200817107 |  | AD | node_8102301_200958921 | node_8102301_200817107 | 190.614 | bal_1P_4AC | 8102301 | no | no |  |  | no |  |  | 0 | 0 | 0 | 0
oh_line_8102301_200817110 |  | AD | node_8102301_200817107 | node_8102301_200817110 | 401.971 | bal_1P_4AC | 8102301 | no | no |  |  | no |  |  | 0 | 0 | 0 | 0
oh_line_8102301_200817113 |  | AD | node_8102301_200817110 | node_8102301_200817113 | 192.675 | bal_1P_4AC | 8102301 | no | no |  |  | no |  |  | 0 | 0 | 0 | 0
oh_line_8102301_200817114 |  | AD | node_8102301_200817113 | node_8102301_200817114 | 134.699 | bal_1P_4AC | 8102301 | no | no |  |  | no |  |  | 0 | 0 | 0 | 0
oh_line_8102301_200817115 |  | AD | node_8102301_200817114 | node_8102301_200817115 | 345.759 | bal_1P_2AC | 8102301 | no | no |  |  | no |  |  | 0 | 0 | 0 | 0
oh_line_8102301_200817116 |  | AD | node_8102301_200817115 | node_8102301_200817116 | 145.678 | bal_1P_2AC | 8102301 | no | no |  |  | no |  |  | 0 | 0 | 0 | 0
oh_line_8102301_200817118 |  | AD | node_8102301_200817116 | node_8102301_200817118 | 286.466 | bal_1P_2AC | 8102301 | no | no |  |  | no |  |  | 0 | 0 | 0 | 0
oh_line_8102301_200817119 |  | AD | node_8102301_200845898 | node_8102301_200817119 | 206.369 | bal_1P_2AC | 8102301 | no | no |  |  | no |  |  | 0 | 0 | 0 | 0
oh_line_8102301_200817123 |  | AD | node_8102301_200956313 | node_8102301_200817123 | 346.156 | bal_1P_4AC | 8102301 | no | no |  |  | no |  |  | 0 | 0 | 0 | 0
oh_line_8102301_200817124 |  | AD | node_8102301_200817123 | node_8102301_200817124 | 332.865 | bal_1P_4AC | 8102301 | no | no |  |  | no |  |  | 0 | 0 | 0 | 0
oh_line_8102301_200817125 |  | AD | node_8102301_200817124 | node_8102301_200817125 | 255.064 | bal_1P_1/0AA | 8102301 | no | no |  |  | no |  |  | 0 | 0 | 0 | 0
oh_line_8102301_200817126 |  | AD | node_8102301_200817125 | node_8102301_200817126 | 293.242 | bal_1P_1/0AA | 8102301 | no | no |  |  | no |  |  | 0 | 0 | 0 | 0
oh_line_8102301_200817127 |  | AD | node_8102301_200817126 | node_8102301_200817127 | 223.796 | bal_1P_1/0AA | 8102301 | no | no |  |  | no |  |  | 0 | 0 | 0 | 0
oh_line_8102301_200817238 |  | AN | node_8102301_200817248 | node_8102301_200817238 | 288.883 | bal_1P_DELTACUST | 8102301 | no | no |  |  | no |  |  | 0 | 0 | 0 | 0
oh_line_8102301_200817239 |  | AN | node_8102301_200817238 | node_8102301_200817239 | 313.319 | bal_1P_DELTACUST | 8102301 | no | no |  |  | no |  |  | 0 | 0 | 0 | 0
oh_line_8102301_200817240 |  | AN | node_8102301_200817239 | node_8102301_200817240 | 220.157 | bal_1P_DELTACUST | 8102301 | no | no |  |  | no |  |  | 0 | 0 | 0 | 0
oh_line_8102301_200817241 |  | AN | node_8102301_200817240 | node_8102301_200817241 | 249.512 | bal_1P_DELTACUST | 8102301 | no | no |  |  | no |  |  | 0 | 0 | 0 | 0
oh_line_8102301_200817242 |  | AD | node_8102301_200982846 | node_intto1_8102301_200817242 | 240.008 | bal_1P_4AC | 8102301 | no | no |  |  | no |  |  | 0 | 0 | 0 | 0
oh_line_8102301_200817245 |  | AD | node_8102301_200982844 | node_8102301_200817245 | 333.6 | bal_1P_4AC | 8102301 | no | no |  |  | no |  |  | 0 | 0 | 0 | 0
oh_line_8102301_200817246 |  | AD | node_8102301_200817245 | node_8102301_200817246 | 355.779 | bal_1P_4AC | 8102301 | no | no |  |  | no |  |  | 0 | 0 | 0 | 0
oh_line_8102301_200817248 |  | AD | node_8102301_200817246 | node_8102301_200817248 | 390.363 | bal_1P_4AC | 8102301 | no | no |  |  | no |  |  | 0 | 0 | 0 | 0
oh_line_8102301_200817249 |  | AD | node_8102301_200817248 | node_intto1_8102301_200817249 | 259.167 | bal_1P_4AC | 8102301 | no | no |  |  | no |  |  | 0 | 0 | 0 | 0
oh_line_8102301_200817287 |  | AD | node_8102301_310007946 | node_intto1_1403937_24_15355420_437 | 190.866 | bal_1P_1/0AA | 8102301 | no | no |  |  | no |  |  | 0 | 0 | 0 | 0
oh_line_8102301_200817484 |  | AD | node_8102301_200816219 | node_intto1_8102301_200817484 | 131.001 | bal_1P_2AC | 8102301 | no | no |  |  | no |  |  | 0 | 0 | 0 | 0
oh_line_8102301_200817486 |  | AD | node_8102301_200817484 | node_8102301_200817486 | 203.313 | bal_1P_2AC | 8102301 | no | no |  |  | no |  |  | 0 | 0 | 0 | 0
oh_line_8102301_200817487 |  | AD | node_8102301_200817506 | node_8102301_200817487 | 261.186 | bal_1P_1/0AA | 8102301 | no | no |  |  | no |  |  | 0 | 0 | 0 | 0
oh_line_8102301_200817488 |  | AD | node_8102301_200817487 | node_8102301_200817488 | 258.261 | bal_1P_1/0AA | 8102301 | no | no |  |  | no |  |  | 0 | 0 | 0 | 0
oh_line_8102301_200817489 |  | AD | node_8102301_200817488 | node_8102301_200817489 | 60.252 | bal_1P_1/0AA | 8102301 | no | no |  |  | no |  |  | 0 | 0 | 0 | 0
oh_line_8102301_200817490 |  | AD | node_8102301_200817489 | node_8102301_200817490 | 298.459 | bal_1P_1/0AA | 8102301 | no | no |  |  | no |  |  | 0 | 0 | 0 | 0
oh_line_8102301_200817491 |  | AD | node_8102301_200817490 | node_8102301_200817491 | 249.4 | bal_1P_1/0AA | 8102301 | no | no |  |  | no |  |  | 0 | 0 | 0 | 0
oh_line_8102301_200817493 |  | AD | node_8102301_200817488 | node_8102301_200817493 | 186.655 | bal_1P_1/0AA | 8102301 | no | no |  |  | no |  |  | 0 | 0 | 0 | 0
oh_line_8102301_200817494 |  | AD | node_8102301_200817493 | node_8102301_200817494 | 217.192 | bal_1P_1/0AA | 8102301 | no | no |  |  | no |  |  | 0 | 0 | 0 | 0
oh_line_8102301_200817495 |  | AD | node_8102301_200817486 | node_8102301_200817495 | 267.261 | bal_1P_2AC | 8102301 | no | no |  |  | no |  |  | 0 | 0 | 0 | 0
oh_line_8102301_200817497 |  | AD | node_8102301_200817495 | node_8102301_200817497 | 270.021 | bal_1P_2AC | 8102301 | no | no |  |  | no |  |  | 0 | 0 | 0 | 0
oh_line_8102301_200817498 |  | AD | node_8102301_200817497 | node_8102301_200817498 | 266.565 | bal_1P_2AC | 8102301 | no | no |  |  | no |  |  | 0 | 0 | 0 | 0
oh_line_8102301_200817499 |  | AD | node_8102301_200817498 | node_8102301_200817499 | 112.017 | bal_1P_2AC | 8102301 | no | no |  |  | no |  |  | 0 | 0 | 0 | 0
oh_line_8102301_200817500 |  | AD | node_8102301_200817499 | node_8102301_200817500 | 305.949 | bal_1P_2AC | 8102301 | no | no |  |  | no |  |  | 0 | 0 | 0 | 0
oh_line_8102301_200817501 |  | AD | node_8102301_200817500 | node_8102301_200817501 | 355.416 | bal_1P_1/0AC | 8102301 | no | no |  |  | no |  |  | 0 | 0 | 0 | 0
oh_line_8102301_200817504 |  | AD | node_8102301_200817501 | node_8102301_200817504 | 213.592 | bal_1P_1/0AA | 8102301 | no | no |  |  | no |  |  | 0 | 0 | 0 | 0
oh_line_8102301_200817505 |  | AD | node_8102301_200817504 | node_8102301_200817505 | 297.974 | bal_1P_1/0AA | 8102301 | no | no |  |  | no |  |  | 0 | 0 | 0 | 0
oh_line_8102301_200817506 |  | AD | node_8102301_200817505 | node_8102301_200817506 | 236.888 | bal_1P_1/0AA | 8102301 | no | no |  |  | no |  |  | 0 | 0 | 0 | 0
oh_line_8102301_200817598 |  | AD | node_8102301_200817101 | node_intto1_8102301_200817598 | 159.018 | bal_1P_2AC | 8102301 | no | no |  |  | no |  |  | 0 | 0 | 0 | 0
oh_line_8102301_200817599 |  | AD | node_8102301_200817598 | node_8102301_200817599 | 300.768 | bal_1P_2AC | 8102301 | no | no |  |  | no |  |  | 0 | 0 | 0 | 0
oh_line_8102301_200817600 |  | AD | node_8102301_200817599 | node_8102301_200817600 | 360.947 | bal_1P_2AC | 8102301 | no | no |  |  | no |  |  | 0 | 0 | 0 | 0
oh_line_8102301_200817601 |  | AD | node_8102301_200817600 | node_8102301_200817601 | 53.812 | bal_1P_1/0AC | 8102301 | no | no |  |  | no |  |  | 0 | 0 | 0 | 0
oh_line_8102301_200817602 |  | AD | node_8102301_200817601 | node_8102301_200817602 | 322.839 | bal_1P_1/0AC | 8102301 | no | no |  |  | no |  |  | 0 | 0 | 0 | 0
oh_line_8102301_200817604 |  | AD | node_8102301_200817602 | node_8102301_200817604 | 316.236 | bal_1P_1/0AC | 8102301 | no | no |  |  | no |  |  | 0 | 0 | 0 | 0
oh_line_8102301_200817606 |  | AD | node_8102301_200817604 | node_8102301_200817606 | 327.32 | bal_1P_1/0AC | 8102301 | no | no |  |  | no |  |  | 0 | 0 | 0 | 0
oh_line_8102301_200817607 |  | AD | node_8102301_200817606 | node_8102301_200817607 | 162.859 | bal_1P_1/0AC | 8102301 | no | no |  |  | no |  |  | 0 | 0 | 0 | 0
oh_line_8102301_200817627 |  | AD | node_8102301_200817629 | node_8102301_200817627 | 272.71 | bal_1P_1/0AA | 8102301 | no | no |  |  | no |  |  | 0 | 0 | 0 | 0
oh_line_8102301_200817628 |  | AD | node_8102301_200816361 | node_8102301_200817628 | 317.371 | bal_1P_1/0AA | 8102301 | no | no |  |  | no |  |  | 0 | 0 | 0 | 0
oh_line_8102301_200817629 |  | AD | node_8102301_200817638 | node_8102301_200817629 | 290.861 | bal_1P_1/0AA | 8102301 | no | no |  |  | no |  |  | 0 | 0 | 0 | 0
oh_line_8102301_200817630 |  | AD | node_8102301_200817628 | node_8102301_200817630 | 213.141 | bal_1P_1/0AA | 8102301 | no | no |  |  | no |  |  | 0 | 0 | 0 | 0
oh_line_8102301_200817631 |  | AD | node_8102301_200817630 | node_8102301_200817631 | 233.255 | bal_1P_1/0AA | 8102301 | no | no |  |  | no |  |  | 0 | 0 | 0 | 0
oh_line_8102301_200817632 |  | AD | node_8102301_200817631 | node_8102301_200817632 | 298.562 | bal_1P_1/0AA | 8102301 | no | no |  |  | no |  |  | 0 | 0 | 0 | 0
oh_line_8102301_200817633 |  | AD | node_8102301_200817631 | node_8102301_200817633 | 347.473 | bal_1P_1/0AA | 8102301 | no | no |  |  | no |  |  | 0 | 0 | 0 | 0
oh_line_8102301_200817634 |  | AD | node_8102301_200817633 | node_8102301_200817634 | 322.58 | bal_1P_1/0AA | 8102301 | no | no |  |  | no |  |  | 0 | 0 | 0 | 0
oh_line_8102301_200817635 |  | AD | node_8102301_200817634 | node_8102301_200817635 | 335.493 | bal_1P_1/0AA | 8102301 | no | no |  |  | no |  |  | 0 | 0 | 0 | 0
oh_line_8102301_200817636 |  | AD | node_8102301_200817635 | node_8102301_200817636 | 341.305 | bal_1P_1/0AA | 8102301 | no | no |  |  | no |  |  | 0 | 0 | 0 | 0
oh_line_8102301_200817637 |  | AD | node_8102301_200817636 | node_8102301_200817637 | 293.446 | bal_1P_1/0AA | 8102301 | no | no |  |  | no |  |  | 0 | 0 | 0 | 0
oh_line_8102301_200817638 |  | AD | node_8102301_200817637 | node_8102301_200817638 | 327.074 | bal_1P_1/0AA | 8102301 | no | no |  |  | no |  |  | 0 | 0 | 0 | 0
oh_line_8102301_200817656 |  | AD | node_8102301_200817501 | node_8102301_200817656 | 234.84 | bal_1P_1/0AA | 8102301 | no | no |  |  | no |  |  | 0 | 0 | 0 | 0
oh_line_8102301_200817657 |  | AD | node_8102301_200817656 | node_8102301_200817657 | 235.897 | bal_1P_1/0AA | 8102301 | no | no |  |  | no |  |  | 0 | 0 | 0 | 0
oh_line_8102301_200817659 |  | AD | node_8102301_312137080 | node_8102301_200817659 | 237.182 | bal_1P_1/0AA | 8102301 | no | no |  |  | no |  |  | 0 | 0 | 0 | 0
oh_line_8102301_200817660 |  | AD | node_8102301_200817659 | node_8102301_200817660 | 214.972 | bal_1P_1/0AA | 8102301 | no | no |  |  | no |  |  | 0 | 0 | 0 | 0
oh_line_8102301_200817661 |  | AD | node_8102301_200817660 | node_8102301_200817661 | 179.788 | bal_1P_1/0AA | 8102301 | no | no |  |  | no |  |  | 0 | 0 | 0 | 0
oh_line_8102301_200817662 |  | AD | node_8102301_200817661 | node_8102301_200817662 | 274.711 | bal_1P_1/0AA | 8102301 | no | no |  |  | no |  |  | 0 | 0 | 0 | 0
oh_line_8102301_200817663 |  | AD | node_8102301_200817662 | node_8102301_200817663 | 273.36 | bal_1P_1/0AA | 8102301 | no | no |  |  | no |  |  | 0 | 0 | 0 | 0
oh_line_8102301_200817913 |  | AD | node_8102301_200817914 | node_8102301_200817913 | 340.591 | bal_1P_1/0AA | 8102301 | no | no |  |  | no |  |  | 0 | 0 | 0 | 0
oh_line_8102301_200817914 |  | AD | node_8102301_200817915 | node_8102301_200817914 | 318.879 | bal_1P_1/0AA | 8102301 | no | no |  |  | no |  |  | 0 | 0 | 0 | 0
oh_line_8102301_200817915 |  | AD | node_8102301_201030972 | node_8102301_200817915 | 363.598 | bal_1P_1/0AA | 8102301 | no | no |  |  | no |  |  | 0 | 0 | 0 | 0
oh_line_8102301_200817922 |  | AD | node_8102301_200817923 | node_8102301_200817922 | 365.493 | bal_1P_4AC | 8102301 | no | no |  |  | no |  |  | 0 | 0 | 0 | 0
oh_line_8102301_200817923 |  | AD | node_8102301_200817924 | node_8102301_200817923 | 343.01 | bal_1P_4AC | 8102301 | no | no |  |  | no |  |  | 0 | 0 | 0 | 0
oh_line_8102301_200817924 |  | AD | node_8102301_311902263 | node_8102301_200817924 | 181.635 | bal_1P_4AC | 8102301 | no | no |  |  | no |  |  | 0 | 0 | 0 | 0
oh_line_8102301_200817925 |  | AD | node_8102301_200817926 | node_8102301_200817925 | 357.781 | bal_1P_4AC | 8102301 | no | no |  |  | no |  |  | 0 | 0 | 0 | 0
oh_line_8102301_200817926 |  | AD | node_8102301_201055842 | node_intto1_8102301_200817926 | 267.361 | bal_1P_4AC | 8102301 | no | no |  |  | no |  |  | 0 | 0 | 0 | 0
oh_line_8102301_200817929 |  | AD | node_8102301_200817932 | node_8102301_200817929 | 338.767 | bal_1P_4AC | 8102301 | no | no |  |  | no |  |  | 0 | 0 | 0 | 0
oh_line_8102301_200817930 |  | AD | node_8102301_200817929 | node_8102301_200817930 | 88.948 | bal_1P_1/0AA | 8102301 | no | no |  |  | no |  |  | 0 | 0 | 0 | 0
oh_line_8102301_200817931 |  | AD | node_8102301_200817930 | node_8102301_200817931 | 326.4 | bal_1P_1/0AA | 8102301 | no | no |  |  | no |  |  | 0 | 0 | 0 | 0
oh_line_8102301_200817932 |  | AD | node_8102301_200817935 | node_8102301_200817932 | 423.814 | bal_1P_4AC | 8102301 | no | no |  |  | no |  |  | 0 | 0 | 0 | 0
oh_line_8102301_200817933 |  | AD | node_8102301_200817932 | node_8102301_200817933 | 319.565 | bal_1P_1/0AA | 8102301 | no | no |  |  | no |  |  | 0 | 0 | 0 | 0
oh_line_8102301_200817934 |  | AD | node_8102301_200817933 | node_8102301_200817934 | 310.191 | bal_1P_1/0AA | 8102301 | no | no |  |  | no |  |  | 0 | 0 | 0 | 0
oh_line_8102301_200817935 |  | AD | node_8102301_200817936 | node_8102301_200817935 | 447.284 | bal_1P_4AC | 8102301 | no | no |  |  | no |  |  | 0 | 0 | 0 | 0
oh_line_8102301_200817936 |  | AD | node_8102301_200817940 | node_8102301_200817936 | 338.174 | bal_1P_4AC | 8102301 | no | no |  |  | no |  |  | 0 | 0 | 0 | 0
oh_line_8102301_200817937 |  | AD | node_8102301_200817936 | node_8102301_200817937 | 147.127 | bal_1P_1/0AA | 8102301 | no | no |  |  | no |  |  | 0 | 0 | 0 | 0
oh_line_8102301_200817938 |  | AD | node_8102301_200817937 | node_8102301_200817938 | 72.958 | bal_1P_1/0AA | 8102301 | no | no |  |  | no |  |  | 0 | 0 | 0 | 0
oh_line_8102301_200817939 |  | AD | node_8102301_200817938 | node_8102301_200817939 | 204.19 | bal_1P_1/0AA | 8102301 | no | no |  |  | no |  |  | 0 | 0 | 0 | 0
oh_line_8102301_200817940 |  | AD | node_8102301_200817941 | node_8102301_200817940 | 269.443 | bal_1P_4AC | 8102301 | no | no |  |  | no |  |  | 0 | 0 | 0 | 0
oh_line_8102301_200817941 |  | AD | node_8102301_200817942 | node_8102301_200817941 | 222.783 | bal_1P_4AC | 8102301 | no | no |  |  | no |  |  | 0 | 0 | 0 | 0
oh_line_8102301_200817942 |  | AD | node_8102301_200817943 | node_8102301_200817942 | 332.005 | bal_1P_4AC | 8102301 | no | no |  |  | no |  |  | 0 | 0 | 0 | 0
oh_line_8102301_200817943 |  | AD | node_8102301_200817945 | node_8102301_200817943 | 345.499 | bal_1P_4AC | 8102301 | no | no |  |  | no |  |  | 0 | 0 | 0 | 0
oh_line_8102301_200817945 |  | AD | node_8102301_200817948 | node_8102301_200817945 | 404.924 | bal_1P_4AC | 8102301 | no | no |  |  | no |  |  | 0 | 0 | 0 | 0
oh_line_8102301_200817946 |  | AD | node_8102301_200817945 | node_8102301_200817946 | 213.79 | bal_1P_2AC | 8102301 | no | no |  |  | no |  |  | 0 | 0 | 0 | 0
oh_line_8102301_200817948 |  | AD | node_8102301_200817949 | node_8102301_200817948 | 362.75 | bal_1P_4AC | 8102301 | no | no |  |  | no |  |  | 0 | 0 | 0 | 0
oh_line_8102301_200817949 |  | AD | node_8102301_200817950 | node_8102301_200817949 | 358.633 | bal_1P_4AC | 8102301 | no | no |  |  | no |  |  | 0 | 0 | 0 | 0
oh_line_8102301_200817950 |  | AD | node_8102301_200982846 | node_8102301_200817950 | 415.595 | bal_1P_4AC | 8102301 | no | no |  |  | no |  |  | 0 | 0 | 0 | 0
oh_line_8102301_200817957 |  | AD | node_8102301_200817958 | node_8102301_200817957 | 369.627 | bal_1P_4AC | 8102301 | no | no |  |  | no |  |  | 0 | 0 | 0 | 0
oh_line_8102301_200817958 |  | AD | node_8102301_200817960 | node_intto1_8102301_200817958 | 347.56 | bal_1P_4AC | 8102301 | no | no |  |  | no |  |  | 0 | 0 | 0 | 0
oh_line_8102301_200817960 |  | AD | node_8102301_200817961 | node_8102301_200817960 | 357.314 | bal_1P_4AC | 8102301 | no | no |  |  | no |  |  | 0 | 0 | 0 | 0
oh_line_8102301_200817961 |  | AD | node_8102301_200817963 | node_8102301_200817961 | 366.127 | bal_1P_4AC | 8102301 | no | no |  |  | no |  |  | 0 | 0 | 0 | 0
oh_line_8102301_200817963 |  | AD | node_8102301_200817964 | node_8102301_200817963 | 354.449 | bal_1P_4AC | 8102301 | no | no |  |  | no |  |  | 0 | 0 | 0 | 0
oh_line_8102301_200817964 |  | AD | node_8102301_200817966 | node_8102301_200817964 | 149.215 | bal_1P_4AC | 8102301 | no | no |  |  | no |  |  | 0 | 0 | 0 | 0
oh_line_8102301_200817966 |  | AD | node_8102301_200817967 | node_8102301_200817966 | 241.04 | bal_1P_4AC | 8102301 | no | no |  |  | no |  |  | 0 | 0 | 0 | 0
oh_line_8102301_200817967 |  | AD | node_8102301_200817968 | node_8102301_200817967 | 355.984 | bal_1P_4AC | 8102301 | no | no |  |  | no |  |  | 0 | 0 | 0 | 0
oh_line_8102301_200817968 |  | AD | node_8102301_201014250 | node_8102301_200817968 | 383.753 | bal_1P_4AC | 8102301 | no | no |  |  | no |  |  | 0 | 0 | 0 | 0
oh_line_8102301_200817971 |  | AD | node_8102301_200817972 | node_8102301_200817971 | 431.301 | bal_1P_6ACW | 8102301 | no | no |  |  | no |  |  | 0 | 0 | 0 | 0
oh_line_8102301_200817972-1 |  | AD | node_1408790_88_15372192_171 | node_8102301_200817972 | 4.998 | bal_1P_6ACW | 8102301 | no | no |  |  | no |  |  | 0 | 0 | 0 | 0
oh_line_8102301_200817972-2 |  | AD | node_8102301_200817973 | node_1408790_88_15372192_171 | 384.395 | bal_1P_6ACW | 8102301 | no | no |  |  | no |  |  | 0 | 0 | 0 | 0
oh_line_8102301_200817973 |  | AD | node_8102301_200817975 | node_8102301_200817973 | 384.356 | bal_1P_6ACW | 8102301 | no | no |  |  | no |  |  | 0 | 0 | 0 | 0
oh_line_8102301_200817975 |  | AD | node_8102301_200817977 | node_8102301_200817975 | 368.491 | bal_1P_6ACW | 8102301 | no | no |  |  | no |  |  | 0 | 0 | 0 | 0
oh_line_8102301_200817977 |  | AD | node_8102301_200817978 | node_8102301_200817977 | 333.715 | bal_1P_6ACW | 8102301 | no | no |  |  | no |  |  | 0 | 0 | 0 | 0
oh_line_8102301_200817978 |  | AD | node_8102301_200817979 | node_8102301_200817978 | 424.574 | bal_1P_6ACW | 8102301 | no | no |  |  | no |  |  | 0 | 0 | 0 | 0
oh_line_8102301_200817979 |  | AD | node_8102301_200817980 | node_intto1_8102301_200817979 | 388.563 | bal_1P_6ACW | 8102301 | no | no |  |  | no |  |  | 0 | 0 | 0 | 0
oh_line_8102301_200817980 |  | AD | node_8102301_200817985 | node_8102301_200817980 | 362.962 | bal_1P_4ACW | 8102301 | no | no |  |  | no |  |  | 0 | 0 | 0 | 0
oh_line_8102301_200817981 |  | AD | node_8102301_200817980 | node_8102301_200817981 | 84.662 | bal_1P_1/0AA | 8102301 | no | no |  |  | no |  |  | 0 | 0 | 0 | 0
oh_line_8102301_200817982 |  | AD | node_8102301_200817981 | node_8102301_200817982 | 216.257 | bal_1P_1/0AA | 8102301 | no | no |  |  | no |  |  | 0 | 0 | 0 | 0
oh_line_8102301_200817983 |  | AD | node_8102301_200817982 | node_8102301_200817983 | 290.922 | bal_1P_1/0AA | 8102301 | no | no |  |  | no |  |  | 0 | 0 | 0 | 0
oh_line_8102301_200817984 |  | AD | node_8102301_200817983 | node_8102301_200817984 | 263.425 | bal_1P_1/0AA | 8102301 | no | no |  |  | no |  |  | 0 | 0 | 0 | 0
oh_line_8102301_200817985 |  | AD | node_8102301_200817986 | node_8102301_200817985 | 272.615 | bal_1P_1/0AA | 8102301 | no | no |  |  | no |  |  | 0 | 0 | 0 | 0
oh_line_8102301_200817986 |  | AD | node_8102301_200846168 | node_8102301_200817986 | 260.507 | bal_1P_1/0AA | 8102301 | no | no |  |  | no |  |  | 0 | 0 | 0 | 0
oh_line_8102301_200817987 |  | AD | node_8102301_200818045 | node_intto1_8102301_200817987 | 1512.076 | bal_1P_2AC | 8102301 | no | no |  |  | no |  |  | 0 | 0 | 0 | 0
oh_line_8102301_200817988 |  | AD | node_8102301_200911510 | node_8102301_200817988 | 609.092 | bal_1P_1/0AA | 8102301 | no | no |  |  | no |  |  | 0 | 0 | 0 | 0
oh_line_8102301_200817989 |  | AD | node_8102301_200846387 | node_8102301_200817989 | 406.771 | bal_1P_2AC | 8102301 | no | no |  |  | no |  |  | 0 | 0 | 0 | 0
oh_line_8102301_200817991 |  | AD | node_8102301_200817989 | node_8102301_200817991 | 407.401 | bal_1P_2AC | 8102301 | no | no |  |  | no |  |  | 0 | 0 | 0 | 0
oh_line_8102301_200817992 |  | AD | node_8102301_200817991 | node_8102301_200817992 | 262.055 | bal_1P_1/0AA | 8102301 | no | no |  |  | no |  |  | 0 | 0 | 0 | 0
oh_line_8102301_200817993 |  | AD | node_8102301_200817992 | node_intto1_8102301_200817993 | 206 | bal_1P_1/0AA | 8102301 | no | no |  |  | no |  |  | 0 | 0 | 0 | 0
oh_line_8102301_200817994 |  | AD | node_8102301_200817993 | node_8102301_200817994 | 248.158 | bal_1P_1/0AA | 8102301 | no | no |  |  | no |  |  | 0 | 0 | 0 | 0
oh_line_8102301_200817995 |  | AD | node_8102301_200817992 | node_intto1_8102301_200817995 | 382.46 | bal_1P_1/0AA | 8102301 | no | no |  |  | no |  |  | 0 | 0 | 0 | 0
oh_line_8102301_200817997 |  | AD | node_8102301_200817995 | node_8102301_200817997 | 211.084 | bal_1P_1/0AA | 8102301 | no | no |  |  | no |  |  | 0 | 0 | 0 | 0
oh_line_8102301_200817998 |  | AD | node_8102301_200817997 | node_8102301_200817998 | 239.717 | bal_1P_1/0AA | 8102301 | no | no |  |  | no |  |  | 0 | 0 | 0 | 0
oh_line_8102301_200817999 |  | AD | node_8102301_200817998 | node_8102301_200817999 | 256.824 | bal_1P_1/0AA | 8102301 | no | no |  |  | no |  |  | 0 | 0 | 0 | 0
oh_line_8102301_200818001 |  | AD | node_8102301_200817999 | node_8102301_200818001 | 259.789 | bal_1P_1/0AA | 8102301 | no | no |  |  | no |  |  | 0 | 0 | 0 | 0
oh_line_8102301_200818002 |  | AD | node_8102301_200818001 | node_8102301_200818002 | 197.879 | bal_1P_1/0AA | 8102301 | no | no |  |  | no |  |  | 0 | 0 | 0 | 0
oh_line_8102301_200818003 |  | AD | node_8102301_200818002 | node_8102301_200818003 | 210.26 | bal_1P_1/0AA | 8102301 | no | no |  |  | no |  |  | 0 | 0 | 0 | 0
oh_line_8102301_200818004 |  | AD | node_8102301_200818003 | node_8102301_200818004 | 269.772 | bal_1P_1/0AA | 8102301 | no | no |  |  | no |  |  | 0 | 0 | 0 | 0
oh_line_8102301_200818005 |  | AD | node_8102301_200818004 | node_8102301_200818005 | 310.699 | bal_1P_1/0AA | 8102301 | no | no |  |  | no |  |  | 0 | 0 | 0 | 0
oh_line_8102301_200818007 |  | AD | node_8102301_200818005 | node_8102301_200818007 | 229.592 | bal_1P_1/0AA | 8102301 | no | no |  |  | no |  |  | 0 | 0 | 0 | 0
oh_line_8102301_200818008 |  | AD | node_8102301_200818007 | node_8102301_200818008 | 182.154 | bal_1P_1/0AA | 8102301 | no | no |  |  | no |  |  | 0 | 0 | 0 | 0
oh_line_8102301_200818009 |  | AD | node_8102301_200818008 | node_8102301_200818009 | 306.977 | bal_1P_1/0AA | 8102301 | no | no |  |  | no |  |  | 0 | 0 | 0 | 0
oh_line_8102301_200818010 |  | AD | node_8102301_200818009 | node_8102301_200818010 | 147.96 | bal_1P_1/0AA | 8102301 | no | no |  |  | no |  |  | 0 | 0 | 0 | 0
oh_line_8102301_200818011 |  | AD | node_8102301_200818010 | node_8102301_200818011 | 246.958 | bal_1P_1/0AA | 8102301 | no | no |  |  | no |  |  | 0 | 0 | 0 | 0
oh_line_8102301_200818012 |  | AD | node_8102301_200818011 | node_8102301_200818012 | 202.622 | bal_1P_1/0AA | 8102301 | no | no |  |  | no |  |  | 0 | 0 | 0 | 0
oh_line_8102301_200818013 |  | AD | node_8102301_200818012 | node_8102301_200818013 | 151.453 | bal_1P_1/0AA | 8102301 | no | no |  |  | no |  |  | 0 | 0 | 0 | 0
oh_line_8102301_200818014 |  | AD | node_8102301_200818013 | node_8102301_200818014 | 331.938 | bal_1P_1/0AA | 8102301 | no | no |  |  | no |  |  | 0 | 0 | 0 | 0
oh_line_8102301_200818015 |  | AD | node_8102301_200818014 | node_8102301_200818015 | 317.329 | bal_1P_1/0AA | 8102301 | no | no |  |  | no |  |  | 0 | 0 | 0 | 0
oh_line_8102301_200818016 |  | AD | node_8102301_200818015 | node_8102301_200818016 | 342.725 | bal_1P_2AC | 8102301 | no | no |  |  | no |  |  | 0 | 0 | 0 | 0
oh_line_8102301_200818018 |  | AD | node_8102301_200818016 | node_8102301_200818018 | 322.301 | bal_1P_2AC | 8102301 | no | no |  |  | no |  |  | 0 | 0 | 0 | 0
oh_line_8102301_200818020 |  | AD | node_8102301_200818018 | node_8102301_200818020 | 320.018 | bal_1P_2AC | 8102301 | no | no |  |  | no |  |  | 0 | 0 | 0 | 0
oh_line_8102301_200818021 |  | AD | node_8102301_200818020 | node_8102301_200818021 | 339.335 | bal_1P_2AC | 8102301 | no | no |  |  | no |  |  | 0 | 0 | 0 | 0
oh_line_8102301_200818022 |  | AD | node_8102301_200818021 | node_intto1_8102301_200818022 | 31.659 | bal_1P_1/0AA | 8102301 | no | no |  |  | no |  |  | 0 | 0 | 0 | 0
oh_line_8102301_200818023 |  | AD | node_8102301_200818022 | node_8102301_200818023 | 266.751 | bal_1P_1/0AA | 8102301 | no | no |  |  | no |  |  | 0 | 0 | 0 | 0
oh_line_8102301_200818024 |  | AD | node_8102301_200818023 | node_8102301_200818024 | 211.817 | bal_1P_1/0AA | 8102301 | no | no |  |  | no |  |  | 0 | 0 | 0 | 0
oh_line_8102301_200818025 |  | AD | node_8102301_200818021 | node_intto1_8102301_200818025 | 459.517 | bal_1P_2AC | 8102301 | no | no |  |  | no |  |  | 0 | 0 | 0 | 0
oh_line_8102301_200818026 |  | AD | node_8102301_200818025 | node_8102301_200818026 | 155.762 | bal_1P_1/0AA | 8102301 | no | no |  |  | no |  |  | 0 | 0 | 0 | 0
oh_line_8102301_200818027 |  | AD | node_8102301_200818026 | node_8102301_200818027 | 291.423 | bal_1P_1/0AA | 8102301 | no | no |  |  | no |  |  | 0 | 0 | 0 | 0
oh_line_8102301_200818028 |  | AD | node_8102301_200818025 | node_8102301_200818028 | 420.949 | bal_1P_2AC | 8102301 | no | no |  |  | no |  |  | 0 | 0 | 0 | 0
oh_line_8102301_200818029 |  | AD | node_8102301_200818028 | node_8102301_200818029 | 292.368 | bal_1P_2AC | 8102301 | no | no |  |  | no |  |  | 0 | 0 | 0 | 0
oh_line_8102301_200818030 |  | AD | node_8102301_200818029 | node_8102301_200818030 | 297.027 | bal_1P_2AC | 8102301 | no | no |  |  | no |  |  | 0 | 0 | 0 | 0
oh_line_8102301_200818032 |  | AD | node_8102301_200818030 | node_8102301_200818032 | 368.378 | bal_1P_2AC | 8102301 | no | no |  |  | no |  |  | 0 | 0 | 0 | 0
oh_line_8102301_200818033 |  | AD | node_8102301_200818032 | node_8102301_200818033 | 261.822 | bal_1P_2AC | 8102301 | no | no |  |  | no |  |  | 0 | 0 | 0 | 0
oh_line_8102301_200818034 |  | AD | node_8102301_200818033 | node_8102301_200818034 | 480.433 | bal_1P_4AC | 8102301 | no | no |  |  | no |  |  | 0 | 0 | 0 | 0
oh_line_8102301_200818035 |  | AD | node_8102301_200818034 | node_8102301_200818035 | 428.651 | bal_1P_4AC | 8102301 | no | no |  |  | no |  |  | 0 | 0 | 0 | 0
oh_line_8102301_200818036 |  | AD | node_8102301_200818035 | node_8102301_200818036 | 379.371 | bal_1P_4AC | 8102301 | no | no |  |  | no |  |  | 0 | 0 | 0 | 0
oh_line_8102301_200818037 |  | AD | node_8102301_200818036 | node_intto1_8102301_200818037 | 355.706 | bal_1P_4AC | 8102301 | no | no |  |  | no |  |  | 0 | 0 | 0 | 0
oh_line_8102301_200818038-1 |  | AD | node_8102301_200818037 | node_1403921_497_15364920_36 | 331.947 | bal_1P_4AC | 8102301 | no | no |  |  | no |  |  | 0 | 0 | 0 | 0
oh_line_8102301_200818038-2 |  | AD | node_1403921_497_15364920_36 | node_8102301_200818038 | 4.998 | bal_1P_4AC | 8102301 | no | no |  |  | no |  |  | 0 | 0 | 0 | 0
oh_line_8102301_200818039 |  | AD | node_8102301_200818038 | node_8102301_200818039 | 351.844 | bal_1P_4AC | 8102301 | no | no |  |  | no |  |  | 0 | 0 | 0 | 0
oh_line_8102301_200818041 |  | AD | node_8102301_200818039 | node_8102301_200818041 | 346.205 | bal_1P_4AC | 8102301 | no | no |  |  | no |  |  | 0 | 0 | 0 | 0
oh_line_8102301_200818043 |  | AD | node_8102301_200818041 | node_8102301_200818043 | 400.975 | bal_1P_4AC | 8102301 | no | no |  |  | no |  |  | 0 | 0 | 0 | 0
oh_line_8102301_200818045 |  | AD | node_8102301_311987924 | node_8102301_200818045 | 207.299 | bal_1P_1/0AA | 8102301 | no | no |  |  | no |  |  | 0 | 0 | 0 | 0
oh_line_8102301_200818046 |  | AD | node_8102301_200818045 | node_8102301_200818046 | 250.349 | bal_1P_1/0AA | 8102301 | no | no |  |  | no |  |  | 0 | 0 | 0 | 0
oh_line_8102301_200818047 |  | AD | node_8102301_311987926 | node_8102301_200818047 | 208.724 | bal_1P_1/0AA | 8102301 | no | no |  |  | no |  |  | 0 | 0 | 0 | 0
oh_line_8102301_200818048 |  | AD | node_8102301_200818047 | node_8102301_200818048 | 382.94 | bal_1P_4AC | 8102301 | no | no |  |  | no |  |  | 0 | 0 | 0 | 0
oh_line_8102301_200818050 |  | AD | node_8102301_200818048 | node_8102301_200818050 | 187.395 | bal_1P_1/0AA | 8102301 | no | no |  |  | no |  |  | 0 | 0 | 0 | 0
oh_line_8102301_200818051 |  | AD | node_8102301_200818050 | node_8102301_200818051 | 251.743 | bal_1P_1/0AA | 8102301 | no | no |  |  | no |  |  | 0 | 0 | 0 | 0
oh_line_8102301_200818053 |  | AD | node_8102301_200818051 | node_8102301_200818053 | 252.091 | bal_1P_1/0AA | 8102301 | no | no |  |  | no |  |  | 0 | 0 | 0 | 0
oh_line_8102301_200818054 |  | AD | node_8102301_200818053 | node_intto1_8102301_200818054 | 214.481 | bal_1P_1/0AA | 8102301 | no | no |  |  | no |  |  | 0 | 0 | 0 | 0
oh_line_8102301_200818055 |  | AD | node_8102301_200818053 | node_8102301_200818055 | 329.787 | bal_1P_1/0AA | 8102301 | no | no |  |  | no |  |  | 0 | 0 | 0 | 0
oh_line_8102301_200818056 |  | AD | node_8102301_200818055 | node_8102301_200818056 | 294.16 | bal_1P_1/0AA | 8102301 | no | no |  |  | no |  |  | 0 | 0 | 0 | 0
oh_line_8102301_200818057 |  | AD | node_8102301_200818056 | node_8102301_200818057 | 311.081 | bal_1P_1/0AA | 8102301 | no | no |  |  | no |  |  | 0 | 0 | 0 | 0
oh_line_8102301_200818058 |  | AD | node_8102301_200818057 | node_8102301_200818058 | 384.26 | bal_1P_1/0AA | 8102301 | no | no |  |  | no |  |  | 0 | 0 | 0 | 0
oh_line_8102301_200818059 |  | AD | node_8102301_200818058 | node_8102301_200818059 | 202.216 | bal_1P_1/0AA | 8102301 | no | no |  |  | no |  |  | 0 | 0 | 0 | 0
oh_line_8102301_200845133 |  | AN | node_8102301_200976642 | node_intto1_8102301_200845133 | 174.46 | bal_1P_1/0AA_1/0AA(N) | 8102301 | no | no |  |  | no |  |  | 0 | 0 | 0 | 0
oh_line_8102301_200845137 |  | ABCN | node_8102301_200976644 | node_8102301_200845137 | 195.847 | bal_3P_4/0AA_4/0AA(N) | 8102301 | no | no |  |  | no |  |  | 0 | 0 | 0 | 0
oh_line_8102301_200845138 |  | ABCN | node_8102301_200845137 | node_8102301_200845138 | 169.808 | bal_3P_4/0AA_1/0AA(N) | 8102301 | no | no |  |  | no |  |  | 0 | 0 | 0 | 0
oh_line_8102301_200845139 |  | ABCN | node_8102301_200845138 | node_8102301_200845139 | 281.025 | bal_3P_1/0AA_1/0AA(N) | 8102301 | no | no |  |  | no |  |  | 0 | 0 | 0 | 0
oh_line_8102301_200845140 |  | ABCN | node_8102301_200845138 | node_8102301_200845140 | 194.149 | bal_3P_4/0AA_1/0AA(N) | 8102301 | no | no |  |  | no |  |  | 0 | 0 | 0 | 0
oh_line_8102301_200845141 |  | ABCN | node_8102301_200845140 | node_8102301_200845141 | 248.592 | bal_3P_4/0AA_1/0AA(N) | 8102301 | no | no |  |  | no |  |  | 0 | 0 | 0 | 0
oh_line_8102301_200845142-1 |  | ABCN | node_220474374 | node_8102301_200845142 | 13.18 | bal_3P_4/0AA_1/0AA(N) | 8102301 | no | no |  |  | no |  |  | 0 | 0 | 0 | 0
oh_line_8102301_200845142-2 |  | ABCN | node_220388001 | node_intto1_220474374 | 9.57 | bal_3P_4/0AA_1/0AA(N) | 8102301 | no | no |  |  | no |  |  | 0 | 0 | 0 | 0
oh_line_8102301_200845142-3 |  | ABCN | node_8102301_200845141 | node_intto1_220388001 | 180.381 | bal_3P_4/0AA_1/0AA(N) | 8102301 | no | no |  |  | no |  |  | 0 | 0 | 0 | 0
oh_line_8102301_200845179 |  | AN | node_8102301_200845338 | node_8102301_200845179 | 140.039 | bal_1P_1/0AA_1/0AA(N) | 8102301 | no | no |  |  | no |  |  | 0 | 0 | 0 | 0
oh_line_8102301_200845180 |  | ABCN | node_8102301_200845379 | node_8102301_200845180 | 220.257 | bal_3P_4/0AC_4/0AA(N) | 8102301 | no | no |  |  | no |  |  | 0 | 0 | 0 | 0
oh_line_8102301_200845181 |  | ABCN | node_8102301_200845180 | node_8102301_200845181 | 243.949 | bal_3P_4/0AC_4/0AA(N) | 8102301 | no | no |  |  | no |  |  | 0 | 0 | 0 | 0
oh_line_8102301_200845182 |  | ABCN | node_8102301_200845181 | node_8102301_200845182 | 243.534 | bal_3P_4/0AC_4/0AA(N) | 8102301 | no | no |  |  | no |  |  | 0 | 0 | 0 | 0
oh_line_8102301_200845183 |  | ABCN | node_8102301_200845182 | node_8102301_200845183 | 229.01 | bal_3P_4/0AC_4/0AA(N) | 8102301 | no | no |  |  | no |  |  | 0 | 0 | 0 | 0
oh_line_8102301_200845184 |  | ABCN | node_8102301_200845183 | node_8102301_200845184 | 115.032 | bal_3P_4/0AC_4/0AA(N) | 8102301 | no | no |  |  | no |  |  | 0 | 0 | 0 | 0
oh_line_8102301_200845185 |  | ABCN | node_8102301_200845184 | node_8102301_200845185 | 198.833 | bal_3P_4/0AC_4/0AA(N) | 8102301 | no | no |  |  | no |  |  | 0 | 0 | 0 | 0
oh_line_8102301_200845187 |  | ABCN | node_8102301_200845185 | node_8102301_200845187 | 230.076 | bal_3P_4/0AC_4/0AA(N) | 8102301 | no | no |  |  | no |  |  | 0 | 0 | 0 | 0
oh_line_8102301_200845188 |  | ABCN | node_8102301_200845187 | node_8102301_200845188 | 232.575 | bal_3P_4/0AC_4/0AA(N) | 8102301 | no | no |  |  | no |  |  | 0 | 0 | 0 | 0
oh_line_8102301_200845190 |  | ABCN | node_8102301_200845188 | node_8102301_200845190 | 213.145 | bal_3P_4/0AC_4/0AA(N) | 8102301 | no | no |  |  | no |  |  | 0 | 0 | 0 | 0
oh_line_8102301_200845191 |  | ABCN | node_8102301_200845190 | node_8102301_200845191 | 202.345 | bal_3P_4/0AC_4/0AA(N) | 8102301 | no | no |  |  | no |  |  | 0 | 0 | 0 | 0
oh_line_8102301_200845192 |  | AN | node_8102301_200845191 | node_intto1_8102301_200845192 | 232.394 | bal_1P_1/0AA_1/0AA(N) | 8102301 | no | no |  |  | no |  |  | 0 | 0 | 0 | 0
oh_line_8102301_200845193 |  | ABCN | node_8102301_200845191 | node_8102301_200845193 | 199.964 | bal_3P_4/0AC_4/0AA(N) | 8102301 | no | no |  |  | no |  |  | 0 | 0 | 0 | 0
oh_line_8102301_200845194 |  | ABCN | node_8102301_200845193 | node_8102301_200845194 | 225.933 | bal_3P_4/0AC_4/0AA(N) | 8102301 | no | no |  |  | no |  |  | 0 | 0 | 0 | 0
oh_line_8102301_200845195 |  | AN | node_8102301_200845194 | node_intto1_8102301_200845195 | 461.884 | bal_1P_2AC_2AC(N) | 8102301 | no | no |  |  | no |  |  | 0 | 0 | 0 | 0
oh_line_8102301_200845196 |  | AN | node_8102301_200845195 | node_8102301_200845196 | 491.162 | bal_1P_2AC_2AC(N) | 8102301 | no | no |  |  | no |  |  | 0 | 0 | 0 | 0
oh_line_8102301_200845197 |  | ABCN | node_8102301_200845194 | node_8102301_200845197 | 187.327 | bal_3P_4/0AC_4/0AA(N) | 8102301 | no | no |  |  | no |  |  | 0 | 0 | 0 | 0
oh_line_8102301_200845200 |  | ABCN | node_8102301_200845197 | node_8102301_200845200 | 185.222 | bal_3P_4/0AC_4/0AA(N) | 8102301 | no | no |  |  | no |  |  | 0 | 0 | 0 | 0
oh_line_8102301_200845201 |  | ABCN | node_8102301_200845200 | node_intto1_8102301_200845201 | 211.236 | bal_3P_4/0AC_4/0AA(N) | 8102301 | no | no |  |  | no |  |  | 0 | 0 | 0 | 0
oh_line_8102301_200845202 |  | ABCN | node_8102301_200845201 | node_8102301_200845202 | 248.128 | bal_3P_4/0AC_4/0AA(N) | 8102301 | no | no |  |  | no |  |  | 0 | 0 | 0 | 0
oh_line_8102301_200845203 |  | ABCN | node_8102301_200845202 | node_8102301_200845203 | 250.975 | bal_3P_4/0AC_4/0AA(N) | 8102301 | no | no |  |  | no |  |  | 0 | 0 | 0 | 0
oh_line_8102301_200845204 |  | ABCN | node_8102301_200845203 | node_8102301_200845204 | 248.675 | bal_3P_4/0AC_4/0AA(N) | 8102301 | no | no |  |  | no |  |  | 0 | 0 | 0 | 0
oh_line_8102301_200845205 |  | ABCN | node_8102301_200845204 | node_8102301_200845205 | 222.242 | bal_3P_4/0AC_4/0AA(N) | 8102301 | no | no |  |  | no |  |  | 0 | 0 | 0 | 0
oh_line_8102301_200845206 |  | ABCN | node_8102301_200845205 | node_8102301_200845206 | 202.743 | bal_3P_4/0AC_4/0AA(N) | 8102301 | no | no |  |  | no |  |  | 0 | 0 | 0 | 0
oh_line_8102301_200845207 |  | ABCN | node_8102301_200845206 | node_8102301_200845207 | 205.978 | bal_3P_4/0AC_4/0AA(N) | 8102301 | no | no |  |  | no |  |  | 0 | 0 | 0 | 0
oh_line_8102301_200845208 |  | ABCN | node_8102301_200845207 | node_8102301_200845208 | 199.389 | bal_3P_4/0AC_4/0AA(N) | 8102301 | no | no |  |  | no |  |  | 0 | 0 | 0 | 0
oh_line_8102301_200845209 |  | ABCN | node_8102301_200845208 | node_8102301_200845209 | 162.323 | bal_3P_4/0AC_4/0AA(N) | 8102301 | no | no |  |  | no |  |  | 0 | 0 | 0 | 0
oh_line_8102301_200845210 |  | ABCN | node_8102301_200845209 | node_8102301_200845210 | 182.826 | bal_3P_4/0AC_4/0AL(N) | 8102301 | no | no |  |  | no |  |  | 0 | 0 | 0 | 0
oh_line_8102301_200845212 |  | ABCN | node_8102301_200845210 | node_8102301_200845212 | 244.751 | bal_3P_4/0AC_4/0AL(N) | 8102301 | no | no |  |  | no |  |  | 0 | 0 | 0 | 0
oh_line_8102301_200845214 |  | ABCN | node_8102301_200845212 | node_8102301_200845214 | 196.254 | bal_3P_4/0AC_4/0AL(N) | 8102301 | no | no |  |  | no |  |  | 0 | 0 | 0 | 0
oh_line_8102301_200845215 |  | ABCN | node_8102301_200845214 | node_8102301_200845215 | 246.744 | bal_3P_4/0AC_4/0AL(N) | 8102301 | no | no |  |  | no |  |  | 0 | 0 | 0 | 0
oh_line_8102301_200845216 |  | ABCN | node_8102301_200845215 | node_8102301_200845216 | 254.792 | bal_3P_4/0AC_4/0AL(N) | 8102301 | no | no |  |  | no |  |  | 0 | 0 | 0 | 0
oh_line_8102301_200845217 |  | ABCN | node_8102301_200845216 | node_8102301_200845217 | 248.924 | bal_3P_4/0AC_4/0AL(N) | 8102301 | no | no |  |  | no |  |  | 0 | 0 | 0 | 0
oh_line_8102301_200845218 |  | ABCN | node_8102301_200845217 | node_8102301_200845218 | 229.268 | bal_3P_477AL_4/0AA(N) | 8102301 | no | no |  |  | no |  |  | 0 | 0 | 0 | 0
oh_line_8102301_200845219 |  | ABCN | node_8102301_200845218 | node_8102301_200845219 | 212.973 | bal_3P_477AL_4/0AA(N) | 8102301 | no | no |  |  | no |  |  | 0 | 0 | 0 | 0
oh_line_8102301_200845220 |  | ABCN | node_8102301_200845219 | node_8102301_200845220 | 210.167 | bal_3P_477AL_4/0AA(N) | 8102301 | no | no |  |  | no |  |  | 0 | 0 | 0 | 0
oh_line_8102301_200845221 |  | ABCN | node_8102301_200845220 | node_8102301_200845221 | 210.203 | bal_3P_477AL_4/0AA(N) | 8102301 | no | no |  |  | no |  |  | 0 | 0 | 0 | 0
oh_line_8102301_200845222 |  | ABCN | node_8102301_200845221 | node_8102301_200845222 | 214.8 | bal_3P_477AL_4/0AA(N) | 8102301 | no | no |  |  | no |  |  | 0 | 0 | 0 | 0
oh_line_8102301_200845225 |  | ABCN | node_8102301_200845222 | node_8102301_200845225 | 322.521 | bal_3P_477AL_4/0AA(N) | 8102301 | no | no |  |  | no |  |  | 0 | 0 | 0 | 0
oh_line_8102301_200845226 |  | ABCN | node_8102301_200845225 | node_8102301_200845226 | 132.159 | bal_3P_4/0AA_4/0AA(N) | 8102301 | no | no |  |  | no |  |  | 0 | 0 | 0 | 0
oh_line_8102301_200845227 |  | ABCN | node_8102301_200845226 | node_8102301_200845227 | 317.043 | bal_3P_4/0AA_4/0AA(N) | 8102301 | no | no |  |  | no |  |  | 0 | 0 | 0 | 0
oh_line_8102301_200845229-1 |  | ABCN | node_8102301_200845227 | node_intto1_311922269 | 189.885 | bal_3P_4/0AC_4/0AA(N) | 8102301 | no | no |  |  | no |  |  | 0 | 0 | 0 | 0
oh_line_8102301_200845229-2 |  | ABCN | node_311922269 | node_intto1_311922265 | 19.361 | bal_3P_4/0AC_4/0AA(N) | 8102301 | no | no |  |  | no |  |  | 0 | 0 | 0 | 0
oh_line_8102301_200845229-3 |  | ABCN | node_311922265 | node_8102301_200845229 | 21.34 | bal_3P_4/0AC_4/0AA(N) | 8102301 | no | no |  |  | no |  |  | 0 | 0 | 0 | 0
oh_line_8102301_200845230-1 |  | ABCN | node_8102301_200845229 | node_intto1_311922260 | 15.37 | bal_3P_4/0AC_4/0AA(N) | 8102301 | no | no |  |  | no |  |  | 0 | 0 | 0 | 0
oh_line_8102301_200845230-2 |  | ABCN | node_311922260 | node_intto1_311922261 | 21.216 | bal_3P_4/0AC_4/0AA(N) | 8102301 | no | no |  |  | no |  |  | 0 | 0 | 0 | 0
oh_line_8102301_200845230-3 |  | ABCN | node_311922261 | node_intto1_311922268 | 19.99 | bal_3P_4/0AC_4/0AA(N) | 8102301 | no | no |  |  | no |  |  | 0 | 0 | 0 | 0
oh_line_8102301_200845230-4 |  | ABCN | node_311922268 | node_8102301_200845230 | 185.853 | bal_3P_4/0AC_4/0AA(N) | 8102301 | no | no |  |  | no |  |  | 0 | 0 | 0 | 0
oh_line_8102301_200845231 |  | ABCN | node_8102301_200845230 | node_8102301_200845231 | 158.127 | bal_3P_4/0AC_1/0AC(N) | 8102301 | no | no |  |  | no |  |  | 0 | 0 | 0 | 0
oh_line_8102301_200845234 |  | ABCN | node_8102301_200845231 | node_8102301_200845234 | 162.371 | bal_3P_4/0AC_1/0AC(N) | 8102301 | no | no |  |  | no |  |  | 0 | 0 | 0 | 0
oh_line_8102301_200845236 |  | ABCN | node_8102301_200845234 | node_8102301_200845236 | 238.157 | bal_3P_4/0AC_4/0AA(N) | 8102301 | no | no |  |  | no |  |  | 0 | 0 | 0 | 0
oh_line_8102301_200845238 |  | ABCN | node_8102301_200845236 | node_8102301_200845238 | 250.457 | bal_3P_4/0AC_4/0AA(N) | 8102301 | no | no |  |  | no |  |  | 0 | 0 | 0 | 0
oh_line_8102301_200845239 |  | ABCN | node_8102301_200845238 | node_8102301_200845239 | 243.115 | bal_3P_4/0AC_4/0AA(N) | 8102301 | no | no |  |  | no |  |  | 0 | 0 | 0 | 0
oh_line_8102301_200845240 |  | ABCN | node_8102301_200845239 | node_8102301_200845240 | 249.527 | bal_3P_4/0AC_4/0AA(N) | 8102301 | no | no |  |  | no |  |  | 0 | 0 | 0 | 0
oh_line_8102301_200845242 |  | ABCN | node_8102301_200845240 | node_8102301_200845242 | 246.764 | bal_3P_4/0AC_4/0AA(N) | 8102301 | no | no |  |  | no |  |  | 0 | 0 | 0 | 0
oh_line_8102301_200845244 |  | ABCN | node_8102301_200845242 | node_8102301_200845244 | 203.02 | bal_3P_4/0AC_4/0AA(N) | 8102301 | no | no |  |  | no |  |  | 0 | 0 | 0 | 0
oh_line_8102301_200845245 |  | AN | node_8102301_200845244 | node_intto1_8102301_200845245 | 150.208 | bal_1P_1/0AA_1/0AA(N) | 8102301 | no | no |  |  | no |  |  | 0 | 0 | 0 | 0
oh_line_8102301_200845246 |  | AN | node_8102301_200845245 | node_8102301_200845246 | 222.122 | bal_1P_1/0AA_1/0AA(N) | 8102301 | no | no |  |  | no |  |  | 0 | 0 | 0 | 0
oh_line_8102301_200845247 |  | AN | node_8102301_200845246 | node_8102301_200845247 | 422.565 | bal_1P_1/0AA_1/0AA(N) | 8102301 | no | no |  |  | no |  |  | 0 | 0 | 0 | 0
oh_line_8102301_200845248 |  | AN | node_8102301_200845247 | node_8102301_200845248 | 199.429 | bal_1P_1/0AA_1/0AA(N) | 8102301 | no | no |  |  | no |  |  | 0 | 0 | 0 | 0
oh_line_8102301_200845249 |  | AN | node_8102301_200845248 | node_8102301_200845249 | 158.714 | bal_1P_1/0AA_1/0AA(N) | 8102301 | no | no |  |  | no |  |  | 0 | 0 | 0 | 0
oh_line_8102301_200845250 |  | AN | node_8102301_200845249 | node_8102301_200845250 | 331.809 | bal_1P_1/0AA_1/0AA(N) | 8102301 | no | no |  |  | no |  |  | 0 | 0 | 0 | 0
oh_line_8102301_200845251 |  | ABCN | node_8102301_200845244 | node_8102301_200845251 | 238.535 | bal_3P_4/0AC_4/0AA(N) | 8102301 | no | no |  |  | no |  |  | 0 | 0 | 0 | 0
oh_line_8102301_200845252 |  | ABCN | node_8102301_200845251 | node_8102301_200845252 | 225.303 | bal_3P_4/0AC_4/0AA(N) | 8102301 | no | no |  |  | no |  |  | 0 | 0 | 0 | 0
oh_line_8102301_200845253 |  | ABCN | node_8102301_200845252 | node_8102301_200845253 | 224.673 | bal_3P_4/0AC_4/0AA(N) | 8102301 | no | no |  |  | no |  |  | 0 | 0 | 0 | 0
oh_line_8102301_200845254 |  | ABCN | node_8102301_200845253 | node_8102301_200845254 | 224.7 | bal_3P_4/0AC_4/0AA(N) | 8102301 | no | no |  |  | no |  |  | 0 | 0 | 0 | 0
oh_line_8102301_200845255 |  | ABCN | node_8102301_200845254 | node_8102301_200845255 | 228.184 | bal_3P_4/0AC_4/0AA(N) | 8102301 | no | no |  |  | no |  |  | 0 | 0 | 0 | 0
oh_line_8102301_200845256 |  | ABCN | node_8102301_200845255 | node_8102301_200845256 | 213.07 | bal_3P_4/0AC_4/0AA(N) | 8102301 | no | no |  |  | no |  |  | 0 | 0 | 0 | 0
oh_line_8102301_200845257 |  | ABCN | node_8102301_200845256 | node_8102301_200845257 | 193.834 | bal_3P_4/0AC_4/0AA(N) | 8102301 | no | no |  |  | no |  |  | 0 | 0 | 0 | 0
oh_line_8102301_200845259 |  | ABCN | node_8102301_200845257 | node_8102301_200845259 | 235.783 | bal_3P_4/0AC_4/0AC(N) | 8102301 | no | no |  |  | no |  |  | 0 | 0 | 0 | 0
oh_line_8102301_200845260 |  | ABCN | node_8102301_200845259 | node_8102301_200845260 | 214.83 | bal_3P_4/0AC_4/0AC(N) | 8102301 | no | no |  |  | no |  |  | 0 | 0 | 0 | 0
oh_line_8102301_200845261 |  | ABCN | node_8102301_200845260 | node_8102301_200845261 | 263.895 | bal_3P_4/0AC_4/0AA(N) | 8102301 | no | no |  |  | no |  |  | 0 | 0 | 0 | 0
oh_line_8102301_200845262 |  | ABCN | node_8102301_200845261 | node_8102301_200845262 | 259.151 | bal_3P_4/0AC_4/0AA(N) | 8102301 | no | no |  |  | no |  |  | 0 | 0 | 0 | 0
oh_line_8102301_200845263 |  | ABCN | node_8102301_200845262 | node_8102301_200845263 | 265.811 | bal_3P_4/0AC_4/0AA(N) | 8102301 | no | no |  |  | no |  |  | 0 | 0 | 0 | 0
oh_line_8102301_200845264 |  | ABCN | node_8102301_200845263 | node_8102301_200845264 | 237.042 | bal_3P_4/0AC_4/0AA(N) | 8102301 | no | no |  |  | no |  |  | 0 | 0 | 0 | 0
oh_line_8102301_200845265 |  | ABCN | node_8102301_200845264 | node_8102301_200845265 | 211.313 | bal_3P_4/0AC_4/0AA(N) | 8102301 | no | no |  |  | no |  |  | 0 | 0 | 0 | 0
oh_line_8102301_200845266 |  | ABCN | node_8102301_200845265 | node_8102301_200845266 | 234.554 | bal_3P_4/0AC_4/0AA(N) | 8102301 | no | no |  |  | no |  |  | 0 | 0 | 0 | 0
oh_line_8102301_200845268 |  | ABCN | node_8102301_200845266 | node_8102301_200845268 | 247.711 | bal_3P_4/0AC_4/0AA(N) | 8102301 | no | no |  |  | no |  |  | 0 | 0 | 0 | 0
oh_line_8102301_200845269 |  | ABCN | node_8102301_200845268 | node_8102301_200845269 | 251.908 | bal_3P_4/0AC_4/0AA(N) | 8102301 | no | no |  |  | no |  |  | 0 | 0 | 0 | 0
oh_line_8102301_200845270 |  | ABCN | node_8102301_200845269 | node_8102301_200845270 | 250.35 | bal_3P_4/0AC_4/0AA(N) | 8102301 | no | no |  |  | no |  |  | 0 | 0 | 0 | 0
oh_line_8102301_200845271 |  | ABCN | node_8102301_200845270 | node_8102301_200845271 | 248.744 | bal_3P_4/0AC_4/0AA(N) | 8102301 | no | no |  |  | no |  |  | 0 | 0 | 0 | 0
oh_line_8102301_200845272 |  | ABCN | node_8102301_200845271 | node_8102301_200845272 | 198.557 | bal_3P_4/0AC_4/0AA(N) | 8102301 | no | no |  |  | no |  |  | 0 | 0 | 0 | 0
oh_line_8102301_200845273 |  | ABCN | node_8102301_200845272 | node_8102301_200845273 | 199.328 | bal_3P_4/0AC_4/0AA(N) | 8102301 | no | no |  |  | no |  |  | 0 | 0 | 0 | 0
oh_line_8102301_200845276 |  | ABCN | node_8102301_200845273 | node_8102301_200845276 | 264.378 | bal_3P_4/0AC_4/0AA(N) | 8102301 | no | no |  |  | no |  |  | 0 | 0 | 0 | 0
oh_line_8102301_200845278 |  | ABCN | node_8102301_200845276 | node_8102301_200845278 | 246.894 | bal_3P_4/0AC_4/0AA(N) | 8102301 | no | no |  |  | no |  |  | 0 | 0 | 0 | 0
oh_line_8102301_200845279 |  | ABCN | node_8102301_200845278 | node_8102301_200845279 | 181.501 | bal_3P_4/0AC_4/0AA(N) | 8102301 | no | no |  |  | no |  |  | 0 | 0 | 0 | 0
oh_line_8102301_200845280 |  | ABCN | node_8102301_200845279 | node_8102301_200845280 | 254.752 | bal_3P_4/0AC_4/0AA(N) | 8102301 | no | no |  |  | no |  |  | 0 | 0 | 0 | 0
oh_line_8102301_200845281 |  | ABCN | node_8102301_200845280 | node_8102301_200845281 | 236.067 | bal_3P_4/0AC_4/0AA(N) | 8102301 | no | no |  |  | no |  |  | 0 | 0 | 0 | 0
oh_line_8102301_200845283 |  | ABCN | node_8102301_201063913 | node_8102301_200845283 | 185.127 | bal_3P_4/0AC_4/0AA(N) | 8102301 | no | no |  |  | no |  |  | 0 | 0 | 0 | 0
oh_line_8102301_200845284 |  | ABCN | node_8102301_200845283 | node_8102301_200845284 | 186.41 | bal_3P_4/0AC_4/0AA(N) | 8102301 | no | no |  |  | no |  |  | 0 | 0 | 0 | 0
oh_line_8102301_200845285 |  | ABCN | node_8102301_200845284 | node_8102301_200845285 | 194.165 | bal_3P_4/0AC_4/0AA(N) | 8102301 | no | no |  |  | no |  |  | 0 | 0 | 0 | 0
oh_line_8102301_200845287 |  | ABCN | node_8102301_200845285 | node_8102301_200845287 | 233.168 | bal_3P_4/0AC_4/0AA(N) | 8102301 | no | no |  |  | no |  |  | 0 | 0 | 0 | 0
oh_line_8102301_200845288 |  | ABCN | node_8102301_200845287 | node_8102301_200845288 | 202.151 | bal_3P_4/0AC_4/0AA(N) | 8102301 | no | no |  |  | no |  |  | 0 | 0 | 0 | 0
oh_line_8102301_200845289 |  | ABCN | node_8102301_200845288 | node_8102301_200845289 | 185.642 | bal_3P_4/0AC_4/0AA(N) | 8102301 | no | no |  |  | no |  |  | 0 | 0 | 0 | 0
oh_line_8102301_200845290 |  | ABCN | node_8102301_200845289 | node_8102301_200845290 | 193.784 | bal_3P_4/0AC_4/0AA(N) | 8102301 | no | no |  |  | no |  |  | 0 | 0 | 0 | 0
oh_line_8102301_200845291 |  | ABCN | node_8102301_200845290 | node_8102301_200845291 | 195.699 | bal_3P_4/0AC_4/0AA(N) | 8102301 | no | no |  |  | no |  |  | 0 | 0 | 0 | 0
oh_line_8102301_200845294 |  | ABCN | node_8102301_200845291 | node_8102301_200845294 | 207.236 | bal_3P_4/0AC_4/0AA(N) | 8102301 | no | no |  |  | no |  |  | 0 | 0 | 0 | 0
oh_line_8102301_200845296 |  | ABCN | node_8102301_200875486 | node_8102301_200845296 | 258.214 | bal_3P_477AL_4/0AC(N) | 8102301 | no | no |  |  | no |  |  | 0 | 0 | 0 | 0
oh_line_8102301_200845297 |  | ABCN | node_8102301_200845296 | node_8102301_200845297 | 244.729 | bal_3P_477AL_4/0AC(N) | 8102301 | no | no |  |  | no |  |  | 0 | 0 | 0 | 0
oh_line_8102301_200845298 |  | ABCN | node_8102301_200845297 | node_8102301_200845298 | 245.413 | bal_3P_477AL_4/0AC(N) | 8102301 | no | no |  |  | no |  |  | 0 | 0 | 0 | 0
oh_line_8102301_200845299 |  | ABCN | node_8102301_200845298 | node_8102301_200845299 | 250.13 | bal_3P_477AL_4/0AC(N) | 8102301 | no | no |  |  | no |  |  | 0 | 0 | 0 | 0
oh_line_8102301_200845302 |  | ABCN | node_8102301_200845299 | node_8102301_200845302 | 148.491 | bal_3P_477AL_4/0AC(N) | 8102301 | no | no |  |  | no |  |  | 0 | 0 | 0 | 0
oh_line_8102301_200845303 |  | ABCN | node_8102301_200845302 | node_8102301_200845303 | 237.65 | bal_3P_477AL_4/0AC(N) | 8102301 | no | no |  |  | no |  |  | 0 | 0 | 0 | 0
oh_line_8102301_200845304 |  | AN | node_8102301_200845303 | node_8102301_200845304 | 190.012 | bal_1P_2AC_2AC(N) | 8102301 | no | no |  |  | no |  |  | 0 | 0 | 0 | 0
oh_line_8102301_200845305 |  | ABCN | node_8102301_200845303 | node_8102301_200845305 | 246.751 | bal_3P_477AL_4/0AC(N) | 8102301 | no | no |  |  | no |  |  | 0 | 0 | 0 | 0
oh_line_8102301_200845307 |  | ABCN | node_8102301_200845305 | node_8102301_200845307 | 207.556 | bal_3P_477AL_4/0AC(N) | 8102301 | no | no |  |  | no |  |  | 0 | 0 | 0 | 0
oh_line_8102301_200845308 |  | ABCN | node_8102301_200845307 | node_8102301_200845308 | 264.866 | bal_3P_477AL_4/0AC(N) | 8102301 | no | no |  |  | no |  |  | 0 | 0 | 0 | 0
oh_line_8102301_200845309 |  | ABCN | node_8102301_200845308 | node_8102301_200845309 | 289.794 | bal_3P_477AL_4/0AC(N) | 8102301 | no | no |  |  | no |  |  | 0 | 0 | 0 | 0
oh_line_8102301_200845310 |  | ABCN | node_8102301_200845309 | node_8102301_200845310 | 197.218 | bal_3P_477AL_4/0AC(N) | 8102301 | no | no |  |  | no |  |  | 0 | 0 | 0 | 0
oh_line_8102301_200845312 |  | ABCN | node_8102301_200845310 | node_8102301_200845312 | 215.863 | bal_3P_477AL_4/0AC(N) | 8102301 | no | no |  |  | no |  |  | 0 | 0 | 0 | 0
oh_line_8102301_200845313 |  | ABCN | node_8102301_200845312 | node_8102301_200845313 | 230.016 | bal_3P_477AL_4/0AC(N) | 8102301 | no | no |  |  | no |  |  | 0 | 0 | 0 | 0
oh_line_8102301_200845314 |  | AN | node_8102301_200845313 | node_intto1_8102301_200845314 | 242.115 | bal_1P_1/0AA_1/0AA(N) | 8102301 | no | no |  |  | no |  |  | 0 | 0 | 0 | 0
oh_line_8102301_200845315 |  | ABCN | node_8102301_200845313 | node_8102301_200845315 | 250.864 | bal_3P_477AL_4/0AC(N) | 8102301 | no | no |  |  | no |  |  | 0 | 0 | 0 | 0
oh_line_8102301_200845316 |  | ABCN | node_8102301_200845315 | node_8102301_200845316 | 189.077 | bal_3P_477AL_4/0AC(N) | 8102301 | no | no |  |  | no |  |  | 0 | 0 | 0 | 0
oh_line_8102301_200845319 |  | ABCN | node_8102301_200845316 | node_8102301_200845319 | 212.451 | bal_3P_477AL_4/0AC(N) | 8102301 | no | no |  |  | no |  |  | 0 | 0 | 0 | 0
oh_line_8102301_200845320 |  | ABCN | node_8102301_200845319 | node_8102301_200845320 | 271.877 | bal_3P_477AL_4/0AC(N) | 8102301 | no | no |  |  | no |  |  | 0 | 0 | 0 | 0
oh_line_8102301_200845322 |  | ABCN | node_8102301_200845320 | node_8102301_200845322 | 219.045 | bal_3P_477AL_4/0AC(N) | 8102301 | no | no |  |  | no |  |  | 0 | 0 | 0 | 0
oh_line_8102301_200845323 |  | ABCN | node_8102301_200845322 | node_8102301_200845323 | 226.976 | bal_3P_477AL_4/0AC(N) | 8102301 | no | no |  |  | no |  |  | 0 | 0 | 0 | 0
oh_line_8102301_200845324 |  | ABCN | node_8102301_200845323 | node_8102301_200845324 | 251.287 | bal_3P_477AL_4/0AC(N) | 8102301 | no | no |  |  | no |  |  | 0 | 0 | 0 | 0
oh_line_8102301_200845325 |  | ABCN | node_8102301_200845324 | node_8102301_200845325 | 238.375 | bal_3P_477AL_4/0AC(N) | 8102301 | no | no |  |  | no |  |  | 0 | 0 | 0 | 0
oh_line_8102301_200845326 |  | ABCN | node_8102301_200845325 | node_intto1_8102301_200845326 | 242.519 | bal_3P_477AL_4/0AC(N) | 8102301 | no | no |  |  | no |  |  | 0 | 0 | 0 | 0
oh_line_8102301_200845327 |  | AN | node_8102301_200845326 | node_intto1_8102301_200845327 | 215.722 | bal_1P_1/0AC_1/0AC(N) | 8102301 | no | no |  |  | no |  |  | 0 | 0 | 0 | 0
oh_line_8102301_200845328 |  | ABCN | node_8102301_200845326 | node_8102301_200845328 | 228.857 | bal_3P_477AL_4/0AC(N) | 8102301 | no | no |  |  | no |  |  | 0 | 0 | 0 | 0
oh_line_8102301_200845329 |  | ABCN | node_8102301_200845328 | node_8102301_200845329 | 266.14 | bal_3P_477AL_4/0AC(N) | 8102301 | no | no |  |  | no |  |  | 0 | 0 | 0 | 0
oh_line_8102301_200845330 |  | AN | node_8102301_200845329 | node_intto1_8102301_200845330 | 191.897 | bal_1P_1/0AA_1/0AA(N) | 8102301 | no | no |  |  | no |  |  | 0 | 0 | 0 | 0
oh_line_8102301_200845331 |  | ABCN | node_8102301_200845329 | node_8102301_200845331 | 260.705 | bal_3P_477AL_4/0AC(N) | 8102301 | no | no |  |  | no |  |  | 0 | 0 | 0 | 0
oh_line_8102301_200845332 |  | ABCN | node_8102301_200845331 | node_8102301_200845332 | 277.351 | bal_3P_477AL_4/0AC(N) | 8102301 | no | no |  |  | no |  |  | 0 | 0 | 0 | 0
oh_line_8102301_200845333 |  | ABCN | node_8102301_200845332 | node_8102301_200845333 | 272.074 | bal_3P_477AL_4/0AC(N) | 8102301 | no | no |  |  | no |  |  | 0 | 0 | 0 | 0
oh_line_8102301_200845334 |  | ABCN | node_8102301_200845333 | node_8102301_200845334 | 182.117 | bal_3P_477AL_4/0AC(N) | 8102301 | no | no |  |  | no |  |  | 0 | 0 | 0 | 0
oh_line_8102301_200845335 |  | ABCN | node_8102301_200845334 | node_8102301_200845335 | 249.851 | bal_3P_477AL_4/0AC(N) | 8102301 | no | no |  |  | no |  |  | 0 | 0 | 0 | 0
oh_line_8102301_200845337 |  | ABCN | node_8102301_200845335 | node_8102301_200845337 | 239.806 | bal_3P_477AL_4/0AC(N) | 8102301 | no | no |  |  | no |  |  | 0 | 0 | 0 | 0
oh_line_8102301_200845338 |  | AN | node_8102301_200845337 | node_intto1_8102301_200845338 | 91.884 | bal_1P_1/0AA_1/0AA(N) | 8102301 | no | no |  |  | no |  |  | 0 | 0 | 0 | 0
oh_line_8102301_200845339 |  | ABCN | node_8102301_200845337 | node_8102301_200845339 | 264.056 | bal_3P_477AL_4/0AC(N) | 8102301 | no | no |  |  | no |  |  | 0 | 0 | 0 | 0
oh_line_8102301_200845340 |  | ABCN | node_8102301_200845339 | node_8102301_200845340 | 262.021 | bal_3P_477AL_4/0AC(N) | 8102301 | no | no |  |  | no |  |  | 0 | 0 | 0 | 0
oh_line_8102301_200845344 |  | ABCN | node_8102301_201010022 | node_8102301_200845344 | 149.272 | bal_3P_477AL_4/0AL(N) | 8102301 | no | no |  |  | no |  |  | 0 | 0 | 0 | 0
oh_line_8102301_200845346 |  | ABCN | node_8102301_200845344 | node_8102301_200845346 | 166.121 | bal_3P_4/0AC_4/0AL(N) | 8102301 | no | no |  |  | no |  |  | 0 | 0 | 0 | 0
oh_line_8102301_200845348 |  | ABCN | node_8102301_200845346 | node_8102301_200845348 | 181.268 | bal_3P_4/0AC_4/0AL(N) | 8102301 | no | no |  |  | no |  |  | 0 | 0 | 0 | 0
oh_line_8102301_200845349 |  | ABCN | node_8102301_200845348 | node_8102301_200845349 | 174.296 | bal_3P_4/0AC_4/0AL(N) | 8102301 | no | no |  |  | no |  |  | 0 | 0 | 0 | 0
oh_line_8102301_200845352 |  | ABCN | node_8102301_200845349 | node_8102301_200845352 | 208.686 | bal_3P_4/0AC_4/0AL(N) | 8102301 | no | no |  |  | no |  |  | 0 | 0 | 0 | 0
oh_line_8102301_200845353 |  | ABCN | node_8102301_200845352 | node_8102301_200845353 | 235.91 | bal_3P_4/0AC_4/0AC(N) | 8102301 | no | no |  |  | no |  |  | 0 | 0 | 0 | 0
oh_line_8102301_200845356 |  | ABCN | node_8102301_200845353 | node_8102301_200845356 | 158.82 | bal_3P_4/0AC_4/0AC(N) | 8102301 | no | no |  |  | no |  |  | 0 | 0 | 0 | 0
oh_line_8102301_200845357 |  | ABCN | node_8102301_200845356 | node_8102301_200845357 | 205.193 | bal_3P_4/0AC_4/0AL(N) | 8102301 | no | no |  |  | no |  |  | 0 | 0 | 0 | 0
oh_line_8102301_200845358 |  | ABCN | node_8102301_200845357 | node_8102301_200845358 | 224.792 | bal_3P_4/0AC_4/0AC(N) | 8102301 | no | no |  |  | no |  |  | 0 | 0 | 0 | 0
oh_line_8102301_200845359 |  | ABCN | node_8102301_200845358 | node_intto1_8102301_200845359 | 246.62 | bal_3P_477AL_4/0AA(N) | 8102301 | no | no |  |  | no |  |  | 0 | 0 | 0 | 0
oh_line_8102301_200845360-1 |  | ABCN | node_8102301_200845359 | node_intto1_311906447 | 5.517 | bal_3P_477AL_4/0AA(N) | 8102301 | no | no |  |  | no |  |  | 0 | 0 | 0 | 0
oh_line_8102301_200845360-2 |  | ABCN | node_311906447 | node_intto1_311916331 | 4.682 | bal_3P_477AL_4/0AA(N) | 8102301 | no | no |  |  | no |  |  | 0 | 0 | 0 | 0
oh_line_8102301_200845360-3 |  | ABCN | node_311916331 | node_intto1_422X6-220417396 | 3.78 | bal_3P_477AL_4/0AA(N) | 8102301 | no | no |  |  | no |  |  | 0 | 0 | 0 | 0
oh_line_8102301_200845360-4 |  | ABCN | node_422X6-220417396 | node_8102301_200845360 | 219.615 | bal_3P_477AL_4/0AA(N) | 8102301 | no | no |  |  | no |  |  | 0 | 0 | 0 | 0
oh_line_8102301_200845362-1 |  | ABCN | node_8102301_200981076 | node_intto1_220657367 | 4.998 | bal_3P_477AL_4/0AA(N) | 8102301 | no | no |  |  | no |  |  | 0 | 0 | 0 | 0
oh_line_8102301_200845362-2 |  | ABCN | node_220657367 | node_intto1_220547803 | 4.998 | bal_3P_477AL_4/0AA(N) | 8102301 | no | no |  |  | no |  |  | 0 | 0 | 0 | 0
oh_line_8102301_200845362-3 |  | ABCN | node_220547803 | node_8102301_200845362 | 94.121 | bal_3P_477AL_4/0AA(N) | 8102301 | no | no |  |  | no |  |  | 0 | 0 | 0 | 0
oh_line_8102301_200845363 |  | ABCN | node_8102301_200845362 | node_8102301_200845363 | 157.504 | bal_3P_477AL_4/0AA(N) | 8102301 | no | no |  |  | no |  |  | 0 | 0 | 0 | 0
oh_line_8102301_200845364 |  | ABCN | node_8102301_200845363 | node_8102301_200845364 | 201.217 | bal_3P_477AL_4/0AA(N) | 8102301 | no | no |  |  | no |  |  | 0 | 0 | 0 | 0
oh_line_8102301_200845366 |  | ABCN | node_8102301_200845364 | node_8102301_200845366 | 150.812 | bal_3P_477AL_4/0AA(N) | 8102301 | no | no |  |  | no |  |  | 0 | 0 | 0 | 0
oh_line_8102301_200845367 |  | ABCN | node_8102301_200845366 | node_8102301_200845367 | 222.872 | bal_3P_477AL_4/0AA(N) | 8102301 | no | no |  |  | no |  |  | 0 | 0 | 0 | 0
oh_line_8102301_200845369 |  | AN | node_8102301_200845367 | node_8102301_200845369 | 269.217 | bal_1P_2AC_2AC(N) | 8102301 | no | no |  |  | no |  |  | 0 | 0 | 0 | 0
oh_line_8102301_200845371 |  | ABCN | node_8102301_200845367 | node_8102301_200845371 | 146.41 | bal_3P_477AL_4/0AA(N) | 8102301 | no | no |  |  | no |  |  | 0 | 0 | 0 | 0
oh_line_8102301_200845372 |  | ABCN | node_8102301_200845371 | node_8102301_200845372 | 277.472 | bal_3P_4/0AA_4/0AA(N) | 8102301 | no | no |  |  | no |  |  | 0 | 0 | 0 | 0
oh_line_8102301_200845373 |  | ABCN | node_8102301_200845372 | node_8102301_200845373 | 330.517 | bal_3P_4/0AA_4/0AA(N) | 8102301 | no | no |  |  | no |  |  | 0 | 0 | 0 | 0
oh_line_8102301_200845374 |  | ABCN | node_8102301_200845373 | node_8102301_200845374 | 330.738 | bal_3P_4/0AA_4/0AA(N) | 8102301 | no | no |  |  | no |  |  | 0 | 0 | 0 | 0
oh_line_8102301_200845375 |  | ABCN | node_8102301_200845374 | node_8102301_200845375 | 279.91 | bal_3P_4/0AA_4/0AA(N) | 8102301 | no | no |  |  | no |  |  | 0 | 0 | 0 | 0
oh_line_8102301_200845376 |  | ABCN | node_8102301_200845375 | node_8102301_200845376 | 130.856 | bal_3P_4/0AA_4/0AA(N) | 8102301 | no | no |  |  | no |  |  | 0 | 0 | 0 | 0
oh_line_8102301_200845377 |  | ABCN | node_8102301_200845376 | node_8102301_200845377 | 339.238 | bal_3P_4/0AA_4/0AA(N) | 8102301 | no | no |  |  | no |  |  | 0 | 0 | 0 | 0
oh_line_8102301_200845378 |  | ABCN | node_8102301_200845377 | node_8102301_200845378 | 282.392 | bal_3P_4/0AC_4/0AA(N) | 8102301 | no | no |  |  | no |  |  | 0 | 0 | 0 | 0
oh_line_8102301_200845379 |  | ABCN | node_8102301_200845378 | node_8102301_200845379 | 236.521 | bal_3P_4/0AC_4/0AA(N) | 8102301 | no | no |  |  | no |  |  | 0 | 0 | 0 | 0
oh_line_8102301_200845380 |  | AN | node_8102301_200845456 | node_8102301_200845380 | 248.093 | bal_1P_2AC_2AC(N) | 8102301 | no | no |  |  | no |  |  | 0 | 0 | 0 | 0
oh_line_8102301_200845381 |  | AN | node_8102301_200845481 | node_8102301_200845381 | 368.287 | bal_1P_1/0AC_1/0AC(N) | 8102301 | no | no |  |  | no |  |  | 0 | 0 | 0 | 0
oh_line_8102301_200845383 |  | AD | node_8102301_200845581 | node_8102301_200845383 | 223.757 | bal_1P_4/0AC | 8102301 | no | no |  |  | no |  |  | 0 | 0 | 0 | 0
oh_line_8102301_200845384 |  | AD | node_8102301_200845383 | node_8102301_200845384 | 203.017 | bal_1P_4/0AC | 8102301 | no | no |  |  | no |  |  | 0 | 0 | 0 | 0
oh_line_8102301_200845386 |  | AD | node_8102301_200845384 | node_8102301_200845386 | 172.907 | bal_1P_2AC | 8102301 | no | no |  |  | no |  |  | 0 | 0 | 0 | 0
oh_line_8102301_200845387 |  | AD | node_8102301_200845386 | node_8102301_200845387 | 147.374 | bal_1P_2AC | 8102301 | no | no |  |  | no |  |  | 0 | 0 | 0 | 0
oh_line_8102301_200845388 |  | AD | node_8102301_200845387 | node_8102301_200845388 | 133.978 | bal_1P_2AC | 8102301 | no | no |  |  | no |  |  | 0 | 0 | 0 | 0
oh_line_8102301_200845392 |  | AD | node_8102301_200845388 | node_8102301_200845392 | 263.36 | bal_1P_2AC | 8102301 | no | no |  |  | no |  |  | 0 | 0 | 0 | 0
oh_line_8102301_200845394 |  | AD | node_8102301_200845392 | node_intto1_8102301_200845394 | 200.794 | bal_1P_2AC | 8102301 | no | no |  |  | no |  |  | 0 | 0 | 0 | 0
oh_line_8102301_200845395 |  | AD | node_8102301_200845394 | node_8102301_200845395 | 173.58 | bal_1P_2AC | 8102301 | no | no |  |  | no |  |  | 0 | 0 | 0 | 0
oh_line_8102301_200845396 |  | AD | node_8102301_200845395 | node_8102301_200845396 | 439.224 | bal_1P_2AC | 8102301 | no | no |  |  | no |  |  | 0 | 0 | 0 | 0
oh_line_8102301_200845397 |  | AD | node_8102301_200845396 | node_8102301_200845397 | 130.721 | bal_1P_2AC | 8102301 | no | no |  |  | no |  |  | 0 | 0 | 0 | 0
oh_line_8102301_200845398 |  | AD | node_8102301_200845397 | node_8102301_200845398 | 271.693 | bal_1P_2AC | 8102301 | no | no |  |  | no |  |  | 0 | 0 | 0 | 0
oh_line_8102301_200845399 |  | AD | node_8102301_200845398 | node_8102301_200845399 | 268.065 | bal_1P_2AC | 8102301 | no | no |  |  | no |  |  | 0 | 0 | 0 | 0
oh_line_8102301_200845400 |  | AD | node_8102301_200845399 | node_8102301_200845400 | 241.455 | bal_1P_2AC | 8102301 | no | no |  |  | no |  |  | 0 | 0 | 0 | 0
oh_line_8102301_200845401 |  | AD | node_8102301_200845400 | node_8102301_200845401 | 261.714 | bal_1P_2AC | 8102301 | no | no |  |  | no |  |  | 0 | 0 | 0 | 0
oh_line_8102301_200845402 |  | AD | node_8102301_200845401 | node_8102301_200845402 | 164.649 | bal_1P_2AC | 8102301 | no | no |  |  | no |  |  | 0 | 0 | 0 | 0
oh_line_8102301_200845404 |  | AD | node_8102301_200845402 | node_intto1_8102301_200845404 | 362.348 | bal_1P_2AC | 8102301 | no | no |  |  | no |  |  | 0 | 0 | 0 | 0
oh_line_8102301_200845405 |  | AD | node_8102301_200845404 | node_intto1_8102301_200845405 | 302.481 | bal_1P_1/0AC | 8102301 | no | no |  |  | no |  |  | 0 | 0 | 0 | 0
oh_line_8102301_200845406 |  | AD | node_8102301_200845405 | node_8102301_200845406 | 206.613 | bal_1P_1/0AC | 8102301 | no | no |  |  | no |  |  | 0 | 0 | 0 | 0
oh_line_8102301_200845407 |  | AD | node_8102301_200845406 | node_8102301_200845407 | 198.59 | bal_1P_1/0AA | 8102301 | no | no |  |  | no |  |  | 0 | 0 | 0 | 0
oh_line_8102301_200845408 |  | AD | node_8102301_200845407 | node_8102301_200845408 | 249.84 | bal_1P_1/0AA | 8102301 | no | no |  |  | no |  |  | 0 | 0 | 0 | 0
oh_line_8102301_200845409 |  | AD | node_8102301_200845404 | node_8102301_200845409 | 217.747 | bal_1P_2AC | 8102301 | no | no |  |  | no |  |  | 0 | 0 | 0 | 0
oh_line_8102301_200845413 |  | AD | node_8102301_200845409 | node_8102301_200845413 | 319.305 | bal_1P_2AC | 8102301 | no | no |  |  | no |  |  | 0 | 0 | 0 | 0
oh_line_8102301_200845414 |  | AD | node_8102301_200845413 | node_8102301_200845414 | 335.158 | bal_1P_2AC | 8102301 | no | no |  |  | no |  |  | 0 | 0 | 0 | 0
oh_line_8102301_200845415 |  | AD | node_8102301_200845414 | node_8102301_200845415 | 181.821 | bal_1P_2AC | 8102301 | no | no |  |  | no |  |  | 0 | 0 | 0 | 0
oh_line_8102301_200845417 |  | AD | node_8102301_200845415 | node_8102301_200845417 | 142.195 | bal_1P_1/0AA | 8102301 | no | no |  |  | no |  |  | 0 | 0 | 0 | 0
oh_line_8102301_200845418 |  | AD | node_8102301_200845417 | node_8102301_200845418 | 366.091 | bal_1P_1/0AA | 8102301 | no | no |  |  | no |  |  | 0 | 0 | 0 | 0
oh_line_8102301_200845419 |  | AD | node_8102301_200845415 | node_8102301_200845419 | 296.276 | bal_1P_2AC | 8102301 | no | no |  |  | no |  |  | 0 | 0 | 0 | 0
oh_line_8102301_200845420 |  | AD | node_8102301_200845418 | node_8102301_200845420 | 358.005 | bal_1P_1/0AA | 8102301 | no | no |  |  | no |  |  | 0 | 0 | 0 | 0
oh_line_8102301_200845421 |  | AD | node_8102301_200845424 | node_8102301_200845421 | 230.91 | bal_1P_2AC | 8102301 | no | no |  |  | no |  |  | 0 | 0 | 0 | 0
oh_line_8102301_200845423 |  | AD | node_8102301_200845421 | node_8102301_200845423 | 296.406 | bal_1P_2AC | 8102301 | no | no |  |  | no |  |  | 0 | 0 | 0 | 0
oh_line_8102301_200845424 |  | AD | node_8102301_200845420 | node_8102301_200845424 | 225.35 | bal_1P_1/0AA | 8102301 | no | no |  |  | no |  |  | 0 | 0 | 0 | 0
oh_line_8102301_200845425 |  | AD | node_8102301_200845424 | node_8102301_200845425 | 293.026 | bal_1P_1/0AA | 8102301 | no | no |  |  | no |  |  | 0 | 0 | 0 | 0
oh_line_8102301_200845426 |  | AD | node_8102301_200845425 | node_8102301_200845426 | 254.233 | bal_1P_2AC | 8102301 | no | no |  |  | no |  |  | 0 | 0 | 0 | 0
oh_line_8102301_200845427 |  | AD | node_8102301_200845426 | node_8102301_200845427 | 314.685 | bal_1P_2AC | 8102301 | no | no |  |  | no |  |  | 0 | 0 | 0 | 0
oh_line_8102301_200845428 |  | AD | node_8102301_200845427 | node_8102301_200845428 | 237.419 | bal_1P_2AC | 8102301 | no | no |  |  | no |  |  | 0 | 0 | 0 | 0
oh_line_8102301_200845429 |  | AD | node_8102301_200845427 | node_8102301_200845429 | 363.88 | bal_1P_1/0AC | 8102301 | no | no |  |  | no |  |  | 0 | 0 | 0 | 0
oh_line_8102301_200845430 |  | AD | node_8102301_200845427 | node_8102301_200845430 | 130.715 | bal_1P_2AC | 8102301 | no | no |  |  | no |  |  | 0 | 0 | 0 | 0
oh_line_8102301_200845431 |  | AD | node_8102301_200845430 | node_8102301_200845431 | 275.049 | bal_1P_2AC | 8102301 | no | no |  |  | no |  |  | 0 | 0 | 0 | 0
oh_line_8102301_200845433 |  | AD | node_8102301_200845431 | node_8102301_200845433 | 204.822 | bal_1P_2AC | 8102301 | no | no |  |  | no |  |  | 0 | 0 | 0 | 0
oh_line_8102301_200845434 |  | AD | node_8102301_200845433 | node_8102301_200845434 | 213.678 | bal_1P_1/0AA | 8102301 | no | no |  |  | no |  |  | 0 | 0 | 0 | 0
oh_line_8102301_200845435 |  | AD | node_8102301_200845433 | node_8102301_200845435 | 267.908 | bal_1P_2AC | 8102301 | no | no |  |  | no |  |  | 0 | 0 | 0 | 0
oh_line_8102301_200845439 |  | ABN | node_8102301_200846707 | node_8102301_200845439 | 82.811 | bal_2P_1/0AA_1/0AA(N) | 8102301 | no | no |  |  | no |  |  | 0 | 0 | 0 | 0
oh_line_8102301_200845440 |  | ABN | node_8102301_200845439 | node_8102301_200845440 | 238.959 | bal_2P_1/0AA_1/0AA(N) | 8102301 | no | no |  |  | no |  |  | 0 | 0 | 0 | 0
oh_line_8102301_200845441 |  | ABN | node_8102301_200845440 | node_8102301_200845441 | 205.503 | bal_2P_1/0AA_1/0AA(N) | 8102301 | no | no |  |  | no |  |  | 0 | 0 | 0 | 0
oh_line_8102301_200845442 |  | ABN | node_8102301_200845441 | node_8102301_200845442 | 277.208 | bal_2P_1/0AA_1/0AA(N) | 8102301 | no | no |  |  | no |  |  | 0 | 0 | 0 | 0
oh_line_8102301_200845443 |  | ABN | node_8102301_200845442 | node_8102301_200845443 | 274.898 | bal_2P_1/0AA_1/0AA(N) | 8102301 | no | no |  |  | no |  |  | 0 | 0 | 0 | 0
oh_line_8102301_200845444 |  | ABN | node_8102301_200845443 | node_8102301_200845444 | 268.197 | bal_2P_1/0AA_1/0AA(N) | 8102301 | no | no |  |  | no |  |  | 0 | 0 | 0 | 0
oh_line_8102301_200845445 |  | ABN | node_8102301_200845444 | node_8102301_200845445 | 265.191 | bal_2P_1/0AA_1/0AA(N) | 8102301 | no | no |  |  | no |  |  | 0 | 0 | 0 | 0
oh_line_8102301_200845446 |  | ABN | node_8102301_200845445 | node_8102301_200845446 | 318.419 | bal_2P_1/0AA_1/0AA(N) | 8102301 | no | no |  |  | no |  |  | 0 | 0 | 0 | 0
oh_line_8102301_200845447 |  | ABN | node_8102301_200845446 | node_8102301_200845447 | 341.164 | bal_2P_1/0AA_1/0AA(N) | 8102301 | no | no |  |  | no |  |  | 0 | 0 | 0 | 0
oh_line_8102301_200845448 |  | ABN | node_8102301_200845447 | node_8102301_200845448 | 235.264 | bal_2P_1/0AA_1/0AA(N) | 8102301 | no | no |  |  | no |  |  | 0 | 0 | 0 | 0
oh_line_8102301_200845449 |  | ABN | node_8102301_200845448 | node_8102301_200845449 | 261.3 | bal_2P_1/0AA_1/0AA(N) | 8102301 | no | no |  |  | no |  |  | 0 | 0 | 0 | 0
oh_line_8102301_200845450 |  | ABN | node_8102301_200845449 | node_8102301_200845450 | 179.783 | bal_2P_1/0AA_1/0AA(N) | 8102301 | no | no |  |  | no |  |  | 0 | 0 | 0 | 0
oh_line_8102301_200845451 |  | ABN | node_8102301_200845450 | node_8102301_200845451 | 397.164 | bal_2P_1/0AA_1/0AA(N) | 8102301 | no | no |  |  | no |  |  | 0 | 0 | 0 | 0
oh_line_8102301_200845453 |  | ABN | node_8102301_200845449 | node_8102301_200845453 | 262.587 | bal_2P_1/0AA_1/0AA(N) | 8102301 | no | no |  |  | no |  |  | 0 | 0 | 0 | 0
oh_line_8102301_200845454 |  | ABN | node_8102301_200845453 | node_8102301_200845454 | 184.636 | bal_2P_1/0AA_1/0AA(N) | 8102301 | no | no |  |  | no |  |  | 0 | 0 | 0 | 0
oh_line_8102301_200845455 |  | ABN | node_8102301_200845454 | node_8102301_200845455 | 303.057 | bal_2P_1/0AA_1/0AA(N) | 8102301 | no | no |  |  | no |  |  | 0 | 0 | 0 | 0
oh_line_8102301_200845456 |  | AN | node_8102301_200845455 | node_8102301_200845456 | 241.876 | bal_1P_2AC_2AC(N) | 8102301 | no | no |  |  | no |  |  | 0 | 0 | 0 | 0
oh_line_8102301_200845457 |  | ABN | node_8102301_200845455 | node_8102301_200845457 | 149.593 | bal_2P_1/0AA_1/0AA(N) | 8102301 | no | no |  |  | no |  |  | 0 | 0 | 0 | 0
oh_line_8102301_200845458 |  | ABN | node_8102301_200845457 | node_8102301_200845458 | 251.956 | bal_2P_1/0AA_1/0AA(N) | 8102301 | no | no |  |  | no |  |  | 0 | 0 | 0 | 0
oh_line_8102301_200845459 |  | ABN | node_8102301_200845458 | node_8102301_200845459 | 256.257 | bal_2P_1/0AA_1/0AA(N) | 8102301 | no | no |  |  | no |  |  | 0 | 0 | 0 | 0
oh_line_8102301_200845460 |  | AN | node_8102301_200845459 | node_8102301_200845460 | 239.995 | bal_1P_1/0AA_1/0AA(N) | 8102301 | no | no |  |  | no |  |  | 0 | 0 | 0 | 0
oh_line_8102301_200845461 |  | AN | node_8102301_200845460 | node_8102301_200845461 | 105.878 | bal_1P_1/0AA_1/0AA(N) | 8102301 | no | no |  |  | no |  |  | 0 | 0 | 0 | 0
oh_line_8102301_200845462 |  | AN | node_8102301_200845461 | node_8102301_200845462 | 372.768 | bal_1P_1/0AA_1/0AA(N) | 8102301 | no | no |  |  | no |  |  | 0 | 0 | 0 | 0
oh_line_8102301_200845463 |  | ABN | node_8102301_200845459 | node_8102301_200845463 | 116.664 | bal_2P_1/0AA_1/0AA(N) | 8102301 | no | no |  |  | no |  |  | 0 | 0 | 0 | 0
oh_line_8102301_200845464 |  | ABN | node_8102301_200845463 | node_8102301_200845464 | 139.664 | bal_2P_1/0AA_1/0AA(N) | 8102301 | no | no |  |  | no |  |  | 0 | 0 | 0 | 0
oh_line_8102301_200845465 |  | ABN | node_8102301_200845464 | node_8102301_200845465 | 246.594 | bal_2P_1/0AA_1/0AA(N) | 8102301 | no | no |  |  | no |  |  | 0 | 0 | 0 | 0
oh_line_8102301_200845466 |  | AN | node_8102301_200845465 | node_8102301_200845466 | 157.617 | bal_1P_1/0AA_1/0AA(N) | 8102301 | no | no |  |  | no |  |  | 0 | 0 | 0 | 0
oh_line_8102301_200845467 |  | AN | node_8102301_200845466 | node_8102301_200845467 | 173.016 | bal_1P_1/0AA_1/0AA(N) | 8102301 | no | no |  |  | no |  |  | 0 | 0 | 0 | 0
oh_line_8102301_200845468 |  | AN | node_8102301_200845467 | node_8102301_200845468 | 127.934 | bal_1P_1/0AC_1/0AC(N) | 8102301 | no | no |  |  | no |  |  | 0 | 0 | 0 | 0
oh_line_8102301_200845469 |  | AN | node_8102301_200845467 | node_8102301_200845469 | 293.923 | bal_1P_1/0AA_1/0AA(N) | 8102301 | no | no |  |  | no |  |  | 0 | 0 | 0 | 0
oh_line_8102301_200845472 |  | ABN | node_8102301_200845465 | node_8102301_200845472 | 369.636 | bal_2P_1/0AA_1/0AA(N) | 8102301 | no | no |  |  | no |  |  | 0 | 0 | 0 | 0
oh_line_8102301_200845473 |  | ABN | node_8102301_200845472 | node_8102301_200845473 | 381.584 | bal_2P_1/0AA_1/0AA(N) | 8102301 | no | no |  |  | no |  |  | 0 | 0 | 0 | 0
oh_line_8102301_200845475 |  | AN | node_8102301_200845473 | node_8102301_200845475 | 273.226 | bal_1P_1/0AC_1/0AC(N) | 8102301 | no | no |  |  | no |  |  | 0 | 0 | 0 | 0
oh_line_8102301_200845476 |  | ABN | node_8102301_200845473 | node_8102301_200845476 | 365.576 | bal_2P_1/0AA_1/0AA(N) | 8102301 | no | no |  |  | no |  |  | 0 | 0 | 0 | 0
oh_line_8102301_200845477 |  | AN | node_8102301_200845476 | node_8102301_200845477 | 357.262 | bal_1P_1/0AA_1/0AA(N) | 8102301 | no | no |  |  | no |  |  | 0 | 0 | 0 | 0
oh_line_8102301_200845478 |  | AN | node_8102301_200845477 | node_8102301_200845478 | 340.383 | bal_1P_1/0AA_1/0AA(N) | 8102301 | no | no |  |  | no |  |  | 0 | 0 | 0 | 0
oh_line_8102301_200845479 |  | ABN | node_8102301_200845476 | node_8102301_200845479 | 244.108 | bal_2P_1/0AA_1/0AA(N) | 8102301 | no | no |  |  | no |  |  | 0 | 0 | 0 | 0
oh_line_8102301_200845480 |  | ABN | node_8102301_200845479 | node_8102301_200845480 | 308.699 | bal_2P_1/0AA_1/0AA(N) | 8102301 | no | no |  |  | no |  |  | 0 | 0 | 0 | 0
oh_line_8102301_200845481 |  | ABN | node_8102301_200845479 | node_8102301_200845481 | 609.673 | bal_2P_1/0AA_1/0AA(N) | 8102301 | no | no |  |  | no |  |  | 0 | 0 | 0 | 0
oh_line_8102301_200845482 |  | ABN | node_8102301_200845481 | node_8102301_200845482 | 325.994 | bal_2P_1/0AA_1/0AA(N) | 8102301 | no | no |  |  | no |  |  | 0 | 0 | 0 | 0
oh_line_8102301_200845483 |  | ABN | node_8102301_200845482 | node_8102301_200845483 | 216.264 | bal_2P_1/0AA_1/0AA(N) | 8102301 | no | no |  |  | no |  |  | 0 | 0 | 0 | 0
oh_line_8102301_200845485 |  | ABN | node_8102301_200845483 | node_8102301_200845485 | 391.489 | bal_2P_1/0AA_1/0AA(N) | 8102301 | no | no |  |  | no |  |  | 0 | 0 | 0 | 0
oh_line_8102301_200845486 |  | ABN | node_8102301_200845485 | node_8102301_200845486 | 318.743 | bal_2P_1/0AA_1/0AA(N) | 8102301 | no | no |  |  | no |  |  | 0 | 0 | 0 | 0
oh_line_8102301_200845487 |  | AD | node_8102301_311911243 | node_8102301_200845487 | 213.358 | bal_1P_1/0AA | 8102301 | no | no |  |  | no |  |  | 0 | 0 | 0 | 0
oh_line_8102301_200845488 |  | AD | node_8102301_200845487 | node_8102301_200845488 | 244.669 | bal_1P_4/0AC | 8102301 | no | no |  |  | no |  |  | 0 | 0 | 0 | 0
oh_line_8102301_200845489 |  | AD | node_8102301_200845488 | node_8102301_200845489 | 164.048 | bal_1P_4/0AC | 8102301 | no | no |  |  | no |  |  | 0 | 0 | 0 | 0
oh_line_8102301_200845490 |  | AD | node_8102301_200845489 | node_8102301_200845490 | 209.968 | bal_1P_4/0AC | 8102301 | no | no |  |  | no |  |  | 0 | 0 | 0 | 0
oh_line_8102301_200845491 |  | AD | node_8102301_200845490 | node_intto1_8102301_200845491 | 190.158 | bal_1P_4/0AC | 8102301 | no | no |  |  | no |  |  | 0 | 0 | 0 | 0
oh_line_8102301_200845492 |  | AD | node_8102301_200845491 | node_8102301_200845492 | 145.59 | bal_1P_1/0AA | 8102301 | no | no |  |  | no |  |  | 0 | 0 | 0 | 0
oh_line_8102301_200845493 |  | AD | node_8102301_200845491 | node_intto1_8102301_200845493 | 206.58 | bal_1P_4/0AC | 8102301 | no | no |  |  | no |  |  | 0 | 0 | 0 | 0
oh_line_8102301_200845494 |  | AD | node_8102301_200845493 | node_8102301_200845494 | 301.216 | bal_1P_2AC | 8102301 | no | no |  |  | no |  |  | 0 | 0 | 0 | 0
oh_line_8102301_200845495 |  | AD | node_8102301_200845493 | node_8102301_200845495 | 222.22 | bal_1P_4/0AC | 8102301 | no | no |  |  | no |  |  | 0 | 0 | 0 | 0
oh_line_8102301_200845496 |  | AD | node_8102301_200845495 | node_8102301_200845496 | 234.917 | bal_1P_4/0AC | 8102301 | no | no |  |  | no |  |  | 0 | 0 | 0 | 0
oh_line_8102301_200845497 |  | AD | node_8102301_200845496 | node_8102301_200845497 | 270.685 | bal_1P_4/0AC | 8102301 | no | no |  |  | no |  |  | 0 | 0 | 0 | 0
oh_line_8102301_200845498 |  | AD | node_8102301_200845497 | node_8102301_200845498 | 272.784 | bal_1P_4/0AC | 8102301 | no | no |  |  | no |  |  | 0 | 0 | 0 | 0
oh_line_8102301_200845499 |  | AD | node_8102301_200845498 | node_8102301_200845499 | 245.475 | bal_1P_4/0AC | 8102301 | no | no |  |  | no |  |  | 0 | 0 | 0 | 0
oh_line_8102301_200845500 |  | AD | node_8102301_200845499 | node_8102301_200845500 | 274.58 | bal_1P_4/0AC | 8102301 | no | no |  |  | no |  |  | 0 | 0 | 0 | 0
oh_line_8102301_200845501 |  | AD | node_8102301_200845500 | node_intto1_8102301_200845501 | 379.337 | bal_1P_2AC | 8102301 | no | no |  |  | no |  |  | 0 | 0 | 0 | 0
oh_line_8102301_200845502 |  | AD | node_8102301_200845501 | node_intto1_8102301_200845502 | 251.473 | bal_1P_2AC | 8102301 | no | no |  |  | no |  |  | 0 | 0 | 0 | 0
oh_line_8102301_200845503 |  | AD | node_8102301_200845502 | node_8102301_200845503 | 426.242 | bal_1P_2AC | 8102301 | no | no |  |  | no |  |  | 0 | 0 | 0 | 0
oh_line_8102301_200845504 |  | AD | node_8102301_200845503 | node_8102301_200845504 | 316.548 | bal_1P_2AC | 8102301 | no | no |  |  | no |  |  | 0 | 0 | 0 | 0
oh_line_8102301_200845505 |  | AD | node_8102301_200845500 | node_8102301_200845505 | 318.506 | bal_1P_4/0AC | 8102301 | no | no |  |  | no |  |  | 0 | 0 | 0 | 0
oh_line_8102301_200845506 |  | AD | node_8102301_200845505 | node_8102301_200845506 | 202.077 | bal_1P_4/0AC | 8102301 | no | no |  |  | no |  |  | 0 | 0 | 0 | 0
oh_line_8102301_200845507 |  | AD | node_8102301_200845506 | node_8102301_200845507 | 203.978 | bal_1P_4/0AC | 8102301 | no | no |  |  | no |  |  | 0 | 0 | 0 | 0
oh_line_8102301_200845508 |  | AD | node_8102301_200845507 | node_8102301_200845508 | 220.918 | bal_1P_4/0AC | 8102301 | no | no |  |  | no |  |  | 0 | 0 | 0 | 0
oh_line_8102301_200845509 |  | AD | node_8102301_200845508 | node_8102301_200845509 | 223.013 | bal_1P_4/0AC | 8102301 | no | no |  |  | no |  |  | 0 | 0 | 0 | 0
oh_line_8102301_200845510 |  | AD | node_8102301_200845509 | node_8102301_200845510 | 226.295 | bal_1P_4/0AC | 8102301 | no | no |  |  | no |  |  | 0 | 0 | 0 | 0
oh_line_8102301_200845512 |  | AD | node_8102301_200845510 | node_8102301_200845512 | 258.602 | bal_1P_4/0AC | 8102301 | no | no |  |  | no |  |  | 0 | 0 | 0 | 0
oh_line_8102301_200845513 |  | AD | node_8102301_200845512 | node_8102301_200845513 | 238.433 | bal_1P_4/0AC | 8102301 | no | no |  |  | no |  |  | 0 | 0 | 0 | 0
oh_line_8102301_200845515 |  | AD | node_8102301_200845513 | node_8102301_200845515 | 250.346 | bal_1P_4/0AC | 8102301 | no | no |  |  | no |  |  | 0 | 0 | 0 | 0
oh_line_8102301_200845516 |  | AD | node_8102301_200845515 | node_intto1_8102301_200845516 | 276.884 | bal_1P_4/0AC | 8102301 | no | no |  |  | no |  |  | 0 | 0 | 0 | 0
oh_line_8102301_200845517 |  | AD | node_8102301_200845516 | node_intto1_8102301_200845517 | 135.646 | bal_1P_1/0AC | 8102301 | no | no |  |  | no |  |  | 0 | 0 | 0 | 0
oh_line_8102301_200845521 |  | AD | node_8102301_200845516 | node_8102301_200845521 | 246.223 | bal_1P_2AC | 8102301 | no | no |  |  | no |  |  | 0 | 0 | 0 | 0
oh_line_8102301_200845523 |  | AD | node_8102301_200845521 | node_intto1_8102301_200845523 | 263.098 | bal_1P_4/0AC | 8102301 | no | no |  |  | no |  |  | 0 | 0 | 0 | 0
oh_line_8102301_200845524 |  | AD | node_8102301_200845523 | node_8102301_200845524 | 265.896 | bal_1P_4/0AC | 8102301 | no | no |  |  | no |  |  | 0 | 0 | 0 | 0
oh_line_8102301_200845525 |  | AD | node_8102301_200845524 | node_8102301_200845525 | 179.533 | bal_1P_4/0AC | 8102301 | no | no |  |  | no |  |  | 0 | 0 | 0 | 0
oh_line_8102301_200845526 |  | AD | node_8102301_200845525 | node_8102301_200845526 | 262.703 | bal_1P_4/0AC | 8102301 | no | no |  |  | no |  |  | 0 | 0 | 0 | 0
oh_line_8102301_200845527 |  | AD | node_8102301_200845526 | node_8102301_200845527 | 213.997 | bal_1P_4/0AC | 8102301 | no | no |  |  | no |  |  | 0 | 0 | 0 | 0
oh_line_8102301_200845528 |  | AD | node_8102301_200845527 | node_8102301_200845528 | 213.47 | bal_1P_4/0AC | 8102301 | no | no |  |  | no |  |  | 0 | 0 | 0 | 0
oh_line_8102301_200845529 |  | AD | node_8102301_200845528 | node_8102301_200845529 | 186.712 | bal_1P_4/0AC | 8102301 | no | no |  |  | no |  |  | 0 | 0 | 0 | 0
oh_line_8102301_200845530 |  | AD | node_8102301_200845529 | node_8102301_200845530 | 153.59 | bal_1P_4/0AC | 8102301 | no | no |  |  | no |  |  | 0 | 0 | 0 | 0
oh_line_8102301_200845531 |  | AD | node_8102301_200845530 | node_8102301_200845531 | 242.251 | bal_1P_2AC | 8102301 | no | no |  |  | no |  |  | 0 | 0 | 0 | 0
oh_line_8102301_200845532 |  | AD | node_8102301_200845531 | node_8102301_200845532 | 236.476 | bal_1P_2AC | 8102301 | no | no |  |  | no |  |  | 0 | 0 | 0 | 0
oh_line_8102301_200845533 |  | AD | node_8102301_200845532 | node_8102301_200845533 | 408.274 | bal_1P_2AC | 8102301 | no | no |  |  | no |  |  | 0 | 0 | 0 | 0
oh_line_8102301_200845534 |  | AD | node_8102301_200845533 | node_8102301_200845534 | 212.236 | bal_1P_2AC | 8102301 | no | no |  |  | no |  |  | 0 | 0 | 0 | 0
oh_line_8102301_200845535 |  | AD | node_8102301_200845533 | node_8102301_200845535 | 340.353 | bal_1P_2AC | 8102301 | no | no |  |  | no |  |  | 0 | 0 | 0 | 0
oh_line_8102301_200845537 |  | AD | node_8102301_200845535 | node_8102301_200845537 | 118.8 | bal_1P_1/0AA | 8102301 | no | no |  |  | no |  |  | 0 | 0 | 0 | 0
oh_line_8102301_200845538 |  | AD | node_8102301_200845537 | node_8102301_200845538 | 217.858 | bal_1P_1/0AA | 8102301 | no | no |  |  | no |  |  | 0 | 0 | 0 | 0
oh_line_8102301_200845539 |  | AD | node_8102301_200845535 | node_8102301_200845539 | 271.376 | bal_1P_4/0AC | 8102301 | no | no |  |  | no |  |  | 0 | 0 | 0 | 0
oh_line_8102301_200845540 |  | AD | node_8102301_200845539 | node_8102301_200845540 | 181.151 | bal_1P_4/0AC | 8102301 | no | no |  |  | no |  |  | 0 | 0 | 0 | 0
oh_line_8102301_200845541 |  | AD | node_8102301_200845540 | node_8102301_200845541 | 310.313 | bal_1P_1/0AA | 8102301 | no | no |  |  | no |  |  | 0 | 0 | 0 | 0
oh_line_8102301_200845542 |  | AD | node_8102301_200845541 | node_intto1_8102301_200845542 | 313.198 | bal_1P_1/0AA | 8102301 | no | no |  |  | no |  |  | 0 | 0 | 0 | 0
oh_line_8102301_200845543 |  | AD | node_8102301_200845542 | node_8102301_200845543 | 325.519 | bal_1P_1/0AA | 8102301 | no | no |  |  | no |  |  | 0 | 0 | 0 | 0
oh_line_8102301_200845544 |  | AD | node_8102301_200845543 | node_8102301_200845544 | 287.354 | bal_1P_1/0AA | 8102301 | no | no |  |  | no |  |  | 0 | 0 | 0 | 0
oh_line_8102301_200845545 |  | AD | node_8102301_200845544 | node_8102301_200845545 | 277.809 | bal_1P_1/0AA | 8102301 | no | no |  |  | no |  |  | 0 | 0 | 0 | 0
oh_line_8102301_200845549 |  | AD | node_8102301_200845540 | node_8102301_200845549 | 220.412 | bal_1P_4/0AC | 8102301 | no | no |  |  | no |  |  | 0 | 0 | 0 | 0
oh_line_8102301_200845550 |  | AD | node_8102301_200845549 | node_8102301_200845550 | 228.24 | bal_1P_4/0AC | 8102301 | no | no |  |  | no |  |  | 0 | 0 | 0 | 0
oh_line_8102301_200845551 |  | AD | node_8102301_200845550 | node_8102301_200845551 | 215.44 | bal_1P_4/0AC | 8102301 | no | no |  |  | no |  |  | 0 | 0 | 0 | 0
oh_line_8102301_200845552 |  | AD | node_8102301_200845551 | node_8102301_200845552 | 328.323 | bal_1P_2AC | 8102301 | no | no |  |  | no |  |  | 0 | 0 | 0 | 0
oh_line_8102301_200845553 |  | AD | node_8102301_200845552 | node_8102301_200845553 | 257.904 | bal_1P_2AC | 8102301 | no | no |  |  | no |  |  | 0 | 0 | 0 | 0
oh_line_8102301_200845554 |  | AD | node_8102301_200845553 | node_8102301_200845554 | 266.738 | bal_1P_2AC | 8102301 | no | no |  |  | no |  |  | 0 | 0 | 0 | 0
oh_line_8102301_200845555 |  | AD | node_8102301_200845554 | node_8102301_200845555 | 322.33 | bal_1P_2AC | 8102301 | no | no |  |  | no |  |  | 0 | 0 | 0 | 0
oh_line_8102301_200845556 |  | AD | node_8102301_200845555 | node_8102301_200845556 | 245.321 | bal_1P_4/0AC | 8102301 | no | no |  |  | no |  |  | 0 | 0 | 0 | 0
oh_line_8102301_200845557 |  | AD | node_8102301_200845556 | node_8102301_200845557 | 289.796 | bal_1P_4/0AC | 8102301 | no | no |  |  | no |  |  | 0 | 0 | 0 | 0
oh_line_8102301_200845559 |  | AD | node_8102301_200845557 | node_8102301_200845559 | 219.13 | bal_1P_4/0AC | 8102301 | no | no |  |  | no |  |  | 0 | 0 | 0 | 0
oh_line_8102301_200845560 |  | AD | node_8102301_200845559 | node_8102301_200845560 | 234.468 | bal_1P_4/0AC | 8102301 | no | no |  |  | no |  |  | 0 | 0 | 0 | 0
oh_line_8102301_200845562 |  | AD | node_8102301_200845560 | node_8102301_200845562 | 204.417 | bal_1P_4/0AC | 8102301 | no | no |  |  | no |  |  | 0 | 0 | 0 | 0
oh_line_8102301_200845563 |  | AD | node_8102301_200845562 | node_8102301_200845563 | 190.025 | bal_1P_4/0AC | 8102301 | no | no |  |  | no |  |  | 0 | 0 | 0 | 0
oh_line_8102301_200845564 |  | AD | node_8102301_200845563 | node_8102301_200845564 | 220.334 | bal_1P_4/0AC | 8102301 | no | no |  |  | no |  |  | 0 | 0 | 0 | 0
oh_line_8102301_200845566 |  | AD | node_8102301_200845564 | node_8102301_200845566 | 237.548 | bal_1P_4/0AC | 8102301 | no | no |  |  | no |  |  | 0 | 0 | 0 | 0
oh_line_8102301_200845568 |  | AD | node_8102301_200845566 | node_8102301_200845568 | 206.577 | bal_1P_4/0AC | 8102301 | no | no |  |  | no |  |  | 0 | 0 | 0 | 0
oh_line_8102301_200845570-1 |  | AD | node_1381193_812_15398659_326 | node_8102301_200845570 | 4.998 | bal_1P_4/0AC | 8102301 | no | no |  |  | no |  |  | 0 | 0 | 0 | 0
oh_line_8102301_200845570-2 |  | AD | node_8102301_200845568 | node_1381193_812_15398659_326 | 225.432 | bal_1P_4/0AC | 8102301 | no | no |  |  | no |  |  | 0 | 0 | 0 | 0
oh_line_8102301_200845571 |  | AD | node_8102301_200845570 | node_8102301_200845571 | 194.977 | bal_1P_4/0AC | 8102301 | no | no |  |  | no |  |  | 0 | 0 | 0 | 0
oh_line_8102301_200845573 |  | AD | node_8102301_200845571 | node_8102301_200845573 | 191.818 | bal_1P_4/0AC | 8102301 | no | no |  |  | no |  |  | 0 | 0 | 0 | 0
oh_line_8102301_200845576 |  | AD | node_8102301_200845573 | node_8102301_200845576 | 203.508 | bal_1P_4/0AC | 8102301 | no | no |  |  | no |  |  | 0 | 0 | 0 | 0
oh_line_8102301_200845577 |  | AD | node_8102301_200845576 | node_8102301_200845577 | 228.788 | bal_1P_4/0AC | 8102301 | no | no |  |  | no |  |  | 0 | 0 | 0 | 0
oh_line_8102301_200845578 |  | AD | node_8102301_200845577 | node_8102301_200845578 | 268.075 | bal_1P_4/0AC | 8102301 | no | no |  |  | no |  |  | 0 | 0 | 0 | 0
oh_line_8102301_200845579 |  | AD | node_8102301_200845578 | node_intto1_8102301_200845579 | 236.703 | bal_1P_4/0AC | 8102301 | no | no |  |  | no |  |  | 0 | 0 | 0 | 0
oh_line_8102301_200845581 |  | AD | node_8102301_200845579 | node_intto1_8102301_200845581 | 170.92 | bal_1P_4/0AC | 8102301 | no | no |  |  | no |  |  | 0 | 0 | 0 | 0
oh_line_8102301_200845582 |  | AD | node_8102301_200845392 | node_intto1_8102301_200845582 | 223.881 | bal_1P_4ACW | 8102301 | no | no |  |  | no |  |  | 0 | 0 | 0 | 0
oh_line_8102301_200845583 |  | AD | node_8102301_200845616 | node_8102301_200845583 | 294.882 | bal_1P_2AC | 8102301 | no | no |  |  | no |  |  | 0 | 0 | 0 | 0
oh_line_8102301_200845585 |  | AD | node_8102301_200845583 | node_intto1_8102301_200845585 | 54.289 | bal_1P_1/0AA | 8102301 | no | no |  |  | no |  |  | 0 | 0 | 0 | 0
oh_line_8102301_200845586 |  | AD | node_8102301_200845585 | node_8102301_200845586 | 246.509 | bal_1P_1/0AA | 8102301 | no | no |  |  | no |  |  | 0 | 0 | 0 | 0
oh_line_8102301_200845587 |  | AD | node_8102301_200845586 | node_8102301_200845587 | 248.719 | bal_1P_1/0AA | 8102301 | no | no |  |  | no |  |  | 0 | 0 | 0 | 0
oh_line_8102301_200845588 |  | AD | node_8102301_200845587 | node_8102301_200845588 | 295.784 | bal_1P_1/0AA | 8102301 | no | no |  |  | no |  |  | 0 | 0 | 0 | 0
oh_line_8102301_200845589 |  | AD | node_8102301_200845583 | node_intto1_8102301_200845589 | 295.487 | bal_1P_1/0AA | 8102301 | no | no |  |  | no |  |  | 0 | 0 | 0 | 0
oh_line_8102301_200845590 |  | AD | node_8102301_200845589 | node_8102301_200845590 | 301.724 | bal_1P_1/0AA | 8102301 | no | no |  |  | no |  |  | 0 | 0 | 0 | 0
oh_line_8102301_200845591 |  | AD | node_8102301_200845590 | node_8102301_200845591 | 292.652 | bal_1P_1/0AA | 8102301 | no | no |  |  | no |  |  | 0 | 0 | 0 | 0
oh_line_8102301_200845593 |  | AD | node_8102301_200845591 | node_8102301_200845593 | 226.333 | bal_1P_1/0AA | 8102301 | no | no |  |  | no |  |  | 0 | 0 | 0 | 0
oh_line_8102301_200845594 |  | AD | node_8102301_200845582 | node_8102301_200845594 | 562.382 | bal_1P_4ACW | 8102301 | no | no |  |  | no |  |  | 0 | 0 | 0 | 0
oh_line_8102301_200845595 |  | AD | node_8102301_200845594 | node_8102301_200845595 | 379.097 | bal_1P_2AC | 8102301 | no | no |  |  | no |  |  | 0 | 0 | 0 | 0
oh_line_8102301_200845600 |  | AD | node_8102301_200845594 | node_intto1_8102301_200845600 | 384.954 | bal_1P_4ACW | 8102301 | no | no |  |  | no |  |  | 0 | 0 | 0 | 0
oh_line_8102301_200845601 |  | AD | node_8102301_200845600 | node_intto1_8102301_200845601 | 315.841 | bal_1P_4ACW | 8102301 | no | no |  |  | no |  |  | 0 | 0 | 0 | 0
oh_line_8102301_200845602 |  | AD | node_8102301_200845601 | node_8102301_200845602 | 312.216 | bal_1P_1/0AC | 8102301 | no | no |  |  | no |  |  | 0 | 0 | 0 | 0
oh_line_8102301_200845604 |  | AD | node_8102301_200845601 | node_8102301_200845604 | 343.315 | bal_1P_2AC | 8102301 | no | no |  |  | no |  |  | 0 | 0 | 0 | 0
oh_line_8102301_200845605 |  | AD | node_8102301_200845604 | node_8102301_200845605 | 336.291 | bal_1P_2AC | 8102301 | no | no |  |  | no |  |  | 0 | 0 | 0 | 0
oh_line_8102301_200845606 |  | AD | node_8102301_200845605 | node_8102301_200845606 | 268.007 | bal_1P_2AC | 8102301 | no | no |  |  | no |  |  | 0 | 0 | 0 | 0
oh_line_8102301_200845607 |  | AD | node_8102301_200845606 | node_intto1_8102301_200845607 | 249.459 | bal_1P_2AC | 8102301 | no | no |  |  | no |  |  | 0 | 0 | 0 | 0
oh_line_8102301_200845608 |  | AD | node_8102301_200845607 | node_8102301_200845608 | 174.231 | bal_1P_1/0AA | 8102301 | no | no |  |  | no |  |  | 0 | 0 | 0 | 0
oh_line_8102301_200845609 |  | AD | node_8102301_200845608 | node_8102301_200845609 | 200.609 | bal_1P_1/0AA | 8102301 | no | no |  |  | no |  |  | 0 | 0 | 0 | 0
oh_line_8102301_200845610 |  | AD | node_8102301_200845609 | node_8102301_200845610 | 204.957 | bal_1P_1/0AA | 8102301 | no | no |  |  | no |  |  | 0 | 0 | 0 | 0
oh_line_8102301_200845611 |  | AD | node_8102301_200845610 | node_8102301_200845611 | 243.552 | bal_1P_1/0AA | 8102301 | no | no |  |  | no |  |  | 0 | 0 | 0 | 0
oh_line_8102301_200845612 |  | AD | node_8102301_200845611 | node_8102301_200845612 | 255.73 | bal_1P_1/0AA | 8102301 | no | no |  |  | no |  |  | 0 | 0 | 0 | 0
oh_line_8102301_200845613 |  | AD | node_8102301_200845607 | node_8102301_200845613 | 448.976 | bal_1P_2AC | 8102301 | no | no |  |  | no |  |  | 0 | 0 | 0 | 0
oh_line_8102301_200845615 |  | AD | node_8102301_200845613 | node_8102301_200845615 | 430.296 | bal_1P_2AC | 8102301 | no | no |  |  | no |  |  | 0 | 0 | 0 | 0
oh_line_8102301_200845616 |  | AD | node_8102301_200845615 | node_8102301_200845616 | 256.936 | bal_1P_2AC | 8102301 | no | no |  |  | no |  |  | 0 | 0 | 0 | 0
oh_line_8102301_200845617 |  | AD | node_8102301_200846352 | node_intto1_8102301_200845617 | 352.447 | bal_1P_1/0AA | 8102301 | no | no |  |  | no |  |  | 0 | 0 | 0 | 0
oh_line_8102301_200845618 |  | AD | node_8102301_200845617 | node_8102301_200845618 | 289.933 | bal_1P_1/0AA | 8102301 | no | no |  |  | no |  |  | 0 | 0 | 0 | 0
oh_line_8102301_200845619 |  | AD | node_8102301_200845618 | node_8102301_200845619 | 336.244 | bal_1P_1/0AA | 8102301 | no | no |  |  | no |  |  | 0 | 0 | 0 | 0
oh_line_8102301_200845620 |  | AD | node_8102301_200845638 | node_8102301_200845620 | 437.783 | bal_1P_8DCW | 8102301 | no | no |  |  | no |  |  | 0 | 0 | 0 | 0
oh_line_8102301_200845622 |  | AD | node_8102301_200845620 | node_8102301_200845622 | 479.905 | bal_1P_8DCW | 8102301 | no | no |  |  | no |  |  | 0 | 0 | 0 | 0
oh_line_8102301_200845623 |  | AD | node_8102301_200845619 | node_8102301_200845623 | 338.883 | bal_1P_1/0AA | 8102301 | no | no |  |  | no |  |  | 0 | 0 | 0 | 0
oh_line_8102301_200845625 |  | AD | node_8102301_200845623 | node_8102301_200845625 | 299.697 | bal_1P_1/0AA | 8102301 | no | no |  |  | no |  |  | 0 | 0 | 0 | 0
oh_line_8102301_200845626 |  | AD | node_8102301_200845623 | node_8102301_200845626 | 229.574 | bal_1P_1/0AA | 8102301 | no | no |  |  | no |  |  | 0 | 0 | 0 | 0
oh_line_8102301_200845627 |  | AD | node_8102301_200845626 | node_8102301_200845627 | 240.044 | bal_1P_1/0AA | 8102301 | no | no |  |  | no |  |  | 0 | 0 | 0 | 0
oh_line_8102301_200845628 |  | AD | node_8102301_200845627 | node_intto1_8102301_200845628 | 106.044 | bal_1P_1/0AA | 8102301 | no | no |  |  | no |  |  | 0 | 0 | 0 | 0
oh_line_8102301_200845629 |  | AD | node_8102301_200845628 | node_8102301_200845629 | 246.947 | bal_1P_1/0AA | 8102301 | no | no |  |  | no |  |  | 0 | 0 | 0 | 0
oh_line_8102301_200845630 |  | AD | node_8102301_200845629 | node_8102301_200845630 | 249.57 | bal_1P_1/0AA | 8102301 | no | no |  |  | no |  |  | 0 | 0 | 0 | 0
oh_line_8102301_200845631 |  | AD | node_8102301_200845630 | node_8102301_200845631 | 246.182 | bal_1P_1/0AA | 8102301 | no | no |  |  | no |  |  | 0 | 0 | 0 | 0
oh_line_8102301_200845632 |  | AD | node_8102301_200845627 | node_intto1_8102301_200845632 | 400.635 | bal_1P_1/0AA | 8102301 | no | no |  |  | no |  |  | 0 | 0 | 0 | 0
oh_line_8102301_200845634-1 |  | AD | node_8102301_200845632 | node_1401573_606_15388861_562 | 404.456 | bal_1P_1/0AA | 8102301 | no | no |  |  | no |  |  | 0 | 0 | 0 | 0
oh_line_8102301_200845634-2 |  | AD | node_1401573_606_15388861_562 | node_8102301_200845634 | 4.998 | bal_1P_1/0AA | 8102301 | no | no |  |  | no |  |  | 0 | 0 | 0 | 0
oh_line_8102301_200845635 |  | AD | node_8102301_200845634 | node_8102301_200845635 | 426.314 | bal_1P_1/0AA | 8102301 | no | no |  |  | no |  |  | 0 | 0 | 0 | 0
oh_line_8102301_200845636 |  | AD | node_8102301_200845635 | node_8102301_200845636 | 427.992 | bal_1P_8DCW | 8102301 | no | no |  |  | no |  |  | 0 | 0 | 0 | 0
oh_line_8102301_200845637 |  | AD | node_8102301_200845636 | node_8102301_200845637 | 357.523 | bal_1P_8DCW | 8102301 | no | no |  |  | no |  |  | 0 | 0 | 0 | 0
oh_line_8102301_200845638 |  | AD | node_8102301_200845637 | node_8102301_200845638 | 352.535 | bal_1P_8DCW | 8102301 | no | no |  |  | no |  |  | 0 | 0 | 0 | 0
oh_line_8102301_200845639 |  | AD | node_8102301_200845638 | node_8102301_200845639 | 372.754 | bal_1P_2AC | 8102301 | no | no |  |  | no |  |  | 0 | 0 | 0 | 0
oh_line_8102301_200845640 |  | AD | node_8102301_200845639 | node_8102301_200845640 | 274.412 | bal_1P_1/0AA | 8102301 | no | no |  |  | no |  |  | 0 | 0 | 0 | 0
oh_line_8102301_200845641 |  | AD | node_8102301_200845640 | node_8102301_200845641 | 277.522 | bal_1P_1/0AA | 8102301 | no | no |  |  | no |  |  | 0 | 0 | 0 | 0
oh_line_8102301_200845642 |  | AD | node_8102301_200875894 | node_8102301_200845642 | 474.386 | bal_1P_1/0AA | 8102301 | no | no |  |  | no |  |  | 0 | 0 | 0 | 0
oh_line_8102301_200845643 |  | AD | node_8102301_200845642 | node_8102301_200845643 | 376.513 | bal_1P_1/0AA | 8102301 | no | no |  |  | no |  |  | 0 | 0 | 0 | 0
oh_line_8102301_200845645 |  | AD | node_8102301_200953704 | node_8102301_200845645 | 198.224 | bal_1P_3-128CW | 8102301 | no | no |  |  | no |  |  | 0 | 0 | 0 | 0
oh_line_8102301_200845646 |  | AD | node_8102301_200845645 | node_8102301_200845646 | 212.597 | bal_1P_3-128CW | 8102301 | no | no |  |  | no |  |  | 0 | 0 | 0 | 0
oh_line_8102301_200845647 |  | AD | node_8102301_200845646 | node_8102301_200845647 | 204.925 | bal_1P_3-128CW | 8102301 | no | no |  |  | no |  |  | 0 | 0 | 0 | 0
oh_line_8102301_200845648 |  | AD | node_8102301_200953705 | node_8102301_200845648 | 264.505 | bal_1P_3-128CW | 8102301 | no | no |  |  | no |  |  | 0 | 0 | 0 | 0
oh_line_8102301_200845649 |  | AD | node_8102301_200845648 | node_8102301_200845649 | 194.278 | bal_1P_2AC | 8102301 | no | no |  |  | no |  |  | 0 | 0 | 0 | 0
oh_line_8102301_200845650 |  | AD | node_8102301_200953706 | node_8102301_200845650 | 241.114 | bal_1P_2AC | 8102301 | no | no |  |  | no |  |  | 0 | 0 | 0 | 0
oh_line_8102301_200845651 |  | AD | node_8102301_200953707 | node_8102301_200845651 | 202.33 | bal_1P_3-128CW | 8102301 | no | no |  |  | no |  |  | 0 | 0 | 0 | 0
oh_line_8102301_200845653 |  | AD | node_8102301_200953709 | node_8102301_200845653 | 279.69 | bal_1P_1/0AA | 8102301 | no | no |  |  | no |  |  | 0 | 0 | 0 | 0
oh_line_8102301_200845654 |  | AD | node_8102301_200953710 | node_8102301_200845654 | 221.379 | bal_1P_3-128CW | 8102301 | no | no |  |  | no |  |  | 0 | 0 | 0 | 0
oh_line_8102301_200845656 |  | AD | node_8102301_200953711 | node_8102301_200845656 | 202.098 | bal_1P_3-128CW | 8102301 | no | no |  |  | no |  |  | 0 | 0 | 0 | 0
oh_line_8102301_200845657 |  | AD | node_8102301_200845656 | node_8102301_200845657 | 142.205 | bal_1P_3-128CW | 8102301 | no | no |  |  | no |  |  | 0 | 0 | 0 | 0
oh_line_8102301_200845661 |  | AD | node_8102301_200953713 | node_8102301_200845661 | 226.597 | bal_1P_3-128CW | 8102301 | no | no |  |  | no |  |  | 0 | 0 | 0 | 0
oh_line_8102301_200845663 |  | AD | node_8102301_200953714 | node_8102301_200845663 | 209.579 | bal_1P_3-128CW | 8102301 | no | no |  |  | no |  |  | 0 | 0 | 0 | 0
oh_line_8102301_200845694 |  | AD | node_8102301_200846104 | node_8102301_200845694 | 375.753 | bal_1P_1/0AA | 8102301 | no | no |  |  | no |  |  | 0 | 0 | 0 | 0
oh_line_8102301_200845699 |  | AD | node_8102301_200975669 | node_intto1_8102301_200845699 | 309.798 | bal_1P_1/0AA | 8102301 | no | no |  |  | no |  |  | 0 | 0 | 0 | 0
oh_line_8102301_200845702 |  | AD | node_8102301_200983375 | node_8102301_200845702 | 325.079 | bal_1P_1/0AA | 8102301 | no | no |  |  | no |  |  | 0 | 0 | 0 | 0
oh_line_8102301_200845705 |  | AD | node_8102301_200845732 | node_8102301_200845705 | 276.72 | bal_1P_1/0AA | 8102301 | no | no |  |  | no |  |  | 0 | 0 | 0 | 0
oh_line_8102301_200845707 |  | AD | node_8102301_200845755 | node_8102301_200845707 | 220.134 | bal_1P_3-128CW | 8102301 | no | no |  |  | no |  |  | 0 | 0 | 0 | 0
oh_line_8102301_200845708 |  | AD | node_8102301_200845707 | node_8102301_200845708 | 459.224 | bal_1P_3-128CW | 8102301 | no | no |  |  | no |  |  | 0 | 0 | 0 | 0
oh_line_8102301_200845709 |  | AD | node_8102301_200845708 | node_8102301_200845709 | 506.772 | bal_1P_3-128CW | 8102301 | no | no |  |  | no |  |  | 0 | 0 | 0 | 0
oh_line_8102301_200845710 |  | AD | node_8102301_200845709 | node_8102301_200845710 | 405.184 | bal_1P_3-128CW | 8102301 | no | no |  |  | no |  |  | 0 | 0 | 0 | 0
oh_line_8102301_200845711 |  | AD | node_8102301_200845710 | node_8102301_200845711 | 273.145 | bal_1P_3-128CW | 8102301 | no | no |  |  | no |  |  | 0 | 0 | 0 | 0
oh_line_8102301_200845712 |  | AD | node_8102301_200845711 | node_8102301_200845712 | 492.301 | bal_1P_3-128CW | 8102301 | no | no |  |  | no |  |  | 0 | 0 | 0 | 0
oh_line_8102301_200845715 |  | AD | node_8102301_200979755 | node_8102301_200845715 | 402.534 | bal_1P_3-128CW | 8102301 | no | no |  |  | no |  |  | 0 | 0 | 0 | 0
oh_line_8102301_200845716 |  | AD | node_8102301_200845715 | node_8102301_200845716 | 405.77 | bal_1P_3-128CW | 8102301 | no | no |  |  | no |  |  | 0 | 0 | 0 | 0
oh_line_8102301_200845717 |  | AD | node_8102301_200845716 | node_8102301_200845717 | 438.862 | bal_1P_3-128CW | 8102301 | no | no |  |  | no |  |  | 0 | 0 | 0 | 0
oh_line_8102301_200845719 |  | AD | node_8102301_200845717 | node_intto1_8102301_200845719 | 389.468 | bal_1P_3-128CW | 8102301 | no | no |  |  | no |  |  | 0 | 0 | 0 | 0
oh_line_8102301_200845720 |  | AD | node_8102301_200845719 | node_8102301_200845720 | 240.595 | bal_1P_3-128CW | 8102301 | no | no |  |  | no |  |  | 0 | 0 | 0 | 0
oh_line_8102301_200845721 |  | AD | node_8102301_200845720 | node_8102301_200845721 | 256.348 | bal_1P_3-128CW | 8102301 | no | no |  |  | no |  |  | 0 | 0 | 0 | 0
oh_line_8102301_200845722 |  | AD | node_8102301_200845721 | node_8102301_200845722 | 494.832 | bal_1P_3-128CW | 8102301 | no | no |  |  | no |  |  | 0 | 0 | 0 | 0
oh_line_8102301_200845723 |  | AD | node_8102301_200845722 | node_intto1_8102301_200845723 | 395.274 | bal_1P_3-128CW | 8102301 | no | no |  |  | no |  |  | 0 | 0 | 0 | 0
oh_line_8102301_200845724 |  | AD | node_8102301_200845723 | node_8102301_200845724 | 337.012 | bal_1P_3-128CW | 8102301 | no | no |  |  | no |  |  | 0 | 0 | 0 | 0
oh_line_8102301_200845726 |  | AD | node_8102301_200845724 | node_8102301_200845726 | 86.183 | bal_1P_1/0AC | 8102301 | no | no |  |  | no |  |  | 0 | 0 | 0 | 0
oh_line_8102301_200845727 |  | AD | node_8102301_200845726 | node_8102301_200845727 | 267.05 | bal_1P_1/0AC | 8102301 | no | no |  |  | no |  |  | 0 | 0 | 0 | 0
oh_line_8102301_200845729 |  | AD | node_8102301_200845724 | node_8102301_200845729 | 428.031 | bal_1P_3-128CW | 8102301 | no | no |  |  | no |  |  | 0 | 0 | 0 | 0
oh_line_8102301_200845731 |  | AD | node_8102301_200845729 | node_8102301_200845731 | 430.726 | bal_1P_3-128CW | 8102301 | no | no |  |  | no |  |  | 0 | 0 | 0 | 0
oh_line_8102301_200845732 |  | AD | node_8102301_200845731 | node_8102301_200845732 | 210.523 | bal_1P_4ACW | 8102301 | no | no |  |  | no |  |  | 0 | 0 | 0 | 0
oh_line_8102301_200845735 |  | AD | node_8102301_201046982 | node_intto1_8102301_200845735 | 413.652 | bal_1P_3-128CW | 8102301 | no | no |  |  | no |  |  | 0 | 0 | 0 | 0
oh_line_8102301_200845736 |  | AD | node_8102301_201050650 | node_8102301_200845736 | 285.069 | bal_1P_4ACW | 8102301 | no | no |  |  | no |  |  | 0 | 0 | 0 | 0
oh_line_8102301_200845737 |  | AD | node_8102301_200845736 | node_8102301_200845737 | 378.954 | bal_1P_4ACW | 8102301 | no | no |  |  | no |  |  | 0 | 0 | 0 | 0
oh_line_8102301_200845738 |  | AD | node_8102301_201003917 | node_8102301_200845738 | 177.01 | bal_1P_2AC | 8102301 | no | no |  |  | no |  |  | 0 | 0 | 0 | 0
oh_line_8102301_200845740 |  | AD | node_8102301_200845738 | node_8102301_200845740 | 377.662 | bal_1P_2AC | 8102301 | no | no |  |  | no |  |  | 0 | 0 | 0 | 0
oh_line_8102301_200845741 |  | AD | node_8102301_200845740 | node_8102301_200845741 | 75.649 | bal_1P_1/0AA | 8102301 | no | no |  |  | no |  |  | 0 | 0 | 0 | 0
oh_line_8102301_200845742 |  | AD | node_8102301_200845741 | node_8102301_200845742 | 220.455 | bal_1P_1/0AA | 8102301 | no | no |  |  | no |  |  | 0 | 0 | 0 | 0
oh_line_8102301_200845743 |  | AD | node_8102301_200845742 | node_8102301_200845743 | 207.173 | bal_1P_1/0AA | 8102301 | no | no |  |  | no |  |  | 0 | 0 | 0 | 0
oh_line_8102301_200845744 |  | AD | node_8102301_200845735 | node_8102301_200845744 | 406.813 | bal_1P_3-128CW | 8102301 | no | no |  |  | no |  |  | 0 | 0 | 0 | 0
oh_line_8102301_200845745 |  | AD | node_8102301_200845744 | node_8102301_200845745 | 419.634 | bal_1P_3-128CW | 8102301 | no | no |  |  | no |  |  | 0 | 0 | 0 | 0
oh_line_8102301_200845746 |  | AD | node_8102301_200845745 | node_8102301_200845746 | 403.025 | bal_1P_3-128CW | 8102301 | no | no |  |  | no |  |  | 0 | 0 | 0 | 0
oh_line_8102301_200845747 |  | AD | node_8102301_200845746 | node_8102301_200845747 | 310.544 | bal_1P_3-128CW | 8102301 | no | no |  |  | no |  |  | 0 | 0 | 0 | 0
oh_line_8102301_200845749 |  | AD | node_8102301_200845747 | node_8102301_200845749 | 364.302 | bal_1P_3-128CW | 8102301 | no | no |  |  | no |  |  | 0 | 0 | 0 | 0
oh_line_8102301_200845751 |  | AD | node_8102301_200845749 | node_8102301_200845751 | 139.601 | bal_1P_3-128CW | 8102301 | no | no |  |  | no |  |  | 0 | 0 | 0 | 0
oh_line_8102301_200845752 |  | AD | node_8102301_200845751 | node_8102301_200845752 | 46.814 | bal_1P_1/0AA | 8102301 | no | no |  |  | no |  |  | 0 | 0 | 0 | 0
oh_line_8102301_200845753 |  | AD | node_8102301_200845752 | node_8102301_200845753 | 299.959 | bal_1P_1/0AA | 8102301 | no | no |  |  | no |  |  | 0 | 0 | 0 | 0
oh_line_8102301_200845754 |  | AD | node_8102301_200845751 | node_8102301_200845754 | 245.851 | bal_1P_3-128CW | 8102301 | no | no |  |  | no |  |  | 0 | 0 | 0 | 0
oh_line_8102301_200845755 |  | AD | node_8102301_200845754 | node_8102301_200845755 | 187.267 | bal_1P_3-128CW | 8102301 | no | no |  |  | no |  |  | 0 | 0 | 0 | 0
oh_line_8102301_200845757 |  | AD | node_8102301_200845648 | node_8102301_200845757 | 528.492 | bal_1P_3-128CW | 8102301 | no | no |  |  | no |  |  | 0 | 0 | 0 | 0
oh_line_8102301_200845759 |  | AD | node_8102301_200845775 | node_8102301_200845759 | 411.394 | bal_1P_3-128CW | 8102301 | no | no |  |  | no |  |  | 0 | 0 | 0 | 0
oh_line_8102301_200845760 |  | AD | node_8102301_200845759 | node_8102301_200845760 | 531.801 | bal_1P_3-128CW | 8102301 | no | no |  |  | no |  |  | 0 | 0 | 0 | 0
oh_line_8102301_200845761 |  | AD | node_8102301_200845760 | node_8102301_200845761 | 424.26 | bal_1P_3-128CW | 8102301 | no | no |  |  | no |  |  | 0 | 0 | 0 | 0
oh_line_8102301_200845763 |  | AD | node_8102301_200845761 | node_8102301_200845763 | 440.728 | bal_1P_2AC | 8102301 | no | no |  |  | no |  |  | 0 | 0 | 0 | 0
oh_line_8102301_200845764 |  | AD | node_8102301_200845763 | node_8102301_200845764 | 236.301 | bal_1P_2AC | 8102301 | no | no |  |  | no |  |  | 0 | 0 | 0 | 0
oh_line_8102301_200845765 |  | AD | node_8102301_200845764 | node_8102301_200845765 | 255.238 | bal_1P_2AC | 8102301 | no | no |  |  | no |  |  | 0 | 0 | 0 | 0
oh_line_8102301_200845766 |  | AD | node_8102301_200845765 | node_8102301_200845766 | 403.586 | bal_1P_2AC | 8102301 | no | no |  |  | no |  |  | 0 | 0 | 0 | 0
oh_line_8102301_200845767 |  | AD | node_8102301_200845757 | node_intto1_8102301_200845767 | 357.976 | bal_1P_3-128CW | 8102301 | no | no |  |  | no |  |  | 0 | 0 | 0 | 0
oh_line_8102301_200845768 |  | AD | node_8102301_200845767 | node_8102301_200845768 | 189.086 | bal_1P_3-128CW | 8102301 | no | no |  |  | no |  |  | 0 | 0 | 0 | 0
oh_line_8102301_200845769 |  | AD | node_8102301_200845768 | node_8102301_200845769 | 206.721 | bal_1P_3-128CW | 8102301 | no | no |  |  | no |  |  | 0 | 0 | 0 | 0
oh_line_8102301_200845770 |  | AD | node_8102301_200845769 | node_8102301_200845770 | 318.095 | bal_1P_3-128CW | 8102301 | no | no |  |  | no |  |  | 0 | 0 | 0 | 0
oh_line_8102301_200845771 |  | AD | node_8102301_200845770 | node_8102301_200845771 | 439.061 | bal_1P_3-128CW | 8102301 | no | no |  |  | no |  |  | 0 | 0 | 0 | 0
oh_line_8102301_200845772 |  | AD | node_8102301_200845771 | node_8102301_200845772 | 402.667 | bal_1P_3-128CW | 8102301 | no | no |  |  | no |  |  | 0 | 0 | 0 | 0
oh_line_8102301_200845773 |  | AD | node_8102301_200845772 | node_8102301_200845773 | 452.233 | bal_1P_3-128CW | 8102301 | no | no |  |  | no |  |  | 0 | 0 | 0 | 0
oh_line_8102301_200845774 |  | AD | node_8102301_200845773 | node_8102301_200845774 | 404.194 | bal_1P_3-128CW | 8102301 | no | no |  |  | no |  |  | 0 | 0 | 0 | 0
oh_line_8102301_200845775 |  | AD | node_8102301_200845774 | node_8102301_200845775 | 293.575 | bal_1P_3-128CW | 8102301 | no | no |  |  | no |  |  | 0 | 0 | 0 | 0
oh_line_8102301_200845776 |  | AD | node_8102301_200845661 | node_8102301_200845776 | 279.48 | bal_1P_3-104CW | 8102301 | no | no |  |  | no |  |  | 0 | 0 | 0 | 0
oh_line_8102301_200845777 |  | AD | node_8102301_200845776 | node_8102301_200845777 | 203.31 | bal_1P_3-104CW | 8102301 | no | no |  |  | no |  |  | 0 | 0 | 0 | 0
oh_line_8102301_200845778 |  | AD | node_8102301_200845804 | node_8102301_200845778 | 489.945 | bal_1P_3-104CW | 8102301 | no | no |  |  | no |  |  | 0 | 0 | 0 | 0
oh_line_8102301_200845779 |  | AD | node_8102301_200845778 | node_8102301_200845779 | 611.299 | bal_1P_3-104CW | 8102301 | no | no |  |  | no |  |  | 0 | 0 | 0 | 0
oh_line_8102301_200845780 |  | AD | node_8102301_200845779 | node_8102301_200845780 | 417.377 | bal_1P_3-104CW | 8102301 | no | no |  |  | no |  |  | 0 | 0 | 0 | 0
oh_line_8102301_200845781 |  | AD | node_8102301_200845780 | node_8102301_200845781 | 375.178 | bal_1P_3-104CW | 8102301 | no | no |  |  | no |  |  | 0 | 0 | 0 | 0
oh_line_8102301_200845782 |  | AD | node_8102301_200845779 | node_8102301_200845782 | 363.41 | bal_1P_3-104CW | 8102301 | no | no |  |  | no |  |  | 0 | 0 | 0 | 0
oh_line_8102301_200845783 |  | AD | node_8102301_200845782 | node_8102301_200845783 | 432.012 | bal_1P_3-104CW | 8102301 | no | no |  |  | no |  |  | 0 | 0 | 0 | 0
oh_line_8102301_200845785 |  | AD | node_8102301_200845777 | node_8102301_200845785 | 450.205 | bal_1P_3-104CW | 8102301 | no | no |  |  | no |  |  | 0 | 0 | 0 | 0
oh_line_8102301_200845786 |  | AD | node_8102301_200886827 | node_8102301_200845786 | 349.047 | bal_1P_2AC | 8102301 | no | no |  |  | no |  |  | 0 | 0 | 0 | 0
oh_line_8102301_200845787 |  | AD | node_8102301_200845786 | node_intto1_8102301_200845787 | 394.324 | bal_1P_2AC | 8102301 | no | no |  |  | no |  |  | 0 | 0 | 0 | 0
oh_line_8102301_200845788 |  | AD | node_8102301_200845787 | node_8102301_200845788 | 303.886 | bal_1P_2AC | 8102301 | no | no |  |  | no |  |  | 0 | 0 | 0 | 0
oh_line_8102301_200845789 |  | AD | node_8102301_200845788 | node_8102301_200845789 | 214.896 | bal_1P_2AC | 8102301 | no | no |  |  | no |  |  | 0 | 0 | 0 | 0
oh_line_8102301_200845790 |  | AD | node_8102301_200845789 | node_8102301_200845790 | 152.676 | bal_1P_2AC | 8102301 | no | no |  |  | no |  |  | 0 | 0 | 0 | 0
oh_line_8102301_200845791 |  | AD | node_8102301_200845790 | node_8102301_200845791 | 178.12 | bal_1P_2AC | 8102301 | no | no |  |  | no |  |  | 0 | 0 | 0 | 0
oh_line_8102301_200845793 |  | AD | node_8102301_200845791 | node_8102301_200845793 | 215.896 | bal_1P_2AC | 8102301 | no | no |  |  | no |  |  | 0 | 0 | 0 | 0
oh_line_8102301_200845794 |  | AD | node_8102301_200845785 | node_intto1_8102301_200845794 | 391.71 | bal_1P_3-104CW | 8102301 | no | no |  |  | no |  |  | 0 | 0 | 0 | 0
oh_line_8102301_200845795 |  | AD | node_8102301_200886832 | node_8102301_200845795 | 205.212 | bal_1P_1/0AA | 8102301 | no | no |  |  | no |  |  | 0 | 0 | 0 | 0
oh_line_8102301_200845796 |  | AD | node_8102301_200845795 | node_8102301_200845796 | 216.867 | bal_1P_1/0AA | 8102301 | no | no |  |  | no |  |  | 0 | 0 | 0 | 0
oh_line_8102301_200845797 |  | AD | node_8102301_200845796 | node_8102301_200845797 | 279.756 | bal_1P_1/0AA | 8102301 | no | no |  |  | no |  |  | 0 | 0 | 0 | 0
oh_line_8102301_200845798 |  | AD | node_8102301_200845794 | node_8102301_200845798 | 418.906 | bal_1P_3-104CW | 8102301 | no | no |  |  | no |  |  | 0 | 0 | 0 | 0
oh_line_8102301_200845799 |  | AD | node_8102301_200845798 | node_8102301_200845799 | 425.793 | bal_1P_3-104CW | 8102301 | no | no |  |  | no |  |  | 0 | 0 | 0 | 0
oh_line_8102301_200845800 |  | AD | node_8102301_200845799 | node_8102301_200845800 | 439.449 | bal_1P_3-104CW | 8102301 | no | no |  |  | no |  |  | 0 | 0 | 0 | 0
oh_line_8102301_200845801 |  | AD | node_8102301_200845800 | node_8102301_200845801 | 329.399 | bal_1P_1/0AA | 8102301 | no | no |  |  | no |  |  | 0 | 0 | 0 | 0
oh_line_8102301_200845802 |  | AD | node_8102301_200845800 | node_8102301_200845802 | 437.895 | bal_1P_3-104CW | 8102301 | no | no |  |  | no |  |  | 0 | 0 | 0 | 0
oh_line_8102301_200845803 |  | AD | node_8102301_200845802 | node_8102301_200845803 | 431.456 | bal_1P_3-104CW | 8102301 | no | no |  |  | no |  |  | 0 | 0 | 0 | 0
oh_line_8102301_200845804 |  | AD | node_8102301_200845803 | node_8102301_200845804 | 544.103 | bal_1P_3-104CW | 8102301 | no | no |  |  | no |  |  | 0 | 0 | 0 | 0
oh_line_8102301_200845807 |  | AD | node_8102301_200846319 | node_8102301_200845807 | 186.737 | bal_1P_2AC | 8102301 | no | no |  |  | no |  |  | 0 | 0 | 0 | 0
oh_line_8102301_200845808 |  | AD | node_8102301_200845807 | node_8102301_200845808 | 213.017 | bal_1P_2AC | 8102301 | no | no |  |  | no |  |  | 0 | 0 | 0 | 0
oh_line_8102301_200845809 |  | AD | node_8102301_200845851 | node_8102301_200845809 | 337.925 | bal_1P_4AC | 8102301 | no | no |  |  | no |  |  | 0 | 0 | 0 | 0
oh_line_8102301_200845810 |  | AD | node_8102301_200845809 | node_8102301_200845810 | 219.038 | bal_1P_4AC | 8102301 | no | no |  |  | no |  |  | 0 | 0 | 0 | 0
oh_line_8102301_200845811 |  | AD | node_8102301_200845810 | node_8102301_200845811 | 245.6 | bal_1P_4AC | 8102301 | no | no |  |  | no |  |  | 0 | 0 | 0 | 0
oh_line_8102301_200845812 |  | AD | node_8102301_200845811 | node_8102301_200845812 | 285.691 | bal_1P_2AC | 8102301 | no | no |  |  | no |  |  | 0 | 0 | 0 | 0
oh_line_8102301_200845813 |  | AD | node_8102301_200845811 | node_8102301_200845813 | 353.604 | bal_1P_4AC | 8102301 | no | no |  |  | no |  |  | 0 | 0 | 0 | 0
oh_line_8102301_200845814 |  | AD | node_8102301_200845813 | node_8102301_200845814 | 399.951 | bal_1P_4AC | 8102301 | no | no |  |  | no |  |  | 0 | 0 | 0 | 0
oh_line_8102301_200845815 |  | AD | node_8102301_200845814 | node_8102301_200845815 | 327.13 | bal_1P_4AC | 8102301 | no | no |  |  | no |  |  | 0 | 0 | 0 | 0
oh_line_8102301_200845816 |  | AD | node_8102301_200845815 | node_8102301_200845816 | 328.396 | bal_1P_4AC | 8102301 | no | no |  |  | no |  |  | 0 | 0 | 0 | 0
oh_line_8102301_200845817 |  | AD | node_8102301_200845816 | node_8102301_200845817 | 275.937 | bal_1P_4AC | 8102301 | no | no |  |  | no |  |  | 0 | 0 | 0 | 0
oh_line_8102301_200845818 |  | AD | node_8102301_200845817 | node_8102301_200845818 | 332.819 | bal_1P_4AC | 8102301 | no | no |  |  | no |  |  | 0 | 0 | 0 | 0
oh_line_8102301_200845819 |  | AD | node_8102301_200845818 | node_8102301_200845819 | 512.463 | bal_1P_2AC | 8102301 | no | no |  |  | no |  |  | 0 | 0 | 0 | 0
oh_line_8102301_200845820 |  | AD | node_8102301_200845819 | node_intto1_8102301_200845820 | 381.343 | bal_1P_2AC | 8102301 | no | no |  |  | no |  |  | 0 | 0 | 0 | 0
oh_line_8102301_200845821 |  | AD | node_8102301_200845820 | node_8102301_200845821 | 398.075 | bal_1P_2AC | 8102301 | no | no |  |  | no |  |  | 0 | 0 | 0 | 0
oh_line_8102301_200845822 |  | AD | node_8102301_200845819 | node_8102301_200845822 | 116.122 | bal_1P_1/0AC | 8102301 | no | no |  |  | no |  |  | 0 | 0 | 0 | 0
oh_line_8102301_200845823 |  | AD | node_8102301_200952729 | node_8102301_200845823 | 129.715 | bal_1P_2AC | 8102301 | no | no |  |  | no |  |  | 0 | 0 | 0 | 0
oh_line_8102301_200845824 |  | AD | node_8102301_200845822 | node_8102301_200845824 | 288.611 | bal_1P_1/0AC | 8102301 | no | no |  |  | no |  |  | 0 | 0 | 0 | 0
oh_line_8102301_200845825 |  | AD | node_8102301_200845824 | node_8102301_200845825 | 305.048 | bal_1P_1/0AC | 8102301 | no | no |  |  | no |  |  | 0 | 0 | 0 | 0
oh_line_8102301_200845826 |  | AD | node_8102301_200845825 | node_8102301_200845826 | 318.777 | bal_1P_1/0AC | 8102301 | no | no |  |  | no |  |  | 0 | 0 | 0 | 0
oh_line_8102301_200845827 |  | AD | node_8102301_200845826 | node_8102301_200845827 | 233.542 | bal_1P_1/0AA | 8102301 | no | no |  |  | no |  |  | 0 | 0 | 0 | 0
oh_line_8102301_200845828 |  | AD | node_8102301_200845827 | node_intto1_8102301_200845828 | 55.282 | bal_1P_1/0AA | 8102301 | no | no |  |  | no |  |  | 0 | 0 | 0 | 0
oh_line_8102301_200845829 |  | AD | node_8102301_200845827 | node_intto1_8102301_200845829 | 229.076 | bal_1P_1/0AA | 8102301 | no | no |  |  | no |  |  | 0 | 0 | 0 | 0
oh_line_8102301_200845830 |  | AD | node_8102301_200845829 | node_8102301_200845830 | 277.668 | bal_1P_1/0AA | 8102301 | no | no |  |  | no |  |  | 0 | 0 | 0 | 0
oh_line_8102301_200845832 |  | AD | node_8102301_200845830 | node_8102301_200845832 | 297.742 | bal_1P_1/0AA | 8102301 | no | no |  |  | no |  |  | 0 | 0 | 0 | 0
oh_line_8102301_200845833 |  | AD | node_8102301_200845832 | node_8102301_200845833 | 268.089 | bal_1P_1/0AA | 8102301 | no | no |  |  | no |  |  | 0 | 0 | 0 | 0
oh_line_8102301_200845834 |  | AD | node_8102301_200845833 | node_8102301_200845834 | 314.073 | bal_1P_1/0AA | 8102301 | no | no |  |  | no |  |  | 0 | 0 | 0 | 0
oh_line_8102301_200845835 |  | AD | node_8102301_200845834 | node_8102301_200845835 | 244.557 | bal_1P_1/0AA | 8102301 | no | no |  |  | no |  |  | 0 | 0 | 0 | 0
oh_line_8102301_200845836 |  | AD | node_8102301_200845823 | node_8102301_200845836 | 309.427 | bal_1P_2AC | 8102301 | no | no |  |  | no |  |  | 0 | 0 | 0 | 0
oh_line_8102301_200845837 |  | AD | node_8102301_200845836 | node_8102301_200845837 | 241.076 | bal_1P_2AC | 8102301 | no | no |  |  | no |  |  | 0 | 0 | 0 | 0
oh_line_8102301_200845839 |  | AD | node_8102301_200845837 | node_8102301_200845839 | 251.259 | bal_1P_2AC | 8102301 | no | no |  |  | no |  |  | 0 | 0 | 0 | 0
oh_line_8102301_200845840 |  | AD | node_8102301_200845839 | node_8102301_200845840 | 260.43 | bal_1P_1/0AA | 8102301 | no | no |  |  | no |  |  | 0 | 0 | 0 | 0
oh_line_8102301_200845841 |  | AD | node_8102301_200845835 | node_8102301_200845841 | 248.249 | bal_1P_1/0AA | 8102301 | no | no |  |  | no |  |  | 0 | 0 | 0 | 0
oh_line_8102301_200845842 |  | AD | node_8102301_200845840 | node_8102301_200845842 | 335.74 | bal_1P_1/0AA | 8102301 | no | no |  |  | no |  |  | 0 | 0 | 0 | 0
oh_line_8102301_200845843 |  | AD | node_8102301_200845842 | node_8102301_200845843 | 74.544 | bal_1P_1/0AA | 8102301 | no | no |  |  | no |  |  | 0 | 0 | 0 | 0
oh_line_8102301_200845844 |  | AD | node_8102301_200845842 | node_8102301_200845844 | 134.029 | bal_1P_1/0AA | 8102301 | no | no |  |  | no |  |  | 0 | 0 | 0 | 0
oh_line_8102301_200845845 |  | AD | node_8102301_200845844 | node_8102301_200845845 | 314.812 | bal_1P_4AC | 8102301 | no | no |  |  | no |  |  | 0 | 0 | 0 | 0
oh_line_8102301_200845847 |  | AD | node_8102301_200845845 | node_8102301_200845847 | 350.642 | bal_1P_4AC | 8102301 | no | no |  |  | no |  |  | 0 | 0 | 0 | 0
oh_line_8102301_200845848 |  | AD | node_8102301_200845847 | node_8102301_200845848 | 346.367 | bal_1P_4AC | 8102301 | no | no |  |  | no |  |  | 0 | 0 | 0 | 0
oh_line_8102301_200845849 |  | AD | node_8102301_200845848 | node_8102301_200845849 | 270.104 | bal_1P_1/0AA | 8102301 | no | no |  |  | no |  |  | 0 | 0 | 0 | 0
oh_line_8102301_200845850 |  | AD | node_8102301_200845848 | node_8102301_200845850 | 284.705 | bal_1P_4AC | 8102301 | no | no |  |  | no |  |  | 0 | 0 | 0 | 0
oh_line_8102301_200845851 |  | AD | node_8102301_200845850 | node_8102301_200845851 | 346.753 | bal_1P_4AC | 8102301 | no | no |  |  | no |  |  | 0 | 0 | 0 | 0
oh_line_8102301_200845897 |  | AD | node_8102301_200845908 | node_8102301_200845897 | 149.353 | bal_1P_1/0AA | 8102301 | no | no |  |  | no |  |  | 0 | 0 | 0 | 0
oh_line_8102301_200845898 |  | AD | node_8102301_200817118 | node_8102301_200845898 | 394.384 | bal_1P_2AC | 8102301 | no | no |  |  | no |  |  | 0 | 0 | 0 | 0
oh_line_8102301_200845899 |  | AD | node_8102301_200845898 | node_8102301_200845899 | 350.362 | bal_1P_2AC | 8102301 | no | no |  |  | no |  |  | 0 | 0 | 0 | 0
oh_line_8102301_200845900 |  | AD | node_8102301_201039546 | node_8102301_200845900 | 197.294 | bal_1P_2AC | 8102301 | no | no |  |  | no |  |  | 0 | 0 | 0 | 0
oh_line_8102301_200845902 |  | AD | node_8102301_200845900 | node_8102301_200845902 | 336.023 | bal_1P_1/0AA | 8102301 | no | no |  |  | no |  |  | 0 | 0 | 0 | 0
oh_line_8102301_200845903 |  | AD | node_8102301_200845902 | node_8102301_200845903 | 216.34 | bal_1P_1/0AA | 8102301 | no | no |  |  | no |  |  | 0 | 0 | 0 | 0
oh_line_8102301_200845904 |  | AD | node_8102301_200845903 | node_8102301_200845904 | 248.527 | bal_1P_1/0AA | 8102301 | no | no |  |  | no |  |  | 0 | 0 | 0 | 0
oh_line_8102301_200845905 |  | AD | node_8102301_200845902 | node_8102301_200845905 | 369.366 | bal_1P_1/0AA | 8102301 | no | no |  |  | no |  |  | 0 | 0 | 0 | 0
oh_line_8102301_200845906 |  | AD | node_8102301_200845905 | node_8102301_200845906 | 360.118 | bal_1P_1/0AA | 8102301 | no | no |  |  | no |  |  | 0 | 0 | 0 | 0
oh_line_8102301_200845907 |  | AD | node_8102301_200845906 | node_8102301_200845907 | 328.479 | bal_1P_1/0AA | 8102301 | no | no |  |  | no |  |  | 0 | 0 | 0 | 0
oh_line_8102301_200845908 |  | AD | node_8102301_200845907 | node_intto1_8102301_200845908 | 368.863 | bal_1P_1/0AA | 8102301 | no | no |  |  | no |  |  | 0 | 0 | 0 | 0
oh_line_8102301_200845909 |  | AD | node_8102301_200845908 | node_intto1_8102301_200845909 | 339.634 | bal_1P_1/0AA | 8102301 | no | no |  |  | no |  |  | 0 | 0 | 0 | 0
oh_line_8102301_200845910 |  | AD | node_8102301_200845909 | node_8102301_200845910 | 327.21 | bal_1P_1/0AA | 8102301 | no | no |  |  | no |  |  | 0 | 0 | 0 | 0
oh_line_8102301_200845911 |  | AD | node_8102301_200845910 | node_8102301_200845911 | 373.34 | bal_1P_1/0AA | 8102301 | no | no |  |  | no |  |  | 0 | 0 | 0 | 0
oh_line_8102301_200845912 |  | AD | node_8102301_311911306 | node_8102301_200845912 | 323.706 | bal_1P_4AC | 8102301 | no | no |  |  | no |  |  | 0 | 0 | 0 | 0
oh_line_8102301_200845913 |  | AD | node_8102301_200845926 | node_8102301_200845913 | 377.336 | bal_1P_4AC | 8102301 | no | no |  |  | no |  |  | 0 | 0 | 0 | 0
oh_line_8102301_200845914 |  | AD | node_8102301_200845913 | node_8102301_200845914 | 347.701 | bal_1P_4AC | 8102301 | no | no |  |  | no |  |  | 0 | 0 | 0 | 0
oh_line_8102301_200845915 |  | AD | node_8102301_200845914 | node_8102301_200845915 | 338.245 | bal_1P_4AC | 8102301 | no | no |  |  | no |  |  | 0 | 0 | 0 | 0
oh_line_8102301_200845916 |  | AD | node_8102301_200845915 | node_8102301_200845916 | 433.635 | bal_1P_2AC | 8102301 | no | no |  |  | no |  |  | 0 | 0 | 0 | 0
oh_line_8102301_200845917 |  | AD | node_8102301_200845912 | node_intto1_8102301_200845917 | 353.308 | bal_1P_4AC | 8102301 | no | no |  |  | no |  |  | 0 | 0 | 0 | 0
oh_line_8102301_200845918 |  | AD | node_8102301_200845917 | node_8102301_200845918 | 252.489 | bal_1P_4AC | 8102301 | no | no |  |  | no |  |  | 0 | 0 | 0 | 0
oh_line_8102301_200845919 |  | AD | node_8102301_200845918 | node_8102301_200845919 | 250.207 | bal_1P_4AC | 8102301 | no | no |  |  | no |  |  | 0 | 0 | 0 | 0
oh_line_8102301_200845921 |  | AD | node_8102301_200845919 | node_8102301_200845921 | 301.658 | bal_1P_4AC | 8102301 | no | no |  |  | no |  |  | 0 | 0 | 0 | 0
oh_line_8102301_200845922 |  | AD | node_8102301_200845921 | node_8102301_200845922 | 367.405 | bal_1P_4AC | 8102301 | no | no |  |  | no |  |  | 0 | 0 | 0 | 0
oh_line_8102301_200845923 |  | AD | node_8102301_200845922 | node_8102301_200845923 | 264.326 | bal_1P_4AC | 8102301 | no | no |  |  | no |  |  | 0 | 0 | 0 | 0
oh_line_8102301_200845924 |  | AD | node_8102301_200845923 | node_8102301_200845924 | 254.776 | bal_1P_4AC | 8102301 | no | no |  |  | no |  |  | 0 | 0 | 0 | 0
oh_line_8102301_200845925 |  | AD | node_8102301_200845924 | node_8102301_200845925 | 307.24 | bal_1P_4AC | 8102301 | no | no |  |  | no |  |  | 0 | 0 | 0 | 0
oh_line_8102301_200845926 |  | AD | node_8102301_200845925 | node_8102301_200845926 | 346.006 | bal_1P_4AC | 8102301 | no | no |  |  | no |  |  | 0 | 0 | 0 | 0
oh_line_8102301_200845927-1 |  | AN | node_8102301_200845378 | node_intto1_311901980 | 25.477 | bal_1P_1/0AC_1/0AC(N) | 8102301 | no | no |  |  | no |  |  | 0 | 0 | 0 | 0
oh_line_8102301_200845927-2 |  | AN | node_311901980 | node_intto1_220388262 | 236.122 | bal_1P_1/0AC_1/0AC(N) | 8102301 | no | no |  |  | no |  |  | 0 | 0 | 0 | 0
oh_line_8102301_200845927-3 |  | AN | node_220388262 | node_intto1_220465349 | 24.232 | bal_1P_1/0AC_1/0AC(N) | 8102301 | no | no |  |  | no |  |  | 0 | 0 | 0 | 0
oh_line_8102301_200845927-4 |  | AN | node_220465349 | node_8102301_200845927 | 24.63 | bal_1P_1/0AC_1/0AC(N) | 8102301 | no | no |  |  | no |  |  | 0 | 0 | 0 | 0
oh_line_8102301_200845928 |  | AD | node_8102301_200845927 | node_8102301_200845928 | 180.184 | bal_1P_4AC | 8102301 | no | no |  |  | no |  |  | 0 | 0 | 0 | 0
oh_line_8102301_200845929 |  | AD | node_8102301_200845969 | node_8102301_200845929 | 240.972 | bal_1P_4AC | 8102301 | no | no |  |  | no |  |  | 0 | 0 | 0 | 0
oh_line_8102301_200845930 |  | AD | node_8102301_200845929 | node_8102301_200845930 | 321.95 | bal_1P_4AC | 8102301 | no | no |  |  | no |  |  | 0 | 0 | 0 | 0
oh_line_8102301_200845931 |  | AD | node_8102301_200845930 | node_8102301_200845931 | 313.002 | bal_1P_4AC | 8102301 | no | no |  |  | no |  |  | 0 | 0 | 0 | 0
oh_line_8102301_200845932 |  | AD | node_8102301_200845931 | node_8102301_200845932 | 290.39 | bal_1P_4AC | 8102301 | no | no |  |  | no |  |  | 0 | 0 | 0 | 0
oh_line_8102301_200845933 |  | AD | node_8102301_200845932 | node_8102301_200845933 | 301.128 | bal_1P_4AC | 8102301 | no | no |  |  | no |  |  | 0 | 0 | 0 | 0
oh_line_8102301_200845935 |  | AD | node_8102301_200845933 | node_8102301_200845935 | 444.819 | bal_1P_4AC | 8102301 | no | no |  |  | no |  |  | 0 | 0 | 0 | 0
oh_line_8102301_200845936 |  | AD | node_8102301_200845935 | node_8102301_200845936 | 257.184 | bal_1P_1/0AA | 8102301 | no | no |  |  | no |  |  | 0 | 0 | 0 | 0
oh_line_8102301_200845937 |  | AD | node_8102301_200845936 | node_8102301_200845937 | 273.511 | bal_1P_1/0AA | 8102301 | no | no |  |  | no |  |  | 0 | 0 | 0 | 0
oh_line_8102301_200845938 |  | AD | node_8102301_200845935 | node_8102301_200845938 | 315.749 | bal_1P_4AC | 8102301 | no | no |  |  | no |  |  | 0 | 0 | 0 | 0
oh_line_8102301_200845939 |  | AD | node_8102301_200845938 | node_8102301_200845939 | 385.976 | bal_1P_4AC | 8102301 | no | no |  |  | no |  |  | 0 | 0 | 0 | 0
oh_line_8102301_200845940 |  | AD | node_8102301_200845939 | node_8102301_200845940 | 280.356 | bal_1P_4AC | 8102301 | no | no |  |  | no |  |  | 0 | 0 | 0 | 0
oh_line_8102301_200845941 |  | AD | node_8102301_200845940 | node_8102301_200845941 | 318.837 | bal_1P_4AC | 8102301 | no | no |  |  | no |  |  | 0 | 0 | 0 | 0
oh_line_8102301_200845942 |  | AD | node_8102301_200845928 | node_intto1_8102301_200845942 | 626.412 | bal_1P_4AC | 8102301 | no | no |  |  | no |  |  | 0 | 0 | 0 | 0
oh_line_8102301_200845943 |  | AD | node_8102301_200845941 | node_8102301_200845943 | 433.466 | bal_1P_4AC | 8102301 | no | no |  |  | no |  |  | 0 | 0 | 0 | 0
oh_line_8102301_200845944 |  | AD | node_8102301_200845943 | node_8102301_200845944 | 397.081 | bal_1P_4AC | 8102301 | no | no |  |  | no |  |  | 0 | 0 | 0 | 0
oh_line_8102301_200845947 |  | AD | node_8102301_201004515 | node_8102301_200845947 | 418.257 | bal_1P_2AC | 8102301 | no | no |  |  | no |  |  | 0 | 0 | 0 | 0
oh_line_8102301_200845949 |  | AD | node_8102301_200845947 | node_8102301_200845949 | 445.103 | bal_1P_2AC | 8102301 | no | no |  |  | no |  |  | 0 | 0 | 0 | 0
oh_line_8102301_200845951 |  | AD | node_8102301_200845949 | node_8102301_200845951 | 334.129 | bal_1P_2AC | 8102301 | no | no |  |  | no |  |  | 0 | 0 | 0 | 0
oh_line_8102301_200845952 |  | AD | node_8102301_200845951 | node_8102301_200845952 | 412.914 | bal_1P_2AC | 8102301 | no | no |  |  | no |  |  | 0 | 0 | 0 | 0
oh_line_8102301_200845954 |  | AD | node_8102301_200845952 | node_8102301_200845954 | 303.928 | bal_1P_2AC | 8102301 | no | no |  |  | no |  |  | 0 | 0 | 0 | 0
oh_line_8102301_200845955 |  | AD | node_8102301_200845954 | node_8102301_200845955 | 358.683 | bal_1P_2AC | 8102301 | no | no |  |  | no |  |  | 0 | 0 | 0 | 0
oh_line_8102301_200845956 |  | AD | node_8102301_200845942 | node_8102301_200845956 | 333.02 | bal_1P_4AC | 8102301 | no | no |  |  | no |  |  | 0 | 0 | 0 | 0
oh_line_8102301_200845959 |  | AD | node_8102301_200845956 | node_8102301_200845959 | 245.801 | bal_1P_4AC | 8102301 | no | no |  |  | no |  |  | 0 | 0 | 0 | 0
oh_line_8102301_200845961 |  | AD | node_8102301_200845959 | node_8102301_200845961 | 190.843 | bal_1P_4AC | 8102301 | no | no |  |  | no |  |  | 0 | 0 | 0 | 0
oh_line_8102301_200845962 |  | AD | node_8102301_200845961 | node_8102301_200845962 | 309.275 | bal_1P_4AC | 8102301 | no | no |  |  | no |  |  | 0 | 0 | 0 | 0
oh_line_8102301_200845964 |  | AD | node_8102301_312127771 | node_8102301_200845964 | 180.772 | bal_1P_4AC | 8102301 | no | no |  |  | no |  |  | 0 | 0 | 0 | 0
oh_line_8102301_200845965 |  | AD | node_8102301_200845964 | node_8102301_200845965 | 427.296 | bal_1P_4AC | 8102301 | no | no |  |  | no |  |  | 0 | 0 | 0 | 0
oh_line_8102301_200845967 |  | AD | node_8102301_200845965 | node_8102301_200845967 | 337.007 | bal_1P_4AC | 8102301 | no | no |  |  | no |  |  | 0 | 0 | 0 | 0
oh_line_8102301_200845968 |  | AD | node_8102301_200845967 | node_8102301_200845968 | 227.122 | bal_1P_1/0AA | 8102301 | no | no |  |  | no |  |  | 0 | 0 | 0 | 0
oh_line_8102301_200845969 |  | AD | node_8102301_200845967 | node_8102301_200845969 | 391.712 | bal_1P_4AC | 8102301 | no | no |  |  | no |  |  | 0 | 0 | 0 | 0
oh_line_8102301_200845970 |  | AD | node_8102301_200846357 | node_intto1_8102301_200845970 | 304.25 | bal_1P_2AC | 8102301 | no | no |  |  | no |  |  | 0 | 0 | 0 | 0
oh_line_8102301_200845971 |  | AD | node_8102301_200845970 | node_8102301_200845971 | 269.777 | bal_1P_2AC | 8102301 | no | no |  |  | no |  |  | 0 | 0 | 0 | 0
oh_line_8102301_200845972 |  | AD | node_8102301_200845971 | node_8102301_200845972 | 372.175 | bal_1P_2AC | 8102301 | no | no |  |  | no |  |  | 0 | 0 | 0 | 0
oh_line_8102301_200845973 |  | AD | node_8102301_200845972 | node_8102301_200845973 | 327.807 | bal_1P_2AC | 8102301 | no | no |  |  | no |  |  | 0 | 0 | 0 | 0
oh_line_8102301_200845974 |  | AD | node_8102301_200845973 | node_8102301_200845974 | 363.705 | bal_1P_2AC | 8102301 | no | no |  |  | no |  |  | 0 | 0 | 0 | 0
oh_line_8102301_200845975 |  | AD | node_8102301_200845974 | node_8102301_200845975 | 389.063 | bal_1P_2AC | 8102301 | no | no |  |  | no |  |  | 0 | 0 | 0 | 0
oh_line_8102301_200845977 |  | AD | node_8102301_200845973 | node_8102301_200845977 | 352.434 | bal_1P_2AC | 8102301 | no | no |  |  | no |  |  | 0 | 0 | 0 | 0
oh_line_8102301_200845980 |  | AD | node_8102301_200950431 | node_8102301_200845980 | 206.055 | bal_1P_3-128CW | 8102301 | no | no |  |  | no |  |  | 0 | 0 | 0 | 0
oh_line_8102301_200845983 |  | AD | node_8102301_201017694 | node_intto1_8102301_200845983 | 394.701 | bal_1P_3-128CW | 8102301 | no | no |  |  | no |  |  | 0 | 0 | 0 | 0
oh_line_8102301_200845984 |  | AD | node_8102301_200845983 | node_8102301_200845984 | 471.747 | bal_1P_3-128CW | 8102301 | no | no |  |  | no |  |  | 0 | 0 | 0 | 0
oh_line_8102301_200845985 |  | AD | node_8102301_200845984 | node_8102301_200845985 | 442.149 | bal_1P_3-128CW | 8102301 | no | no |  |  | no |  |  | 0 | 0 | 0 | 0
oh_line_8102301_200845986 |  | AD | node_8102301_200845985 | node_8102301_200845986 | 127.192 | bal_1P_1/0AA | 8102301 | no | no |  |  | no |  |  | 0 | 0 | 0 | 0
oh_line_8102301_200845987 |  | AD | node_8102301_200845986 | node_8102301_200845987 | 247.878 | bal_1P_1/0AA | 8102301 | no | no |  |  | no |  |  | 0 | 0 | 0 | 0
oh_line_8102301_200845988 |  | AD | node_8102301_200845987 | node_8102301_200845988 | 230.062 | bal_1P_1/0AA | 8102301 | no | no |  |  | no |  |  | 0 | 0 | 0 | 0
oh_line_8102301_200845989 |  | AD | node_8102301_200846172 | node_8102301_200845989 | 231.158 | bal_1P_1/0AA | 8102301 | no | no |  |  | no |  |  | 0 | 0 | 0 | 0
oh_line_8102301_200845990 |  | AD | node_8102301_200845989 | node_8102301_200845990 | 238.292 | bal_1P_1/0AA | 8102301 | no | no |  |  | no |  |  | 0 | 0 | 0 | 0
oh_line_8102301_200845992 |  | AD | node_8102301_200845990 | node_8102301_200845992 | 274.204 | bal_1P_1/0AA | 8102301 | no | no |  |  | no |  |  | 0 | 0 | 0 | 0
oh_line_8102301_200845993 |  | AD | node_8102301_200845992 | node_8102301_200845993 | 283.007 | bal_1P_2AC | 8102301 | no | no |  |  | no |  |  | 0 | 0 | 0 | 0
oh_line_8102301_200845994 |  | AD | node_8102301_200845993 | node_8102301_200845994 | 321.192 | bal_1P_2AC | 8102301 | no | no |  |  | no |  |  | 0 | 0 | 0 | 0
oh_line_8102301_200845996 |  | AD | node_8102301_200845993 | node_8102301_200845996 | 194.547 | bal_1P_2AC | 8102301 | no | no |  |  | no |  |  | 0 | 0 | 0 | 0
oh_line_8102301_200845997 |  | AD | node_8102301_200845996 | node_8102301_200845997 | 208.621 | bal_1P_1/0AA | 8102301 | no | no |  |  | no |  |  | 0 | 0 | 0 | 0
oh_line_8102301_200845999 |  | AD | node_8102301_200845997 | node_8102301_200845999 | 259.974 | bal_1P_1/0AA | 8102301 | no | no |  |  | no |  |  | 0 | 0 | 0 | 0
oh_line_8102301_200846039 |  | AD | node_8102301_200846315 | node_8102301_200846039 | 322.717 | bal_1P_2AC | 8102301 | no | no |  |  | no |  |  | 0 | 0 | 0 | 0
oh_line_8102301_200846040 |  | AD | node_8102301_200846039 | node_8102301_200846040 | 369.811 | bal_1P_2AC | 8102301 | no | no |  |  | no |  |  | 0 | 0 | 0 | 0
oh_line_8102301_200846041 |  | AD | node_8102301_200846040 | node_8102301_200846041 | 355.38 | bal_1P_2AC | 8102301 | no | no |  |  | no |  |  | 0 | 0 | 0 | 0
oh_line_8102301_200846043 |  | AD | node_8102301_200846041 | node_8102301_200846043 | 282.168 | bal_1P_2AC | 8102301 | no | no |  |  | no |  |  | 0 | 0 | 0 | 0
oh_line_8102301_200846044 |  | AD | node_8102301_200846043 | node_8102301_200846044 | 357.629 | bal_1P_2AC | 8102301 | no | no |  |  | no |  |  | 0 | 0 | 0 | 0
oh_line_8102301_200846046 |  | AD | node_8102301_200846044 | node_8102301_200846046 | 166.939 | bal_1P_1/0AA | 8102301 | no | no |  |  | no |  |  | 0 | 0 | 0 | 0
oh_line_8102301_200846047 |  | AD | node_8102301_200846046 | node_8102301_200846047 | 140.335 | bal_1P_1/0AA | 8102301 | no | no |  |  | no |  |  | 0 | 0 | 0 | 0
oh_line_8102301_200846048 |  | AD | node_8102301_200846047 | node_8102301_200846048 | 121.332 | bal_1P_1/0AA | 8102301 | no | no |  |  | no |  |  | 0 | 0 | 0 | 0
oh_line_8102301_200846056 |  | AD | node_8102301_200845517 | node_8102301_200846056 | 217.401 | bal_1P_1/0AC | 8102301 | no | no |  |  | no |  |  | 0 | 0 | 0 | 0
oh_line_8102301_200846057 |  | AD | node_8102301_200846056 | node_8102301_200846057 | 192.248 | bal_1P_1/0AC | 8102301 | no | no |  |  | no |  |  | 0 | 0 | 0 | 0
oh_line_8102301_200846058 |  | AD | node_8102301_200846235 | node_intto1_8102301_200846058 | 450.76 | bal_1P_2AC | 8102301 | no | no |  |  | no |  |  | 0 | 0 | 0 | 0
oh_line_8102301_200846059 |  | AD | node_8102301_200846058 | node_intto1_8102301_200846059 | 351.501 | bal_1P_2AC | 8102301 | no | no |  |  | no |  |  | 0 | 0 | 0 | 0
oh_line_8102301_200846061 |  | AD | node_8102301_200846059 | node_8102301_200846061 | 92.82 | bal_1P_2AC | 8102301 | no | no |  |  | no |  |  | 0 | 0 | 0 | 0
oh_line_8102301_200846062 |  | AD | node_8102301_200846061 | node_8102301_200846062 | 369.047 | bal_1P_2AC | 8102301 | no | no |  |  | no |  |  | 0 | 0 | 0 | 0
oh_line_8102301_200846063 |  | AD | node_8102301_200846062 | node_8102301_200846063 | 345.96 | bal_1P_2AC | 8102301 | no | no |  |  | no |  |  | 0 | 0 | 0 | 0
oh_line_8102301_200846064 |  | AD | node_8102301_200846063 | node_8102301_200846064 | 342.577 | bal_1P_2AC | 8102301 | no | no |  |  | no |  |  | 0 | 0 | 0 | 0
oh_line_8102301_200846065 |  | AD | node_8102301_200846064 | node_8102301_200846065 | 324.005 | bal_1P_2AC | 8102301 | no | no |  |  | no |  |  | 0 | 0 | 0 | 0
oh_line_8102301_200846066 |  | AD | node_8102301_200846064 | node_8102301_200846066 | 346.875 | bal_1P_1/0AA | 8102301 | no | no |  |  | no |  |  | 0 | 0 | 0 | 0
oh_line_8102301_200846068 |  | AN | node_8102301_311911196 | node_intto1_8102301_200846068 | 260.803 | bal_1P_1/0AA_1/0AA(N) | 8102301 | no | no |  |  | no |  |  | 0 | 0 | 0 | 0
oh_line_8102301_200846069 |  | AD | node_8102301_200846077 | node_8102301_200846069 | 267.149 | bal_1P_1/0AC | 8102301 | no | no |  |  | no |  |  | 0 | 0 | 0 | 0
oh_line_8102301_200846070 |  | AD | node_8102301_200846068 | node_intto1_8102301_200846070 | 244.994 | bal_1P_1/0AC | 8102301 | no | no |  |  | no |  |  | 0 | 0 | 0 | 0
oh_line_8102301_200846071 |  | AD | node_8102301_200846070 | node_8102301_200846071 | 92.207 | bal_1P_1/0AC | 8102301 | no | no |  |  | no |  |  | 0 | 0 | 0 | 0
oh_line_8102301_200846072 |  | AD | node_8102301_200846071 | node_8102301_200846072 | 286.563 | bal_1P_1/0AC | 8102301 | no | no |  |  | no |  |  | 0 | 0 | 0 | 0
oh_line_8102301_200846073 |  | AD | node_8102301_200846072 | node_intto1_8102301_200846073 | 274.802 | bal_1P_1/0AC | 8102301 | no | no |  |  | no |  |  | 0 | 0 | 0 | 0
oh_line_8102301_200846074 |  | AD | node_8102301_200846073 | node_8102301_200846074 | 300.031 | bal_1P_1/0AC | 8102301 | no | no |  |  | no |  |  | 0 | 0 | 0 | 0
oh_line_8102301_200846075 |  | AD | node_8102301_200846074 | node_8102301_200846075 | 302.081 | bal_1P_1/0AC | 8102301 | no | no |  |  | no |  |  | 0 | 0 | 0 | 0
oh_line_8102301_200846076 |  | AD | node_8102301_200846075 | node_8102301_200846076 | 334.995 | bal_1P_1/0AC | 8102301 | no | no |  |  | no |  |  | 0 | 0 | 0 | 0
oh_line_8102301_200846077 |  | AD | node_8102301_200846076 | node_8102301_200846077 | 321.127 | bal_1P_1/0AC | 8102301 | no | no |  |  | no |  |  | 0 | 0 | 0 | 0
oh_line_8102301_200846078 |  | AD | node_8102301_200887253 | node_8102301_200846078 | 282.093 | bal_1P_1/0AC | 8102301 | no | no |  |  | no |  |  | 0 | 0 | 0 | 0
oh_line_8102301_200846080 |  | AD | node_8102301_200846078 | node_8102301_200846080 | 254.128 | bal_1P_1/0AC | 8102301 | no | no |  |  | no |  |  | 0 | 0 | 0 | 0
oh_line_8102301_200846081 |  | AD | node_8102301_200846080 | node_8102301_200846081 | 240.452 | bal_1P_1/0AC | 8102301 | no | no |  |  | no |  |  | 0 | 0 | 0 | 0
oh_line_8102301_200846082 |  | AD | node_8102301_200846081 | node_8102301_200846082 | 264.224 | bal_1P_1/0AC | 8102301 | no | no |  |  | no |  |  | 0 | 0 | 0 | 0
oh_line_8102301_200846083 |  | AD | node_8102301_200846082 | node_8102301_200846083 | 242.483 | bal_1P_1/0AC | 8102301 | no | no |  |  | no |  |  | 0 | 0 | 0 | 0
oh_line_8102301_200846084 |  | AD | node_8102301_200846083 | node_8102301_200846084 | 298.219 | bal_1P_1/0AC | 8102301 | no | no |  |  | no |  |  | 0 | 0 | 0 | 0
oh_line_8102301_200846085 |  | AD | node_8102301_200846084 | node_8102301_200846085 | 289.899 | bal_1P_1/0AC | 8102301 | no | no |  |  | no |  |  | 0 | 0 | 0 | 0
oh_line_8102301_200846086 |  | AD | node_8102301_200846085 | node_8102301_200846086 | 292.206 | bal_1P_1/0AC | 8102301 | no | no |  |  | no |  |  | 0 | 0 | 0 | 0
oh_line_8102301_200846087 |  | AD | node_8102301_200846082 | node_8102301_200846087 | 245.048 | bal_1P_1/0AC | 8102301 | no | no |  |  | no |  |  | 0 | 0 | 0 | 0
oh_line_8102301_200846088 |  | AD | node_8102301_200846087 | node_8102301_200846088 | 253.07 | bal_1P_1/0AC | 8102301 | no | no |  |  | no |  |  | 0 | 0 | 0 | 0
oh_line_8102301_200846090 |  | AD | node_8102301_200845755 | node_8102301_200846090 | 52.941 | bal_1P_1/0AC | 8102301 | no | no |  |  | no |  |  | 0 | 0 | 0 | 0
oh_line_8102301_200846091 |  | AD | node_8102301_200846103 | node_8102301_200846091 | 231.599 | bal_1P_1/0AA | 8102301 | no | no |  |  | no |  |  | 0 | 0 | 0 | 0
oh_line_8102301_200846092 |  | AD | node_8102301_200846091 | node_8102301_200846092 | 329.706 | bal_1P_1/0AA | 8102301 | no | no |  |  | no |  |  | 0 | 0 | 0 | 0
oh_line_8102301_200846093 |  | AD | node_8102301_200846092 | node_8102301_200846093 | 305.857 | bal_1P_1/0AA | 8102301 | no | no |  |  | no |  |  | 0 | 0 | 0 | 0
oh_line_8102301_200846094 |  | AD | node_8102301_200846093 | node_8102301_200846094 | 310.067 | bal_1P_1/0AA | 8102301 | no | no |  |  | no |  |  | 0 | 0 | 0 | 0
oh_line_8102301_200846095 |  | AD | node_8102301_200846094 | node_8102301_200846095 | 269.683 | bal_1P_1/0AA | 8102301 | no | no |  |  | no |  |  | 0 | 0 | 0 | 0
oh_line_8102301_200846096 |  | AD | node_8102301_200846090 | node_intto1_8102301_200846096 | 229.446 | bal_1P_1/0AC | 8102301 | no | no |  |  | no |  |  | 0 | 0 | 0 | 0
oh_line_8102301_200846097 |  | AD | node_8102301_200846096 | node_8102301_200846097 | 206.416 | bal_1P_1/0AC | 8102301 | no | no |  |  | no |  |  | 0 | 0 | 0 | 0
oh_line_8102301_200846098 |  | AD | node_8102301_200846097 | node_8102301_200846098 | 205.283 | bal_1P_1/0AA | 8102301 | no | no |  |  | no |  |  | 0 | 0 | 0 | 0
oh_line_8102301_200846099 |  | AD | node_8102301_200846098 | node_8102301_200846099 | 249.627 | bal_1P_1/0AA | 8102301 | no | no |  |  | no |  |  | 0 | 0 | 0 | 0
oh_line_8102301_200846100 |  | AD | node_8102301_200846099 | node_8102301_200846100 | 239.755 | bal_1P_1/0AA | 8102301 | no | no |  |  | no |  |  | 0 | 0 | 0 | 0
oh_line_8102301_200846101 |  | AD | node_8102301_200846100 | node_8102301_200846101 | 211.913 | bal_1P_1/0AA | 8102301 | no | no |  |  | no |  |  | 0 | 0 | 0 | 0
oh_line_8102301_200846102 |  | AD | node_8102301_200846101 | node_intto1_8102301_200846102 | 242.227 | bal_1P_1/0AA | 8102301 | no | no |  |  | no |  |  | 0 | 0 | 0 | 0
oh_line_8102301_200846103 |  | AD | node_8102301_200846102 | node_8102301_200846103 | 68.625 | bal_1P_1/0AA | 8102301 | no | no |  |  | no |  |  | 0 | 0 | 0 | 0
oh_line_8102301_200846104 |  | AD | node_8102301_200846105 | node_intto1_8102301_200846104 | 362.17 | bal_1P_1/0AA | 8102301 | no | no |  |  | no |  |  | 0 | 0 | 0 | 0
oh_line_8102301_200846105 |  | AD | node_8102301_200846107 | node_8102301_200846105 | 267.15 | bal_1P_1/0AA | 8102301 | no | no |  |  | no |  |  | 0 | 0 | 0 | 0
oh_line_8102301_200846107 |  | AD | node_8102301_200846108 | node_8102301_200846107 | 288.829 | bal_1P_1/0AA | 8102301 | no | no |  |  | no |  |  | 0 | 0 | 0 | 0
oh_line_8102301_200846108 |  | AD | node_8102301_200846109 | node_8102301_200846108 | 283.453 | bal_1P_1/0AA | 8102301 | no | no |  |  | no |  |  | 0 | 0 | 0 | 0
oh_line_8102301_200846109 |  | AD | node_8102301_200846111 | node_8102301_200846109 | 299.848 | bal_1P_1/0AC | 8102301 | no | no |  |  | no |  |  | 0 | 0 | 0 | 0
oh_line_8102301_200846111 |  | AD | node_8102301_200846112 | node_8102301_200846111 | 310.874 | bal_1P_1/0AA | 8102301 | no | no |  |  | no |  |  | 0 | 0 | 0 | 0
oh_line_8102301_200846112 |  | AD | node_8102301_200846113 | node_8102301_200846112 | 353.721 | bal_1P_1/0AA | 8102301 | no | no |  |  | no |  |  | 0 | 0 | 0 | 0
oh_line_8102301_200846113 |  | AD | node_8102301_200953696 | node_intto1_8102301_200846113 | 262.526 | bal_1P_1/0AA | 8102301 | no | no |  |  | no |  |  | 0 | 0 | 0 | 0
oh_line_8102301_200846114 |  | AD | node_8102301_200846113 | node_8102301_200846114 | 342.024 | bal_1P_1/0AA | 8102301 | no | no |  |  | no |  |  | 0 | 0 | 0 | 0
oh_line_8102301_200846115 |  | AD | node_8102301_200846114 | node_8102301_200846115 | 347.512 | bal_1P_1/0AA | 8102301 | no | no |  |  | no |  |  | 0 | 0 | 0 | 0
oh_line_8102301_200846118 |  | AN | node_8102301_200846119 | node_8102301_200846118 | 274.066 | bal_1P_1/0AA_1/0AA(N) | 8102301 | no | no |  |  | no |  |  | 0 | 0 | 0 | 0
oh_line_8102301_200846119 |  | AN | node_8102301_200846128 | node_8102301_200846119 | 248.937 | bal_1P_1/0AA_1/0AA(N) | 8102301 | no | no |  |  | no |  |  | 0 | 0 | 0 | 0
oh_line_8102301_200846121 |  | AN | node_8102301_200974650 | node_8102301_200846121 | 366.591 | bal_1P_2AC_2AC(N) | 8102301 | no | no |  |  | no |  |  | 0 | 0 | 0 | 0
oh_line_8102301_200846122 |  | AN | node_8102301_200846121 | node_8102301_200846122 | 222.887 | bal_1P_2AC_2AC(N) | 8102301 | no | no |  |  | no |  |  | 0 | 0 | 0 | 0
oh_line_8102301_200846123 |  | AN | node_8102301_200846122 | node_8102301_200846123 | 171.564 | bal_1P_2AC_2AC(N) | 8102301 | no | no |  |  | no |  |  | 0 | 0 | 0 | 0
oh_line_8102301_200846124 |  | AN | node_8102301_200846123 | node_8102301_200846124 | 262.526 | bal_1P_2AC_2AC(N) | 8102301 | no | no |  |  | no |  |  | 0 | 0 | 0 | 0
oh_line_8102301_200846125 |  | AN | node_8102301_200846124 | node_8102301_200846125 | 266.799 | bal_1P_1/0AA_1/0AA(N) | 8102301 | no | no |  |  | no |  |  | 0 | 0 | 0 | 0
oh_line_8102301_200846126 |  | AN | node_8102301_200846125 | node_intto1_8102301_200846126 | 237.873 | bal_1P_1/0AA_1/0AA(N) | 8102301 | no | no |  |  | no |  |  | 0 | 0 | 0 | 0
oh_line_8102301_200846127 |  | AN | node_8102301_200846126 | node_8102301_200846127 | 239.251 | bal_1P_1/0AA_1/0AA(N) | 8102301 | no | no |  |  | no |  |  | 0 | 0 | 0 | 0
oh_line_8102301_200846128 |  | AN | node_8102301_200846127 | node_8102301_200846128 | 234.296 | bal_1P_1/0AA_1/0AA(N) | 8102301 | no | no |  |  | no |  |  | 0 | 0 | 0 | 0
oh_line_8102301_200846129 |  | AN | node_8102301_200845319 | node_8102301_200846129 | 309.784 | bal_1P_1/0AA_1/0AC(N) | 8102301 | no | no |  |  | no |  |  | 0 | 0 | 0 | 0
oh_line_8102301_200846130 |  | AN | node_8102301_200846129 | node_8102301_200846130 | 311.689 | bal_1P_1/0AA_1/0AC(N) | 8102301 | no | no |  |  | no |  |  | 0 | 0 | 0 | 0
oh_line_8102301_200846132 |  | AD | node_8102301_200846267 | node_8102301_200846132 | 337.757 | bal_1P_2AC | 8102301 | no | no |  |  | no |  |  | 0 | 0 | 0 | 0
oh_line_8102301_200846133 |  | AD | node_8102301_200846132 | node_8102301_200846133 | 340.212 | bal_1P_1/0AA | 8102301 | no | no |  |  | no |  |  | 0 | 0 | 0 | 0
oh_line_8102301_200846134 |  | AD | node_8102301_200846133 | node_intto1_8102301_200846134 | 330.849 | bal_1P_1/0AA | 8102301 | no | no |  |  | no |  |  | 0 | 0 | 0 | 0
oh_line_8102301_200846135 |  | AD | node_8102301_200846134 | node_8102301_200846135 | 339.818 | bal_1P_1/0AA | 8102301 | no | no |  |  | no |  |  | 0 | 0 | 0 | 0
oh_line_8102301_200846136 |  | AD | node_8102301_200846135 | node_intto1_8102301_200846136 | 257.506 | bal_1P_1/0AA | 8102301 | no | no |  |  | no |  |  | 0 | 0 | 0 | 0
oh_line_8102301_200846139 |  | AN | node_8102301_200845227 | node_8102301_200846139 | 65.542 | bal_1P_1/0AA_1/0AA(N) | 8102301 | no | no |  |  | no |  |  | 0 | 0 | 0 | 0
oh_line_8102301_200846140 |  | AN | node_8102301_200846139 | node_intto1_8102301_200846140 | 264.566 | bal_1P_1/0AA_1/0AA(N) | 8102301 | no | no |  |  | no |  |  | 0 | 0 | 0 | 0
oh_line_8102301_200846141 |  | AN | node_8102301_200846140 | node_8102301_200846141 | 275.462 | bal_1P_1/0AA_1/0AA(N) | 8102301 | no | no |  |  | no |  |  | 0 | 0 | 0 | 0
oh_line_8102301_200846142 |  | AN | node_8102301_200846141 | node_8102301_200846142 | 265.135 | bal_1P_1/0AA_1/0AA(N) | 8102301 | no | no |  |  | no |  |  | 0 | 0 | 0 | 0
oh_line_8102301_200846143 |  | AN | node_8102301_200846142 | node_8102301_200846143 | 155.946 | bal_1P_1/0AA_1/0AA(N) | 8102301 | no | no |  |  | no |  |  | 0 | 0 | 0 | 0
oh_line_8102301_200846144 |  | AD | node_8102301_200846149 | node_intto1_8102301_200846144 | 211.762 | bal_1P_1/0AA | 8102301 | no | no |  |  | no |  |  | 0 | 0 | 0 | 0
oh_line_8102301_200846145 |  | AD | node_8102301_200846230 | node_intto1_8102301_200846145 | 165.546 | bal_1P_8DCW | 8102301 | no | no |  |  | no |  |  | 0 | 0 | 0 | 0
oh_line_8102301_200846146 |  | AD | node_8102301_200846162 | node_8102301_200846146 | 233.948 | bal_1P_1/0AA | 8102301 | no | no |  |  | no |  |  | 0 | 0 | 0 | 0
oh_line_8102301_200846147 |  | AD | node_8102301_200846146 | node_8102301_200846147 | 229.332 | bal_1P_1/0AA | 8102301 | no | no |  |  | no |  |  | 0 | 0 | 0 | 0
oh_line_8102301_200846148 |  | AD | node_8102301_200846147 | node_8102301_200846148 | 190.501 | bal_1P_1/0AA | 8102301 | no | no |  |  | no |  |  | 0 | 0 | 0 | 0
oh_line_8102301_200846149 |  | AD | node_8102301_200846148 | node_8102301_200846149 | 138.801 | bal_1P_1/0AA | 8102301 | no | no |  |  | no |  |  | 0 | 0 | 0 | 0
oh_line_8102301_200846150 |  | AD | node_8102301_200846149 | node_intto1_8102301_200846150 | 293.946 | bal_1P_1/0AA | 8102301 | no | no |  |  | no |  |  | 0 | 0 | 0 | 0
oh_line_8102301_200846151 |  | AD | node_8102301_200846150 | node_8102301_200846151 | 197.896 | bal_1P_1/0AA | 8102301 | no | no |  |  | no |  |  | 0 | 0 | 0 | 0
oh_line_8102301_200846152 |  | AD | node_8102301_200846145 | node_intto1_8102301_200846152 | 404.183 | bal_1P_8DCW | 8102301 | no | no |  |  | no |  |  | 0 | 0 | 0 | 0
oh_line_8102301_200846153 |  | AD | node_8102301_200846152 | node_8102301_200846153 | 435.719 | bal_1P_8DCW | 8102301 | no | no |  |  | no |  |  | 0 | 0 | 0 | 0
oh_line_8102301_200846154 |  | AD | node_8102301_200846153 | node_8102301_200846154 | 331.049 | bal_1P_8DCW | 8102301 | no | no |  |  | no |  |  | 0 | 0 | 0 | 0
oh_line_8102301_200846156 |  | AD | node_8102301_200846154 | node_8102301_200846156 | 322.264 | bal_1P_1/0AA | 8102301 | no | no |  |  | no |  |  | 0 | 0 | 0 | 0
oh_line_8102301_200846158 |  | AD | node_8102301_200846156 | node_8102301_200846158 | 194.578 | bal_1P_1/0AA | 8102301 | no | no |  |  | no |  |  | 0 | 0 | 0 | 0
oh_line_8102301_200846159 |  | AD | node_8102301_200846158 | node_8102301_200846159 | 158.519 | bal_1P_1/0AA | 8102301 | no | no |  |  | no |  |  | 0 | 0 | 0 | 0
oh_line_8102301_200846161 |  | AD | node_8102301_200846159 | node_8102301_200846161 | 327.34 | bal_1P_1/0AA | 8102301 | no | no |  |  | no |  |  | 0 | 0 | 0 | 0
oh_line_8102301_200846162 |  | AD | node_8102301_200846161 | node_8102301_200846162 | 239.974 | bal_1P_1/0AA | 8102301 | no | no |  |  | no |  |  | 0 | 0 | 0 | 0
oh_line_8102301_200846163 |  | AD | node_8102301_200845755 | node_8102301_200846163 | 75.201 | bal_1P_1/0AA | 8102301 | no | no |  |  | no |  |  | 0 | 0 | 0 | 0
oh_line_8102301_200846164 |  | AD | node_8102301_200846163 | node_8102301_200846164 | 228.057 | bal_1P_1/0AA | 8102301 | no | no |  |  | no |  |  | 0 | 0 | 0 | 0
oh_line_8102301_200846165 |  | AD | node_8102301_200846164 | node_8102301_200846165 | 297.248 | bal_1P_1/0AA | 8102301 | no | no |  |  | no |  |  | 0 | 0 | 0 | 0
oh_line_8102301_200846166 |  | AD | node_8102301_200846165 | node_8102301_200846166 | 333.903 | bal_1P_1/0AA | 8102301 | no | no |  |  | no |  |  | 0 | 0 | 0 | 0
oh_line_8102301_200846168 |  | AD | node_8102301_200846169 | node_8102301_200846168 | 310.315 | bal_1P_1/0AA | 8102301 | no | no |  |  | no |  |  | 0 | 0 | 0 | 0
oh_line_8102301_200846169 |  | AD | node_8102301_200846170 | node_8102301_200846169 | 351.573 | bal_1P_1/0AA | 8102301 | no | no |  |  | no |  |  | 0 | 0 | 0 | 0
oh_line_8102301_200846170 |  | AD | node_8102301_200846172 | node_intto1_8102301_200846170 | 228.007 | bal_1P_2AC | 8102301 | no | no |  |  | no |  |  | 0 | 0 | 0 | 0
oh_line_8102301_200846172-1 |  | AD | node_220647361 | node_8102301_200846172 | 4.998 | bal_1P_1/0AA | 8102301 | no | no |  |  | no |  |  | 0 | 0 | 0 | 0
oh_line_8102301_200846172-2 |  | AD | node_220388279 | node_intto1_220647361 | 257.621 | bal_1P_1/0AA | 8102301 | no | no |  |  | no |  |  | 0 | 0 | 0 | 0
oh_line_8102301_200846172-3 |  | AD | node_8102301_200846173 | node_intto1_220388279 | 4.998 | bal_1P_1/0AA | 8102301 | no | no |  |  | no |  |  | 0 | 0 | 0 | 0
oh_line_8102301_200846173 |  | AD | node_8102301_200846176 | node_intto1_8102301_200846173 | 263.709 | bal_1P_1/0AA | 8102301 | no | no |  |  | no |  |  | 0 | 0 | 0 | 0
oh_line_8102301_200846174 |  | AD | node_8102301_201050907 | node_8102301_200846174 | 161.808 | bal_1P_4ACW | 8102301 | no | no |  |  | no |  |  | 0 | 0 | 0 | 0
oh_line_8102301_200846176 |  | AD | node_8102301_200846174 | node_8102301_200846176 | 269.069 | bal_1P_1/0AA | 8102301 | no | no |  |  | no |  |  | 0 | 0 | 0 | 0
oh_line_8102301_200846179 |  | AD | node_8102301_201013540 | node_8102301_200846179 | 328.459 | bal_1P_4ACW | 8102301 | no | no |  |  | no |  |  | 0 | 0 | 0 | 0
oh_line_8102301_200846181 |  | AD | node_8102301_200846182 | node_8102301_200846181 | 341.518 | bal_1P_4ACW | 8102301 | no | no |  |  | no |  |  | 0 | 0 | 0 | 0
oh_line_8102301_200846182 |  | AD | node_8102301_200846183 | node_8102301_200846182 | 326.534 | bal_1P_4ACW | 8102301 | no | no |  |  | no |  |  | 0 | 0 | 0 | 0
oh_line_8102301_200846183 |  | AD | node_8102301_200846184 | node_8102301_200846183 | 371.32 | bal_1P_4ACW | 8102301 | no | no |  |  | no |  |  | 0 | 0 | 0 | 0
oh_line_8102301_200846184 |  | AD | node_8102301_200846187 | node_8102301_200846184 | 330.553 | bal_1P_4ACW | 8102301 | no | no |  |  | no |  |  | 0 | 0 | 0 | 0
oh_line_8102301_200846187 |  | AD | node_8102301_200846188 | node_8102301_200846187 | 434.155 | bal_1P_4ACW | 8102301 | no | no |  |  | no |  |  | 0 | 0 | 0 | 0
oh_line_8102301_200846188 |  | AD | node_8102301_200846192 | node_8102301_200846188 | 354.103 | bal_1P_4ACW | 8102301 | no | no |  |  | no |  |  | 0 | 0 | 0 | 0
oh_line_8102301_200846189 |  | AD | node_8102301_200846188 | node_8102301_200846189 | 134.679 | bal_1P_1/0AA | 8102301 | no | no |  |  | no |  |  | 0 | 0 | 0 | 0
oh_line_8102301_200846190 |  | AD | node_8102301_200846188 | node_8102301_200846190 | 257.916 | bal_1P_1/0AA | 8102301 | no | no |  |  | no |  |  | 0 | 0 | 0 | 0
oh_line_8102301_200846191 |  | AD | node_8102301_200846190 | node_8102301_200846191 | 267.091 | bal_1P_1/0AA | 8102301 | no | no |  |  | no |  |  | 0 | 0 | 0 | 0
oh_line_8102301_200846192 |  | AD | node_8102301_200974124 | node_8102301_200846192 | 72.097 | bal_1P_1/0AA | 8102301 | no | no |  |  | no |  |  | 0 | 0 | 0 | 0
oh_line_8102301_200846194 |  | AD | node_8102301_200974124 | node_8102301_200846194 | 266.458 | bal_1P_2AC | 8102301 | no | no |  |  | no |  |  | 0 | 0 | 0 | 0
oh_line_8102301_200846195 |  | AD | node_8102301_200846194 | node_8102301_200846195 | 358.521 | bal_1P_2AC | 8102301 | no | no |  |  | no |  |  | 0 | 0 | 0 | 0
oh_line_8102301_200846196 |  | AD | node_8102301_200846197 | node_8102301_200846196 | 248.011 | bal_1P_1/0AA | 8102301 | no | no |  |  | no |  |  | 0 | 0 | 0 | 0
oh_line_8102301_200846197-1 |  | AD | node_220647359 | node_8102301_200846197 | 352.263 | bal_1P_1/0AA | 8102301 | no | no |  |  | no |  |  | 0 | 0 | 0 | 0
oh_line_8102301_200846197-2 |  | AD | node_220388320 | node_intto1_220647359 | 12.872 | bal_1P_1/0AA | 8102301 | no | no |  |  | no |  |  | 0 | 0 | 0 | 0
oh_line_8102301_200846197-3 |  | AD | node_8102301_200846198 | node_intto1_220388320 | 15.727 | bal_1P_1/0AA | 8102301 | no | no |  |  | no |  |  | 0 | 0 | 0 | 0
oh_line_8102301_200846198 |  | AD | node_8102301_200846199 | node_8102301_200846198 | 308.637 | bal_1P_1/0AA | 8102301 | no | no |  |  | no |  |  | 0 | 0 | 0 | 0
oh_line_8102301_200846199-1 |  | AN | node_220614310 | node_8102301_200846199 | 22.756 | bal_1P_1/0AA_1/0AA(N) | 8102301 | no | no |  |  | no |  |  | 0 | 0 | 0 | 0
oh_line_8102301_200846199-2 |  | AN | node_220388267 | node_intto1_220614310 | 32.582 | bal_1P_1/0AA_1/0AA(N) | 8102301 | no | no |  |  | no |  |  | 0 | 0 | 0 | 0
oh_line_8102301_200846199-3 |  | AN | node_8102301_200846130 | node_intto1_220388267 | 264.848 | bal_1P_1/0AA_1/0AA(N) | 8102301 | no | no |  |  | no |  |  | 0 | 0 | 0 | 0
oh_line_8102301_200846200 |  | AN | node_8102301_200846735 | node_8102301_200846200 | 273.193 | bal_1P_1/0AA_1/0AA(N) | 8102301 | no | no |  |  | no |  |  | 0 | 0 | 0 | 0
oh_line_8102301_200846201 |  | AN | node_8102301_200846200 | node_8102301_200846201 | 162.551 | bal_1P_1/0AA_1/0AA(N) | 8102301 | no | no |  |  | no |  |  | 0 | 0 | 0 | 0
oh_line_8102301_200846204 |  | AD | node_8102301_200846228 | node_8102301_200846204 | 203.075 | bal_1P_1/0AA | 8102301 | no | no |  |  | no |  |  | 0 | 0 | 0 | 0
oh_line_8102301_200846205 |  | AD | node_8102301_200846280 | node_8102301_200846205 | 362.747 | bal_1P_2AC | 8102301 | no | no |  |  | no |  |  | 0 | 0 | 0 | 0
oh_line_8102301_200846207 |  | AD | node_8102301_200846205 | node_8102301_200846207 | 259.307 | bal_1P_2AC | 8102301 | no | no |  |  | no |  |  | 0 | 0 | 0 | 0
oh_line_8102301_200846208 |  | AD | node_8102301_200846207 | node_8102301_200846208 | 221.031 | bal_1P_2AC | 8102301 | no | no |  |  | no |  |  | 0 | 0 | 0 | 0
oh_line_8102301_200846209 |  | AD | node_8102301_200846208 | node_8102301_200846209 | 352.27 | bal_1P_2AC | 8102301 | no | no |  |  | no |  |  | 0 | 0 | 0 | 0
oh_line_8102301_200846212 |  | AD | node_8102301_200955274 | node_8102301_200846212 | 328.423 | bal_1P_2AC | 8102301 | no | no |  |  | no |  |  | 0 | 0 | 0 | 0
oh_line_8102301_200846213 |  | AD | node_8102301_200846212 | node_8102301_200846213 | 89.941 | bal_1P_1/0AA | 8102301 | no | no |  |  | no |  |  | 0 | 0 | 0 | 0
oh_line_8102301_200846214 |  | AD | node_8102301_200846213 | node_8102301_200846214 | 12.466 | bal_1P_1/0AA | 8102301 | no | no |  |  | no |  |  | 0 | 0 | 0 | 0
oh_line_8102301_200846215 |  | AD | node_8102301_200846212 | node_8102301_200846215 | 526.223 | bal_1P_2AC | 8102301 | no | no |  |  | no |  |  | 0 | 0 | 0 | 0
oh_line_8102301_200846216 |  | AD | node_8102301_200846215 | node_8102301_200846216 | 324.382 | bal_1P_2AC | 8102301 | no | no |  |  | no |  |  | 0 | 0 | 0 | 0
oh_line_8102301_200846217 |  | AD | node_8102301_200846216 | node_8102301_200846217 | 203.842 | bal_1P_2AC | 8102301 | no | no |  |  | no |  |  | 0 | 0 | 0 | 0
oh_line_8102301_200846218 |  | AD | node_8102301_200846217 | node_8102301_200846218 | 338.892 | bal_1P_2AC | 8102301 | no | no |  |  | no |  |  | 0 | 0 | 0 | 0
oh_line_8102301_200846219 |  | AD | node_8102301_200846218 | node_intto1_8102301_200846219 | 299.11 | bal_1P_2AC | 8102301 | no | no |  |  | no |  |  | 0 | 0 | 0 | 0
oh_line_8102301_200846220 |  | AD | node_8102301_200846219 | node_8102301_200846220 | 288.341 | bal_1P_2AC | 8102301 | no | no |  |  | no |  |  | 0 | 0 | 0 | 0
oh_line_8102301_200846221 |  | AD | node_8102301_311911244 | node_8102301_200846221 | 364.69 | bal_1P_2AC | 8102301 | no | no |  |  | no |  |  | 0 | 0 | 0 | 0
oh_line_8102301_200846222 |  | AD | node_8102301_200846220 | node_8102301_200846222 | 296.356 | bal_1P_2AC | 8102301 | no | no |  |  | no |  |  | 0 | 0 | 0 | 0
oh_line_8102301_200846224 |  | AD | node_8102301_200846222 | node_8102301_200846224 | 271.389 | bal_1P_2AC | 8102301 | no | no |  |  | no |  |  | 0 | 0 | 0 | 0
oh_line_8102301_200846225 |  | AD | node_8102301_200846224 | node_intto1_8102301_200846225 | 129 | bal_1P_1/0AC | 8102301 | no | no |  |  | no |  |  | 0 | 0 | 0 | 0
oh_line_8102301_200846227 |  | AD | node_8102301_200846224 | node_8102301_200846227 | 479.808 | bal_1P_2AC | 8102301 | no | no |  |  | no |  |  | 0 | 0 | 0 | 0
oh_line_8102301_200846228 |  | AD | node_8102301_200846227 | node_intto1_8102301_200846228 | 360.91 | bal_1P_2AC | 8102301 | no | no |  |  | no |  |  | 0 | 0 | 0 | 0
oh_line_8102301_200846230 |  | AD | node_8102301_200846228 | node_8102301_200846230 | 365.228 | bal_1P_2AC | 8102301 | no | no |  |  | no |  |  | 0 | 0 | 0 | 0
oh_line_8102301_200846231 |  | AD | node_8102301_200846230 | node_8102301_200846231 | 316.723 | bal_1P_2AC | 8102301 | no | no |  |  | no |  |  | 0 | 0 | 0 | 0
oh_line_8102301_200846232 |  | AD | node_8102301_200846231 | node_8102301_200846232 | 362.954 | bal_1P_2AC | 8102301 | no | no |  |  | no |  |  | 0 | 0 | 0 | 0
oh_line_8102301_200846233 |  | AD | node_8102301_200846232 | node_intto1_8102301_200846233 | 452.911 | bal_1P_2AC | 8102301 | no | no |  |  | no |  |  | 0 | 0 | 0 | 0
oh_line_8102301_200846234 |  | AD | node_8102301_200846233 | node_8102301_200846234 | 123.601 | bal_1P_1/0AA | 8102301 | no | no |  |  | no |  |  | 0 | 0 | 0 | 0
oh_line_8102301_200846235 |  | AD | node_8102301_200846233 | node_8102301_200846235 | 474.798 | bal_1P_2AC | 8102301 | no | no |  |  | no |  |  | 0 | 0 | 0 | 0
oh_line_8102301_200846236 |  | AD | node_8102301_200846235 | node_8102301_200846236 | 290.543 | bal_1P_2AC | 8102301 | no | no |  |  | no |  |  | 0 | 0 | 0 | 0
oh_line_8102301_200846238 |  | AD | node_8102301_200846235 | node_8102301_200846238 | 362.774 | bal_1P_2AC | 8102301 | no | no |  |  | no |  |  | 0 | 0 | 0 | 0
oh_line_8102301_200846240 |  | AD | node_8102301_200846238 | node_8102301_200846240 | 401.796 | bal_1P_2AC | 8102301 | no | no |  |  | no |  |  | 0 | 0 | 0 | 0
oh_line_8102301_200846242 |  | AD | node_8102301_200846240 | node_8102301_200846242 | 416.277 | bal_1P_2AC | 8102301 | no | no |  |  | no |  |  | 0 | 0 | 0 | 0
oh_line_8102301_200846243 |  | AD | node_8102301_200846242 | node_8102301_200846243 | 413.815 | bal_1P_2AC | 8102301 | no | no |  |  | no |  |  | 0 | 0 | 0 | 0
oh_line_8102301_200846244 |  | AD | node_8102301_200846243 | node_8102301_200846244 | 379.245 | bal_1P_2AC | 8102301 | no | no |  |  | no |  |  | 0 | 0 | 0 | 0
oh_line_8102301_200846246 |  | AD | node_8102301_311896401 | node_intto1_8102301_200846246 | 330.917 | bal_1P_2AC | 8102301 | no | no |  |  | no |  |  | 0 | 0 | 0 | 0
oh_line_8102301_200846247 |  | AD | node_8102301_200846246 | node_intto1_8102301_200846247 | 334.827 | bal_1P_2AC | 8102301 | no | no |  |  | no |  |  | 0 | 0 | 0 | 0
oh_line_8102301_200846249 |  | AD | node_8102301_200846247 | node_intto1_8102301_200846249 | 322.41 | bal_1P_2AC | 8102301 | no | no |  |  | no |  |  | 0 | 0 | 0 | 0
oh_line_8102301_200846250 |  | AD | node_8102301_200846249 | node_8102301_200846250 | 347.577 | bal_1P_2AC | 8102301 | no | no |  |  | no |  |  | 0 | 0 | 0 | 0
oh_line_8102301_200846251 |  | AD | node_8102301_200846250 | node_8102301_200846251 | 340.173 | bal_1P_2AC | 8102301 | no | no |  |  | no |  |  | 0 | 0 | 0 | 0
oh_line_8102301_200846252 |  | AD | node_8102301_200846251 | node_8102301_200846252 | 439.184 | bal_1P_2AC | 8102301 | no | no |  |  | no |  |  | 0 | 0 | 0 | 0
oh_line_8102301_200846253 |  | AD | node_8102301_200846252 | node_8102301_200846253 | 419.137 | bal_1P_2AC | 8102301 | no | no |  |  | no |  |  | 0 | 0 | 0 | 0
oh_line_8102301_200846254 |  | AD | node_8102301_200846253 | node_8102301_200846254 | 387.306 | bal_1P_2AC | 8102301 | no | no |  |  | no |  |  | 0 | 0 | 0 | 0
oh_line_8102301_200846255 |  | AD | node_8102301_311899756 | node_8102301_200846255 | 213.77 | bal_1P_2AC | 8102301 | no | no |  |  | no |  |  | 0 | 0 | 0 | 0
oh_line_8102301_200846257 |  | AD | node_8102301_200846254 | node_8102301_200846257 | 383.717 | bal_1P_2AC | 8102301 | no | no |  |  | no |  |  | 0 | 0 | 0 | 0
oh_line_8102301_200846258 |  | AD | node_8102301_200846257 | node_8102301_200846258 | 373.978 | bal_1P_2AC | 8102301 | no | no |  |  | no |  |  | 0 | 0 | 0 | 0
oh_line_8102301_200846259 |  | AD | node_8102301_200846258 | node_8102301_200846259 | 352.589 | bal_1P_2AC | 8102301 | no | no |  |  | no |  |  | 0 | 0 | 0 | 0
oh_line_8102301_200846262 |  | AD | node_8102301_200846259 | node_8102301_200846262 | 302.232 | bal_1P_2AC | 8102301 | no | no |  |  | no |  |  | 0 | 0 | 0 | 0
oh_line_8102301_200846263 |  | AD | node_8102301_200846262 | node_8102301_200846263 | 316.745 | bal_1P_2AC | 8102301 | no | no |  |  | no |  |  | 0 | 0 | 0 | 0
oh_line_8102301_200846264 |  | AD | node_8102301_200846263 | node_8102301_200846264 | 552.528 | bal_1P_2AC | 8102301 | no | no |  |  | no |  |  | 0 | 0 | 0 | 0
oh_line_8102301_200846265 |  | AD | node_8102301_200846264 | node_8102301_200846265 | 407.852 | bal_1P_2AC | 8102301 | no | no |  |  | no |  |  | 0 | 0 | 0 | 0
oh_line_8102301_200846266 |  | AD | node_8102301_200846265 | node_8102301_200846266 | 397.776 | bal_1P_2AC | 8102301 | no | no |  |  | no |  |  | 0 | 0 | 0 | 0
oh_line_8102301_200846267 |  | AD | node_8102301_200846266 | node_8102301_200846267 | 335.463 | bal_1P_2AC | 8102301 | no | no |  |  | no |  |  | 0 | 0 | 0 | 0
oh_line_8102301_200846268 |  | AD | node_8102301_200846267 | node_intto1_8102301_200846268 | 302.176 | bal_1P_2AC | 8102301 | no | no |  |  | no |  |  | 0 | 0 | 0 | 0
oh_line_8102301_200846269 |  | AD | node_8102301_200846268 | node_intto1_8102301_200846269 | 328.356 | bal_1P_2AC | 8102301 | no | no |  |  | no |  |  | 0 | 0 | 0 | 0
oh_line_8102301_200846270 |  | AD | node_8102301_200846269 | node_8102301_200846270 | 334.401 | bal_1P_2AC | 8102301 | no | no |  |  | no |  |  | 0 | 0 | 0 | 0
oh_line_8102301_200846271 |  | AD | node_8102301_200846255 | node_8102301_200846271 | 303.218 | bal_1P_2AC | 8102301 | no | no |  |  | no |  |  | 0 | 0 | 0 | 0
oh_line_8102301_200846272 |  | AD | node_8102301_200846270 | node_8102301_200846272 | 342.824 | bal_1P_2AC | 8102301 | no | no |  |  | no |  |  | 0 | 0 | 0 | 0
oh_line_8102301_200846273 |  | AD | node_8102301_200846272 | node_8102301_200846273 | 282.137 | bal_1P_1/0AA | 8102301 | no | no |  |  | no |  |  | 0 | 0 | 0 | 0
oh_line_8102301_200846274 |  | AD | node_8102301_200846272 | node_8102301_200846274 | 215.264 | bal_1P_2AC | 8102301 | no | no |  |  | no |  |  | 0 | 0 | 0 | 0
oh_line_8102301_200846276 |  | AD | node_8102301_201010563 | node_8102301_200846276 | 368.094 | bal_1P_2AC | 8102301 | no | no |  |  | no |  |  | 0 | 0 | 0 | 0
oh_line_8102301_200846278 |  | AD | node_8102301_200846276 | node_8102301_200846278 | 333.851 | bal_1P_2AC | 8102301 | no | no |  |  | no |  |  | 0 | 0 | 0 | 0
oh_line_8102301_200846279 |  | AD | node_8102301_200846278 | node_8102301_200846279 | 166.988 | bal_1P_2AC | 8102301 | no | no |  |  | no |  |  | 0 | 0 | 0 | 0
oh_line_8102301_200846280 |  | AD | node_8102301_200846279 | node_8102301_200846280 | 192.657 | bal_1P_2AC | 8102301 | no | no |  |  | no |  |  | 0 | 0 | 0 | 0
oh_line_8102301_200846281 |  | AD | node_8102301_200846246 | node_8102301_200846281 | 677.555 | bal_1P_2AC | 8102301 | no | no |  |  | no |  |  | 0 | 0 | 0 | 0
oh_line_8102301_200846282 |  | AD | node_8102301_200846281 | node_8102301_200846282 | 342.145 | bal_1P_2AC | 8102301 | no | no |  |  | no |  |  | 0 | 0 | 0 | 0
oh_line_8102301_200846283 |  | AD | node_8102301_200846282 | node_8102301_200846283 | 359.894 | bal_1P_2AC | 8102301 | no | no |  |  | no |  |  | 0 | 0 | 0 | 0
oh_line_8102301_200846284 |  | AD | node_8102301_200846283 | node_8102301_200846284 | 335.254 | bal_1P_2AC | 8102301 | no | no |  |  | no |  |  | 0 | 0 | 0 | 0
oh_line_8102301_200846285 |  | AD | node_8102301_200846284 | node_8102301_200846285 | 335.227 | bal_1P_2AC | 8102301 | no | no |  |  | no |  |  | 0 | 0 | 0 | 0
oh_line_8102301_200846286 |  | AD | node_8102301_200846285 | node_8102301_200846286 | 324.393 | bal_1P_2AC | 8102301 | no | no |  |  | no |  |  | 0 | 0 | 0 | 0
oh_line_8102301_200846287 |  | AD | node_8102301_311911320 | node_8102301_200846287 | 272.041 | bal_1P_2AC | 8102301 | no | no |  |  | no |  |  | 0 | 0 | 0 | 0
oh_line_8102301_200846289 |  | AD | node_8102301_200846315 | node_8102301_200846289 | 269.726 | bal_1P_2AC | 8102301 | no | no |  |  | no |  |  | 0 | 0 | 0 | 0
oh_line_8102301_200846290 |  | AD | node_8102301_200846289 | node_8102301_200846290 | 309.499 | bal_1P_2AC | 8102301 | no | no |  |  | no |  |  | 0 | 0 | 0 | 0
oh_line_8102301_200846291 |  | AD | node_8102301_200846290 | node_8102301_200846291 | 512.465 | bal_1P_2AC | 8102301 | no | no |  |  | no |  |  | 0 | 0 | 0 | 0
oh_line_8102301_200846292 |  | AD | node_8102301_200846291 | node_8102301_200846292 | 239.057 | bal_1P_1/0AA | 8102301 | no | no |  |  | no |  |  | 0 | 0 | 0 | 0
oh_line_8102301_200846293 |  | AD | node_8102301_200846292 | node_8102301_200846293 | 254.128 | bal_1P_1/0AA | 8102301 | no | no |  |  | no |  |  | 0 | 0 | 0 | 0
oh_line_8102301_200846294 |  | AD | node_8102301_200846291 | node_8102301_200846294 | 360.116 | bal_1P_2AC | 8102301 | no | no |  |  | no |  |  | 0 | 0 | 0 | 0
oh_line_8102301_200846295 |  | AD | node_8102301_200846294 | node_8102301_200846295 | 340.214 | bal_1P_2AC | 8102301 | no | no |  |  | no |  |  | 0 | 0 | 0 | 0
oh_line_8102301_200846296 |  | AD | node_8102301_200846295 | node_8102301_200846296 | 307.671 | bal_1P_2AC | 8102301 | no | no |  |  | no |  |  | 0 | 0 | 0 | 0
oh_line_8102301_200846297 |  | AD | node_8102301_200846296 | node_8102301_200846297 | 403.722 | bal_1P_2AC | 8102301 | no | no |  |  | no |  |  | 0 | 0 | 0 | 0
oh_line_8102301_200846298 |  | AD | node_8102301_200846297 | node_8102301_200846298 | 306.414 | bal_1P_2AC | 8102301 | no | no |  |  | no |  |  | 0 | 0 | 0 | 0
oh_line_8102301_200846299 |  | AD | node_8102301_200846298 | node_8102301_200846299 | 323.674 | bal_1P_2AC | 8102301 | no | no |  |  | no |  |  | 0 | 0 | 0 | 0
oh_line_8102301_200846300 |  | AD | node_8102301_200846299 | node_8102301_200846300 | 114.853 | bal_1P_2AC | 8102301 | no | no |  |  | no |  |  | 0 | 0 | 0 | 0
oh_line_8102301_200846302 |  | AD | node_8102301_200846300 | node_8102301_200846302 | 208.96 | bal_1P_2AC | 8102301 | no | no |  |  | no |  |  | 0 | 0 | 0 | 0
oh_line_8102301_200846303 |  | AD | node_8102301_200846302 | node_8102301_200846303 | 241.532 | bal_1P_2AC | 8102301 | no | no |  |  | no |  |  | 0 | 0 | 0 | 0
oh_line_8102301_200846304 |  | AD | node_8102301_200846303 | node_8102301_200846304 | 144.065 | bal_1P_1/0AA | 8102301 | no | no |  |  | no |  |  | 0 | 0 | 0 | 0
oh_line_8102301_200846305 |  | AD | node_8102301_200846287 | node_intto1_8102301_200846305 | 226.019 | bal_1P_2AC | 8102301 | no | no |  |  | no |  |  | 0 | 0 | 0 | 0
oh_line_8102301_200846306 |  | AD | node_8102301_200846305 | node_8102301_200846306 | 189.403 | bal_1P_2AC | 8102301 | no | no |  |  | no |  |  | 0 | 0 | 0 | 0
oh_line_8102301_200846307 |  | AD | node_8102301_200846303 | node_8102301_200846307 | 154.008 | bal_1P_2AC | 8102301 | no | no |  |  | no |  |  | 0 | 0 | 0 | 0
oh_line_8102301_200846308 |  | AD | node_8102301_200846307 | node_8102301_200846308 | 307.928 | bal_1P_2AC | 8102301 | no | no |  |  | no |  |  | 0 | 0 | 0 | 0
oh_line_8102301_200846309 |  | AD | node_8102301_200846306 | node_8102301_200846309 | 118.437 | bal_1P_2AC | 8102301 | no | no |  |  | no |  |  | 0 | 0 | 0 | 0
oh_line_8102301_200846311 |  | AD | node_8102301_201063636 | node_8102301_200846311 | 372.435 | bal_1P_2AC | 8102301 | no | no |  |  | no |  |  | 0 | 0 | 0 | 0
oh_line_8102301_200846312 |  | AD | node_8102301_200846311 | node_8102301_200846312 | 419.98 | bal_1P_2AC | 8102301 | no | no |  |  | no |  |  | 0 | 0 | 0 | 0
oh_line_8102301_200846313 |  | AD | node_8102301_200846312 | node_8102301_200846313 | 381.062 | bal_1P_2AC | 8102301 | no | no |  |  | no |  |  | 0 | 0 | 0 | 0
oh_line_8102301_200846314 |  | AD | node_8102301_200846313 | node_8102301_200846314 | 303.134 | bal_1P_2AC | 8102301 | no | no |  |  | no |  |  | 0 | 0 | 0 | 0
oh_line_8102301_200846315 |  | AD | node_8102301_200846314 | node_8102301_200846315 | 276.861 | bal_1P_2AC | 8102301 | no | no |  |  | no |  |  | 0 | 0 | 0 | 0
oh_line_8102301_200846316-1 |  | AN | node_8102301_200845353 | node_intto1_220388288 | 4.998 | bal_1P_2AC_2AC(N) | 8102301 | no | no |  |  | no |  |  | 0 | 0 | 0 | 0
oh_line_8102301_200846316-2 |  | AN | node_220388288 | node_intto1_311908017 | 184.204 | bal_1P_2AC_2AC(N) | 8102301 | no | no |  |  | no |  |  | 0 | 0 | 0 | 0
oh_line_8102301_200846316-3 |  | AN | node_311908017 | node_intto1_220464340 | 8.375 | bal_1P_2AC_2AC(N) | 8102301 | no | no |  |  | no |  |  | 0 | 0 | 0 | 0
oh_line_8102301_200846316-4 |  | AN | node_220464340 | node_8102301_200846316 | 10.492 | bal_1P_2AC_2AC(N) | 8102301 | no | no |  |  | no |  |  | 0 | 0 | 0 | 0
oh_line_8102301_200846317 |  | AD | node_8102301_200846316 | node_8102301_200846317 | 159.491 | bal_1P_2AC | 8102301 | no | no |  |  | no |  |  | 0 | 0 | 0 | 0
oh_line_8102301_200846318 |  | AD | node_8102301_200846317 | node_intto1_8102301_200846318 | 162.752 | bal_1P_2AC | 8102301 | no | no |  |  | no |  |  | 0 | 0 | 0 | 0
oh_line_8102301_200846319 |  | AD | node_8102301_200846318 | node_8102301_200846319 | 159.208 | bal_1P_2AC | 8102301 | no | no |  |  | no |  |  | 0 | 0 | 0 | 0
oh_line_8102301_200846322 |  | AD | node_8102301_200846319 | node_8102301_200846322 | 371.505 | bal_1P_2AC | 8102301 | no | no |  |  | no |  |  | 0 | 0 | 0 | 0
oh_line_8102301_200846323 |  | AD | node_8102301_200846322 | node_8102301_200846323 | 360.017 | bal_1P_2AC | 8102301 | no | no |  |  | no |  |  | 0 | 0 | 0 | 0
oh_line_8102301_200846325 |  | AD | node_8102301_200846323 | node_8102301_200846325 | 209.711 | bal_1P_2AC | 8102301 | no | no |  |  | no |  |  | 0 | 0 | 0 | 0
oh_line_8102301_200846326 |  | AD | node_8102301_200846325 | node_8102301_200846326 | 164.366 | bal_1P_2AC | 8102301 | no | no |  |  | no |  |  | 0 | 0 | 0 | 0
oh_line_8102301_200846327 |  | AD | node_8102301_200846326 | node_8102301_200846327 | 371.554 | bal_1P_2AC | 8102301 | no | no |  |  | no |  |  | 0 | 0 | 0 | 0
oh_line_8102301_200846329 |  | AD | node_8102301_201010857 | node_8102301_200846329 | 365.743 | bal_1P_2AC | 8102301 | no | no |  |  | no |  |  | 0 | 0 | 0 | 0
oh_line_8102301_200846330 |  | AD | node_8102301_200846329 | node_intto1_8102301_200846330 | 130.833 | bal_1P_2AC | 8102301 | no | no |  |  | no |  |  | 0 | 0 | 0 | 0
oh_line_8102301_200846331 |  | AD | node_8102301_200846330 | node_8102301_200846331 | 492.385 | bal_1P_2AC | 8102301 | no | no |  |  | no |  |  | 0 | 0 | 0 | 0
oh_line_8102301_200846332 |  | AD | node_8102301_200846331 | node_8102301_200846332 | 361.689 | bal_1P_2AC | 8102301 | no | no |  |  | no |  |  | 0 | 0 | 0 | 0
oh_line_8102301_200846333 |  | AD | node_8102301_200846332 | node_8102301_200846333 | 683.045 | bal_1P_2AC | 8102301 | no | no |  |  | no |  |  | 0 | 0 | 0 | 0
oh_line_8102301_200846334 |  | AD | node_8102301_200846333 | node_8102301_200846334 | 508.421 | bal_1P_2AC | 8102301 | no | no |  |  | no |  |  | 0 | 0 | 0 | 0
oh_line_8102301_200846336 |  | AD | node_8102301_200846334 | node_8102301_200846336 | 418.378 | bal_1P_2AC | 8102301 | no | no |  |  | no |  |  | 0 | 0 | 0 | 0
oh_line_8102301_200846337 |  | AD | node_8102301_200846336 | node_8102301_200846337 | 347.6 | bal_1P_2AC | 8102301 | no | no |  |  | no |  |  | 0 | 0 | 0 | 0
oh_line_8102301_200846339 |  | AD | node_8102301_200955405 | node_8102301_200846339 | 245.963 | bal_1P_2AC | 8102301 | no | no |  |  | no |  |  | 0 | 0 | 0 | 0
oh_line_8102301_200846340 |  | AD | node_8102301_200959489 | node_8102301_200846340 | 185.567 | bal_1P_2AC | 8102301 | no | no |  |  | no |  |  | 0 | 0 | 0 | 0
oh_line_8102301_200846342 |  | AD | node_8102301_200846340 | node_8102301_200846342 | 464.996 | bal_1P_2AC | 8102301 | no | no |  |  | no |  |  | 0 | 0 | 0 | 0
oh_line_8102301_200846344 |  | AD | node_8102301_200846342 | node_8102301_200846344 | 386.596 | bal_1P_2AC | 8102301 | no | no |  |  | no |  |  | 0 | 0 | 0 | 0
oh_line_8102301_200846345 |  | AD | node_8102301_200846344 | node_8102301_200846345 | 442.471 | bal_1P_2AC | 8102301 | no | no |  |  | no |  |  | 0 | 0 | 0 | 0
oh_line_8102301_200846347 |  | AD | node_8102301_200846345 | node_8102301_200846347 | 447.504 | bal_1P_2AC | 8102301 | no | no |  |  | no |  |  | 0 | 0 | 0 | 0
oh_line_8102301_200846350 |  | AD | node_8102301_200846347 | node_8102301_200846350 | 446.181 | bal_1P_2AC | 8102301 | no | no |  |  | no |  |  | 0 | 0 | 0 | 0
oh_line_8102301_200846351 |  | AD | node_8102301_200846350 | node_8102301_200846351 | 452.129 | bal_1P_2AC | 8102301 | no | no |  |  | no |  |  | 0 | 0 | 0 | 0
oh_line_8102301_200846352 |  | AD | node_8102301_200846351 | node_8102301_200846352 | 299.892 | bal_1P_2AC | 8102301 | no | no |  |  | no |  |  | 0 | 0 | 0 | 0
oh_line_8102301_200846353 |  | AD | node_8102301_200846352 | node_intto1_8102301_200846353 | 319.442 | bal_1P_2AC | 8102301 | no | no |  |  | no |  |  | 0 | 0 | 0 | 0
oh_line_8102301_200846354 |  | AD | node_8102301_200846353 | node_8102301_200846354 | 389.789 | bal_1P_2AC | 8102301 | no | no |  |  | no |  |  | 0 | 0 | 0 | 0
oh_line_8102301_200846355 |  | AD | node_8102301_200846354 | node_8102301_200846355 | 543.747 | bal_1P_2AC | 8102301 | no | no |  |  | no |  |  | 0 | 0 | 0 | 0
oh_line_8102301_200846356 |  | AD | node_8102301_200846355 | node_intto1_8102301_200846356 | 492.439 | bal_1P_2AC | 8102301 | no | no |  |  | no |  |  | 0 | 0 | 0 | 0
oh_line_8102301_200846357 |  | AD | node_8102301_200846356 | node_intto1_8102301_200846357 | 368.783 | bal_1P_2AC | 8102301 | no | no |  |  | no |  |  | 0 | 0 | 0 | 0
oh_line_8102301_200846359 |  | AD | node_8102301_200846357 | node_8102301_200846359 | 465.018 | bal_1P_2AC | 8102301 | no | no |  |  | no |  |  | 0 | 0 | 0 | 0
oh_line_8102301_200846360 |  | AD | node_8102301_200846359 | node_8102301_200846360 | 609.92 | bal_1P_2AC | 8102301 | no | no |  |  | no |  |  | 0 | 0 | 0 | 0
oh_line_8102301_200846361 |  | AD | node_8102301_200846360 | node_8102301_200846361 | 201.36 | bal_1P_2AC | 8102301 | no | no |  |  | no |  |  | 0 | 0 | 0 | 0
oh_line_8102301_200846362 |  | AD | node_8102301_200846361 | node_8102301_200846362 | 583.903 | bal_1P_2AC | 8102301 | no | no |  |  | no |  |  | 0 | 0 | 0 | 0
oh_line_8102301_200846363 |  | AD | node_8102301_200846362 | node_8102301_200846363 | 259.378 | bal_1P_2AC | 8102301 | no | no |  |  | no |  |  | 0 | 0 | 0 | 0
oh_line_8102301_200846364 |  | AD | node_8102301_200846363 | node_8102301_200846364 | 299.371 | bal_1P_1/0AC | 8102301 | no | no |  |  | no |  |  | 0 | 0 | 0 | 0
oh_line_8102301_200846365 |  | AD | node_8102301_200846363 | node_8102301_200846365 | 317.641 | bal_1P_2AC | 8102301 | no | no |  |  | no |  |  | 0 | 0 | 0 | 0
oh_line_8102301_200846366 |  | AD | node_8102301_200846365 | node_8102301_200846366 | 292.632 | bal_1P_2AC | 8102301 | no | no |  |  | no |  |  | 0 | 0 | 0 | 0
oh_line_8102301_200846367 |  | AD | node_8102301_200846366 | node_8102301_200846367 | 344.536 | bal_1P_2AC | 8102301 | no | no |  |  | no |  |  | 0 | 0 | 0 | 0
oh_line_8102301_200846368 |  | AD | node_8102301_200846367 | node_8102301_200846368 | 345.172 | bal_1P_2AC | 8102301 | no | no |  |  | no |  |  | 0 | 0 | 0 | 0
oh_line_8102301_200846370 |  | AD | node_8102301_200846368 | node_8102301_200846370 | 360.13 | bal_1P_2AC | 8102301 | no | no |  |  | no |  |  | 0 | 0 | 0 | 0
oh_line_8102301_200846372 |  | AD | node_8102301_200846370 | node_8102301_200846372 | 324.905 | bal_1P_2AC | 8102301 | no | no |  |  | no |  |  | 0 | 0 | 0 | 0
oh_line_8102301_200846373 |  | AD | node_8102301_200846372 | node_8102301_200846373 | 364.385 | bal_1P_2AC | 8102301 | no | no |  |  | no |  |  | 0 | 0 | 0 | 0
oh_line_8102301_200846374 |  | AD | node_8102301_200846373 | node_8102301_200846374 | 336.995 | bal_1P_2AC | 8102301 | no | no |  |  | no |  |  | 0 | 0 | 0 | 0
oh_line_8102301_200846375 |  | AD | node_8102301_200846374 | node_8102301_200846375 | 346.792 | bal_1P_2AC | 8102301 | no | no |  |  | no |  |  | 0 | 0 | 0 | 0
oh_line_8102301_200846376 |  | AD | node_8102301_200846375 | node_8102301_200846376 | 263.609 | bal_1P_2AC | 8102301 | no | no |  |  | no |  |  | 0 | 0 | 0 | 0
oh_line_8102301_200846377 |  | AD | node_8102301_200846379 | node_intto1_8102301_200846377 | 277.525 | bal_1P_1/0AA | 8102301 | no | no |  |  | no |  |  | 0 | 0 | 0 | 0
oh_line_8102301_200846378-1 |  | AN | node_220568604 | node_8102301_200846378 | 14.155 | bal_1P_2AC_4/0AL(N) | 8102301 | no | no |  |  | no |  |  | 0 | 0 | 0 | 0
oh_line_8102301_200846378-2 |  | AN | node_220388345 | node_intto1_220568604 | 16.425 | bal_1P_2AC_4/0AL(N) | 8102301 | no | no |  |  | no |  |  | 0 | 0 | 0 | 0
oh_line_8102301_200846378-3 |  | AN | node_8102301_200845344 | node_intto1_220388345 | 133.138 | bal_1P_2AC_4/0AL(N) | 8102301 | no | no |  |  | no |  |  | 0 | 0 | 0 | 0
oh_line_8102301_200846379 |  | AD | node_8102301_200846399 | node_8102301_200846379 | 484.584 | bal_1P_2AC | 8102301 | no | no |  |  | no |  |  | 0 | 0 | 0 | 0
oh_line_8102301_200846381 |  | AD | node_8102301_200846379 | node_intto1_8102301_200846381 | 325.209 | bal_1P_2AC | 8102301 | no | no |  |  | no |  |  | 0 | 0 | 0 | 0
oh_line_8102301_200846382 |  | AD | node_8102301_200846381 | node_8102301_200846382 | 296.263 | bal_1P_2AC | 8102301 | no | no |  |  | no |  |  | 0 | 0 | 0 | 0
oh_line_8102301_200846383 |  | AD | node_8102301_200846382 | node_8102301_200846383 | 288.625 | bal_1P_2AC | 8102301 | no | no |  |  | no |  |  | 0 | 0 | 0 | 0
oh_line_8102301_200846384 |  | AD | node_8102301_200846383 | node_8102301_200846384 | 340.524 | bal_1P_2AC | 8102301 | no | no |  |  | no |  |  | 0 | 0 | 0 | 0
oh_line_8102301_200846386 |  | AD | node_8102301_200846384 | node_8102301_200846386 | 303.325 | bal_1P_2AC | 8102301 | no | no |  |  | no |  |  | 0 | 0 | 0 | 0
oh_line_8102301_200846387 |  | AD | node_8102301_200846386 | node_8102301_200846387 | 337.821 | bal_1P_2AC | 8102301 | no | no |  |  | no |  |  | 0 | 0 | 0 | 0
oh_line_8102301_200846388 |  | AD | node_8102301_200846378 | node_8102301_200846388 | 146.216 | bal_1P_2AC | 8102301 | no | no |  |  | no |  |  | 0 | 0 | 0 | 0
oh_line_8102301_200846389 |  | AD | node_8102301_200846388 | node_intto1_8102301_200846389 | 239.229 | bal_1P_4CU | 8102301 | no | no |  |  | no |  |  | 0 | 0 | 0 | 0
oh_line_8102301_200846392 |  | AD | node_8102301_200846388 | node_intto1_8102301_200846392 | 215.267 | bal_1P_2AC | 8102301 | no | no |  |  | no |  |  | 0 | 0 | 0 | 0
oh_line_8102301_200846393 |  | AD | node_8102301_200846392 | node_8102301_200846393 | 329.885 | bal_1P_2AC | 8102301 | no | no |  |  | no |  |  | 0 | 0 | 0 | 0
oh_line_8102301_200846394 |  | AD | node_8102301_200846393 | node_8102301_200846394 | 238.082 | bal_1P_2AC | 8102301 | no | no |  |  | no |  |  | 0 | 0 | 0 | 0
oh_line_8102301_200846395 |  | AD | node_8102301_200846394 | node_8102301_200846395 | 359.351 | bal_1P_2AC | 8102301 | no | no |  |  | no |  |  | 0 | 0 | 0 | 0
oh_line_8102301_200846397 |  | AD | node_8102301_200846395 | node_8102301_200846397 | 393.416 | bal_1P_2AC | 8102301 | no | no |  |  | no |  |  | 0 | 0 | 0 | 0
oh_line_8102301_200846398 |  | AD | node_8102301_200846397 | node_8102301_200846398 | 295.197 | bal_1P_2AC | 8102301 | no | no |  |  | no |  |  | 0 | 0 | 0 | 0
oh_line_8102301_200846399 |  | AD | node_8102301_200846398 | node_8102301_200846399 | 428.576 | bal_1P_2AC | 8102301 | no | no |  |  | no |  |  | 0 | 0 | 0 | 0
oh_line_8102301_200846439 |  | ABCN | node_8102301_200969938 | node_8102301_200846439 | 153.459 | bal_3P_4/0AC_4/0AA(N) | 8102301 | no | no |  |  | no |  |  | 0 | 0 | 0 | 0
oh_line_8102301_200846441 |  | ABCN | node_8102301_200846461 | node_8102301_200846441 | 133.537 | bal_3P_4/0AL_1/0AA(N) | 8102301 | no | no |  |  | no |  |  | 0 | 0 | 0 | 0
oh_line_8102301_200846442 |  | ABCN | node_8102301_200846441 | node_8102301_200846442 | 141.503 | bal_3P_4/0AL_1/0AA(N) | 8102301 | no | no |  |  | no |  |  | 0 | 0 | 0 | 0
oh_line_8102301_200846443 |  | ABCN | node_8102301_200846442 | node_8102301_200846443 | 107.173 | bal_3P_4/0AL_1/0AA(N) | 8102301 | no | no |  |  | no |  |  | 0 | 0 | 0 | 0
oh_line_8102301_200846444 |  | ABCN | node_8102301_200846443 | node_8102301_200846444 | 108.869 | bal_3P_4/0AL_1/0AA(N) | 8102301 | no | no |  |  | no |  |  | 0 | 0 | 0 | 0
oh_line_8102301_200846445 |  | ABCN | node_8102301_200846444 | node_8102301_200846445 | 97.745 | bal_3P_4/0AL_1/0AA(N) | 8102301 | no | no |  |  | no |  |  | 0 | 0 | 0 | 0
oh_line_8102301_200846446 |  | ABCN | node_8102301_200846445 | node_8102301_200846446 | 174.829 | bal_3P_4/0AL_1/0AA(N) | 8102301 | no | no |  |  | no |  |  | 0 | 0 | 0 | 0
oh_line_8102301_200846447 |  | ABCN | node_8102301_200846446 | node_8102301_200846447 | 160.715 | bal_3P_4/0AL_1/0AA(N) | 8102301 | no | no |  |  | no |  |  | 0 | 0 | 0 | 0
oh_line_8102301_200846448 |  | ABCN | node_8102301_200846447 | node_8102301_200846448 | 181.69 | bal_3P_4/0AL_1/0AA(N) | 8102301 | no | no |  |  | no |  |  | 0 | 0 | 0 | 0
oh_line_8102301_200846449 |  | ABCN | node_8102301_200846448 | node_8102301_200846449 | 140.476 | bal_3P_4/0AL_1/0AA(N) | 8102301 | no | no |  |  | no |  |  | 0 | 0 | 0 | 0
oh_line_8102301_200846450 |  | ABCN | node_8102301_200846449 | node_8102301_200846450 | 185.838 | bal_3P_4/0AL_1/0AA(N) | 8102301 | no | no |  |  | no |  |  | 0 | 0 | 0 | 0
oh_line_8102301_200846451-1 |  | ABCN | node_220615672 | node_8102301_200846451 | 4.998 | bal_3P_4/0AL_4/0AC(N) | 8102301 | no | no |  |  | no |  |  | 0 | 0 | 0 | 0
oh_line_8102301_200846451-2 |  | ABCN | node_220615742 | node_intto1_220615672 | 102.785 | bal_3P_4/0AL_4/0AC(N) | 8102301 | no | no |  |  | no |  |  | 0 | 0 | 0 | 0
oh_line_8102301_200846451-3 |  | ABCN | node_220615675 | node_intto1_220615742 | 4.998 | bal_3P_4/0AL_4/0AC(N) | 8102301 | no | no |  |  | no |  |  | 0 | 0 | 0 | 0
oh_line_8102301_200846451-4 |  | ABCN | node_8102301_200846439 | node_intto1_220615675 | 4.999 | bal_3P_4/0AL_4/0AC(N) | 8102301 | no | no |  |  | no |  |  | 0 | 0 | 0 | 0
oh_line_8102301_200846453 |  | ABCN | node_8102301_200846450 | node_8102301_200846453 | 118.58 | bal_3P_4/0AL_1/0AA(N) | 8102301 | no | no |  |  | no |  |  | 0 | 0 | 0 | 0
oh_line_8102301_200846454-1 |  | ABCN | node_220388352 | node_8102301_200846454 | 137.335 | bal_3P_4/0AL_1/0AA(N) | 8102301 | no | no |  |  | no |  |  | 0 | 0 | 0 | 0
oh_line_8102301_200846454-2 |  | ABCN | node_220615673 | node_intto1_220388352 | 9.997 | bal_3P_4/0AL_1/0AA(N) | 8102301 | no | no |  |  | no |  |  | 0 | 0 | 0 | 0
oh_line_8102301_200846454-3 |  | ABCN | node_8102301_200846451 | node_intto1_220615673 | 4.999 | bal_3P_4/0AL_1/0AA(N) | 8102301 | no | no |  |  | no |  |  | 0 | 0 | 0 | 0
oh_line_8102301_200846455 |  | ABCN | node_8102301_200846454 | node_8102301_200846455 | 181.119 | bal_3P_4/0AL_1/0AA(N) | 8102301 | no | no |  |  | no |  |  | 0 | 0 | 0 | 0
oh_line_8102301_200846456 |  | ABCN | node_8102301_200846455 | node_8102301_200846456 | 102.345 | bal_3P_4/0AL_1/0AA(N) | 8102301 | no | no |  |  | no |  |  | 0 | 0 | 0 | 0
oh_line_8102301_200846457 |  | ABCN | node_8102301_200846456 | node_8102301_200846457 | 123.868 | bal_3P_4/0AL_1/0AA(N) | 8102301 | no | no |  |  | no |  |  | 0 | 0 | 0 | 0
oh_line_8102301_200846458 |  | ABCN | node_8102301_200846457 | node_8102301_200846458 | 118.203 | bal_3P_4/0AL_1/0AA(N) | 8102301 | no | no |  |  | no |  |  | 0 | 0 | 0 | 0
oh_line_8102301_200846460 |  | ABCN | node_8102301_200846458 | node_8102301_200846460 | 100.713 | bal_3P_4/0AL_1/0AA(N) | 8102301 | no | no |  |  | no |  |  | 0 | 0 | 0 | 0
oh_line_8102301_200846461 |  | ABCN | node_8102301_200846460 | node_8102301_200846461 | 81.657 | bal_3P_4/0AL_1/0AA(N) | 8102301 | no | no |  |  | no |  |  | 0 | 0 | 0 | 0
oh_line_8102301_200846463 |  | AD | node_8102301_200846487 | node_8102301_200846463 | 121.785 | bal_1P_1/0AA | 8102301 | no | no |  |  | no |  |  | 0 | 0 | 0 | 0
oh_line_8102301_200846464 |  | AD | node_8102301_200846463 | node_8102301_200846464 | 109.242 | bal_1P_1/0AA | 8102301 | no | no |  |  | no |  |  | 0 | 0 | 0 | 0
oh_line_8102301_200846465 |  | AD | node_8102301_200846464 | node_8102301_200846465 | 207.109 | bal_1P_1/0AA | 8102301 | no | no |  |  | no |  |  | 0 | 0 | 0 | 0
oh_line_8102301_200846466 |  | AD | node_8102301_200846465 | node_8102301_200846466 | 119.108 | bal_1P_1/0AA | 8102301 | no | no |  |  | no |  |  | 0 | 0 | 0 | 0
oh_line_8102301_200846467 |  | AD | node_8102301_200846466 | node_8102301_200846467 | 49.55 | bal_1P_1/0AA | 8102301 | no | no |  |  | no |  |  | 0 | 0 | 0 | 0
oh_line_8102301_200846468 |  | AD | node_8102301_200846467 | node_8102301_200846468 | 81.022 | bal_1P_1/0AA | 8102301 | no | no |  |  | no |  |  | 0 | 0 | 0 | 0
oh_line_8102301_200846469 |  | AD | node_8102301_200846468 | node_8102301_200846469 | 171.858 | bal_1P_1/0AA | 8102301 | no | no |  |  | no |  |  | 0 | 0 | 0 | 0
oh_line_8102301_200846470 |  | AD | node_8102301_200846469 | node_8102301_200846470 | 147.926 | bal_1P_1/0AA | 8102301 | no | no |  |  | no |  |  | 0 | 0 | 0 | 0
oh_line_8102301_200846473 |  | AD | node_8102301_200846470 | node_8102301_200846473 | 152.627 | bal_1P_1/0AA | 8102301 | no | no |  |  | no |  |  | 0 | 0 | 0 | 0
oh_line_8102301_200846474 |  | AN | node_8102301_200846474 | node_1379234_976_15376360_93 | 191.725 | bal_1P_1/0AA_1/0AA(N) | 8102301 | no | no |  |  | no |  |  | 0 | 0 | 0 | 0
oh_line_8102301_200846475 |  | AD | node_8102301_200846473 | node_8102301_200846475 | 177.316 | bal_1P_1/0AA | 8102301 | no | no |  |  | no |  |  | 0 | 0 | 0 | 0
oh_line_8102301_200846477 |  | AD | node_8102301_200846475 | node_8102301_200846477 | 184.23 | bal_1P_1/0AC | 8102301 | no | no |  |  | no |  |  | 0 | 0 | 0 | 0
oh_line_8102301_200846478 |  | AD | node_8102301_200846477 | node_8102301_200846478 | 184.488 | bal_1P_1/0AC | 8102301 | no | no |  |  | no |  |  | 0 | 0 | 0 | 0
oh_line_8102301_200846479 |  | ABCN | node_8102301_200846479 | node_8102301_200846474 | 110.5 | bal_3P_1/0AA_1/0AA(N) | 8102301 | no | no |  |  | no |  |  | 0 | 0 | 0 | 0
oh_line_8102301_200846480 |  | ABCN | node_8102301_200846479 | node_8102301_200846480 | 110.49 | bal_3P_1/0AA_1/0AA(N) | 8102301 | no | no |  |  | no |  |  | 0 | 0 | 0 | 0
oh_line_8102301_200846482-1 |  | ABCN | node_220463350 | node_8102301_200846482 | 6.864 | bal_3P_1/0AA_1/0AA(N) | 8102301 | no | no |  |  | no |  |  | 0 | 0 | 0 | 0
oh_line_8102301_200846482-2 |  | ABCN | node_311905577 | node_intto1_220463350 | 143.653 | bal_3P_1/0AA_1/0AA(N) | 8102301 | no | no |  |  | no |  |  | 0 | 0 | 0 | 0
oh_line_8102301_200846482-3 |  | ABCN | node_8102301_200846480 | node_intto1_311905577 | 10.667 | bal_3P_1/0AA_1/0AA(N) | 8102301 | no | no |  |  | no |  |  | 0 | 0 | 0 | 0
oh_line_8102301_200846483 |  | AD | node_8102301_200846482 | node_8102301_200846483 | 98.176 | bal_1P_1/0AA | 8102301 | no | no |  |  | no |  |  | 0 | 0 | 0 | 0
oh_line_8102301_200846485 |  | AD | node_8102301_200846483 | node_intto1_8102301_200846485 | 171.636 | bal_1P_1/0AA | 8102301 | no | no |  |  | no |  |  | 0 | 0 | 0 | 0
oh_line_8102301_200846486 |  | AD | node_8102301_200846485 | node_8102301_200846486 | 138.017 | bal_1P_1/0AA | 8102301 | no | no |  |  | no |  |  | 0 | 0 | 0 | 0
oh_line_8102301_200846487 |  | AD | node_8102301_200846486 | node_8102301_200846487 | 137.436 | bal_1P_1/0AA | 8102301 | no | no |  |  | no |  |  | 0 | 0 | 0 | 0
oh_line_8102301_200846489 |  | ABCN | node_8102301_200846791 | node_8102301_200846489 | 122.776 | bal_3P_4/0AL_4/0AC(N) | 8102301 | no | no |  |  | no |  |  | 0 | 0 | 0 | 0
oh_line_8102301_200846491 |  | ABCN | node_8102301_200846489 | node_8102301_200846491 | 92.208 | bal_3P_1/0AA_1/0AA(N) | 8102301 | no | no |  |  | no |  |  | 0 | 0 | 0 | 0
oh_line_8102301_200846494 |  | AN | node_8102301_200846489 | node_8102301_200846494 | 104.984 | bal_1P_1/0AA_4/0AC(N) | 8102301 | no | no |  |  | no |  |  | 0 | 0 | 0 | 0
oh_line_8102301_200846558 |  | ABCN | node_8102301_200846558 | node_8102301_311905608 | 95.884 | bal_3P_1/0AA_1/0AA(N) | 8102301 | no | no |  |  | no |  |  | 0 | 0 | 0 | 0
oh_line_8102301_200846559 |  | ABCN | node_8102301_200846577 | node_8102301_200846559 | 110.579 | bal_3P_1/0AC_1/0AA(N) | 8102301 | no | no |  |  | no |  |  | 0 | 0 | 0 | 0
oh_line_8102301_200846560 |  | ABCN | node_8102301_200846559 | node_8102301_200846560 | 167.965 | bal_3P_1/0AA_1/0AA(N) | 8102301 | no | no |  |  | no |  |  | 0 | 0 | 0 | 0
oh_line_8102301_200846562 |  | ABCN | node_8102301_200846562 | node_8102301_200846558 | 128.359 | bal_3P_1/0AC_1/0AA(N) | 8102301 | no | no |  |  | no |  |  | 0 | 0 | 0 | 0
oh_line_8102301_200846564 |  | ABCN | node_8102301_200846564 | node_8102301_200846562 | 113.177 | bal_3P_1/0AC_1/0AA(N) | 8102301 | no | no |  |  | no |  |  | 0 | 0 | 0 | 0
oh_line_8102301_200846568-1 |  | ABCN | node_8102301_200846568 | node_8102301_200846564 | 85.749 | bal_3P_1/0AC_1/0AA(N) | 8102301 | no | no |  |  | no |  |  | 0 | 0 | 0 | 0
oh_line_8102301_200846568-2 |  | ABCN | node_8102301_200846570 | node_8102301_200846568 | 70.517 | bal_3P_1/0AA_1/0AA(N) | 8102301 | no | no |  |  | no |  |  | 0 | 0 | 0 | 0
oh_line_8102301_200846569 |  | ABCN | node_8102301_200846574 | node_8102301_200846569 | 121.644 | bal_3P_1/0AA_4/0AC(N) | 8102301 | no | no |  |  | no |  |  | 0 | 0 | 0 | 0
oh_line_8102301_200846570 |  | ABCN | node_8102301_200846569 | node_8102301_200846570 | 60.196 | bal_3P_1/0AA_1/0AC(N) | 8102301 | no | no |  |  | no |  |  | 0 | 0 | 0 | 0
oh_line_8102301_200846574 |  | ABCN | node_8102301_200846575 | node_8102301_200846574 | 89.315 | bal_3P_1/0AA_1/0AA(N) | 8102301 | no | no |  |  | no |  |  | 0 | 0 | 0 | 0
oh_line_8102301_200846575 |  | ABCN | node_8102301_200846583 | node_8102301_200846575 | 33.943 | bal_3P_1/0AC_4/0AC(N) | 8102301 | no | no |  |  | no |  |  | 0 | 0 | 0 | 0
oh_line_8102301_200846576 |  | ABCN | node_8102301_200846575 | node_8102301_200846576 | 145.111 | unb_3P_2-1/0AC_1/0AA_1/0AA(N) | 8102301 | no | no |  |  | no |  |  | 0 | 0 | 0 | 0
oh_line_8102301_200846577 |  | ABCN | node_8102301_200846576 | node_8102301_200846577 | 141.032 | unb_3P_2-1/0AC_1/0AA_1/0AA(N) | 8102301 | no | no |  |  | no |  |  | 0 | 0 | 0 | 0
oh_line_8102301_200846579 |  | ABCN | node_8102301_200846798 | node_8102301_200846579 | 35.633 | bal_3P_1/0AC_1/0AA(N) | 8102301 | no | no |  |  | no |  |  | 0 | 0 | 0 | 0
oh_line_8102301_200846580 |  | ABCN | node_8102301_200846579 | node_intto1_8102301_200846580 | 90.485 | bal_3P_1/0AC_1/0AA(N) | 8102301 | no | no |  |  | no |  |  | 0 | 0 | 0 | 0
oh_line_8102301_200846581 |  | ABCN | node_8102301_200846580 | node_8102301_200846581 | 88.949 | bal_3P_1/0AC_1/0AA(N) | 8102301 | no | no |  |  | no |  |  | 0 | 0 | 0 | 0
oh_line_8102301_200846582 |  | ABCN | node_8102301_200846581 | node_8102301_200846582 | 116.779 | bal_3P_1/0AC_2/0CU(N) | 8102301 | no | no |  |  | no |  |  | 0 | 0 | 0 | 0
oh_line_8102301_200846583 |  | ABCN | node_8102301_200846582 | node_8102301_200846583 | 123.698 | bal_3P_1/0AC_2/0CU(N) | 8102301 | no | no |  |  | no |  |  | 0 | 0 | 0 | 0
oh_line_8102301_200846653 |  | ABCN | node_8102301_201019079 | node_8102301_200846653 | 74.771 | bal_3P_4/0AC_4/0AA(N) | 8102301 | no | no |  |  | no |  |  | 0 | 0 | 0 | 0
oh_line_8102301_200846657 |  | ABCN | node_8102301_200962351 | node_8102301_200846657 | 171.835 | bal_3P_4/0AC_4/0AA(N) | 8102301 | no | no |  |  | no |  |  | 0 | 0 | 0 | 0
oh_line_8102301_200846658 |  | AN | node_8102301_200846657 | node_intto1_8102301_200846658 | 78.344 | bal_1P_1/0AA_1/0AA(N) | 8102301 | no | no |  |  | no |  |  | 0 | 0 | 0 | 0
oh_line_8102301_200846659 |  | ABCN | node_8102301_200846657 | node_intto1_8102301_200846659 | 159.657 | bal_3P_4/0AC_4/0AL(N) | 8102301 | no | no |  |  | no |  |  | 0 | 0 | 0 | 0
oh_line_8102301_200846661 |  | ABCN | node_8102301_200846659 | node_8102301_200846661 | 173.505 | bal_3P_4/0AC_4/0AL(N) | 8102301 | no | no |  |  | no |  |  | 0 | 0 | 0 | 0
oh_line_8102301_200846662-1 |  | ABCN | node_8102301_200846661 | node_intto1_311987886 | 59.213 | bal_3P_4/0AC_4/0AL(N) | 8102301 | no | no |  |  | no |  |  | 0 | 0 | 0 | 0
oh_line_8102301_200846662-2 |  | ABCN | node_311987886 | node_intto1_311987891 | 11.007 | bal_3P_4/0AC_4/0AL(N) | 8102301 | no | no |  |  | no |  |  | 0 | 0 | 0 | 0
oh_line_8102301_200846662-3 |  | ABCN | node_311987891 | node_8102301_200846662 | 9.729 | bal_3P_4/0AC_4/0AL(N) | 8102301 | no | no |  |  | no |  |  | 0 | 0 | 0 | 0
oh_line_8102301_200846665-1 |  | ABCN | node_8102301_200969936 | node_intto1_220615677 | 4.048 | bal_3P_4/0AC_4/0AL(N) | 8102301 | no | no |  |  | no |  |  | 0 | 0 | 0 | 0
oh_line_8102301_200846665-2 |  | ABCN | node_220615677 | node_1380665_58_15376632_235 | 4.701 | bal_3P_4/0AC_4/0AL(N) | 8102301 | no | no |  |  | no |  |  | 0 | 0 | 0 | 0
oh_line_8102301_200846665-3 |  | ABCN | node_1380665_58_15376632_235 | node_8102301_200846665 | 185.762 | bal_3P_4/0AC_4/0AL(N) | 8102301 | no | no |  |  | no |  |  | 0 | 0 | 0 | 0
oh_line_8102301_200846669 |  | ABCN | node_8102301_200969937 | node_8102301_200846669 | 191.417 | bal_3P_4/0AC_4/0AL(N) | 8102301 | no | no |  |  | no |  |  | 0 | 0 | 0 | 0
oh_line_8102301_200846696 |  | ABN | node_8102301_201036278 | node_8102301_200846696 | 112.775 | bal_2P_1/0AA_1/0AA(N) | 8102301 | no | no |  |  | no |  |  | 0 | 0 | 0 | 0
oh_line_8102301_200846698 |  | ABN | node_8102301_200846696 | node_8102301_200846698 | 286.606 | bal_2P_1/0AA_1/0AA(N) | 8102301 | no | no |  |  | no |  |  | 0 | 0 | 0 | 0
oh_line_8102301_200846699 |  | ABN | node_8102301_200846698 | node_8102301_200846699 | 241.402 | bal_2P_1/0AA_1/0AA(N) | 8102301 | no | no |  |  | no |  |  | 0 | 0 | 0 | 0
oh_line_8102301_200846700 |  | ABN | node_8102301_200846699 | node_8102301_200846700 | 116.31 | bal_2P_1/0AA_1/0AA(N) | 8102301 | no | no |  |  | no |  |  | 0 | 0 | 0 | 0
oh_line_8102301_200846701 |  | AN | node_8102301_200846700 | node_8102301_200846701 | 208.135 | bal_1P_1/0AA_1/0AA(N) | 8102301 | no | no |  |  | no |  |  | 0 | 0 | 0 | 0
oh_line_8102301_200846702 |  | AN | node_8102301_200846701 | node_8102301_200846702 | 218.999 | bal_1P_1/0AA_1/0AA(N) | 8102301 | no | no |  |  | no |  |  | 0 | 0 | 0 | 0
oh_line_8102301_200846703 |  | AN | node_8102301_200846702 | node_8102301_200846703 | 271.053 | bal_1P_1/0AA_1/0AA(N) | 8102301 | no | no |  |  | no |  |  | 0 | 0 | 0 | 0
oh_line_8102301_200846704 |  | AN | node_8102301_200846703 | node_8102301_200846704 | 189.823 | bal_1P_1/0AA_1/0AA(N) | 8102301 | no | no |  |  | no |  |  | 0 | 0 | 0 | 0
oh_line_8102301_200846705 |  | AN | node_8102301_200846704 | node_8102301_200846705 | 199.458 | bal_1P_1/0AA_1/0AA(N) | 8102301 | no | no |  |  | no |  |  | 0 | 0 | 0 | 0
oh_line_8102301_200846706 |  | ABN | node_8102301_200846700 | node_8102301_200846706 | 83.407 | bal_2P_1/0AA_1/0AA(N) | 8102301 | no | no |  |  | no |  |  | 0 | 0 | 0 | 0
oh_line_8102301_200846707 |  | ABN | node_8102301_200846708 | node_8102301_200846707 | 141.215 | bal_2P_1/0AA_1/0AA(N) | 8102301 | no | no |  |  | no |  |  | 0 | 0 | 0 | 0
oh_line_8102301_200846708 |  | ABN | node_8102301_200846706 | node_8102301_200846708 | 225.08 | bal_2P_1/0AA_1/0AA(N) | 8102301 | no | no |  |  | no |  |  | 0 | 0 | 0 | 0
oh_line_8102301_200846715 |  | ABCN | node_8102301_200846480 | node_8102301_200846715 | 162.046 | bal_3P_1/0AA_1/0AA(N) | 8102301 | no | no |  |  | no |  |  | 0 | 0 | 0 | 0
oh_line_8102301_200846727 |  | ABN | node_8102301_200846744 | node_8102301_200846727 | 160.561 | bal_2P_1/0AA_1/0AA(N) | 8102301 | no | no |  |  | no |  |  | 0 | 0 | 0 | 0
oh_line_8102301_200846728 |  | ABN | node_8102301_200846727 | node_8102301_200846728 | 147.612 | bal_2P_1/0AA_1/0AA(N) | 8102301 | no | no |  |  | no |  |  | 0 | 0 | 0 | 0
oh_line_8102301_200846729 |  | ABN | node_8102301_200846728 | node_8102301_200846729 | 135.659 | bal_2P_1/0AA_1/0AC(N) | 8102301 | no | no |  |  | no |  |  | 0 | 0 | 0 | 0
oh_line_8102301_200846731 |  | ABN | node_8102301_200846729 | node_8102301_200846731 | 146.696 | bal_2P_1/0AA_1/0AC(N) | 8102301 | no | no |  |  | no |  |  | 0 | 0 | 0 | 0
oh_line_8102301_200846735 |  | ABN | node_8102301_200846696 | node_8102301_200846735 | 107.967 | bal_2P_1/0AA_1/0AA(N) | 8102301 | no | no |  |  | no |  |  | 0 | 0 | 0 | 0
oh_line_8102301_200846737 |  | ABN | node_8102301_200969938 | node_intto1_8102301_200846737 | 220.023 | bal_2P_4/0AC_1/0AC(N) | 8102301 | no | no |  |  | no |  |  | 0 | 0 | 0 | 0
oh_line_8102301_200846739 |  | ABN | node_8102301_200846737 | node_intto1_8102301_200846739 | 188.414 | bal_2P_1/0AA_1/0AC(N) | 8102301 | no | no |  |  | no |  |  | 0 | 0 | 0 | 0
oh_line_8102301_200846740 |  | ABN | node_8102301_200846739 | node_intto1_8102301_200846740 | 140.586 | bal_2P_1/0AA_1/0AC(N) | 8102301 | no | no |  |  | no |  |  | 0 | 0 | 0 | 0
oh_line_8102301_200846741 |  | ABN | node_8102301_200846740 | node_8102301_200846741 | 170.794 | bal_2P_1/0AA_1/0AC(N) | 8102301 | no | no |  |  | no |  |  | 0 | 0 | 0 | 0
oh_line_8102301_200846742 |  | ABN | node_8102301_200846741 | node_8102301_200846742 | 239.317 | bal_2P_1/0AA_1/0AA(N) | 8102301 | no | no |  |  | no |  |  | 0 | 0 | 0 | 0
oh_line_8102301_200846743 |  | ABN | node_8102301_200846742 | node_8102301_200846743 | 137.908 | bal_2P_1/0AA_1/0AC(N) | 8102301 | no | no |  |  | no |  |  | 0 | 0 | 0 | 0
oh_line_8102301_200846744 |  | ABN | node_8102301_200846743 | node_8102301_200846744 | 129.252 | bal_2P_1/0AA_1/0AC(N) | 8102301 | no | no |  |  | no |  |  | 0 | 0 | 0 | 0
oh_line_8102301_200846746 |  | ABCN | node_8102301_200846799 | node_8102301_200846746 | 181.949 | bal_3P_477AL_2/0CU(N) | 8102301 | no | no |  |  | no |  |  | 0 | 0 | 0 | 0
oh_line_8102301_200846747 |  | ABCN | node_8102301_200846746 | node_8102301_200846747 | 136.75 | bal_3P_477AL_2/0CU(N) | 8102301 | no | no |  |  | no |  |  | 0 | 0 | 0 | 0
oh_line_8102301_200846748 |  | ABCN | node_8102301_200846747 | node_8102301_200846748 | 96.335 | bal_3P_477AL_2/0CU(N) | 8102301 | no | no |  |  | no |  |  | 0 | 0 | 0 | 0
oh_line_8102301_200846749 |  | ABCN | node_8102301_200846748 | node_8102301_200846749 | 132.967 | bal_3P_477AL_2/0CU(N) | 8102301 | no | no |  |  | no |  |  | 0 | 0 | 0 | 0
oh_line_8102301_200846750 |  | ABCN | node_8102301_200846749 | node_8102301_200846750 | 110.029 | bal_3P_477AL_2/0CU(N) | 8102301 | no | no |  |  | no |  |  | 0 | 0 | 0 | 0
oh_line_8102301_200846752 |  | ABCN | node_8102301_200846750 | node_intto1_8102301_200846752 | 133.384 | bal_3P_477AL_2/0CU(N) | 8102301 | no | no |  |  | no |  |  | 0 | 0 | 0 | 0
oh_line_8102301_200846754 |  | ABCN | node_8102301_310041535 | node_8102301_200846754 | 115.49 | bal_3P_477AL_2/0CU(N) | 8102301 | no | no |  |  | no |  |  | 0 | 0 | 0 | 0
oh_line_8102301_200846756 |  | ABCN | node_8102301_310041437 | node_8102301_200846756 | 113.621 | bal_3P_477AL_2/0CU(N) | 8102301 | no | no |  |  | no |  |  | 0 | 0 | 0 | 0
oh_line_8102301_200846757 |  | ABCN | node_8102301_200940809 | node_intto1_8102301_200846757 | 418.984 | bal_3P_477AL_4/0AA(N) | 8102301 | no | no |  |  | no |  |  | 0 | 0 | 0 | 0
oh_line_8102301_200846760 |  | ABCN | node_8102301_310041425 | node_8102301_200846760 | 229.589 | bal_3P_477AL_4/0AA(N) | 8102301 | no | no |  |  | no |  |  | 0 | 0 | 0 | 0
oh_line_8102301_200846763 |  | ABCN | node_8102301_200846760 | node_8102301_200846763 | 96.452 | bal_3P_477AL_4/0AA(N) | 8102301 | no | no |  |  | no |  |  | 0 | 0 | 0 | 0
oh_line_8102301_200846765 |  | ABCN | node_8102301_200846763 | node_8102301_200846765 | 168.162 | bal_3P_336AC_4/0AA(N) | 8102301 | no | no |  |  | no |  |  | 0 | 0 | 0 | 0
oh_line_8102301_200846768 |  | ABCN | node_8102301_200846765 | node_8102301_200846768 | 214.29 | bal_3P_336AC_4/0AA(N) | 8102301 | no | no |  |  | no |  |  | 0 | 0 | 0 | 0
oh_line_8102301_200846772 |  | ABCN | node_8102301_310041240 | node_8102301_200846772 | 148.292 | bal_3P_336AC_4/0AA(N) | 8102301 | no | no |  |  | no |  |  | 0 | 0 | 0 | 0
oh_line_8102301_200846780 |  | ABCN | node_8102301_200846780 | node_1379326_051_15376477_201 | 140.649 | bal_3P_477AL_4/0AC(N) | 8102301 | no | no |  |  | no |  |  | 0 | 0 | 0 | 0
oh_line_8102301_200846781 |  | ABCN | node_8102301_310041114 | node_8102301_200846781 | 172.721 | bal_3P_336AC_4/0AA(N) | 8102301 | no | no |  |  | no |  |  | 0 | 0 | 0 | 0
oh_line_8102301_200846785 |  | ABCN | node_8102301_310041107 | node_8102301_200846785 | 155.404 | bal_3P_336AC_4/0AA(N) | 8102301 | no | no |  |  | no |  |  | 0 | 0 | 0 | 0
oh_line_8102301_200846786 |  | ABCN | node_8102301_200846785 | node_8102301_200846786 | 147.366 | bal_3P_336AC_4/0AA(N) | 8102301 | no | no |  |  | no |  |  | 0 | 0 | 0 | 0
oh_line_8102301_200846791-1 |  | ABCN | node_8102301_200846757 | node_intto1_422X9-220416363 | 29.521 | bal_3P_477AL_4/0AC(N) | 8102301 | no | no |  |  | no |  |  | 0 | 0 | 0 | 0
oh_line_8102301_200846791-2 |  | ABCN | node_422X9-220416363 | node_8102301_200846791 | 265.26 | bal_3P_477AL_4/0AC(N) | 8102301 | no | no |  |  | no |  |  | 0 | 0 | 0 | 0
oh_line_8102301_200846791-3 |  | ABCN | node_311927230 | node_8102301_200846780 | 74.75 | bal_3P_477AL_4/0AC(N) | 8102301 | no | no |  |  | no |  |  | 0 | 0 | 0 | 0
oh_line_8102301_200846791-4 |  | ABCN | node_8102301_200846791 | node_intto1_311927230 | 13.891 | bal_3P_477AL_4/0AC(N) | 8102301 | no | no |  |  | no |  |  | 0 | 0 | 0 | 0
oh_line_8102301_200846795 |  | ABCN | node_8102301_200846791 | node_8102301_200846795 | 98.601 | bal_3P_477AL_4/0AA(N) | 8102301 | no | no |  |  | no |  |  | 0 | 0 | 0 | 0
oh_line_8102301_200846796 |  | ABCN | node_8102301_200846795 | node_8102301_200846796 | 157.56 | bal_3P_477AL_4/0AA(N) | 8102301 | no | no |  |  | no |  |  | 0 | 0 | 0 | 0
oh_line_8102301_200846797 |  | ABCN | node_8102301_200846796 | node_8102301_200846797 | 134.768 | bal_3P_477AL_4/0AC(N) | 8102301 | no | no |  |  | no |  |  | 0 | 0 | 0 | 0
oh_line_8102301_200846798 |  | ABCN | node_8102301_200846797 | node_intto1_8102301_200846798 | 132.422 | bal_3P_477AL_2/0CU(N) | 8102301 | no | no |  |  | no |  |  | 0 | 0 | 0 | 0
oh_line_8102301_200846799 |  | ABCN | node_8102301_200846798 | node_8102301_200846799 | 113.392 | bal_3P_477AL_2/0CU(N) | 8102301 | no | no |  |  | no |  |  | 0 | 0 | 0 | 0
oh_line_8102301_200875299 |  | ABCN | node_8102301_200911475 | node_8102301_200875299 | 410.673 | bal_3P_4CU_4CU(N) | 8102301 | no | no |  |  | no |  |  | 0 | 0 | 0 | 0
oh_line_8102301_200875300 |  | ABCN | node_8102301_200875301 | node_8102301_200875300 | 303.15 | bal_3P_4/0AC_3-7CW-30(N) | 8102301 | no | no |  |  | no |  |  | 0 | 0 | 0 | 0
oh_line_8102301_200875301 |  | ABCN | node_8102301_200875302 | node_intto1_8102301_200875301 | 688.724 | bal_3P_4/0AC_3-7CW-30(N) | 8102301 | no | no |  |  | no |  |  | 0 | 0 | 0 | 0
oh_line_8102301_200875302 |  | ABCN | node_8102301_200875303 | node_8102301_200875302 | 1140.086 | bal_3P_4/0AC_3-7CW-30(N) | 8102301 | no | no |  |  | no |  |  | 0 | 0 | 0 | 0
oh_line_8102301_200875303 |  | ABCN | node_SOURCE_8102301 | node_8102301_200875303 | 234.565 | bal_3P_4/0AC_3-7CW-30(N) | 8102301 | no | no |  |  | no |  |  | 0 | 0 | 0 | 0
oh_line_8102301_200875332 |  | AN | node_8102301_200875301 | node_intto1_8102301_200875332 | 267.86 | bal_1P_2AC_2AC(N) | 8102301 | no | no |  |  | no |  |  | 0 | 0 | 0 | 0
oh_line_8102301_200875333 |  | AN | node_8102301_200875332 | node_8102301_200875333 | 61.936 | bal_1P_2AC_2AC(N) | 8102301 | no | no |  |  | no |  |  | 0 | 0 | 0 | 0
oh_line_8102301_200875334 |  | AN | node_8102301_200875333 | node_8102301_200875334 | 286.631 | bal_1P_1/0AA_1/0AA(N) | 8102301 | no | no |  |  | no |  |  | 0 | 0 | 0 | 0
oh_line_8102301_200875436 |  | ABCN | node_8102301_200875300 | node_intto1_8102301_200875436 | 143.016 | bal_3P_477AL_4/0AC(N) | 8102301 | no | no |  |  | no |  |  | 0 | 0 | 0 | 0
oh_line_8102301_200875437 |  | ABCN | node_8102301_200875436 | node_8102301_200875437 | 267.859 | bal_3P_477AL_4/0AC(N) | 8102301 | no | no |  |  | no |  |  | 0 | 0 | 0 | 0
oh_line_8102301_200875439 |  | ABCN | node_8102301_200875437 | node_intto1_8102301_200875439 | 257.091 | bal_3P_477AL_4/0AC(N) | 8102301 | no | no |  |  | no |  |  | 0 | 0 | 0 | 0
oh_line_8102301_200875440 |  | ABCN | node_8102301_200875492 | node_8102301_200875440 | 280.126 | bal_3P_477AL_4/0AC(N) | 8102301 | no | no |  |  | no |  |  | 0 | 0 | 0 | 0
oh_line_8102301_200875441 |  | ABCN | node_8102301_200875440 | node_8102301_200875441 | 278.601 | bal_3P_477AL_4/0AC(N) | 8102301 | no | no |  |  | no |  |  | 0 | 0 | 0 | 0
oh_line_8102301_200875442 |  | AN | node_8102301_200875441 | node_intto1_8102301_200875442 | 98.899 | bal_1P_2AC_2AC(N) | 8102301 | no | no |  |  | no |  |  | 0 | 0 | 0 | 0
oh_line_8102301_200875443 |  | AN | node_8102301_200875442 | node_8102301_200875443 | 456.598 | bal_1P_2AC_2AC(N) | 8102301 | no | no |  |  | no |  |  | 0 | 0 | 0 | 0
oh_line_8102301_200875444 |  | AN | node_8102301_200875443 | node_8102301_200875444 | 378.702 | bal_1P_2AC_2AC(N) | 8102301 | no | no |  |  | no |  |  | 0 | 0 | 0 | 0
oh_line_8102301_200875446 |  | ABCN | node_8102301_200875441 | node_8102301_200875446 | 133.178 | bal_3P_477AL_4/0AC(N) | 8102301 | no | no |  |  | no |  |  | 0 | 0 | 0 | 0
oh_line_8102301_200875447 |  | ABCN | node_8102301_200875446 | node_8102301_200875447 | 189.668 | bal_3P_477AL_4/0AC(N) | 8102301 | no | no |  |  | no |  |  | 0 | 0 | 0 | 0
oh_line_8102301_200875448 |  | ABCN | node_8102301_200875447 | node_8102301_200875448 | 236.694 | bal_3P_477AL_4/0AC(N) | 8102301 | no | no |  |  | no |  |  | 0 | 0 | 0 | 0
oh_line_8102301_200875449 |  | ABCN | node_8102301_200875448 | node_8102301_200875449 | 278.838 | bal_3P_477AL_4/0AC(N) | 8102301 | no | no |  |  | no |  |  | 0 | 0 | 0 | 0
oh_line_8102301_200875450 |  | ABCN | node_8102301_200875449 | node_8102301_200875450 | 244.444 | bal_3P_477AL_4/0AC(N) | 8102301 | no | no |  |  | no |  |  | 0 | 0 | 0 | 0
oh_line_8102301_200875451 |  | AN | node_8102301_200875450 | node_8102301_200875451 | 220.122 | bal_1P_2AC_2AC(N) | 8102301 | no | no |  |  | no |  |  | 0 | 0 | 0 | 0
oh_line_8102301_200875452 |  | AN | node_8102301_200875451 | node_intto1_8102301_200875452 | 231.034 | bal_1P_2AC_2AC(N) | 8102301 | no | no |  |  | no |  |  | 0 | 0 | 0 | 0
oh_line_8102301_200875453 |  | ABCN | node_8102301_200875450 | node_8102301_200875453 | 263.59 | bal_3P_477AL_4/0AC(N) | 8102301 | no | no |  |  | no |  |  | 0 | 0 | 0 | 0
oh_line_8102301_200875454 |  | ABCN | node_8102301_200875453 | node_8102301_200875454 | 266.19 | bal_3P_477AL_4/0AC(N) | 8102301 | no | no |  |  | no |  |  | 0 | 0 | 0 | 0
oh_line_8102301_200875455 |  | ABCN | node_8102301_200875454 | node_8102301_200875455 | 270.956 | bal_3P_477AL_4/0AC(N) | 8102301 | no | no |  |  | no |  |  | 0 | 0 | 0 | 0
oh_line_8102301_200875456 |  | ABCN | node_8102301_200875439 | node_intto1_8102301_200875456 | 183.207 | bal_3P_477AL_4/0AC(N) | 8102301 | no | no |  |  | no |  |  | 0 | 0 | 0 | 0
oh_line_8102301_200875458 |  | ABCN | node_8102301_201013752 | node_intto1_8102301_200875458 | 34.171 | bal_3P_477AL_4/0AC(N) | 8102301 | no | no |  |  | no |  |  | 0 | 0 | 0 | 0
oh_line_8102301_200875459 |  | ABCN | node_8102301_200875455 | node_8102301_200875459 | 247.389 | bal_3P_477AL_4/0AC(N) | 8102301 | no | no |  |  | no |  |  | 0 | 0 | 0 | 0
oh_line_8102301_200875461 |  | ABCN | node_8102301_200875459 | node_8102301_200875461 | 241.603 | bal_3P_477AL_4/0AC(N) | 8102301 | no | no |  |  | no |  |  | 0 | 0 | 0 | 0
oh_line_8102301_200875462 |  | ABCN | node_8102301_200875461 | node_intto1_8102301_200875462 | 240.942 | bal_3P_477AL_4/0AC(N) | 8102301 | no | no |  |  | no |  |  | 0 | 0 | 0 | 0
oh_line_8102301_200875463 |  | ABCN | node_8102301_200875462 | node_8102301_200875463 | 287.857 | bal_3P_477AL_4/0AC(N) | 8102301 | no | no |  |  | no |  |  | 0 | 0 | 0 | 0
oh_line_8102301_200875464 |  | ABCN | node_8102301_200875463 | node_8102301_200875464 | 284.015 | bal_3P_477AL_4/0AC(N) | 8102301 | no | no |  |  | no |  |  | 0 | 0 | 0 | 0
oh_line_8102301_200875465 |  | ABCN | node_8102301_200875464 | node_8102301_200875465 | 289.962 | bal_3P_477AL_4/0AC(N) | 8102301 | no | no |  |  | no |  |  | 0 | 0 | 0 | 0
oh_line_8102301_200875466 |  | ABCN | node_8102301_200875465 | node_8102301_200875466 | 276.474 | bal_3P_477AL_4/0AC(N) | 8102301 | no | no |  |  | no |  |  | 0 | 0 | 0 | 0
oh_line_8102301_200875467 |  | ABCN | node_8102301_200875466 | node_8102301_200875467 | 297.438 | bal_3P_477AL_4/0AC(N) | 8102301 | no | no |  |  | no |  |  | 0 | 0 | 0 | 0
oh_line_8102301_200875468 |  | ABCN | node_8102301_200875467 | node_8102301_200875468 | 233.846 | bal_3P_477AL_4/0AC(N) | 8102301 | no | no |  |  | no |  |  | 0 | 0 | 0 | 0
oh_line_8102301_200875469 |  | ABCN | node_8102301_200875468 | node_8102301_200875469 | 180.818 | bal_3P_477AL_4/0AC(N) | 8102301 | no | no |  |  | no |  |  | 0 | 0 | 0 | 0
oh_line_8102301_200875470 |  | ABCN | node_8102301_200875458 | node_8102301_200875470 | 210.631 | bal_3P_477AL_4/0AC(N) | 8102301 | no | no |  |  | no |  |  | 0 | 0 | 0 | 0
oh_line_8102301_200875471 |  | ABCN | node_8102301_200875469 | node_8102301_200875471 | 202.79 | bal_3P_477AL_4/0AC(N) | 8102301 | no | no |  |  | no |  |  | 0 | 0 | 0 | 0
oh_line_8102301_200875472 |  | ABCN | node_8102301_200875471 | node_8102301_200875472 | 240.77 | bal_3P_477AL_4/0AC(N) | 8102301 | no | no |  |  | no |  |  | 0 | 0 | 0 | 0
oh_line_8102301_200875473 |  | ABCN | node_8102301_200875472 | node_8102301_200875473 | 252.179 | bal_3P_477AL_4/0AC(N) | 8102301 | no | no |  |  | no |  |  | 0 | 0 | 0 | 0
oh_line_8102301_200875474 |  | ABCN | node_8102301_200875473 | node_8102301_200875474 | 246.507 | bal_3P_477AL_4/0AC(N) | 8102301 | no | no |  |  | no |  |  | 0 | 0 | 0 | 0
oh_line_8102301_200875475 |  | ABCN | node_8102301_200875474 | node_8102301_200875475 | 247.062 | bal_3P_477AL_4/0AC(N) | 8102301 | no | no |  |  | no |  |  | 0 | 0 | 0 | 0
oh_line_8102301_200875476 |  | ABCN | node_8102301_200875475 | node_8102301_200875476 | 108.064 | bal_3P_477AL_4/0AC(N) | 8102301 | no | no |  |  | no |  |  | 0 | 0 | 0 | 0
oh_line_8102301_200875478 |  | ABCN | node_8102301_200875476 | node_8102301_200875478 | 316.974 | bal_3P_477AL_4/0AC(N) | 8102301 | no | no |  |  | no |  |  | 0 | 0 | 0 | 0
oh_line_8102301_200875479 |  | ABCN | node_8102301_200875478 | node_intto1_8102301_200875479 | 320.028 | bal_3P_477AL_4/0AC(N) | 8102301 | no | no |  |  | no |  |  | 0 | 0 | 0 | 0
oh_line_8102301_200875481 |  | ABCN | node_8102301_200875479 | node_8102301_200875481 | 154.958 | bal_3P_477AL_4/0AC(N) | 8102301 | no | no |  |  | no |  |  | 0 | 0 | 0 | 0
oh_line_8102301_200875482 |  | ABCN | node_8102301_200875481 | node_8102301_200875482 | 333.769 | bal_3P_477AL_4/0AC(N) | 8102301 | no | no |  |  | no |  |  | 0 | 0 | 0 | 0
oh_line_8102301_200875483 |  | ABCN | node_8102301_200875470 | node_8102301_200875483 | 304.792 | bal_3P_477AL_4/0AC(N) | 8102301 | no | no |  |  | no |  |  | 0 | 0 | 0 | 0
oh_line_8102301_200875484 |  | ABCN | node_8102301_200875483 | node_8102301_200875484 | 228.815 | bal_3P_477AL_4/0AC(N) | 8102301 | no | no |  |  | no |  |  | 0 | 0 | 0 | 0
oh_line_8102301_200875485 |  | ABCN | node_8102301_200875482 | node_8102301_200875485 | 327.828 | bal_3P_477AL_4/0AC(N) | 8102301 | no | no |  |  | no |  |  | 0 | 0 | 0 | 0
oh_line_8102301_200875486 |  | ABCN | node_8102301_200875485 | node_8102301_200875486 | 254.186 | bal_3P_477AL_4/0AC(N) | 8102301 | no | no |  |  | no |  |  | 0 | 0 | 0 | 0
oh_line_8102301_200875487 |  | ABCN | node_8102301_200875484 | node_8102301_200875487 | 244.368 | bal_3P_477AL_4/0AC(N) | 8102301 | no | no |  |  | no |  |  | 0 | 0 | 0 | 0
oh_line_8102301_200875489 |  | ABCN | node_8102301_200875487 | node_8102301_200875489 | 273.707 | bal_3P_477AL_4/0AC(N) | 8102301 | no | no |  |  | no |  |  | 0 | 0 | 0 | 0
oh_line_8102301_200875490 |  | ABCN | node_8102301_200875489 | node_8102301_200875490 | 266.787 | bal_3P_477AL_4/0AC(N) | 8102301 | no | no |  |  | no |  |  | 0 | 0 | 0 | 0
oh_line_8102301_200875491 |  | ABCN | node_8102301_200875490 | node_8102301_200875491 | 273.908 | bal_3P_477AL_4/0AC(N) | 8102301 | no | no |  |  | no |  |  | 0 | 0 | 0 | 0
oh_line_8102301_200875492 |  | ABCN | node_8102301_200875491 | node_8102301_200875492 | 264.703 | bal_3P_477AL_4/0AC(N) | 8102301 | no | no |  |  | no |  |  | 0 | 0 | 0 | 0
oh_line_8102301_200875493 |  | AN | node_8102301_200875492 | node_intto1_8102301_200875493 | 303.745 | bal_1P_1/0AA_1/0AA(N) | 8102301 | no | no |  |  | no |  |  | 0 | 0 | 0 | 0
oh_line_8102301_200875494 |  | AN | node_8102301_200875493 | node_8102301_200875494 | 311.72 | bal_1P_1/0AA_1/0AA(N) | 8102301 | no | no |  |  | no |  |  | 0 | 0 | 0 | 0
oh_line_8102301_200875889 |  | AD | node_8102301_200875903 | node_8102301_200875889 | 373.621 | bal_1P_2AC | 8102301 | no | no |  |  | no |  |  | 0 | 0 | 0 | 0
oh_line_8102301_200875890 |  | AD | node_8102301_200875889 | node_8102301_200875890 | 419.097 | bal_1P_2AC | 8102301 | no | no |  |  | no |  |  | 0 | 0 | 0 | 0
oh_line_8102301_200875892 |  | AD | node_8102301_200875890 | node_8102301_200875892 | 250.217 | bal_1P_2AC | 8102301 | no | no |  |  | no |  |  | 0 | 0 | 0 | 0
oh_line_8102301_200875893 |  | AD | node_8102301_200875892 | node_8102301_200875893 | 282.661 | bal_1P_2AC | 8102301 | no | no |  |  | no |  |  | 0 | 0 | 0 | 0
oh_line_8102301_200875894 |  | AD | node_8102301_200875893 | node_8102301_200875894 | 367.025 | bal_1P_1/0AA | 8102301 | no | no |  |  | no |  |  | 0 | 0 | 0 | 0
oh_line_8102301_200875896 |  | AD | node_8102301_200876737 | node_8102301_200875896 | 408.951 | bal_1P_2AC | 8102301 | no | no |  |  | no |  |  | 0 | 0 | 0 | 0
oh_line_8102301_200875897 |  | AD | node_8102301_200875896 | node_8102301_200875897 | 368.613 | bal_1P_2AC | 8102301 | no | no |  |  | no |  |  | 0 | 0 | 0 | 0
oh_line_8102301_200875898 |  | AD | node_8102301_200875897 | node_8102301_200875898 | 96.34 | bal_1P_2AC | 8102301 | no | no |  |  | no |  |  | 0 | 0 | 0 | 0
oh_line_8102301_200875899 |  | AD | node_8102301_200875897 | node_8102301_200875899 | 297.807 | bal_1P_2AC | 8102301 | no | no |  |  | no |  |  | 0 | 0 | 0 | 0
oh_line_8102301_200875900 |  | AD | node_8102301_200875899 | node_8102301_200875900 | 612.953 | bal_1P_2AC | 8102301 | no | no |  |  | no |  |  | 0 | 0 | 0 | 0
oh_line_8102301_200875901 |  | AD | node_8102301_200875900 | node_8102301_200875901 | 298.377 | bal_1P_2AC | 8102301 | no | no |  |  | no |  |  | 0 | 0 | 0 | 0
oh_line_8102301_200875902 |  | AD | node_8102301_200875901 | node_8102301_200875902 | 206.084 | bal_1P_2AC | 8102301 | no | no |  |  | no |  |  | 0 | 0 | 0 | 0
oh_line_8102301_200875903 |  | AD | node_8102301_200875902 | node_8102301_200875903 | 408.8 | bal_1P_2AC | 8102301 | no | no |  |  | no |  |  | 0 | 0 | 0 | 0
oh_line_8102301_200876428 |  | AD | node_8102301_200876446 | node_intto1_8102301_200876428 | 103.953 | bal_1P_1/0AA | 8102301 | no | no |  |  | no |  |  | 0 | 0 | 0 | 0
oh_line_8102301_200876429 |  | AD | node_8102301_200876428 | node_8102301_200876429 | 260.587 | bal_1P_1/0AA | 8102301 | no | no |  |  | no |  |  | 0 | 0 | 0 | 0
oh_line_8102301_200876430 |  | AD | node_8102301_200876429 | node_8102301_200876430 | 258.753 | bal_1P_1/0AA | 8102301 | no | no |  |  | no |  |  | 0 | 0 | 0 | 0
oh_line_8102301_200876431 |  | AD | node_8102301_200876430 | node_8102301_200876431 | 250.801 | bal_1P_1/0AA | 8102301 | no | no |  |  | no |  |  | 0 | 0 | 0 | 0
oh_line_8102301_200876432 |  | AD | node_8102301_200876431 | node_8102301_200876432 | 248.339 | bal_1P_1/0AA | 8102301 | no | no |  |  | no |  |  | 0 | 0 | 0 | 0
oh_line_8102301_200876433 |  | AD | node_8102301_200876449 | node_8102301_200876433 | 404.283 | bal_1P_4AC | 8102301 | no | no |  |  | no |  |  | 0 | 0 | 0 | 0
oh_line_8102301_200876434 |  | AD | node_8102301_200876433 | node_8102301_200876434 | 317.013 | bal_1P_4AC | 8102301 | no | no |  |  | no |  |  | 0 | 0 | 0 | 0
oh_line_8102301_200876435 |  | AD | node_8102301_200876434 | node_8102301_200876435 | 153.827 | bal_1P_1/0AA | 8102301 | no | no |  |  | no |  |  | 0 | 0 | 0 | 0
oh_line_8102301_200876436 |  | AD | node_8102301_200876434 | node_8102301_200876436 | 300.136 | bal_1P_4AC | 8102301 | no | no |  |  | no |  |  | 0 | 0 | 0 | 0
oh_line_8102301_200876437 |  | AD | node_8102301_200876436 | node_intto1_8102301_200876437 | 207.108 | bal_1P_4CU | 8102301 | no | no |  |  | no |  |  | 0 | 0 | 0 | 0
oh_line_8102301_200876438 |  | AD | node_8102301_200876437 | node_8102301_200876438 | 137.842 | bal_1P_4CU | 8102301 | no | no |  |  | no |  |  | 0 | 0 | 0 | 0
oh_line_8102301_200876439 |  | AD | node_8102301_200876438 | node_8102301_200876439 | 228.065 | bal_1P_4CU | 8102301 | no | no |  |  | no |  |  | 0 | 0 | 0 | 0
oh_line_8102301_200876440 |  | AD | node_8102301_200876439 | node_8102301_200876440 | 354.421 | bal_1P_4CU | 8102301 | no | no |  |  | no |  |  | 0 | 0 | 0 | 0
oh_line_8102301_200876441 |  | AD | node_8102301_200876440 | node_8102301_200876441 | 351.778 | bal_1P_4CU | 8102301 | no | no |  |  | no |  |  | 0 | 0 | 0 | 0
oh_line_8102301_200876444 |  | AD | node_8102301_200956990 | node_8102301_200876444 | 237.108 | bal_1P_1/0AA | 8102301 | no | no |  |  | no |  |  | 0 | 0 | 0 | 0
oh_line_8102301_200876445 |  | AD | node_8102301_200876444 | node_8102301_200876445 | 219.51 | bal_1P_1/0AA | 8102301 | no | no |  |  | no |  |  | 0 | 0 | 0 | 0
oh_line_8102301_200876446 |  | AD | node_8102301_200876444 | node_8102301_200876446 | 227.926 | bal_1P_1/0AA | 8102301 | no | no |  |  | no |  |  | 0 | 0 | 0 | 0
oh_line_8102301_200876447 |  | AD | node_8102301_200817249 | node_8102301_200876447 | 333.499 | bal_1P_4AC | 8102301 | no | no |  |  | no |  |  | 0 | 0 | 0 | 0
oh_line_8102301_200876448 |  | AD | node_8102301_200876447 | node_8102301_200876448 | 337.22 | bal_1P_4AC | 8102301 | no | no |  |  | no |  |  | 0 | 0 | 0 | 0
oh_line_8102301_200876449 |  | AD | node_8102301_200876448 | node_intto1_8102301_200876449 | 297.449 | bal_1P_4AC | 8102301 | no | no |  |  | no |  |  | 0 | 0 | 0 | 0
oh_line_8102301_200876450 |  | AD | node_8102301_200876449 | node_intto1_8102301_200876450 | 319.542 | bal_1P_1/0AA | 8102301 | no | no |  |  | no |  |  | 0 | 0 | 0 | 0
oh_line_8102301_200876451 |  | AD | node_8102301_200876450 | node_8102301_200876451 | 390.312 | bal_1P_1/0AA | 8102301 | no | no |  |  | no |  |  | 0 | 0 | 0 | 0
oh_line_8102301_200876452 |  | AD | node_8102301_200876451 | node_8102301_200876452 | 35.083 | bal_1P_1/0AA | 8102301 | no | no |  |  | no |  |  | 0 | 0 | 0 | 0
oh_line_8102301_200876453 |  | AD | node_8102301_200876452 | node_8102301_200876453 | 264.758 | bal_1P_1/0AA | 8102301 | no | no |  |  | no |  |  | 0 | 0 | 0 | 0
oh_line_8102301_200876454 |  | AD | node_8102301_200876453 | node_8102301_200876454 | 133.804 | bal_1P_1/0AA | 8102301 | no | no |  |  | no |  |  | 0 | 0 | 0 | 0
oh_line_8102301_200876515 |  | AD | node_8102301_200876526 | node_intto1_8102301_200876515 | 246.807 | bal_1P_1/0AA | 8102301 | no | no |  |  | no |  |  | 0 | 0 | 0 | 0
oh_line_8102301_200876516 |  | AD | node_8102301_200911466 | node_8102301_200876516 | 394.191 | bal_1P_2AC | 8102301 | no | no |  |  | no |  |  | 0 | 0 | 0 | 0
oh_line_8102301_200876517 |  | AD | node_8102301_200876516 | node_8102301_200876517 | 302.442 | bal_1P_2AC | 8102301 | no | no |  |  | no |  |  | 0 | 0 | 0 | 0
oh_line_8102301_200876519 |  | AD | node_8102301_200876542 | node_8102301_200876519 | 312.351 | bal_1P_1/0AA | 8102301 | no | no |  |  | no |  |  | 0 | 0 | 0 | 0
oh_line_8102301_200876520 |  | AD | node_8102301_200876519 | node_8102301_200876520 | 366.055 | bal_1P_1/0AA | 8102301 | no | no |  |  | no |  |  | 0 | 0 | 0 | 0
oh_line_8102301_200876521 |  | AD | node_8102301_200876520 | node_8102301_200876521 | 271.45 | bal_1P_1/0AA | 8102301 | no | no |  |  | no |  |  | 0 | 0 | 0 | 0
oh_line_8102301_200876522 |  | AD | node_8102301_200876521 | node_8102301_200876522 | 293.696 | bal_1P_1/0AA | 8102301 | no | no |  |  | no |  |  | 0 | 0 | 0 | 0
oh_line_8102301_200876523 |  | AD | node_8102301_200876521 | node_8102301_200876523 | 342.039 | bal_1P_1/0AC | 8102301 | no | no |  |  | no |  |  | 0 | 0 | 0 | 0
oh_line_8102301_200876524 |  | AD | node_8102301_200876523 | node_8102301_200876524 | 254.157 | bal_1P_1/0AC | 8102301 | no | no |  |  | no |  |  | 0 | 0 | 0 | 0
oh_line_8102301_200876525 |  | AD | node_8102301_200876524 | node_8102301_200876525 | 237.201 | bal_1P_1/0AC | 8102301 | no | no |  |  | no |  |  | 0 | 0 | 0 | 0
oh_line_8102301_200876526 |  | AD | node_8102301_200876524 | node_intto1_8102301_200876526 | 104.175 | bal_1P_1/0AA | 8102301 | no | no |  |  | no |  |  | 0 | 0 | 0 | 0
oh_line_8102301_200876527 |  | AD | node_8102301_200876526 | node_8102301_200876527 | 143.636 | bal_1P_1/0AA | 8102301 | no | no |  |  | no |  |  | 0 | 0 | 0 | 0
oh_line_8102301_200876528 |  | AD | node_8102301_200876527 | node_8102301_200876528 | 285.068 | bal_1P_1/0AA | 8102301 | no | no |  |  | no |  |  | 0 | 0 | 0 | 0
oh_line_8102301_200876529 |  | AD | node_8102301_200876528 | node_8102301_200876529 | 257.998 | bal_1P_1/0AA | 8102301 | no | no |  |  | no |  |  | 0 | 0 | 0 | 0
oh_line_8102301_200876530 |  | AD | node_8102301_200876529 | node_8102301_200876530 | 240.233 | bal_1P_1/0AA | 8102301 | no | no |  |  | no |  |  | 0 | 0 | 0 | 0
oh_line_8102301_200876531 |  | AD | node_8102301_200876530 | node_8102301_200876531 | 284.41 | bal_1P_1/0AA | 8102301 | no | no |  |  | no |  |  | 0 | 0 | 0 | 0
oh_line_8102301_200876532 |  | AD | node_8102301_200876516 | node_8102301_200876532 | 399.967 | bal_1P_2AC | 8102301 | no | no |  |  | no |  |  | 0 | 0 | 0 | 0
oh_line_8102301_200876533 |  | AD | node_8102301_200876532 | node_8102301_200876533 | 38.109 | bal_1P_1/0AA | 8102301 | no | no |  |  | no |  |  | 0 | 0 | 0 | 0
oh_line_8102301_200876534 |  | AD | node_8102301_200876533 | node_8102301_200876534 | 342.361 | bal_1P_1/0AA | 8102301 | no | no |  |  | no |  |  | 0 | 0 | 0 | 0
oh_line_8102301_200876535 |  | AD | node_8102301_200876531 | node_8102301_200876535 | 391.23 | bal_1P_1/0AA | 8102301 | no | no |  |  | no |  |  | 0 | 0 | 0 | 0
oh_line_8102301_200876536 |  | AD | node_8102301_200876532 | node_8102301_200876536 | 311.917 | bal_1P_2AC | 8102301 | no | no |  |  | no |  |  | 0 | 0 | 0 | 0
oh_line_8102301_200876537 |  | AD | node_8102301_200876536 | node_8102301_200876537 | 396.623 | bal_1P_2AC | 8102301 | no | no |  |  | no |  |  | 0 | 0 | 0 | 0
oh_line_8102301_200876538 |  | AD | node_8102301_200876537 | node_8102301_200876538 | 375.716 | bal_1P_2AC | 8102301 | no | no |  |  | no |  |  | 0 | 0 | 0 | 0
oh_line_8102301_200876539 |  | AD | node_8102301_200876538 | node_8102301_200876539 | 294.25 | bal_1P_2AC | 8102301 | no | no |  |  | no |  |  | 0 | 0 | 0 | 0
oh_line_8102301_200876540 |  | AD | node_8102301_200876539 | node_8102301_200876540 | 243.54 | bal_1P_1/0AA | 8102301 | no | no |  |  | no |  |  | 0 | 0 | 0 | 0
oh_line_8102301_200876541 |  | AD | node_8102301_200876540 | node_8102301_200876541 | 307.402 | bal_1P_1/0AA | 8102301 | no | no |  |  | no |  |  | 0 | 0 | 0 | 0
oh_line_8102301_200876542 |  | AD | node_8102301_200876541 | node_8102301_200876542 | 326.189 | bal_1P_1/0AA | 8102301 | no | no |  |  | no |  |  | 0 | 0 | 0 | 0
oh_line_8102301_200876737 |  | AD | node_8102301_200876739 | node_8102301_200876737 | 424 | bal_1P_2AC | 8102301 | no | no |  |  | no |  |  | 0 | 0 | 0 | 0
oh_line_8102301_200876738-1 |  | AN | node_8102301_200875450 | node_intto1_220386226 | 132.643 | bal_1P_2AC_2AC(N) | 8102301 | no | no |  |  | no |  |  | 0 | 0 | 0 | 0
oh_line_8102301_200876738-2 |  | AN | node_220386226 | node_intto1_220465156 | 9.711 | bal_1P_2AC_2AC(N) | 8102301 | no | no |  |  | no |  |  | 0 | 0 | 0 | 0
oh_line_8102301_200876738-3 |  | AN | node_220465156 | node_8102301_200876738 | 8.203 | bal_1P_2AC_2AC(N) | 8102301 | no | no |  |  | no |  |  | 0 | 0 | 0 | 0
oh_line_8102301_200876739 |  | AD | node_8102301_200876740 | node_8102301_200876739 | 280.647 | bal_1P_2AC | 8102301 | no | no |  |  | no |  |  | 0 | 0 | 0 | 0
oh_line_8102301_200876740 |  | AD | node_8102301_200876741 | node_8102301_200876740 | 348.691 | bal_1P_2AC | 8102301 | no | no |  |  | no |  |  | 0 | 0 | 0 | 0
oh_line_8102301_200876741 |  | AD | node_8102301_200876742 | node_8102301_200876741 | 271.627 | bal_1P_2AC | 8102301 | no | no |  |  | no |  |  | 0 | 0 | 0 | 0
oh_line_8102301_200876742 |  | AD | node_8102301_200876743 | node_8102301_200876742 | 340.851 | bal_1P_2AC | 8102301 | no | no |  |  | no |  |  | 0 | 0 | 0 | 0
oh_line_8102301_200876743 |  | AD | node_8102301_200876744 | node_8102301_200876743 | 320.418 | bal_1P_2AC | 8102301 | no | no |  |  | no |  |  | 0 | 0 | 0 | 0
oh_line_8102301_200876744 |  | AD | node_8102301_200876745 | node_8102301_200876744 | 201.237 | bal_1P_2AC | 8102301 | no | no |  |  | no |  |  | 0 | 0 | 0 | 0
oh_line_8102301_200876745 |  | AD | node_8102301_200876747 | node_intto1_8102301_200876745 | 310.712 | bal_1P_2AC | 8102301 | no | no |  |  | no |  |  | 0 | 0 | 0 | 0
oh_line_8102301_200876747 |  | AD | node_8102301_200876738 | node_8102301_200876747 | 237.923 | bal_1P_2AC | 8102301 | no | no |  |  | no |  |  | 0 | 0 | 0 | 0
oh_line_8102301_200876822 |  | AD | node_8102301_200876831 | node_8102301_200876822 | 177.33 | bal_1P_1/0AA | 8102301 | no | no |  |  | no |  |  | 0 | 0 | 0 | 0
oh_line_8102301_200876823 |  | AN | node_8102301_200876822 | node_8102301_200876823 | 203.54 | bal_1P_DELTACUST | 8102301 | no | no |  |  | no |  |  | 0 | 0 | 0 | 0
oh_line_8102301_200876824 |  | AD | node_8102301_200876831 | node_8102301_200876824 | 277.447 | bal_1P_1/0AA | 8102301 | no | no |  |  | no |  |  | 0 | 0 | 0 | 0
oh_line_8102301_200876825 |  | AD | node_8102301_200876824 | node_8102301_200876825 | 325.274 | bal_1P_1/0AA | 8102301 | no | no |  |  | no |  |  | 0 | 0 | 0 | 0
oh_line_8102301_200876826 |  | AD | node_8102301_200876825 | node_8102301_200876826 | 293.811 | bal_1P_1/0AA | 8102301 | no | no |  |  | no |  |  | 0 | 0 | 0 | 0
oh_line_8102301_200876828 |  | AD | node_8102301_200876826 | node_8102301_200876828 | 223.787 | bal_1P_1/0AA | 8102301 | no | no |  |  | no |  |  | 0 | 0 | 0 | 0
oh_line_8102301_200876829 |  | AD | node_8102301_200876828 | node_8102301_200876829 | 206.772 | bal_1P_1/0AA | 8102301 | no | no |  |  | no |  |  | 0 | 0 | 0 | 0
oh_line_8102301_200876830 |  | AD | node_8102301_200845999 | node_8102301_200876830 | 243.931 | bal_1P_1/0AA | 8102301 | no | no |  |  | no |  |  | 0 | 0 | 0 | 0
oh_line_8102301_200876831 |  | AD | node_8102301_200876830 | node_8102301_200876831 | 271.777 | bal_1P_1/0AA | 8102301 | no | no |  |  | no |  |  | 0 | 0 | 0 | 0
oh_line_8102301_200878156-1 |  | AN | node_220583738 | node_8102301_200878156 | 11.576 | bal_1P_2AC_2AC(N) | 8102301 | no | no |  |  | no |  |  | 0 | 0 | 0 | 0
oh_line_8102301_200878156-2 |  | AN | node_220386015 | node_intto1_220583738 | 11.616 | bal_1P_2AC_2AC(N) | 8102301 | no | no |  |  | no |  |  | 0 | 0 | 0 | 0
oh_line_8102301_200878156-3 |  | AN | node_8102301_200875476 | node_intto1_220386015 | 119.179 | bal_1P_2AC_2AC(N) | 8102301 | no | no |  |  | no |  |  | 0 | 0 | 0 | 0
oh_line_8102301_200878157 |  | AD | node_8102301_200878156 | node_8102301_200878157 | 206.668 | bal_1P_2AC | 8102301 | no | no |  |  | no |  |  | 0 | 0 | 0 | 0
oh_line_8102301_200878158 |  | AD | node_8102301_200878157 | node_intto1_8102301_200878158 | 258.297 | bal_1P_2AC | 8102301 | no | no |  |  | no |  |  | 0 | 0 | 0 | 0
oh_line_8102301_200878160 |  | AD | node_8102301_200878158 | node_8102301_200878160 | 276.833 | bal_1P_2AC | 8102301 | no | no |  |  | no |  |  | 0 | 0 | 0 | 0
oh_line_8102301_200878161 |  | AD | node_8102301_200878160 | node_8102301_200878161 | 268.576 | bal_1P_2AC | 8102301 | no | no |  |  | no |  |  | 0 | 0 | 0 | 0
oh_line_8102301_200878162 |  | AD | node_8102301_200878161 | node_8102301_200878162 | 268.182 | bal_1P_2AC | 8102301 | no | no |  |  | no |  |  | 0 | 0 | 0 | 0
oh_line_8102301_200878163 |  | AD | node_8102301_200878162 | node_8102301_200878163 | 478.797 | bal_1P_2AC | 8102301 | no | no |  |  | no |  |  | 0 | 0 | 0 | 0
oh_line_8102301_200878165 |  | AD | node_8102301_200878163 | node_8102301_200878165 | 542.591 | bal_1P_2AC | 8102301 | no | no |  |  | no |  |  | 0 | 0 | 0 | 0
oh_line_8102301_200878167 |  | AD | node_8102301_200878165 | node_8102301_200878167 | 392.181 | bal_1P_2AC | 8102301 | no | no |  |  | no |  |  | 0 | 0 | 0 | 0
oh_line_8102301_200878168 |  | AD | node_8102301_200878167 | node_8102301_200878168 | 403.605 | bal_1P_1/0AA | 8102301 | no | no |  |  | no |  |  | 0 | 0 | 0 | 0
oh_line_8102301_200878170 |  | AD | node_8102301_200878168 | node_8102301_200878170 | 286.773 | bal_1P_1/0AA | 8102301 | no | no |  |  | no |  |  | 0 | 0 | 0 | 0
oh_line_8102301_200878171 |  | AD | node_8102301_200878170 | node_8102301_200878171 | 400.143 | bal_1P_2AC | 8102301 | no | no |  |  | no |  |  | 0 | 0 | 0 | 0
oh_line_8102301_200878172 |  | AD | node_8102301_200878171 | node_8102301_200878172 | 442.003 | bal_1P_2AC | 8102301 | no | no |  |  | no |  |  | 0 | 0 | 0 | 0
oh_line_8102301_200878173 |  | AD | node_8102301_200878172 | node_intto1_8102301_200878173 | 304.916 | bal_1P_1/0AA | 8102301 | no | no |  |  | no |  |  | 0 | 0 | 0 | 0
oh_line_8102301_200878174 |  | AD | node_8102301_200878173 | node_8102301_200878174 | 267.761 | bal_1P_1/0AA | 8102301 | no | no |  |  | no |  |  | 0 | 0 | 0 | 0
oh_line_8102301_200878175 |  | AD | node_8102301_200878174 | node_8102301_200878175 | 217.982 | bal_1P_1/0AA | 8102301 | no | no |  |  | no |  |  | 0 | 0 | 0 | 0
oh_line_8102301_200878176 |  | AD | node_8102301_200878175 | node_8102301_200878176 | 253.883 | bal_1P_1/0AA | 8102301 | no | no |  |  | no |  |  | 0 | 0 | 0 | 0
oh_line_8102301_200878177 |  | AD | node_8102301_200878176 | node_8102301_200878177 | 212.132 | bal_1P_1/0AA | 8102301 | no | no |  |  | no |  |  | 0 | 0 | 0 | 0
oh_line_8102301_200878178 |  | AD | node_8102301_200878177 | node_intto1_8102301_200878178 | 407.169 | bal_1P_2AC | 8102301 | no | no |  |  | no |  |  | 0 | 0 | 0 | 0
oh_line_8102301_200878179 |  | AD | node_8102301_200878178 | node_8102301_200878179 | 228.375 | bal_1P_2AC | 8102301 | no | no |  |  | no |  |  | 0 | 0 | 0 | 0
oh_line_8102301_200878180 |  | AD | node_8102301_200878179 | node_8102301_200878180 | 334.128 | bal_1P_2AC | 8102301 | no | no |  |  | no |  |  | 0 | 0 | 0 | 0
oh_line_8102301_200878181 |  | AD | node_8102301_200878177 | node_8102301_200878181 | 224.861 | bal_1P_1/0AA | 8102301 | no | no |  |  | no |  |  | 0 | 0 | 0 | 0
oh_line_8102301_200878182 |  | AD | node_8102301_200878181 | node_8102301_200878182 | 220.551 | bal_1P_1/0AA | 8102301 | no | no |  |  | no |  |  | 0 | 0 | 0 | 0
oh_line_8102301_200878183 |  | AD | node_8102301_200878182 | node_8102301_200878183 | 234.976 | bal_1P_1/0AA | 8102301 | no | no |  |  | no |  |  | 0 | 0 | 0 | 0
oh_line_8102301_200878184 |  | AD | node_8102301_200878183 | node_8102301_200878184 | 288.309 | bal_1P_1/0AA | 8102301 | no | no |  |  | no |  |  | 0 | 0 | 0 | 0
oh_line_8102301_200878186 |  | AD | node_8102301_200960169 | node_8102301_200878186 | 347.007 | bal_1P_1/0AA | 8102301 | no | no |  |  | no |  |  | 0 | 0 | 0 | 0
oh_line_8102301_200878187 |  | AD | node_8102301_200878186 | node_8102301_200878187 | 324.106 | bal_1P_1/0AA | 8102301 | no | no |  |  | no |  |  | 0 | 0 | 0 | 0
oh_line_8102301_200878188 |  | AD | node_8102301_200878187 | node_8102301_200878188 | 326.775 | bal_1P_1/0AA | 8102301 | no | no |  |  | no |  |  | 0 | 0 | 0 | 0
oh_line_8102301_200878189 |  | AD | node_8102301_200878184 | node_8102301_200878189 | 300.762 | bal_1P_1/0AA | 8102301 | no | no |  |  | no |  |  | 0 | 0 | 0 | 0
oh_line_8102301_200878191 |  | AD | node_8102301_200878189 | node_8102301_200878191 | 332.574 | bal_1P_1/0AA | 8102301 | no | no |  |  | no |  |  | 0 | 0 | 0 | 0
oh_line_8102301_200878192 |  | AD | node_8102301_200878191 | node_8102301_200878192 | 447.78 | bal_1P_6CU | 8102301 | no | no |  |  | no |  |  | 0 | 0 | 0 | 0
oh_line_8102301_200878193 |  | AD | node_8102301_200878192 | node_8102301_200878193 | 212.91 | bal_1P_6CU | 8102301 | no | no |  |  | no |  |  | 0 | 0 | 0 | 0
oh_line_8102301_200878194 |  | AD | node_8102301_200878193 | node_8102301_200878194 | 372.28 | bal_1P_6CU | 8102301 | no | no |  |  | no |  |  | 0 | 0 | 0 | 0
oh_line_8102301_200878195 |  | AD | node_8102301_200878194 | node_8102301_200878195 | 281.022 | bal_1P_6CU | 8102301 | no | no |  |  | no |  |  | 0 | 0 | 0 | 0
oh_line_8102301_200878196 |  | AD | node_8102301_200878195 | node_8102301_200878196 | 215.073 | bal_1P_6CU | 8102301 | no | no |  |  | no |  |  | 0 | 0 | 0 | 0
oh_line_8102301_200878197 |  | AD | node_8102301_200878196 | node_8102301_200878197 | 400.473 | bal_1P_6CU | 8102301 | no | no |  |  | no |  |  | 0 | 0 | 0 | 0
oh_line_8102301_200878198 |  | AD | node_8102301_200878197 | node_8102301_200878198 | 302.342 | bal_1P_1/0AC | 8102301 | no | no |  |  | no |  |  | 0 | 0 | 0 | 0
oh_line_8102301_200878200 |  | AD | node_8102301_200878197 | node_8102301_200878200 | 293.22 | bal_1P_6CU | 8102301 | no | no |  |  | no |  |  | 0 | 0 | 0 | 0
oh_line_8102301_200878201 |  | AD | node_8102301_200911466 | node_8102301_200878201 | 704.468 | bal_1P_2AC | 8102301 | no | no |  |  | no |  |  | 0 | 0 | 0 | 0
oh_line_8102301_200878202 |  | AD | node_8102301_200878200 | node_8102301_200878202 | 297.006 | bal_1P_6CU | 8102301 | no | no |  |  | no |  |  | 0 | 0 | 0 | 0
oh_line_8102301_200878203 |  | AD | node_8102301_200878202 | node_intto1_8102301_200878203 | 322.91 | bal_1P_6CU | 8102301 | no | no |  |  | no |  |  | 0 | 0 | 0 | 0
oh_line_8102301_200878204 |  | AD | node_8102301_200878203 | node_8102301_200878204 | 151.179 | bal_1P_6CU | 8102301 | no | no |  |  | no |  |  | 0 | 0 | 0 | 0
oh_line_8102301_200878205 |  | AD | node_8102301_200878204 | node_8102301_200878205 | 416.602 | bal_1P_6CU | 8102301 | no | no |  |  | no |  |  | 0 | 0 | 0 | 0
oh_line_8102301_200878206 |  | AD | node_8102301_200878205 | node_8102301_200878206 | 307.568 | bal_1P_2AC | 8102301 | no | no |  |  | no |  |  | 0 | 0 | 0 | 0
oh_line_8102301_200878207 |  | AD | node_8102301_200878206 | node_8102301_200878207 | 416.298 | bal_1P_2AC | 8102301 | no | no |  |  | no |  |  | 0 | 0 | 0 | 0
oh_line_8102301_200878208 |  | AD | node_8102301_200878207 | node_8102301_200878208 | 380.793 | bal_1P_2AC | 8102301 | no | no |  |  | no |  |  | 0 | 0 | 0 | 0
oh_line_8102301_200878209 |  | AD | node_8102301_200878208 | node_8102301_200878209 | 387.44 | bal_1P_2AC | 8102301 | no | no |  |  | no |  |  | 0 | 0 | 0 | 0
oh_line_8102301_200878210 |  | AD | node_8102301_200878209 | node_8102301_200878210 | 322.852 | bal_1P_2AC | 8102301 | no | no |  |  | no |  |  | 0 | 0 | 0 | 0
oh_line_8102301_200878211 |  | AD | node_8102301_200878210 | node_8102301_200878211 | 417.663 | bal_1P_2AC | 8102301 | no | no |  |  | no |  |  | 0 | 0 | 0 | 0
oh_line_8102301_200878212 |  | AD | node_8102301_200878211 | node_8102301_200878212 | 404.67 | bal_1P_2AC | 8102301 | no | no |  |  | no |  |  | 0 | 0 | 0 | 0
oh_line_8102301_200878214 |  | AD | node_8102301_200878212 | node_8102301_200878214 | 465.591 | bal_1P_2AC | 8102301 | no | no |  |  | no |  |  | 0 | 0 | 0 | 0
oh_line_8102301_200878215 |  | AD | node_8102301_200878214 | node_8102301_200878215 | 389.171 | bal_1P_2AC | 8102301 | no | no |  |  | no |  |  | 0 | 0 | 0 | 0
oh_line_8102301_200878216 |  | AD | node_8102301_200878215 | node_8102301_200878216 | 316.324 | bal_1P_2AC | 8102301 | no | no |  |  | no |  |  | 0 | 0 | 0 | 0
oh_line_8102301_200878217 |  | AD | node_8102301_200878216 | node_8102301_200878217 | 328.237 | bal_1P_2AC | 8102301 | no | no |  |  | no |  |  | 0 | 0 | 0 | 0
oh_line_8102301_200878218 |  | AD | node_8102301_200878217 | node_8102301_200878218 | 341.095 | bal_1P_2AC | 8102301 | no | no |  |  | no |  |  | 0 | 0 | 0 | 0
oh_line_8102301_200886753 |  | AD | node_8102301_200845435 | node_8102301_200886753 | 224.087 | bal_1P_2AC | 8102301 | no | no |  |  | no |  |  | 0 | 0 | 0 | 0
oh_line_8102301_200886754 |  | AD | node_8102301_200886753 | node_8102301_200886754 | 365.34 | bal_1P_2AC | 8102301 | no | no |  |  | no |  |  | 0 | 0 | 0 | 0
oh_line_8102301_200886755 |  | AD | node_8102301_200886754 | node_8102301_200886755 | 366.303 | bal_1P_2AC | 8102301 | no | no |  |  | no |  |  | 0 | 0 | 0 | 0
oh_line_8102301_200886756 |  | AD | node_8102301_200886755 | node_8102301_200886756 | 229.171 | bal_1P_2AC | 8102301 | no | no |  |  | no |  |  | 0 | 0 | 0 | 0
oh_line_8102301_200886757 |  | AD | node_8102301_200886756 | node_intto1_8102301_200886757 | 226.78 | bal_1P_2AC | 8102301 | no | no |  |  | no |  |  | 0 | 0 | 0 | 0
oh_line_8102301_200886759 |  | AD | node_8102301_200886757 | node_intto1_8102301_200886759 | 216.122 | bal_1P_2AC | 8102301 | no | no |  |  | no |  |  | 0 | 0 | 0 | 0
oh_line_8102301_200886761 |  | AD | node_8102301_200886759 | node_intto1_8102301_200886761 | 291.65 | bal_1P_2AC | 8102301 | no | no |  |  | no |  |  | 0 | 0 | 0 | 0
oh_line_8102301_200886762 |  | AD | node_8102301_200886761 | node_8102301_200886762 | 276.65 | bal_1P_2AC | 8102301 | no | no |  |  | no |  |  | 0 | 0 | 0 | 0
oh_line_8102301_200886763 |  | AD | node_8102301_200886762 | node_8102301_200886763 | 323.865 | bal_1P_2AC | 8102301 | no | no |  |  | no |  |  | 0 | 0 | 0 | 0
oh_line_8102301_200886764 |  | AD | node_8102301_200886763 | node_8102301_200886764 | 320.984 | bal_1P_2AC | 8102301 | no | no |  |  | no |  |  | 0 | 0 | 0 | 0
oh_line_8102301_200886765 |  | AD | node_8102301_200886764 | node_8102301_200886765 | 313.969 | bal_1P_1/0AA | 8102301 | no | no |  |  | no |  |  | 0 | 0 | 0 | 0
oh_line_8102301_200886766 |  | AD | node_8102301_200886765 | node_8102301_200886766 | 169.967 | bal_1P_1/0AA | 8102301 | no | no |  |  | no |  |  | 0 | 0 | 0 | 0
oh_line_8102301_200886767 |  | AD | node_8102301_200886764 | node_8102301_200886767 | 242.526 | bal_1P_2AC | 8102301 | no | no |  |  | no |  |  | 0 | 0 | 0 | 0
oh_line_8102301_200886768 |  | AD | node_8102301_200886767 | node_8102301_200886768 | 392.244 | bal_1P_2AC | 8102301 | no | no |  |  | no |  |  | 0 | 0 | 0 | 0
oh_line_8102301_200886770 |  | AD | node_8102301_200886768 | node_8102301_200886770 | 402.126 | bal_1P_2AC | 8102301 | no | no |  |  | no |  |  | 0 | 0 | 0 | 0
oh_line_8102301_200886771 |  | AD | node_8102301_200886770 | node_8102301_200886771 | 358.825 | bal_1P_2AC | 8102301 | no | no |  |  | no |  |  | 0 | 0 | 0 | 0
oh_line_8102301_200886772 |  | AD | node_8102301_200886771 | node_8102301_200886772 | 318.621 | bal_1P_2AC | 8102301 | no | no |  |  | no |  |  | 0 | 0 | 0 | 0
oh_line_8102301_200886773 |  | AD | node_8102301_200886772 | node_8102301_200886773 | 383.9 | bal_1P_2AC | 8102301 | no | no |  |  | no |  |  | 0 | 0 | 0 | 0
oh_line_8102301_200886774 |  | AD | node_8102301_200886772 | node_8102301_200886774 | 236.948 | bal_1P_2AC | 8102301 | no | no |  |  | no |  |  | 0 | 0 | 0 | 0
oh_line_8102301_200886775 |  | AD | node_8102301_200886774 | node_8102301_200886775 | 523.287 | bal_1P_2AC | 8102301 | no | no |  |  | no |  |  | 0 | 0 | 0 | 0
oh_line_8102301_200886776 |  | AD | node_8102301_200886775 | node_8102301_200886776 | 483.113 | bal_1P_2AC | 8102301 | no | no |  |  | no |  |  | 0 | 0 | 0 | 0
oh_line_8102301_200886777 |  | AD | node_8102301_200886776 | node_8102301_200886777 | 522.808 | bal_1P_2AC | 8102301 | no | no |  |  | no |  |  | 0 | 0 | 0 | 0
oh_line_8102301_200886778 |  | AD | node_8102301_200886777 | node_intto1_8102301_200886778 | 199.796 | bal_1P_2AC | 8102301 | no | no |  |  | no |  |  | 0 | 0 | 0 | 0
oh_line_8102301_200886781 |  | AD | node_8102301_200886777 | node_intto1_8102301_200886781 | 190.41 | bal_1P_2AC | 8102301 | no | no |  |  | no |  |  | 0 | 0 | 0 | 0
oh_line_8102301_200886783 |  | AD | node_8102301_200886781 | node_8102301_200886783 | 395.508 | bal_1P_2AC | 8102301 | no | no |  |  | no |  |  | 0 | 0 | 0 | 0
oh_line_8102301_200886784 |  | AD | node_8102301_200886783 | node_8102301_200886784 | 415.244 | bal_1P_2AC | 8102301 | no | no |  |  | no |  |  | 0 | 0 | 0 | 0
oh_line_8102301_200886785 |  | AD | node_8102301_200886784 | node_8102301_200886785 | 235.205 | bal_1P_2AC | 8102301 | no | no |  |  | no |  |  | 0 | 0 | 0 | 0
oh_line_8102301_200886787 |  | AD | node_8102301_200886784 | node_8102301_200886787 | 392.219 | bal_1P_2AC | 8102301 | no | no |  |  | no |  |  | 0 | 0 | 0 | 0
oh_line_8102301_200886788 |  | AD | node_8102301_200886787 | node_8102301_200886788 | 283.732 | bal_1P_2AC | 8102301 | no | no |  |  | no |  |  | 0 | 0 | 0 | 0
oh_line_8102301_200886789 |  | AD | node_8102301_200886788 | node_8102301_200886789 | 499.901 | bal_1P_2AC | 8102301 | no | no |  |  | no |  |  | 0 | 0 | 0 | 0
oh_line_8102301_200886790 |  | AD | node_8102301_200886789 | node_8102301_200886790 | 480.647 | bal_1P_2AC | 8102301 | no | no |  |  | no |  |  | 0 | 0 | 0 | 0
oh_line_8102301_200886791 |  | AD | node_8102301_200886790 | node_8102301_200886791 | 335.629 | bal_1P_2AC | 8102301 | no | no |  |  | no |  |  | 0 | 0 | 0 | 0
oh_line_8102301_200886792 |  | AD | node_8102301_200886791 | node_8102301_200886792 | 414.04 | bal_1P_2AC | 8102301 | no | no |  |  | no |  |  | 0 | 0 | 0 | 0
oh_line_8102301_200886793 |  | AD | node_8102301_200886792 | node_8102301_200886793 | 661.576 | bal_1P_2AC | 8102301 | no | no |  |  | no |  |  | 0 | 0 | 0 | 0
oh_line_8102301_200886820 |  | AD | node_8102301_200845766 | node_8102301_200886820 | 393.664 | bal_1P_2AC | 8102301 | no | no |  |  | no |  |  | 0 | 0 | 0 | 0
oh_line_8102301_200886821 |  | AD | node_8102301_200845783 | node_8102301_200886821 | 429.649 | bal_1P_3-104CW | 8102301 | no | no |  |  | no |  |  | 0 | 0 | 0 | 0
oh_line_8102301_200886822 |  | AD | node_8102301_200886821 | node_8102301_200886822 | 282.862 | bal_1P_1/0AA | 8102301 | no | no |  |  | no |  |  | 0 | 0 | 0 | 0
oh_line_8102301_200886823 |  | AD | node_8102301_200886821 | node_8102301_200886823 | 259.303 | bal_1P_2AC | 8102301 | no | no |  |  | no |  |  | 0 | 0 | 0 | 0
oh_line_8102301_200886824 |  | AD | node_8102301_200886823 | node_8102301_200886824 | 340.894 | bal_1P_2AC | 8102301 | no | no |  |  | no |  |  | 0 | 0 | 0 | 0
oh_line_8102301_200886825 |  | AD | node_8102301_200886824 | node_8102301_200886825 | 400.691 | bal_1P_2AC | 8102301 | no | no |  |  | no |  |  | 0 | 0 | 0 | 0
oh_line_8102301_200886827 |  | AD | node_8102301_201033848 | node_8102301_200886827 | 324.419 | bal_1P_2AC | 8102301 | no | no |  |  | no |  |  | 0 | 0 | 0 | 0
oh_line_8102301_200886828 |  | AD | node_8102301_200886827 | node_8102301_200886828 | 220.615 | bal_1P_2AC | 8102301 | no | no |  |  | no |  |  | 0 | 0 | 0 | 0
oh_line_8102301_200886829 |  | AD | node_8102301_200845793 | node_8102301_200886829 | 120.153 | bal_1P_1/0AA | 8102301 | no | no |  |  | no |  |  | 0 | 0 | 0 | 0
oh_line_8102301_200886830 |  | AD | node_8102301_200886829 | node_8102301_200886830 | 306.276 | bal_1P_1/0AA | 8102301 | no | no |  |  | no |  |  | 0 | 0 | 0 | 0
oh_line_8102301_200886831 |  | AD | node_8102301_200886830 | node_8102301_200886831 | 276.46 | bal_1P_1/0AA | 8102301 | no | no |  |  | no |  |  | 0 | 0 | 0 | 0
oh_line_8102301_200886832 |  | AD | node_8102301_200886831 | node_8102301_200886832 | 264.766 | bal_1P_1/0AA | 8102301 | no | no |  |  | no |  |  | 0 | 0 | 0 | 0
oh_line_8102301_200886833 |  | AD | node_8102301_200845795 | node_8102301_200886833 | 315.014 | bal_1P_1/0AA | 8102301 | no | no |  |  | no |  |  | 0 | 0 | 0 | 0
oh_line_8102301_200886834 |  | AD | node_8102301_200886833 | node_8102301_200886834 | 317.719 | bal_1P_1/0AA | 8102301 | no | no |  |  | no |  |  | 0 | 0 | 0 | 0
oh_line_8102301_200886835 |  | AD | node_8102301_200886834 | node_8102301_200886835 | 321.343 | bal_1P_1/0AA | 8102301 | no | no |  |  | no |  |  | 0 | 0 | 0 | 0
oh_line_8102301_200886836 |  | AD | node_8102301_200886835 | node_8102301_200886836 | 318.153 | bal_1P_1/0AA | 8102301 | no | no |  |  | no |  |  | 0 | 0 | 0 | 0
oh_line_8102301_200886956 |  | AD | node_8102301_200886774 | node_8102301_200886956 | 385.948 | bal_1P_2AC | 8102301 | no | no |  |  | no |  |  | 0 | 0 | 0 | 0
oh_line_8102301_200886957 |  | AD | node_8102301_200886979 | node_8102301_200886957 | 475.831 | bal_1P_2AC | 8102301 | no | no |  |  | no |  |  | 0 | 0 | 0 | 0
oh_line_8102301_200886959 |  | AD | node_8102301_200886957 | node_8102301_200886959 | 397.899 | bal_1P_2AC | 8102301 | no | no |  |  | no |  |  | 0 | 0 | 0 | 0
oh_line_8102301_200886960 |  | AD | node_8102301_200886959 | node_8102301_200886960 | 249.117 | bal_1P_2AC | 8102301 | no | no |  |  | no |  |  | 0 | 0 | 0 | 0
oh_line_8102301_200886961 |  | AD | node_8102301_200886960 | node_8102301_200886961 | 247.997 | bal_1P_2AC | 8102301 | no | no |  |  | no |  |  | 0 | 0 | 0 | 0
oh_line_8102301_200886962 |  | AD | node_8102301_200886959 | node_8102301_200886962 | 185.492 | bal_1P_2AC | 8102301 | no | no |  |  | no |  |  | 0 | 0 | 0 | 0
oh_line_8102301_200886963 |  | AD | node_8102301_200886959 | node_8102301_200886963 | 273.905 | bal_1P_2AC | 8102301 | no | no |  |  | no |  |  | 0 | 0 | 0 | 0
oh_line_8102301_200886964 |  | AD | node_8102301_200886963 | node_8102301_200886964 | 223.777 | bal_1P_2AC | 8102301 | no | no |  |  | no |  |  | 0 | 0 | 0 | 0
oh_line_8102301_200886965 |  | AD | node_8102301_200886964 | node_8102301_200886965 | 326.539 | bal_1P_2AC | 8102301 | no | no |  |  | no |  |  | 0 | 0 | 0 | 0
oh_line_8102301_200886966 |  | AD | node_8102301_200886965 | node_8102301_200886966 | 309.265 | bal_1P_2AC | 8102301 | no | no |  |  | no |  |  | 0 | 0 | 0 | 0
oh_line_8102301_200886967 |  | AD | node_8102301_200886966 | node_8102301_200886967 | 313.753 | bal_1P_2AC | 8102301 | no | no |  |  | no |  |  | 0 | 0 | 0 | 0
oh_line_8102301_200886968 |  | AD | node_8102301_200886956 | node_8102301_200886968 | 387.066 | bal_1P_2AC | 8102301 | no | no |  |  | no |  |  | 0 | 0 | 0 | 0
oh_line_8102301_200886969 |  | AD | node_8102301_200886968 | node_8102301_200886969 | 357.84 | bal_1P_2AC | 8102301 | no | no |  |  | no |  |  | 0 | 0 | 0 | 0
oh_line_8102301_200886970 |  | AD | node_8102301_200886969 | node_8102301_200886970 | 343.049 | bal_1P_2AC | 8102301 | no | no |  |  | no |  |  | 0 | 0 | 0 | 0
oh_line_8102301_200886972 |  | AD | node_8102301_200886970 | node_8102301_200886972 | 122.095 | bal_1P_2AC | 8102301 | no | no |  |  | no |  |  | 0 | 0 | 0 | 0
oh_line_8102301_200886973 |  | AD | node_8102301_200886972 | node_8102301_200886973 | 212.461 | bal_1P_1/0AC | 8102301 | no | no |  |  | no |  |  | 0 | 0 | 0 | 0
oh_line_8102301_200886974 |  | AD | node_8102301_200886972 | node_8102301_200886974 | 344.416 | bal_1P_2AC | 8102301 | no | no |  |  | no |  |  | 0 | 0 | 0 | 0
oh_line_8102301_200886975 |  | AD | node_8102301_200886974 | node_8102301_200886975 | 246.574 | bal_1P_2AC | 8102301 | no | no |  |  | no |  |  | 0 | 0 | 0 | 0
oh_line_8102301_200886976 |  | AD | node_8102301_200886975 | node_intto1_8102301_200886976 | 421.91 | bal_1P_2AC | 8102301 | no | no |  |  | no |  |  | 0 | 0 | 0 | 0
oh_line_8102301_200886977 |  | AD | node_8102301_200886976 | node_intto1_8102301_200886977 | 568.945 | bal_1P_2AC | 8102301 | no | no |  |  | no |  |  | 0 | 0 | 0 | 0
oh_line_8102301_200886978 |  | AD | node_8102301_200886977 | node_8102301_200886978 | 153.646 | bal_1P_2AC | 8102301 | no | no |  |  | no |  |  | 0 | 0 | 0 | 0
oh_line_8102301_200886979 |  | AD | node_8102301_200886978 | node_8102301_200886979 | 299.595 | bal_1P_2AC | 8102301 | no | no |  |  | no |  |  | 0 | 0 | 0 | 0
oh_line_8102301_200887249 |  | AD | node_8102301_200886755 | node_8102301_200887249 | 142.284 | bal_1P_2AC | 8102301 | no | no |  |  | no |  |  | 0 | 0 | 0 | 0
oh_line_8102301_200887252 |  | AD | node_8102301_201063903 | node_8102301_200887252 | 259.545 | bal_1P_2AC | 8102301 | no | no |  |  | no |  |  | 0 | 0 | 0 | 0
oh_line_8102301_200887253 |  | AD | node_8102301_201063903 | node_8102301_200887253 | 352.43 | bal_1P_2AC | 8102301 | no | no |  |  | no |  |  | 0 | 0 | 0 | 0
oh_line_8102301_200887273 |  | AD | node_8102301_200886761 | node_intto1_8102301_200887273 | 340.975 | bal_1P_1/0AC | 8102301 | no | no |  |  | no |  |  | 0 | 0 | 0 | 0
oh_line_8102301_200887274 |  | AD | node_8102301_200887273 | node_8102301_200887274 | 340.526 | bal_1P_1/0AC | 8102301 | no | no |  |  | no |  |  | 0 | 0 | 0 | 0
oh_line_8102301_200887275 |  | AD | node_8102301_200887274 | node_8102301_200887275 | 315.882 | bal_1P_1/0AC | 8102301 | no | no |  |  | no |  |  | 0 | 0 | 0 | 0
oh_line_8102301_200887276 |  | AD | node_8102301_200887275 | node_8102301_200887276 | 291.706 | bal_1P_1/0AC | 8102301 | no | no |  |  | no |  |  | 0 | 0 | 0 | 0
oh_line_8102301_200887277 |  | AD | node_8102301_200887276 | node_8102301_200887277 | 348.37 | bal_1P_1/0AC | 8102301 | no | no |  |  | no |  |  | 0 | 0 | 0 | 0
oh_line_8102301_200887278 |  | AD | node_8102301_200887277 | node_8102301_200887278 | 349.529 | bal_1P_1/0AC | 8102301 | no | no |  |  | no |  |  | 0 | 0 | 0 | 0
oh_line_8102301_200911466 |  | AD | node_8102301_200878200 | node_intto1_8102301_200911466 | 467.973 | bal_1P_2AC | 8102301 | no | no |  |  | no |  |  | 0 | 0 | 0 | 0
oh_line_8102301_200911468 |  | ABCN | node_8102301_200911474 | node_8102301_200911468 | 233.978 | bal_3P_4/0AC_3-7CW-30(N) | 8102301 | no | no |  |  | no |  |  | 0 | 0 | 0 | 0
oh_line_8102301_200911469 |  | ABCN | node_8102301_200875303 | node_intto1_8102301_200911469 | 200.918 | bal_3P_4/0AC_3-7CW-30(N) | 8102301 | no | no |  |  | no |  |  | 0 | 0 | 0 | 0
oh_line_8102301_200911474 |  | ABCN | node_8102301_200875303 | node_8102301_200911474 | 308.708 | bal_3P_4/0AC_3-7CW-30(N) | 8102301 | no | no |  |  | no |  |  | 0 | 0 | 0 | 0
oh_line_8102301_200911475 |  | ABCN | node_8102301_200875300 | node_8102301_200911475 | 171.353 | bal_3P_4CU_4CU(N) | 8102301 | no | no |  |  | no |  |  | 0 | 0 | 0 | 0
oh_line_8102301_200911507 |  | AN | node_8102301_200845278 | node_intto1_8102301_200911507 | 169.968 | bal_1P_1/0AA_1/0AA(N) | 8102301 | no | no |  |  | no |  |  | 0 | 0 | 0 | 0
oh_line_8102301_200911508 |  | AD | node_8102301_200816359 | node_intto1_8102301_200911508 | 916.841 | bal_1P_1/0AA | 8102301 | no | no |  |  | no |  |  | 0 | 0 | 0 | 0
oh_line_8102301_200911510 |  | AD | node_8102301_200818054 | node_intto1_8102301_200911510 | 228.166 | bal_1P_1/0AA | 8102301 | no | no |  |  | no |  |  | 0 | 0 | 0 | 0
oh_line_8102301_200911532 |  | ABCN | node_8102301_200846786 | node_8102301_200911532 | 176.128 | bal_3P_336AC_4/0AA(N) | 8102301 | no | no |  |  | no |  |  | 0 | 0 | 0 | 0
oh_line_8102301_200911533 |  | ABCN | node_8102301_200911532 | node_8102301_200911533 | 141.492 | bal_3P_336AC_4/0AA(N) | 8102301 | no | no |  |  | no |  |  | 0 | 0 | 0 | 0
oh_line_8102301_200940809 |  | ABCN | node_8102301_200969938 | node_8102301_200940809 | 142.564 | bal_3P_477AL_4/0AA(N) | 8102301 | no | no |  |  | no |  |  | 0 | 0 | 0 | 0
oh_line_8102301_200946059 |  | AD | node_8102301_200845721 | node_8102301_200946059 | 309.993 | bal_1P_1/0AA | 8102301 | no | no |  |  | no |  |  | 0 | 0 | 0 | 0
oh_line_8102301_200946060 |  | AD | node_8102301_200946059 | node_intto1_8102301_200946060 | 286.355 | bal_1P_1/0AA | 8102301 | no | no |  |  | no |  |  | 0 | 0 | 0 | 0
oh_line_8102301_200946061 |  | AN | node_8102301_200946060 | node_intto1_8102301_200946061 | 582.692 | bal_1P_DELTACUST | 8102301 | no | no |  |  | no |  |  | 0 | 0 | 0 | 0
oh_line_8102301_200946062 |  | AN | node_8102301_200946061 | node_8102301_200946062 | 306.75 | bal_1P_DELTACUST | 8102301 | no | no |  |  | no |  |  | 0 | 0 | 0 | 0
oh_line_8102301_200946063 |  | AN | node_8102301_200946062 | node_8102301_200946063 | 299.891 | bal_1P_DELTACUST | 8102301 | no | no |  |  | no |  |  | 0 | 0 | 0 | 0
oh_line_8102301_200946064 |  | AN | node_8102301_200946063 | node_8102301_200946064 | 106.315 | bal_1P_DELTACUST | 8102301 | no | no |  |  | no |  |  | 0 | 0 | 0 | 0
oh_line_8102301_200950431 |  | AD | node_8102301_200845694 | node_intto1_8102301_200950431 | 275.985 | bal_1P_3-128CW | 8102301 | no | no |  |  | no |  |  | 0 | 0 | 0 | 0
oh_line_8102301_200950466 |  | AD | node_8102301_200845906 | node_8102301_200950466 | 96.755 | bal_1P_1/0AA | 8102301 | no | no |  |  | no |  |  | 0 | 0 | 0 | 0
oh_line_8102301_200950482 |  | AD | node_8102301_200886836 | node_8102301_200950482 | 44.663 | bal_1P_1/0AA | 8102301 | no | no |  |  | no |  |  | 0 | 0 | 0 | 0
oh_line_8102301_200950483 |  | AD | node_8102301_200950482 | node_8102301_200950483 | 236.593 | bal_1P_1/0AA | 8102301 | no | no |  |  | no |  |  | 0 | 0 | 0 | 0
oh_line_8102301_200950484 |  | AD | node_8102301_200950483 | node_8102301_200950484 | 230.801 | bal_1P_1/0AA | 8102301 | no | no |  |  | no |  |  | 0 | 0 | 0 | 0
oh_line_8102301_200951390 |  | AD | node_8102301_200951391 | node_8102301_200951390 | 373.118 | bal_1P_1/0AA | 8102301 | no | no |  |  | no |  |  | 0 | 0 | 0 | 0
oh_line_8102301_200951391 |  | AD | node_8102301_200951392 | node_8102301_200951391 | 108.611 | bal_1P_1/0AA | 8102301 | no | no |  |  | no |  |  | 0 | 0 | 0 | 0
oh_line_8102301_200951392 |  | AD | node_8102301_200876441 | node_8102301_200951392 | 287.576 | bal_1P_4CU | 8102301 | no | no |  |  | no |  |  | 0 | 0 | 0 | 0
oh_line_8102301_200951611 |  | AD | node_8102301_200816254 | node_8102301_200951611 | 181.706 | bal_1P_2AC | 8102301 | no | no |  |  | no |  |  | 0 | 0 | 0 | 0
oh_line_8102301_200951613 |  | AD | node_8102301_200951611 | node_8102301_200951613 | 246.035 | bal_1P_1/0AA | 8102301 | no | no |  |  | no |  |  | 0 | 0 | 0 | 0
oh_line_8102301_200952729 |  | AD | node_8102301_200845808 | node_intto1_8102301_200952729 | 209.728 | bal_1P_2AC | 8102301 | no | no |  |  | no |  |  | 0 | 0 | 0 | 0
oh_line_8102301_200953662 |  | AD | node_8102301_200845657 | node_8102301_200953662 | 212.809 | bal_1P_3-128CW | 8102301 | no | no |  |  | no |  |  | 0 | 0 | 0 | 0
oh_line_8102301_200953696 |  | AD | node_8102301_200953697 | node_8102301_200953696 | 247.677 | bal_1P_1/0AA | 8102301 | no | no |  |  | no |  |  | 0 | 0 | 0 | 0
oh_line_8102301_200953697 |  | AD | node_8102301_200953698 | node_8102301_200953697 | 252.533 | bal_1P_1/0AA | 8102301 | no | no |  |  | no |  |  | 0 | 0 | 0 | 0
oh_line_8102301_200953698 |  | AD | node_8102301_200953699 | node_8102301_200953698 | 234.643 | bal_1P_1/0AA | 8102301 | no | no |  |  | no |  |  | 0 | 0 | 0 | 0
oh_line_8102301_200953699 |  | AD | node_8102301_200953700 | node_8102301_200953699 | 264.906 | bal_1P_1/0AA | 8102301 | no | no |  |  | no |  |  | 0 | 0 | 0 | 0
oh_line_8102301_200953700 |  | AD | node_8102301_200846274 | node_8102301_200953700 | 266.494 | bal_1P_1/0AA | 8102301 | no | no |  |  | no |  |  | 0 | 0 | 0 | 0
oh_line_8102301_200953702 |  | AD | node_8102301_200845702 | node_8102301_200953702 | 237.314 | bal_1P_3-128CW | 8102301 | no | no |  |  | no |  |  | 0 | 0 | 0 | 0
oh_line_8102301_200953703 |  | AD | node_8102301_200953702 | node_8102301_200953703 | 238.072 | bal_1P_3-128CW | 8102301 | no | no |  |  | no |  |  | 0 | 0 | 0 | 0
oh_line_8102301_200953704 |  | AD | node_8102301_200953703 | node_8102301_200953704 | 200.333 | bal_1P_3-128CW | 8102301 | no | no |  |  | no |  |  | 0 | 0 | 0 | 0
oh_line_8102301_200953705 |  | AD | node_8102301_200845647 | node_intto1_8102301_200953705 | 235.327 | bal_1P_3-128CW | 8102301 | no | no |  |  | no |  |  | 0 | 0 | 0 | 0
oh_line_8102301_200953706 |  | AD | node_8102301_200845649 | node_8102301_200953706 | 241.32 | bal_1P_2AC | 8102301 | no | no |  |  | no |  |  | 0 | 0 | 0 | 0
oh_line_8102301_200953707 |  | AD | node_8102301_200845650 | node_8102301_200953707 | 200.872 | bal_1P_3-128CW | 8102301 | no | no |  |  | no |  |  | 0 | 0 | 0 | 0
oh_line_8102301_200953708 |  | AD | node_8102301_200845651 | node_8102301_200953708 | 248.997 | bal_1P_3-128CW | 8102301 | no | no |  |  | no |  |  | 0 | 0 | 0 | 0
oh_line_8102301_200953709 |  | AD | node_8102301_200953708 | node_8102301_200953709 | 248.882 | bal_1P_3-128CW | 8102301 | no | no |  |  | no |  |  | 0 | 0 | 0 | 0
oh_line_8102301_200953710 |  | AD | node_8102301_200953709 | node_8102301_200953710 | 200.759 | bal_1P_3-128CW | 8102301 | no | no |  |  | no |  |  | 0 | 0 | 0 | 0
oh_line_8102301_200953711 |  | AD | node_8102301_200845654 | node_8102301_200953711 | 201.922 | bal_1P_3-128CW | 8102301 | no | no |  |  | no |  |  | 0 | 0 | 0 | 0
oh_line_8102301_200953712-1 |  | AD | node_1396077_047_15401280_692 | node_8102301_200953712 | 297.236 | bal_1P_3-128CW | 8102301 | no | no |  |  | no |  |  | 0 | 0 | 0 | 0
oh_line_8102301_200953712-2 |  | AD | node_8102301_200953662 | node_1396077_047_15401280_692 | 4.998 | bal_1P_3-128CW | 8102301 | no | no |  |  | no |  |  | 0 | 0 | 0 | 0
oh_line_8102301_200953713 |  | AD | node_8102301_200953712 | node_8102301_200953713 | 227.231 | bal_1P_3-128CW | 8102301 | no | no |  |  | no |  |  | 0 | 0 | 0 | 0
oh_line_8102301_200953714 |  | AD | node_8102301_200845661 | node_8102301_200953714 | 214.513 | bal_1P_3-128CW | 8102301 | no | no |  |  | no |  |  | 0 | 0 | 0 | 0
oh_line_8102301_200953715 |  | AD | node_8102301_200845663 | node_8102301_200953715 | 207.085 | bal_1P_3-128CW | 8102301 | no | no |  |  | no |  |  | 0 | 0 | 0 | 0
oh_line_8102301_200953716 |  | AD | node_8102301_200953715 | node_8102301_200953716 | 602.034 | bal_1P_1/0AA | 8102301 | no | no |  |  | no |  |  | 0 | 0 | 0 | 0
oh_line_8102301_200955274 |  | AD | node_8102301_200846209 | node_8102301_200955274 | 329.646 | bal_1P_2AC | 8102301 | no | no |  |  | no |  |  | 0 | 0 | 0 | 0
oh_line_8102301_200955405 |  | AD | node_8102301_200846337 | node_8102301_200955405 | 259.66 | bal_1P_2AC | 8102301 | no | no |  |  | no |  |  | 0 | 0 | 0 | 0
oh_line_8102301_200956313 |  | AD | node_8102301_200963218 | node_8102301_200956313 | 351.582 | bal_1P_4AC | 8102301 | no | no |  |  | no |  |  | 0 | 0 | 0 | 0
oh_line_8102301_200956990 |  | AD | node_8102301_200951392 | node_8102301_200956990 | 377.979 | bal_1P_4CU | 8102301 | no | no |  |  | no |  |  | 0 | 0 | 0 | 0
oh_line_8102301_200957556 |  | AD | node_8102301_200956313 | node_intto1_8102301_200957556 | 88.146 | bal_1P_1/0AA | 8102301 | no | no |  |  | no |  |  | 0 | 0 | 0 | 0
oh_line_8102301_200957557 |  | AD | node_8102301_200957556 | node_8102301_200957557 | 256.44 | bal_1P_1/0AA | 8102301 | no | no |  |  | no |  |  | 0 | 0 | 0 | 0
oh_line_8102301_200957559 |  | AD | node_8102301_200970941 | node_8102301_200957559 | 214.591 | bal_1P_1/0AA | 8102301 | no | no |  |  | no |  |  | 0 | 0 | 0 | 0
oh_line_8102301_200957560 |  | AD | node_8102301_200957559 | node_8102301_200957560 | 215.895 | bal_1P_1/0AA | 8102301 | no | no |  |  | no |  |  | 0 | 0 | 0 | 0
oh_line_8102301_200957561 |  | AD | node_8102301_200957560 | node_8102301_200957561 | 226.265 | bal_1P_1/0AA | 8102301 | no | no |  |  | no |  |  | 0 | 0 | 0 | 0
oh_line_8102301_200957562 |  | AD | node_8102301_200957561 | node_8102301_200957562 | 204.35 | bal_1P_1/0AA | 8102301 | no | no |  |  | no |  |  | 0 | 0 | 0 | 0
oh_line_8102301_200957592 |  | AD | node_8102301_200957562 | node_8102301_200957592 | 205.492 | bal_1P_1/0AA | 8102301 | no | no |  |  | no |  |  | 0 | 0 | 0 | 0
oh_line_8102301_200957593 |  | AD | node_8102301_200957592 | node_8102301_200957593 | 199.585 | bal_1P_1/0AA | 8102301 | no | no |  |  | no |  |  | 0 | 0 | 0 | 0
oh_line_8102301_200957594 |  | AD | node_8102301_200957593 | node_8102301_200957594 | 204.122 | bal_1P_1/0AA | 8102301 | no | no |  |  | no |  |  | 0 | 0 | 0 | 0
oh_line_8102301_200957595 |  | AD | node_8102301_200957594 | node_8102301_200957595 | 230.867 | bal_1P_1/0AA | 8102301 | no | no |  |  | no |  |  | 0 | 0 | 0 | 0
oh_line_8102301_200957596 |  | AD | node_8102301_200957595 | node_8102301_200957596 | 218.991 | bal_1P_1/0AA | 8102301 | no | no |  |  | no |  |  | 0 | 0 | 0 | 0
oh_line_8102301_200957597 |  | AD | node_8102301_200957596 | node_8102301_200957597 | 185.786 | bal_1P_1/0AA | 8102301 | no | no |  |  | no |  |  | 0 | 0 | 0 | 0
oh_line_8102301_200957598 |  | AD | node_8102301_200957597 | node_8102301_200957598 | 194.597 | bal_1P_1/0AA | 8102301 | no | no |  |  | no |  |  | 0 | 0 | 0 | 0
oh_line_8102301_200957599 |  | AD | node_8102301_200957598 | node_8102301_200957599 | 213.529 | bal_1P_1/0AA | 8102301 | no | no |  |  | no |  |  | 0 | 0 | 0 | 0
oh_line_8102301_200957601 |  | AD | node_8102301_200957630 | node_8102301_200957601 | 270.761 | bal_1P_1/0AA | 8102301 | no | no |  |  | no |  |  | 0 | 0 | 0 | 0
oh_line_8102301_200957602 |  | AD | node_8102301_200957601 | node_8102301_200957602 | 293.263 | bal_1P_1/0AA | 8102301 | no | no |  |  | no |  |  | 0 | 0 | 0 | 0
oh_line_8102301_200957603 |  | AD | node_8102301_200957602 | node_8102301_200957603 | 315.489 | bal_1P_1/0AA | 8102301 | no | no |  |  | no |  |  | 0 | 0 | 0 | 0
oh_line_8102301_200957604 |  | AD | node_8102301_200957603 | node_8102301_200957604 | 204.963 | bal_1P_1/0AA | 8102301 | no | no |  |  | no |  |  | 0 | 0 | 0 | 0
oh_line_8102301_200957605 |  | AD | node_8102301_200957604 | node_8102301_200957605 | 206.822 | bal_1P_1/0AA | 8102301 | no | no |  |  | no |  |  | 0 | 0 | 0 | 0
oh_line_8102301_200957606 |  | AD | node_8102301_200957605 | node_8102301_200957606 | 283.767 | bal_1P_1/0AA | 8102301 | no | no |  |  | no |  |  | 0 | 0 | 0 | 0
oh_line_8102301_200957630 |  | AD | node_8102301_200957599 | node_8102301_200957630 | 235.003 | bal_1P_1/0AA | 8102301 | no | no |  |  | no |  |  | 0 | 0 | 0 | 0
oh_line_8102301_200958439 |  | AD | node_8102301_200816310 | node_8102301_200816309 | 190.006 | bal_1P_1/0AA | 8102301 | no | no |  |  | no |  |  | 0 | 0 | 0 | 0
oh_line_8102301_200958920 |  | AD | node_8102301_200958921 | node_8102301_200958920 | 217.336 | bal_1P_1/0AA | 8102301 | no | no |  |  | no |  |  | 0 | 0 | 0 | 0
oh_line_8102301_200958921 |  | AD | node_8102301_200817104 | node_8102301_200958921 | 189.885 | bal_1P_1/0AA | 8102301 | no | no |  |  | no |  |  | 0 | 0 | 0 | 0
oh_line_8102301_200959404 |  | AD | node_8102301_200817606 | node_8102301_200959404 | 132.606 | bal_1P_1/0AA | 8102301 | no | no |  |  | no |  |  | 0 | 0 | 0 | 0
oh_line_8102301_200959405 |  | AD | node_8102301_200959404 | node_8102301_200959405 | 253.95 | bal_1P_1/0AA | 8102301 | no | no |  |  | no |  |  | 0 | 0 | 0 | 0
oh_line_8102301_200959406 |  | AN | node_8102301_200959405 | node_8102301_200959406 | 566.794 | bal_1P_DELTACUST | 8102301 | no | no |  |  | no |  |  | 0 | 0 | 0 | 0
oh_line_8102301_200959489 |  | AD | node_8102301_200846339 | node_8102301_200959489 | 312.933 | bal_1P_2AC | 8102301 | no | no |  |  | no |  |  | 0 | 0 | 0 | 0
oh_line_8102301_200959490 |  | AN | node_8102301_200959489 | node_8102301_200959490 | 476.051 | bal_1P_DELTACUST | 8102301 | no | no |  |  | no |  |  | 0 | 0 | 0 | 0
oh_line_8102301_200959788 |  | AD | node_8102301_200845736 | node_8102301_200959788 | 98.597 | bal_1P_1/0AA | 8102301 | no | no |  |  | no |  |  | 0 | 0 | 0 | 0
oh_line_8102301_200960169 |  | AD | node_8102301_200878184 | node_8102301_200960169 | 124.606 | bal_1P_1/0AA | 8102301 | no | no |  |  | no |  |  | 0 | 0 | 0 | 0
oh_line_8102301_200961501 |  | AD | node_8102301_200845781 | node_8102301_200961501 | 314.061 | bal_1P_1/0AA | 8102301 | no | no |  |  | no |  |  | 0 | 0 | 0 | 0
oh_line_8102301_200961502 |  | AD | node_8102301_200961501 | node_8102301_200961502 | 300.1 | bal_1P_1/0AA | 8102301 | no | no |  |  | no |  |  | 0 | 0 | 0 | 0
oh_line_8102301_200961503 |  | AD | node_8102301_200961502 | node_8102301_200961503 | 356.015 | bal_1P_1/0AA | 8102301 | no | no |  |  | no |  |  | 0 | 0 | 0 | 0
oh_line_8102301_200961504 |  | AD | node_8102301_200961503 | node_8102301_200961504 | 193.424 | bal_1P_1/0AA | 8102301 | no | no |  |  | no |  |  | 0 | 0 | 0 | 0
oh_line_8102301_200962351 |  | ABCN | node_8102301_200846653 | node_8102301_200962351 | 223.577 | bal_3P_4/0AC_4/0AA(N) | 8102301 | no | no |  |  | no |  |  | 0 | 0 | 0 | 0
oh_line_8102301_200963208 |  | AD | node_8102301_200816302 | node_8102301_200963208 | 309.862 | bal_1P_2AC | 8102301 | no | no |  |  | no |  |  | 0 | 0 | 0 | 0
oh_line_8102301_200963209 |  | AD | node_8102301_200963208 | node_8102301_200963209 | 219.703 | bal_1P_2AC | 8102301 | no | no |  |  | no |  |  | 0 | 0 | 0 | 0
oh_line_8102301_200963210 |  | AD | node_8102301_200963221 | node_8102301_200963210 | 265.762 | bal_1P_2AC | 8102301 | no | no |  |  | no |  |  | 0 | 0 | 0 | 0
oh_line_8102301_200963212 |  | AD | node_8102301_200963221 | node_8102301_200963212 | 386.745 | bal_1P_4AC | 8102301 | no | no |  |  | no |  |  | 0 | 0 | 0 | 0
oh_line_8102301_200963213 |  | AD | node_8102301_200963219 | node_8102301_200963213 | 264.45 | bal_1P_2AC | 8102301 | no | no |  |  | no |  |  | 0 | 0 | 0 | 0
oh_line_8102301_200963214 |  | AD | node_8102301_200963212 | node_8102301_200963214 | 276.584 | bal_1P_4AC | 8102301 | no | no |  |  | no |  |  | 0 | 0 | 0 | 0
oh_line_8102301_200963215 |  | AD | node_8102301_200963214 | node_8102301_200963215 | 170.753 | bal_1P_4AC | 8102301 | no | no |  |  | no |  |  | 0 | 0 | 0 | 0
oh_line_8102301_200963216 |  | AD | node_8102301_200963215 | node_8102301_200963216 | 259.324 | bal_1P_4AC | 8102301 | no | no |  |  | no |  |  | 0 | 0 | 0 | 0
oh_line_8102301_200963217 |  | AD | node_8102301_200963216 | node_8102301_200963217 | 255.667 | bal_1P_4AC | 8102301 | no | no |  |  | no |  |  | 0 | 0 | 0 | 0
oh_line_8102301_200963218 |  | AD | node_8102301_200963220 | node_8102301_200963218 | 195.236 | bal_1P_4AC | 8102301 | no | no |  |  | no |  |  | 0 | 0 | 0 | 0
oh_line_8102301_200963219 |  | AD | node_8102301_200963210 | node_8102301_200963219 | 247.475 | bal_1P_2AC | 8102301 | no | no |  |  | no |  |  | 0 | 0 | 0 | 0
oh_line_8102301_200963220 |  | AD | node_8102301_200963217 | node_8102301_200963220 | 201.064 | bal_1P_4AC | 8102301 | no | no |  |  | no |  |  | 0 | 0 | 0 | 0
oh_line_8102301_200963221 |  | AD | node_8102301_200963209 | node_8102301_200963221 | 102.387 | bal_1P_2AC | 8102301 | no | no |  |  | no |  |  | 0 | 0 | 0 | 0
oh_line_8102301_200967672 |  | ABCN | node_8102301_200967673 | node_8102301_200967672 | 276.85 | bal_3P_1/0AA_1/0AA(N) | 8102301 | no | no |  |  | no |  |  | 0 | 0 | 0 | 0
oh_line_8102301_200967673 |  | ABCN | node_8102301_200967979 | node_8102301_200967673 | 265.287 | bal_3P_1/0AA_1/0AA(N) | 8102301 | no | no |  |  | no |  |  | 0 | 0 | 0 | 0
oh_line_8102301_200967979 |  | ABCN | node_8102301_200967980 | node_8102301_200967979 | 275.829 | bal_3P_1/0AA_1/0AA(N) | 8102301 | no | no |  |  | no |  |  | 0 | 0 | 0 | 0
oh_line_8102301_200967980 |  | ABCN | node_8102301_200967981 | node_8102301_200967980 | 170.702 | bal_3P_1/0AA_1/0AA(N) | 8102301 | no | no |  |  | no |  |  | 0 | 0 | 0 | 0
oh_line_8102301_200967981 |  | ABCN | node_8102301_200846715 | node_8102301_200967981 | 168.697 | bal_3P_1/0AA_1/0AA(N) | 8102301 | no | no |  |  | no |  |  | 0 | 0 | 0 | 0
oh_line_8102301_200968394 |  | AD | node_8102301_200845643 | node_8102301_200968394 | 286.904 | bal_1P_1/0AA | 8102301 | no | no |  |  | no |  |  | 0 | 0 | 0 | 0
oh_line_8102301_200968395 |  | AD | node_8102301_200968394 | node_8102301_200968395 | 286.914 | bal_1P_1/0AA | 8102301 | no | no |  |  | no |  |  | 0 | 0 | 0 | 0
oh_line_8102301_200968396 |  | AD | node_8102301_200968395 | node_8102301_200968396 | 244.831 | bal_1P_1/0AA | 8102301 | no | no |  |  | no |  |  | 0 | 0 | 0 | 0
oh_line_8102301_200968397 |  | AD | node_8102301_200968396 | node_8102301_200968397 | 225.015 | bal_1P_1/0AA | 8102301 | no | no |  |  | no |  |  | 0 | 0 | 0 | 0
oh_line_8102301_200968398 |  | AD | node_8102301_200968397 | node_8102301_200968398 | 251.481 | bal_1P_1/0AA | 8102301 | no | no |  |  | no |  |  | 0 | 0 | 0 | 0
oh_line_8102301_200968399 |  | AD | node_8102301_200968398 | node_8102301_200968399 | 279.172 | bal_1P_1/0AA | 8102301 | no | no |  |  | no |  |  | 0 | 0 | 0 | 0
oh_line_8102301_200968400 |  | AD | node_8102301_200968399 | node_8102301_200968400 | 264.419 | bal_1P_1/0AA | 8102301 | no | no |  |  | no |  |  | 0 | 0 | 0 | 0
oh_line_8102301_200969199 |  | ABCN | node_8102301_200846577 | node_8102301_200969199 | 135.658 | bal_3P_1/0AA_1/0AA(N) | 8102301 | no | no |  |  | no |  |  | 0 | 0 | 0 | 0
oh_line_8102301_200969482 |  | AN | node_8102301_200845465 | node_intto1_8102301_200969482 | 401.806 | bal_1P_2AC_2AC(N) | 8102301 | no | no |  |  | no |  |  | 0 | 0 | 0 | 0
oh_line_8102301_200969593 |  | AD | node_8102301_200846215 | node_8102301_200969593 | 104.154 | bal_1P_1/0AA | 8102301 | no | no |  |  | no |  |  | 0 | 0 | 0 | 0
oh_line_8102301_200969936-1 |  | ABCN | node_8102301_200846662 | node_intto1_422X8A-220416383 | 7.237 | bal_3P_4/0AC_4/0AL(N) | 8102301 | no | no |  |  | no |  |  | 0 | 0 | 0 | 0
oh_line_8102301_200969936-2 |  | ABCN | node_422X8A-220416383 | node_intto1_311987896 | 10.715 | bal_3P_4/0AC_4/0AL(N) | 8102301 | no | no |  |  | no |  |  | 0 | 0 | 0 | 0
oh_line_8102301_200969936-3 |  | ABCN | node_311987896 | node_intto1_311987900 | 8.705 | bal_3P_4/0AC_4/0AL(N) | 8102301 | no | no |  |  | no |  |  | 0 | 0 | 0 | 0
oh_line_8102301_200969936-4 |  | ABCN | node_311987900 | node_8102301_200969936 | 146.458 | bal_3P_4/0AC_4/0AL(N) | 8102301 | no | no |  |  | no |  |  | 0 | 0 | 0 | 0
oh_line_8102301_200969937 |  | ABCN | node_8102301_200846665 | node_8102301_200969937 | 158.827 | bal_3P_4/0AC_4/0AL(N) | 8102301 | no | no |  |  | no |  |  | 0 | 0 | 0 | 0
oh_line_8102301_200969938 |  | ABCN | node_8102301_200846669 | node_8102301_200969938 | 275.915 | bal_3P_4/0AC_4/0AA(N) | 8102301 | no | no |  |  | no |  |  | 0 | 0 | 0 | 0
oh_line_8102301_200970941 |  | AD | node_8102301_200957557 | node_8102301_200970941 | 237.421 | bal_1P_1/0AA | 8102301 | no | no |  |  | no |  |  | 0 | 0 | 0 | 0
oh_line_8102301_200972507 |  | ABCN | node_8102301_310041235 | node_8102301_200972507 | 189.643 | bal_3P_336AC_4/0AA(N) | 8102301 | no | no |  |  | no |  |  | 0 | 0 | 0 | 0
oh_line_8102301_200974124 |  | AD | node_8102301_200846196 | node_8102301_200974124 | 241.992 | bal_1P_1/0AA | 8102301 | no | no |  |  | no |  |  | 0 | 0 | 0 | 0
oh_line_8102301_200974650 |  | AN | node_8102301_200969482 | node_8102301_200974650 | 333.018 | bal_1P_2AC_2AC(N) | 8102301 | no | no |  |  | no |  |  | 0 | 0 | 0 | 0
oh_line_8102301_200974848 |  | AN | node_8102301_200952729 | node_8102301_200974848 | 213.052 | bal_1P_DELTACUST | 8102301 | no | no |  |  | no |  |  | 0 | 0 | 0 | 0
oh_line_8102301_200974877 |  | AN | node_8102301_200974848 | node_8102301_200974877 | 204.414 | bal_1P_DELTACUST | 8102301 | no | no |  |  | no |  |  | 0 | 0 | 0 | 0
oh_line_8102301_200975669 |  | AD | node_8102301_200845694 | node_intto1_8102301_200975669 | 309.005 | bal_1P_1/0AA | 8102301 | no | no |  |  | no |  |  | 0 | 0 | 0 | 0
oh_line_8102301_200976183 |  | AD | node_8102301_200846221 | node_intto1_8102301_200976183 | 396.001 | bal_1P_2AC | 8102301 | no | no |  |  | no |  |  | 0 | 0 | 0 | 0
oh_line_8102301_200976642 |  | ABCN | node_8102301_200846453 | node_8102301_200976642 | 262.423 | bal_3P_4/0AA_4/0AA(N) | 8102301 | no | no |  |  | no |  |  | 0 | 0 | 0 | 0
oh_line_8102301_200976644 |  | ABCN | node_8102301_200976642 | node_8102301_200976644 | 230.607 | bal_3P_4/0AA_1/0AA(N) | 8102301 | no | no |  |  | no |  |  | 0 | 0 | 0 | 0
oh_line_8102301_200977052 |  | AD | node_8102301_200846276 | node_8102301_200977052 | 139.164 | bal_1P_1/0AA | 8102301 | no | no |  |  | no |  |  | 0 | 0 | 0 | 0
oh_line_8102301_200977053 |  | AD | node_8102301_200977052 | node_8102301_200977053 | 515.844 | bal_1P_1/0AA | 8102301 | no | no |  |  | no |  |  | 0 | 0 | 0 | 0
oh_line_8102301_200977722 |  | AN | node_8102301_200959788 | node_8102301_200977722 | 999.685 | bal_1P_DELTACUST | 8102301 | no | no |  |  | no |  |  | 0 | 0 | 0 | 0
oh_line_8102301_200979755 |  | AD | node_8102301_200845712 | node_8102301_200979755 | 376.825 | bal_1P_3-128CW | 8102301 | no | no |  |  | no |  |  | 0 | 0 | 0 | 0
oh_line_8102301_200979756 |  | AD | node_8102301_200979755 | node_8102301_200979756 | 145.744 | bal_1P_1/0AA | 8102301 | no | no |  |  | no |  |  | 0 | 0 | 0 | 0
oh_line_8102301_200981076 |  | ABCN | node_8102301_200845360 | node_intto1_8102301_200981076 | 92.942 | bal_3P_477AL_4/0AA(N) | 8102301 | no | no |  |  | no |  |  | 0 | 0 | 0 | 0
oh_line_8102301_200982844 |  | AD | node_8102301_200817242 | node_8102301_200982844 | 334.872 | bal_1P_4AC | 8102301 | no | no |  |  | no |  |  | 0 | 0 | 0 | 0
oh_line_8102301_200982845 |  | AD | node_8102301_200817957 | node_8102301_200982845 | 378.342 | bal_1P_4AC | 8102301 | no | no |  |  | no |  |  | 0 | 0 | 0 | 0
oh_line_8102301_200982846 |  | AD | node_8102301_200982845 | node_intto1_8102301_200982846 | 264.629 | bal_1P_4AC | 8102301 | no | no |  |  | no |  |  | 0 | 0 | 0 | 0
oh_line_8102301_200983138 |  | AN | node_8102301_200845469 | node_8102301_200983138 | 205.257 | bal_1P_WYECUST | 8102301 | no | no |  |  | no |  |  | 0 | 0 | 0 | 0
oh_line_8102301_200983375 |  | AD | node_8102301_200845699 | node_8102301_200983375 | 321.761 | bal_1P_1/0AA | 8102301 | no | no |  |  | no |  |  | 0 | 0 | 0 | 0
oh_line_8102301_200984586 |  | AD | node_8102301_200816287 | node_8102301_200984586 | 106.327 | bal_1P_1/0AA | 8102301 | no | no |  |  | no |  |  | 0 | 0 | 0 | 0
oh_line_8102301_200984942 |  | AD | node_8102301_200957605 | node_intto1_8102301_200984942 | 107.677 | bal_1P_1/0AA | 8102301 | no | no |  |  | no |  |  | 0 | 0 | 0 | 0
oh_line_8102301_201003917 |  | AD | node_8102301_200845737 | node_8102301_201003917 | 165.002 | bal_1P_2AC | 8102301 | no | no |  |  | no |  |  | 0 | 0 | 0 | 0
oh_line_8102301_201003918 |  | AD | node_8102301_201003917 | node_8102301_201003918 | 184.11 | bal_1P_1/0AA | 8102301 | no | no |  |  | no |  |  | 0 | 0 | 0 | 0
oh_line_8102301_201004515 |  | AD | node_8102301_200845944 | node_8102301_201004515 | 398.959 | bal_1P_2AC | 8102301 | no | no |  |  | no |  |  | 0 | 0 | 0 | 0
oh_line_8102301_201004516 |  | AN | node_8102301_201004515 | node_intto1_8102301_201004516 | 387.913 | bal_1P_DELTACUST | 8102301 | no | no |  |  | no |  |  | 0 | 0 | 0 | 0
oh_line_8102301_201008977 |  | AD | node_8102301_200876451 | node_8102301_201008977 | 345.821 | bal_1P_1/0AA | 8102301 | no | no |  |  | no |  |  | 0 | 0 | 0 | 0
oh_line_8102301_201009970 |  | ABCN | node_8102301_200845340 | node_8102301_201009970 | 229.007 | bal_3P_477AL_4/0AC(N) | 8102301 | no | no |  |  | no |  |  | 0 | 0 | 0 | 0
oh_line_8102301_201010022 |  | ABCN | node_8102301_201009970 | node_8102301_201010022 | 224.497 | bal_3P_477AL_4/0AC(N) | 8102301 | no | no |  |  | no |  |  | 0 | 0 | 0 | 0
oh_line_8102301_201010563 |  | AD | node_8102301_200846271 | node_8102301_201010563 | 351.22 | bal_1P_2AC | 8102301 | no | no |  |  | no |  |  | 0 | 0 | 0 | 0
oh_line_8102301_201010857 |  | AD | node_8102301_200846327 | node_8102301_201010857 | 312.53 | bal_1P_2AC | 8102301 | no | no |  |  | no |  |  | 0 | 0 | 0 | 0
oh_line_8102301_201010930 |  | AD | node_8102301_200816197 | node_intto1_8102301_201010930 | 36.848 | bal_1P_1/0AA | 8102301 | no | no |  |  | no |  |  | 0 | 0 | 0 | 0
oh_line_8102301_201013540 |  | AD | node_8102301_200846181 | node_8102301_201013540 | 301.064 | bal_1P_4ACW | 8102301 | no | no |  |  | no |  |  | 0 | 0 | 0 | 0
oh_line_8102301_201013752 |  | ABCN | node_8102301_200875456 | node_8102301_201013752 | 117.675 | bal_3P_477AL_4/0AC(N) | 8102301 | no | no |  |  | no |  |  | 0 | 0 | 0 | 0
oh_line_8102301_201014250 |  | AD | node_8102301_200817971 | node_8102301_201014250 | 383.785 | bal_1P_4AC | 8102301 | no | no |  |  | no |  |  | 0 | 0 | 0 | 0
oh_line_8102301_201015578 |  | AD | node_8102301_200845962 | node_8102301_201015578 | 161.841 | bal_1P_4AC | 8102301 | no | no |  |  | no |  |  | 0 | 0 | 0 | 0
oh_line_8102301_201017694 |  | AD | node_8102301_200845980 | node_8102301_201017694 | 453.582 | bal_1P_3-128CW | 8102301 | no | no |  |  | no |  |  | 0 | 0 | 0 | 0
oh_line_8102301_201019079 |  | ABCN | node_8102301_200845294 | node_8102301_201019079 | 156.996 | bal_3P_4/0AC_4/0AA(N) | 8102301 | no | no |  |  | no |  |  | 0 | 0 | 0 | 0
oh_line_8102301_201019080 |  | AN | node_8102301_201019079 | node_intto1_8102301_201019080 | 123.141 | bal_1P_1/0AA_1/0AA(N) | 8102301 | no | no |  |  | no |  |  | 0 | 0 | 0 | 0
oh_line_8102301_201020572 |  | ABCN | node_8102301_200845139 | node_8102301_201020572 | 185.252 | bal_3P_1/0AA_4/0AA(N) | 8102301 | no | no |  |  | no |  |  | 0 | 0 | 0 | 0
oh_line_8102301_201030972 |  | AD | node_8102301_201030973 | node_8102301_201030972 | 198.481 | bal_1P_1/0AA | 8102301 | no | no |  |  | no |  |  | 0 | 0 | 0 | 0
oh_line_8102301_201030973 |  | AD | node_8102301_201030974 | node_8102301_201030973 | 260.604 | bal_1P_1/0AA | 8102301 | no | no |  |  | no |  |  | 0 | 0 | 0 | 0
oh_line_8102301_201030974 |  | AD | node_8102301_200817922 | node_8102301_201030974 | 201.454 | bal_1P_1/0AA | 8102301 | no | no |  |  | no |  |  | 0 | 0 | 0 | 0
oh_line_8102301_201033848 |  | AD | node_8102301_200886825 | node_8102301_201033848 | 318.727 | bal_1P_2AC | 8102301 | no | no |  |  | no |  |  | 0 | 0 | 0 | 0
oh_line_8102301_201036278 |  | ABN | node_8102301_201036279 | node_8102301_201036278 | 137.366 | bal_2P_1/0AA_1/0AC(N) | 8102301 | no | no |  |  | no |  |  | 0 | 0 | 0 | 0
oh_line_8102301_201036279 |  | ABN | node_8102301_200846731 | node_8102301_201036279 | 153.279 | bal_2P_1/0AA_1/0AC(N) | 8102301 | no | no |  |  | no |  |  | 0 | 0 | 0 | 0
oh_line_8102301_201036294 |  | AD | node_8102301_200816193 | node_8102301_201036294 | 315.329 | bal_1P_1/0AA | 8102301 | no | no |  |  | no |  |  | 0 | 0 | 0 | 0
oh_line_8102301_201038466 |  | AN | node_8102301_200845280 | node_intto1_8102301_201038466 | 101.597 | bal_1P_1/0AA_1/0AA(N) | 8102301 | no | no |  |  | no |  |  | 0 | 0 | 0 | 0
oh_line_8102301_201039546 |  | AD | node_8102301_200845899 | node_8102301_201039546 | 166.591 | bal_1P_2AC | 8102301 | no | no |  |  | no |  |  | 0 | 0 | 0 | 0
oh_line_8102301_201042849 |  | AD | node_8102301_200963215 | node_8102301_201042849 | 207.407 | bal_1P_4AC | 8102301 | no | no |  |  | no |  |  | 0 | 0 | 0 | 0
oh_line_8102301_201046981 |  | AD | node_8102301_200845661 | node_8102301_201046981 | 386.379 | bal_1P_3-128CW | 8102301 | no | no |  |  | no |  |  | 0 | 0 | 0 | 0
oh_line_8102301_201046982 |  | AD | node_8102301_201046981 | node_8102301_201046982 | 470.286 | bal_1P_3-128CW | 8102301 | no | no |  |  | no |  |  | 0 | 0 | 0 | 0
oh_line_8102301_201050650 |  | AD | node_8102301_200845732 | node_8102301_201050650 | 435.149 | bal_1P_4ACW | 8102301 | no | no |  |  | no |  |  | 0 | 0 | 0 | 0
oh_line_8102301_201050907 |  | AD | node_8102301_200846179 | node_8102301_201050907 | 372.543 | bal_1P_4ACW | 8102301 | no | no |  |  | no |  |  | 0 | 0 | 0 | 0
oh_line_8102301_201055755 |  | AD | node_8102301_201055842 | node_intto1_8102301_201055755 | 78.558 | bal_1P_1/0AA | 8102301 | no | no |  |  | no |  |  | 0 | 0 | 0 | 0
oh_line_8102301_201055842 |  | AD | node_8102301_200817929 | node_8102301_201055842 | 345.365 | bal_1P_4AC | 8102301 | no | no |  |  | no |  |  | 0 | 0 | 0 | 0
oh_line_8102301_201058520 |  | AD | node_8102301_200817599 | node_8102301_201058520 | 128.721 | bal_1P_1/0AA | 8102301 | no | no |  |  | no |  |  | 0 | 0 | 0 | 0
oh_line_8102301_201060798 |  | AD | node_8102301_200816273 | node_8102301_201060798 | 399.187 | bal_1P_2AC | 8102301 | no | no |  |  | no |  |  | 0 | 0 | 0 | 0
oh_line_8102301_201063636 |  | AD | node_8102301_200846309 | node_8102301_201063636 | 408.683 | bal_1P_2AC | 8102301 | no | no |  |  | no |  |  | 0 | 0 | 0 | 0
oh_line_8102301_201063903 |  | AD | node_8102301_200887249 | node_intto1_8102301_201063903 | 220.857 | bal_1P_2AC | 8102301 | no | no |  |  | no |  |  | 0 | 0 | 0 | 0
oh_line_8102301_201063913 |  | ABCN | node_8102301_200845281 | node_8102301_201063913 | 235.044 | bal_3P_4/0AC_4/0AA(N) | 8102301 | no | no |  |  | no |  |  | 0 | 0 | 0 | 0
oh_line_8102301_310007758 |  | AD | node_8102301_200816247 | node_8102301_310007758 | 143.816 | bal_1P_2AC | 8102301 | no | no |  |  | no |  |  | 0 | 0 | 0 | 0
oh_line_8102301_310007946 |  | AD | node_8102301_200817494 | node_8102301_310007946 | 171.452 | bal_1P_1/0AA | 8102301 | no | no |  |  | no |  |  | 0 | 0 | 0 | 0
oh_line_8102301_310013403 |  | AD | node_8102301_200817913 | node_8102301_310013403 | 70.252 | bal_1P_1/0AA | 8102301 | no | no |  |  | no |  |  | 0 | 0 | 0 | 0
oh_line_8102301_310030546 |  | AD | node_8102301_200845142 | node_8102301_310030546 | 261.761 | bal_1P_2AC | 8102301 | no | no |  |  | no |  |  | 0 | 0 | 0 | 0
oh_line_8102301_310041107 |  | ABCN | node_8102301_200846781 | node_8102301_310041107 | 166.3 | bal_3P_336AC_4/0AA(N) | 8102301 | no | no |  |  | no |  |  | 0 | 0 | 0 | 0
oh_line_8102301_310041114 |  | ABCN | node_8102301_200972507 | node_8102301_310041114 | 203.784 | bal_3P_336AC_4/0AA(N) | 8102301 | no | no |  |  | no |  |  | 0 | 0 | 0 | 0
oh_line_8102301_310041235 |  | ABCN | node_8102301_310041237 | node_8102301_310041235 | 130.257 | bal_3P_336AC_4/0AA(N) | 8102301 | no | no |  |  | no |  |  | 0 | 0 | 0 | 0
oh_line_8102301_310041237 |  | ABCN | node_8102301_200846772 | node_8102301_310041237 | 161.645 | bal_3P_336AC_4/0AA(N) | 8102301 | no | no |  |  | no |  |  | 0 | 0 | 0 | 0
oh_line_8102301_310041240 |  | ABCN | node_8102301_200846768 | node_8102301_310041240 | 152.412 | bal_3P_336AC_4/0AA(N) | 8102301 | no | no |  |  | no |  |  | 0 | 0 | 0 | 0
oh_line_8102301_310041425 |  | ABCN | node_8102301_310041431 | node_8102301_310041425 | 216.305 | bal_3P_477AL_4/0AA(N) | 8102301 | no | no |  |  | no |  |  | 0 | 0 | 0 | 0
oh_line_8102301_310041431 |  | ABCN | node_8102301_200846756 | node_8102301_310041431 | 72.068 | bal_3P_477AL_4/0AA(N) | 8102301 | no | no |  |  | no |  |  | 0 | 0 | 0 | 0
oh_line_8102301_310041437 |  | ABCN | node_8102301_200846754 | node_8102301_310041437 | 172.912 | bal_3P_477AL_2/0CU(N) | 8102301 | no | no |  |  | no |  |  | 0 | 0 | 0 | 0
oh_line_8102301_310041535 |  | ABCN | node_8102301_200846752 | node_8102301_310041535 | 123.384 | bal_3P_477AL_2/0CU(N) | 8102301 | no | no |  |  | no |  |  | 0 | 0 | 0 | 0
oh_line_8102301_310051649 |  | AD | node_8102301_200845545 | node_8102301_310051649 | 269.763 | bal_1P_1/0AA | 8102301 | no | no |  |  | no |  |  | 0 | 0 | 0 | 0
oh_line_8102301_310051650 |  | AD | node_8102301_310051649 | node_8102301_310051650 | 260.933 | bal_1P_1/0AA | 8102301 | no | no |  |  | no |  |  | 0 | 0 | 0 | 0
oh_line_8102301_310051658 |  | AD | node_8102301_310051650 | node_8102301_310051658 | 189.796 | bal_1P_1/0AA | 8102301 | no | no |  |  | no |  |  | 0 | 0 | 0 | 0
oh_line_8102301_310051659 |  | AD | node_8102301_310051658 | node_8102301_310051659 | 263.653 | bal_1P_1/0AA | 8102301 | no | no |  |  | no |  |  | 0 | 0 | 0 | 0
oh_line_8102301_310051660 |  | AD | node_8102301_310051659 | node_8102301_310051660 | 259.894 | bal_1P_1/0AA | 8102301 | no | no |  |  | no |  |  | 0 | 0 | 0 | 0
oh_line_8102301_310051661 |  | AD | node_8102301_310051660 | node_intto1_8102301_310051661 | 66.068 | bal_1P_1/0AA | 8102301 | no | no |  |  | no |  |  | 0 | 0 | 0 | 0
oh_line_8102301_310051662 |  | AN | node_8102301_310051661 | node_8102301_310051662 | 48.299 | bal_1P_DELTACUST | 8102301 | no | no |  |  | no |  |  | 0 | 0 | 0 | 0
oh_line_8102301_310051663 |  | AN | node_8102301_310051662 | node_8102301_310051663 | 27.365 | bal_1P_DELTACUST | 8102301 | no | no |  |  | no |  |  | 0 | 0 | 0 | 0
oh_line_8102301_310051664 |  | AN | node_8102301_310051663 | node_8102301_310051664 | 23.752 | bal_1P_DELTACUST | 8102301 | no | no |  |  | no |  |  | 0 | 0 | 0 | 0
oh_line_8102301_310051665 |  | AN | node_8102301_310051664 | node_8102301_310051665 | 27.104 | bal_1P_DELTACUST | 8102301 | no | no |  |  | no |  |  | 0 | 0 | 0 | 0
oh_line_8102301_310051666 |  | AN | node_8102301_310051665 | node_8102301_310051666 | 34.197 | bal_1P_DELTACUST | 8102301 | no | no |  |  | no |  |  | 0 | 0 | 0 | 0
oh_line_8102301_310051669 |  | AN | node_8102301_310051666 | node_8102301_310051669 | 22.137 | bal_1P_DELTACUST | 8102301 | no | no |  |  | no |  |  | 0 | 0 | 0 | 0
oh_line_8102301_310053044 |  | AD | node_8102301_200818036 | node_intto1_8102301_310053044 | 87.813 | bal_1P_4CU | 8102301 | no | no |  |  | no |  |  | 0 | 0 | 0 | 0
oh_line_8102301_310053049 |  | AD | node_8102301_310053044 | node_8102301_310053049 | 187.706 | bal_1P_1/0AA | 8102301 | no | no |  |  | no |  |  | 0 | 0 | 0 | 0
oh_line_8102301_311859014 |  | AN | node_8102301_200846104 | node_8102301_311859014 | 95.15 | bal_1P_DELTACUST | 8102301 | no | no |  |  | no |  |  | 0 | 0 | 0 | 0
oh_line_8102301_311859016 |  | AN | node_8102301_311859014 | node_8102301_311859016 | 80.623 | bal_1P_DELTACUST | 8102301 | no | no |  |  | no |  |  | 0 | 0 | 0 | 0
oh_line_8102301_311859018 |  | AN | node_8102301_311859016 | node_8102301_311859018 | 65.016 | bal_1P_DELTACUST | 8102301 | no | no |  |  | no |  |  | 0 | 0 | 0 | 0
oh_line_8102301_311896401 |  | AD | node_8102301_200846244 | node_8102301_311896401 | 175.389 | bal_1P_2AC | 8102301 | no | no |  |  | no |  |  | 0 | 0 | 0 | 0
oh_line_8102301_311899756 |  | AD | node_8102301_200976183 | node_8102301_311899756 | 212.041 | bal_1P_1/0AA | 8102301 | no | no |  |  | no |  |  | 0 | 0 | 0 | 0
oh_line_8102301_311899757 |  | AD | node_8102301_311899756 | node_8102301_311899757 | 69.499 | bal_1P_1/0AA | 8102301 | no | no |  |  | no |  |  | 0 | 0 | 0 | 0
oh_line_8102301_311899759 |  | AD | node_8102301_311899757 | node_8102301_311899759 | 122.956 | bal_1P_1/0AA | 8102301 | no | no |  |  | no |  |  | 0 | 0 | 0 | 0
oh_line_8102301_311901459 |  | AN | node_8102301_201019080 | node_8102301_311901459 | 76.043 | bal_1P_1/0AA_1/0AA(N) | 8102301 | no | no |  |  | no |  |  | 0 | 0 | 0 | 0
oh_line_8102301_311901460 |  | AN | node_8102301_311901459 | node_8102301_311901460 | 200.064 | bal_1P_1/0AA_1/0AA(N) | 8102301 | no | no |  |  | no |  |  | 0 | 0 | 0 | 0
oh_line_8102301_311901461 |  | AN | node_8102301_311901460 | node_8102301_311901461 | 213.623 | bal_1P_1/0AA_1/0AA(N) | 8102301 | no | no |  |  | no |  |  | 0 | 0 | 0 | 0
oh_line_8102301_311902263 |  | AD | node_8102301_200817925 | node_8102301_311902263 | 181.335 | bal_1P_4AC | 8102301 | no | no |  |  | no |  |  | 0 | 0 | 0 | 0
oh_line_8102301_311905281 |  | AD | node_8102301_200816218 | node_8102301_311905281 | 104.98 | bal_1P_1/0AA | 8102301 | no | no |  |  | no |  |  | 0 | 0 | 0 | 0
oh_line_8102301_311905608 |  | ABCN | node_8102301_311905608 | node_8102301_200846479 | 74.344 | bal_3P_1/0AA_1/0AA(N) | 8102301 | no | no |  |  | no |  |  | 0 | 0 | 0 | 0
oh_line_8102301_311911196 |  | AN | node_8102301_200846708 | node_intto1_8102301_311911196 | 42.856 | bal_1P_1/0AA_1/0AA(N) | 8102301 | no | no |  |  | no |  |  | 0 | 0 | 0 | 0
oh_line_8102301_311911197-1 |  | AN | node_220463844 | node_8102301_311911197 | 18.8 | bal_1P_4/0AA_1/0AA(N) | 8102301 | no | no |  |  | no |  |  | 0 | 0 | 0 | 0
oh_line_8102301_311911197-2 |  | AN | node_220387999 | node_intto1_220463844 | 17.288 | bal_1P_4/0AA_1/0AA(N) | 8102301 | no | no |  |  | no |  |  | 0 | 0 | 0 | 0
oh_line_8102301_311911197-3 |  | AN | node_8102301_200845140 | node_intto1_220387999 | 57.443 | bal_1P_4/0AA_1/0AA(N) | 8102301 | no | no |  |  | no |  |  | 0 | 0 | 0 | 0
oh_line_8102301_311911243-1 |  | AN | node_8102301_200845486 | node_intto1_220388297 | 30.269 | bal_1P_1/0AA_1/0AA(N) | 8102301 | no | no |  |  | no |  |  | 0 | 0 | 0 | 0
oh_line_8102301_311911243-2 |  | AN | node_220388297 | node_intto1_220465203 | 11.492 | bal_1P_1/0AA_1/0AA(N) | 8102301 | no | no |  |  | no |  |  | 0 | 0 | 0 | 0
oh_line_8102301_311911243-3 |  | AN | node_220465203 | node_8102301_311911243 | 11.591 | bal_1P_1/0AA_1/0AA(N) | 8102301 | no | no |  |  | no |  |  | 0 | 0 | 0 | 0
oh_line_8102301_311911244-1 |  | AN | node_220555418 | node_8102301_311911244 | 14.36 | bal_1P_1/0AA_1/0AA(N) | 8102301 | no | no |  |  | no |  |  | 0 | 0 | 0 | 0
oh_line_8102301_311911244-2 |  | AN | node_220537584 | node_intto1_220555418 | 13.526 | bal_1P_1/0AA_1/0AA(N) | 8102301 | no | no |  |  | no |  |  | 0 | 0 | 0 | 0
oh_line_8102301_311911244-3 |  | AN | node_8102301_200845485 | node_intto1_220537584 | 36.405 | bal_1P_1/0AA_1/0AA(N) | 8102301 | no | no |  |  | no |  |  | 0 | 0 | 0 | 0
oh_line_8102301_311911306-1 |  | AN | node_8102301_200845212 | node_intto1_220388005 | 22.341 | bal_1P_4/0AC_4/0AL(N) | 8102301 | no | no |  |  | no |  |  | 0 | 0 | 0 | 0
oh_line_8102301_311911306-2 |  | AN | node_220388005 | node_intto1_220465204 | 10.545 | bal_1P_4/0AC_4/0AL(N) | 8102301 | no | no |  |  | no |  |  | 0 | 0 | 0 | 0
oh_line_8102301_311911306-3 |  | AN | node_220465204 | node_8102301_311911306 | 11.606 | bal_1P_4/0AC_4/0AL(N) | 8102301 | no | no |  |  | no |  |  | 0 | 0 | 0 | 0
oh_line_8102301_311911320-1 |  | AN | node_8102301_200845253 | node_intto1_220388010 | 33.102 | bal_1P_4/0AC_1/0AA(N) | 8102301 | no | no |  |  | no |  |  | 0 | 0 | 0 | 0
oh_line_8102301_311911320-2 |  | AN | node_220388010 | node_intto1_220465348 | 20.721 | bal_1P_4/0AC_1/0AA(N) | 8102301 | no | no |  |  | no |  |  | 0 | 0 | 0 | 0
oh_line_8102301_311911320-3 |  | AN | node_220465348 | node_intto1_422X7A-220417371 | 18.976 | bal_1P_4/0AC_1/0AA(N) | 8102301 | no | no |  |  | no |  |  | 0 | 0 | 0 | 0
oh_line_8102301_311911320-4 |  | AN | node_422X7A-220417371 | node_8102301_311911320 | 14.14 | bal_1P_4/0AC_1/0AA(N) | 8102301 | no | no |  |  | no |  |  | 0 | 0 | 0 | 0
oh_line_8102301_311935761 |  | AN | node_8102301_200886756 | node_intto1_8102301_311935761 | 93.653 | bal_1P_DELTACUST | 8102301 | no | no |  |  | no |  |  | 0 | 0 | 0 | 0
oh_line_8102301_311987923 |  | AD | node_8102301_200818043 | node_8102301_311987923 | 88.537 | bal_1P_1/0AA | 8102301 | no | no |  |  | no |  |  | 0 | 0 | 0 | 0
oh_line_8102301_311987924 |  | AD | node_8102301_311987923 | node_8102301_311987924 | 170.576 | bal_1P_1/0AA | 8102301 | no | no |  |  | no |  |  | 0 | 0 | 0 | 0
oh_line_8102301_311987926 |  | AD | node_8102301_200818046 | node_8102301_311987926 | 250.73 | bal_1P_1/0AA | 8102301 | no | no |  |  | no |  |  | 0 | 0 | 0 | 0
oh_line_8102301_311989137-1 |  | ABCN | node_311989143 | node_8102301_311989137 | 12.064 | bal_3P_477AL_4/0AA(N) | 8102301 | no | no |  |  | no |  |  | 0 | 0 | 0 | 0
oh_line_8102301_311989137-2 |  | ABCN | node_311989142 | node_intto1_311989143 | 8.737 | bal_3P_477AL_4/0AA(N) | 8102301 | no | no |  |  | no |  |  | 0 | 0 | 0 | 0
oh_line_8102301_311989137-3 |  | ABCN | node_311989139 | node_intto1_311989142 | 8.84 | bal_3P_477AL_4/0AA(N) | 8102301 | no | no |  |  | no |  |  | 0 | 0 | 0 | 0
oh_line_8102301_311989137-4 |  | ABCN | node_311989138 | node_intto1_311989139 | 10.485 | bal_3P_477AL_4/0AA(N) | 8102301 | no | no |  |  | no |  |  | 0 | 0 | 0 | 0
oh_line_8102301_311989137-5 |  | ABCN | node_8102301_200846757 | node_intto1_311989138 | 14.711 | bal_3P_477AL_4/0AA(N) | 8102301 | no | no |  |  | no |  |  | 0 | 0 | 0 | 0
oh_line_8102301_312026953 |  | AN | node_8102301_200846143 | node_8102301_312026953 | 250.796 | bal_1P_1/0AA_1/0AA(N) | 8102301 | no | no |  |  | no |  |  | 0 | 0 | 0 | 0
oh_line_8102301_312046186 |  | AD | node_8102301_200845817 | node_8102301_312046186 | 165.271 | bal_1P_1/0AA | 8102301 | no | no |  |  | no |  |  | 0 | 0 | 0 | 0
oh_line_8102301_312092021 |  | AD | node_8102301_200846048 | node_8102301_312092021 | 231.972 | bal_1P_1/0AA | 8102301 | no | no |  |  | no |  |  | 0 | 0 | 0 | 0
oh_line_8102301_312092022 |  | AD | node_8102301_312092021 | node_8102301_312092022 | 297.15 | bal_1P_1/0AA | 8102301 | no | no |  |  | no |  |  | 0 | 0 | 0 | 0
oh_line_8102301_312127771 |  | AD | node_8102301_201015578 | node_8102301_312127771 | 121.167 | bal_1P_4AC | 8102301 | no | no |  |  | no |  |  | 0 | 0 | 0 | 0
oh_line_8102301_312137080 |  | AD | node_8102301_200817657 | node_8102301_312137080 | 130.861 | bal_1P_1/0AA | 8102301 | no | no |  |  | no |  |  | 0 | 0 | 0 | 0
oh_line_TAP_OH_893150 |  | AN | node_8102301_200816201 | node_1399649_378_15357084_239 | 0.033 | unb_TAPWIRE_OH | 8102301 | no | no |  |  | no |  |  | 0 | 0 | 0 | 0
oh_line_TAP_OH_893151 |  | AN | node_8102301_200816204 | node_1400956_178_15356076_187 | 0.033 | unb_TAPWIRE_OH | 8102301 | no | no |  |  | no |  |  | 0 | 0 | 0 | 0
oh_line_TAP_OH_893152 |  | AN | node_8102301_200816205 | node_1401028_171_15355855_35 | 0.033 | unb_TAPWIRE_OH | 8102301 | no | no |  |  | no |  |  | 0 | 0 | 0 | 0
oh_line_TAP_OH_893153 |  | AN | node_8102301_200816207 | node_1401123_793_15355550_094 | 0.033 | unb_TAPWIRE_OH | 8102301 | no | no |  |  | no |  |  | 0 | 0 | 0 | 0
oh_line_TAP_OH_893154 |  | AN | node_8102301_200816209 | node_1401283_984_15355048_933 | 0.033 | unb_TAPWIRE_OH | 8102301 | no | no |  |  | no |  |  | 0 | 0 | 0 | 0
oh_line_TAP_OH_893155 |  | AN | node_8102301_200816210 | node_1401391_736_15354688_624 | 0.033 | unb_TAPWIRE_OH | 8102301 | no | no |  |  | no |  |  | 0 | 0 | 0 | 0
oh_line_TAP_OH_893156 |  | AN | node_8102301_200816217 | node_1402533_162_15352644_495 | 0.033 | unb_TAPWIRE_OH | 8102301 | no | no |  |  | no |  |  | 0 | 0 | 0 | 0
oh_line_TAP_OH_893157 |  | AN | node_8102301_200816223 | node_1403275_775_15352176_812 | 0.033 | unb_TAPWIRE_OH | 8102301 | no | no |  |  | no |  |  | 0 | 0 | 0 | 0
oh_line_TAP_OH_893158 |  | AN | node_8102301_200816227 | node_1403837_017_15351897_246 | 0.033 | unb_TAPWIRE_OH | 8102301 | no | no |  |  | no |  |  | 0 | 0 | 0 | 0
oh_line_TAP_OH_893159 |  | AN | node_8102301_200816229 | node_1404107_77_15351715_851 | 0.033 | unb_TAPWIRE_OH | 8102301 | no | no |  |  | no |  |  | 0 | 0 | 0 | 0
oh_line_TAP_OH_893160 |  | AN | node_8102301_200816232 | node_1404467_674_15351472_704 | 0.033 | unb_TAPWIRE_OH | 8102301 | no | no |  |  | no |  |  | 0 | 0 | 0 | 0
oh_line_TAP_OH_893161 |  | AN | node_8102301_200816239 | node_1404977_758_15351055_888 | 0.033 | unb_TAPWIRE_OH | 8102301 | no | no |  |  | no |  |  | 0 | 0 | 0 | 0
oh_line_TAP_OH_893162 |  | AN | node_8102301_200816244 | node_1384032_634_15373986_665 | 0.033 | unb_TAPWIRE_OH | 8102301 | no | no |  |  | no |  |  | 0 | 0 | 0 | 0
oh_line_TAP_OH_893163 |  | AN | node_8102301_200816245 | node_1384339_25_15373821_345 | 0.033 | unb_TAPWIRE_OH | 8102301 | no | no |  |  | no |  |  | 0 | 0 | 0 | 0
oh_line_TAP_OH_893164 |  | AN | node_8102301_200816248 | node_1384834_139_15373543_462 | 0.033 | unb_TAPWIRE_OH | 8102301 | no | no |  |  | no |  |  | 0 | 0 | 0 | 0
oh_line_TAP_OH_893165 |  | AN | node_8102301_200816251 | node_1385397_175_15373125_554 | 0.033 | unb_TAPWIRE_OH | 8102301 | no | no |  |  | no |  |  | 0 | 0 | 0 | 0
oh_line_TAP_OH_893166 |  | AN | node_8102301_200816252 | node_1385527_815_15372990_451 | 0.033 | unb_TAPWIRE_OH | 8102301 | no | no |  |  | no |  |  | 0 | 0 | 0 | 0
oh_line_TAP_OH_893167 |  | AN | node_8102301_200816257 | node_1386353_946_15372170_815 | 0.033 | unb_TAPWIRE_OH | 8102301 | no | no |  |  | no |  |  | 0 | 0 | 0 | 0
oh_line_TAP_OH_893168 |  | AN | node_8102301_200816263 | node_1387347_767_15370432_679 | 0.033 | unb_TAPWIRE_OH | 8102301 | no | no |  |  | no |  |  | 0 | 0 | 0 | 0
oh_line_TAP_OH_893169 |  | AN | node_8102301_200816265 | node_1387944_574_15369938_14 | 0.033 | unb_TAPWIRE_OH | 8102301 | no | no |  |  | no |  |  | 0 | 0 | 0 | 0
oh_line_TAP_OH_893170 |  | AN | node_8102301_200816271 | node_1389004_838_15369168_726 | 0.033 | unb_TAPWIRE_OH | 8102301 | no | no |  |  | no |  |  | 0 | 0 | 0 | 0
oh_line_TAP_OH_893171 |  | AN | node_8102301_200816273 | node_1389106_834_15369022_503 | 0.033 | unb_TAPWIRE_OH | 8102301 | no | no |  |  | no |  |  | 0 | 0 | 0 | 0
oh_line_TAP_OH_893172 |  | AN | node_8102301_200816277 | node_1389520_769_15369661_194 | 0.033 | unb_TAPWIRE_OH | 8102301 | no | no |  |  | no |  |  | 0 | 0 | 0 | 0
oh_line_TAP_OH_893173 |  | AN | node_8102301_200816281 | node_1389712_565_15368590_974 | 0.033 | unb_TAPWIRE_OH | 8102301 | no | no |  |  | no |  |  | 0 | 0 | 0 | 0
oh_line_TAP_OH_893174 |  | AN | node_8102301_200816282 | node_1389903_275_15368475_089 | 0.033 | unb_TAPWIRE_OH | 8102301 | no | no |  |  | no |  |  | 0 | 0 | 0 | 0
oh_line_TAP_OH_893175 |  | AN | node_8102301_200816283 | node_1390131_474_15368418_724 | 0.033 | unb_TAPWIRE_OH | 8102301 | no | no |  |  | no |  |  | 0 | 0 | 0 | 0
oh_line_TAP_OH_893176 |  | AN | node_8102301_200816287 | node_1390225_061_15368830_457 | 0.033 | unb_TAPWIRE_OH | 8102301 | no | no |  |  | no |  |  | 0 | 0 | 0 | 0
oh_line_TAP_OH_893177 |  | AN | node_8102301_200816292 | node_1391261_553_15367718_239 | 0.033 | unb_TAPWIRE_OH | 8102301 | no | no |  |  | no |  |  | 0 | 0 | 0 | 0
oh_line_TAP_OH_893178 |  | AN | node_8102301_200816294 | node_1391723_818_15367515_562 | 0.033 | unb_TAPWIRE_OH | 8102301 | no | no |  |  | no |  |  | 0 | 0 | 0 | 0
oh_line_TAP_OH_893179 |  | AN | node_8102301_200816300 | node_1392901_817_15367066_519 | 0.033 | unb_TAPWIRE_OH | 8102301 | no | no |  |  | no |  |  | 0 | 0 | 0 | 0
oh_line_TAP_OH_893180 |  | AN | node_8102301_200816302 | node_1393098_838_15366853_216 | 0.033 | unb_TAPWIRE_OH | 8102301 | no | no |  |  | no |  |  | 0 | 0 | 0 | 0
oh_line_TAP_OH_893181 |  | AN | node_8102301_200816310 | node_1394480_18_15365700_453 | 0.033 | unb_TAPWIRE_OH | 8102301 | no | no |  |  | no |  |  | 0 | 0 | 0 | 0
oh_line_TAP_OH_893182 |  | AN | node_8102301_200816313 | node_1394605_221_15365533_684 | 0.033 | unb_TAPWIRE_OH | 8102301 | no | no |  |  | no |  |  | 0 | 0 | 0 | 0
oh_line_TAP_OH_893183 |  | AN | node_8102301_200816318 | node_1394951_7_15365213_884 | 0.033 | unb_TAPWIRE_OH | 8102301 | no | no |  |  | no |  |  | 0 | 0 | 0 | 0
oh_line_TAP_OH_893184 |  | AN | node_8102301_200816320 | node_1395148_526_15365056_555 | 0.033 | unb_TAPWIRE_OH | 8102301 | no | no |  |  | no |  |  | 0 | 0 | 0 | 0
oh_line_TAP_OH_893185 |  | AN | node_8102301_200816323 | node_1395424_018_15364801_027 | 0.033 | unb_TAPWIRE_OH | 8102301 | no | no |  |  | no |  |  | 0 | 0 | 0 | 0
oh_line_TAP_OH_893186 |  | AN | node_8102301_200816325 | node_1395769_668_15364429_37 | 0.033 | unb_TAPWIRE_OH | 8102301 | no | no |  |  | no |  |  | 0 | 0 | 0 | 0
oh_line_TAP_OH_893187 |  | AN | node_8102301_200816328 | node_1396093_157_15364033_072 | 0.033 | unb_TAPWIRE_OH | 8102301 | no | no |  |  | no |  |  | 0 | 0 | 0 | 0
oh_line_TAP_OH_893188 |  | AN | node_8102301_200816331 | node_1396600_858_15363446_294 | 0.033 | unb_TAPWIRE_OH | 8102301 | no | no |  |  | no |  |  | 0 | 0 | 0 | 0
oh_line_TAP_OH_893189 |  | AN | node_8102301_200816335 | node_1396386_425_15362412_618 | 0.033 | unb_TAPWIRE_OH | 8102301 | no | no |  |  | no |  |  | 0 | 0 | 0 | 0
oh_line_TAP_OH_893190 |  | AN | node_8102301_200816337 | node_1396288_379_15362229_187 | 0.033 | unb_TAPWIRE_OH | 8102301 | no | no |  |  | no |  |  | 0 | 0 | 0 | 0
oh_line_TAP_OH_893191 |  | AN | node_8102301_200816339 | node_1397628_551_15362441_905 | 0.033 | unb_TAPWIRE_OH | 8102301 | no | no |  |  | no |  |  | 0 | 0 | 0 | 0
oh_line_TAP_OH_893192 |  | AN | node_8102301_200816341 | node_1397798_299_15362151_31 | 0.033 | unb_TAPWIRE_OH | 8102301 | no | no |  |  | no |  |  | 0 | 0 | 0 | 0
oh_line_TAP_OH_893193 |  | AN | node_8102301_200816342 | node_1398033_225_15361891_438 | 0.033 | unb_TAPWIRE_OH | 8102301 | no | no |  |  | no |  |  | 0 | 0 | 0 | 0
oh_line_TAP_OH_893194 |  | AN | node_8102301_200816347 | node_1399254_614_15360945_738 | 0.033 | unb_TAPWIRE_OH | 8102301 | no | no |  |  | no |  |  | 0 | 0 | 0 | 0
oh_line_TAP_OH_893195 |  | AN | node_8102301_200816348 | node_1399349_902_15361186_408 | 0.033 | unb_TAPWIRE_OH | 8102301 | no | no |  |  | no |  |  | 0 | 0 | 0 | 0
oh_line_TAP_OH_893196 |  | AN | node_8102301_200816355 | node_1392685_869_15365776_994 | 0.033 | unb_TAPWIRE_OH | 8102301 | no | no |  |  | no |  |  | 0 | 0 | 0 | 0
oh_line_TAP_OH_893197 |  | AN | node_8102301_200816356 | node_1394531_29_15365105_842 | 0.033 | unb_TAPWIRE_OH | 8102301 | no | no |  |  | no |  |  | 0 | 0 | 0 | 0
oh_line_TAP_OH_893198 |  | AN | node_8102301_200816361 | node_1393888_652_15364677_79 | 0.033 | unb_TAPWIRE_OH | 8102301 | no | no |  |  | no |  |  | 0 | 0 | 0 | 0
oh_line_TAP_OH_893199 |  | AN | node_8102301_200816364 | node_1394074_891_15364408_029 | 0.033 | unb_TAPWIRE_OH | 8102301 | no | no |  |  | no |  |  | 0 | 0 | 0 | 0
oh_line_TAP_OH_893200 |  | AN | node_8102301_200816365 | node_1394309_391_15364148_129 | 0.033 | unb_TAPWIRE_OH | 8102301 | no | no |  |  | no |  |  | 0 | 0 | 0 | 0
oh_line_TAP_OH_893201 |  | AN | node_8102301_200816367 | node_1394652_549_15363813_099 | 0.033 | unb_TAPWIRE_OH | 8102301 | no | no |  |  | no |  |  | 0 | 0 | 0 | 0
oh_line_TAP_OH_893202 |  | AN | node_8102301_200816369 | node_1380896_338_15374029_798 | 0.033 | unb_TAPWIRE_OH | 8102301 | no | no |  |  | no |  |  | 0 | 0 | 0 | 0
oh_line_TAP_OH_893203 |  | AN | node_8102301_200816373 | node_1381245_536_15373800_96 | 0.033 | unb_TAPWIRE_OH | 8102301 | no | no |  |  | no |  |  | 0 | 0 | 0 | 0
oh_line_TAP_OH_893204 |  | AN | node_8102301_200816377 | node_1381679_724_15373515_991 | 0.033 | unb_TAPWIRE_OH | 8102301 | no | no |  |  | no |  |  | 0 | 0 | 0 | 0
oh_line_TAP_OH_893205 |  | AN | node_8102301_200816380 | node_1382012_165_15373252_775 | 0.033 | unb_TAPWIRE_OH | 8102301 | no | no |  |  | no |  |  | 0 | 0 | 0 | 0
oh_line_TAP_OH_893206 |  | AN | node_8102301_200816382 | node_1382395_118_15373024_68 | 0.033 | unb_TAPWIRE_OH | 8102301 | no | no |  |  | no |  |  | 0 | 0 | 0 | 0
oh_line_TAP_OH_893447 |  | AN | node_8102301_200817088 | node_1394564_72_15370268_175 | 0.033 | unb_TAPWIRE_OH | 8102301 | no | no |  |  | no |  |  | 0 | 0 | 0 | 0
oh_line_TAP_OH_893448 |  | AN | node_8102301_200817090 | node_1394712_098_15370397_789 | 0.033 | unb_TAPWIRE_OH | 8102301 | no | no |  |  | no |  |  | 0 | 0 | 0 | 0
oh_line_TAP_OH_893449 |  | AN | node_8102301_200817096 | node_1394612_741_15371236_276 | 0.033 | unb_TAPWIRE_OH | 8102301 | no | no |  |  | no |  |  | 0 | 0 | 0 | 0
oh_line_TAP_OH_893450 |  | AN | node_8102301_200817104 | node_1394928_824_15372628_567 | 0.033 | unb_TAPWIRE_OH | 8102301 | no | no |  |  | no |  |  | 0 | 0 | 0 | 0
oh_line_TAP_OH_893451 |  | AN | node_8102301_200817110 | node_1395378_231_15373290_63 | 0.033 | unb_TAPWIRE_OH | 8102301 | no | no |  |  | no |  |  | 0 | 0 | 0 | 0
oh_line_TAP_OH_893452 |  | AN | node_8102301_200817114 | node_1395530_548_15373559_503 | 0.033 | unb_TAPWIRE_OH | 8102301 | no | no |  |  | no |  |  | 0 | 0 | 0 | 0
oh_line_TAP_OH_893453 |  | AN | node_8102301_200817116 | node_1395757_44_15373964_861 | 0.033 | unb_TAPWIRE_OH | 8102301 | no | no |  |  | no |  |  | 0 | 0 | 0 | 0
oh_line_TAP_OH_893454 |  | AN | node_8102301_200817119 | node_1395905_45_15374540_119 | 0.033 | unb_TAPWIRE_OH | 8102301 | no | no |  |  | no |  |  | 0 | 0 | 0 | 0
oh_line_TAP_OH_893455 |  | AN | node_8102301_200817126 | node_1394726_399_15369451_293 | 0.033 | unb_TAPWIRE_OH | 8102301 | no | no |  |  | no |  |  | 0 | 0 | 0 | 0
oh_line_TAP_OH_893456 |  | AN | node_8102301_200817127 | node_1394673_961_15369675_987 | 0.033 | unb_TAPWIRE_OH | 8102301 | no | no |  |  | no |  |  | 0 | 0 | 0 | 0
oh_line_TAP_OH_893508 |  | AN | node_8102301_200817241 | node_1410741_298_15369005_448 | 0.033 | unb_TAPWIRE_OH | 8102301 | no | no |  |  | no |  |  | 0 | 0 | 0 | 0
oh_line_TAP_OH_893509 |  | AN | node_8102301_200817246 | node_1410320_603_15367917_201 | 0.033 | unb_TAPWIRE_OH | 8102301 | no | no |  |  | no |  |  | 0 | 0 | 0 | 0
oh_line_TAP_OH_893510 |  | AN | node_8102301_200817248 | node_1410705_768_15367869_117 | 0.033 | unb_TAPWIRE_OH | 8102301 | no | no |  |  | no |  |  | 0 | 0 | 0 | 0
oh_line_TAP_OH_893607 |  | AN | node_8102301_200817484 | node_1402932_734_15352402_739 | 0.033 | unb_TAPWIRE_OH | 8102301 | no | no |  |  | no |  |  | 0 | 0 | 0 | 0
oh_line_TAP_OH_893608 |  | AN | node_8102301_200817487 | node_1403943_575_15354594_797 | 0.033 | unb_TAPWIRE_OH | 8102301 | no | no |  |  | no |  |  | 0 | 0 | 0 | 0
oh_line_TAP_OH_893609 |  | AN | node_8102301_200817488 | node_1404046_315_15354867_237 | 0.033 | unb_TAPWIRE_OH | 8102301 | no | no |  |  | no |  |  | 0 | 0 | 0 | 0
oh_line_TAP_OH_893610 |  | AN | node_8102301_200817490 | node_1404354_853_15354781_409 | 0.033 | unb_TAPWIRE_OH | 8102301 | no | no |  |  | no |  |  | 0 | 0 | 0 | 0
oh_line_TAP_OH_893611 |  | AN | node_8102301_200817491 | node_1404632_498_15354858_641 | 0.033 | unb_TAPWIRE_OH | 8102301 | no | no |  |  | no |  |  | 0 | 0 | 0 | 0
oh_line_TAP_OH_893612 |  | AN | node_8102301_200817494 | node_1403995_265_15355273_609 | 0.033 | unb_TAPWIRE_OH | 8102301 | no | no |  |  | no |  |  | 0 | 0 | 0 | 0
oh_line_TAP_OH_893613 |  | AN | node_8102301_200817495 | node_1403308_887_15352681_426 | 0.033 | unb_TAPWIRE_OH | 8102301 | no | no |  |  | no |  |  | 0 | 0 | 0 | 0
oh_line_TAP_OH_893614 |  | AN | node_8102301_200817498 | node_1403753_486_15352969_196 | 0.033 | unb_TAPWIRE_OH | 8102301 | no | no |  |  | no |  |  | 0 | 0 | 0 | 0
oh_line_TAP_OH_893615 |  | AN | node_8102301_200817500 | node_1404079_028_15353256_018 | 0.033 | unb_TAPWIRE_OH | 8102301 | no | no |  |  | no |  |  | 0 | 0 | 0 | 0
oh_line_TAP_OH_893616 |  | AN | node_8102301_200817501 | node_1404143_105_15353648_165 | 0.033 | unb_TAPWIRE_OH | 8102301 | no | no |  |  | no |  |  | 0 | 0 | 0 | 0
oh_line_TAP_OH_893617 |  | AN | node_8102301_200817506 | node_1404013_789_15354340_275 | 0.033 | unb_TAPWIRE_OH | 8102301 | no | no |  |  | no |  |  | 0 | 0 | 0 | 0
oh_line_TAP_OH_893658 |  | AN | node_8102301_200817598 | node_1394549_78_15372211_537 | 0.033 | unb_TAPWIRE_OH | 8102301 | no | no |  |  | no |  |  | 0 | 0 | 0 | 0
oh_line_TAP_OH_893659 |  | AN | node_8102301_200817599 | node_1394246_142_15372118_285 | 0.033 | unb_TAPWIRE_OH | 8102301 | no | no |  |  | no |  |  | 0 | 0 | 0 | 0
oh_line_TAP_OH_893660 |  | AN | node_8102301_200817607 | node_1393745_317_15373228_344 | 0.033 | unb_TAPWIRE_OH | 8102301 | no | no |  |  | no |  |  | 0 | 0 | 0 | 0
oh_line_TAP_OH_893670 |  | AN | node_8102301_200817627 | node_1390882_658_15365467_933 | 0.033 | unb_TAPWIRE_OH | 8102301 | no | no |  |  | no |  |  | 0 | 0 | 0 | 0
oh_line_TAP_OH_893671 |  | AN | node_8102301_200817630 | node_1393364_882_15364663_753 | 0.033 | unb_TAPWIRE_OH | 8102301 | no | no |  |  | no |  |  | 0 | 0 | 0 | 0
oh_line_TAP_OH_893672 |  | AN | node_8102301_200817632 | node_1392882_672_15364397_625 | 0.033 | unb_TAPWIRE_OH | 8102301 | no | no |  |  | no |  |  | 0 | 0 | 0 | 0
oh_line_TAP_OH_893673 |  | AN | node_8102301_200817637 | node_1391762_061_15365384_871 | 0.033 | unb_TAPWIRE_OH | 8102301 | no | no |  |  | no |  |  | 0 | 0 | 0 | 0
oh_line_TAP_OH_893674 |  | AN | node_8102301_200817638 | node_1391435_996_15365383_461 | 0.033 | unb_TAPWIRE_OH | 8102301 | no | no |  |  | no |  |  | 0 | 0 | 0 | 0
oh_line_TAP_OH_893679 |  | AN | node_8102301_200817657 | node_1404599_322_15353683_292 | 0.033 | unb_TAPWIRE_OH | 8102301 | no | no |  |  | no |  |  | 0 | 0 | 0 | 0
oh_line_TAP_OH_893680 |  | AN | node_8102301_200817661 | node_1405331_196_15353650_518 | 0.033 | unb_TAPWIRE_OH | 8102301 | no | no |  |  | no |  |  | 0 | 0 | 0 | 0
oh_line_TAP_OH_893681 |  | AN | node_8102301_200817663 | node_1405886_726_15353808_726 | 0.033 | unb_TAPWIRE_OH | 8102301 | no | no |  |  | no |  |  | 0 | 0 | 0 | 0
oh_line_TAP_OH_893763 |  | AN | node_8102301_200817913 | node_1410292_222_15360215_126 | 0.033 | unb_TAPWIRE_OH | 8102301 | no | no |  |  | no |  |  | 0 | 0 | 0 | 0
oh_line_TAP_OH_893764 |  | AN | node_8102301_200817914 | node_1410500_879_15360532_714 | 0.033 | unb_TAPWIRE_OH | 8102301 | no | no |  |  | no |  |  | 0 | 0 | 0 | 0
oh_line_TAP_OH_893765 |  | AN | node_8102301_200817915 | node_1410549_238_15360880_274 | 0.033 | unb_TAPWIRE_OH | 8102301 | no | no |  |  | no |  |  | 0 | 0 | 0 | 0
oh_line_TAP_OH_893766 |  | AN | node_8102301_200817922 | node_1410731_594_15361845_335 | 0.033 | unb_TAPWIRE_OH | 8102301 | no | no |  |  | no |  |  | 0 | 0 | 0 | 0
oh_line_TAP_OH_893767 |  | AN | node_8102301_200817923 | node_1410427_008_15362090_814 | 0.033 | unb_TAPWIRE_OH | 8102301 | no | no |  |  | no |  |  | 0 | 0 | 0 | 0
oh_line_TAP_OH_893768 |  | AN | node_8102301_200817924 | node_1410316_514_15362417_646 | 0.033 | unb_TAPWIRE_OH | 8102301 | no | no |  |  | no |  |  | 0 | 0 | 0 | 0
oh_line_TAP_OH_893769 |  | AN | node_8102301_200817926 | node_1410159_772_15363129_599 | 0.033 | unb_TAPWIRE_OH | 8102301 | no | no |  |  | no |  |  | 0 | 0 | 0 | 0
oh_line_TAP_OH_893770 |  | AN | node_8102301_200817931 | node_1409479_307_15363629_004 | 0.033 | unb_TAPWIRE_OH | 8102301 | no | no |  |  | no |  |  | 0 | 0 | 0 | 0
oh_line_TAP_OH_893771 |  | AN | node_8102301_200817934 | node_1410459_03_15364124_388 | 0.033 | unb_TAPWIRE_OH | 8102301 | no | no |  |  | no |  |  | 0 | 0 | 0 | 0
oh_line_TAP_OH_893772 |  | AN | node_8102301_200817938 | node_1409277_987_15364797_099 | 0.033 | unb_TAPWIRE_OH | 8102301 | no | no |  |  | no |  |  | 0 | 0 | 0 | 0
oh_line_TAP_OH_893773 |  | AN | node_8102301_200817939 | node_1409219_759_15365049_137 | 0.033 | unb_TAPWIRE_OH | 8102301 | no | no |  |  | no |  |  | 0 | 0 | 0 | 0
oh_line_TAP_OH_893774 |  | AN | node_8102301_200817940 | node_1409371_043_15365143_36 | 0.033 | unb_TAPWIRE_OH | 8102301 | no | no |  |  | no |  |  | 0 | 0 | 0 | 0
oh_line_TAP_OH_893775 |  | AN | node_8102301_200817942 | node_1409203_425_15365606_512 | 0.033 | unb_TAPWIRE_OH | 8102301 | no | no |  |  | no |  |  | 0 | 0 | 0 | 0
oh_line_TAP_OH_893776 |  | AN | node_8102301_200817943 | node_1409158_706_15365937_269 | 0.033 | unb_TAPWIRE_OH | 8102301 | no | no |  |  | no |  |  | 0 | 0 | 0 | 0
oh_line_TAP_OH_893777 |  | AN | node_8102301_200817945 | node_1409143_797_15366277_526 | 0.033 | unb_TAPWIRE_OH | 8102301 | no | no |  |  | no |  |  | 0 | 0 | 0 | 0
oh_line_TAP_OH_893778 |  | AN | node_8102301_200817946 | node_1408913_742_15366128_355 | 0.033 | unb_TAPWIRE_OH | 8102301 | no | no |  |  | no |  |  | 0 | 0 | 0 | 0
oh_line_TAP_OH_893779 |  | AN | node_8102301_200817950 | node_1409045_476_15367390_111 | 0.033 | unb_TAPWIRE_OH | 8102301 | no | no |  |  | no |  |  | 0 | 0 | 0 | 0
oh_line_TAP_OH_893780 |  | AN | node_8102301_200817957 | node_1408944_453_15368450_409 | 0.033 | unb_TAPWIRE_OH | 8102301 | no | no |  |  | no |  |  | 0 | 0 | 0 | 0
oh_line_TAP_OH_893781 |  | AN | node_8102301_200817958 | node_1408926_193_15368821_298 | 0.033 | unb_TAPWIRE_OH | 8102301 | no | no |  |  | no |  |  | 0 | 0 | 0 | 0
oh_line_TAP_OH_893782 |  | AN | node_8102301_200817961 | node_1408894_697_15369523_614 | 0.033 | unb_TAPWIRE_OH | 8102301 | no | no |  |  | no |  |  | 0 | 0 | 0 | 0
oh_line_TAP_OH_893783 |  | AN | node_8102301_200817963 | node_1408873_8_15369888_513 | 0.033 | unb_TAPWIRE_OH | 8102301 | no | no |  |  | no |  |  | 0 | 0 | 0 | 0
oh_line_TAP_OH_893784 |  | AN | node_8102301_200817964 | node_1408848_94_15370243_148 | 0.033 | unb_TAPWIRE_OH | 8102301 | no | no |  |  | no |  |  | 0 | 0 | 0 | 0
oh_line_TAP_OH_893785 |  | AN | node_8102301_200817967 | node_1408839_082_15370633_011 | 0.033 | unb_TAPWIRE_OH | 8102301 | no | no |  |  | no |  |  | 0 | 0 | 0 | 0
oh_line_TAP_OH_893786 |  | AN | node_8102301_200817968 | node_1408823_231_15370988_489 | 0.033 | unb_TAPWIRE_OH | 8102301 | no | no |  |  | no |  |  | 0 | 0 | 0 | 0
oh_line_TAP_OH_893787 |  | AN | node_8102301_200817971 | node_1408783_39_15371754_709 | 0.033 | unb_TAPWIRE_OH | 8102301 | no | no |  |  | no |  |  | 0 | 0 | 0 | 0
oh_line_TAP_OH_893788 |  | AN | node_8102301_200817973 | node_1408732_004_15372573_615 | 0.033 | unb_TAPWIRE_OH | 8102301 | no | no |  |  | no |  |  | 0 | 0 | 0 | 0
oh_line_TAP_OH_893789 |  | AN | node_8102301_200817975 | node_1408709_835_15372957_468 | 0.033 | unb_TAPWIRE_OH | 8102301 | no | no |  |  | no |  |  | 0 | 0 | 0 | 0
oh_line_TAP_OH_893790 |  | AN | node_8102301_200817977 | node_1408687_872_15373325_03 | 0.033 | unb_TAPWIRE_OH | 8102301 | no | no |  |  | no |  |  | 0 | 0 | 0 | 0
oh_line_TAP_OH_893791 |  | AN | node_8102301_200817978 | node_1408665_505_15373658_187 | 0.033 | unb_TAPWIRE_OH | 8102301 | no | no |  |  | no |  |  | 0 | 0 | 0 | 0
oh_line_TAP_OH_893792 |  | AN | node_8102301_200817979 | node_1408639_543_15374082_006 | 0.033 | unb_TAPWIRE_OH | 8102301 | no | no |  |  | no |  |  | 0 | 0 | 0 | 0
oh_line_TAP_OH_893793 |  | AN | node_8102301_200817984 | node_1407845_849_15374108_402 | 0.033 | unb_TAPWIRE_OH | 8102301 | no | no |  |  | no |  |  | 0 | 0 | 0 | 0
oh_line_TAP_OH_893794 |  | AN | node_8102301_200817985 | node_1408672_91_15374830_153 | 0.033 | unb_TAPWIRE_OH | 8102301 | no | no |  |  | no |  |  | 0 | 0 | 0 | 0
oh_line_TAP_OH_893795 |  | AN | node_8102301_200817987 | node_1403179_608_15362252_85 | 0.033 | unb_TAPWIRE_OH | 8102301 | no | no |  |  | no |  |  | 0 | 0 | 0 | 0
oh_line_TAP_OH_893796 |  | AN | node_8102301_200817988 | node_1401561_723_15362455_147 | 0.033 | unb_TAPWIRE_OH | 8102301 | no | no |  |  | no |  |  | 0 | 0 | 0 | 0
oh_line_TAP_OH_893797 |  | AN | node_8102301_200817989 | node_1403537_29_15374925_162 | 0.033 | unb_TAPWIRE_OH | 8102301 | no | no |  |  | no |  |  | 0 | 0 | 0 | 0
oh_line_TAP_OH_893798 |  | AN | node_8102301_200817991 | node_1403579_648_15374520_109 | 0.033 | unb_TAPWIRE_OH | 8102301 | no | no |  |  | no |  |  | 0 | 0 | 0 | 0
oh_line_TAP_OH_893799 |  | AN | node_8102301_200817994 | node_1404147_773_15374417_317 | 0.033 | unb_TAPWIRE_OH | 8102301 | no | no |  |  | no |  |  | 0 | 0 | 0 | 0
oh_line_TAP_OH_893800 |  | AN | node_8102301_200817995 | node_1403791_836_15373899_168 | 0.033 | unb_TAPWIRE_OH | 8102301 | no | no |  |  | no |  |  | 0 | 0 | 0 | 0
oh_line_TAP_OH_893801 |  | AN | node_8102301_200817999 | node_1404015_885_15373248_742 | 0.033 | unb_TAPWIRE_OH | 8102301 | no | no |  |  | no |  |  | 0 | 0 | 0 | 0
oh_line_TAP_OH_893802 |  | AN | node_8102301_200818002 | node_1404097_165_15372806_451 | 0.033 | unb_TAPWIRE_OH | 8102301 | no | no |  |  | no |  |  | 0 | 0 | 0 | 0
oh_line_TAP_OH_893803 |  | AN | node_8102301_200818004 | node_1404187_344_15372327_718 | 0.033 | unb_TAPWIRE_OH | 8102301 | no | no |  |  | no |  |  | 0 | 0 | 0 | 0
oh_line_TAP_OH_893804 |  | AN | node_8102301_200818005 | node_1404067_517_15372021_556 | 0.033 | unb_TAPWIRE_OH | 8102301 | no | no |  |  | no |  |  | 0 | 0 | 0 | 0
oh_line_TAP_OH_893805 |  | AN | node_8102301_200818008 | node_1404171_805_15371624_016 | 0.033 | unb_TAPWIRE_OH | 8102301 | no | no |  |  | no |  |  | 0 | 0 | 0 | 0
oh_line_TAP_OH_893806 |  | AN | node_8102301_200818012 | node_1404266_392_15370720_508 | 0.033 | unb_TAPWIRE_OH | 8102301 | no | no |  |  | no |  |  | 0 | 0 | 0 | 0
oh_line_TAP_OH_893807 |  | AN | node_8102301_200818016 | node_1404279_753_15369626_857 | 0.033 | unb_TAPWIRE_OH | 8102301 | no | no |  |  | no |  |  | 0 | 0 | 0 | 0
oh_line_TAP_OH_893808 |  | AN | node_8102301_200818018 | node_1404247_263_15369305_911 | 0.033 | unb_TAPWIRE_OH | 8102301 | no | no |  |  | no |  |  | 0 | 0 | 0 | 0
oh_line_TAP_OH_893809 |  | AN | node_8102301_200818021 | node_1404171_082_15368652_887 | 0.033 | unb_TAPWIRE_OH | 8102301 | no | no |  |  | no |  |  | 0 | 0 | 0 | 0
oh_line_TAP_OH_893810 |  | AN | node_8102301_200818024 | node_1404728_252_15368773_321 | 0.033 | unb_TAPWIRE_OH | 8102301 | no | no |  |  | no |  |  | 0 | 0 | 0 | 0
oh_line_TAP_OH_893811 |  | AN | node_8102301_200818026 | node_1404238_072_15368104_868 | 0.033 | unb_TAPWIRE_OH | 8102301 | no | no |  |  | no |  |  | 0 | 0 | 0 | 0
oh_line_TAP_OH_893812 |  | AN | node_8102301_200818027 | node_1404530_19_15367969_46 | 0.033 | unb_TAPWIRE_OH | 8102301 | no | no |  |  | no |  |  | 0 | 0 | 0 | 0
oh_line_TAP_OH_893813 |  | AN | node_8102301_200818028 | node_1403680_115_15368082_149 | 0.033 | unb_TAPWIRE_OH | 8102301 | no | no |  |  | no |  |  | 0 | 0 | 0 | 0
oh_line_TAP_OH_893814 |  | AN | node_8102301_200818030 | node_1403828_887_15367488_512 | 0.033 | unb_TAPWIRE_OH | 8102301 | no | no |  |  | no |  |  | 0 | 0 | 0 | 0
oh_line_TAP_OH_893815 |  | AN | node_8102301_200818032 | node_1403923_447_15367132_501 | 0.033 | unb_TAPWIRE_OH | 8102301 | no | no |  |  | no |  |  | 0 | 0 | 0 | 0
oh_line_TAP_OH_893816 |  | AN | node_8102301_200818034 | node_1404012_07_15366403_529 | 0.033 | unb_TAPWIRE_OH | 8102301 | no | no |  |  | no |  |  | 0 | 0 | 0 | 0
oh_line_TAP_OH_893817 |  | AN | node_8102301_200818035 | node_1404097_018_15365976_084 | 0.033 | unb_TAPWIRE_OH | 8102301 | no | no |  |  | no |  |  | 0 | 0 | 0 | 0
oh_line_TAP_OH_893818 |  | AN | node_8102301_200818037 | node_1403925_569_15365255_192 | 0.033 | unb_TAPWIRE_OH | 8102301 | no | no |  |  | no |  |  | 0 | 0 | 0 | 0
oh_line_TAP_OH_893819 |  | AN | node_8102301_200818039 | node_1403839_503_15364571_686 | 0.033 | unb_TAPWIRE_OH | 8102301 | no | no |  |  | no |  |  | 0 | 0 | 0 | 0
oh_line_TAP_OH_893820 |  | AN | node_8102301_200818041 | node_1403853_466_15364222_864 | 0.033 | unb_TAPWIRE_OH | 8102301 | no | no |  |  | no |  |  | 0 | 0 | 0 | 0
oh_line_TAP_OH_893821 |  | AN | node_8102301_200818048 | node_1402052_558_15363753_297 | 0.033 | unb_TAPWIRE_OH | 8102301 | no | no |  |  | no |  |  | 0 | 0 | 0 | 0
oh_line_TAP_OH_893822 |  | AN | node_8102301_200818051 | node_1401679_043_15363515_639 | 0.033 | unb_TAPWIRE_OH | 8102301 | no | no |  |  | no |  |  | 0 | 0 | 0 | 0
oh_line_TAP_OH_893823 |  | AN | node_8102301_200818054 | node_1401608_213_15363340_306 | 0.033 | unb_TAPWIRE_OH | 8102301 | no | no |  |  | no |  |  | 0 | 0 | 0 | 0
oh_line_TAP_OH_893824 |  | AN | node_8102301_200818057 | node_1400518_961_15363273_246 | 0.033 | unb_TAPWIRE_OH | 8102301 | no | no |  |  | no |  |  | 0 | 0 | 0 | 0
oh_line_TAP_OH_893825 |  | AN | node_8102301_200818059 | node_1400069_018_15362846_797 | 0.033 | unb_TAPWIRE_OH | 8102301 | no | no |  |  | no |  |  | 0 | 0 | 0 | 0
oh_line_TAP_OH_902015 |  | AN | node_8102301_200845133 | node_1382292_594_15374703_873 | 0.033 | unb_TAPWIRE_OH | 8102301 | no | no |  |  | no |  |  | 0 | 0 | 0 | 0
oh_line_TAP_OH_902016 |  | ABCN | node_8102301_200845139 | node_1383008_381_15374781_858 | 0.033 | unb_TAPWIRE_OH | 8102301 | no | no |  |  | no |  |  | 0 | 0 | 0 | 0
oh_line_TAP_OH_902017 |  | ABCN | node_8102301_200845141 | node_1383160_986_15374422_509 | 0.033 | unb_TAPWIRE_OH | 8102301 | no | no |  |  | no |  |  | 0 | 0 | 0 | 0
oh_line_TAP_OH_902031 |  | AN | node_8102301_200845179 | node_1403523_609_15380391_113 | 0.033 | unb_TAPWIRE_OH | 8102301 | no | no |  |  | no |  |  | 0 | 0 | 0 | 0
oh_line_TAP_OH_902032 |  | ABCN | node_8102301_200845184 | node_1396721_906_15380967_289 | 0.033 | unb_TAPWIRE_OH | 8102301 | no | no |  |  | no |  |  | 0 | 0 | 0 | 0
oh_line_TAP_OH_902033 |  | ABCN | node_8102301_200845185 | node_1396572_394_15380906_275 | 0.033 | unb_TAPWIRE_OH | 8102301 | no | no |  |  | no |  |  | 0 | 0 | 0 | 0
oh_line_TAP_OH_902034 |  | ABCN | node_8102301_200845190 | node_1395878_537_15380940_52 | 0.033 | unb_TAPWIRE_OH | 8102301 | no | no |  |  | no |  |  | 0 | 0 | 0 | 0
oh_line_TAP_OH_902035 |  | AN | node_8102301_200845192 | node_1395841_164_15381087_083 | 0.033 | unb_TAPWIRE_OH | 8102301 | no | no |  |  | no |  |  | 0 | 0 | 0 | 0
oh_line_TAP_OH_902036 |  | AN | node_8102301_200845196 | node_1395210_308_15379831_404 | 0.033 | unb_TAPWIRE_OH | 8102301 | no | no |  |  | no |  |  | 0 | 0 | 0 | 0
oh_line_TAP_OH_902037 |  | ABCN | node_8102301_200845197 | node_1395050_255_15380795_057 | 0.033 | unb_TAPWIRE_OH | 8102301 | no | no |  |  | no |  |  | 0 | 0 | 0 | 0
oh_line_TAP_OH_902038 |  | ABCN | node_8102301_200845209 | node_1393009_863_15380250_371 | 0.033 | unb_TAPWIRE_OH | 8102301 | no | no |  |  | no |  |  | 0 | 0 | 0 | 0
oh_line_TAP_OH_902039 |  | ABCN | node_8102301_200845214 | node_1392493_902_15380474_534 | 0.033 | unb_TAPWIRE_OH | 8102301 | no | no |  |  | no |  |  | 0 | 0 | 0 | 0
oh_line_TAP_OH_902040 |  | ABCN | node_8102301_200845218 | node_1391602_846_15380648_725 | 0.033 | unb_TAPWIRE_OH | 8102301 | no | no |  |  | no |  |  | 0 | 0 | 0 | 0
oh_line_TAP_OH_902041 |  | ABCN | node_8102301_200845222 | node_1390787_868_15380867_895 | 0.033 | unb_TAPWIRE_OH | 8102301 | no | no |  |  | no |  |  | 0 | 0 | 0 | 0
oh_line_TAP_OH_902042 |  | ABCN | node_8102301_200845227 | node_1390051_638_15380958_882 | 0.033 | unb_TAPWIRE_OH | 8102301 | no | no |  |  | no |  |  | 0 | 0 | 0 | 0
oh_line_TAP_OH_902043 |  | ABCN | node_8102301_200845231 | node_1389442_018_15380802_326 | 0.033 | unb_TAPWIRE_OH | 8102301 | no | no |  |  | no |  |  | 0 | 0 | 0 | 0
oh_line_TAP_OH_902044 |  | ABCN | node_8102301_200845236 | node_1389055_484_15380684_735 | 0.033 | unb_TAPWIRE_OH | 8102301 | no | no |  |  | no |  |  | 0 | 0 | 0 | 0
oh_line_TAP_OH_902045 |  | ABCN | node_8102301_200845240 | node_1388348_383_15380457_802 | 0.033 | unb_TAPWIRE_OH | 8102301 | no | no |  |  | no |  |  | 0 | 0 | 0 | 0
oh_line_TAP_OH_902046 |  | ABCN | node_8102301_200845242 | node_1388112_815_15380383_586 | 0.033 | unb_TAPWIRE_OH | 8102301 | no | no |  |  | no |  |  | 0 | 0 | 0 | 0
oh_line_TAP_OH_902047 |  | AN | node_8102301_200845245 | node_1388074_457_15380211_937 | 0.033 | unb_TAPWIRE_OH | 8102301 | no | no |  |  | no |  |  | 0 | 0 | 0 | 0
oh_line_TAP_OH_902048 |  | AN | node_8102301_200845248 | node_1388435_785_15379601_094 | 0.033 | unb_TAPWIRE_OH | 8102301 | no | no |  |  | no |  |  | 0 | 0 | 0 | 0
oh_line_TAP_OH_902049 |  | AN | node_8102301_200845250 | node_1388700_607_15380043_408 | 0.033 | unb_TAPWIRE_OH | 8102301 | no | no |  |  | no |  |  | 0 | 0 | 0 | 0
oh_line_TAP_OH_902050 |  | ABCN | node_8102301_200845251 | node_1387694_437_15380243_88 | 0.033 | unb_TAPWIRE_OH | 8102301 | no | no |  |  | no |  |  | 0 | 0 | 0 | 0
oh_line_TAP_OH_902051 |  | ABCN | node_8102301_200845256 | node_1386832_939_15379572_837 | 0.033 | unb_TAPWIRE_OH | 8102301 | no | no |  |  | no |  |  | 0 | 0 | 0 | 0
oh_line_TAP_OH_902052 |  | ABCN | node_8102301_200845259 | node_1386638_856_15379206_077 | 0.033 | unb_TAPWIRE_OH | 8102301 | no | no |  |  | no |  |  | 0 | 0 | 0 | 0
oh_line_TAP_OH_902053 |  | ABCN | node_8102301_200845260 | node_1386502_631_15379039_633 | 0.033 | unb_TAPWIRE_OH | 8102301 | no | no |  |  | no |  |  | 0 | 0 | 0 | 0
oh_line_TAP_OH_902054 |  | ABCN | node_8102301_200845263 | node_1386000_784_15378434_97 | 0.033 | unb_TAPWIRE_OH | 8102301 | no | no |  |  | no |  |  | 0 | 0 | 0 | 0
oh_line_TAP_OH_902055 |  | ABCN | node_8102301_200845264 | node_1385897_602_15378207_205 | 0.033 | unb_TAPWIRE_OH | 8102301 | no | no |  |  | no |  |  | 0 | 0 | 0 | 0
oh_line_TAP_OH_902056 |  | ABCN | node_8102301_200845265 | node_1385683_061_15378137_869 | 0.033 | unb_TAPWIRE_OH | 8102301 | no | no |  |  | no |  |  | 0 | 0 | 0 | 0
oh_line_TAP_OH_902057 |  | ABCN | node_8102301_200845266 | node_1385493_974_15377990_265 | 0.033 | unb_TAPWIRE_OH | 8102301 | no | no |  |  | no |  |  | 0 | 0 | 0 | 0
oh_line_TAP_OH_902058 |  | ABCN | node_8102301_200845273 | node_1384679_506_15376844_918 | 0.033 | unb_TAPWIRE_OH | 8102301 | no | no |  |  | no |  |  | 0 | 0 | 0 | 0
oh_line_TAP_OH_902059 |  | ABCN | node_8102301_200845276 | node_1384632_054_15376566_288 | 0.033 | unb_TAPWIRE_OH | 8102301 | no | no |  |  | no |  |  | 0 | 0 | 0 | 0
oh_line_TAP_OH_902060 |  | ABCN | node_8102301_200845281 | node_1383758_209_15376249_499 | 0.033 | unb_TAPWIRE_OH | 8102301 | no | no |  |  | no |  |  | 0 | 0 | 0 | 0
oh_line_TAP_OH_902061 |  | ABCN | node_8102301_200845285 | node_1383064_775_15376670_407 | 0.033 | unb_TAPWIRE_OH | 8102301 | no | no |  |  | no |  |  | 0 | 0 | 0 | 0
oh_line_TAP_OH_902062 |  | ABCN | node_8102301_200845289 | node_1382474_844_15376697_183 | 0.033 | unb_TAPWIRE_OH | 8102301 | no | no |  |  | no |  |  | 0 | 0 | 0 | 0
oh_line_TAP_OH_902063 |  | ABCN | node_8102301_200845294 | node_1381899_146_15376643_045 | 0.033 | unb_TAPWIRE_OH | 8102301 | no | no |  |  | no |  |  | 0 | 0 | 0 | 0
oh_line_TAP_OH_902065 |  | ABCN | node_8102301_200845302 | node_1409189_4_15381869_262 | 0.033 | unb_TAPWIRE_OH | 8102301 | no | no |  |  | no |  |  | 0 | 0 | 0 | 0
oh_line_TAP_OH_902066 |  | AN | node_8102301_200845304 | node_1408972_521_15381660_309 | 0.033 | unb_TAPWIRE_OH | 8102301 | no | no |  |  | no |  |  | 0 | 0 | 0 | 0
oh_line_TAP_OH_902067 |  | ABCN | node_8102301_200845305 | node_1408751_146_15381733_727 | 0.033 | unb_TAPWIRE_OH | 8102301 | no | no |  |  | no |  |  | 0 | 0 | 0 | 0
oh_line_TAP_OH_902068 |  | ABCN | node_8102301_200845310 | node_1407820_94_15381491_055 | 0.033 | unb_TAPWIRE_OH | 8102301 | no | no |  |  | no |  |  | 0 | 0 | 0 | 0
oh_line_TAP_OH_902069 |  | AN | node_8102301_200845314 | node_1407343_429_15381714_766 | 0.033 | unb_TAPWIRE_OH | 8102301 | no | no |  |  | no |  |  | 0 | 0 | 0 | 0
oh_line_TAP_OH_902070 |  | ABCN | node_8102301_200845316 | node_1406950_969_15381445_645 | 0.033 | unb_TAPWIRE_OH | 8102301 | no | no |  |  | no |  |  | 0 | 0 | 0 | 0
oh_line_TAP_OH_902071 |  | ABCN | node_8102301_200845319 | node_1406729_219_15381406_028 | 0.033 | unb_TAPWIRE_OH | 8102301 | no | no |  |  | no |  |  | 0 | 0 | 0 | 0
oh_line_TAP_OH_902072 |  | ABCN | node_8102301_200845320 | node_1406449_871_15381441_3 | 0.033 | unb_TAPWIRE_OH | 8102301 | no | no |  |  | no |  |  | 0 | 0 | 0 | 0
oh_line_TAP_OH_902073 |  | AN | node_8102301_200845327 | node_1405305_1_15381122_427 | 0.033 | unb_TAPWIRE_OH | 8102301 | no | no |  |  | no |  |  | 0 | 0 | 0 | 0
oh_line_TAP_OH_902074 |  | AN | node_8102301_200845330 | node_1404949_425_15380667_406 | 0.033 | unb_TAPWIRE_OH | 8102301 | no | no |  |  | no |  |  | 0 | 0 | 0 | 0
oh_line_TAP_OH_902075 |  | ABCN | node_8102301_200845335 | node_1403706_7_15380678_155 | 0.033 | unb_TAPWIRE_OH | 8102301 | no | no |  |  | no |  |  | 0 | 0 | 0 | 0
oh_line_TAP_OH_902076 |  | ABCN | node_8102301_200845337 | node_1403547_427_15380472_66 | 0.033 | unb_TAPWIRE_OH | 8102301 | no | no |  |  | no |  |  | 0 | 0 | 0 | 0
oh_line_TAP_OH_902077 |  | ABCN | node_8102301_200845339 | node_1403279_903_15380430_363 | 0.033 | unb_TAPWIRE_OH | 8102301 | no | no |  |  | no |  |  | 0 | 0 | 0 | 0
oh_line_TAP_OH_902078 |  | ABCN | node_8102301_200845340 | node_1403063_527_15380269_362 | 0.033 | unb_TAPWIRE_OH | 8102301 | no | no |  |  | no |  |  | 0 | 0 | 0 | 0
oh_line_TAP_OH_902079 |  | ABCN | node_8102301_200845346 | node_1402311_958_15380171_371 | 0.033 | unb_TAPWIRE_OH | 8102301 | no | no |  |  | no |  |  | 0 | 0 | 0 | 0
oh_line_TAP_OH_902080 |  | ABCN | node_8102301_200845349 | node_1401961_427_15380114_898 | 0.033 | unb_TAPWIRE_OH | 8102301 | no | no |  |  | no |  |  | 0 | 0 | 0 | 0
oh_line_TAP_OH_902081 |  | ABCN | node_8102301_200845356 | node_1401377_021_15380019_913 | 0.033 | unb_TAPWIRE_OH | 8102301 | no | no |  |  | no |  |  | 0 | 0 | 0 | 0
oh_line_TAP_OH_902082 |  | ABCN | node_8102301_200845358 | node_1400991_7_15379788_618 | 0.033 | unb_TAPWIRE_OH | 8102301 | no | no |  |  | no |  |  | 0 | 0 | 0 | 0
oh_line_TAP_OH_902084 |  | ABCN | node_8102301_200845364 | node_1400003_114_15379605_175 | 0.033 | unb_TAPWIRE_OH | 8102301 | no | no |  |  | no |  |  | 0 | 0 | 0 | 0
oh_line_TAP_OH_902085 |  | ABCN | node_8102301_200845367 | node_1399653_393_15379485_641 | 0.033 | unb_TAPWIRE_OH | 8102301 | no | no |  |  | no |  |  | 0 | 0 | 0 | 0
oh_line_TAP_OH_902086 |  | AN | node_8102301_200845369 | node_1399361_787_15379422_565 | 0.033 | unb_TAPWIRE_OH | 8102301 | no | no |  |  | no |  |  | 0 | 0 | 0 | 0
oh_line_TAP_OH_902087 |  | ABCN | node_8102301_200845375 | node_1398660_792_15380444_832 | 0.033 | unb_TAPWIRE_OH | 8102301 | no | no |  |  | no |  |  | 0 | 0 | 0 | 0
oh_line_TAP_OH_902088 |  | ABCN | node_8102301_200845379 | node_1397764_894_15380844_76 | 0.033 | unb_TAPWIRE_OH | 8102301 | no | no |  |  | no |  |  | 0 | 0 | 0 | 0
oh_line_TAP_OH_902089 |  | AN | node_8102301_200845380 | node_1379292_145_15382125_037 | 0.033 | unb_TAPWIRE_OH | 8102301 | no | no |  |  | no |  |  | 0 | 0 | 0 | 0
oh_line_TAP_OH_902090 |  | AN | node_8102301_200845381 | node_1378598_928_15385050_423 | 0.033 | unb_TAPWIRE_OH | 8102301 | no | no |  |  | no |  |  | 0 | 0 | 0 | 0
oh_line_TAP_OH_902091 |  | AN | node_8102301_200845384 | node_1381798_637_15400490_397 | 0.033 | unb_TAPWIRE_OH | 8102301 | no | no |  |  | no |  |  | 0 | 0 | 0 | 0
oh_line_TAP_OH_902092 |  | AN | node_8102301_200845388 | node_1381793_81_15400970_625 | 0.033 | unb_TAPWIRE_OH | 8102301 | no | no |  |  | no |  |  | 0 | 0 | 0 | 0
oh_line_TAP_OH_902093 |  | AN | node_8102301_200845392 | node_1381998_017_15401099_533 | 0.033 | unb_TAPWIRE_OH | 8102301 | no | no |  |  | no |  |  | 0 | 0 | 0 | 0
oh_line_TAP_OH_902094 |  | AN | node_8102301_200845395 | node_1382204_953_15401437_362 | 0.033 | unb_TAPWIRE_OH | 8102301 | no | no |  |  | no |  |  | 0 | 0 | 0 | 0
oh_line_TAP_OH_902095 |  | AN | node_8102301_200845396 | node_1382416_921_15401823_579 | 0.033 | unb_TAPWIRE_OH | 8102301 | no | no |  |  | no |  |  | 0 | 0 | 0 | 0
oh_line_TAP_OH_902096 |  | AN | node_8102301_200845398 | node_1382615_485_15402172_456 | 0.033 | unb_TAPWIRE_OH | 8102301 | no | no |  |  | no |  |  | 0 | 0 | 0 | 0
oh_line_TAP_OH_902097 |  | AN | node_8102301_200845399 | node_1382702_808_15402447_373 | 0.033 | unb_TAPWIRE_OH | 8102301 | no | no |  |  | no |  |  | 0 | 0 | 0 | 0
oh_line_TAP_OH_902098 |  | AN | node_8102301_200845400 | node_1382973_516_15402440_475 | 0.033 | unb_TAPWIRE_OH | 8102301 | no | no |  |  | no |  |  | 0 | 0 | 0 | 0
oh_line_TAP_OH_902099 |  | AN | node_8102301_200845401 | node_1383168_817_15402620_148 | 0.033 | unb_TAPWIRE_OH | 8102301 | no | no |  |  | no |  |  | 0 | 0 | 0 | 0
oh_line_TAP_OH_902100 |  | AN | node_8102301_200845402 | node_1383293_626_15402730_508 | 0.033 | unb_TAPWIRE_OH | 8102301 | no | no |  |  | no |  |  | 0 | 0 | 0 | 0
oh_line_TAP_OH_902101 |  | AN | node_8102301_200845404 | node_1383464_769_15403060_409 | 0.033 | unb_TAPWIRE_OH | 8102301 | no | no |  |  | no |  |  | 0 | 0 | 0 | 0
oh_line_TAP_OH_902102 |  | AN | node_8102301_200845405 | node_1383674_756_15402805_342 | 0.033 | unb_TAPWIRE_OH | 8102301 | no | no |  |  | no |  |  | 0 | 0 | 0 | 0
oh_line_TAP_OH_902103 |  | AN | node_8102301_200845406 | node_1383843_221_15402652_943 | 0.033 | unb_TAPWIRE_OH | 8102301 | no | no |  |  | no |  |  | 0 | 0 | 0 | 0
oh_line_TAP_OH_902104 |  | AN | node_8102301_200845408 | node_1384271_159_15402914_284 | 0.033 | unb_TAPWIRE_OH | 8102301 | no | no |  |  | no |  |  | 0 | 0 | 0 | 0
oh_line_TAP_OH_902105 |  | AN | node_8102301_200845409 | node_1383609_188_15403217_147 | 0.033 | unb_TAPWIRE_OH | 8102301 | no | no |  |  | no |  |  | 0 | 0 | 0 | 0
oh_line_TAP_OH_902106 |  | AN | node_8102301_200845414 | node_1383922_55_15403799_356 | 0.033 | unb_TAPWIRE_OH | 8102301 | no | no |  |  | no |  |  | 0 | 0 | 0 | 0
oh_line_TAP_OH_902107 |  | AN | node_8102301_200845419 | node_1384146_435_15404261_51 | 0.033 | unb_TAPWIRE_OH | 8102301 | no | no |  |  | no |  |  | 0 | 0 | 0 | 0
oh_line_TAP_OH_902108 |  | AN | node_8102301_200845421 | node_1384269_028_15405155_711 | 0.033 | unb_TAPWIRE_OH | 8102301 | no | no |  |  | no |  |  | 0 | 0 | 0 | 0
oh_line_TAP_OH_902110 |  | AN | node_8102301_200845426 | node_1384727_783_15405268_719 | 0.033 | unb_TAPWIRE_OH | 8102301 | no | no |  |  | no |  |  | 0 | 0 | 0 | 0
oh_line_TAP_OH_902111 |  | AN | node_8102301_200845428 | node_1384605_484_15405688_091 | 0.033 | unb_TAPWIRE_OH | 8102301 | no | no |  |  | no |  |  | 0 | 0 | 0 | 0
oh_line_TAP_OH_902112 |  | AN | node_8102301_200845429 | node_1385035_31_15405214_845 | 0.033 | unb_TAPWIRE_OH | 8102301 | no | no |  |  | no |  |  | 0 | 0 | 0 | 0
oh_line_TAP_OH_902113 |  | AN | node_8102301_200845430 | node_1384935_295_15405662_822 | 0.033 | unb_TAPWIRE_OH | 8102301 | no | no |  |  | no |  |  | 0 | 0 | 0 | 0
oh_line_TAP_OH_902114 |  | AN | node_8102301_200845431 | node_1385062_397_15405906_211 | 0.033 | unb_TAPWIRE_OH | 8102301 | no | no |  |  | no |  |  | 0 | 0 | 0 | 0
oh_line_TAP_OH_902115 |  | AN | node_8102301_200845434 | node_1385339_214_15405959_047 | 0.033 | unb_TAPWIRE_OH | 8102301 | no | no |  |  | no |  |  | 0 | 0 | 0 | 0
oh_line_TAP_OH_902116 |  | AN | node_8102301_200845435 | node_1385298_18_15406316_379 | 0.033 | unb_TAPWIRE_OH | 8102301 | no | no |  |  | no |  |  | 0 | 0 | 0 | 0
oh_line_TAP_OH_902118 |  | ABN | node_8102301_200845453 | node_1379972_134_15381944_919 | 0.033 | unb_TAPWIRE_OH | 8102301 | no | no |  |  | no |  |  | 0 | 0 | 0 | 0
oh_line_TAP_OH_902119 |  | AN | node_8102301_200845456 | node_1379526_545_15382288_567 | 0.033 | unb_TAPWIRE_OH | 8102301 | no | no |  |  | no |  |  | 0 | 0 | 0 | 0
oh_line_TAP_OH_902120 |  | ABN | node_8102301_200845457 | node_1379664_48_15382508_289 | 0.033 | unb_TAPWIRE_OH | 8102301 | no | no |  |  | no |  |  | 0 | 0 | 0 | 0
oh_line_TAP_OH_902121 |  | ABN | node_8102301_200845458 | node_1379660_098_15382771_607 | 0.033 | unb_TAPWIRE_OH | 8102301 | no | no |  |  | no |  |  | 0 | 0 | 0 | 0
oh_line_TAP_OH_902122 |  | AN | node_8102301_200845460 | node_1379310_75_15382991_639 | 0.033 | unb_TAPWIRE_OH | 8102301 | no | no |  |  | no |  |  | 0 | 0 | 0 | 0
oh_line_TAP_OH_902123 |  | AN | node_8102301_200845462 | node_1378815_648_15382856_203 | 0.033 | unb_TAPWIRE_OH | 8102301 | no | no |  |  | no |  |  | 0 | 0 | 0 | 0
oh_line_TAP_OH_902124 |  | ABN | node_8102301_200845463 | node_1379545_129_15383125_846 | 0.033 | unb_TAPWIRE_OH | 8102301 | no | no |  |  | no |  |  | 0 | 0 | 0 | 0
oh_line_TAP_OH_902125 |  | ABN | node_8102301_200845464 | node_1379526_679_15383265_044 | 0.033 | unb_TAPWIRE_OH | 8102301 | no | no |  |  | no |  |  | 0 | 0 | 0 | 0
oh_line_TAP_OH_902126 |  | AN | node_8102301_200845466 | node_1379249_328_15383506_174 | 0.033 | unb_TAPWIRE_OH | 8102301 | no | no |  |  | no |  |  | 0 | 0 | 0 | 0
oh_line_TAP_OH_902127 |  | AN | node_8102301_200845468 | node_1379058_608_15383614_568 | 0.033 | unb_TAPWIRE_OH | 8102301 | no | no |  |  | no |  |  | 0 | 0 | 0 | 0
oh_line_TAP_OH_902128 |  | AN | node_8102301_200845469 | node_1378788_314_15383532_685 | 0.033 | unb_TAPWIRE_OH | 8102301 | no | no |  |  | no |  |  | 0 | 0 | 0 | 0
oh_line_TAP_OH_902129 |  | ABN | node_8102301_200845473 | node_1379223_894_15384216_894 | 0.033 | unb_TAPWIRE_OH | 8102301 | no | no |  |  | no |  |  | 0 | 0 | 0 | 0
oh_line_TAP_OH_902130 |  | AN | node_8102301_200845475 | node_1379122_89_15383909_174 | 0.033 | unb_TAPWIRE_OH | 8102301 | no | no |  |  | no |  |  | 0 | 0 | 0 | 0
oh_line_TAP_OH_902131 |  | AN | node_8102301_200845477 | node_1379360_023_15384772_17 | 0.033 | unb_TAPWIRE_OH | 8102301 | no | no |  |  | no |  |  | 0 | 0 | 0 | 0
oh_line_TAP_OH_902132 |  | AN | node_8102301_200845478 | node_1379607_203_15385054_409 | 0.033 | unb_TAPWIRE_OH | 8102301 | no | no |  |  | no |  |  | 0 | 0 | 0 | 0
oh_line_TAP_OH_902133 |  | ABN | node_8102301_200845481 | node_1378868_425_15385382_421 | 0.033 | unb_TAPWIRE_OH | 8102301 | no | no |  |  | no |  |  | 0 | 0 | 0 | 0
oh_line_TAP_OH_902135 |  | AN | node_8102301_200845487 | node_1378454_092_15386830_728 | 0.033 | unb_TAPWIRE_OH | 8102301 | no | no |  |  | no |  |  | 0 | 0 | 0 | 0
oh_line_TAP_OH_902136 |  | AN | node_8102301_200845488 | node_1378310_155_15387068_293 | 0.033 | unb_TAPWIRE_OH | 8102301 | no | no |  |  | no |  |  | 0 | 0 | 0 | 0
oh_line_TAP_OH_902137 |  | AN | node_8102301_200845489 | node_1378455_513_15387196_053 | 0.033 | unb_TAPWIRE_OH | 8102301 | no | no |  |  | no |  |  | 0 | 0 | 0 | 0
oh_line_TAP_OH_902138 |  | AN | node_8102301_200845492 | node_1378295_049_15387645_081 | 0.033 | unb_TAPWIRE_OH | 8102301 | no | no |  |  | no |  |  | 0 | 0 | 0 | 0
oh_line_TAP_OH_902139 |  | AN | node_8102301_200845494 | node_1378821_297_15387787_205 | 0.033 | unb_TAPWIRE_OH | 8102301 | no | no |  |  | no |  |  | 0 | 0 | 0 | 0
oh_line_TAP_OH_902140 |  | AN | node_8102301_200845504 | node_1380053_148_15389513_434 | 0.033 | unb_TAPWIRE_OH | 8102301 | no | no |  |  | no |  |  | 0 | 0 | 0 | 0
oh_line_TAP_OH_902141 |  | AN | node_8102301_200845510 | node_1378617_714_15390534_471 | 0.033 | unb_TAPWIRE_OH | 8102301 | no | no |  |  | no |  |  | 0 | 0 | 0 | 0
oh_line_TAP_OH_902142 |  | AN | node_8102301_200845513 | node_1378710_62_15391019_638 | 0.033 | unb_TAPWIRE_OH | 8102301 | no | no |  |  | no |  |  | 0 | 0 | 0 | 0
oh_line_TAP_OH_902143 |  | AN | node_8102301_200845517 | node_1378832_962_15391446_351 | 0.033 | unb_TAPWIRE_OH | 8102301 | no | no |  |  | no |  |  | 0 | 0 | 0 | 0
oh_line_TAP_OH_902144 |  | AN | node_8102301_200845521 | node_1378729_463_15391789_97 | 0.033 | unb_TAPWIRE_OH | 8102301 | no | no |  |  | no |  |  | 0 | 0 | 0 | 0
oh_line_TAP_OH_902145 |  | AN | node_8102301_200845525 | node_1378919_672_15392439_958 | 0.033 | unb_TAPWIRE_OH | 8102301 | no | no |  |  | no |  |  | 0 | 0 | 0 | 0
oh_line_TAP_OH_902146 |  | AN | node_8102301_200845534 | node_1379649_521_15394284_722 | 0.033 | unb_TAPWIRE_OH | 8102301 | no | no |  |  | no |  |  | 0 | 0 | 0 | 0
oh_line_TAP_OH_902147 |  | AN | node_8102301_200845535 | node_1379429_168_15394641_473 | 0.033 | unb_TAPWIRE_OH | 8102301 | no | no |  |  | no |  |  | 0 | 0 | 0 | 0
oh_line_TAP_OH_902148 |  | AN | node_8102301_200845538 | node_1379228_648_15394379_762 | 0.033 | unb_TAPWIRE_OH | 8102301 | no | no |  |  | no |  |  | 0 | 0 | 0 | 0
oh_line_TAP_OH_902149 |  | AN | node_8102301_200845539 | node_1379481_673_15394926_8 | 0.033 | unb_TAPWIRE_OH | 8102301 | no | no |  |  | no |  |  | 0 | 0 | 0 | 0
oh_line_TAP_OH_902150 |  | AN | node_8102301_200845540 | node_1379651_303_15394916_844 | 0.033 | unb_TAPWIRE_OH | 8102301 | no | no |  |  | no |  |  | 0 | 0 | 0 | 0
oh_line_TAP_OH_902151 |  | AN | node_8102301_200845541 | node_1379932_927_15394811_707 | 0.033 | unb_TAPWIRE_OH | 8102301 | no | no |  |  | no |  |  | 0 | 0 | 0 | 0
oh_line_TAP_OH_902152 |  | AN | node_8102301_200845542 | node_1380217_369_15394690_535 | 0.033 | unb_TAPWIRE_OH | 8102301 | no | no |  |  | no |  |  | 0 | 0 | 0 | 0
oh_line_TAP_OH_902153 |  | AN | node_8102301_200845544 | node_1380781_006_15394450_589 | 0.033 | unb_TAPWIRE_OH | 8102301 | no | no |  |  | no |  |  | 0 | 0 | 0 | 0
oh_line_TAP_OH_902154 |  | AN | node_8102301_200845545 | node_1381049_292_15394387_702 | 0.033 | unb_TAPWIRE_OH | 8102301 | no | no |  |  | no |  |  | 0 | 0 | 0 | 0
oh_line_TAP_OH_902156 |  | AN | node_8102301_200845550 | node_1379874_137_15395354_189 | 0.033 | unb_TAPWIRE_OH | 8102301 | no | no |  |  | no |  |  | 0 | 0 | 0 | 0
oh_line_TAP_OH_902157 |  | AN | node_8102301_200845551 | node_1379857_188_15395586_213 | 0.033 | unb_TAPWIRE_OH | 8102301 | no | no |  |  | no |  |  | 0 | 0 | 0 | 0
oh_line_TAP_OH_902158 |  | AN | node_8102301_200845552 | node_1380011_936_15395889_558 | 0.033 | unb_TAPWIRE_OH | 8102301 | no | no |  |  | no |  |  | 0 | 0 | 0 | 0
oh_line_TAP_OH_902159 |  | AN | node_8102301_200845554 | node_1380397_649_15396239_03 | 0.033 | unb_TAPWIRE_OH | 8102301 | no | no |  |  | no |  |  | 0 | 0 | 0 | 0
oh_line_TAP_OH_902160 |  | AN | node_8102301_200845557 | node_1380755_523_15397035_126 | 0.033 | unb_TAPWIRE_OH | 8102301 | no | no |  |  | no |  |  | 0 | 0 | 0 | 0
oh_line_TAP_OH_902161 |  | AN | node_8102301_200845560 | node_1380888_772_15397407_662 | 0.033 | unb_TAPWIRE_OH | 8102301 | no | no |  |  | no |  |  | 0 | 0 | 0 | 0
oh_line_TAP_OH_902162 |  | AN | node_8102301_200845563 | node_1380982_625_15397793_217 | 0.033 | unb_TAPWIRE_OH | 8102301 | no | no |  |  | no |  |  | 0 | 0 | 0 | 0
oh_line_TAP_OH_902163 |  | AN | node_8102301_200845564 | node_1381033_09_15398010_458 | 0.033 | unb_TAPWIRE_OH | 8102301 | no | no |  |  | no |  |  | 0 | 0 | 0 | 0
oh_line_TAP_OH_902164 |  | AN | node_8102301_200845566 | node_1381092_779_15398239_029 | 0.033 | unb_TAPWIRE_OH | 8102301 | no | no |  |  | no |  |  | 0 | 0 | 0 | 0
oh_line_TAP_OH_902165 |  | AN | node_8102301_200845568 | node_1381155_158_15398434_937 | 0.033 | unb_TAPWIRE_OH | 8102301 | no | no |  |  | no |  |  | 0 | 0 | 0 | 0
oh_line_TAP_OH_902166 |  | AN | node_8102301_200845571 | node_1381288_954_15398838_352 | 0.033 | unb_TAPWIRE_OH | 8102301 | no | no |  |  | no |  |  | 0 | 0 | 0 | 0
oh_line_TAP_OH_902167 |  | AN | node_8102301_200845573 | node_1381349_477_15399020_922 | 0.033 | unb_TAPWIRE_OH | 8102301 | no | no |  |  | no |  |  | 0 | 0 | 0 | 0
oh_line_TAP_OH_902168 |  | AN | node_8102301_200845577 | node_1381476_796_15399425_613 | 0.033 | unb_TAPWIRE_OH | 8102301 | no | no |  |  | no |  |  | 0 | 0 | 0 | 0
oh_line_TAP_OH_902169 |  | AN | node_8102301_200845581 | node_1381673_832_15400065_564 | 0.033 | unb_TAPWIRE_OH | 8102301 | no | no |  |  | no |  |  | 0 | 0 | 0 | 0
oh_line_TAP_OH_902170 |  | AN | node_8102301_200845583 | node_1386095_499_15401053_931 | 0.033 | unb_TAPWIRE_OH | 8102301 | no | no |  |  | no |  |  | 0 | 0 | 0 | 0
oh_line_TAP_OH_902171 |  | AN | node_8102301_200845588 | node_1386132_539_15401953_034 | 0.033 | unb_TAPWIRE_OH | 8102301 | no | no |  |  | no |  |  | 0 | 0 | 0 | 0
oh_line_TAP_OH_902172 |  | AN | node_8102301_200845591 | node_1386959_447_15401159_1 | 0.033 | unb_TAPWIRE_OH | 8102301 | no | no |  |  | no |  |  | 0 | 0 | 0 | 0
oh_line_TAP_OH_902173 |  | AN | node_8102301_200845594 | node_1382736_338_15400907_023 | 0.033 | unb_TAPWIRE_OH | 8102301 | no | no |  |  | no |  |  | 0 | 0 | 0 | 0
oh_line_TAP_OH_902174 |  | AN | node_8102301_200845595 | node_1382370_606_15400906_772 | 0.033 | unb_TAPWIRE_OH | 8102301 | no | no |  |  | no |  |  | 0 | 0 | 0 | 0
oh_line_TAP_OH_902175 |  | AN | node_8102301_200845602 | node_1383663_525_15400716_732 | 0.033 | unb_TAPWIRE_OH | 8102301 | no | no |  |  | no |  |  | 0 | 0 | 0 | 0
oh_line_TAP_OH_902177 |  | AN | node_8102301_200845604 | node_1383794_081_15400941_529 | 0.033 | unb_TAPWIRE_OH | 8102301 | no | no |  |  | no |  |  | 0 | 0 | 0 | 0
oh_line_TAP_OH_902178 |  | AN | node_8102301_200845605 | node_1384130_612_15400956_194 | 0.033 | unb_TAPWIRE_OH | 8102301 | no | no |  |  | no |  |  | 0 | 0 | 0 | 0
oh_line_TAP_OH_902179 |  | AN | node_8102301_200845606 | node_1384397_937_15400962_979 | 0.033 | unb_TAPWIRE_OH | 8102301 | no | no |  |  | no |  |  | 0 | 0 | 0 | 0
oh_line_TAP_OH_902180 |  | AN | node_8102301_200845607 | node_1384646_617_15401031_457 | 0.033 | unb_TAPWIRE_OH | 8102301 | no | no |  |  | no |  |  | 0 | 0 | 0 | 0
oh_line_TAP_OH_902181 |  | AN | node_8102301_200845612 | node_1385247_685_15400217_635 | 0.033 | unb_TAPWIRE_OH | 8102301 | no | no |  |  | no |  |  | 0 | 0 | 0 | 0
oh_line_TAP_OH_902182 |  | AN | node_8102301_200845613 | node_1385097_246_15400958_774 | 0.033 | unb_TAPWIRE_OH | 8102301 | no | no |  |  | no |  |  | 0 | 0 | 0 | 0
oh_line_TAP_OH_902183 |  | AN | node_8102301_200845615 | node_1385526_504_15401012_428 | 0.033 | unb_TAPWIRE_OH | 8102301 | no | no |  |  | no |  |  | 0 | 0 | 0 | 0
oh_line_TAP_OH_902184 |  | AN | node_8102301_200845618 | node_1403473_16_15388831_823 | 0.033 | unb_TAPWIRE_OH | 8102301 | no | no |  |  | no |  |  | 0 | 0 | 0 | 0
oh_line_TAP_OH_902185 |  | AN | node_8102301_200845620 | node_1399670_63_15389364_824 | 0.033 | unb_TAPWIRE_OH | 8102301 | no | no |  |  | no |  |  | 0 | 0 | 0 | 0
oh_line_TAP_OH_902186 |  | AN | node_8102301_200845622 | node_1399218_336_15389608_785 | 0.033 | unb_TAPWIRE_OH | 8102301 | no | no |  |  | no |  |  | 0 | 0 | 0 | 0
oh_line_TAP_OH_902187 |  | AN | node_8102301_200845623 | node_1402800_093_15388629_398 | 0.033 | unb_TAPWIRE_OH | 8102301 | no | no |  |  | no |  |  | 0 | 0 | 0 | 0
oh_line_TAP_OH_902188 |  | AN | node_8102301_200845625 | node_1402850_188_15388321_939 | 0.033 | unb_TAPWIRE_OH | 8102301 | no | no |  |  | no |  |  | 0 | 0 | 0 | 0
oh_line_TAP_OH_902189 |  | AN | node_8102301_200845627 | node_1402348_881_15388627_361 | 0.033 | unb_TAPWIRE_OH | 8102301 | no | no |  |  | no |  |  | 0 | 0 | 0 | 0
oh_line_TAP_OH_902190 |  | AN | node_8102301_200845629 | node_1402467_644_15388960_508 | 0.033 | unb_TAPWIRE_OH | 8102301 | no | no |  |  | no |  |  | 0 | 0 | 0 | 0
oh_line_TAP_OH_902191 |  | AN | node_8102301_200845630 | node_1402457_076_15389209_879 | 0.033 | unb_TAPWIRE_OH | 8102301 | no | no |  |  | no |  |  | 0 | 0 | 0 | 0
oh_line_TAP_OH_902192 |  | AN | node_8102301_200845631 | node_1402407_877_15389486_986 | 0.033 | unb_TAPWIRE_OH | 8102301 | no | no |  |  | no |  |  | 0 | 0 | 0 | 0
oh_line_TAP_OH_902193 |  | AN | node_8102301_200845632 | node_1401972_687_15388789_35 | 0.033 | unb_TAPWIRE_OH | 8102301 | no | no |  |  | no |  |  | 0 | 0 | 0 | 0
oh_line_TAP_OH_902194 |  | AN | node_8102301_200845635 | node_1401157_933_15389000_655 | 0.033 | unb_TAPWIRE_OH | 8102301 | no | no |  |  | no |  |  | 0 | 0 | 0 | 0
oh_line_TAP_OH_902195 |  | AN | node_8102301_200845639 | node_1400466_925_15389341_07 | 0.033 | unb_TAPWIRE_OH | 8102301 | no | no |  |  | no |  |  | 0 | 0 | 0 | 0
oh_line_TAP_OH_902196 |  | AN | node_8102301_200845641 | node_1399977_985_15389683_962 | 0.033 | unb_TAPWIRE_OH | 8102301 | no | no |  |  | no |  |  | 0 | 0 | 0 | 0
oh_line_TAP_OH_902197 |  | AN | node_8102301_200845643 | node_1409417_101_15384839_378 | 0.033 | unb_TAPWIRE_OH | 8102301 | no | no |  |  | no |  |  | 0 | 0 | 0 | 0
oh_line_TAP_OH_902198 |  | AN | node_8102301_200845645 | node_1392423_62_15401247_85 | 0.033 | unb_TAPWIRE_OH | 8102301 | no | no |  |  | no |  |  | 0 | 0 | 0 | 0
oh_line_TAP_OH_902199 |  | AN | node_8102301_200845646 | node_1392635_34_15401255_53 | 0.033 | unb_TAPWIRE_OH | 8102301 | no | no |  |  | no |  |  | 0 | 0 | 0 | 0
oh_line_TAP_OH_902200 |  | AN | node_8102301_200845648 | node_1393338_246_15401268_865 | 0.033 | unb_TAPWIRE_OH | 8102301 | no | no |  |  | no |  |  | 0 | 0 | 0 | 0
oh_line_TAP_OH_902201 |  | AN | node_8102301_200845650 | node_1393988_194_15401221_813 | 0.033 | unb_TAPWIRE_OH | 8102301 | no | no |  |  | no |  |  | 0 | 0 | 0 | 0
oh_line_TAP_OH_902202 |  | AN | node_8102301_200845651 | node_1394391_273_15401222_616 | 0.033 | unb_TAPWIRE_OH | 8102301 | no | no |  |  | no |  |  | 0 | 0 | 0 | 0
oh_line_TAP_OH_902203 |  | AN | node_8102301_200845653 | node_1394893_591_15401579_551 | 0.033 | unb_TAPWIRE_OH | 8102301 | no | no |  |  | no |  |  | 0 | 0 | 0 | 0
oh_line_TAP_OH_902204 |  | AN | node_8102301_200845654 | node_1395311_729_15401238_673 | 0.033 | unb_TAPWIRE_OH | 8102301 | no | no |  |  | no |  |  | 0 | 0 | 0 | 0
oh_line_TAP_OH_902205 |  | AN | node_8102301_200845656 | node_1395717_954_15401243_852 | 0.033 | unb_TAPWIRE_OH | 8102301 | no | no |  |  | no |  |  | 0 | 0 | 0 | 0
oh_line_TAP_OH_902206 |  | AN | node_8102301_200845661 | node_1396850_515_15401267_764 | 0.033 | unb_TAPWIRE_OH | 8102301 | no | no |  |  | no |  |  | 0 | 0 | 0 | 0
oh_line_TAP_OH_902214 |  | AN | node_8102301_200845705 | node_1393780_001_15391755_927 | 0.033 | unb_TAPWIRE_OH | 8102301 | no | no |  |  | no |  |  | 0 | 0 | 0 | 0
oh_line_TAP_OH_902216 |  | AN | node_8102301_200845709 | node_1396288_227_15396394_583 | 0.033 | unb_TAPWIRE_OH | 8102301 | no | no |  |  | no |  |  | 0 | 0 | 0 | 0
oh_line_TAP_OH_902217 |  | AN | node_8102301_200845710 | node_1396291_154_15395989_317 | 0.033 | unb_TAPWIRE_OH | 8102301 | no | no |  |  | no |  |  | 0 | 0 | 0 | 0
oh_line_TAP_OH_902218 |  | AN | node_8102301_200845712 | node_1396354_138_15395243_557 | 0.033 | unb_TAPWIRE_OH | 8102301 | no | no |  |  | no |  |  | 0 | 0 | 0 | 0
oh_line_TAP_OH_902219 |  | AN | node_8102301_200845715 | node_1396225_85_15394452_475 | 0.033 | unb_TAPWIRE_OH | 8102301 | no | no |  |  | no |  |  | 0 | 0 | 0 | 0
oh_line_TAP_OH_902220 |  | AN | node_8102301_200845717 | node_1396217_887_15393585_48 | 0.033 | unb_TAPWIRE_OH | 8102301 | no | no |  |  | no |  |  | 0 | 0 | 0 | 0
oh_line_TAP_OH_902221 |  | AN | node_8102301_200845721 | node_1395284_322_15393481_255 | 0.033 | unb_TAPWIRE_OH | 8102301 | no | no |  |  | no |  |  | 0 | 0 | 0 | 0
oh_line_TAP_OH_902222 |  | AN | node_8102301_200845722 | node_1395190_629_15392998_348 | 0.033 | unb_TAPWIRE_OH | 8102301 | no | no |  |  | no |  |  | 0 | 0 | 0 | 0
oh_line_TAP_OH_902223 |  | AN | node_8102301_200845723 | node_1394997_417_15392647_057 | 0.033 | unb_TAPWIRE_OH | 8102301 | no | no |  |  | no |  |  | 0 | 0 | 0 | 0
oh_line_TAP_OH_902224 |  | AN | node_8102301_200845726 | node_1394998_174_15392313_236 | 0.033 | unb_TAPWIRE_OH | 8102301 | no | no |  |  | no |  |  | 0 | 0 | 0 | 0
oh_line_TAP_OH_902225 |  | AN | node_8102301_200845727 | node_1394988_276_15391991_786 | 0.033 | unb_TAPWIRE_OH | 8102301 | no | no |  |  | no |  |  | 0 | 0 | 0 | 0
oh_line_TAP_OH_902226 |  | AN | node_8102301_200845729 | node_1394504_13_15392208_652 | 0.033 | unb_TAPWIRE_OH | 8102301 | no | no |  |  | no |  |  | 0 | 0 | 0 | 0
oh_line_TAP_OH_902227 |  | AN | node_8102301_200845732 | node_1393912_382_15392071_202 | 0.033 | unb_TAPWIRE_OH | 8102301 | no | no |  |  | no |  |  | 0 | 0 | 0 | 0
oh_line_TAP_OH_902228 |  | AN | node_8102301_200845736 | node_1393191_857_15391881_445 | 0.033 | unb_TAPWIRE_OH | 8102301 | no | no |  |  | no |  |  | 0 | 0 | 0 | 0
oh_line_TAP_OH_902229 |  | AN | node_8102301_200845738 | node_1392472_532_15391926_289 | 0.033 | unb_TAPWIRE_OH | 8102301 | no | no |  |  | no |  |  | 0 | 0 | 0 | 0
oh_line_TAP_OH_902230 |  | AN | node_8102301_200845740 | node_1392064_201_15391888_254 | 0.033 | unb_TAPWIRE_OH | 8102301 | no | no |  |  | no |  |  | 0 | 0 | 0 | 0
oh_line_TAP_OH_902231 |  | AN | node_8102301_200845743 | node_1391770_97_15392196_653 | 0.033 | unb_TAPWIRE_OH | 8102301 | no | no |  |  | no |  |  | 0 | 0 | 0 | 0
oh_line_TAP_OH_902232 |  | AN | node_8102301_200845744 | node_1396544_158_15399638_147 | 0.033 | unb_TAPWIRE_OH | 8102301 | no | no |  |  | no |  |  | 0 | 0 | 0 | 0
oh_line_TAP_OH_902233 |  | AN | node_8102301_200845745 | node_1396487_173_15399222_139 | 0.033 | unb_TAPWIRE_OH | 8102301 | no | no |  |  | no |  |  | 0 | 0 | 0 | 0
oh_line_TAP_OH_902234 |  | AN | node_8102301_200845747 | node_1396392_658_15398515_256 | 0.033 | unb_TAPWIRE_OH | 8102301 | no | no |  |  | no |  |  | 0 | 0 | 0 | 0
oh_line_TAP_OH_902235 |  | AN | node_8102301_200845749 | node_1396339_845_15398154_771 | 0.033 | unb_TAPWIRE_OH | 8102301 | no | no |  |  | no |  |  | 0 | 0 | 0 | 0
oh_line_TAP_OH_902236 |  | AN | node_8102301_200845753 | node_1396007_606_15398164_206 | 0.033 | unb_TAPWIRE_OH | 8102301 | no | no |  |  | no |  |  | 0 | 0 | 0 | 0
oh_line_TAP_OH_902237 |  | AN | node_8102301_200845754 | node_1396287_823_15397772_497 | 0.033 | unb_TAPWIRE_OH | 8102301 | no | no |  |  | no |  |  | 0 | 0 | 0 | 0
oh_line_TAP_OH_902238 |  | AN | node_8102301_200845757 | node_1393206_385_15401817_615 | 0.033 | unb_TAPWIRE_OH | 8102301 | no | no |  |  | no |  |  | 0 | 0 | 0 | 0
oh_line_TAP_OH_902239 |  | AN | node_8102301_200845761 | node_1393459_194_15406185_766 | 0.033 | unb_TAPWIRE_OH | 8102301 | no | no |  |  | no |  |  | 0 | 0 | 0 | 0
oh_line_TAP_OH_902240 |  | AN | node_8102301_200845767 | node_1393044_684_15402144_482 | 0.033 | unb_TAPWIRE_OH | 8102301 | no | no |  |  | no |  |  | 0 | 0 | 0 | 0
oh_line_TAP_OH_902241 |  | AN | node_8102301_200845768 | node_1393098_464_15402340_719 | 0.033 | unb_TAPWIRE_OH | 8102301 | no | no |  |  | no |  |  | 0 | 0 | 0 | 0
oh_line_TAP_OH_902242 |  | AN | node_8102301_200845770 | node_1393080_827_15402864_459 | 0.033 | unb_TAPWIRE_OH | 8102301 | no | no |  |  | no |  |  | 0 | 0 | 0 | 0
oh_line_TAP_OH_902244 |  | AN | node_8102301_200845776 | node_1396901_052_15401562_296 | 0.033 | unb_TAPWIRE_OH | 8102301 | no | no |  |  | no |  |  | 0 | 0 | 0 | 0
oh_line_TAP_OH_902245 |  | AN | node_8102301_200845781 | node_1397355_645_15406058_498 | 0.033 | unb_TAPWIRE_OH | 8102301 | no | no |  |  | no |  |  | 0 | 0 | 0 | 0
oh_line_TAP_OH_902246 |  | AN | node_8102301_200845783 | node_1398605_143_15406873_388 | 0.033 | unb_TAPWIRE_OH | 8102301 | no | no |  |  | no |  |  | 0 | 0 | 0 | 0
oh_line_TAP_OH_902247 |  | AN | node_8102301_200845786 | node_1400773_337_15407255_791 | 0.033 | unb_TAPWIRE_OH | 8102301 | no | no |  |  | no |  |  | 0 | 0 | 0 | 0
oh_line_TAP_OH_902248 |  | AN | node_8102301_200845787 | node_1401178_893_15407283_758 | 0.033 | unb_TAPWIRE_OH | 8102301 | no | no |  |  | no |  |  | 0 | 0 | 0 | 0
oh_line_TAP_OH_902249 |  | AN | node_8102301_200845789 | node_1401688_223_15407315_62 | 0.033 | unb_TAPWIRE_OH | 8102301 | no | no |  |  | no |  |  | 0 | 0 | 0 | 0
oh_line_TAP_OH_902250 |  | AN | node_8102301_200845791 | node_1402017_726_15407342_914 | 0.033 | unb_TAPWIRE_OH | 8102301 | no | no |  |  | no |  |  | 0 | 0 | 0 | 0
oh_line_TAP_OH_902251 |  | AN | node_8102301_200845793 | node_1402245_227_15407353_355 | 0.033 | unb_TAPWIRE_OH | 8102301 | no | no |  |  | no |  |  | 0 | 0 | 0 | 0
oh_line_TAP_OH_902252 |  | AN | node_8102301_200845796 | node_1403426_231_15407251_232 | 0.033 | unb_TAPWIRE_OH | 8102301 | no | no |  |  | no |  |  | 0 | 0 | 0 | 0
oh_line_TAP_OH_902253 |  | AN | node_8102301_200845797 | node_1403636_003_15407012_698 | 0.033 | unb_TAPWIRE_OH | 8102301 | no | no |  |  | no |  |  | 0 | 0 | 0 | 0
oh_line_TAP_OH_902254 |  | AN | node_8102301_200845799 | node_1397205_943_15403426_838 | 0.033 | unb_TAPWIRE_OH | 8102301 | no | no |  |  | no |  |  | 0 | 0 | 0 | 0
oh_line_TAP_OH_902255 |  | AN | node_8102301_200845801 | node_1396990_713_15404000_744 | 0.033 | unb_TAPWIRE_OH | 8102301 | no | no |  |  | no |  |  | 0 | 0 | 0 | 0
oh_line_TAP_OH_902256 |  | AN | node_8102301_200845807 | node_1401279_96_15380703_468 | 0.033 | unb_TAPWIRE_OH | 8102301 | no | no |  |  | no |  |  | 0 | 0 | 0 | 0
oh_line_TAP_OH_902257 |  | AN | node_8102301_200845812 | node_1399364_895_15384298_984 | 0.033 | unb_TAPWIRE_OH | 8102301 | no | no |  |  | no |  |  | 0 | 0 | 0 | 0
oh_line_TAP_OH_902258 |  | AN | node_8102301_200845813 | node_1399582_209_15384657_578 | 0.033 | unb_TAPWIRE_OH | 8102301 | no | no |  |  | no |  |  | 0 | 0 | 0 | 0
oh_line_TAP_OH_902259 |  | AN | node_8102301_200845814 | node_1399434_927_15385029_235 | 0.033 | unb_TAPWIRE_OH | 8102301 | no | no |  |  | no |  |  | 0 | 0 | 0 | 0
oh_line_TAP_OH_902260 |  | AN | node_8102301_200845815 | node_1399309_392_15385344_008 | 0.033 | unb_TAPWIRE_OH | 8102301 | no | no |  |  | no |  |  | 0 | 0 | 0 | 0
oh_line_TAP_OH_902261 |  | AN | node_8102301_200845818 | node_1398628_884_15385909_538 | 0.033 | unb_TAPWIRE_OH | 8102301 | no | no |  |  | no |  |  | 0 | 0 | 0 | 0
oh_line_TAP_OH_902262 |  | AN | node_8102301_200845821 | node_1397917_069_15387026_341 | 0.033 | unb_TAPWIRE_OH | 8102301 | no | no |  |  | no |  |  | 0 | 0 | 0 | 0
oh_line_TAP_OH_902263 |  | AN | node_8102301_200845823 | node_1400719_767_15380694_372 | 0.033 | unb_TAPWIRE_OH | 8102301 | no | no |  |  | no |  |  | 0 | 0 | 0 | 0
oh_line_TAP_OH_902264 |  | AN | node_8102301_200845824 | node_1398505_13_15386647_737 | 0.033 | unb_TAPWIRE_OH | 8102301 | no | no |  |  | no |  |  | 0 | 0 | 0 | 0
oh_line_TAP_OH_902265 |  | AN | node_8102301_200845829 | node_1398300_134_15387715_029 | 0.033 | unb_TAPWIRE_OH | 8102301 | no | no |  |  | no |  |  | 0 | 0 | 0 | 0
oh_line_TAP_OH_902266 |  | AN | node_8102301_200845830 | node_1398350_191_15387996_763 | 0.033 | unb_TAPWIRE_OH | 8102301 | no | no |  |  | no |  |  | 0 | 0 | 0 | 0
oh_line_TAP_OH_902267 |  | AN | node_8102301_200845833 | node_1398363_135_15388561_215 | 0.033 | unb_TAPWIRE_OH | 8102301 | no | no |  |  | no |  |  | 0 | 0 | 0 | 0
oh_line_TAP_OH_902268 |  | AN | node_8102301_200845834 | node_1398302_253_15388874_035 | 0.033 | unb_TAPWIRE_OH | 8102301 | no | no |  |  | no |  |  | 0 | 0 | 0 | 0
oh_line_TAP_OH_902269 |  | AN | node_8102301_200845836 | node_1400422_371_15380807_022 | 0.033 | unb_TAPWIRE_OH | 8102301 | no | no |  |  | no |  |  | 0 | 0 | 0 | 0
oh_line_TAP_OH_902270 |  | AN | node_8102301_200845837 | node_1400226_785_15380941_831 | 0.033 | unb_TAPWIRE_OH | 8102301 | no | no |  |  | no |  |  | 0 | 0 | 0 | 0
oh_line_TAP_OH_902271 |  | AN | node_8102301_200845839 | node_1400248_812_15381225_572 | 0.033 | unb_TAPWIRE_OH | 8102301 | no | no |  |  | no |  |  | 0 | 0 | 0 | 0
oh_line_TAP_OH_902272 |  | AN | node_8102301_200845841 | node_1398254_444_15389393_096 | 0.033 | unb_TAPWIRE_OH | 8102301 | no | no |  |  | no |  |  | 0 | 0 | 0 | 0
oh_line_TAP_OH_902273 |  | AN | node_8102301_200845842 | node_1400163_727_15381808_596 | 0.033 | unb_TAPWIRE_OH | 8102301 | no | no |  |  | no |  |  | 0 | 0 | 0 | 0
oh_line_TAP_OH_902274 |  | AN | node_8102301_200845845 | node_1400134_618_15382264_143 | 0.033 | unb_TAPWIRE_OH | 8102301 | no | no |  |  | no |  |  | 0 | 0 | 0 | 0
oh_line_TAP_OH_902275 |  | AN | node_8102301_200845847 | node_1400175_99_15382618_147 | 0.033 | unb_TAPWIRE_OH | 8102301 | no | no |  |  | no |  |  | 0 | 0 | 0 | 0
oh_line_TAP_OH_902276 |  | AN | node_8102301_200845849 | node_1400418_014_15382898_668 | 0.033 | unb_TAPWIRE_OH | 8102301 | no | no |  |  | no |  |  | 0 | 0 | 0 | 0
oh_line_TAP_OH_902277 |  | AN | node_8102301_200845850 | node_1400130_329_15383252_753 | 0.033 | unb_TAPWIRE_OH | 8102301 | no | no |  |  | no |  |  | 0 | 0 | 0 | 0
oh_line_TAP_OH_902293 |  | AN | node_8102301_200845897 | node_1398039_087_15376076_518 | 0.033 | unb_TAPWIRE_OH | 8102301 | no | no |  |  | no |  |  | 0 | 0 | 0 | 0
oh_line_TAP_OH_902294 |  | AN | node_8102301_200845898 | node_1396172_022_15374532_469 | 0.033 | unb_TAPWIRE_OH | 8102301 | no | no |  |  | no |  |  | 0 | 0 | 0 | 0
oh_line_TAP_OH_902295 |  | AN | node_8102301_200845900 | node_1396559_111_15375138_713 | 0.033 | unb_TAPWIRE_OH | 8102301 | no | no |  |  | no |  |  | 0 | 0 | 0 | 0
oh_line_TAP_OH_902296 |  | AN | node_8102301_200845904 | node_1396313_364_15375646_526 | 0.033 | unb_TAPWIRE_OH | 8102301 | no | no |  |  | no |  |  | 0 | 0 | 0 | 0
oh_line_TAP_OH_902297 |  | AN | node_8102301_200845911 | node_1398609_962_15376441_618 | 0.033 | unb_TAPWIRE_OH | 8102301 | no | no |  |  | no |  |  | 0 | 0 | 0 | 0
oh_line_TAP_OH_902298 |  | AN | node_8102301_200845914 | node_1392480_956_15376681_722 | 0.033 | unb_TAPWIRE_OH | 8102301 | no | no |  |  | no |  |  | 0 | 0 | 0 | 0
oh_line_TAP_OH_902299 |  | AN | node_8102301_200845916 | node_1392283_373_15375901_611 | 0.033 | unb_TAPWIRE_OH | 8102301 | no | no |  |  | no |  |  | 0 | 0 | 0 | 0
oh_line_TAP_OH_902300 |  | AN | node_8102301_200845919 | node_1392739_518_15379140_116 | 0.033 | unb_TAPWIRE_OH | 8102301 | no | no |  |  | no |  |  | 0 | 0 | 0 | 0
oh_line_TAP_OH_902301 |  | AN | node_8102301_200845924 | node_1392861_742_15378007_096 | 0.033 | unb_TAPWIRE_OH | 8102301 | no | no |  |  | no |  |  | 0 | 0 | 0 | 0
oh_line_TAP_OH_902302 |  | AN | node_8102301_200845926 | node_1392682_796_15377378_595 | 0.033 | unb_TAPWIRE_OH | 8102301 | no | no |  |  | no |  |  | 0 | 0 | 0 | 0
oh_line_TAP_OH_902303 |  | AN | node_8102301_200845929 | node_1396320_906_15384427_749 | 0.033 | unb_TAPWIRE_OH | 8102301 | no | no |  |  | no |  |  | 0 | 0 | 0 | 0
oh_line_TAP_OH_902304 |  | AN | node_8102301_200845933 | node_1395992_862_15385600_894 | 0.033 | unb_TAPWIRE_OH | 8102301 | no | no |  |  | no |  |  | 0 | 0 | 0 | 0
oh_line_TAP_OH_902305 |  | AN | node_8102301_200845937 | node_1395367_652_15386160_079 | 0.033 | unb_TAPWIRE_OH | 8102301 | no | no |  |  | no |  |  | 0 | 0 | 0 | 0
oh_line_TAP_OH_902306 |  | AN | node_8102301_200845944 | node_1395465_458_15388122_806 | 0.033 | unb_TAPWIRE_OH | 8102301 | no | no |  |  | no |  |  | 0 | 0 | 0 | 0
oh_line_TAP_OH_902307 |  | AN | node_8102301_200845947 | node_1395497_299_15388934_81 | 0.033 | unb_TAPWIRE_OH | 8102301 | no | no |  |  | no |  |  | 0 | 0 | 0 | 0
oh_line_TAP_OH_902308 |  | AN | node_8102301_200845952 | node_1395438_645_15390131_151 | 0.033 | unb_TAPWIRE_OH | 8102301 | no | no |  |  | no |  |  | 0 | 0 | 0 | 0
oh_line_TAP_OH_902309 |  | AN | node_8102301_200845954 | node_1395412_774_15390433_446 | 0.033 | unb_TAPWIRE_OH | 8102301 | no | no |  |  | no |  |  | 0 | 0 | 0 | 0
oh_line_TAP_OH_902310 |  | AN | node_8102301_200845955 | node_1395369_477_15390790_671 | 0.033 | unb_TAPWIRE_OH | 8102301 | no | no |  |  | no |  |  | 0 | 0 | 0 | 0
oh_line_TAP_OH_902311 |  | AN | node_8102301_200845956 | node_1397344_209_15382060_854 | 0.033 | unb_TAPWIRE_OH | 8102301 | no | no |  |  | no |  |  | 0 | 0 | 0 | 0
oh_line_TAP_OH_902312 |  | AN | node_8102301_200845959 | node_1397256_791_15382288_623 | 0.033 | unb_TAPWIRE_OH | 8102301 | no | no |  |  | no |  |  | 0 | 0 | 0 | 0
oh_line_TAP_OH_902313 |  | AN | node_8102301_200845961 | node_1397225_471_15382486_001 | 0.033 | unb_TAPWIRE_OH | 8102301 | no | no |  |  | no |  |  | 0 | 0 | 0 | 0
oh_line_TAP_OH_902314 |  | AN | node_8102301_200845962 | node_1397000_319_15382710_736 | 0.033 | unb_TAPWIRE_OH | 8102301 | no | no |  |  | no |  |  | 0 | 0 | 0 | 0
oh_line_TAP_OH_902315 |  | AN | node_8102301_200845964 | node_1396808_052_15383134_831 | 0.033 | unb_TAPWIRE_OH | 8102301 | no | no |  |  | no |  |  | 0 | 0 | 0 | 0
oh_line_TAP_OH_902316 |  | AN | node_8102301_200845965 | node_1396528_099_15383473_72 | 0.033 | unb_TAPWIRE_OH | 8102301 | no | no |  |  | no |  |  | 0 | 0 | 0 | 0
oh_line_TAP_OH_902317 |  | AN | node_8102301_200845975 | node_1406405_535_15391605_965 | 0.033 | unb_TAPWIRE_OH | 8102301 | no | no |  |  | no |  |  | 0 | 0 | 0 | 0
oh_line_TAP_OH_902318 |  | AN | node_8102301_200845977 | node_1406546_909_15390934_578 | 0.033 | unb_TAPWIRE_OH | 8102301 | no | no |  |  | no |  |  | 0 | 0 | 0 | 0
oh_line_TAP_OH_902319 |  | AN | node_8102301_200845980 | node_1390242_341_15401717_131 | 0.033 | unb_TAPWIRE_OH | 8102301 | no | no |  |  | no |  |  | 0 | 0 | 0 | 0
oh_line_TAP_OH_902320 |  | AN | node_8102301_200845983 | node_1390279_105_15402561_896 | 0.033 | unb_TAPWIRE_OH | 8102301 | no | no |  |  | no |  |  | 0 | 0 | 0 | 0
oh_line_TAP_OH_902321 |  | AN | node_8102301_200845985 | node_1390227_237_15403508_091 | 0.033 | unb_TAPWIRE_OH | 8102301 | no | no |  |  | no |  |  | 0 | 0 | 0 | 0
oh_line_TAP_OH_902322 |  | AN | node_8102301_200845988 | node_1389629_138_15403301_222 | 0.033 | unb_TAPWIRE_OH | 8102301 | no | no |  |  | no |  |  | 0 | 0 | 0 | 0
oh_line_TAP_OH_902323 |  | AN | node_8102301_200845990 | node_1409123_249_15376259_227 | 0.033 | unb_TAPWIRE_OH | 8102301 | no | no |  |  | no |  |  | 0 | 0 | 0 | 0
oh_line_TAP_OH_902324 |  | AN | node_8102301_200845994 | node_1409658_286_15376587_496 | 0.033 | unb_TAPWIRE_OH | 8102301 | no | no |  |  | no |  |  | 0 | 0 | 0 | 0
oh_line_TAP_OH_902325 |  | AN | node_8102301_200845997 | node_1410062_742_15376354_363 | 0.033 | unb_TAPWIRE_OH | 8102301 | no | no |  |  | no |  |  | 0 | 0 | 0 | 0
oh_line_TAP_OH_902342 |  | AN | node_8102301_200846041 | node_1387347_389_15383783_482 | 0.033 | unb_TAPWIRE_OH | 8102301 | no | no |  |  | no |  |  | 0 | 0 | 0 | 0
oh_line_TAP_OH_902343 |  | AN | node_8102301_200846044 | node_1387206_834_15384418_594 | 0.033 | unb_TAPWIRE_OH | 8102301 | no | no |  |  | no |  |  | 0 | 0 | 0 | 0
oh_line_TAP_OH_902344 |  | AN | node_8102301_200846048 | node_1387256_464_15384855_42 | 0.033 | unb_TAPWIRE_OH | 8102301 | no | no |  |  | no |  |  | 0 | 0 | 0 | 0
oh_line_TAP_OH_902347 |  | AN | node_8102301_200846057 | node_1379298_57_15391467_2 | 0.033 | unb_TAPWIRE_OH | 8102301 | no | no |  |  | no |  |  | 0 | 0 | 0 | 0
oh_line_TAP_OH_902348 |  | AN | node_8102301_200846059 | node_1387867_215_15391725_628 | 0.033 | unb_TAPWIRE_OH | 8102301 | no | no |  |  | no |  |  | 0 | 0 | 0 | 0
oh_line_TAP_OH_902349 |  | AN | node_8102301_200846064 | node_1389031_066_15391804_869 | 0.033 | unb_TAPWIRE_OH | 8102301 | no | no |  |  | no |  |  | 0 | 0 | 0 | 0
oh_line_TAP_OH_902350 |  | AN | node_8102301_200846065 | node_1388877_164_15392126_525 | 0.033 | unb_TAPWIRE_OH | 8102301 | no | no |  |  | no |  |  | 0 | 0 | 0 | 0
oh_line_TAP_OH_902351 |  | AN | node_8102301_200846066 | node_1389123_596_15391443_527 | 0.033 | unb_TAPWIRE_OH | 8102301 | no | no |  |  | no |  |  | 0 | 0 | 0 | 0
oh_line_TAP_OH_902352 |  | AN | node_8102301_200846069 | node_1380869_476_15381183_287 | 0.033 | unb_TAPWIRE_OH | 8102301 | no | no |  |  | no |  |  | 0 | 0 | 0 | 0
oh_line_TAP_OH_902353 |  | AN | node_8102301_200846075 | node_1380683_448_15380290_279 | 0.033 | unb_TAPWIRE_OH | 8102301 | no | no |  |  | no |  |  | 0 | 0 | 0 | 0
oh_line_TAP_OH_902354 |  | AN | node_8102301_200846078 | node_1386280_848_15406384_604 | 0.033 | unb_TAPWIRE_OH | 8102301 | no | no |  |  | no |  |  | 0 | 0 | 0 | 0
oh_line_TAP_OH_902355 |  | AN | node_8102301_200846086 | node_1386676_473_15404733_729 | 0.033 | unb_TAPWIRE_OH | 8102301 | no | no |  |  | no |  |  | 0 | 0 | 0 | 0
oh_line_TAP_OH_902356 |  | AN | node_8102301_200846087 | node_1386090_633_15405405_134 | 0.033 | unb_TAPWIRE_OH | 8102301 | no | no |  |  | no |  |  | 0 | 0 | 0 | 0
oh_line_TAP_OH_902357 |  | AN | node_8102301_200846088 | node_1385807_035_15405326_947 | 0.033 | unb_TAPWIRE_OH | 8102301 | no | no |  |  | no |  |  | 0 | 0 | 0 | 0
oh_line_TAP_OH_902358 |  | AN | node_8102301_200846093 | node_1393859_195_15397304_975 | 0.033 | unb_TAPWIRE_OH | 8102301 | no | no |  |  | no |  |  | 0 | 0 | 0 | 0
oh_line_TAP_OH_902359 |  | AN | node_8102301_200846095 | node_1393280_705_15397102_033 | 0.033 | unb_TAPWIRE_OH | 8102301 | no | no |  |  | no |  |  | 0 | 0 | 0 | 0
oh_line_TAP_OH_902360 |  | AN | node_8102301_200846097 | node_1395823_407_15397632_87 | 0.033 | unb_TAPWIRE_OH | 8102301 | no | no |  |  | no |  |  | 0 | 0 | 0 | 0
oh_line_TAP_OH_902361 |  | AN | node_8102301_200846099 | node_1395407_867_15397595_924 | 0.033 | unb_TAPWIRE_OH | 8102301 | no | no |  |  | no |  |  | 0 | 0 | 0 | 0
oh_line_TAP_OH_902362 |  | AN | node_8102301_200846102 | node_1394693_415_15397512_512 | 0.033 | unb_TAPWIRE_OH | 8102301 | no | no |  |  | no |  |  | 0 | 0 | 0 | 0
oh_line_TAP_OH_902363 |  | AN | node_8102301_200846104 | node_1389942_094_15401240_269 | 0.033 | unb_TAPWIRE_OH | 8102301 | no | no |  |  | no |  |  | 0 | 0 | 0 | 0
oh_line_TAP_OH_902364 |  | AN | node_8102301_200846105 | node_1389545_814_15401239_947 | 0.033 | unb_TAPWIRE_OH | 8102301 | no | no |  |  | no |  |  | 0 | 0 | 0 | 0
oh_line_TAP_OH_902365 |  | AN | node_8102301_200846107 | node_1389282_089_15401248_343 | 0.033 | unb_TAPWIRE_OH | 8102301 | no | no |  |  | no |  |  | 0 | 0 | 0 | 0
oh_line_TAP_OH_902366 |  | AN | node_8102301_200846108 | node_1388997_428_15401257_107 | 0.033 | unb_TAPWIRE_OH | 8102301 | no | no |  |  | no |  |  | 0 | 0 | 0 | 0
oh_line_TAP_OH_902367 |  | AN | node_8102301_200846109 | node_1388714_551_15401302_228 | 0.033 | unb_TAPWIRE_OH | 8102301 | no | no |  |  | no |  |  | 0 | 0 | 0 | 0
oh_line_TAP_OH_902368 |  | AN | node_8102301_200846112 | node_1388100_691_15401252_745 | 0.033 | unb_TAPWIRE_OH | 8102301 | no | no |  |  | no |  |  | 0 | 0 | 0 | 0
oh_line_TAP_OH_902369 |  | AN | node_8102301_200846115 | node_1387559_253_15401897_018 | 0.033 | unb_TAPWIRE_OH | 8102301 | no | no |  |  | no |  |  | 0 | 0 | 0 | 0
oh_line_TAP_OH_902370 |  | AN | node_8102301_200846118 | node_1382387_331_15383892_405 | 0.033 | unb_TAPWIRE_OH | 8102301 | no | no |  |  | no |  |  | 0 | 0 | 0 | 0
oh_line_TAP_OH_902371 |  | AN | node_8102301_200846121 | node_1380511_384_15383459_024 | 0.033 | unb_TAPWIRE_OH | 8102301 | no | no |  |  | no |  |  | 0 | 0 | 0 | 0
oh_line_TAP_OH_902372 |  | AN | node_8102301_200846123 | node_1380905_85_15383475_784 | 0.033 | unb_TAPWIRE_OH | 8102301 | no | no |  |  | no |  |  | 0 | 0 | 0 | 0
oh_line_TAP_OH_902373 |  | AN | node_8102301_200846124 | node_1381167_226_15383476_789 | 0.033 | unb_TAPWIRE_OH | 8102301 | no | no |  |  | no |  |  | 0 | 0 | 0 | 0
oh_line_TAP_OH_902374 |  | AN | node_8102301_200846130 | node_1406731_33_15380747_889 | 0.033 | unb_TAPWIRE_OH | 8102301 | no | no |  |  | no |  |  | 0 | 0 | 0 | 0
oh_line_TAP_OH_902375 |  | AN | node_8102301_200846132 | node_1390001_148_15399103_33 | 0.033 | unb_TAPWIRE_OH | 8102301 | no | no |  |  | no |  |  | 0 | 0 | 0 | 0
oh_line_TAP_OH_902376 |  | AN | node_8102301_200846135 | node_1390676_062_15398362_912 | 0.033 | unb_TAPWIRE_OH | 8102301 | no | no |  |  | no |  |  | 0 | 0 | 0 | 0
oh_line_TAP_OH_902377 |  | AN | node_8102301_200846141 | node_1390033_297_15381522_979 | 0.033 | unb_TAPWIRE_OH | 8102301 | no | no |  |  | no |  |  | 0 | 0 | 0 | 0
oh_line_TAP_OH_902378 |  | AN | node_8102301_200846143 | node_1389962_257_15381955_74 | 0.033 | unb_TAPWIRE_OH | 8102301 | no | no |  |  | no |  |  | 0 | 0 | 0 | 0
oh_line_TAP_OH_902379 |  | AN | node_8102301_200846144 | node_1383456_398_15393071_737 | 0.033 | unb_TAPWIRE_OH | 8102301 | no | no |  |  | no |  |  | 0 | 0 | 0 | 0
oh_line_TAP_OH_902380 |  | AN | node_8102301_200846146 | node_1384011_411_15392534_529 | 0.033 | unb_TAPWIRE_OH | 8102301 | no | no |  |  | no |  |  | 0 | 0 | 0 | 0
oh_line_TAP_OH_902381 |  | AN | node_8102301_200846148 | node_1383619_605_15392705_102 | 0.033 | unb_TAPWIRE_OH | 8102301 | no | no |  |  | no |  |  | 0 | 0 | 0 | 0
oh_line_TAP_OH_902382 |  | AN | node_8102301_200846150 | node_1383327_429_15393019_832 | 0.033 | unb_TAPWIRE_OH | 8102301 | no | no |  |  | no |  |  | 0 | 0 | 0 | 0
oh_line_TAP_OH_902383 |  | AN | node_8102301_200846151 | node_1383126_807_15393128_179 | 0.033 | unb_TAPWIRE_OH | 8102301 | no | no |  |  | no |  |  | 0 | 0 | 0 | 0
oh_line_TAP_OH_902385 |  | AN | node_8102301_200846154 | node_1385082_993_15391551_969 | 0.033 | unb_TAPWIRE_OH | 8102301 | no | no |  |  | no |  |  | 0 | 0 | 0 | 0
oh_line_TAP_OH_902386 |  | AN | node_8102301_200846156 | node_1384847_2_15391773_686 | 0.033 | unb_TAPWIRE_OH | 8102301 | no | no |  |  | no |  |  | 0 | 0 | 0 | 0
oh_line_TAP_OH_902387 |  | AN | node_8102301_200846159 | node_1384611_45_15392045_362 | 0.033 | unb_TAPWIRE_OH | 8102301 | no | no |  |  | no |  |  | 0 | 0 | 0 | 0
oh_line_TAP_OH_902388 |  | AN | node_8102301_200846161 | node_1384280_456_15392136_448 | 0.033 | unb_TAPWIRE_OH | 8102301 | no | no |  |  | no |  |  | 0 | 0 | 0 | 0
oh_line_TAP_OH_902389 |  | AN | node_8102301_200846166 | node_1397256_952_15397358_077 | 0.033 | unb_TAPWIRE_OH | 8102301 | no | no |  |  | no |  |  | 0 | 0 | 0 | 0
oh_line_TAP_OH_902390 |  | AN | node_8102301_200846170 | node_1408627_484_15376020_37 | 0.033 | unb_TAPWIRE_OH | 8102301 | no | no |  |  | no |  |  | 0 | 0 | 0 | 0
oh_line_TAP_OH_902391 |  | AN | node_8102301_200846172 | node_1408651_951_15376281_711 | 0.033 | unb_TAPWIRE_OH | 8102301 | no | no |  |  | no |  |  | 0 | 0 | 0 | 0
oh_line_TAP_OH_902392 |  | AN | node_8102301_200846174 | node_1407878_936_15376115_568 | 0.033 | unb_TAPWIRE_OH | 8102301 | no | no |  |  | no |  |  | 0 | 0 | 0 | 0
oh_line_TAP_OH_902393 |  | AN | node_8102301_200846179 | node_1407719_07_15376649_19 | 0.033 | unb_TAPWIRE_OH | 8102301 | no | no |  |  | no |  |  | 0 | 0 | 0 | 0
oh_line_TAP_OH_902394 |  | AN | node_8102301_200846181 | node_1407687_674_15377277_172 | 0.033 | unb_TAPWIRE_OH | 8102301 | no | no |  |  | no |  |  | 0 | 0 | 0 | 0
oh_line_TAP_OH_902395 |  | AN | node_8102301_200846182 | node_1407726_137_15377625_894 | 0.033 | unb_TAPWIRE_OH | 8102301 | no | no |  |  | no |  |  | 0 | 0 | 0 | 0
oh_line_TAP_OH_902396 |  | AN | node_8102301_200846184 | node_1407539_989_15378288_378 | 0.033 | unb_TAPWIRE_OH | 8102301 | no | no |  |  | no |  |  | 0 | 0 | 0 | 0
oh_line_TAP_OH_902397 |  | AN | node_8102301_200846189 | node_1407381_799_15378938_263 | 0.033 | unb_TAPWIRE_OH | 8102301 | no | no |  |  | no |  |  | 0 | 0 | 0 | 0
oh_line_TAP_OH_902398 |  | AN | node_8102301_200846191 | node_1406719_112_15378774_231 | 0.033 | unb_TAPWIRE_OH | 8102301 | no | no |  |  | no |  |  | 0 | 0 | 0 | 0
oh_line_TAP_OH_902399 |  | AN | node_8102301_200846192 | node_1407045_856_15379338_025 | 0.033 | unb_TAPWIRE_OH | 8102301 | no | no |  |  | no |  |  | 0 | 0 | 0 | 0
oh_line_TAP_OH_902400 |  | AN | node_8102301_200846195 | node_1407792_452_15379457_201 | 0.033 | unb_TAPWIRE_OH | 8102301 | no | no |  |  | no |  |  | 0 | 0 | 0 | 0
oh_line_TAP_OH_902401 |  | AN | node_8102301_200846204 | node_1385821_908_15390284_774 | 0.033 | unb_TAPWIRE_OH | 8102301 | no | no |  |  | no |  |  | 0 | 0 | 0 | 0
oh_line_TAP_OH_902402 |  | AN | node_8102301_200846205 | node_1381461_546_15387885_135 | 0.033 | unb_TAPWIRE_OH | 8102301 | no | no |  |  | no |  |  | 0 | 0 | 0 | 0
oh_line_TAP_OH_902403 |  | AN | node_8102301_200846209 | node_1382213_086_15388249_551 | 0.033 | unb_TAPWIRE_OH | 8102301 | no | no |  |  | no |  |  | 0 | 0 | 0 | 0
oh_line_TAP_OH_902404 |  | AN | node_8102301_200846212 | node_1382823_767_15388445_546 | 0.033 | unb_TAPWIRE_OH | 8102301 | no | no |  |  | no |  |  | 0 | 0 | 0 | 0
oh_line_TAP_OH_902405 |  | AN | node_8102301_200846215 | node_1383324_067_15388617_457 | 0.033 | unb_TAPWIRE_OH | 8102301 | no | no |  |  | no |  |  | 0 | 0 | 0 | 0
oh_line_TAP_OH_902406 |  | AN | node_8102301_200846216 | node_1383631_472_15388720_648 | 0.033 | unb_TAPWIRE_OH | 8102301 | no | no |  |  | no |  |  | 0 | 0 | 0 | 0
oh_line_TAP_OH_902407 |  | AN | node_8102301_200846218 | node_1384103_849_15388991_942 | 0.033 | unb_TAPWIRE_OH | 8102301 | no | no |  |  | no |  |  | 0 | 0 | 0 | 0
oh_line_TAP_OH_902408 |  | AN | node_8102301_200846221 | node_1378951_83_15386458_684 | 0.033 | unb_TAPWIRE_OH | 8102301 | no | no |  |  | no |  |  | 0 | 0 | 0 | 0
oh_line_TAP_OH_902409 |  | AN | node_8102301_200846222 | node_1384833_297_15389505_384 | 0.033 | unb_TAPWIRE_OH | 8102301 | no | no |  |  | no |  |  | 0 | 0 | 0 | 0
oh_line_TAP_OH_902410 |  | AN | node_8102301_200846225 | node_1384883_111_15389833_378 | 0.033 | unb_TAPWIRE_OH | 8102301 | no | no |  |  | no |  |  | 0 | 0 | 0 | 0
oh_line_TAP_OH_902411 |  | AN | node_8102301_200846227 | node_1385359_814_15390043_1 | 0.033 | unb_TAPWIRE_OH | 8102301 | no | no |  |  | no |  |  | 0 | 0 | 0 | 0
oh_line_TAP_OH_902412 |  | AN | node_8102301_200846228 | node_1385599_409_15390292_467 | 0.033 | unb_TAPWIRE_OH | 8102301 | no | no |  |  | no |  |  | 0 | 0 | 0 | 0
oh_line_TAP_OH_902413 |  | AN | node_8102301_200846230 | node_1385886_894_15390538_816 | 0.033 | unb_TAPWIRE_OH | 8102301 | no | no |  |  | no |  |  | 0 | 0 | 0 | 0
oh_line_TAP_OH_902414 |  | AN | node_8102301_200846234 | node_1386566_947_15391334_223 | 0.033 | unb_TAPWIRE_OH | 8102301 | no | no |  |  | no |  |  | 0 | 0 | 0 | 0
oh_line_TAP_OH_902415 |  | AN | node_8102301_200846235 | node_1387075_544_15391585_737 | 0.033 | unb_TAPWIRE_OH | 8102301 | no | no |  |  | no |  |  | 0 | 0 | 0 | 0
oh_line_TAP_OH_902416 |  | AN | node_8102301_200846236 | node_1386760_579_15391681_191 | 0.033 | unb_TAPWIRE_OH | 8102301 | no | no |  |  | no |  |  | 0 | 0 | 0 | 0
oh_line_TAP_OH_902417 |  | AN | node_8102301_200846238 | node_1387243_652_15391944_155 | 0.033 | unb_TAPWIRE_OH | 8102301 | no | no |  |  | no |  |  | 0 | 0 | 0 | 0
oh_line_TAP_OH_902418 |  | AN | node_8102301_200846240 | node_1387509_452_15392251_614 | 0.033 | unb_TAPWIRE_OH | 8102301 | no | no |  |  | no |  |  | 0 | 0 | 0 | 0
oh_line_TAP_OH_902419 |  | AN | node_8102301_200846242 | node_1387734_018_15392605_108 | 0.033 | unb_TAPWIRE_OH | 8102301 | no | no |  |  | no |  |  | 0 | 0 | 0 | 0
oh_line_TAP_OH_902420 |  | AN | node_8102301_200846243 | node_1387955_442_15392954_755 | 0.033 | unb_TAPWIRE_OH | 8102301 | no | no |  |  | no |  |  | 0 | 0 | 0 | 0
oh_line_TAP_OH_902421 |  | AN | node_8102301_200846244 | node_1388101_995_15393310_733 | 0.033 | unb_TAPWIRE_OH | 8102301 | no | no |  |  | no |  |  | 0 | 0 | 0 | 0
oh_line_TAP_OH_902422 |  | AN | node_8102301_200846247 | node_1388666_859_15393931_346 | 0.033 | unb_TAPWIRE_OH | 8102301 | no | no |  |  | no |  |  | 0 | 0 | 0 | 0
oh_line_TAP_OH_902423 |  | AN | node_8102301_200846251 | node_1389233_977_15394778_141 | 0.033 | unb_TAPWIRE_OH | 8102301 | no | no |  |  | no |  |  | 0 | 0 | 0 | 0
oh_line_TAP_OH_902424 |  | AN | node_8102301_200846255 | node_1379635_772_15386917_249 | 0.033 | unb_TAPWIRE_OH | 8102301 | no | no |  |  | no |  |  | 0 | 0 | 0 | 0
oh_line_TAP_OH_902425 |  | AN | node_8102301_200846259 | node_1389882_388_15397071_825 | 0.033 | unb_TAPWIRE_OH | 8102301 | no | no |  |  | no |  |  | 0 | 0 | 0 | 0
oh_line_TAP_OH_902426 |  | AN | node_8102301_200846267 | node_1389806_868_15399390_962 | 0.033 | unb_TAPWIRE_OH | 8102301 | no | no |  |  | no |  |  | 0 | 0 | 0 | 0
oh_line_TAP_OH_902427 |  | AN | node_8102301_200846271 | node_1379887_369_15387082_03 | 0.033 | unb_TAPWIRE_OH | 8102301 | no | no |  |  | no |  |  | 0 | 0 | 0 | 0
oh_line_TAP_OH_902428 |  | AN | node_8102301_200846272 | node_1388705_589_15400107_005 | 0.033 | unb_TAPWIRE_OH | 8102301 | no | no |  |  | no |  |  | 0 | 0 | 0 | 0
oh_line_TAP_OH_902429 |  | AN | node_8102301_200846273 | node_1388687_446_15399763_464 | 0.033 | unb_TAPWIRE_OH | 8102301 | no | no |  |  | no |  |  | 0 | 0 | 0 | 0
oh_line_TAP_OH_902430 |  | AN | node_8102301_200846274 | node_1388475_672_15400147_692 | 0.033 | unb_TAPWIRE_OH | 8102301 | no | no |  |  | no |  |  | 0 | 0 | 0 | 0
oh_line_TAP_OH_902431 |  | AN | node_8102301_200846279 | node_1380961_449_15387657_928 | 0.033 | unb_TAPWIRE_OH | 8102301 | no | no |  |  | no |  |  | 0 | 0 | 0 | 0
oh_line_TAP_OH_902432 |  | AN | node_8102301_200846286 | node_1390794_935_15393809_248 | 0.033 | unb_TAPWIRE_OH | 8102301 | no | no |  |  | no |  |  | 0 | 0 | 0 | 0
oh_line_TAP_OH_902433 |  | AN | node_8102301_200846287 | node_1387260_388_15380433_63 | 0.033 | unb_TAPWIRE_OH | 8102301 | no | no |  |  | no |  |  | 0 | 0 | 0 | 0
oh_line_TAP_OH_902434 |  | AN | node_8102301_200846289 | node_1386760_703_15383106_687 | 0.033 | unb_TAPWIRE_OH | 8102301 | no | no |  |  | no |  |  | 0 | 0 | 0 | 0
oh_line_TAP_OH_902435 |  | AN | node_8102301_200846290 | node_1386451_796_15383118_444 | 0.033 | unb_TAPWIRE_OH | 8102301 | no | no |  |  | no |  |  | 0 | 0 | 0 | 0
oh_line_TAP_OH_902436 |  | AN | node_8102301_200846291 | node_1385939_082_15383132_99 | 0.033 | unb_TAPWIRE_OH | 8102301 | no | no |  |  | no |  |  | 0 | 0 | 0 | 0
oh_line_TAP_OH_902437 |  | AN | node_8102301_200846296 | node_1384932_003_15383161_449 | 0.033 | unb_TAPWIRE_OH | 8102301 | no | no |  |  | no |  |  | 0 | 0 | 0 | 0
oh_line_TAP_OH_902438 |  | AN | node_8102301_200846300 | node_1383790_854_15383273_712 | 0.033 | unb_TAPWIRE_OH | 8102301 | no | no |  |  | no |  |  | 0 | 0 | 0 | 0
oh_line_TAP_OH_902439 |  | AN | node_8102301_200846304 | node_1383292_779_15383541_896 | 0.033 | unb_TAPWIRE_OH | 8102301 | no | no |  |  | no |  |  | 0 | 0 | 0 | 0
oh_line_TAP_OH_902440 |  | AN | node_8102301_200846305 | node_1387166_408_15380656_277 | 0.033 | unb_TAPWIRE_OH | 8102301 | no | no |  |  | no |  |  | 0 | 0 | 0 | 0
oh_line_TAP_OH_902442 |  | AN | node_8102301_200846307 | node_1383207_513_15383430_254 | 0.033 | unb_TAPWIRE_OH | 8102301 | no | no |  |  | no |  |  | 0 | 0 | 0 | 0
oh_line_TAP_OH_902443 |  | AN | node_8102301_200846308 | node_1382865_108_15383451_531 | 0.033 | unb_TAPWIRE_OH | 8102301 | no | no |  |  | no |  |  | 0 | 0 | 0 | 0
oh_line_TAP_OH_902444 |  | AN | node_8102301_200846313 | node_1387206_726_15382513_849 | 0.033 | unb_TAPWIRE_OH | 8102301 | no | no |  |  | no |  |  | 0 | 0 | 0 | 0
oh_line_TAP_OH_902445 |  | AN | node_8102301_200846315 | node_1387030_365_15383099_46 | 0.033 | unb_TAPWIRE_OH | 8102301 | no | no |  |  | no |  |  | 0 | 0 | 0 | 0
oh_line_TAP_OH_902446 |  | AN | node_8102301_200846317 | node_1401545_675_15380335_353 | 0.033 | unb_TAPWIRE_OH | 8102301 | no | no |  |  | no |  |  | 0 | 0 | 0 | 0
oh_line_TAP_OH_902448 |  | AN | node_8102301_200846322 | node_1401449_943_15381019_931 | 0.033 | unb_TAPWIRE_OH | 8102301 | no | no |  |  | no |  |  | 0 | 0 | 0 | 0
oh_line_TAP_OH_902449 |  | AN | node_8102301_200846323 | node_1401410_049_15381378_131 | 0.033 | unb_TAPWIRE_OH | 8102301 | no | no |  |  | no |  |  | 0 | 0 | 0 | 0
oh_line_TAP_OH_902450 |  | AN | node_8102301_200846325 | node_1401318_82_15381582_387 | 0.033 | unb_TAPWIRE_OH | 8102301 | no | no |  |  | no |  |  | 0 | 0 | 0 | 0
oh_line_TAP_OH_902451 |  | AN | node_8102301_200846332 | node_1401573_884_15383775_257 | 0.033 | unb_TAPWIRE_OH | 8102301 | no | no |  |  | no |  |  | 0 | 0 | 0 | 0
oh_line_TAP_OH_902452 |  | AN | node_8102301_200846334 | node_1402091_293_15384855_312 | 0.033 | unb_TAPWIRE_OH | 8102301 | no | no |  |  | no |  |  | 0 | 0 | 0 | 0
oh_line_TAP_OH_902453 |  | AN | node_8102301_200846339 | node_1402393_305_15386080_531 | 0.033 | unb_TAPWIRE_OH | 8102301 | no | no |  |  | no |  |  | 0 | 0 | 0 | 0
oh_line_TAP_OH_902454 |  | AN | node_8102301_200846340 | node_1402332_244_15386588_652 | 0.033 | unb_TAPWIRE_OH | 8102301 | no | no |  |  | no |  |  | 0 | 0 | 0 | 0
oh_line_TAP_OH_902456 |  | AN | node_8102301_200846345 | node_1403131_831_15387618_483 | 0.033 | unb_TAPWIRE_OH | 8102301 | no | no |  |  | no |  |  | 0 | 0 | 0 | 0
oh_line_TAP_OH_902457 |  | AN | node_8102301_200846347 | node_1403427_464_15387954_193 | 0.033 | unb_TAPWIRE_OH | 8102301 | no | no |  |  | no |  |  | 0 | 0 | 0 | 0
oh_line_TAP_OH_902458 |  | AN | node_8102301_200846351 | node_1403959_348_15388675_92 | 0.033 | unb_TAPWIRE_OH | 8102301 | no | no |  |  | no |  |  | 0 | 0 | 0 | 0
oh_line_TAP_OH_902459 |  | AN | node_8102301_200846352 | node_1404119_911_15388931_624 | 0.033 | unb_TAPWIRE_OH | 8102301 | no | no |  |  | no |  |  | 0 | 0 | 0 | 0
oh_line_TAP_OH_902460 |  | AN | node_8102301_200846356 | node_1404810_364_15390538_672 | 0.033 | unb_TAPWIRE_OH | 8102301 | no | no |  |  | no |  |  | 0 | 0 | 0 | 0
oh_line_TAP_OH_902461 |  | AN | node_8102301_200846359 | node_1405031_165_15391344_937 | 0.033 | unb_TAPWIRE_OH | 8102301 | no | no |  |  | no |  |  | 0 | 0 | 0 | 0
oh_line_TAP_OH_902462 |  | AN | node_8102301_200846360 | node_1405246_907_15391909_344 | 0.033 | unb_TAPWIRE_OH | 8102301 | no | no |  |  | no |  |  | 0 | 0 | 0 | 0
oh_line_TAP_OH_902463 |  | AN | node_8102301_200846361 | node_1405305_587_15392104_448 | 0.033 | unb_TAPWIRE_OH | 8102301 | no | no |  |  | no |  |  | 0 | 0 | 0 | 0
oh_line_TAP_OH_902464 |  | AN | node_8102301_200846362 | node_1405468_724_15392674_345 | 0.033 | unb_TAPWIRE_OH | 8102301 | no | no |  |  | no |  |  | 0 | 0 | 0 | 0
oh_line_TAP_OH_902465 |  | AN | node_8102301_200846363 | node_1405405_819_15392926_291 | 0.033 | unb_TAPWIRE_OH | 8102301 | no | no |  |  | no |  |  | 0 | 0 | 0 | 0
oh_line_TAP_OH_902466 |  | AN | node_8102301_200846364 | node_1405058_7_15392819_156 | 0.033 | unb_TAPWIRE_OH | 8102301 | no | no |  |  | no |  |  | 0 | 0 | 0 | 0
oh_line_TAP_OH_902467 |  | AN | node_8102301_200846365 | node_1405486_866_15393224_913 | 0.033 | unb_TAPWIRE_OH | 8102301 | no | no |  |  | no |  |  | 0 | 0 | 0 | 0
oh_line_TAP_OH_902468 |  | AN | node_8102301_200846368 | node_1405744_972_15394172_712 | 0.033 | unb_TAPWIRE_OH | 8102301 | no | no |  |  | no |  |  | 0 | 0 | 0 | 0
oh_line_TAP_OH_902469 |  | AN | node_8102301_200846370 | node_1405771_387_15394535_093 | 0.033 | unb_TAPWIRE_OH | 8102301 | no | no |  |  | no |  |  | 0 | 0 | 0 | 0
oh_line_TAP_OH_902470 |  | AN | node_8102301_200846376 | node_1405887_674_15396196_831 | 0.033 | unb_TAPWIRE_OH | 8102301 | no | no |  |  | no |  |  | 0 | 0 | 0 | 0
oh_line_TAP_OH_902471 |  | AN | node_8102301_200846377 | node_1403470_133_15377284_445 | 0.033 | unb_TAPWIRE_OH | 8102301 | no | no |  |  | no |  |  | 0 | 0 | 0 | 0
oh_line_TAP_OH_902472 |  | AN | node_8102301_200846381 | node_1403254_098_15376849_084 | 0.033 | unb_TAPWIRE_OH | 8102301 | no | no |  |  | no |  |  | 0 | 0 | 0 | 0
oh_line_TAP_OH_902473 |  | AN | node_8102301_200846382 | node_1403413_105_15376581_52 | 0.033 | unb_TAPWIRE_OH | 8102301 | no | no |  |  | no |  |  | 0 | 0 | 0 | 0
oh_line_TAP_OH_902474 |  | AN | node_8102301_200846383 | node_1403299_715_15376294_975 | 0.033 | unb_TAPWIRE_OH | 8102301 | no | no |  |  | no |  |  | 0 | 0 | 0 | 0
oh_line_TAP_OH_902475 |  | AN | node_8102301_200846384 | node_1403342_32_15375950_478 | 0.033 | unb_TAPWIRE_OH | 8102301 | no | no |  |  | no |  |  | 0 | 0 | 0 | 0
oh_line_TAP_OH_902476 |  | AN | node_8102301_200846389 | node_1402255_158_15379805_05 | 0.033 | unb_TAPWIRE_OH | 8102301 | no | no |  |  | no |  |  | 0 | 0 | 0 | 0
oh_line_TAP_OH_902477 |  | AN | node_8102301_200846393 | node_1402498_051_15379252_213 | 0.033 | unb_TAPWIRE_OH | 8102301 | no | no |  |  | no |  |  | 0 | 0 | 0 | 0
oh_line_TAP_OH_902478 |  | AN | node_8102301_200846394 | node_1402496_039_15379010_863 | 0.033 | unb_TAPWIRE_OH | 8102301 | no | no |  |  | no |  |  | 0 | 0 | 0 | 0
oh_line_TAP_OH_902479 |  | AN | node_8102301_200846395 | node_1402671_365_15378685_958 | 0.033 | unb_TAPWIRE_OH | 8102301 | no | no |  |  | no |  |  | 0 | 0 | 0 | 0
oh_line_TAP_OH_902480 |  | AN | node_8102301_200846397 | node_1402762_322_15378298_938 | 0.033 | unb_TAPWIRE_OH | 8102301 | no | no |  |  | no |  |  | 0 | 0 | 0 | 0
oh_line_TAP_OH_902481 |  | AN | node_8102301_200846398 | node_1402862_406_15378022_917 | 0.033 | unb_TAPWIRE_OH | 8102301 | no | no |  |  | no |  |  | 0 | 0 | 0 | 0
oh_line_TAP_OH_902482 |  | ABCN | node_8102301_200846441 | node_1380880_515_15375858_586 | 0.033 | unb_TAPWIRE_OH | 8102301 | no | no |  |  | no |  |  | 0 | 0 | 0 | 0
oh_line_TAP_OH_902483 |  | ABCN | node_8102301_200846444 | node_1381180_056_15375672_184 | 0.033 | unb_TAPWIRE_OH | 8102301 | no | no |  |  | no |  |  | 0 | 0 | 0 | 0
oh_line_TAP_OH_902484 |  | ABCN | node_8102301_200846446 | node_1381397_907_15375512_126 | 0.033 | unb_TAPWIRE_OH | 8102301 | no | no |  |  | no |  |  | 0 | 0 | 0 | 0
oh_line_TAP_OH_902485 |  | ABCN | node_8102301_200846450 | node_1381937_111_15375113_571 | 0.033 | unb_TAPWIRE_OH | 8102301 | no | no |  |  | no |  |  | 0 | 0 | 0 | 0
oh_line_TAP_OH_902486 |  | ABCN | node_8102301_200846455 | node_1380316_321_15376205_461 | 0.033 | unb_TAPWIRE_OH | 8102301 | no | no |  |  | no |  |  | 0 | 0 | 0 | 0
oh_line_TAP_OH_902487 |  | ABCN | node_8102301_200846458 | node_1380596_005_15376006_458 | 0.033 | unb_TAPWIRE_OH | 8102301 | no | no |  |  | no |  |  | 0 | 0 | 0 | 0
oh_line_TAP_OH_902488 |  | AN | node_8102301_200846465 | node_1379800_39_15374916_112 | 0.033 | unb_TAPWIRE_OH | 8102301 | no | no |  |  | no |  |  | 0 | 0 | 0 | 0
oh_line_TAP_OH_902489 |  | AN | node_8102301_200846469 | node_1380067_259_15374628_375 | 0.033 | unb_TAPWIRE_OH | 8102301 | no | no |  |  | no |  |  | 0 | 0 | 0 | 0
oh_line_TAP_OH_902490 |  | AN | node_8102301_200846470 | node_1380224_803_15374594_883 | 0.033 | unb_TAPWIRE_OH | 8102301 | no | no |  |  | no |  |  | 0 | 0 | 0 | 0
oh_line_TAP_OH_902491 |  | AN | node_8102301_200846475 | node_1380490_105_15374399_712 | 0.033 | unb_TAPWIRE_OH | 8102301 | no | no |  |  | no |  |  | 0 | 0 | 0 | 0
oh_line_TAP_OH_902492 |  | ABCN | node_8102301_200846479 | node_1379335_083_15376069_142 | 0.033 | unb_TAPWIRE_OH | 8102301 | no | no |  |  | no |  |  | 0 | 0 | 0 | 0
oh_line_TAP_OH_902493 |  | AN | node_8102301_200846485 | node_1379573_036_15375580_217 | 0.033 | unb_TAPWIRE_OH | 8102301 | no | no |  |  | no |  |  | 0 | 0 | 0 | 0
oh_line_TAP_OH_902494 |  | AN | node_8102301_200846487 | node_1379662_572_15375330_352 | 0.033 | unb_TAPWIRE_OH | 8102301 | no | no |  |  | no |  |  | 0 | 0 | 0 | 0
oh_line_TAP_OH_902511 |  | ABCN | node_8102301_200846559 | node_1378259_424_15376012_539 | 0.033 | unb_TAPWIRE_OH | 8102301 | no | no |  |  | no |  |  | 0 | 0 | 0 | 0
oh_line_TAP_OH_902512 |  | ABCN | node_8102301_200846568 | node_1378908_433_15376062_76 | 0.033 | unb_TAPWIRE_OH | 8102301 | no | no |  |  | no |  |  | 0 | 0 | 0 | 0
oh_line_TAP_OH_902513 |  | ABCN | node_8102301_200846574 | node_1378665_116_15375977_825 | 0.033 | unb_TAPWIRE_OH | 8102301 | no | no |  |  | no |  |  | 0 | 0 | 0 | 0
oh_line_TAP_OH_902514 |  | ABCN | node_8102301_200846576 | node_1378423_643_15375960_441 | 0.033 | unb_TAPWIRE_OH | 8102301 | no | no |  |  | no |  |  | 0 | 0 | 0 | 0
oh_line_TAP_OH_902516 |  | ABCN | node_8102301_200846582 | node_1378525_307_15376139_594 | 0.033 | unb_TAPWIRE_OH | 8102301 | no | no |  |  | no |  |  | 0 | 0 | 0 | 0
oh_line_TAP_OH_902535 |  | ABCN | node_8102301_200846659 | node_1381095_474_15376566_069 | 0.033 | unb_TAPWIRE_OH | 8102301 | no | no |  |  | no |  |  | 0 | 0 | 0 | 0
oh_line_TAP_OH_902543 |  | AN | node_8102301_200846703 | node_1379727_382_15378131_366 | 0.033 | unb_TAPWIRE_OH | 8102301 | no | no |  |  | no |  |  | 0 | 0 | 0 | 0
oh_line_TAP_OH_902544 |  | AN | node_8102301_200846705 | node_1379718_556_15377705_154 | 0.033 | unb_TAPWIRE_OH | 8102301 | no | no |  |  | no |  |  | 0 | 0 | 0 | 0
oh_line_TAP_OH_902545 |  | ABN | node_8102301_200846706 | node_1379916_089_15378795_834 | 0.033 | unb_TAPWIRE_OH | 8102301 | no | no |  |  | no |  |  | 0 | 0 | 0 | 0
oh_line_TAP_OH_902547 |  | ABN | node_8102301_200846729 | node_1379283_699_15378173_955 | 0.033 | unb_TAPWIRE_OH | 8102301 | no | no |  |  | no |  |  | 0 | 0 | 0 | 0
oh_line_TAP_OH_902549 |  | ABN | node_8102301_200846740 | node_1379699_433_15377123_687 | 0.033 | unb_TAPWIRE_OH | 8102301 | no | no |  |  | no |  |  | 0 | 0 | 0 | 0
oh_line_TAP_OH_902550 |  | ABN | node_8102301_200846742 | node_1379580_645_15377521_686 | 0.033 | unb_TAPWIRE_OH | 8102301 | no | no |  |  | no |  |  | 0 | 0 | 0 | 0
oh_line_TAP_OH_902551 |  | ABCN | node_8102301_200846747 | node_1378145_562_15376529_481 | 0.033 | unb_TAPWIRE_OH | 8102301 | no | no |  |  | no |  |  | 0 | 0 | 0 | 0
oh_line_TAP_OH_909509 |  | ABCN | node_8102301_200875301 | node_1421219_501_15383114_136 | 0.033 | unb_TAPWIRE_OH | 8102301 | no | no |  |  | no |  |  | 0 | 0 | 0 | 0
oh_line_TAP_OH_909510 |  | ABCN | node_8102301_200875302 | node_1421507_146_15382507_273 | 0.033 | unb_TAPWIRE_OH | 8102301 | no | no |  |  | no |  |  | 0 | 0 | 0 | 0
oh_line_TAP_OH_909511 |  | ABCN | node_8102301_200875303 | node_1422037_3_15381518_307 | 0.033 | unb_TAPWIRE_OH | 8102301 | no | no |  |  | no |  |  | 0 | 0 | 0 | 0
oh_line_TAP_OH_909520 |  | AN | node_8102301_200875333 | node_1421584_455_15383211_316 | 0.033 | unb_TAPWIRE_OH | 8102301 | no | no |  |  | no |  |  | 0 | 0 | 0 | 0
oh_line_TAP_OH_909521 |  | AN | node_8102301_200875334 | node_1421653_99_15382876_949 | 0.033 | unb_TAPWIRE_OH | 8102301 | no | no |  |  | no |  |  | 0 | 0 | 0 | 0
oh_line_TAP_OH_909546 |  | ABCN | node_8102301_200875437 | node_1420701_077_15383368_238 | 0.033 | unb_TAPWIRE_OH | 8102301 | no | no |  |  | no |  |  | 0 | 0 | 0 | 0
oh_line_TAP_OH_909547 |  | AN | node_8102301_200875444 | node_1417539_123_15384505_325 | 0.033 | unb_TAPWIRE_OH | 8102301 | no | no |  |  | no |  |  | 0 | 0 | 0 | 0
oh_line_TAP_OH_909548 |  | AN | node_8102301_200875452 | node_1416433_173_15383181_623 | 0.033 | unb_TAPWIRE_OH | 8102301 | no | no |  |  | no |  |  | 0 | 0 | 0 | 0
oh_line_TAP_OH_909549 |  | ABCN | node_8102301_200875456 | node_1420258_691_15383422_637 | 0.033 | unb_TAPWIRE_OH | 8102301 | no | no |  |  | no |  |  | 0 | 0 | 0 | 0
oh_line_TAP_OH_909550 |  | ABCN | node_8102301_200875466 | node_1413897_538_15382865_536 | 0.033 | unb_TAPWIRE_OH | 8102301 | no | no |  |  | no |  |  | 0 | 0 | 0 | 0
oh_line_TAP_OH_909551 |  | ABCN | node_8102301_200875474 | node_1412323_883_15382456_617 | 0.033 | unb_TAPWIRE_OH | 8102301 | no | no |  |  | no |  |  | 0 | 0 | 0 | 0
oh_line_TAP_OH_909552 |  | ABCN | node_8102301_200875475 | node_1412079_777_15382420_903 | 0.033 | unb_TAPWIRE_OH | 8102301 | no | no |  |  | no |  |  | 0 | 0 | 0 | 0
oh_line_TAP_OH_909553 |  | ABCN | node_8102301_200875479 | node_1411369_382_15382176_156 | 0.033 | unb_TAPWIRE_OH | 8102301 | no | no |  |  | no |  |  | 0 | 0 | 0 | 0
oh_line_TAP_OH_909554 |  | ABCN | node_8102301_200875487 | node_1419118_628_15383321_866 | 0.033 | unb_TAPWIRE_OH | 8102301 | no | no |  |  | no |  |  | 0 | 0 | 0 | 0
oh_line_TAP_OH_909555 |  | AN | node_8102301_200875494 | node_1417932_549_15382837_558 | 0.033 | unb_TAPWIRE_OH | 8102301 | no | no |  |  | no |  |  | 0 | 0 | 0 | 0
oh_line_TAP_OH_909692 |  | AN | node_8102301_200875893 | node_1410394_991_15384205_527 | 0.033 | unb_TAPWIRE_OH | 8102301 | no | no |  |  | no |  |  | 0 | 0 | 0 | 0
oh_line_TAP_OH_909693 |  | AN | node_8102301_200875898 | node_1413479_598_15384463_368 | 0.033 | unb_TAPWIRE_OH | 8102301 | no | no |  |  | no |  |  | 0 | 0 | 0 | 0
oh_line_TAP_OH_909694 |  | AN | node_8102301_200875899 | node_1413171_933_15384299_306 | 0.033 | unb_TAPWIRE_OH | 8102301 | no | no |  |  | no |  |  | 0 | 0 | 0 | 0
oh_line_TAP_OH_909695 |  | AN | node_8102301_200875901 | node_1412265_351_15384147_175 | 0.033 | unb_TAPWIRE_OH | 8102301 | no | no |  |  | no |  |  | 0 | 0 | 0 | 0
oh_line_TAP_OH_909696 |  | AN | node_8102301_200875902 | node_1412119_582_15383965_371 | 0.033 | unb_TAPWIRE_OH | 8102301 | no | no |  |  | no |  |  | 0 | 0 | 0 | 0
oh_line_TAP_OH_909879 |  | AN | node_8102301_200876432 | node_1416030_284_15367069_691 | 0.033 | unb_TAPWIRE_OH | 8102301 | no | no |  |  | no |  |  | 0 | 0 | 0 | 0
oh_line_TAP_OH_909880 |  | AN | node_8102301_200876437 | node_1413142_86_15367846_714 | 0.033 | unb_TAPWIRE_OH | 8102301 | no | no |  |  | no |  |  | 0 | 0 | 0 | 0
oh_line_TAP_OH_909881 |  | AN | node_8102301_200876445 | node_1415094_33_15368275_894 | 0.033 | unb_TAPWIRE_OH | 8102301 | no | no |  |  | no |  |  | 0 | 0 | 0 | 0
oh_line_TAP_OH_909882 |  | AN | node_8102301_200876447 | node_1411280_962_15367770_75 | 0.033 | unb_TAPWIRE_OH | 8102301 | no | no |  |  | no |  |  | 0 | 0 | 0 | 0
oh_line_TAP_OH_909883 |  | AN | node_8102301_200876449 | node_1411915_28_15367795_179 | 0.033 | unb_TAPWIRE_OH | 8102301 | no | no |  |  | no |  |  | 0 | 0 | 0 | 0
oh_line_TAP_OH_909884 |  | AN | node_8102301_200876450 | node_1411957_991_15368146_134 | 0.033 | unb_TAPWIRE_OH | 8102301 | no | no |  |  | no |  |  | 0 | 0 | 0 | 0
oh_line_TAP_OH_909885 |  | AN | node_8102301_200876451 | node_1411865_709_15368532_415 | 0.033 | unb_TAPWIRE_OH | 8102301 | no | no |  |  | no |  |  | 0 | 0 | 0 | 0
oh_line_TAP_OH_909886 |  | AN | node_8102301_200876454 | node_1412363_193_15368512_912 | 0.033 | unb_TAPWIRE_OH | 8102301 | no | no |  |  | no |  |  | 0 | 0 | 0 | 0
oh_line_TAP_OH_909908 |  | AN | node_8102301_200876515 | node_1412342_63_15371478_585 | 0.033 | unb_TAPWIRE_OH | 8102301 | no | no |  |  | no |  |  | 0 | 0 | 0 | 0
oh_line_TAP_OH_909909 |  | AN | node_8102301_200876517 | node_1414904_615_15374041_253 | 0.033 | unb_TAPWIRE_OH | 8102301 | no | no |  |  | no |  |  | 0 | 0 | 0 | 0
oh_line_TAP_OH_909910 |  | AN | node_8102301_200876519 | node_1412528_002_15372879_498 | 0.033 | unb_TAPWIRE_OH | 8102301 | no | no |  |  | no |  |  | 0 | 0 | 0 | 0
oh_line_TAP_OH_909911 |  | AN | node_8102301_200876522 | node_1412138_383_15372258_05 | 0.033 | unb_TAPWIRE_OH | 8102301 | no | no |  |  | no |  |  | 0 | 0 | 0 | 0
oh_line_TAP_OH_909912 |  | AN | node_8102301_200876525 | node_1411888_33_15371852_144 | 0.033 | unb_TAPWIRE_OH | 8102301 | no | no |  |  | no |  |  | 0 | 0 | 0 | 0
oh_line_TAP_OH_909913 |  | AN | node_8102301_200876530 | node_1411687_863_15370878_329 | 0.033 | unb_TAPWIRE_OH | 8102301 | no | no |  |  | no |  |  | 0 | 0 | 0 | 0
oh_line_TAP_OH_909914 |  | AN | node_8102301_200876531 | node_1411698_122_15370590_5 | 0.033 | unb_TAPWIRE_OH | 8102301 | no | no |  |  | no |  |  | 0 | 0 | 0 | 0
oh_line_TAP_OH_909915 |  | AN | node_8102301_200876534 | node_1414400_798_15373318_415 | 0.033 | unb_TAPWIRE_OH | 8102301 | no | no |  |  | no |  |  | 0 | 0 | 0 | 0
oh_line_TAP_OH_909916 |  | AN | node_8102301_200876535 | node_1411744_161_15370167_872 | 0.033 | unb_TAPWIRE_OH | 8102301 | no | no |  |  | no |  |  | 0 | 0 | 0 | 0
oh_line_TAP_OH_909917 |  | AN | node_8102301_200876537 | node_1413783_928_15373714_738 | 0.033 | unb_TAPWIRE_OH | 8102301 | no | no |  |  | no |  |  | 0 | 0 | 0 | 0
oh_line_TAP_OH_909918 |  | AN | node_8102301_200876538 | node_1413410_054_15373716_196 | 0.033 | unb_TAPWIRE_OH | 8102301 | no | no |  |  | no |  |  | 0 | 0 | 0 | 0
oh_line_TAP_OH_909919 |  | AN | node_8102301_200876539 | node_1413110_62_15373714_265 | 0.033 | unb_TAPWIRE_OH | 8102301 | no | no |  |  | no |  |  | 0 | 0 | 0 | 0
oh_line_TAP_OH_909920 |  | AN | node_8102301_200876540 | node_1412873_529_15373640_05 | 0.033 | unb_TAPWIRE_OH | 8102301 | no | no |  |  | no |  |  | 0 | 0 | 0 | 0
oh_line_TAP_OH_909997 |  | AN | node_8102301_200876743 | node_1415555_238_15384441_365 | 0.033 | unb_TAPWIRE_OH | 8102301 | no | no |  |  | no |  |  | 0 | 0 | 0 | 0
oh_line_TAP_OH_909998 |  | AN | node_8102301_200876744 | node_1415872_045_15384346_11 | 0.033 | unb_TAPWIRE_OH | 8102301 | no | no |  |  | no |  |  | 0 | 0 | 0 | 0
oh_line_TAP_OH_909999 |  | AN | node_8102301_200876747 | node_1416119_418_15383921_372 | 0.033 | unb_TAPWIRE_OH | 8102301 | no | no |  |  | no |  |  | 0 | 0 | 0 | 0
oh_line_TAP_OH_910027 |  | AN | node_8102301_200876822 | node_1410923_712_15376118_966 | 0.033 | unb_TAPWIRE_OH | 8102301 | no | no |  |  | no |  |  | 0 | 0 | 0 | 0
oh_line_TAP_OH_910028 |  | AN | node_8102301_200876824 | node_1411101_452_15376394_401 | 0.033 | unb_TAPWIRE_OH | 8102301 | no | no |  |  | no |  |  | 0 | 0 | 0 | 0
oh_line_TAP_OH_910029 |  | AN | node_8102301_200876826 | node_1411725_441_15376423_719 | 0.033 | unb_TAPWIRE_OH | 8102301 | no | no |  |  | no |  |  | 0 | 0 | 0 | 0
oh_line_TAP_OH_910030 |  | AN | node_8102301_200876829 | node_1412178_452_15376436_862 | 0.033 | unb_TAPWIRE_OH | 8102301 | no | no |  |  | no |  |  | 0 | 0 | 0 | 0
oh_line_TAP_OH_910482 |  | AN | node_8102301_200878157 | node_1412118_666_15382046_664 | 0.033 | unb_TAPWIRE_OH | 8102301 | no | no |  |  | no |  |  | 0 | 0 | 0 | 0
oh_line_TAP_OH_910483 |  | AN | node_8102301_200878158 | node_1412273_613_15381828_875 | 0.033 | unb_TAPWIRE_OH | 8102301 | no | no |  |  | no |  |  | 0 | 0 | 0 | 0
oh_line_TAP_OH_910484 |  | AN | node_8102301_200878160 | node_1412309_347_15381555_932 | 0.033 | unb_TAPWIRE_OH | 8102301 | no | no |  |  | no |  |  | 0 | 0 | 0 | 0
oh_line_TAP_OH_910485 |  | AN | node_8102301_200878163 | node_1412736_44_15380632_444 | 0.033 | unb_TAPWIRE_OH | 8102301 | no | no |  |  | no |  |  | 0 | 0 | 0 | 0
oh_line_TAP_OH_910486 |  | AN | node_8102301_200878165 | node_1412934_864_15380127_359 | 0.033 | unb_TAPWIRE_OH | 8102301 | no | no |  |  | no |  |  | 0 | 0 | 0 | 0
oh_line_TAP_OH_910487 |  | AN | node_8102301_200878167 | node_1413015_978_15379733_918 | 0.033 | unb_TAPWIRE_OH | 8102301 | no | no |  |  | no |  |  | 0 | 0 | 0 | 0
oh_line_TAP_OH_910488 |  | AN | node_8102301_200878168 | node_1413305_253_15379437_547 | 0.033 | unb_TAPWIRE_OH | 8102301 | no | no |  |  | no |  |  | 0 | 0 | 0 | 0
oh_line_TAP_OH_910489 |  | AN | node_8102301_200878172 | node_1413686_449_15378369_307 | 0.033 | unb_TAPWIRE_OH | 8102301 | no | no |  |  | no |  |  | 0 | 0 | 0 | 0
oh_line_TAP_OH_910491 |  | AN | node_8102301_200878177 | node_1414399_518_15377415_74 | 0.033 | unb_TAPWIRE_OH | 8102301 | no | no |  |  | no |  |  | 0 | 0 | 0 | 0
oh_line_TAP_OH_910493 |  | AN | node_8102301_200878180 | node_1414267_197_15377823_312 | 0.033 | unb_TAPWIRE_OH | 8102301 | no | no |  |  | no |  |  | 0 | 0 | 0 | 0
oh_line_TAP_OH_910494 |  | AN | node_8102301_200878183 | node_1414906_703_15376893_183 | 0.033 | unb_TAPWIRE_OH | 8102301 | no | no |  |  | no |  |  | 0 | 0 | 0 | 0
oh_line_TAP_OH_910495 |  | AN | node_8102301_200878187 | node_1414290_793_15376592_585 | 0.033 | unb_TAPWIRE_OH | 8102301 | no | no |  |  | no |  |  | 0 | 0 | 0 | 0
oh_line_TAP_OH_910496 |  | AN | node_8102301_200878196 | node_1415067_165_15374450_548 | 0.033 | unb_TAPWIRE_OH | 8102301 | no | no |  |  | no |  |  | 0 | 0 | 0 | 0
oh_line_TAP_OH_910497 |  | AN | node_8102301_200878197 | node_1415108_867_15374065_869 | 0.033 | unb_TAPWIRE_OH | 8102301 | no | no |  |  | no |  |  | 0 | 0 | 0 | 0
oh_line_TAP_OH_910498 |  | AN | node_8102301_200878198 | node_1415448_328_15374186_26 | 0.033 | unb_TAPWIRE_OH | 8102301 | no | no |  |  | no |  |  | 0 | 0 | 0 | 0
oh_line_TAP_OH_910499 |  | AN | node_8102301_200878201 | node_1415673_884_15373832_794 | 0.033 | unb_TAPWIRE_OH | 8102301 | no | no |  |  | no |  |  | 0 | 0 | 0 | 0
oh_line_TAP_OH_910500 |  | AN | node_8102301_200878203 | node_1415600_816_15373266_503 | 0.033 | unb_TAPWIRE_OH | 8102301 | no | no |  |  | no |  |  | 0 | 0 | 0 | 0
oh_line_TAP_OH_910501 |  | AN | node_8102301_200878206 | node_1416240_087_15372699_871 | 0.033 | unb_TAPWIRE_OH | 8102301 | no | no |  |  | no |  |  | 0 | 0 | 0 | 0
oh_line_TAP_OH_910502 |  | AN | node_8102301_200878208 | node_1417004_75_15372474_729 | 0.033 | unb_TAPWIRE_OH | 8102301 | no | no |  |  | no |  |  | 0 | 0 | 0 | 0
oh_line_TAP_OH_910503 |  | AN | node_8102301_200878212 | node_1418422_347_15371916_514 | 0.033 | unb_TAPWIRE_OH | 8102301 | no | no |  |  | no |  |  | 0 | 0 | 0 | 0
oh_line_TAP_OH_910504 |  | AN | node_8102301_200878214 | node_1418821_379_15371680_025 | 0.033 | unb_TAPWIRE_OH | 8102301 | no | no |  |  | no |  |  | 0 | 0 | 0 | 0
oh_line_TAP_OH_910505 |  | AN | node_8102301_200878216 | node_1419417_741_15371297_837 | 0.033 | unb_TAPWIRE_OH | 8102301 | no | no |  |  | no |  |  | 0 | 0 | 0 | 0
oh_line_TAP_OH_910506 |  | AN | node_8102301_200878218 | node_1419709_386_15370652_505 | 0.033 | unb_TAPWIRE_OH | 8102301 | no | no |  |  | no |  |  | 0 | 0 | 0 | 0
oh_line_TAP_OH_912984 |  | AN | node_8102301_200886753 | node_1385277_369_15406566_254 | 0.033 | unb_TAPWIRE_OH | 8102301 | no | no |  |  | no |  |  | 0 | 0 | 0 | 0
oh_line_TAP_OH_912985 |  | AN | node_8102301_200886755 | node_1385657_337_15407198_058 | 0.033 | unb_TAPWIRE_OH | 8102301 | no | no |  |  | no |  |  | 0 | 0 | 0 | 0
oh_line_TAP_OH_912986 |  | AN | node_8102301_200886757 | node_1385938_156_15407545_347 | 0.033 | unb_TAPWIRE_OH | 8102301 | no | no |  |  | no |  |  | 0 | 0 | 0 | 0
oh_line_TAP_OH_912987 |  | AN | node_8102301_200886759 | node_1386116_808_15407637_127 | 0.033 | unb_TAPWIRE_OH | 8102301 | no | no |  |  | no |  |  | 0 | 0 | 0 | 0
oh_line_TAP_OH_912988 |  | AN | node_8102301_200886763 | node_1386732_077_15408264_549 | 0.033 | unb_TAPWIRE_OH | 8102301 | no | no |  |  | no |  |  | 0 | 0 | 0 | 0
oh_line_TAP_OH_912989 |  | AN | node_8102301_200886764 | node_1386906_289_15408535_188 | 0.033 | unb_TAPWIRE_OH | 8102301 | no | no |  |  | no |  |  | 0 | 0 | 0 | 0
oh_line_TAP_OH_912990 |  | AN | node_8102301_200886766 | node_1386786_253_15408964_27 | 0.033 | unb_TAPWIRE_OH | 8102301 | no | no |  |  | no |  |  | 0 | 0 | 0 | 0
oh_line_TAP_OH_912991 |  | AN | node_8102301_200886767 | node_1387035_953_15408740_3 | 0.033 | unb_TAPWIRE_OH | 8102301 | no | no |  |  | no |  |  | 0 | 0 | 0 | 0
oh_line_TAP_OH_912992 |  | AN | node_8102301_200886768 | node_1387247_11_15409070_525 | 0.033 | unb_TAPWIRE_OH | 8102301 | no | no |  |  | no |  |  | 0 | 0 | 0 | 0
oh_line_TAP_OH_912993 |  | AN | node_8102301_200886773 | node_1387551_757_15410211_007 | 0.033 | unb_TAPWIRE_OH | 8102301 | no | no |  |  | no |  |  | 0 | 0 | 0 | 0
oh_line_TAP_OH_912994 |  | AN | node_8102301_200886778 | node_1388701_317_15411507_942 | 0.033 | unb_TAPWIRE_OH | 8102301 | no | no |  |  | no |  |  | 0 | 0 | 0 | 0
oh_line_TAP_OH_912995 |  | AN | node_8102301_200886785 | node_1389368_658_15412291_115 | 0.033 | unb_TAPWIRE_OH | 8102301 | no | no |  |  | no |  |  | 0 | 0 | 0 | 0
oh_line_TAP_OH_912997 |  | AN | node_8102301_200886788 | node_1390059_218_15412567_838 | 0.033 | unb_TAPWIRE_OH | 8102301 | no | no |  |  | no |  |  | 0 | 0 | 0 | 0
oh_line_TAP_OH_912998 |  | AN | node_8102301_200886790 | node_1390725_228_15413282_056 | 0.033 | unb_TAPWIRE_OH | 8102301 | no | no |  |  | no |  |  | 0 | 0 | 0 | 0
oh_line_TAP_OH_912999 |  | AN | node_8102301_200886791 | node_1390985_672_15413509_674 | 0.033 | unb_TAPWIRE_OH | 8102301 | no | no |  |  | no |  |  | 0 | 0 | 0 | 0
oh_line_TAP_OH_913000 |  | AN | node_8102301_200886793 | node_1391620_232_15414414_936 | 0.033 | unb_TAPWIRE_OH | 8102301 | no | no |  |  | no |  |  | 0 | 0 | 0 | 0
oh_line_TAP_OH_913016 |  | AN | node_8102301_200886822 | node_1398588_756_15407488_307 | 0.033 | unb_TAPWIRE_OH | 8102301 | no | no |  |  | no |  |  | 0 | 0 | 0 | 0
oh_line_TAP_OH_913017 |  | AN | node_8102301_200886827 | node_1400460_516_15407390_433 | 0.033 | unb_TAPWIRE_OH | 8102301 | no | no |  |  | no |  |  | 0 | 0 | 0 | 0
oh_line_TAP_OH_913018 |  | AN | node_8102301_200886828 | node_1400400_891_15407619_243 | 0.033 | unb_TAPWIRE_OH | 8102301 | no | no |  |  | no |  |  | 0 | 0 | 0 | 0
oh_line_TAP_OH_913019 |  | AN | node_8102301_200886831 | node_1402899_344_15407527_781 | 0.033 | unb_TAPWIRE_OH | 8102301 | no | no |  |  | no |  |  | 0 | 0 | 0 | 0
oh_line_TAP_OH_913020 |  | AN | node_8102301_200886836 | node_1402722_535_15408559_173 | 0.033 | unb_TAPWIRE_OH | 8102301 | no | no |  |  | no |  |  | 0 | 0 | 0 | 0
oh_line_TAP_OH_913061 |  | AN | node_8102301_200886960 | node_1392231_322_15410509_428 | 0.033 | unb_TAPWIRE_OH | 8102301 | no | no |  |  | no |  |  | 0 | 0 | 0 | 0
oh_line_TAP_OH_913062 |  | AN | node_8102301_200886961 | node_1392376_328_15410266_075 | 0.033 | unb_TAPWIRE_OH | 8102301 | no | no |  |  | no |  |  | 0 | 0 | 0 | 0
oh_line_TAP_OH_913063 |  | AN | node_8102301_200886962 | node_1392201_759_15410966_342 | 0.033 | unb_TAPWIRE_OH | 8102301 | no | no |  |  | no |  |  | 0 | 0 | 0 | 0
oh_line_TAP_OH_913064 |  | AN | node_8102301_200886964 | node_1392556_986_15411071_552 | 0.033 | unb_TAPWIRE_OH | 8102301 | no | no |  |  | no |  |  | 0 | 0 | 0 | 0
oh_line_TAP_OH_913065 |  | AN | node_8102301_200886965 | node_1392896_572_15411034_103 | 0.033 | unb_TAPWIRE_OH | 8102301 | no | no |  |  | no |  |  | 0 | 0 | 0 | 0
oh_line_TAP_OH_913066 |  | AN | node_8102301_200886967 | node_1393548_895_15411100_742 | 0.033 | unb_TAPWIRE_OH | 8102301 | no | no |  |  | no |  |  | 0 | 0 | 0 | 0
oh_line_TAP_OH_913067 |  | AN | node_8102301_200886970 | node_1389439_534_15409802_234 | 0.033 | unb_TAPWIRE_OH | 8102301 | no | no |  |  | no |  |  | 0 | 0 | 0 | 0
oh_line_TAP_OH_913068 |  | AN | node_8102301_200886973 | node_1389650_545_15409560_387 | 0.033 | unb_TAPWIRE_OH | 8102301 | no | no |  |  | no |  |  | 0 | 0 | 0 | 0
oh_line_TAP_OH_913069 |  | AN | node_8102301_200886977 | node_1391127_388_15410023_441 | 0.033 | unb_TAPWIRE_OH | 8102301 | no | no |  |  | no |  |  | 0 | 0 | 0 | 0
oh_line_TAP_OH_913132 |  | AN | node_8102301_200887249 | node_1385737_494_15407044_271 | 0.033 | unb_TAPWIRE_OH | 8102301 | no | no |  |  | no |  |  | 0 | 0 | 0 | 0
oh_line_TAP_OH_913133 |  | AN | node_8102301_200887252 | node_1386182_929_15406840_599 | 0.033 | unb_TAPWIRE_OH | 8102301 | no | no |  |  | no |  |  | 0 | 0 | 0 | 0
oh_line_TAP_OH_913137 |  | AN | node_8102301_200887278 | node_1387984_739_15408850_27 | 0.033 | unb_TAPWIRE_OH | 8102301 | no | no |  |  | no |  |  | 0 | 0 | 0 | 0
oh_line_TAP_OH_920803 |  | AN | node_8102301_200950431 | node_1390315_915_15401506_47 | 0.033 | unb_TAPWIRE_OH | 8102301 | no | no |  |  | no |  |  | 0 | 0 | 0 | 0
oh_line_TAP_OH_920816 |  | AN | node_8102301_200950484 | node_1402449_46_15408982_088 | 0.033 | unb_TAPWIRE_OH | 8102301 | no | no |  |  | no |  |  | 0 | 0 | 0 | 0
oh_line_TAP_OH_920931 |  | AN | node_8102301_200951390 | node_1414378_583_15368458_791 | 0.033 | unb_TAPWIRE_OH | 8102301 | no | no |  |  | no |  |  | 0 | 0 | 0 | 0
oh_line_TAP_OH_920986 |  | AN | node_8102301_200951613 | node_1386168_965_15372746_07 | 0.033 | unb_TAPWIRE_OH | 8102301 | no | no |  |  | no |  |  | 0 | 0 | 0 | 0
oh_line_TAP_OH_921316 |  | AN | node_8102301_200953698 | node_1387970_989_15400730_923 | 0.033 | unb_TAPWIRE_OH | 8102301 | no | no |  |  | no |  |  | 0 | 0 | 0 | 0
oh_line_TAP_OH_921317 |  | AN | node_8102301_200953703 | node_1392025_077_15401231_347 | 0.033 | unb_TAPWIRE_OH | 8102301 | no | no |  |  | no |  |  | 0 | 0 | 0 | 0
oh_line_TAP_OH_921318 |  | AN | node_8102301_200953712 | node_1396376_062_15401251_876 | 0.033 | unb_TAPWIRE_OH | 8102301 | no | no |  |  | no |  |  | 0 | 0 | 0 | 0
oh_line_TAP_OH_921319 |  | AN | node_8102301_200953716 | node_1398090_692_15401381_631 | 0.033 | unb_TAPWIRE_OH | 8102301 | no | no |  |  | no |  |  | 0 | 0 | 0 | 0
oh_line_TAP_OH_921472 |  | AN | node_8102301_200955405 | node_1402390_492_15385834_608 | 0.033 | unb_TAPWIRE_OH | 8102301 | no | no |  |  | no |  |  | 0 | 0 | 0 | 0
oh_line_TAP_OH_921538 |  | AN | node_8102301_200956990 | node_1414871_77_15367939_879 | 0.033 | unb_TAPWIRE_OH | 8102301 | no | no |  |  | no |  |  | 0 | 0 | 0 | 0
oh_line_TAP_OH_921614 |  | AN | node_8102301_200957592 | node_1396010_941_15368620_351 | 0.033 | unb_TAPWIRE_OH | 8102301 | no | no |  |  | no |  |  | 0 | 0 | 0 | 0
oh_line_TAP_OH_921615 |  | AN | node_8102301_200957597 | node_1397011_987_15368395_645 | 0.033 | unb_TAPWIRE_OH | 8102301 | no | no |  |  | no |  |  | 0 | 0 | 0 | 0
oh_line_TAP_OH_921616 |  | AN | node_8102301_200957599 | node_1397419_493_15368354_495 | 0.033 | unb_TAPWIRE_OH | 8102301 | no | no |  |  | no |  |  | 0 | 0 | 0 | 0
oh_line_TAP_OH_921617 |  | AN | node_8102301_200957603 | node_1398531_838_15368416_555 | 0.033 | unb_TAPWIRE_OH | 8102301 | no | no |  |  | no |  |  | 0 | 0 | 0 | 0
oh_line_TAP_OH_921854 |  | AN | node_8102301_200958920 | node_1394808_383_15372909_425 | 0.033 | unb_TAPWIRE_OH | 8102301 | no | no |  |  | no |  |  | 0 | 0 | 0 | 0
oh_line_TAP_OH_921855 |  | AN | node_8102301_200958921 | node_1395053_053_15372768_699 | 0.033 | unb_TAPWIRE_OH | 8102301 | no | no |  |  | no |  |  | 0 | 0 | 0 | 0
oh_line_TAP_OH_921957 |  | AN | node_8102301_200959404 | node_1393414_229_15373145_193 | 0.033 | unb_TAPWIRE_OH | 8102301 | no | no |  |  | no |  |  | 0 | 0 | 0 | 0
oh_line_TAP_OH_921958 |  | AN | node_8102301_200959406 | node_1393130_718_15373925_5 | 0.033 | unb_TAPWIRE_OH | 8102301 | no | no |  |  | no |  |  | 0 | 0 | 0 | 0
oh_line_TAP_OH_921974 |  | AN | node_8102301_200959490 | node_1401877_744_15386553_163 | 0.033 | unb_TAPWIRE_OH | 8102301 | no | no |  |  | no |  |  | 0 | 0 | 0 | 0
oh_line_TAP_OH_922111 |  | AN | node_8102301_200960169 | node_1414993_838_15376573_858 | 0.033 | unb_TAPWIRE_OH | 8102301 | no | no |  |  | no |  |  | 0 | 0 | 0 | 0
oh_line_TAP_OH_922380 |  | AN | node_8102301_200961503 | node_1397783_367_15406943_966 | 0.033 | unb_TAPWIRE_OH | 8102301 | no | no |  |  | no |  |  | 0 | 0 | 0 | 0
oh_line_TAP_OH_922381 |  | AN | node_8102301_200961504 | node_1397862_416_15407162_571 | 0.033 | unb_TAPWIRE_OH | 8102301 | no | no |  |  | no |  |  | 0 | 0 | 0 | 0
oh_line_TAP_OH_922545 |  | ABCN | node_8102301_200962351 | node_1381424_949_15376585_944 | 0.033 | unb_TAPWIRE_OH | 8102301 | no | no |  |  | no |  |  | 0 | 0 | 0 | 0
oh_line_TAP_OH_922746 |  | AN | node_8102301_200963208 | node_1393391_446_15366722_014 | 0.033 | unb_TAPWIRE_OH | 8102301 | no | no |  |  | no |  |  | 0 | 0 | 0 | 0
oh_line_TAP_OH_922747 |  | AN | node_8102301_200963214 | node_1394048_102_15366895_599 | 0.033 | unb_TAPWIRE_OH | 8102301 | no | no |  |  | no |  |  | 0 | 0 | 0 | 0
oh_line_TAP_OH_922748 |  | AN | node_8102301_200963217 | node_1394168_433_15367578_485 | 0.033 | unb_TAPWIRE_OH | 8102301 | no | no |  |  | no |  |  | 0 | 0 | 0 | 0
oh_line_TAP_OH_922749 |  | AN | node_8102301_200963218 | node_1394306_563_15367930_432 | 0.033 | unb_TAPWIRE_OH | 8102301 | no | no |  |  | no |  |  | 0 | 0 | 0 | 0
oh_line_TAP_OH_922750 |  | AN | node_8102301_200963221 | node_1393569_964_15366436_647 | 0.033 | unb_TAPWIRE_OH | 8102301 | no | no |  |  | no |  |  | 0 | 0 | 0 | 0
oh_line_TAP_OH_923832 |  | AN | node_8102301_200968400 | node_1408098_456_15386148_263 | 0.033 | unb_TAPWIRE_OH | 8102301 | no | no |  |  | no |  |  | 0 | 0 | 0 | 0
oh_line_TAP_OH_924058 |  | AN | node_8102301_200969482 | node_1379811_228_15383456_927 | 0.033 | unb_TAPWIRE_OH | 8102301 | no | no |  |  | no |  |  | 0 | 0 | 0 | 0
oh_line_TAP_OH_924139 |  | ABCN | node_8102301_200969937 | node_1380363_494_15376666_11 | 0.033 | unb_TAPWIRE_OH | 8102301 | no | no |  |  | no |  |  | 0 | 0 | 0 | 0
oh_line_TAP_OH_924140 |  | ABCN | node_8102301_200969938 | node_1379945_455_15376670_606 | 0.033 | unb_TAPWIRE_OH | 8102301 | no | no |  |  | no |  |  | 0 | 0 | 0 | 0
oh_line_TAP_OH_924858 |  | AN | node_8102301_200974650 | node_1380143_993_15383455_34 | 0.033 | unb_TAPWIRE_OH | 8102301 | no | no |  |  | no |  |  | 0 | 0 | 0 | 0
oh_line_TAP_OH_925302 |  | AN | node_8102301_200977052 | node_1380435_933_15387598_673 | 0.033 | unb_TAPWIRE_OH | 8102301 | no | no |  |  | no |  |  | 0 | 0 | 0 | 0
oh_line_TAP_OH_925303 |  | AN | node_8102301_200977053 | node_1380962_173_15387818_51 | 0.033 | unb_TAPWIRE_OH | 8102301 | no | no |  |  | no |  |  | 0 | 0 | 0 | 0
oh_line_TAP_OH_925423 |  | AN | node_8102301_200977722 | node_1393151_985_15393026_737 | 0.033 | unb_TAPWIRE_OH | 8102301 | no | no |  |  | no |  |  | 0 | 0 | 0 | 0
oh_line_TAP_OH_925861 |  | AN | node_8102301_200979755 | node_1396257_201_15394854_095 | 0.033 | unb_TAPWIRE_OH | 8102301 | no | no |  |  | no |  |  | 0 | 0 | 0 | 0
oh_line_TAP_OH_925862 |  | AN | node_8102301_200979756 | node_1396466_911_15394828_105 | 0.033 | unb_TAPWIRE_OH | 8102301 | no | no |  |  | no |  |  | 0 | 0 | 0 | 0
oh_line_TAP_OH_926473 |  | AN | node_8102301_200982844 | node_1409632_365_15367880_321 | 0.033 | unb_TAPWIRE_OH | 8102301 | no | no |  |  | no |  |  | 0 | 0 | 0 | 0
oh_line_TAP_OH_926474 |  | AN | node_8102301_200982846 | node_1409079_258_15367843_786 | 0.033 | unb_TAPWIRE_OH | 8102301 | no | no |  |  | no |  |  | 0 | 0 | 0 | 0
oh_line_TAP_OH_926534 |  | AN | node_8102301_200983138 | node_1378548_153_15383499_281 | 0.033 | unb_TAPWIRE_OH | 8102301 | no | no |  |  | no |  |  | 0 | 0 | 0 | 0
oh_line_TAP_OH_926922 |  | AN | node_8102301_200984942 | node_1399070_682_15368526_188 | 0.033 | unb_TAPWIRE_OH | 8102301 | no | no |  |  | no |  |  | 0 | 0 | 0 | 0
oh_line_TAP_OH_927557 |  | AN | node_8102301_201003918 | node_1392643_716_15391666_598 | 0.033 | unb_TAPWIRE_OH | 8102301 | no | no |  |  | no |  |  | 0 | 0 | 0 | 0
oh_line_TAP_OH_927670 |  | AN | node_8102301_201004516 | node_1395074_655_15388718_855 | 0.033 | unb_TAPWIRE_OH | 8102301 | no | no |  |  | no |  |  | 0 | 0 | 0 | 0
oh_line_TAP_OH_928346 |  | AN | node_8102301_201008977 | node_1411826_532_15368908_43 | 0.033 | unb_TAPWIRE_OH | 8102301 | no | no |  |  | no |  |  | 0 | 0 | 0 | 0
oh_line_TAP_OH_928540 |  | ABCN | node_8102301_201009970 | node_1402827_357_15380239_532 | 0.033 | unb_TAPWIRE_OH | 8102301 | no | no |  |  | no |  |  | 0 | 0 | 0 | 0
oh_line_TAP_OH_928691 |  | AN | node_8102301_201010563 | node_1380194_12_15387247_262 | 0.033 | unb_TAPWIRE_OH | 8102301 | no | no |  |  | no |  |  | 0 | 0 | 0 | 0
oh_line_TAP_OH_928740 |  | AN | node_8102301_201010857 | node_1401479_19_15382427_889 | 0.033 | unb_TAPWIRE_OH | 8102301 | no | no |  |  | no |  |  | 0 | 0 | 0 | 0
oh_line_TAP_OH_929487 |  | AN | node_8102301_201014250 | node_1408802_553_15371371_659 | 0.033 | unb_TAPWIRE_OH | 8102301 | no | no |  |  | no |  |  | 0 | 0 | 0 | 0
oh_line_TAP_OH_930270 |  | AN | node_8102301_201017694 | node_1390292_164_15402161_508 | 0.033 | unb_TAPWIRE_OH | 8102301 | no | no |  |  | no |  |  | 0 | 0 | 0 | 0
oh_line_TAP_OH_930565 |  | AN | node_8102301_201019080 | node_1381689_712_15376522_623 | 0.033 | unb_TAPWIRE_OH | 8102301 | no | no |  |  | no |  |  | 0 | 0 | 0 | 0
oh_line_TAP_OH_932505 |  | AN | node_8102301_201030972 | node_1410449_347_15361222_292 | 0.033 | unb_TAPWIRE_OH | 8102301 | no | no |  |  | no |  |  | 0 | 0 | 0 | 0
oh_line_TAP_OH_933459 |  | ABN | node_8102301_201036278 | node_1379160_958_15378593_473 | 0.033 | unb_TAPWIRE_OH | 8102301 | no | no |  |  | no |  |  | 0 | 0 | 0 | 0
oh_line_TAP_OH_933673 |  | AN | node_8102301_201038466 | node_1384000_148_15376427_353 | 0.033 | unb_TAPWIRE_OH | 8102301 | no | no |  |  | no |  |  | 0 | 0 | 0 | 0
oh_line_TAP_OH_933862 |  | AN | node_8102301_201039546 | node_1396457_673_15374984_484 | 0.033 | unb_TAPWIRE_OH | 8102301 | no | no |  |  | no |  |  | 0 | 0 | 0 | 0
oh_line_TAP_OH_934395 |  | AN | node_8102301_201042849 | node_1394289_897_15366953_021 | 0.033 | unb_TAPWIRE_OH | 8102301 | no | no |  |  | no |  |  | 0 | 0 | 0 | 0
oh_line_TAP_OH_935064 |  | AN | node_8102301_201046981 | node_1396738_09_15400914_371 | 0.033 | unb_TAPWIRE_OH | 8102301 | no | no |  |  | no |  |  | 0 | 0 | 0 | 0
oh_line_TAP_OH_935559 |  | AN | node_8102301_201050907 | node_1407804_696_15376289_471 | 0.033 | unb_TAPWIRE_OH | 8102301 | no | no |  |  | no |  |  | 0 | 0 | 0 | 0
oh_line_TAP_OH_936481 |  | AN | node_8102301_201058520 | node_1394302_046_15372304_317 | 0.033 | unb_TAPWIRE_OH | 8102301 | no | no |  |  | no |  |  | 0 | 0 | 0 | 0
oh_line_TAP_OH_936733 |  | AN | node_8102301_201060798 | node_1389446_645_15368781_842 | 0.033 | unb_TAPWIRE_OH | 8102301 | no | no |  |  | no |  |  | 0 | 0 | 0 | 0
oh_line_TAP_OH_937288 |  | AN | node_8102301_201063903 | node_1385867_016_15406865_079 | 0.033 | unb_TAPWIRE_OH | 8102301 | no | no |  |  | no |  |  | 0 | 0 | 0 | 0
oh_line_TAP_OH_1180322 |  | AN | node_8102301_200955274 | node_1382489_434_15388434_01 | 0.033 | unb_TAPWIRE_OH | 8102301 | no | no |  |  | no |  |  | 0 | 0 | 0 | 0
oh_line_TAP_OH_1324004 |  | AN | node_8102301_200816247 | node_1384561_779_15373684_932 | 0.033 | unb_TAPWIRE_OH | 8102301 | no | no |  |  | no |  |  | 0 | 0 | 0 | 0
oh_line_TAP_OH_1429223 |  | AN | node_8102301_310013403 | node_1410411_981_15360213_934 | 0.033 | unb_TAPWIRE_OH | 8102301 | no | no |  |  | no |  |  | 0 | 0 | 0 | 0
oh_line_TAP_OH_1507240 |  | AN | node_8102301_200845968 | node_1396255_445_15383809_725 | 0.033 | unb_TAPWIRE_OH | 8102301 | no | no |  |  | no |  |  | 0 | 0 | 0 | 0
oh_line_TAP_OH_1507242 |  | ABCN | node_8102301_200967981 | node_1379724_657_15376077_84 | 0.033 | unb_TAPWIRE_OH | 8102301 | no | no |  |  | no |  |  | 0 | 0 | 0 | 0
oh_line_TAP_OH_2035724 |  | AN | node_8102301_200846319 | node_1401469_46_15380672_032 | 0.033 | unb_TAPWIRE_OH | 8102301 | no | no |  |  | no |  |  | 0 | 0 | 0 | 0
oh_line_TAP_OH_2138525 |  | ABCN | node_8102301_201020572 | node_1383198_603_15374972_234 | 0.033 | unb_TAPWIRE_OH | 8102301 | no | no |  |  | no |  |  | 0 | 0 | 0 | 0
oh_line_TAP_OH_2138526 |  | ABCN | node_8102301_201020572 | node_1383186_616_15374993_294 | 0.033 | unb_TAPWIRE_OH | 8102301 | no | no |  |  | no |  |  | 0 | 0 | 0 | 0
oh_line_TAP_OH_2138527 |  | ABCN | node_8102301_201020572 | node_1383206_115_15374947_673 | 0.033 | unb_TAPWIRE_OH | 8102301 | no | no |  |  | no |  |  | 0 | 0 | 0 | 0
oh_line_TAP_OH_2138538 |  | ABN | node_8102301_200845451 | node_1379487_382_15381384_208 | 0.033 | unb_TAPWIRE_OH | 8102301 | no | no |  |  | no |  |  | 0 | 0 | 0 | 0
oh_line_TAP_OH_2138539 |  | ABN | node_8102301_200845451 | node_1379486_803_15381357_586 | 0.033 | unb_TAPWIRE_OH | 8102301 | no | no |  |  | no |  |  | 0 | 0 | 0 | 0
oh_line_TAP_OH_2138591 |  | ABCN | node_8102301_200846489 | node_1379022_984_15376535_781 | 0.033 | unb_TAPWIRE_OH | 8102301 | no | no |  |  | no |  |  | 0 | 0 | 0 | 0
oh_line_TAP_OH_2138592 |  | ABCN | node_8102301_200846489 | node_1379034_586_15376514_334 | 0.033 | unb_TAPWIRE_OH | 8102301 | no | no |  |  | no |  |  | 0 | 0 | 0 | 0
oh_line_TAP_OH_2138593 |  | ABCN | node_8102301_200846489 | node_1379015_918_15376560_584 | 0.033 | unb_TAPWIRE_OH | 8102301 | no | no |  |  | no |  |  | 0 | 0 | 0 | 0
oh_line_TAP_OH_2138596 |  | ABCN | node_8102301_200846491 | node_1379008_912_15376686_002 | 0.033 | unb_TAPWIRE_OH | 8102301 | no | no |  |  | no |  |  | 0 | 0 | 0 | 0
oh_line_TAP_OH_2138597 |  | ABCN | node_8102301_200846491 | node_1379009_731_15376659_404 | 0.033 | unb_TAPWIRE_OH | 8102301 | no | no |  |  | no |  |  | 0 | 0 | 0 | 0
oh_line_TAP_OH_2138598 |  | ABCN | node_8102301_200846491 | node_1379013_231_15376712_027 | 0.033 | unb_TAPWIRE_OH | 8102301 | no | no |  |  | no |  |  | 0 | 0 | 0 | 0
oh_line_TAP_OH_2138604 |  | ABN | node_8102301_200846735 | node_1379073_797_15378778_457 | 0.033 | unb_TAPWIRE_OH | 8102301 | no | no |  |  | no |  |  | 0 | 0 | 0 | 0
oh_line_TAP_OH_2138605 |  | ABN | node_8102301_200846735 | node_1379081_998_15378754_307 | 0.033 | unb_TAPWIRE_OH | 8102301 | no | no |  |  | no |  |  | 0 | 0 | 0 | 0
oh_line_TAP_OH_2138614 |  | ABCN | node_8102301_200846796 | node_1378836_896_15376559_37 | 0.033 | unb_TAPWIRE_OH | 8102301 | no | no |  |  | no |  |  | 0 | 0 | 0 | 0
oh_line_TAP_OH_2138615 |  | ABCN | node_8102301_200846796 | node_1378817_48_15376554_236 | 0.033 | unb_TAPWIRE_OH | 8102301 | no | no |  |  | no |  |  | 0 | 0 | 0 | 0
oh_line_TAP_OH_2138616 |  | ABCN | node_8102301_200846796 | node_1378856_601_15376557_567 | 0.033 | unb_TAPWIRE_OH | 8102301 | no | no |  |  | no |  |  | 0 | 0 | 0 | 0
oh_line_TAP_OH_2138635 |  | ABCN | node_8102301_200969199 | node_1378457_979_15375746_226 | 0.033 | unb_TAPWIRE_OH | 8102301 | no | no |  |  | no |  |  | 0 | 0 | 0 | 0
oh_line_TAP_OH_2138636 |  | ABCN | node_8102301_200969199 | node_1378467_044_15375769_972 | 0.033 | unb_TAPWIRE_OH | 8102301 | no | no |  |  | no |  |  | 0 | 0 | 0 | 0
oh_line_TAP_OH_2138637 |  | ABCN | node_8102301_200969199 | node_1378444_678_15375726_409 | 0.033 | unb_TAPWIRE_OH | 8102301 | no | no |  |  | no |  |  | 0 | 0 | 0 | 0
oh_line_TAP_OH_2138643 |  | ABCN | node_8102301_200845360 | node_1400493_183_15379892_775 | 0.033 | unb_TAPWIRE_OH | 8102301 | no | no |  |  | no |  |  | 0 | 0 | 0 | 0
oh_line_TAP_OH_2138644 |  | ABCN | node_8102301_200845360 | node_1400475_383_15379881_069 | 0.033 | unb_TAPWIRE_OH | 8102301 | no | no |  |  | no |  |  | 0 | 0 | 0 | 0
oh_line_TAP_OH_2138645 |  | ABCN | node_8102301_200845360 | node_1400512_595_15379897_892 | 0.033 | unb_TAPWIRE_OH | 8102301 | no | no |  |  | no |  |  | 0 | 0 | 0 | 0
oh_line_TAP_OH_2138660 |  | ABCN | node_8102301_200846791 | node_1379152_121_15376390_638 | 0.033 | unb_TAPWIRE_OH | 8102301 | no | no |  |  | no |  |  | 0 | 0 | 0 | 0
oh_line_TAP_OH_2138661 |  | ABCN | node_8102301_200846791 | node_1379164_945_15376411_016 | 0.033 | unb_TAPWIRE_OH | 8102301 | no | no |  |  | no |  |  | 0 | 0 | 0 | 0
oh_line_TAP_OH_2138684 |  | ABCN | node_8102301_200846750 | node_1377809_839_15376616_045 | 0.033 | unb_TAPWIRE_OH | 8102301 | no | no |  |  | no |  |  | 0 | 0 | 0 | 0
oh_line_TAP_OH_2138685 |  | ABCN | node_8102301_200846750 | node_1377790_112_15376614_303 | 0.033 | unb_TAPWIRE_OH | 8102301 | no | no |  |  | no |  |  | 0 | 0 | 0 | 0
oh_line_TAP_OH_2138686 |  | ABCN | node_8102301_200976644 | node_1382387_534_15374683_013 | 0.033 | unb_TAPWIRE_OH | 8102301 | no | no |  |  | no |  |  | 0 | 0 | 0 | 0
oh_line_TAP_OH_2138687 |  | ABCN | node_8102301_200976644 | node_1382405_277_15374671_45 | 0.033 | unb_TAPWIRE_OH | 8102301 | no | no |  |  | no |  |  | 0 | 0 | 0 | 0
oh_line_TAP_OH_2138703 |  | AN | node_8102301_200845425 | node_1384641_045_15405001_271 | 0.033 | unb_TAPWIRE_OH | 8102301 | no | no |  |  | no |  |  | 0 | 0 | 0 | 0
oh_line_TAP_OH_2138704 |  | AN | node_8102301_200845425 | node_1384650_262_15405024_902 | 0.033 | unb_TAPWIRE_OH | 8102301 | no | no |  |  | no |  |  | 0 | 0 | 0 | 0
oh_line_TAP_OH_2141364 |  | ABCN | node_8102301_200967672 | node_1380132_598_15375047_132 | 0.033 | unb_TAPWIRE_OH | 8102301 | no | no |  |  | no |  |  | 0 | 0 | 0 | 0
oh_line_TAP_OH_2141365 |  | ABCN | node_8102301_200967672 | node_1380148_56_15375062_977 | 0.033 | unb_TAPWIRE_OH | 8102301 | no | no |  |  | no |  |  | 0 | 0 | 0 | 0
oh_line_TAP_OH_2141366 |  | ABCN | node_8102301_200967672 | node_1380114_164_15375037_366 | 0.033 | unb_TAPWIRE_OH | 8102301 | no | no |  |  | no |  |  | 0 | 0 | 0 | 0
oh_line_TAP_OH_2141401 |  | ABCN | node_8102301_200846581 | node_1378487_767_15376253_555 | 0.033 | unb_TAPWIRE_OH | 8102301 | no | no |  |  | no |  |  | 0 | 0 | 0 | 0
oh_line_TAP_OH_2141402 |  | ABCN | node_8102301_200846581 | node_1378490_438_15376227_196 | 0.033 | unb_TAPWIRE_OH | 8102301 | no | no |  |  | no |  |  | 0 | 0 | 0 | 0
oh_line_TAP_OH_2141403 |  | ABCN | node_8102301_200846581 | node_1378490_255_15376279_994 | 0.033 | unb_TAPWIRE_OH | 8102301 | no | no |  |  | no |  |  | 0 | 0 | 0 | 0
oh_line_TAP_OH_2141417 |  | ABCN | node_8102301_200845299 | node_1409331_797_15381711_69 | 0.033 | unb_TAPWIRE_OH | 8102301 | no | no |  |  | no |  |  | 0 | 0 | 0 | 0
oh_line_TAP_OH_2141418 |  | ABCN | node_8102301_200845299 | node_1409351_354_15381715_622 | 0.033 | unb_TAPWIRE_OH | 8102301 | no | no |  |  | no |  |  | 0 | 0 | 0 | 0
oh_line_TAP_OH_2141463 |  | ABN | node_8102301_200845483 | node_1378605_013_15385868_644 | 0.033 | unb_TAPWIRE_OH | 8102301 | no | no |  |  | no |  |  | 0 | 0 | 0 | 0
oh_line_TAP_OH_2141464 |  | ABN | node_8102301_200845483 | node_1378611_858_15385843_729 | 0.033 | unb_TAPWIRE_OH | 8102301 | no | no |  |  | no |  |  | 0 | 0 | 0 | 0
oh_line_TAP_OH_2489740 |  | AN | node_8102301_310051650 | node_1381541_88_15394265_997 | 0.033 | unb_TAPWIRE_OH | 8102301 | no | no |  |  | no |  |  | 0 | 0 | 0 | 0
oh_line_TAP_OH_2489753 |  | AN | node_8102301_310051669 | node_1382413_049_15394114_36 | 0.033 | unb_TAPWIRE_OH | 8102301 | no | no |  |  | no |  |  | 0 | 0 | 0 | 0
oh_line_TAP_OH_2502546 |  | AN | node_8102301_310053044 | node_1404100_44_15365637_926 | 0.033 | unb_TAPWIRE_OH | 8102301 | no | no |  |  | no |  |  | 0 | 0 | 0 | 0
oh_line_TAP_OH_2502548 |  | AN | node_8102301_310053049 | node_1404127_961_15365435_048 | 0.033 | unb_TAPWIRE_OH | 8102301 | no | no |  |  | no |  |  | 0 | 0 | 0 | 0
oh_line_TAP_OH_2572552 |  | AN | node_8102301_200846342 | node_1402619_212_15387031_163 | 0.033 | unb_TAPWIRE_OH | 8102301 | no | no |  |  | no |  |  | 0 | 0 | 0 | 0
oh_line_TAP_OH_2762198 |  | AN | node_8102301_311859018 | node_1389876_674_15401011_176 | 0.033 | unb_TAPWIRE_OH | 8102301 | no | no |  |  | no |  |  | 0 | 0 | 0 | 0
oh_line_TAP_OH_2894776 |  | AN | node_8102301_200817101 | node_1394746_39_15372225_658 | 0.033 | unb_TAPWIRE_OH | 8102301 | no | no |  |  | no |  |  | 0 | 0 | 0 | 0
oh_line_TAP_OH_3046489 |  | AN | node_8102301_200845707 | node_1396277_408_15397354_961 | 0.033 | unb_TAPWIRE_OH | 8102301 | no | no |  |  | no |  |  | 0 | 0 | 0 | 0
oh_line_TAP_OH_3051741 |  | ABCN | node_8102301_200845334 | node_1403931_569_15380802_747 | 0.033 | unb_TAPWIRE_OH | 8102301 | no | no |  |  | no |  |  | 0 | 0 | 0 | 0
oh_line_TAP_OH_3056535 |  | AN | node_8102301_200886820 | node_1394825_492_15407165_228 | 0.033 | unb_TAPWIRE_OH | 8102301 | no | no |  |  | no |  |  | 0 | 0 | 0 | 0
oh_line_TAP_OH_3056960 |  | AN | node_8102301_200963219 | node_1394053_126_15366282_884 | 0.033 | unb_TAPWIRE_OH | 8102301 | no | no |  |  | no |  |  | 0 | 0 | 0 | 0
oh_line_TAP_OH_3059349 |  | AN | node_8102301_311899759 | node_1379350_711_15387040_989 | 0.033 | unb_TAPWIRE_OH | 8102301 | no | no |  |  | no |  |  | 0 | 0 | 0 | 0
oh_line_TAP_OH_3060149 |  | AN | node_8102301_200876741 | node_1414941_035_15384388_324 | 0.033 | unb_TAPWIRE_OH | 8102301 | no | no |  |  | no |  |  | 0 | 0 | 0 | 0
oh_line_TAP_OH_3076975 |  | AN | node_8102301_311901461 | node_1382185_596_15376522_229 | 0.033 | unb_TAPWIRE_OH | 8102301 | no | no |  |  | no |  |  | 0 | 0 | 0 | 0
oh_line_TAP_OH_3089769 |  | AN | node_8102301_311902263 | node_1410360_771_15362624_475 | 0.033 | unb_TAPWIRE_OH | 8102301 | no | no |  |  | no |  |  | 0 | 0 | 0 | 0
oh_line_TAP_OH_3102182 |  | AN | node_8102301_200846483 | node_1379487_735_15375749_266 | 0.033 | unb_TAPWIRE_OH | 8102301 | no | no |  |  | no |  |  | 0 | 0 | 0 | 0
oh_line_TAP_OH_3314495 |  | AN | node_8102301_200876436 | node_1412934_776_15367836_628 | 0.033 | unb_TAPWIRE_OH | 8102301 | no | no |  |  | no |  |  | 0 | 0 | 0 | 0
oh_line_TAP_OH_3444932 |  | AN | node_8102301_311935761 | node_1385718_387_15407449_129 | 0.033 | unb_TAPWIRE_OH | 8102301 | no | no |  |  | no |  |  | 0 | 0 | 0 | 0
oh_line_TAP_OH_3593368 |  | ABCN | node_8102301_200846662 | node_1380821_752_15376562_363 | 0.033 | unb_TAPWIRE_OH | 8102301 | no | no |  |  | no |  |  | 0 | 0 | 0 | 0
oh_line_TAP_OH_3593371 |  | AN | node_8102301_200846119 | node_1382387_612_15383526_788 | 0.033 | unb_TAPWIRE_OH | 8102301 | no | no |  |  | no |  |  | 0 | 0 | 0 | 0
oh_line_TAP_OH_3606170 |  | ABCN | node_8102301_200846757 | node_1379352_984_15376622_815 | 0.033 | unb_TAPWIRE_OH | 8102301 | no | no |  |  | no |  |  | 0 | 0 | 0 | 0
oh_line_TAP_OH_3696619 |  | AN | node_8102301_200816211 | node_1401433_96_15354408_833 | 0.033 | unb_TAPWIRE_OH | 8102301 | no | no |  |  | no |  |  | 0 | 0 | 0 | 0
oh_line_TAP_OH_4015520 |  | AN | node_8102301_200846140 | node_1389954_886_15381247_997 | 0.033 | unb_TAPWIRE_OH | 8102301 | no | no |  |  | no |  |  | 0 | 0 | 0 | 0
oh_line_TAP_OH_4040306 |  | AN | node_8102301_312026953 | node_1390040_184_15382245_425 | 0.033 | unb_TAPWIRE_OH | 8102301 | no | no |  |  | no |  |  | 0 | 0 | 0 | 0
oh_line_TAP_OH_4278329 |  | AN | node_8102301_312046186 | node_1398557_176_15385585_112 | 0.033 | unb_TAPWIRE_OH | 8102301 | no | no |  |  | no |  |  | 0 | 0 | 0 | 0
oh_line_TAP_OH_4300727 |  | AN | node_8102301_200846199 | node_1406757_984_15380409_325 | 0.033 | unb_TAPWIRE_OH | 8102301 | no | no |  |  | no |  |  | 0 | 0 | 0 | 0
oh_line_TAP_OH_4316730 |  | ABCN | node_8102301_200845201 | node_1394695_682_15380697_615 | 0.033 | unb_TAPWIRE_OH | 8102301 | no | no |  |  | no |  |  | 0 | 0 | 0 | 0
oh_line_TAP_OH_4759163 |  | AN | node_8102301_200817659 | node_1404955_655_15353548_764 | 0.033 | unb_TAPWIRE_OH | 8102301 | no | no |  |  | no |  |  | 0 | 0 | 0 | 0
oh_line_TAP_OH_4848770 |  | AN | node_8102301_312092022 | node_1387154_683_15385371_306 | 0.033 | unb_TAPWIRE_OH | 8102301 | no | no |  |  | no |  |  | 0 | 0 | 0 | 0
oh_line_TAP_OH_5147996 |  | AN | node_8102301_311905281 | node_1402601_211_15352399_029 | 0.033 | unb_TAPWIRE_OH | 8102301 | no | no |  |  | no |  |  | 0 | 0 | 0 | 0
oh_line_TAP_OH_5195194 |  | AN | node_8102301_200846309 | node_1387302_319_15380941_78 | 0.033 | unb_TAPWIRE_OH | 8102301 | no | no |  |  | no |  |  | 0 | 0 | 0 | 0
oh_line_TAP_OH_5247594 |  | AN | node_8102301_200846220 | node_1384542_856_15389403_627 | 0.033 | unb_TAPWIRE_OH | 8102301 | no | no |  |  | no |  |  | 0 | 0 | 0 | 0
oh_line_TAP_OH_5283594 |  | AN | node_8102301_200845931 | node_1396079_141_15385011_761 | 0.033 | unb_TAPWIRE_OH | 8102301 | no | no |  |  | no |  |  | 0 | 0 | 0 | 0
oh_line_TAP_OH_5291996 |  | AN | node_8102301_200845626 | node_1402592_961_15388618_702 | 0.033 | unb_TAPWIRE_OH | 8102301 | no | no |  |  | no |  |  | 0 | 0 | 0 | 0
oh_line_TAP_OH_5487635 |  | AN | node_8102301_200845742 | node_1391951_575_15392103_931 | 0.033 | unb_TAPWIRE_OH | 8102301 | no | no |  |  | no |  |  | 0 | 0 | 0 | 0
oh_line_TAP_OH_5531232 |  | AN | node_8102301_200878188 | node_1413953_158_15376599_288 | 0.033 | unb_TAPWIRE_OH | 8102301 | no | no |  |  | no |  |  | 0 | 0 | 0 | 0
oh_line_TAP_OH_5844857 |  | ABCN | node_8102301_200846559 | node_1378250_768_15376022_556 | 0.033 | unb_TAPWIRE_OH | 8102301 | no | no |  |  | no |  |  | 0 | 0 | 0 | 0

## overhead_line_conductor
data_type | static
owner_type | feeder
owner | 8102301
object | overhead_line_conductor
name | groupid | geometric_mean_radius | resistance | diameter | rating_summer_continuous | rating_summer_emergency | rating_winter_continuous | rating_winter_emergency | dcircuit | selected | comments
oh_cond_1/0_AAAC |  | 0.012 | 0.876 | 0.398 | 235 | 235 | 310 | 310 |  | no
oh_cond_1/0_ACSR |  | 0.012 | 0.888 | 0.398 | 265 | 265 | 330 | 330 |  | no
oh_cond_2/0_CU |  | 0.013 | 0.44 | 0.414 | 295 | 295 | 425 | 425 |  | no
oh_cond_2_ACSR |  | 0.01 | 1.41 | 0.325 | 195 | 195 | 245 | 245 |  | no
oh_cond_3_#7_CWD_30% |  | 0.005 | 3.07 | 0.311 | 125 | 125 | 195 | 195 |  | no
oh_cond_3_#104_CWD |  | 0.003 | 5.945 | 0.224 | 90 | 90 | 130 | 130 |  | no
oh_cond_3_#128_CWD |  | 0.004 | 3.873 | 0.276 | 120 | 120 | 160 | 160 |  | no
oh_cond_4/0_AAAC |  | 0.017 | 0.439 | 0.563 | 365 | 365 | 480 | 480 |  | no
oh_cond_4/0_ACSR |  | 0.017 | 0.445 | 0.563 | 410 | 410 | 515 | 515 |  | no
oh_cond_4/0_AL |  | 0.016 | 0.442 | 0.522 | 365 | 365 | 480 | 480 |  | no
oh_cond_4A_CWD |  | 0.006 | 1.395 | 0.29 | 150 | 150 | 220 | 220 |  | no
oh_cond_4_ACSR |  | 0.008 | 2.24 | 0.25 | 145 | 145 | 185 | 185 |  | no
oh_cond_4_CU |  | 0.007 | 1.388 | 0.232 | 140 | 140 | 200 | 200 |  | no
oh_cond_6A_CWD |  | 0.005 | 2.21 | 0.23 | 115 | 115 | 165 | 165 |  | no
oh_cond_6_CU |  | 0.006 | 2.18 | 0.184 | 110 | 110 | 150 | 150 |  | no
oh_cond_8D_CWD |  | 0.004 | 3.51 | 0.219 | 85 | 85 | 135 | 135 |  | no
oh_cond_336_5_ACSR |  | 0.024 | 0.278 | 0.684 | 555 | 555 | 705 | 705 |  | no
oh_cond_477_MCM_AL |  | 0.025 | 0.198 | 0.792 | 605 | 605 | 810 | 810 |  | no
oh_cond_WP-4/0-CU |  | 0.015 | 0.273 | 0.81 | 340 | 340 | 390 | 390 |  | no

## recloser
data_type | static
owner_type | feeder
owner | 8102301
object | recloser
name | groupid | phases | fr | to | phase_A_state | phase_B_state | phase_C_state | operating_mode | retry_time | max_number_of_tries | status | dcircuit | selected | monitored | monitored_fields | class_monitored_fields | played | played_fields | comments
recloser_422X22-220411213 |  | ABCN | node_intto1_8102301_200875456 | node_8102301_200875456 | CLOSED | CLOSED | CLOSED | INDIVIDUAL |  |  |  | 8102301 | no | no |  |  | no
recloser_220549727 |  | ABN | node_intto1_8102301_200846739 | node_8102301_200846739 | CLOSED | CLOSED | CLOSED | INDIVIDUAL |  |  |  | 8102301 | no | no |  |  | no
recloser_220615675 |  | ABCN | node_intto1_220615675 | node_220615675 | CLOSED | CLOSED | CLOSED | INDIVIDUAL |  |  |  | 8102301 | no | no |  |  | no
recloser_220657367 |  | ABCN | node_intto1_220657367 | node_220657367 | CLOSED | CLOSED | CLOSED | INDIVIDUAL |  |  |  | 8102301 | no | no |  |  | no
recloser_310008067 |  | AD | node_intto1_8102301_200816248 | node_8102301_200816248 | CLOSED | CLOSED | CLOSED | INDIVIDUAL |  |  |  | 8102301 | no | no |  |  | no

## regulator
data_type | static
owner_type | feeder
owner | 8102301
object | regulator
name | groupid | phases | fr | to | configuration | sense_node | dcircuit | selected | monitored | monitored_fields | class_monitored_fields | played | played_fields | comments
regulator_220370654 |  | AD | node_intto1_8102301_200845523 | node_8102301_200845523 | config_regulator_220370654 |  | 8102301 | no | no |  |  | no
regulator_220370656 |  | AD | node_intto1_8102301_200846233 | node_8102301_200846233 | config_regulator_220370656 |  | 8102301 | no | no |  |  | no
regulator_220472315 |  | AD | node_intto1_8102301_200846330 | node_8102301_200846330 | config_regulator_220472315 |  | 8102301 | no | no |  |  | no
regulator_220472316 |  | AD | node_intto1_8102301_200953705 | node_8102301_200953705 | config_regulator_220472316 |  | 8102301 | no | no |  |  | no
regulator_220521137 |  | ABCN | node_intto1_8102301_200875458 | node_8102301_200875458 | config_regulator_220521137 |  | 8102301 | no | no |  |  | no
regulator_220522425 |  | AD | node_intto1_8102301_200816289 | node_8102301_200816289 | config_regulator_220522425 |  | 8102301 | no | no |  |  | no
regulator_311843261 |  | AN | node_intto1_8102301_200817958 | node_8102301_200817958 | config_regulator_311843261 |  | 8102301 | no | no |  |  | no

## regulator_configuration
data_type | static
owner_type | feeder
owner | 8102301
object | regulator_configuration
name | groupid | connect_type | band_center | band_width | time_delay | dwell_time | raise_taps | lower_taps | current_transducer_ratio | power_transducer_ratio | compensator_r_setting_A | compensator_x_setting_A | compensator_r_setting_B | compensator_x_setting_B | compensator_r_setting_C | compensator_x_setting_C | CT_phase | PT_phase | regulation | control_level | Control | Type | tap_pos_A | tap_pos_B | tap_pos_C | dcircuit | selected | comments
config_regulator_220370654 |  | WYE_WYE | 123 | 3 |  |  | 16 | 16 | 100 | 40 | 0 | 0 | 0 | 0 | 0 | 0 | A | A | 0.1 | INDIVIDUAL | OUTPUT_VOLTAGE | A | 0 | 0 | 0 |  | no
config_regulator_220370656 |  | WYE_WYE | 123 | 3 |  |  | 16 | 16 | 100 | 40 | 0 | 0 | 0 | 0 | 0 | 0 | A | A | 0.1 | INDIVIDUAL | OUTPUT_VOLTAGE | A | 0 | 0 | 0 |  | no
config_regulator_220472315 |  | WYE_WYE | 123 | 3 |  |  | 16 | 16 | 100 | 63.5 | 0 | 0 | 0 | 0 | 0 | 0 | A | A | 0.1 | INDIVIDUAL | OUTPUT_VOLTAGE | A | 0 | 0 | 0 |  | no
config_regulator_220472316 |  | WYE_WYE | 123 | 3 |  |  | 16 | 16 | 100 | 40 | 0 | 0 | 0 | 0 | 0 | 0 | A | A | 0.1 | INDIVIDUAL | OUTPUT_VOLTAGE | A | 0 | 0 | 0 |  | no
config_regulator_220521137 |  | WYE_WYE | 123 | 3 |  |  | 16 | 16 | 400 | 166 | 0 | 0 | 0 | 0 | 0 | 0 | A | A | 0.1 | INDIVIDUAL | OUTPUT_VOLTAGE | A | 0 | 0 | 0 |  | no
config_regulator_220522425 |  | WYE_WYE | 123 | 3 |  |  | 16 | 16 | 100 | 40 | 0 | 0 | 0 | 0 | 0 | 0 | A | A | 0.1 | INDIVIDUAL | OUTPUT_VOLTAGE | A | 0 | 0 | 0 |  | no
config_regulator_311843261 |  | WYE_WYE | 123 | 3 |  |  | 16 | 16 | 100 | 60 | 0 | 0 | 0 | 0 | 0 | 0 | A | A | 0.1 | INDIVIDUAL | OUTPUT_VOLTAGE | A | 0 | 0 | 0 |  | no

## sectionalizer
data_type | static
owner_type | feeder
owner | 8102301
object | sectionalizer
name | groupid | phases | fr | to | phase_A_state | phase_B_state | phase_C_state | operating_mode | status | dcircuit | selected | monitored | monitored_fields | class_monitored_fields | played | played_fields | comments
sectionalizer_220547803 |  | ABCN | node_intto1_220547803 | node_220547803 | CLOSED | CLOSED | CLOSED | INDIVIDUAL |  | 8102301 | no | no |  |  | no

## switch
data_type | static
owner_type | feeder
owner | 8102301
object | switch
name | groupid | phases | fr | to | phase_A_state | phase_B_state | phase_C_state | operating_mode | status | dcircuit | selected | monitored | monitored_fields | class_monitored_fields | played | played_fields | comments
switch_422X3-220417321 |  | ABCN | node_intto1_8102301_200875462 | node_8102301_200875462 | CLOSED | CLOSED | CLOSED | INDIVIDUAL |  | 8102301 | no | no |  |  | no
switch_422X4-220557306 |  | ABCN | node_intto1_8102301_200875479 | node_8102301_200875479 | CLOSED | CLOSED | CLOSED | INDIVIDUAL |  | 8102301 | no | no |  |  | no
switch_422X5-220417386 |  | ABCN | node_intto1_8102301_200845326 | node_8102301_200845326 | CLOSED | CLOSED | CLOSED | INDIVIDUAL |  | 8102301 | no | no |  |  | no
switch_422X6-220417396 |  | ABCN | node_intto1_422X6-220417396 | node_422X6-220417396 | CLOSED | CLOSED | CLOSED | INDIVIDUAL |  | 8102301 | no | no |  |  | no
switch_422X7-220417427 |  | ABCN | node_intto1_8102301_200845201 | node_8102301_200845201 | CLOSED | CLOSED | CLOSED | INDIVIDUAL |  | 8102301 | no | no |  |  | no
switch_422X7A-220417371 |  | AN | node_intto1_422X7A-220417371 | node_422X7A-220417371 | CLOSED | CLOSED | CLOSED | INDIVIDUAL |  | 8102301 | no | no |  |  | no
switch_422X8-220416377 |  | ABCN | node_intto1_8102301_200846659 | node_8102301_200846659 | CLOSED | CLOSED | CLOSED | INDIVIDUAL |  | 8102301 | no | no |  |  | no
switch_422X8A-220416383 |  | ABCN | node_intto1_422X8A-220416383 | node_422X8A-220416383 | CLOSED | CLOSED | CLOSED | INDIVIDUAL |  | 8102301 | no | no |  |  | no
switch_422X9-220416363 |  | ABCN | node_intto1_422X9-220416363 | node_422X9-220416363 | CLOSED | CLOSED | CLOSED | INDIVIDUAL |  | 8102301 | no | no |  |  | no
switch_433X10-220416364 |  | ABCN | node_intto1_8102301_200846752 | node_8102301_200846752 | CLOSED | CLOSED | CLOSED | INDIVIDUAL |  | 8102301 | no | no |  |  | no
switch_220549149 |  | ABCN | node_intto1_8102301_200981076 | node_8102301_200981076 | CLOSED | CLOSED | CLOSED | INDIVIDUAL |  | 8102301 | no | no |  |  | no
switch_220557305 |  | ABCN | node_intto1_8102301_200875436 | node_8102301_200875436 | CLOSED | CLOSED | CLOSED | INDIVIDUAL |  | 8102301 | no | no |  |  | no
switch_220563673 |  | ABN | node_intto1_8102301_200846740 | node_8102301_200846740 | CLOSED | CLOSED | CLOSED | INDIVIDUAL |  | 8102301 | no | no |  |  | no
switch_220563681 |  | ABN | node_intto1_8102301_200846737 | node_8102301_200846737 | CLOSED | CLOSED | CLOSED | INDIVIDUAL |  | 8102301 | no | no |  |  | no
switch_220615672 |  | ABCN | node_intto1_220615672 | node_220615672 | CLOSED | CLOSED | CLOSED | INDIVIDUAL |  | 8102301 | no | no |  |  | no
switch_220615673 |  | ABCN | node_intto1_220615673 | node_220615673 | CLOSED | CLOSED | CLOSED | INDIVIDUAL |  | 8102301 | no | no |  |  | no
switch_220615742 |  | ABCN | node_intto1_220615742 | node_220615742 | CLOSED | CLOSED | CLOSED | INDIVIDUAL |  | 8102301 | no | no |  |  | no
switch_310014673 |  | ABCN | node_intto1_8102301_200846798 | node_8102301_200846798 | CLOSED | CLOSED | CLOSED | INDIVIDUAL |  | 8102301 | no | no |  |  | no
switch_311905577 |  | ABCN | node_intto1_311905577 | node_311905577 | CLOSED | CLOSED | CLOSED | INDIVIDUAL |  | 8102301 | no | no |  |  | no
switch_311906447 |  | ABCN | node_intto1_311906447 | node_311906447 | CLOSED | CLOSED | CLOSED | INDIVIDUAL |  | 8102301 | no | no |  |  | no
switch_311916331 |  | ABCN | node_intto1_311916331 | node_311916331 | CLOSED | CLOSED | CLOSED | INDIVIDUAL |  | 8102301 | no | no |  |  | no
switch_311916348 |  | ABCN | node_intto1_8102301_200845359 | node_8102301_200845359 | CLOSED | CLOSED | CLOSED | INDIVIDUAL |  | 8102301 | no | no |  |  | no
switch_311922260 |  | ABCN | node_intto1_311922260 | node_311922260 | CLOSED | CLOSED | CLOSED | INDIVIDUAL |  | 8102301 | no | no |  |  | no
switch_311922261 |  | ABCN | node_intto1_311922261 | node_311922261 | CLOSED | CLOSED | CLOSED | INDIVIDUAL |  | 8102301 | no | no |  |  | no
switch_311922265 |  | ABCN | node_intto1_311922265 | node_311922265 | CLOSED | CLOSED | CLOSED | INDIVIDUAL |  | 8102301 | no | no |  |  | no
switch_311922268 |  | ABCN | node_intto1_311922268 | node_311922268 | CLOSED | CLOSED | CLOSED | INDIVIDUAL |  | 8102301 | no | no |  |  | no
switch_311922269 |  | ABCN | node_intto1_311922269 | node_311922269 | CLOSED | CLOSED | CLOSED | INDIVIDUAL |  | 8102301 | no | no |  |  | no
switch_311925213 |  | ABCN | node_intto1_8102301_200846757 | node_8102301_200846757 | CLOSED | CLOSED | CLOSED | INDIVIDUAL |  | 8102301 | no | no |  |  | no
switch_311927230 |  | ABCN | node_intto1_311927230 | node_311927230 | CLOSED | CLOSED | CLOSED | INDIVIDUAL |  | 8102301 | no | no |  |  | no
switch_311987886 |  | ABCN | node_intto1_311987886 | node_311987886 | CLOSED | CLOSED | CLOSED | INDIVIDUAL |  | 8102301 | no | no |  |  | no
switch_311987891 |  | ABCN | node_intto1_311987891 | node_311987891 | CLOSED | CLOSED | CLOSED | INDIVIDUAL |  | 8102301 | no | no |  |  | no
switch_311987896 |  | ABCN | node_intto1_311987896 | node_311987896 | CLOSED | CLOSED | CLOSED | INDIVIDUAL |  | 8102301 | no | no |  |  | no
switch_311987900 |  | ABCN | node_intto1_311987900 | node_311987900 | CLOSED | CLOSED | CLOSED | INDIVIDUAL |  | 8102301 | no | no |  |  | no
switch_311989138 |  | ABCN | node_intto1_311989138 | node_311989138 | CLOSED | CLOSED | CLOSED | INDIVIDUAL |  | 8102301 | no | no |  |  | no
switch_311989139 |  | ABCN | node_intto1_311989139 | node_311989139 | CLOSED | CLOSED | CLOSED | INDIVIDUAL |  | 8102301 | no | no |  |  | no
switch_311989142 |  | ABCN | node_intto1_311989142 | node_311989142 | CLOSED | CLOSED | CLOSED | INDIVIDUAL |  | 8102301 | no | no |  |  | no
switch_311989143 |  | ABCN | node_intto1_311989143 | node_311989143 | CLOSED | CLOSED | CLOSED | INDIVIDUAL |  | 8102301 | no | no |  |  | no

## transformer
data_type | static
owner_type | feeder
owner | 8102301
object | transformer
name | groupid | phases | fr | to | configuration | climate | aging_constant | use_thermal_model | aging_granularity | dcircuit | selected | monitored | monitored_fields | class_monitored_fields | played | played_fields | comments
transformer_220463350 |  | ABCN | node_220463350 | node_intto1_220463350 | config_transformer_220463350 |  | 0 |  | 0 | 8102301 | no | no |  |  | no
transformer_220463844 |  | AN | node_intto1_220463844 | node_220463844 | config_transformer_220463844 |  | 0 |  | 0 | 8102301 | no | no |  |  | no
transformer_220464340 |  | AN | node_220464340 | node_intto1_220464340 | config_transformer_220464340 |  | 0 |  | 0 | 8102301 | no | no |  |  | no
transformer_220465156 |  | AN | node_220465156 | node_intto1_220465156 | config_transformer_220465156 |  | 0 |  | 0 | 8102301 | no | no |  |  | no
transformer_220465203 |  | AN | node_220465203 | node_intto1_220465203 | config_transformer_220465203 |  | 0 |  | 0 | 8102301 | no | no |  |  | no
transformer_220465204 |  | AN | node_220465204 | node_intto1_220465204 | config_transformer_220465204 |  | 0 |  | 0 | 8102301 | no | no |  |  | no
transformer_220465348 |  | AN | node_220465348 | node_intto1_220465348 | config_transformer_220465348 |  | 0 |  | 0 | 8102301 | no | no |  |  | no
transformer_220465349 |  | AN | node_220465349 | node_intto1_220465349 | config_transformer_220465349 |  | 0 |  | 0 | 8102301 | no | no |  |  | no
transformer_220474374 |  | ABCN | node_220474374 | node_intto1_220474374 | config_transformer_220474374 |  | 0 |  | 0 | 8102301 | no | no |  |  | no
transformer_220523541 |  | AN | node_8102301_311911196 | node_intto1_8102301_311911196 | config_transformer_220523541 |  | 0 |  | 0 | 8102301 | no | no |  |  | no
transformer_220555418 |  | AN | node_220555418 | node_intto1_220555418 | config_transformer_220555418 |  | 0 |  | 0 | 8102301 | no | no |  |  | no
transformer_220568604 |  | AN | node_220568604 | node_intto1_220568604 | config_transformer_220568604 |  | 0 |  | 0 | 8102301 | no | no |  |  | no
transformer_220583738 |  | AN | node_220583738 | node_intto1_220583738 | config_transformer_220583738 |  | 0 |  | 0 | 8102301 | no | no |  |  | no
transformer_220614310 |  | AN | node_220614310 | node_intto1_220614310 | config_transformer_220614310 |  | 0 |  | 0 | 8102301 | no | no |  |  | no

## transformer_configuration
data_type | static
owner_type | feeder
owner | 8102301
object | transformer_configuration
name | groupid | connect_type | install_type | coolant_type | cooling_type | primary_voltage | secondary_voltage | power_rating | powerA_rating | powerB_rating | powerC_rating | impedance | shunt_impedance | core_coil_weight | tank_fittings_weight | oil_volume | rated_winding_time_constant | rated_winding_hot_spot_rise | rated_top_oil_rise | no_load_loss | full_load_loss | reactance_resistance_ratio | installed_insulation_life | dcircuit | selected | comments
config_transformer_220463350 |  | DELTA_GWYE |  |  |  | 4800 | 34500 | 750 | 0 | 0 | 0 | 0.004+0.043j | 0 | 0 | 0 | 0 | 0 | 0 | 0 | 0 | 0 | 10 | 0 |  | no
config_transformer_220463844 |  | WYE_WYE |  |  |  | 34500 | 12470 | 333 | 0 | 0 | 0 | 0.005+0.047j | 0 | 0 | 0 | 0 | 0 | 0 | 0 | 0 | 0 | 10 | 0 |  | no
config_transformer_220464340 |  | DELTA_GWYE |  |  |  | 4800 | 34500 | 333 | 0 | 0 | 0 | 0.005+0.047j | 0 | 0 | 0 | 0 | 0 | 0 | 0 | 0 | 0 | 10 | 0 |  | no
config_transformer_220465156 |  | DELTA_GWYE |  |  |  | 4800 | 34500 | 167 | 0 | 0 | 0 | 0.004+0.04j | 0 | 0 | 0 | 0 | 0 | 0 | 0 | 0 | 0 | 10 | 0 |  | no
config_transformer_220465203 |  | DELTA_GWYE |  |  |  | 4800 | 34500 | 500 | 0 | 0 | 0 | 0.005+0.047j | 0 | 0 | 0 | 0 | 0 | 0 | 0 | 0 | 0 | 10 | 0 |  | no
config_transformer_220465204 |  | DELTA_GWYE |  |  |  | 4800 | 34500 | 100 | 0 | 0 | 0 | 0.004+0.04j | 0 | 0 | 0 | 0 | 0 | 0 | 0 | 0 | 0 | 10 | 0 |  | no
config_transformer_220465348 |  | DELTA_GWYE |  |  |  | 4800 | 34500 | 100 | 0 | 0 | 0 | 0.004+0.04j | 0 | 0 | 0 | 0 | 0 | 0 | 0 | 0 | 0 | 10 | 0 |  | no
config_transformer_220465349 |  | DELTA_GWYE |  |  |  | 4800 | 34500 | 100 | 0 | 0 | 0 | 0.004+0.04j | 0 | 0 | 0 | 0 | 0 | 0 | 0 | 0 | 0 | 10 | 0 |  | no
config_transformer_220474374 |  | DELTA_GWYE |  |  |  | 4800 | 34500 | 999 | 0 | 0 | 0 | 0.005+0.047j | 0 | 0 | 0 | 0 | 0 | 0 | 0 | 0 | 0 | 10 | 0 |  | no
config_transformer_220523541 |  | DELTA_GWYE |  |  |  | 4800 | 34500 | 100 | 0 | 0 | 0 | 0.004+0.04j | 0 | 0 | 0 | 0 | 0 | 0 | 0 | 0 | 0 | 10 | 0 |  | no
config_transformer_220555418 |  | DELTA_GWYE |  |  |  | 4800 | 34500 | 500 | 0 | 0 | 0 | 0.005+0.047j | 0 | 0 | 0 | 0 | 0 | 0 | 0 | 0 | 0 | 10 | 0 |  | no
config_transformer_220568604 |  | DELTA_GWYE |  |  |  | 4800 | 34500 | 250 | 0 | 0 | 0 | 0.004+0.043j | 0 | 0 | 0 | 0 | 0 | 0 | 0 | 0 | 0 | 10 | 0 |  | no
config_transformer_220583738 |  | DELTA_GWYE |  |  |  | 4800 | 34500 | 250 | 0 | 0 | 0 | 0.004+0.043j | 0 | 0 | 0 | 0 | 0 | 0 | 0 | 0 | 0 | 10 | 0 |  | no
config_transformer_220614310 |  | DELTA_GWYE |  |  |  | 4800 | 34500 | 250 | 0 | 0 | 0 | 0.004+0.043j | 0 | 0 | 0 | 0 | 0 | 0 | 0 | 0 | 0 | 10 | 0 |  | no

## underground_line
data_type | static
owner_type | feeder
owner | 8102301
object | underground_line
name | groupid | phases | fr | to | length | configuration | dcircuit | selected | monitored | monitored_fields | class_monitored_fields | played | played_fields | comments
und_line_8102301_200816188 |  | AN | node_8102301_200816290 | node_intto1_8102301_200816188 | 314.548 | und_1P_2ALURD | 8102301 | no | no |  |  | no
und_line_8102301_200816190 |  | AN | node_8102301_200816201 | node_intto1_8102301_200816190 | 625.057 | und_1P_2ALURD | 8102301 | no | no |  |  | no
und_line_8102301_200817655 |  | AN | node_8102301_200817662 | node_intto1_8102301_200817655 | 414.414 | und_1P_2ALURD | 8102301 | no | no |  |  | no
und_line_8102301_200817886 |  | AN | node_8102301_200817966 | node_intto1_8102301_200817886 | 627.733 | und_1P_2ALURD | 8102301 | no | no |  |  | no
und_line_8102301_200845107 |  | AN | node_8102301_311911197 | node_8102301_200845107 | 554.522 | und_1P_1/0ALURD_1/0AL(N) | 8102301 | no | no |  |  | no
und_line_8102301_200845110 |  | AN | node_8102301_200845107 | node_8102301_200845110 | 160.454 | und_1P_1/0ALURD_1/0AL(N) | 8102301 | no | no |  |  | no
und_line_8102301_200845111 |  | AN | node_8102301_200845110 | node_8102301_200845111 | 168.975 | und_1P_1/0ALURD_1/0AL(N) | 8102301 | no | no |  |  | no
und_line_8102301_200845115 |  | AN | node_8102301_200845111 | node_8102301_200845115 | 157.031 | und_1P_1/0ALURD_1/0AL(N) | 8102301 | no | no |  |  | no
und_line_8102301_200845117 |  | AN | node_8102301_200845115 | node_8102301_200845117 | 240.829 | und_1P_1/0ALURD_1/0AL(N) | 8102301 | no | no |  |  | no
und_line_8102301_200845120 |  | AN | node_8102301_200845117 | node_8102301_200845120 | 159.529 | und_1P_1/0ALURD_1/0AL(N) | 8102301 | no | no |  |  | no
und_line_8102301_200845124 |  | AN | node_8102301_200982952 | node_8102301_200845124 | 361.632 | und_1P_1/0ALURD_1/0AL(N) | 8102301 | no | no |  |  | no
und_line_8102301_200845126 |  | AN | node_8102301_200845124 | node_8102301_200845126 | 309.81 | und_1P_1/0ALURD_1/0AL(N) | 8102301 | no | no |  |  | no
und_line_8102301_200845178 |  | AN | node_8102301_200911507 | node_8102301_200845178 | 1278.112 | und_1P_2ALURD_2AL(N) | 8102301 | no | no |  |  | no
und_line_8102301_200845704 |  | AN | node_8102301_200845722 | node_intto1_8102301_200845704 | 859.558 | und_1P_2ALURD | 8102301 | no | no |  |  | no
und_line_8102301_200845805 |  | AN | node_8102301_200845828 | node_intto1_8102301_200845805 | 433.38 | und_1P_2ALURD | 8102301 | no | no |  |  | no
und_line_8102301_200845806 |  | AN | node_8102301_200845847 | node_intto1_8102301_200845806 | 770.838 | und_1P_2ALURD | 8102301 | no | no |  |  | no
und_line_8102301_200846067 |  | AN | node_8102301_200846073 | node_intto1_8102301_200846067 | 528.376 | und_1P_2ALURD | 8102301 | no | no |  |  | no
und_line_8102301_200846089 |  | AN | node_8102301_200846101 | node_intto1_8102301_200846089 | 237.837 | und_1P_2ALURD | 8102301 | no | no |  |  | no
und_line_8102301_200846116 |  | AN | node_8102301_200846126 | node_8102301_200846116 | 143.029 | und_1P_2ALURD_2AL(N) | 8102301 | no | no |  |  | no
und_line_8102301_200846131 |  | AN | node_8102301_200846136 | node_intto1_8102301_200846131 | 812.542 | und_1P_2ALURD | 8102301 | no | no |  |  | no
und_line_8102301_200846202 |  | AN | node_8102301_200846214 | node_8102301_200846202 | 504.781 | und_1P_2ALURD | 8102301 | no | no |  |  | no
und_line_8102301_200846203 |  | AN | node_8102301_200846214 | node_intto1_8102301_200846203 | 459.615 | und_1P_2ALURD | 8102301 | no | no |  |  | no
und_line_8102301_200846400 |  | ABCN | node_8102301_200846570 | node_intto1_8102301_200846400 | 245.33 | und_3P_1/0ALURD_1/0AL(N) | 8102301 | no | no |  |  | no
und_line_8102301_200846652 |  | AN | node_8102301_200846658 | node_intto1_8102301_200846652 | 1671.748 | und_1P_1/0ALURD_1/0AL(N) | 8102301 | no | no |  |  | no
und_line_8102301_200969485 |  | AN | node_8102301_200969593 | node_intto1_8102301_200969485 | 131.823 | und_1P_DELTACUST | 8102301 | no | no |  |  | no
und_line_8102301_200972943 |  | AN | node_8102301_200876439 | node_intto1_8102301_200972943 | 784.554 | und_1P_DELTACUST | 8102301 | no | no |  |  | no
und_line_8102301_200972953 |  | AN | node_8102301_200876435 | node_8102301_200972953 | 546.998 | und_1P_DELTACUST | 8102301 | no | no |  |  | no
und_line_8102301_200982952 |  | AN | node_8102301_200845120 | node_8102301_200982952 | 152.297 | und_1P_1/0ALURD_1/0AL(N) | 8102301 | no | no |  |  | no
und_line_8102301_200984494 |  | AN | node_8102301_200984586 | node_intto1_8102301_200984494 | 1145.399 | und_1P_DELTACUST | 8102301 | no | no |  |  | no
und_line_8102301_200986368 |  | AN | node_8102301_200876434 | node_intto1_8102301_200986368 | 2009.341 | und_1P_DELTACUST | 8102301 | no | no |  |  | no
und_line_8102301_201015648 |  | AN | node_8102301_201015578 | node_intto1_8102301_201015648 | 580.882 | und_1P_2ALURD | 8102301 | no | no |  |  | no
und_line_8102301_201042101 |  | AN | node_8102301_200946064 | node_8102301_201042101 | 234.205 | und_1P_DELTACUST | 8102301 | no | no |  |  | no
und_line_8102301_201042851 |  | AN | node_8102301_200817116 | node_intto1_8102301_201042851 | 500.335 | und_1P_WYECUST | 8102301 | no | no |  |  | no
und_line_8102301_201050651 |  | AN | node_8102301_201050650 | node_intto1_8102301_201050651 | 254.97 | und_1P_DELTACUST | 8102301 | no | no |  |  | no
und_line_8102301_201055843 |  | AN | node_8102301_201055755 | node_8102301_201055843 | 201.424 | und_1P_DELTACUST | 8102301 | no | no |  |  | no
und_line_8102301_201060899 |  | AN | node_8102301_200950466 | node_8102301_201060899 | 222.678 | und_1P_DELTACUST | 8102301 | no | no |  |  | no
und_line_8102301_310049760 |  | ABCN | node_8102301_200976642 | node_intto1_8102301_310049760 | 51.65 | und_3P_WYECUST | 8102301 | no | no |  |  | no
und_line_8102301_311858705 |  | AN | node_8102301_200845843 | node_intto1_8102301_311858705 | 337.426 | und_1P_DELTACUST | 8102301 | no | no |  |  | no
und_line_8102301_312092296 |  | AN | node_8102301_200816259 | node_intto1_8102301_312092296 | 1104.605 | und_1P_DELTACUST | 8102301 | no | no |  |  | no
und_line_8102301_312127772 |  | AN | node_8102301_312127771 | node_intto1_8102301_312127772 | 1869.98 | und_1P_DELTACUST | 8102301 | no | no |  |  | no
und_line_TAP_UG_58698 |  | AN | node_8102301_200816188 | node_1390695_295_15368391_362 | 0.033 | und_TAPWIRE_UG | 8102301 | no | no |  |  | no
und_line_TAP_UG_58699 |  | AN | node_8102301_200816190 | node_1399214_881_15357596_938 | 0.033 | und_TAPWIRE_UG | 8102301 | no | no |  |  | no
und_line_TAP_UG_58709 |  | AN | node_8102301_200817655 | node_1405358_051_15354193_236 | 0.033 | und_TAPWIRE_UG | 8102301 | no | no |  |  | no
und_line_TAP_UG_58712 |  | AN | node_8102301_200817886 | node_1408223_962_15370462_636 | 0.033 | und_TAPWIRE_UG | 8102301 | no | no |  |  | no
und_line_TAP_UG_59124 |  | AN | node_8102301_200845107 | node_1383497_932_15374906_879 | 0.033 | und_TAPWIRE_UG | 8102301 | no | no |  |  | no
und_line_TAP_UG_59125 |  | AN | node_8102301_200845111 | node_1383830_495_15374860_49 | 0.033 | und_TAPWIRE_UG | 8102301 | no | no |  |  | no
und_line_TAP_UG_59126 |  | AN | node_8102301_200845115 | node_1383988_027_15374863_237 | 0.033 | und_TAPWIRE_UG | 8102301 | no | no |  |  | no
und_line_TAP_UG_59127 |  | AN | node_8102301_200845117 | node_1384229_189_15374875_239 | 0.033 | und_TAPWIRE_UG | 8102301 | no | no |  |  | no
und_line_TAP_UG_59128 |  | AN | node_8102301_200845120 | node_1384388_969_15374949_63 | 0.033 | und_TAPWIRE_UG | 8102301 | no | no |  |  | no
und_line_TAP_UG_59129 |  | AN | node_8102301_200845124 | node_1384548_325_15375272_401 | 0.033 | und_TAPWIRE_UG | 8102301 | no | no |  |  | no
und_line_TAP_UG_59130 |  | AN | node_8102301_200845126 | node_1384182_69_15375262_043 | 0.033 | und_TAPWIRE_UG | 8102301 | no | no |  |  | no
und_line_TAP_UG_59131 |  | AN | node_8102301_200845178 | node_1385827_293_15376019_168 | 0.033 | und_TAPWIRE_UG | 8102301 | no | no |  |  | no
und_line_TAP_UG_59132 |  | AN | node_8102301_200845704 | node_1394356_375_15393397_735 | 0.033 | und_TAPWIRE_UG | 8102301 | no | no |  |  | no
und_line_TAP_UG_59133 |  | AN | node_8102301_200845805 | node_1398878_307_15387466_739 | 0.033 | und_TAPWIRE_UG | 8102301 | no | no |  |  | no
und_line_TAP_UG_59134 |  | AN | node_8102301_200845806 | node_1399444_056_15382219_846 | 0.033 | und_TAPWIRE_UG | 8102301 | no | no |  |  | no
und_line_TAP_UG_59137 |  | AN | node_8102301_200846067 | node_1381196_971_15379733_214 | 0.033 | und_TAPWIRE_UG | 8102301 | no | no |  |  | no
und_line_TAP_UG_59138 |  | AN | node_8102301_200846089 | node_1394921_432_15397784_605 | 0.033 | und_TAPWIRE_UG | 8102301 | no | no |  |  | no
und_line_TAP_UG_59139 |  | AN | node_8102301_200846116 | node_1381812_572_15383653_411 | 0.033 | und_TAPWIRE_UG | 8102301 | no | no |  |  | no
und_line_TAP_UG_59140 |  | AN | node_8102301_200846131 | node_1391681_33_15398026_59 | 0.033 | und_TAPWIRE_UG | 8102301 | no | no |  |  | no
und_line_TAP_UG_59141 |  | AN | node_8102301_200846202 | node_1382329_584_15388876_376 | 0.033 | und_TAPWIRE_UG | 8102301 | no | no |  |  | no
und_line_TAP_UG_59142 |  | AN | node_8102301_200846203 | node_1382793_7_15388990_496 | 0.033 | und_TAPWIRE_UG | 8102301 | no | no |  |  | no
und_line_TAP_UG_59143 |  | ABCN | node_8102301_200846400 | node_1378781_254_15375746_743 | 0.033 | und_TAPWIRE_UG | 8102301 | no | no |  |  | no
und_line_TAP_UG_59151 |  | AN | node_8102301_200846652 | node_1381872_133_15378264_878 | 0.033 | und_TAPWIRE_UG | 8102301 | no | no |  |  | no
und_line_TAP_UG_60708 |  | AN | node_8102301_200969485 | node_1383241_559_15388907_393 | 0.033 | und_TAPWIRE_UG | 8102301 | no | no |  |  | no
und_line_TAP_UG_61513 |  | AN | node_8102301_200972943 | node_1413528_7_15368768_113 | 0.033 | und_TAPWIRE_UG | 8102301 | no | no |  |  | no
und_line_TAP_UG_61520 |  | AN | node_8102301_200972953 | node_1412901_469_15368510_169 | 0.033 | und_TAPWIRE_UG | 8102301 | no | no |  |  | no
und_line_TAP_UG_63026 |  | AN | node_8102301_200984494 | node_1390484_179_15369973_885 | 0.033 | und_TAPWIRE_UG | 8102301 | no | no |  |  | no
und_line_TAP_UG_63137 |  | AN | node_8102301_200986368 | node_1414191_063_15366538_236 | 0.033 | und_TAPWIRE_UG | 8102301 | no | no |  |  | no
und_line_TAP_UG_64629 |  | AN | node_8102301_201015648 | node_1396524_41_15382414_312 | 0.033 | und_TAPWIRE_UG | 8102301 | no | no |  |  | no
und_line_TAP_UG_67608 |  | AN | node_8102301_201042851 | node_1396236_178_15373778_254 | 0.033 | und_TAPWIRE_UG | 8102301 | no | no |  |  | no
und_line_TAP_UG_68731 |  | AN | node_8102301_201050651 | node_1393460_692_15391660_489 | 0.033 | und_TAPWIRE_UG | 8102301 | no | no |  |  | no
und_line_TAP_UG_69262 |  | AN | node_8102301_201060899 | node_1397627_73_15375472_879 | 0.033 | und_TAPWIRE_UG | 8102301 | no | no |  |  | no
und_line_TAP_UG_335763 |  | AN | node_8102301_201055843 | node_1409783_276_15363403_48 | 0.033 | und_TAPWIRE_UG | 8102301 | no | no |  |  | no
und_line_TAP_UG_487005 |  | AN | node_8102301_201042101 | node_1394782_096_15395472_956 | 0.033 | und_TAPWIRE_UG | 8102301 | no | no |  |  | no
und_line_TAP_UG_950659 |  | ABCN | node_8102301_310049760 | node_1382192_686_15374840_148 | 0.033 | und_TAPWIRE_UG | 8102301 | no | no |  |  | no
und_line_TAP_UG_1178313 |  | AN | node_8102301_311858705 | node_1400439_46_15382070_44 | 0.033 | und_TAPWIRE_UG | 8102301 | no | no |  |  | no
und_line_TAP_UG_2460186 |  | AN | node_8102301_312092296 | node_1387351_719_15372300_673 | 0.033 | und_TAPWIRE_UG | 8102301 | no | no |  |  | no
und_line_TAP_UG_2697832 |  | AN | node_8102301_312127772 | node_1395081_422_15382329_024 | 0.033 | und_TAPWIRE_UG | 8102301 | no | no |  |  | no

## underground_line_conductor
data_type | static
owner_type | feeder
owner | 8102301
object | underground_line_conductor
name | groupid | outer_diameter | conductor_gmr | conductor_diameter | conductor_resistance | neutral_gmr | neutral_diameter | neutral_resistance | neutral_strands | insulation_relative_permitivitty | shield_gmr | shield_resistance | rating_summer_continuous | rating_summer_emergency | rating_winter_continuous | rating_winter_emergency | dcircuit | selected | comments
und_cond_1P_1/0ALURD_1/0AL(N) | [12 empty] | 160 | 160 | 180 | 180 |  | no
und_cond_1P_2ALURD | [12 empty] | 125 | 125 | 140 | 140 |  | no
und_cond_1P_2ALURD_2AL(N) | [12 empty] | 125 | 125 | 140 | 140 |  | no
und_cond_1P_DELTACUST | [12 empty] | 685 | 685 | 685 | 685 |  | no
und_cond_1P_WYECUST | [12 empty] | 685 | 685 | 685 | 685 |  | no
und_cond_3P_1/0ALURD_1/0AL(N) | [12 empty] | 160 | 160 | 180 | 180 |  | no
und_cond_3P_WYECUST | [12 empty] | 685 | 685 | 685 | 685 |  | no
und_cond_TAPWIRE_UG | [12 empty] | 99999999 | 99999999 | 99999999 | 99999999 |  | no