## capacitor
data_type | static
owner_type | feeder
owner | 8104001
object | capacitor
name | groupid | parent | phases | nominal_voltage | pt_phase | phases_connected | switchA | switchB | switchC | control | voltage_set_high | voltage_set_low | VAr_set_high | VAr_set_low | current_set_high | current_set_low | capacitor_A | capacitor_B | capacitor_C | cap_nominal_voltage | time_delay | dwell_time | lockout_time | remote_sense | remote_sense_B | control_level | dcircuit | selected | monitored | monitored_fields | class_monitored_fields | played | played_fields | comments
cap_220368916 |  | node_1376238_025_15354347_39 | AN | 0 |  | AN | CLOSED |  |  | MANUAL | [6 empty] | 50000 |  |  | 4800 | [6 empty] | 8104001 | no | no |  |  | no
cap_220369166 |  | node_1374588_085_15352939_609 | AN | 0 |  | AN | CLOSED |  |  | MANUAL | [6 empty] | 50000 |  |  | 4800 | [6 empty] | 8104001 | no | no |  |  | no

## feeder
data_type | static
owner_type | feeder
owner | 8104001
object | feeder
name | transmission_bus | ARC | ADR | slack_bus | nom_voltages | num_nodes | num_ohlines | num_uglines | num_transformers | num_generators | num_pvs | num_storages | num_loads | miles | mw | mvar | losses_mw | losses_mvar | comments | use_feeder_load_shape | load_shape_scale | use_feeder_pv_shape | pv_shape_scale | description | restore_time | griddisconnect_scenario_probability | gridconnect_scenario_probability | use_energy_not_served | VOLL | discount_rate | yearly_load_growth_percent | planning_horizon | enable_traditional_project_deferral | lifetime_of_investment_years | start_year | base_year | year_the_investment_is_committed | revenue_requirement_scaling_factor | discount_rate | inflation_rate_for_investment | traditional_project_invested_capital | periodicity_of_investment_in_years | priority | maximum_total_investment_cost | DER_portfolio_NPV | DER_portfolio_BC_ratio | total_system_energy_avoided_cost_NPV | total_system_capacity_avoided_cost_NPV | total_system_ancillary_services_avoided_cost_NPV | total_system_CO2_avoided_cost_NPV | total_system_loss_of_load_avoided_cost_NPV | total_system_distribution_capacity_avoided_cost_NPV | total_system_investment_and_operational_cost_NPV | feeder_solar_pv_operating_cost_USdollarperkWh | feeder_energy_storage_operating_cost_USdollarperkWh | feeder_distributed_generator_operating_cost_USdollarperkWh | feeder_distributed_generator_CO2_cost_USdollarperkWh | feeder_demand_response_operating_cost_USdollarperkWh | feeder_solar_pv_investment_cost_USdollarperkW | feeder_energy_storage_investment_cost_USdollarperkW | feeder_distributed_generator_investment_cost_USdollarperkW | feeder_demand_response_investment_cost_USdollarperkW
8104001 |  | ts_slack | none | node_SOURCE_8104001 | 1066.732,2771.281 | 310 | 277 | 16 | 1 | 0 | 0 | 0 | 91 | 9.389 | 0.953 | 0.406 | 0 | 0 |  | 0 | 0 | 1 | 0 |  | 0 | 0 | 0 | 0 | 0 | 0 | 0 | 0 | 0 | 0 | 0 | 0 | 0 | 0 | 0 | 0 | 0 | 0 | 0 | 999999999 | 0 | 0 | 0 | 0 | 0 | 0 | 0 | 0 | 0 | 0 | 0 | 0 | 0 | 0 | 0 | 0 | 0 | 0

## fuse
data_type | static
owner_type | feeder
owner | 8104001
object | fuse
name | groupid | phases | fr | to | phase_A_status | phase_B_status | phase_C_status | repair_dist_type | current_limit | mean_replacement_time | status | dcircuit | selected | monitored | monitored_fields | class_monitored_fields | played | played_fields | comments
fuse_220382497 |  | AD | node_intto1_8104001_200817348 | node_8104001_200817348 | GOOD | GOOD | GOOD |  | 40 |  |  | 8104001 | no | no |  |  | no
fuse_220387971 |  | AD | node_intto1_8104001_200843792 | node_8104001_200843792 | GOOD | GOOD | GOOD |  | 85 |  |  | 8104001 | no | no |  |  | no
fuse_220387975 |  | AD | node_intto1_8104001_200843860 | node_8104001_200843860 | GOOD | GOOD | GOOD |  | 60 |  |  | 8104001 | no | no |  |  | no
fuse_220387977 |  | AD | node_intto1_8104001_200844696 | node_8104001_200844696 | GOOD | GOOD | GOOD |  | 100 |  |  | 8104001 | no | no |  |  | no
fuse_220387988 |  | AD | node_intto1_8104001_200843798 | node_8104001_200843798 | GOOD | GOOD | GOOD |  | 100 |  |  | 8104001 | no | no |  |  | no
fuse_220388016 |  | AD | node_intto1_8104001_200844486 | node_8104001_200844486 | GOOD | GOOD | GOOD |  | 60 |  |  | 8104001 | no | no |  |  | no
fuse_220388037 |  | AN | node_intto1_8104001_200844783 | node_8104001_200844783 | GOOD | GOOD | GOOD |  | 40 |  |  | 8104001 | no | no |  |  | no
fuse_220388080 |  | AN | node_intto1_220388080 | node_220388080 | GOOD | GOOD | GOOD |  | 150 |  |  | 8104001 | no | no |  |  | no
fuse_220388082 |  | AN | node_intto1_220388082 | node_220388082 | GOOD | GOOD | GOOD |  | 100 |  |  | 8104001 | no | no |  |  | no
fuse_220388124 |  | AN | node_intto1_8104001_200842994 | node_8104001_200842994 | GOOD | GOOD | GOOD |  | 40 |  |  | 8104001 | no | no |  |  | no
fuse_220549522 |  | AN | node_intto1_8104001_200981688 | node_8104001_200981688 | GOOD | GOOD | GOOD |  | 20 |  |  | 8104001 | no | no |  |  | no
fuse_220623962 |  | AD | node_intto1_8104001_201041984 | node_8104001_201041984 | GOOD | GOOD | GOOD |  | 100 |  |  | 8104001 | no | no |  |  | no

## line_configuration
data_type | static
owner_type | feeder
owner | 8104001
object | line_configuration
name | groupid | conductor_A | conductor_B | conductor_C | conductor_N | spacing | z11 | z12 | z13 | z21 | z22 | z23 | z31 | z32 | z33 | c11 | c12 | c13 | c21 | c22 | c23 | c31 | c32 | c33 | dcircuit | selected | comments
bal_1P_1/0AA |  | oh_cond_1/0_AAAC | oh_cond_1/0_AAAC | oh_cond_1/0_AAAC |  |  | 0.972+1.499j | 0.095+0.781j | 0.095+0.781j | 0.095+0.781j | 0.972+1.499j | 0.095+0.781j | 0.095+0.781j | 0.095+0.781j | 0.972+1.499j | 12.796 | -3.172 | -3.172 | -3.172 | 12.796 | -3.172 | -3.172 | -3.172 | 12.796 |  | no
bal_1P_1/0AC |  | oh_cond_1/0_ACSR | oh_cond_1/0_ACSR | oh_cond_1/0_ACSR |  |  | 0.983+1.218j | 0.095+0.781j | 0.095+0.781j | 0.095+0.781j | 0.983+1.218j | 0.095+0.781j | 0.095+0.781j | 0.095+0.781j | 0.983+1.218j | 12.796 | -3.172 | -3.172 | -3.172 | 12.796 | -3.172 | -3.172 | -3.172 | 12.796 |  | no
bal_1P_1AC |  | oh_cond_1_ACSR | oh_cond_1_ACSR | oh_cond_1_ACSR |  |  | 1.215+1.523j | 0.095+0.781j | 0.095+0.781j | 0.095+0.781j | 1.215+1.523j | 0.095+0.781j | 0.095+0.781j | 0.095+0.781j | 1.215+1.523j | 12.411 | -3.024 | -3.024 | -3.024 | 12.411 | -3.024 | -3.024 | -3.024 | 12.411 |  | no
bal_1P_2AC |  | oh_cond_2_ACSR | oh_cond_2_ACSR | oh_cond_2_ACSR |  |  | 1.505+1.527j | 0.095+0.781j | 0.095+0.781j | 0.095+0.781j | 1.505+1.527j | 0.095+0.781j | 0.095+0.781j | 0.095+0.781j | 1.505+1.527j | 12.393 | -3.017 | -3.017 | -3.017 | 12.393 | -3.017 | -3.017 | -3.017 | 12.393 |  | no
bal_1P_2AC_2AC(N) |  | oh_cond_2_ACSR | oh_cond_2_ACSR | oh_cond_2_ACSR | oh_cond_2_ACSR |  | 1.645+1.289j | 0.235+0.543j | 0.235+0.543j | 0.235+0.543j | 1.645+1.289j | 0.235+0.543j | 0.235+0.543j | 0.235+0.543j | 1.645+1.289j | 12.813 | -2.597 | -2.597 | -2.597 | 12.813 | -2.597 | -2.597 | -2.597 | 12.813 |  | no
bal_1P_4CU |  | oh_cond_4_CU | oh_cond_4_CU | oh_cond_4_CU |  |  | 1.483+1.565j | 0.095+0.781j | 0.095+0.781j | 0.095+0.781j | 1.483+1.565j | 0.095+0.781j | 0.095+0.781j | 0.095+0.781j | 1.483+1.565j | 11.78 | -2.785 | -2.785 | -2.785 | 11.78 | -2.785 | -2.785 | -2.785 | 11.78 |  | no
bal_1P_DELTACUST |  | oh_cond_2/0_CU | oh_cond_2/0_CU | oh_cond_2/0_CU | oh_cond_3_#7_CWD_30% |  | 0.66+1.378j | 0.22+0.666j | 0.22+0.666j | 0.22+0.666j | 0.66+1.378j | 0.22+0.666j | 0.22+0.666j | 0.22+0.666j | 0.66+1.378j | 13.24 | -2.712 | -2.712 | -2.712 | 13.24 | -2.712 | -2.712 | -2.712 | 13.24 |  | no
unb_TAPWIRE_OH |  | oh_cond_WP-4/0-CU | oh_cond_WP-4/0-CU | oh_cond_WP-4/0-CU | oh_cond_WP-4/0-CU |  | 0.365+1.097j | 0.093+0.433j | 0.094+0.34j | 0.093+0.433j | 0.368+1.078j | 0.095+0.401j | 0.094+0.34j | 0.095+0.401j | 0.368+1.077j | 14.911 | -4.341 | -1.953 | -4.341 | 15.781 | -3.724 | -1.953 | -3.724 | 14.818 |  | no
und_1P_1/0ALURD_1/0AL(N) |  | und_cond_1P_1/0ALURD_1/0AL(N) | und_cond_1P_1/0ALURD_1/0AL(N) | und_cond_1P_1/0ALURD_1/0AL(N) |  |  | 1.674+0.526j | 0.0+0.0j | 0.0+0.0j | 0.0+0.0j | 1.674+0.526j | 0.0+0.0j | 0.0+0.0j | 0.0+0.0j | 1.674+0.526j | 530.19 | 0 | 0 | 0 | 530.19 | 0 | 0 | 0 | 530.19 |  | no
und_1P_2ALURD |  | und_cond_1P_2ALURD | und_cond_1P_2ALURD | und_cond_1P_2ALURD |  |  | 2.379+0.823j | 0.0+0.0j | 0.0+0.0j | 0.0+0.0j | 2.379+0.823j | 0.0+0.0j | 0.0+0.0j | 0.0+0.0j | 2.379+0.823j | 401.497 | 0 | 0 | 0 | 401.497 | 0 | 0 | 0 | 401.497 |  | no
und_1P_2ALURD_2AL(N) |  | und_cond_1P_2ALURD_2AL(N) | und_cond_1P_2ALURD_2AL(N) | und_cond_1P_2ALURD_2AL(N) |  |  | 2.379+0.823j | 0.0+0.0j | 0.0+0.0j | 0.0+0.0j | 2.379+0.823j | 0.0+0.0j | 0.0+0.0j | 0.0+0.0j | 2.379+0.823j | 401.497 | 0 | 0 | 0 | 401.497 | 0 | 0 | 0 | 401.497 |  | no
und_1P_DELTACUST |  | und_cond_1P_DELTACUST | und_cond_1P_DELTACUST | und_cond_1P_DELTACUST |  |  | 0.179+0.233j | 0.061-0.024j | 0.061-0.024j | 0.061-0.024j | 0.179+0.233j | 0.061-0.024j | 0.061-0.024j | 0.061-0.024j | 0.179+0.233j | 324.124 | 0 | 0 | 0 | 324.124 | 0 | 0 | 0 | 324.124 |  | no
und_TAPWIRE_UG |  | und_cond_TAPWIRE_UG | und_cond_TAPWIRE_UG | und_cond_TAPWIRE_UG |  |  | 0.001+0.001j | 0.0+0.0j | 0.0+0.0j | 0.0+0.0j | 0.001+0.001j | 0.0+0.0j | 0.0+0.0j | 0.0+0.0j | 0.001+0.001j | 0 | 0 | 0 | 0 | 0 | 0 | 0 | 0 | 0 |  | no

## load
data_type | static
owner_type | feeder
owner | 8104001
object | load
name | groupid | parent | bustype | phases | nominal_voltage | load_class | constant_power_A | constant_power_B | constant_power_C | constant_current_A | constant_current_B | constant_current_C | constant_impedance_A | constant_impedance_B | constant_impedance_C | base_power_A | base_power_B | base_power_C | power_pf_A | power_pf_B | power_pf_C | current_pf_A | current_pf_B | current_pf_C | impedance_pf_A | impedance_pf_B | impedance_pf_C | power_fraction_A | power_fraction_B | power_fraction_C | current_fraction_A | current_fraction_B | current_fraction_C | impedance_fraction_A | impedance_fraction_B | impedance_fraction_C | dcircuit | selected | monitored | monitored_fields | class_monitored_fields | played | played_fields | base_kw_A | base_kw_B | base_kw_C | kw_A | kw_B | kw_C | comments | critical_load | dem_resp_lb | dem_resp_ub | dem_resp_shortage_cost | dem_resp_surplus_cost | num_customers
load_220333104 |  | node_1375831_198_15350717_529 |  | AN | 0 | Residential | 4521.6+1926.194j | 0 | 0 | 0 | 0 | 0 | [24 empty] | 8104001 | no | no |  |  | no |  | 0 | 0 | 0 | 0 | 0 | 0 |  | 1 | 1 | 1 | 0 | 0 | 0
load_220333105 |  | node_1376420_859_15350553_216 |  | AN | 0 | Residential | 3254.4+1386.369j | 0 | 0 | 0 | 0 | 0 | [24 empty] | 8104001 | no | no |  |  | no |  | 0 | 0 | 0 | 0 | 0 | 0 |  | 1 | 1 | 1 | 0 | 0 | 0
load_220333106 |  | node_1376821_696_15350223_489 |  | AN | 0 | Residential | 1929.6+822.006j | 0 | 0 | 0 | 0 | 0 | [24 empty] | 8104001 | no | no |  |  | no |  | 0 | 0 | 0 | 0 | 0 | 0 |  | 1 | 1 | 1 | 0 | 0 | 0
load_220333464 |  | node_1375478_979_15354431_907 |  | AN | 0 | Residential | 3326.4+1417.04j | 0 | 0 | 0 | 0 | 0 | [24 empty] | 8104001 | no | no |  |  | no |  | 0 | 0 | 0 | 0 | 0 | 0 |  | 1 | 1 | 1 | 0 | 0 | 0
load_220333465 |  | node_1376181_681_15355154_028 |  | AN | 0 | Residential | 64.8+27.605j | 0 | 0 | 0 | 0 | 0 | [24 empty] | 8104001 | no | no |  |  | no |  | 0 | 0 | 0 | 0 | 0 | 0 |  | 1 | 1 | 1 | 0 | 0 | 0
load_220333466 |  | node_1376565_59_15354353_822 |  | AN | 0 | Residential | 17121.6+7293.771j | 0 | 0 | 0 | 0 | 0 | [24 empty] | 8104001 | no | no |  |  | no |  | 0 | 0 | 0 | 0 | 0 | 0 |  | 1 | 1 | 1 | 0 | 0 | 0
load_220333467 |  | node_1376023_353_15354191_792 |  | AN | 0 | Residential | 6696+2852.484j | 0 | 0 | 0 | 0 | 0 | [24 empty] | 8104001 | no | no |  |  | no |  | 0 | 0 | 0 | 0 | 0 | 0 |  | 1 | 1 | 1 | 0 | 0 | 0
load_220333468 |  | node_1376826_697_15354217_842 |  | AN | 0 | Residential | 3852+1640.945j | 0 | 0 | 0 | 0 | 0 | [24 empty] | 8104001 | no | no |  |  | no |  | 0 | 0 | 0 | 0 | 0 | 0 |  | 1 | 1 | 1 | 0 | 0 | 0
load_220333469 |  | node_1377364_83_15354232_978 |  | AN | 0 | Residential | 15832.8+6744.745j | 0 | 0 | 0 | 0 | 0 | [24 empty] | 8104001 | no | no |  |  | no |  | 0 | 0 | 0 | 0 | 0 | 0 |  | 1 | 1 | 1 | 0 | 0 | 0
load_220333470 |  | node_1377651_028_15354238_641 |  | AN | 0 | Residential | 4536+1932.328j | 0 | 0 | 0 | 0 | 0 | [24 empty] | 8104001 | no | no |  |  | no |  | 0 | 0 | 0 | 0 | 0 | 0 |  | 1 | 1 | 1 | 0 | 0 | 0
load_220333471 |  | node_1377999_342_15354251_266 |  | AN | 0 | Residential | 3204+1364.898j | 0 | 0 | 0 | 0 | 0 | [24 empty] | 8104001 | no | no |  |  | no |  | 0 | 0 | 0 | 0 | 0 | 0 |  | 1 | 1 | 1 | 0 | 0 | 0
load_220333472 |  | node_1379024_319_15354284_17 |  | AN | 0 | Residential | 9734.4+4146.837j | 0 | 0 | 0 | 0 | 0 | [24 empty] | 8104001 | no | no |  |  | no |  | 0 | 0 | 0 | 0 | 0 | 0 |  | 1 | 1 | 1 | 0 | 0 | 0
load_220333473 |  | node_1380071_653_15354324_399 |  | AN | 0 | Residential | 7401.6+3153.068j | 0 | 0 | 0 | 0 | 0 | [24 empty] | 8104001 | no | no |  |  | no |  | 0 | 0 | 0 | 0 | 0 | 0 |  | 1 | 1 | 1 | 0 | 0 | 0
load_220333474 |  | node_1380615_979_15354014_636 |  | AN | 0 | Residential | 2678.4+1140.994j | 0 | 0 | 0 | 0 | 0 | [24 empty] | 8104001 | no | no |  |  | no |  | 0 | 0 | 0 | 0 | 0 | 0 |  | 1 | 1 | 1 | 0 | 0 | 0
load_220333475 |  | node_1381438_575_15354525_383 |  | AN | 0 | Residential | 6746.4+2873.954j | 0 | 0 | 0 | 0 | 0 | [24 empty] | 8104001 | no | no |  |  | no |  | 0 | 0 | 0 | 0 | 0 | 0 |  | 1 | 1 | 1 | 0 | 0 | 0
load_220333476 |  | node_1381055_618_15354748_413 |  | AN | 0 | Residential | 23594.4+10051.172j | 0 | 0 | 0 | 0 | 0 | [24 empty] | 8104001 | no | no |  |  | no |  | 0 | 0 | 0 | 0 | 0 | 0 |  | 1 | 1 | 1 | 0 | 0 | 0
load_220333477 |  | node_1380924_019_15354500_489 |  | AN | 0 | Residential | 10094.4+4300.196j | 0 | 0 | 0 | 0 | 0 | [24 empty] | 8104001 | no | no |  |  | no |  | 0 | 0 | 0 | 0 | 0 | 0 |  | 1 | 1 | 1 | 0 | 0 | 0
load_220333478 |  | node_1380546_057_15354482_403 |  | AN | 0 | Residential | 3088.8+1315.823j | 0 | 0 | 0 | 0 | 0 | [24 empty] | 8104001 | no | no |  |  | no |  | 0 | 0 | 0 | 0 | 0 | 0 |  | 1 | 1 | 1 | 0 | 0 | 0
load_220333479 |  | node_1381812_152_15354442_09 |  | AN | 0 | Residential | 23659.2+10078.777j | 0 | 0 | 0 | 0 | 0 | [24 empty] | 8104001 | no | no |  |  | no |  | 0 | 0 | 0 | 0 | 0 | 0 |  | 1 | 1 | 1 | 0 | 0 | 0
load_220333480 |  | node_1382001_472_15354556_046 |  | AN | 0 | Other | 0 | 0 | 0 | 0 | 0 | 0 | [24 empty] | 8104001 | no | no |  |  | no |  | 0 | 0 | 0 | 0 | 0 | 0 |  | 1 | 1 | 1 | 0 | 0 | 0
load_220333482 |  | node_1382712_346_15354521_413 |  | AN | 0 | NonResidential | 9511.2+4051.754j | 0 | 0 | 0 | 0 | 0 | [24 empty] | 8104001 | no | no |  |  | no |  | 0 | 0 | 0 | 0 | 0 | 0 |  | 1 | 1 | 1 | 0 | 0 | 0
load_220333483 |  | node_1383355_648_15354818_247 |  | AN | 0 | Residential | 727.2+309.786j | 0 | 0 | 0 | 0 | 0 | [24 empty] | 8104001 | no | no |  |  | no |  | 0 | 0 | 0 | 0 | 0 | 0 |  | 1 | 1 | 1 | 0 | 0 | 0
load_220333484 |  | node_1375387_932_15354221_203 |  | AN | 0 | Residential | 5320.8+2266.651j | 0 | 0 | 0 | 0 | 0 | [24 empty] | 8104001 | no | no |  |  | no |  | 0 | 0 | 0 | 0 | 0 | 0 |  | 1 | 1 | 1 | 0 | 0 | 0
load_220342587 |  | node_1366019_44_15345975_427 |  | AN | 0 | Residential | 4341.6+1849.514j | 0 | 0 | 0 | 0 | 0 | [24 empty] | 8104001 | no | no |  |  | no |  | 0 | 0 | 0 | 0 | 0 | 0 |  | 1 | 1 | 1 | 0 | 0 | 0
load_220342588 |  | node_1366051_183_15346152_327 |  | AN | 0 | Residential | 26949.6+11480.482j | 0 | 0 | 0 | 0 | 0 | [24 empty] | 8104001 | no | no |  |  | no |  | 0 | 0 | 0 | 0 | 0 | 0 |  | 1 | 1 | 1 | 0 | 0 | 0
load_220342589 |  | node_1366249_369_15347140_081 |  | AN | 0 | Residential | 5011.2+2134.762j | 0 | 0 | 0 | 0 | 0 | [24 empty] | 8104001 | no | no |  |  | no |  | 0 | 0 | 0 | 0 | 0 | 0 |  | 1 | 1 | 1 | 0 | 0 | 0
load_220342756 |  | node_1365864_956_15347940_888 |  | AN | 0 | Residential | 7509.6+3199.076j | 0 | 0 | 0 | 0 | 0 | [24 empty] | 8104001 | no | no |  |  | no |  | 0 | 0 | 0 | 0 | 0 | 0 |  | 1 | 1 | 1 | 0 | 0 | 0
load_220342757 |  | node_1365686_245_15348492_361 |  | AN | 0 | NonResidential | 7106.4+3027.314j | 0 | 0 | 0 | 0 | 0 | [24 empty] | 8104001 | no | no |  |  | no |  | 0 | 0 | 0 | 0 | 0 | 0 |  | 1 | 1 | 1 | 0 | 0 | 0
load_220343075 |  | node_1368983_239_15351521_99 |  | AN | 0 | Residential | 44812.8+19090.173j | 0 | 0 | 0 | 0 | 0 | [24 empty] | 8104001 | no | no |  |  | no |  | 0 | 0 | 0 | 0 | 0 | 0 |  | 1 | 1 | 1 | 0 | 0 | 0
load_220343076 |  | node_1367305_341_15351055_098 |  | AN | 0 | Residential | 33199.2+14142.8j | 0 | 0 | 0 | 0 | 0 | [24 empty] | 8104001 | no | no |  |  | no |  | 0 | 0 | 0 | 0 | 0 | 0 |  | 1 | 1 | 1 | 0 | 0 | 0
load_220343077 |  | node_1366581_032_15350032_133 |  | AN | 0 | NonResidential | 17000+7241.97j | 0 | 0 | 0 | 0 | 0 | [24 empty] | 8104001 | no | no |  |  | no |  | 0 | 0 | 0 | 0 | 0 | 0 |  | 1 | 1 | 1 | 0 | 0 | 0
load_220343078 |  | node_1366795_927_15350048_184 |  | AN | 0 | NonResidential | 921.6+392.6j | 0 | 0 | 0 | 0 | 0 | [24 empty] | 8104001 | no | no |  |  | no |  | 0 | 0 | 0 | 0 | 0 | 0 |  | 1 | 1 | 1 | 0 | 0 | 0
load_220343079 |  | node_1366813_625_15349987_827 |  | AN | 0 | Residential | 23155.2+9864.074j | 0 | 0 | 0 | 0 | 0 | [24 empty] | 8104001 | no | no |  |  | no |  | 0 | 0 | 0 | 0 | 0 | 0 |  | 1 | 1 | 1 | 0 | 0 | 0
load_220343080 |  | node_1366810_417_15349656_258 |  | AN | 0 | NonResidential | 4701.6+2002.873j | 0 | 0 | 0 | 0 | 0 | [24 empty] | 8104001 | no | no |  |  | no |  | 0 | 0 | 0 | 0 | 0 | 0 |  | 1 | 1 | 1 | 0 | 0 | 0
load_220343081 |  | node_1366749_356_15350237_215 |  | AN | 0 | NonResidential | 9000+3833.984j | 0 | 0 | 0 | 0 | 0 | [24 empty] | 8104001 | no | no |  |  | no |  | 0 | 0 | 0 | 0 | 0 | 0 |  | 1 | 1 | 1 | 0 | 0 | 0
load_220343082 |  | node_1366965_819_15350477_069 |  | AN | 0 | NonResidential | 13000+5537.977j | 0 | 0 | 0 | 0 | 0 | [24 empty] | 8104001 | no | no |  |  | no |  | 0 | 0 | 0 | 0 | 0 | 0 |  | 1 | 1 | 1 | 0 | 0 | 0
load_220343085 |  | node_1367091_353_15350067_85 |  | AN | 0 | NonResidential | 14.4+6.134j | 0 | 0 | 0 | 0 | 0 | [24 empty] | 8104001 | no | no |  |  | no |  | 0 | 0 | 0 | 0 | 0 | 0 |  | 1 | 1 | 1 | 0 | 0 | 0
load_220343087 |  | node_1366968_249_15350127_101 |  | AN | 0 | Residential | 20052+8542.116j | 0 | 0 | 0 | 0 | 0 | [24 empty] | 8104001 | no | no |  |  | no |  | 0 | 0 | 0 | 0 | 0 | 0 |  | 1 | 1 | 1 | 0 | 0 | 0
load_220343088 |  | node_1367220_935_15350061_393 |  | AN | 0 | Residential | 0 | 0 | 0 | 0 | 0 | 0 | [24 empty] | 8104001 | no | no |  |  | no |  | 0 | 0 | 0 | 0 | 0 | 0 |  | 1 | 1 | 1 | 0 | 0 | 0
load_220343089 |  | node_1369956_412_15350676_055 |  | AN | 0 | Residential | 7322.4+3119.329j | 0 | 0 | 0 | 0 | 0 | [24 empty] | 8104001 | no | no |  |  | no |  | 0 | 0 | 0 | 0 | 0 | 0 |  | 1 | 1 | 1 | 0 | 0 | 0
load_220343090 |  | node_1370349_216_15350797_819 |  | AN | 0 | Residential | 5191.2+2211.442j | 0 | 0 | 0 | 0 | 0 | [24 empty] | 8104001 | no | no |  |  | no |  | 0 | 0 | 0 | 0 | 0 | 0 |  | 1 | 1 | 1 | 0 | 0 | 0
load_220343091 |  | node_1370837_26_15350884_702 |  | AN | 0 | Other | 0 | 0 | 0 | 0 | 0 | 0 | [24 empty] | 8104001 | no | no |  |  | no |  | 0 | 0 | 0 | 0 | 0 | 0 |  | 1 | 1 | 1 | 0 | 0 | 0
load_220343092 |  | node_1371073_245_15350543_107 |  | AN | 0 | Residential | 2563.2+1091.919j | 0 | 0 | 0 | 0 | 0 | [24 empty] | 8104001 | no | no |  |  | no |  | 0 | 0 | 0 | 0 | 0 | 0 |  | 1 | 1 | 1 | 0 | 0 | 0
load_220343093 |  | node_1371212_507_15350750_528 |  | AN | 0 | Residential | 7221.6+3076.389j | 0 | 0 | 0 | 0 | 0 | [24 empty] | 8104001 | no | no |  |  | no |  | 0 | 0 | 0 | 0 | 0 | 0 |  | 1 | 1 | 1 | 0 | 0 | 0
load_220343094 |  | node_1371472_934_15351397_54 |  | AN | 0 | Residential | 10238.4+4361.54j | 0 | 0 | 0 | 0 | 0 | [24 empty] | 8104001 | no | no |  |  | no |  | 0 | 0 | 0 | 0 | 0 | 0 |  | 1 | 1 | 1 | 0 | 0 | 0
load_220343095 |  | node_1371241_789_15351175_95 |  | AN | 0 | Residential | 0 | 0 | 0 | 0 | 0 | 0 | [24 empty] | 8104001 | no | no |  |  | no |  | 0 | 0 | 0 | 0 | 0 | 0 |  | 1 | 1 | 1 | 0 | 0 | 0
load_220343096 |  | node_1370993_96_15351334_969 |  | AN | 0 | Residential | 8186.4+3487.392j | 0 | 0 | 0 | 0 | 0 | [24 empty] | 8104001 | no | no |  |  | no |  | 0 | 0 | 0 | 0 | 0 | 0 |  | 1 | 1 | 1 | 0 | 0 | 0
load_220343097 |  | node_1370725_382_15351338_828 |  | AN | 0 | Residential | 11894.4+5066.993j | 0 | 0 | 0 | 0 | 0 | [24 empty] | 8104001 | no | no |  |  | no |  | 0 | 0 | 0 | 0 | 0 | 0 |  | 1 | 1 | 1 | 0 | 0 | 0
load_220343099 |  | node_1372130_779_15350660_209 |  | AN | 0 | Residential | 8222.4+3502.728j | 0 | 0 | 0 | 0 | 0 | [24 empty] | 8104001 | no | no |  |  | no |  | 0 | 0 | 0 | 0 | 0 | 0 |  | 1 | 1 | 1 | 0 | 0 | 0
load_220343100 |  | node_1372383_179_15350773_079 |  | AN | 0 | Residential | 12376.8+5272.495j | 0 | 0 | 0 | 0 | 0 | [24 empty] | 8104001 | no | no |  |  | no |  | 0 | 0 | 0 | 0 | 0 | 0 |  | 1 | 1 | 1 | 0 | 0 | 0
load_220343102 |  | node_1372641_794_15351458_243 |  | AN | 0 | Residential | 12736.8+5425.854j | 0 | 0 | 0 | 0 | 0 | [24 empty] | 8104001 | no | no |  |  | no |  | 0 | 0 | 0 | 0 | 0 | 0 |  | 1 | 1 | 1 | 0 | 0 | 0
load_220343103 |  | node_1372928_236_15350845_607 |  | AN | 0 | Residential | 14608.8+6223.323j | 0 | 0 | 0 | 0 | 0 | [24 empty] | 8104001 | no | no |  |  | no |  | 0 | 0 | 0 | 0 | 0 | 0 |  | 1 | 1 | 1 | 0 | 0 | 0
load_220343104 |  | node_1373227_963_15350922_275 |  | AN | 0 | Residential | 4744.8+2021.276j | 0 | 0 | 0 | 0 | 0 | [24 empty] | 8104001 | no | no |  |  | no |  | 0 | 0 | 0 | 0 | 0 | 0 |  | 1 | 1 | 1 | 0 | 0 | 0
load_220343105 |  | node_1373420_618_15350957_204 |  | AN | 0 | NonResidential | 1051.2+447.809j | 0 | 0 | 0 | 0 | 0 | [24 empty] | 8104001 | no | no |  |  | no |  | 0 | 0 | 0 | 0 | 0 | 0 |  | 1 | 1 | 1 | 0 | 0 | 0
load_220343106 |  | node_1367472_335_15350068_819 |  | AN | 0 | Residential | 31456.8+13400.541j | 0 | 0 | 0 | 0 | 0 | [24 empty] | 8104001 | no | no |  |  | no |  | 0 | 0 | 0 | 0 | 0 | 0 |  | 1 | 1 | 1 | 0 | 0 | 0
load_220343107 |  | node_1373968_383_15350821_154 |  | AN | 0 | Residential | 5623.2+2395.473j | 0 | 0 | 0 | 0 | 0 | [24 empty] | 8104001 | no | no |  |  | no |  | 0 | 0 | 0 | 0 | 0 | 0 |  | 1 | 1 | 1 | 0 | 0 | 0
load_220343108 |  | node_1374595_176_15350522_147 |  | AN | 0 | Other | 0 | 0 | 0 | 0 | 0 | 0 | [24 empty] | 8104001 | no | no |  |  | no |  | 0 | 0 | 0 | 0 | 0 | 0 |  | 1 | 1 | 1 | 0 | 0 | 0
load_220343109 |  | node_1374868_845_15350583_849 |  | AN | 0 | Residential | 3945.6+1680.819j | 0 | 0 | 0 | 0 | 0 | [24 empty] | 8104001 | no | no |  |  | no |  | 0 | 0 | 0 | 0 | 0 | 0 |  | 1 | 1 | 1 | 0 | 0 | 0
load_220343110 |  | node_1375352_976_15350684_343 |  | AN | 0 | Residential | 6847.2+2916.895j | 0 | 0 | 0 | 0 | 0 | [24 empty] | 8104001 | no | no |  |  | no |  | 0 | 0 | 0 | 0 | 0 | 0 |  | 1 | 1 | 1 | 0 | 0 | 0
load_220343111 |  | node_1367760_78_15350073_204 |  | AN | 0 | Residential | 6688.8+2849.417j | 0 | 0 | 0 | 0 | 0 | [24 empty] | 8104001 | no | no |  |  | no |  | 0 | 0 | 0 | 0 | 0 | 0 |  | 1 | 1 | 1 | 0 | 0 | 0
load_220343112 |  | node_1367981_709_15350079_678 |  | AN | 0 | Residential | 3844.8+1637.878j | 0 | 0 | 0 | 0 | 0 | [24 empty] | 8104001 | no | no |  |  | no |  | 0 | 0 | 0 | 0 | 0 | 0 |  | 1 | 1 | 1 | 0 | 0 | 0
load_220343113 |  | node_1368557_411_15350559_674 |  | AN | 0 | NonResidential | 1000+425.998j | 0 | 0 | 0 | 0 | 0 | [24 empty] | 8104001 | no | no |  |  | no |  | 0 | 0 | 0 | 0 | 0 | 0 |  | 1 | 1 | 1 | 0 | 0 | 0
load_220343115 |  | node_1366130_023_15350040_808 |  | AN | 0 | Residential | 9943.2+4235.785j | 0 | 0 | 0 | 0 | 0 | [24 empty] | 8104001 | no | no |  |  | no |  | 0 | 0 | 0 | 0 | 0 | 0 |  | 1 | 1 | 1 | 0 | 0 | 0
load_220343116 |  | node_1366433_732_15350209_375 |  | AN | 0 | Residential | 73015.2+31104.345j | 0 | 0 | 0 | 0 | 0 | [24 empty] | 8104001 | no | no |  |  | no |  | 0 | 0 | 0 | 0 | 0 | 0 |  | 1 | 1 | 1 | 0 | 0 | 0
load_220343327 |  | node_1373412_349_15351496_579 |  | AN | 0 | Residential | 13550.4+5772.446j | 0 | 0 | 0 | 0 | 0 | [24 empty] | 8104001 | no | no |  |  | no |  | 0 | 0 | 0 | 0 | 0 | 0 |  | 1 | 1 | 1 | 0 | 0 | 0
load_220343328 |  | node_1375212_18_15354281_652 |  | AN | 0 | NonResidential | 72+30.672j | 0 | 0 | 0 | 0 | 0 | [24 empty] | 8104001 | no | no |  |  | no |  | 0 | 0 | 0 | 0 | 0 | 0 |  | 1 | 1 | 1 | 0 | 0 | 0
load_220343329 |  | node_1373423_531_15351786_034 |  | AN | 0 | Other | 0 | 0 | 0 | 0 | 0 | 0 | [24 empty] | 8104001 | no | no |  |  | no |  | 0 | 0 | 0 | 0 | 0 | 0 |  | 1 | 1 | 1 | 0 | 0 | 0
load_220343330 |  | node_1373631_323_15351889_84 |  | AN | 0 | Residential | 22075.2+9403.996j | 0 | 0 | 0 | 0 | 0 | [24 empty] | 8104001 | no | no |  |  | no |  | 0 | 0 | 0 | 0 | 0 | 0 |  | 1 | 1 | 1 | 0 | 0 | 0
load_220343331 |  | node_1374470_31_15352674_742 |  | AN | 0 | Residential | 23263.2+9910.082j | 0 | 0 | 0 | 0 | 0 | [24 empty] | 8104001 | no | no |  |  | no |  | 0 | 0 | 0 | 0 | 0 | 0 |  | 1 | 1 | 1 | 0 | 0 | 0
load_220343332 |  | node_1374918_384_15353433_238 |  | AN | 0 | Residential | 7077.6+3015.045j | 0 | 0 | 0 | 0 | 0 | [24 empty] | 8104001 | no | no |  |  | no |  | 0 | 0 | 0 | 0 | 0 | 0 |  | 1 | 1 | 1 | 0 | 0 | 0
load_220343333 |  | node_1375057_508_15353626_732 |  | AN | 0 | Residential | 2678.4+1140.994j | 0 | 0 | 0 | 0 | 0 | [24 empty] | 8104001 | no | no |  |  | no |  | 0 | 0 | 0 | 0 | 0 | 0 |  | 1 | 1 | 1 | 0 | 0 | 0
load_220343357 |  | node_1366098_776_15350324_899 |  | AN | 0 | Residential | 15537.6+6618.99j | 0 | 0 | 0 | 0 | 0 | [24 empty] | 8104001 | no | no |  |  | no |  | 0 | 0 | 0 | 0 | 0 | 0 |  | 1 | 1 | 1 | 0 | 0 | 0
load_220343404 |  | node_1366321_486_15350592_544 |  | AN | 0 | NonResidential | 662.4+282.181j | 0 | 0 | 0 | 0 | 0 | [24 empty] | 8104001 | no | no |  |  | no |  | 0 | 0 | 0 | 0 | 0 | 0 |  | 1 | 1 | 1 | 0 | 0 | 0
load_220343405 |  | node_1366145_204_15350665_506 |  | AN | 0 | Residential | 6616.8+2818.745j | 0 | 0 | 0 | 0 | 0 | [24 empty] | 8104001 | no | no |  |  | no |  | 0 | 0 | 0 | 0 | 0 | 0 |  | 1 | 1 | 1 | 0 | 0 | 0
load_220343446 |  | node_1366007_526_15348837_177 |  | AN | 0 | Residential | 35877.6+15283.794j | 0 | 0 | 0 | 0 | 0 | [24 empty] | 8104001 | no | no |  |  | no |  | 0 | 0 | 0 | 0 | 0 | 0 |  | 1 | 1 | 1 | 0 | 0 | 0
load_220343447 |  | node_1366153_642_15349512_407 |  | AN | 0 | NonResidential | 10720.8+4567.042j | 0 | 0 | 0 | 0 | 0 | [24 empty] | 8104001 | no | no |  |  | no |  | 0 | 0 | 0 | 0 | 0 | 0 |  | 1 | 1 | 1 | 0 | 0 | 0
load_220432119 |  | node_1368875_855_15349760_328 |  | AN | 0 | Residential | 8496+3619.281j | 0 | 0 | 0 | 0 | 0 | [24 empty] | 8104001 | no | no |  |  | no |  | 0 | 0 | 0 | 0 | 0 | 0 |  | 1 | 1 | 1 | 0 | 0 | 0
load_220432194 |  | node_1371277_168_15351202_846 |  | AN | 0 | Residential | 3348+1426.242j | 0 | 0 | 0 | 0 | 0 | [24 empty] | 8104001 | no | no |  |  | no |  | 0 | 0 | 0 | 0 | 0 | 0 |  | 1 | 1 | 1 | 0 | 0 | 0
load_220435680 |  | node_1371932_864_15350635_303 |  | AN | 0 | Residential | 20808+8864.171j | 0 | 0 | 0 | 0 | 0 | [24 empty] | 8104001 | no | no |  |  | no |  | 0 | 0 | 0 | 0 | 0 | 0 |  | 1 | 1 | 1 | 0 | 0 | 0
load_220525232 |  | node_1368271_253_15350096_963 |  | AN | 0 | Residential | 3808.8+1622.542j | 0 | 0 | 0 | 0 | 0 | [24 empty] | 8104001 | no | no |  |  | no |  | 0 | 0 | 0 | 0 | 0 | 0 |  | 1 | 1 | 1 | 0 | 0 | 0
load_220529827 |  | node_1374449_765_15355413_639 |  | AN | 0 | Residential | 19353.6+8244.599j | 0 | 0 | 0 | 0 | 0 | [24 empty] | 8104001 | no | no |  |  | no |  | 0 | 0 | 0 | 0 | 0 | 0 |  | 1 | 1 | 1 | 0 | 0 | 0
load_220532278 |  | node_1362643_774_15347718_299 |  | AN | 0 | Residential | 11224.8+4781.745j | 0 | 0 | 0 | 0 | 0 | [24 empty] | 8104001 | no | no |  |  | no |  | 0 | 0 | 0 | 0 | 0 | 0 |  | 1 | 1 | 1 | 0 | 0 | 0
load_220538260 |  | node_1382354_534_15354474_391 |  | AN | 0 | Residential | 6192+2637.781j | 0 | 0 | 0 | 0 | 0 | [24 empty] | 8104001 | no | no |  |  | no |  | 0 | 0 | 0 | 0 | 0 | 0 |  | 1 | 1 | 1 | 0 | 0 | 0
load_220546040 |  | node_1365735_831_15348238_371 |  | AN | 0 | Other | 0 | 0 | 0 | 0 | 0 | 0 | [24 empty] | 8104001 | no | no |  |  | no |  | 0 | 0 | 0 | 0 | 0 | 0 |  | 1 | 1 | 1 | 0 | 0 | 0
load_220623354 |  | node_1369448_366_15351177_562 |  | AN | 0 | Residential | 63057.6+26862.425j | 0 | 0 | 0 | 0 | 0 | [24 empty] | 8104001 | no | no |  |  | no |  | 0 | 0 | 0 | 0 | 0 | 0 |  | 1 | 1 | 1 | 0 | 0 | 0
load_220623355 |  | node_1369073_475_15351160_247 |  | AN | 0 | NonResidential | 3000+1277.995j | 0 | 0 | 0 | 0 | 0 | [24 empty] | 8104001 | no | no |  |  | no |  | 0 | 0 | 0 | 0 | 0 | 0 |  | 1 | 1 | 1 | 0 | 0 | 0
load_220623383 |  | node_1369702_198_15351218_414 |  | AN | 0 | NonResidential | 12988.8+5533.206j | 0 | 0 | 0 | 0 | 0 | [24 empty] | 8104001 | no | no |  |  | no |  | 0 | 0 | 0 | 0 | 0 | 0 |  | 1 | 1 | 1 | 0 | 0 | 0
load_220648101 |  | node_1370511_391_15350945_372 |  | AN | 0 | Residential | 3758.4+1601.072j | 0 | 0 | 0 | 0 | 0 | [24 empty] | 8104001 | no | no |  |  | no |  | 0 | 0 | 0 | 0 | 0 | 0 |  | 1 | 1 | 1 | 0 | 0 | 0
load_220648500 |  | node_1365899_77_15350605_845 |  | AN | 0 | Residential | 19324.8+8232.33j | 0 | 0 | 0 | 0 | 0 | [24 empty] | 8104001 | no | no |  |  | no |  | 0 | 0 | 0 | 0 | 0 | 0 |  | 1 | 1 | 1 | 0 | 0 | 0
load_220658641 |  | node_1365608_598_15350597_209 |  | AN | 0 | Residential | 5428.8+2312.659j | 0 | 0 | 0 | 0 | 0 | [24 empty] | 8104001 | no | no |  |  | no |  | 0 | 0 | 0 | 0 | 0 | 0 |  | 1 | 1 | 1 | 0 | 0 | 0
load_312091751 |  | node_1362680_36_15347953_827 |  | AN | 0 | NonResidential | 1677.6+714.655j | 0 | 0 | 0 | 0 | 0 | [24 empty] | 8104001 | no | no |  |  | no |  | 0 | 0 | 0 | 0 | 0 | 0 |  | 1 | 1 | 1 | 0 | 0 | 0

## node
data_type | static
owner_type | feeder
owner | 8104001
object | node
name | groupid | parent | bustype | phases | nominal_voltage | dcircuit | selected | monitored | monitored_fields | class_monitored_fields | played | played_fields | subsystem | x | y | comments | dist_to_slack
node_1362643_774_15347718_299 |  |  | PQ | AN | 2771.281 | 8104001 | no | no |  |  | no |  |  | 1362643.774 | 15347718.299 |  | -1
node_1362680_36_15347953_827 |  |  | PQ | AN | 2771.281 | 8104001 | no | no |  |  | no |  |  | 1362680.36 | 15347953.827 |  | -1
node_1365608_598_15350597_209 |  |  | PQ | AN | 2771.281 | 8104001 | no | no |  |  | no |  |  | 1365608.598 | 15350597.209 |  | -1
node_1365686_245_15348492_361 |  |  | PQ | AN | 2771.281 | 8104001 | no | no |  |  | no |  |  | 1365686.245 | 15348492.361 |  | -1
node_1365735_831_15348238_371 |  |  | PQ | AN | 2771.281 | 8104001 | no | no |  |  | no |  |  | 1365735.831 | 15348238.371 |  | -1
node_1365864_956_15347940_888 |  |  | PQ | AN | 2771.281 | 8104001 | no | no |  |  | no |  |  | 1365864.956 | 15347940.888 |  | -1
node_1365899_77_15350605_845 |  |  | PQ | AN | 2771.281 | 8104001 | no | no |  |  | no |  |  | 1365899.77 | 15350605.845 |  | -1
node_1365908_949_15345503_802 |  |  | PQ | AN | 2771.281 | 8104001 | no | no |  |  | no |  |  | 1365908.949 | 15345503.802 |  | -1
node_1366007_526_15348837_177 |  |  | PQ | AN | 2771.281 | 8104001 | no | no |  |  | no |  |  | 1366007.526 | 15348837.177 |  | -1
node_1366019_44_15345975_427 |  |  | PQ | AN | 2771.281 | 8104001 | no | no |  |  | no |  |  | 1366019.44 | 15345975.427 |  | -1
node_1366051_183_15346152_327 |  |  | PQ | AN | 2771.281 | 8104001 | no | no |  |  | no |  |  | 1366051.183 | 15346152.327 |  | -1
node_1366098_776_15350324_899 |  |  | PQ | AN | 2771.281 | 8104001 | no | no |  |  | no |  |  | 1366098.776 | 15350324.899 |  | -1
node_1366130_023_15350040_808 |  |  | PQ | AN | 2771.281 | 8104001 | no | no |  |  | no |  |  | 1366130.023 | 15350040.808 |  | -1
node_1366145_204_15350665_506 |  |  | PQ | AN | 2771.281 | 8104001 | no | no |  |  | no |  |  | 1366145.204 | 15350665.506 |  | -1
node_1366153_642_15349512_407 |  |  | PQ | AN | 2771.281 | 8104001 | no | no |  |  | no |  |  | 1366153.642 | 15349512.407 |  | -1
node_1366249_369_15347140_081 |  |  | PQ | AN | 2771.281 | 8104001 | no | no |  |  | no |  |  | 1366249.369 | 15347140.081 |  | -1
node_1366283_562_15347295_346 |  |  | PQ | AD | 2771.281 | 8104001 | no | no |  |  | no |  |  | 1366283.562 | 15347295.346 |  | -1
node_1366321_486_15350592_544 |  |  | PQ | AN | 2771.281 | 8104001 | no | no |  |  | no |  |  | 1366321.486 | 15350592.544 |  | -1
node_1366433_732_15350209_375 |  |  | PQ | AN | 2771.281 | 8104001 | no | no |  |  | no |  |  | 1366433.732 | 15350209.375 |  | -1
node_1366581_032_15350032_133 |  |  | PQ | AN | 2771.281 | 8104001 | no | no |  |  | no |  |  | 1366581.032 | 15350032.133 |  | -1
node_1366749_356_15350237_215 |  |  | PQ | AN | 2771.281 | 8104001 | no | no |  |  | no |  |  | 1366749.356 | 15350237.215 |  | -1
node_1366795_927_15350048_184 |  |  | PQ | AN | 2771.281 | 8104001 | no | no |  |  | no |  |  | 1366795.927 | 15350048.184 |  | -1
node_1366810_417_15349656_258 |  |  | PQ | AN | 2771.281 | 8104001 | no | no |  |  | no |  |  | 1366810.417 | 15349656.258 |  | -1
node_1366813_625_15349987_827 |  |  | PQ | AN | 2771.281 | 8104001 | no | no |  |  | no |  |  | 1366813.625 | 15349987.827 |  | -1
node_1366965_819_15350477_069 |  |  | PQ | AN | 2771.281 | 8104001 | no | no |  |  | no |  |  | 1366965.819 | 15350477.069 |  | -1
node_1366968_249_15350127_101 |  |  | PQ | AN | 2771.281 | 8104001 | no | no |  |  | no |  |  | 1366968.249 | 15350127.101 |  | -1
node_1367091_353_15350067_85 |  |  | PQ | AN | 2771.281 | 8104001 | no | no |  |  | no |  |  | 1367091.353 | 15350067.85 |  | -1
node_1367220_935_15350061_393 |  |  | PQ | AN | 2771.281 | 8104001 | no | no |  |  | no |  |  | 1367220.935 | 15350061.393 |  | -1
node_1367305_341_15351055_098 |  |  | PQ | AN | 2771.281 | 8104001 | no | no |  |  | no |  |  | 1367305.341 | 15351055.098 |  | -1
node_1367472_335_15350068_819 |  |  | PQ | AN | 2771.281 | 8104001 | no | no |  |  | no |  |  | 1367472.335 | 15350068.819 |  | -1
node_1367760_78_15350073_204 |  |  | PQ | AN | 2771.281 | 8104001 | no | no |  |  | no |  |  | 1367760.78 | 15350073.204 |  | -1
node_1367981_709_15350079_678 |  |  | PQ | AN | 2771.281 | 8104001 | no | no |  |  | no |  |  | 1367981.709 | 15350079.678 |  | -1
node_1368271_253_15350096_963 |  |  | PQ | AN | 2771.281 | 8104001 | no | no |  |  | no |  |  | 1368271.253 | 15350096.963 |  | -1
node_1368557_411_15350559_674 |  |  | PQ | AN | 2771.281 | 8104001 | no | no |  |  | no |  |  | 1368557.411 | 15350559.674 |  | -1
node_1368875_855_15349760_328 |  |  | PQ | AN | 2771.281 | 8104001 | no | no |  |  | no |  |  | 1368875.855 | 15349760.328 |  | -1
node_1368983_239_15351521_99 |  |  | PQ | AN | 1066.732 | 8104001 | no | no |  |  | no |  |  | 1368983.239 | 15351521.99 |  | -1
node_1369073_475_15351160_247 |  |  | PQ | AN | 1066.732 | 8104001 | no | no |  |  | no |  |  | 1369073.475 | 15351160.247 |  | -1
node_1369448_366_15351177_562 |  |  | PQ | AN | 1066.732 | 8104001 | no | no |  |  | no |  |  | 1369448.366 | 15351177.562 |  | -1
node_1369702_198_15351218_414 |  |  | PQ | AN | 1066.732 | 8104001 | no | no |  |  | no |  |  | 1369702.198 | 15351218.414 |  | -1
node_1369956_412_15350676_055 |  |  | PQ | AN | 2771.281 | 8104001 | no | no |  |  | no |  |  | 1369956.412 | 15350676.055 |  | -1
node_1370349_216_15350797_819 |  |  | PQ | AN | 2771.281 | 8104001 | no | no |  |  | no |  |  | 1370349.216 | 15350797.819 |  | -1
node_1370511_391_15350945_372 |  |  | PQ | AN | 2771.281 | 8104001 | no | no |  |  | no |  |  | 1370511.391 | 15350945.372 |  | -1
node_1370725_382_15351338_828 |  |  | PQ | AN | 2771.281 | 8104001 | no | no |  |  | no |  |  | 1370725.382 | 15351338.828 |  | -1
node_1370837_26_15350884_702 |  |  | PQ | AN | 2771.281 | 8104001 | no | no |  |  | no |  |  | 1370837.26 | 15350884.702 |  | -1
node_1370993_96_15351334_969 |  |  | PQ | AN | 2771.281 | 8104001 | no | no |  |  | no |  |  | 1370993.96 | 15351334.969 |  | -1
node_1371073_245_15350543_107 |  |  | PQ | AN | 2771.281 | 8104001 | no | no |  |  | no |  |  | 1371073.245 | 15350543.107 |  | -1
node_1371212_507_15350750_528 |  |  | PQ | AN | 2771.281 | 8104001 | no | no |  |  | no |  |  | 1371212.507 | 15350750.528 |  | -1
node_1371241_789_15351175_95 |  |  | PQ | AN | 2771.281 | 8104001 | no | no |  |  | no |  |  | 1371241.789 | 15351175.95 |  | -1
node_1371277_168_15351202_846 |  |  | PQ | AN | 2771.281 | 8104001 | no | no |  |  | no |  |  | 1371277.168 | 15351202.846 |  | -1
node_1371472_934_15351397_54 |  |  | PQ | AN | 2771.281 | 8104001 | no | no |  |  | no |  |  | 1371472.934 | 15351397.54 |  | -1
node_1371932_864_15350635_303 |  |  | PQ | AN | 2771.281 | 8104001 | no | no |  |  | no |  |  | 1371932.864 | 15350635.303 |  | -1
node_1372130_779_15350660_209 |  |  | PQ | AN | 2771.281 | 8104001 | no | no |  |  | no |  |  | 1372130.779 | 15350660.209 |  | -1
node_1372383_179_15350773_079 |  |  | PQ | AN | 2771.281 | 8104001 | no | no |  |  | no |  |  | 1372383.179 | 15350773.079 |  | -1
node_1372641_794_15351458_243 |  |  | PQ | AN | 2771.281 | 8104001 | no | no |  |  | no |  |  | 1372641.794 | 15351458.243 |  | -1
node_1372928_236_15350845_607 |  |  | PQ | AN | 2771.281 | 8104001 | no | no |  |  | no |  |  | 1372928.236 | 15350845.607 |  | -1
node_1373227_963_15350922_275 |  |  | PQ | AN | 2771.281 | 8104001 | no | no |  |  | no |  |  | 1373227.963 | 15350922.275 |  | -1
node_1373412_349_15351496_579 |  |  | PQ | AN | 2771.281 | 8104001 | no | no |  |  | no |  |  | 1373412.349 | 15351496.579 |  | -1
node_1373420_618_15350957_204 |  |  | PQ | AN | 2771.281 | 8104001 | no | no |  |  | no |  |  | 1373420.618 | 15350957.204 |  | -1
node_1373423_531_15351786_034 |  |  | PQ | AN | 2771.281 | 8104001 | no | no |  |  | no |  |  | 1373423.531 | 15351786.034 |  | -1
node_1373631_323_15351889_84 |  |  | PQ | AN | 2771.281 | 8104001 | no | no |  |  | no |  |  | 1373631.323 | 15351889.84 |  | -1
node_1373968_383_15350821_154 |  |  | PQ | AN | 2771.281 | 8104001 | no | no |  |  | no |  |  | 1373968.383 | 15350821.154 |  | -1
node_1374449_765_15355413_639 |  |  | PQ | AN | 2771.281 | 8104001 | no | no |  |  | no |  |  | 1374449.765 | 15355413.639 |  | -1
node_1374470_31_15352674_742 |  |  | PQ | AN | 2771.281 | 8104001 | no | no |  |  | no |  |  | 1374470.31 | 15352674.742 |  | -1
node_1374588_085_15352939_609 |  |  | PQ | AD | 2771.281 | 8104001 | no | no |  |  | no |  |  | 1374588.085 | 15352939.609 |  | -1
node_1374595_176_15350522_147 |  |  | PQ | AN | 2771.281 | 8104001 | no | no |  |  | no |  |  | 1374595.176 | 15350522.147 |  | -1
node_1374868_845_15350583_849 |  |  | PQ | AN | 2771.281 | 8104001 | no | no |  |  | no |  |  | 1374868.845 | 15350583.849 |  | -1
node_1374918_384_15353433_238 |  |  | PQ | AN | 2771.281 | 8104001 | no | no |  |  | no |  |  | 1374918.384 | 15353433.238 |  | -1
node_1375057_508_15353626_732 |  |  | PQ | AN | 2771.281 | 8104001 | no | no |  |  | no |  |  | 1375057.508 | 15353626.732 |  | -1
node_1375212_18_15354281_652 |  |  | PQ | AN | 2771.281 | 8104001 | no | no |  |  | no |  |  | 1375212.18 | 15354281.652 |  | -1
node_1375352_976_15350684_343 |  |  | PQ | AN | 2771.281 | 8104001 | no | no |  |  | no |  |  | 1375352.976 | 15350684.343 |  | -1
node_1375387_932_15354221_203 |  |  | PQ | AN | 2771.281 | 8104001 | no | no |  |  | no |  |  | 1375387.932 | 15354221.203 |  | -1
node_1375478_979_15354431_907 |  |  | PQ | AN | 2771.281 | 8104001 | no | no |  |  | no |  |  | 1375478.979 | 15354431.907 |  | -1
node_1375831_198_15350717_529 |  |  | PQ | AN | 2771.281 | 8104001 | no | no |  |  | no |  |  | 1375831.198 | 15350717.529 |  | -1
node_1376023_353_15354191_792 |  |  | PQ | AN | 2771.281 | 8104001 | no | no |  |  | no |  |  | 1376023.353 | 15354191.792 |  | -1
node_1376181_681_15355154_028 |  |  | PQ | AN | 2771.281 | 8104001 | no | no |  |  | no |  |  | 1376181.681 | 15355154.028 |  | -1
node_1376238_025_15354347_39 |  |  | PQ | AD | 2771.281 | 8104001 | no | no |  |  | no |  |  | 1376238.025 | 15354347.39 |  | -1
node_1376420_859_15350553_216 |  |  | PQ | AN | 2771.281 | 8104001 | no | no |  |  | no |  |  | 1376420.859 | 15350553.216 |  | -1
node_1376565_59_15354353_822 |  |  | PQ | AN | 2771.281 | 8104001 | no | no |  |  | no |  |  | 1376565.59 | 15354353.822 |  | -1
node_1376821_696_15350223_489 |  |  | PQ | AN | 2771.281 | 8104001 | no | no |  |  | no |  |  | 1376821.696 | 15350223.489 |  | -1
node_1376826_697_15354217_842 |  |  | PQ | AN | 2771.281 | 8104001 | no | no |  |  | no |  |  | 1376826.697 | 15354217.842 |  | -1
node_1377364_83_15354232_978 |  |  | PQ | AN | 2771.281 | 8104001 | no | no |  |  | no |  |  | 1377364.83 | 15354232.978 |  | -1
node_1377651_028_15354238_641 |  |  | PQ | AN | 2771.281 | 8104001 | no | no |  |  | no |  |  | 1377651.028 | 15354238.641 |  | -1
node_1377999_342_15354251_266 |  |  | PQ | AN | 2771.281 | 8104001 | no | no |  |  | no |  |  | 1377999.342 | 15354251.266 |  | -1
node_1379024_319_15354284_17 |  |  | PQ | AN | 2771.281 | 8104001 | no | no |  |  | no |  |  | 1379024.319 | 15354284.17 |  | -1
node_1380071_653_15354324_399 |  |  | PQ | AN | 2771.281 | 8104001 | no | no |  |  | no |  |  | 1380071.653 | 15354324.399 |  | -1
node_1380546_057_15354482_403 |  |  | PQ | AN | 2771.281 | 8104001 | no | no |  |  | no |  |  | 1380546.057 | 15354482.403 |  | -1
node_1380615_979_15354014_636 |  |  | PQ | AN | 2771.281 | 8104001 | no | no |  |  | no |  |  | 1380615.979 | 15354014.636 |  | -1
node_1380924_019_15354500_489 |  |  | PQ | AN | 2771.281 | 8104001 | no | no |  |  | no |  |  | 1380924.019 | 15354500.489 |  | -1
node_1381055_618_15354748_413 |  |  | PQ | AN | 2771.281 | 8104001 | no | no |  |  | no |  |  | 1381055.618 | 15354748.413 |  | -1
node_1381438_575_15354525_383 |  |  | PQ | AN | 2771.281 | 8104001 | no | no |  |  | no |  |  | 1381438.575 | 15354525.383 |  | -1
node_1381812_152_15354442_09 |  |  | PQ | AN | 2771.281 | 8104001 | no | no |  |  | no |  |  | 1381812.152 | 15354442.09 |  | -1
node_1382001_472_15354556_046 |  |  | PQ | AN | 2771.281 | 8104001 | no | no |  |  | no |  |  | 1382001.472 | 15354556.046 |  | -1
node_1382354_534_15354474_391 |  |  | PQ | AN | 2771.281 | 8104001 | no | no |  |  | no |  |  | 1382354.534 | 15354474.391 |  | -1
node_1382712_346_15354521_413 |  |  | PQ | AN | 2771.281 | 8104001 | no | no |  |  | no |  |  | 1382712.346 | 15354521.413 |  | -1
node_1383355_648_15354818_247 |  |  | PQ | AN | 2771.281 | 8104001 | no | no |  |  | no |  |  | 1383355.648 | 15354818.247 |  | -1
node_8104001_200816439 |  |  | PQ | AD | 2771.281 | 8104001 | no | no |  |  | no |  |  | 1375592.098 | 15350811.219 |  | -1
node_8104001_200816440 |  |  | PQ | AN | 2771.281 | 8104001 | no | no |  |  | no |  |  | 1375838.001 | 15350759.608 |  | -1
node_8104001_200816441 |  |  | PQ | AD | 2771.281 | 8104001 | no | no |  |  | no |  |  | 1376179.453 | 15350778.705 |  | -1
node_8104001_200816442 |  |  | PQ | AN | 2771.281 | 8104001 | no | no |  |  | no |  |  | 1376439.988 | 15350583.191 |  | -1
node_8104001_200816443 |  |  | PQ | AD | 2771.281 | 8104001 | no | no |  |  | no |  |  | 1376630.611 | 15350419.706 |  | -1
node_8104001_200816444 |  |  | PQ | AN | 2771.281 | 8104001 | no | no |  |  | no |  |  | 1376820.554 | 15350262.106 |  | -1
node_8104001_200817329 |  |  | PQ | AN | 2771.281 | 8104001 | no | no |  |  | no |  |  | 1375452.428 | 15354410.485 |  | -1
node_8104001_200817331 |  |  | PQ | AD | 2771.281 | 8104001 | no | no |  |  | no |  |  | 1375701.399 | 15354329.728 |  | -1
node_8104001_200817332 |  |  | PQ | AD | 2771.281 | 8104001 | no | no |  |  | no |  |  | 1375980.41 | 15354336.743 |  | -1
node_8104001_200817333 |  |  | PQ | AD | 2771.281 | 8104001 | no | no |  |  | no |  |  | 1376023.468 | 15354368.554 |  | -1
node_8104001_200817334 |  |  | PQ | AD | 2771.281 | 8104001 | no | no |  |  | no |  |  | 1376019.302 | 15354646.467 |  | -1
node_8104001_200817335 |  |  | PQ | AD | 2771.281 | 8104001 | no | no |  |  | no |  |  | 1376019.233 | 15354925.283 |  | -1
node_8104001_200817336 |  |  | PQ | AN | 2771.281 | 8104001 | no | no |  |  | no |  |  | 1376148.113 | 15355166.05 |  | -1
node_8104001_200817339 |  |  | PQ | AD | 2771.281 | 8104001 | no | no |  |  | no |  |  | 1376255.48 | 15354348.695 |  | -1
node_8104001_200817340 |  |  | PQ | AN | 2771.281 | 8104001 | no | no |  |  | no |  |  | 1376532.505 | 15354358.324 |  | -1
node_8104001_200817341 |  |  | PQ | AN | 2771.281 | 8104001 | no | no |  |  | no |  |  | 1376015.826 | 15354224.01 |  | -1
node_8104001_200817342 |  |  | PQ | AD | 2771.281 | 8104001 | no | no |  |  | no |  |  | 1376316.051 | 15354235 |  | -1
node_8104001_200817343 |  |  | PQ | AN | 2771.281 | 8104001 | no | no |  |  | no |  |  | 1376823.777 | 15354249.168 |  | -1
node_8104001_200817344 |  |  | PQ | AN | 2771.281 | 8104001 | no | no |  |  | no |  |  | 1377361.513 | 15354270.241 |  | -1
node_8104001_200817345 |  |  | PQ | AN | 2771.281 | 8104001 | no | no |  |  | no |  |  | 1377647.867 | 15354279.242 |  | -1
node_8104001_200817346 |  |  | PQ | AN | 2771.281 | 8104001 | no | no |  |  | no |  |  | 1377994.137 | 15354294.932 |  | -1
node_8104001_200817347 |  |  | PQ | AD | 2771.281 | 8104001 | no | no |  |  | no |  |  | 1378444.44 | 15354306.885 |  | -1
node_8104001_200817348 |  |  | PQ | AD | 2771.281 | 8104001 | no | no |  |  | no |  |  | 1378852.318 | 15354322.715 |  | -1
node_8104001_200817350 |  |  | PQ | AN | 2771.281 | 8104001 | no | no |  |  | no |  |  | 1379036.3 | 15354330.573 |  | -1
node_8104001_200817351 |  |  | PQ | AD | 2771.281 | 8104001 | no | no |  |  | no |  |  | 1379224.755 | 15354333.821 |  | -1
node_8104001_200817352 |  |  | PQ | AD | 2771.281 | 8104001 | no | no |  |  | no |  |  | 1379641.542 | 15354349.469 |  | -1
node_8104001_200817353 |  |  | PQ | AN | 2771.281 | 8104001 | no | no |  |  | no |  |  | 1380069.122 | 15354361.052 |  | -1
node_8104001_200817354 |  |  | PQ | AD | 2771.281 | 8104001 | no | no |  |  | no |  |  | 1380451.047 | 15354346.421 |  | -1
node_8104001_200817355 |  |  | PQ | AD | 2771.281 | 8104001 | no | no |  |  | no |  |  | 1380617.652 | 15354344.98 |  | -1
node_8104001_200817356 |  |  | PQ | AN | 2771.281 | 8104001 | no | no |  |  | no |  |  | 1380621.155 | 15354045.426 |  | -1
node_8104001_200817357 |  |  | PQ | AD | 2771.281 | 8104001 | no | no |  |  | no |  |  | 1380818.628 | 15354343.868 |  | -1
node_8104001_200817358 |  |  | PQ | AD | 2771.281 | 8104001 | no | no |  |  | no |  |  | 1381254.186 | 15354321.895 |  | -1
node_8104001_200817359 |  |  | PQ | AD | 2771.281 | 8104001 | no | no |  |  | no |  |  | 1381624.949 | 15354398.424 |  | -1
node_8104001_200817360 |  |  | PQ | AN | 2771.281 | 8104001 | no | no |  |  | no |  |  | 1381456.671 | 15354499.695 |  | -1
node_8104001_200817362 |  |  | PQ | AD | 2771.281 | 8104001 | no | no |  |  | no |  |  | 1381175.424 | 15354445.028 |  | -1
node_8104001_200817363 |  |  | PQ | AD | 2771.281 | 8104001 | no | no |  |  | no |  |  | 1381083.927 | 15354497.405 |  | -1
node_8104001_200817364 |  |  | PQ | AN | 2771.281 | 8104001 | no | no |  |  | no |  |  | 1381065.215 | 15354700.55 |  | -1
node_8104001_200817365 |  |  | PQ | AN | 2771.281 | 8104001 | no | no |  |  | no |  |  | 1380931.03 | 15354470.011 |  | -1
node_8104001_200817366 |  |  | PQ | AD | 2771.281 | 8104001 | no | no |  |  | no |  |  | 1380722.777 | 15354435.89 |  | -1
node_8104001_200817367 |  |  | PQ | AN | 2771.281 | 8104001 | no | no |  |  | no |  |  | 1380572.969 | 15354473.199 |  | -1
node_8104001_200817368 |  |  | PQ | AN | 2771.281 | 8104001 | no | no |  |  | no |  |  | 1381812.03 | 15354404.053 |  | -1
node_8104001_200817370 |  |  | PQ | AN | 2771.281 | 8104001 | no | no |  |  | no |  |  | 1382005.765 | 15354523.806 |  | -1
node_8104001_200817371 |  |  | PQ | AN | 2771.281 | 8104001 | no | no |  |  | no |  |  | 1382352.488 | 15354503.228 |  | -1
node_8104001_200817372 |  |  | PQ | AN | 2771.281 | 8104001 | no | no |  |  | no |  |  | 1382710.59 | 15354558.079 |  | -1
node_8104001_200817373 |  |  | PQ | AD | 2771.281 | 8104001 | no | no |  |  | no |  |  | 1383066.172 | 15354549.65 |  | -1
node_8104001_200817374 |  |  | PQ | AN | 2771.281 | 8104001 | no | no |  |  | no |  |  | 1383330.474 | 15354796.294 |  | -1
node_8104001_200817375 |  |  | PQ | AD | 2771.281 | 8104001 | no | no |  |  | no |  |  | 1375241.681 | 15354021.753 |  | -1
node_8104001_200817376 |  |  | PQ | AN | 2771.281 | 8104001 | no | no |  |  | no |  |  | 1375339.102 | 15354238.21 |  | -1
node_8104001_200842521 |  |  | PQ | AN | 2771.281 | 8104001 | no | no |  |  | no |  |  | 1365919.061 | 15345601.901 |  | -1
node_8104001_200842522 |  |  | PQ | AN | 2771.281 | 8104001 | no | no |  |  | no |  |  | 1365947.801 | 15345796.022 |  | -1
node_8104001_200842523 |  |  | PQ | AN | 2771.281 | 8104001 | no | no |  |  | no |  |  | 1365980.634 | 15345983.439 |  | -1
node_8104001_200842524 |  |  | PQ | AN | 2771.281 | 8104001 | no | no |  |  | no |  |  | 1366002.226 | 15346154.176 |  | -1
node_8104001_200842526 |  |  | PQ | AD | 2771.281 | 8104001 | no | no |  |  | no |  |  | 1366044.792 | 15346338.68 |  | -1
node_8104001_200842527 |  |  | PQ | AD | 2771.281 | 8104001 | no | no |  |  | no |  |  | 1366068.443 | 15346565.107 |  | -1
node_8104001_200842528 |  |  | PQ | AD | 2771.281 | 8104001 | no | no |  |  | no |  |  | 1366099.21 | 15346682.766 |  | -1
node_8104001_200842529 |  |  | PQ | AD | 2771.281 | 8104001 | no | no |  |  | no |  |  | 1366134.034 | 15346909.499 |  | -1
node_8104001_200842530 |  |  | PQ | AN | 2771.281 | 8104001 | no | no |  |  | no |  |  | 1366211.212 | 15347117.797 |  | -1
node_8104001_200842532 |  |  | PQ | AD | 2771.281 | 8104001 | no | no |  |  | no |  |  | 1366161.571 | 15347494.631 |  | -1
node_8104001_200842533 |  |  | PQ | AD | 2771.281 | 8104001 | no | no |  |  | no |  |  | 1366078.887 | 15347635.671 |  | -1
node_8104001_200842534 |  |  | PQ | AD | 2771.281 | 8104001 | no | no |  |  | no |  |  | 1366055.618 | 15347835.366 |  | -1
node_8104001_200842535 |  |  | PQ | AD | 2771.281 | 8104001 | no | no |  |  | no |  |  | 1366039.811 | 15348023.606 |  | -1
node_8104001_200842536 |  |  | PQ | AD | 2771.281 | 8104001 | no | no |  |  | no |  |  | 1366023.376 | 15348226.468 |  | -1
node_8104001_200842537 |  |  | PQ | AD | 2771.281 | 8104001 | no | no |  |  | no |  |  | 1366005.453 | 15348431.426 |  | -1
node_8104001_200842994 |  |  | PQ | AN | 2771.281 | 8104001 | no | no |  |  | no |  |  | 1362680.855 | 15347722.176 |  | -1
node_8104001_200842995 |  |  | PQ | AN | 2771.281 | 8104001 | no | no |  |  | no |  |  | 1365895.695 | 15347952.817 |  | -1
node_8104001_200842996 |  |  | PQ | AN | 2771.281 | 8104001 | no | no |  |  | no |  |  | 1365950.861 | 15347692.18 |  | -1
node_8104001_200842997 |  |  | PQ | AN | 2771.281 | 8104001 | no | no |  |  | no |  |  | 1365762.328 | 15348251.231 |  | -1
node_8104001_200842998 |  |  | PQ | AN | 2771.281 | 8104001 | no | no |  |  | no |  |  | 1365723.92 | 15348495.517 |  | -1
node_8104001_200843755 |  |  | PQ | AN | 1066.732 | 8104001 | no | no |  |  | no |  |  | 1368960.611 | 15351177.009 |  | -1
node_8104001_200843760 |  |  | PQ | AN | 1066.732 | 8104001 | no | no |  |  | no |  |  | 1369436.165 | 15351213.766 |  | -1
node_8104001_200843764 |  |  | PQ | AN | 1066.732 | 8104001 | no | no |  |  | no |  |  | 1369665.287 | 15351217.909 |  | -1
node_8104001_200843769 |  |  | PQ | AN | 1066.732 | 8104001 | no | no |  |  | no |  |  | 1369002.621 | 15351498.032 |  | -1
node_8104001_200843781 |  |  | PQ | AD | 2771.281 | 8104001 | no | no |  |  | no |  |  | 1366403.682 | 15350046.103 |  | -1
node_8104001_200843782 |  |  | PQ | AD | 2771.281 | 8104001 | no | no |  |  | no |  |  | 1367218.324 | 15350974.492 |  | -1
node_8104001_200843784 |  |  | PQ | AN | 2771.281 | 8104001 | no | no |  |  | no |  |  | 1367276.25 | 15351071.755 |  | -1
node_8104001_200843785 |  |  | PQ | AD | 2771.281 | 8104001 | no | no |  |  | no |  |  | 1367337.728 | 15351169.767 |  | -1
node_8104001_200843789 |  |  | PQ | AN | 2771.281 | 8104001 | no | no |  |  | no |  |  | 1366573.525 | 15350063.551 |  | -1
node_8104001_200843791 |  |  | PQ | AN | 2771.281 | 8104001 | no | no |  |  | no |  |  | 1366773.346 | 15350078.889 |  | -1
node_8104001_200843792 |  |  | PQ | AD | 2771.281 | 8104001 | no | no |  |  | no |  |  | 1366846.162 | 15350062.314 |  | -1
node_8104001_200843793 |  |  | PQ | AN | 2771.281 | 8104001 | no | no |  |  | no |  |  | 1366843.125 | 15349993.364 |  | -1
node_8104001_200843794 |  |  | PQ | AN | 2771.281 | 8104001 | no | no |  |  | no |  |  | 1366817.679 | 15349693.08 |  | -1
node_8104001_200843796 |  |  | PQ | AN | 2771.281 | 8104001 | no | no |  |  | no |  |  | 1366777.791 | 15350224.79 |  | -1
node_8104001_200843797 |  |  | PQ | AD | 2771.281 | 8104001 | no | no |  |  | no |  |  | 1366853.917 | 15350354.985 |  | -1
node_8104001_200843798 |  |  | PQ | AN | 2771.281 | 8104001 | no | no |  |  | no |  |  | 1366935.717 | 15350492.307 |  | -1
node_8104001_200843799 |  |  | PQ | AD | 2771.281 | 8104001 | no | no |  |  | no |  |  | 1367007.592 | 15350618.663 |  | -1
node_8104001_200843801 |  |  | PQ | AD | 2771.281 | 8104001 | no | no |  |  | no |  |  | 1367083.851 | 15350741.159 |  | -1
node_8104001_200843802 |  |  | PQ | AD | 2771.281 | 8104001 | no | no |  |  | no |  |  | 1367149.512 | 15350860.373 |  | -1
node_8104001_200843803 |  |  | PQ | AN | 2771.281 | 8104001 | no | no |  |  | no |  |  | 1371272.185 | 15351176.757 |  | -1
node_8104001_200843804 |  |  | PQ | AN | 2771.281 | 8104001 | no | no |  |  | no |  |  | 1368863.42 | 15349800.097 |  | -1
node_8104001_200843805 |  |  | PQ | AN | 2771.281 | 8104001 | no | no |  |  | no |  |  | 1367067.458 | 15350081.889 |  | -1
node_8104001_200843809 |  |  | PQ | AN | 2771.281 | 8104001 | no | no |  |  | no |  |  | 1366998.705 | 15350125.728 |  | -1
node_8104001_200843812 |  |  | PQ | AN | 2771.281 | 8104001 | no | no |  |  | no |  |  | 1369949.179 | 15350714.871 |  | -1
node_8104001_200843814 |  |  | PQ | AN | 2771.281 | 8104001 | no | no |  |  | no |  |  | 1370339.393 | 15350832.068 |  | -1
node_8104001_200843815 |  |  | PQ | AN | 2771.281 | 8104001 | no | no |  |  | no |  |  | 1370512.621 | 15350915.746 |  | -1
node_8104001_200843816 |  |  | PQ | AN | 2771.281 | 8104001 | no | no |  |  | no |  |  | 1370835.054 | 15350849.705 |  | -1
node_8104001_200843817 |  |  | PQ | AN | 2771.281 | 8104001 | no | no |  |  | no |  |  | 1371051.977 | 15350570.047 |  | -1
node_8104001_200843818 |  |  | PQ | AN | 2771.281 | 8104001 | no | no |  |  | no |  |  | 1371211.14 | 15350772.297 |  | -1
node_8104001_200843819 |  |  | PQ | AD | 2771.281 | 8104001 | no | no |  |  | no |  |  | 1371613.892 | 15350718.958 |  | -1
node_8104001_200843820 |  |  | PQ | AD | 2771.281 | 8104001 | no | no |  |  | no |  |  | 1371676.708 | 15350753.121 |  | -1
node_8104001_200843821 |  |  | PQ | AD | 2771.281 | 8104001 | no | no |  |  | no |  |  | 1371479.209 | 15350821.657 |  | -1
node_8104001_200843822 |  |  | PQ | AD | 2771.281 | 8104001 | no | no |  |  | no |  |  | 1371476.729 | 15350868.841 |  | -1
node_8104001_200843823 |  |  | PQ | AD | 2771.281 | 8104001 | no | no |  |  | no |  |  | 1371470.143 | 15351117.611 |  | -1
node_8104001_200843824 |  |  | PQ | AN | 2771.281 | 8104001 | no | no |  |  | no |  |  | 1371474.354 | 15351361.222 |  | -1
node_8104001_200843825 |  |  | PQ | AD | 2771.281 | 8104001 | no | no |  |  | no |  |  | 1371272.087 | 15350886.025 |  | -1
node_8104001_200843826 |  |  | PQ | AN | 2771.281 | 8104001 | no | no |  |  | no |  |  | 1371244.01 | 15351143.948 |  | -1
node_8104001_200843827 |  |  | PQ | AD | 2771.281 | 8104001 | no | no |  |  | no |  |  | 1370972.556 | 15350994.631 |  | -1
node_8104001_200843828 |  |  | PQ | AN | 2771.281 | 8104001 | no | no |  |  | no |  |  | 1370988.218 | 15351303.533 |  | -1
node_8104001_200843829 |  |  | PQ | AD | 2771.281 | 8104001 | no | no |  |  | no |  |  | 1370736.356 | 15351015.45 |  | -1
node_8104001_200843830 |  |  | PQ | AN | 2771.281 | 8104001 | no | no |  |  | no |  |  | 1370726.989 | 15351309.54 |  | -1
node_8104001_200843831 |  |  | PQ | AN | 2771.281 | 8104001 | no | no |  |  | no |  |  | 1371932.121 | 15350668.825 |  | -1
node_8104001_200843833 |  |  | PQ | AN | 2771.281 | 8104001 | no | no |  |  | no |  |  | 1372122.48 | 15350693.222 |  | -1
node_8104001_200843835 |  |  | PQ | AN | 2771.281 | 8104001 | no | no |  |  | no |  |  | 1372394.181 | 15350739.517 |  | -1
node_8104001_200843836 |  |  | PQ | AD | 2771.281 | 8104001 | no | no |  |  | no |  |  | 1372649.283 | 15350873.079 |  | -1
node_8104001_200843837 |  |  | PQ | AD | 2771.281 | 8104001 | no | no |  |  | no |  |  | 1372682.313 | 15350909.239 |  | -1
node_8104001_200843838 |  |  | PQ | AD | 2771.281 | 8104001 | no | no |  |  | no |  |  | 1372664.875 | 15351166.342 |  | -1
node_8104001_200843839 |  |  | PQ | AN | 2771.281 | 8104001 | no | no |  |  | no |  |  | 1372645.913 | 15351425.031 |  | -1
node_8104001_200843841 |  |  | PQ | AN | 2771.281 | 8104001 | no | no |  |  | no |  |  | 1372921.942 | 15350885.378 |  | -1
node_8104001_200843843 |  |  | PQ | AN | 2771.281 | 8104001 | no | no |  |  | no |  |  | 1373217.616 | 15350955.184 |  | -1
node_8104001_200843844 |  |  | PQ | AN | 2771.281 | 8104001 | no | no |  |  | no |  |  | 1373428.931 | 15350986.045 |  | -1
node_8104001_200843848 |  |  | PQ | AN | 2771.281 | 8104001 | no | no |  |  | no |  |  | 1367468.773 | 15350104.455 |  | -1
node_8104001_200843849 |  |  | PQ | AN | 2771.281 | 8104001 | no | no |  |  | no |  |  | 1373958.752 | 15350787.445 |  | -1
node_8104001_200843851 |  |  | PQ | AD | 2771.281 | 8104001 | no | no |  |  | no |  |  | 1374288.777 | 15350669.841 |  | -1
node_8104001_200843852 |  |  | PQ | AN | 2771.281 | 8104001 | no | no |  |  | no |  |  | 1374584.95 | 15350553.808 |  | -1
node_8104001_200843853 |  |  | PQ | AN | 2771.281 | 8104001 | no | no |  |  | no |  |  | 1374863.511 | 15350616.417 |  | -1
node_8104001_200843854 |  |  | PQ | AD | 2771.281 | 8104001 | no | no |  |  | no |  |  | 1375082.821 | 15350664.106 |  | -1
node_8104001_200843855 |  |  | PQ | AN | 2771.281 | 8104001 | no | no |  |  | no |  |  | 1375350.337 | 15350713.698 |  | -1
node_8104001_200843856 |  |  | PQ | AN | 2771.281 | 8104001 | no | no |  |  | no |  |  | 1367758.477 | 15350108.05 |  | -1
node_8104001_200843857 |  |  | PQ | AN | 2771.281 | 8104001 | no | no |  |  | no |  |  | 1367983.282 | 15350113.669 |  | -1
node_8104001_200843859 |  |  | PQ | AD | 2771.281 | 8104001 | no | no |  |  | no |  |  | 1368569.271 | 15350262.711 |  | -1
node_8104001_200843860 |  |  | PQ | AN | 2771.281 | 8104001 | no | no |  |  | no |  |  | 1368524.971 | 15350554.844 |  | -1
node_8104001_200843861 |  |  | PQ | AN | 1066.732 | 8104001 | no | no |  |  | no |  |  | 1368480.469 | 15350867.768 |  | -1
node_8104001_200843862 |  |  | PQ | AD | 2771.281 | 8104001 | no | no |  |  | no |  |  | 1368727.022 | 15350335.553 |  | -1
node_8104001_200843863 |  |  | PQ | AD | 2771.281 | 8104001 | no | no |  |  | no |  |  | 1368742.904 | 15350280.396 |  | -1
node_8104001_200843864 |  |  | PQ | AD | 2771.281 | 8104001 | no | no |  |  | no |  |  | 1369104.468 | 15350495.633 |  | -1
node_8104001_200843865 |  |  | PQ | AD | 2771.281 | 8104001 | no | no |  |  | no |  |  | 1369345.75 | 15350634.858 |  | -1
node_8104001_200843866 |  |  | PQ | AD | 2771.281 | 8104001 | no | no |  |  | no |  |  | 1369603.119 | 15350661.531 |  | -1
node_8104001_200843868 |  |  | PQ | AD | 2771.281 | 8104001 | no | no |  |  | no |  |  | 1366294.36 | 15349968.311 |  | -1
node_8104001_200843869 |  |  | PQ | AD | 2771.281 | 8104001 | no | no |  |  | no |  |  | 1366354.07 | 15350119.345 |  | -1
node_8104001_200843870 |  |  | PQ | AD | 2771.281 | 8104001 | no | no |  |  | no |  |  | 1366318.786 | 15350109.985 |  | -1
node_8104001_200843871 |  |  | PQ | AN | 2771.281 | 8104001 | no | no |  |  | no |  |  | 1366132.039 | 15350075.047 |  | -1
node_8104001_200843873 |  |  | PQ | AN | 2771.281 | 8104001 | no | no |  |  | no |  |  | 1366396.105 | 15350223.527 |  | -1
node_8104001_200843875 |  |  | PQ | AD | 2771.281 | 8104001 | no | no |  |  | no |  |  | 1366450.473 | 15350339.815 |  | -1
node_8104001_200843876 |  |  | PQ | AD | 2771.281 | 8104001 | no | no |  |  | no |  |  | 1366495.912 | 15350463.897 |  | -1
node_8104001_200844485 |  |  | PQ | AD | 2771.281 | 8104001 | no | no |  |  | no |  |  | 1373435.82 | 15351236.362 |  | -1
node_8104001_200844486 |  |  | PQ | AN | 2771.281 | 8104001 | no | no |  |  | no |  |  | 1373438.802 | 15351497.455 |  | -1
node_8104001_200844488 |  |  | PQ | AN | 2771.281 | 8104001 | no | no |  |  | no |  |  | 1375200.19 | 15354308.582 |  | -1
node_8104001_200844489 |  |  | PQ | AN | 2771.281 | 8104001 | no | no |  |  | no |  |  | 1373452.462 | 15351773.381 |  | -1
node_8104001_200844490 |  |  | PQ | AN | 2771.281 | 8104001 | no | no |  |  | no |  |  | 1373608.417 | 15351917.793 |  | -1
node_8104001_200844492 |  |  | PQ | AD | 2771.281 | 8104001 | no | no |  |  | no |  |  | 1374101.749 | 15352368.507 |  | -1
node_8104001_200844493 |  |  | PQ | AD | 2771.281 | 8104001 | no | no |  |  | no |  |  | 1374299.306 | 15352558.698 |  | -1
node_8104001_200844494 |  |  | PQ | AN | 2771.281 | 8104001 | no | no |  |  | no |  |  | 1374447.75 | 15352700.729 |  | -1
node_8104001_200844495 |  |  | PQ | AD | 2771.281 | 8104001 | no | no |  |  | no |  |  | 1374607.16 | 15352971.803 |  | -1
node_8104001_200844496 |  |  | PQ | AD | 2771.281 | 8104001 | no | no |  |  | no |  |  | 1374808.904 | 15353288.533 |  | -1
node_8104001_200844497 |  |  | PQ | AN | 2771.281 | 8104001 | no | no |  |  | no |  |  | 1374901.506 | 15353406.596 |  | -1
node_8104001_200844498 |  |  | PQ | AN | 2771.281 | 8104001 | no | no |  |  | no |  |  | 1375029.437 | 15353651.788 |  | -1
node_8104001_200844555 |  |  | PQ | AD | 2771.281 | 8104001 | no | no |  |  | no |  |  | 1366183.79 | 15350546.747 |  | -1
node_8104001_200844556 |  |  | PQ | AN | 2771.281 | 8104001 | no | no |  |  | no |  |  | 1366103.178 | 15350349.821 |  | -1
node_8104001_200844696 |  |  | PQ | AD | 2771.281 | 8104001 | no | no |  |  | no |  |  | 1366481.541 | 15350488.309 |  | -1
node_8104001_200844697 |  |  | PQ | AN | 2771.281 | 8104001 | no | no |  |  | no |  |  | 1366309.69 | 15350562.851 |  | -1
node_8104001_200844698 |  |  | PQ | AN | 2771.281 | 8104001 | no | no |  |  | no |  |  | 1366136.196 | 15350634.494 |  | -1
node_8104001_200844699 |  |  | PQ | AN | 2771.281 | 8104001 | no | no |  |  | no |  |  | 1365910.964 | 15350638.156 |  | -1
node_8104001_200844701 |  |  | PQ | AD | 2771.281 | 8104001 | no | no |  |  | no |  |  | 1365804.711 | 15350704.807 |  | -1
node_8104001_200844702 |  |  | PQ | AN | 2771.281 | 8104001 | no | no |  |  | no |  |  | 1365634.209 | 15350612.094 |  | -1
node_8104001_200844783 |  |  | PQ | AN | 2771.281 | 8104001 | no | no |  |  | no |  |  | 1374467.156 | 15355414.553 |  | -1
node_8104001_200844784 |  |  | PQ | AD | 2771.281 | 8104001 | no | no |  |  | no |  |  | 1374972.31 | 15354294.423 |  | -1
node_8104001_200844785 |  |  | PQ | AD | 2771.281 | 8104001 | no | no |  |  | no |  |  | 1375001.154 | 15354577.86 |  | -1
node_8104001_200844786 |  |  | PQ | AD | 2771.281 | 8104001 | no | no |  |  | no |  |  | 1374988.218 | 15354859.265 |  | -1
node_8104001_200844787 |  |  | PQ | AD | 2771.281 | 8104001 | no | no |  |  | no |  |  | 1374971.919 | 15355140.998 |  | -1
node_8104001_200844788 |  |  | PQ | AN | 2771.281 | 8104001 | no | no |  |  | no |  |  | 1374917.462 | 15355141.214 |  | -1
node_8104001_200844789 |  |  | PQ | AD | 2771.281 | 8104001 | no | no |  |  | no |  |  | 1365983.465 | 15348640.8 |  | -1
node_8104001_200844790 |  |  | PQ | AN | 2771.281 | 8104001 | no | no |  |  | no |  |  | 1365970.183 | 15348837.492 |  | -1
node_8104001_200844793 |  |  | PQ | AD | 2771.281 | 8104001 | no | no |  |  | no |  |  | 1365997.162 | 15349076.757 |  | -1
node_8104001_200844794 |  |  | PQ | AD | 2771.281 | 8104001 | no | no |  |  | no |  |  | 1366025.793 | 15349309.192 |  | -1
node_8104001_200844795 |  |  | PQ | AN | 2771.281 | 8104001 | no | no |  |  | no |  |  | 1366115.539 | 15349524.429 |  | -1
node_8104001_200844796 |  |  | PQ | AD | 2771.281 | 8104001 | no | no |  |  | no |  |  | 1366203.407 | 15349747.733 |  | -1
node_8104001_200946468 |  |  | PQ | AD | 2771.281 | 8104001 | no | no |  |  | no |  |  | 1366675.5 | 15350074.744 |  | -1
node_8104001_200953188 |  |  | PQ | AN | 2771.281 | 8104001 | no | no |  |  | no |  |  | 1365922.371 | 15345606.493 |  | -1
node_8104001_200971048 |  |  | PQ | AN | 2771.281 | 8104001 | no | no |  |  | no |  |  | 1368264.958 | 15350128.722 |  | -1
node_8104001_200980704 |  |  | PQ | AN | 2771.281 | 8104001 | no | no |  |  | no |  |  | 1373781.169 | 15352074.872 |  | -1
node_8104001_200981688 |  |  | PQ | AN | 2771.281 | 8104001 | no | no |  |  | no |  |  | 1373397.009 | 15352297.78 |  | -1
node_8104001_201031607 |  |  | PQ | AN | 2771.281 | 8104001 | no | no |  |  | no |  |  | 1367217.976 | 15350093.969 |  | -1
node_8104001_201041981 |  |  | PQ | AD | 2771.281 | 8104001 | no | no |  |  | no |  |  | 1366146.789 | 15349753.767 |  | -1
node_8104001_201041982 |  |  | PQ | AD | 2771.281 | 8104001 | no | no |  |  | no |  |  | 1366254.098 | 15350039.134 |  | -1
node_8104001_201041983 |  |  | PQ | AD | 2771.281 | 8104001 | no | no |  |  | no |  |  | 1366222.285 | 15349955.62 |  | -1
node_8104001_201041984 |  |  | PQ | AD | 2771.281 | 8104001 | no | no |  |  | no |  |  | 1366177.663 | 15349835.395 |  | -1
node_8104001_201041985 |  |  | PQ | AD | 2771.281 | 8104001 | no | no |  |  | no |  |  | 1366197.126 | 15349888.832 |  | -1
node_8104001_310043449 |  |  | PQ | AD | 2771.281 | 8104001 | no | no |  |  | no |  |  | 1372258.461 | 15350716.391 |  | -1
node_8104001_310056927 |  |  | PQ | AD | 2771.281 | 8104001 | no | no |  |  | no |  |  | 1368170.913 | 15350126.607 |  | -1
node_8104001_310056930 |  |  | PQ | AD | 2771.281 | 8104001 | no | no |  |  | no |  |  | 1381632.615 | 15354317.891 |  | -1
node_8104001_310057050 |  |  | PQ | AN | 2771.281 | 8104001 | no | no |  |  | no |  |  | 1366677.279 | 15349952.901 |  | -1
node_8104001_310057051 |  |  | PQ | AN | 2771.281 | 8104001 | no | no |  |  | no |  |  | 1366527.488 | 15349856.053 |  | -1
node_8104001_311878823 |  |  | PQ | AN | 1066.732 | 8104001 | no | no |  |  | no |  |  | 1369073.032 | 15351195.981 |  | -1
node_8104001_312091750 |  |  | PQ | AN | 2771.281 | 8104001 | no | no |  |  | no |  |  | 1362647.203 | 15347928.219 |  | -1
node_220388080 |  |  | PQ | AN | 2771.281 | 8104001 | no | no |  |  | no |  |  | 1365918.59 | 15345595.581 |  | -1
node_220388082 |  |  | PQ | AN | 2771.281 | 8104001 | no | no |  |  | no |  |  | 1365910.589 | 15345518.307 |  | -1
node_220417271 |  |  | PQ | AD | 1066.732 | 8104001 | no | no |  |  | no |  |  | 1368482.127 | 15350856.661 |  | -1
node_220417438 |  |  | PQ | AD | 2771.281 | 8104001 | no | no |  |  | no |  |  | 1366031.62 | 15349324.804 |  | -1
node_220623942 |  |  | PQ | AD | 1066.732 | 8104001 | no | no |  |  | no |  |  | 1368484.398 | 15350841.455 |  | -1
node_SOURCE_8104001 |  |  | SWING | ABCN | 2771.281 | 8104001 | no | no |  |  | no |  |  | 1366237.203 | 15349732.789 |  | -1
node_intto1_8104001_200817348 |  |  | PQ | AD | 2771.281 | 8104001 | no | no |  |  | no |  |  | 1378852.318 | 15354322.715 |  | -1
node_intto1_8104001_200842994 |  |  | PQ | AN | 2771.281 | 8104001 | no | no |  |  | no |  |  | 1362680.855 | 15347722.176 |  | -1
node_intto1_8104001_200843792 |  |  | PQ | AD | 2771.281 | 8104001 | no | no |  |  | no |  |  | 1366846.162 | 15350062.314 |  | -1
node_intto1_8104001_200843798 |  |  | PQ | AD | 2771.281 | 8104001 | no | no |  |  | no |  |  | 1366935.717 | 15350492.307 |  | -1
node_intto1_8104001_200843860 |  |  | PQ | AD | 2771.281 | 8104001 | no | no |  |  | no |  |  | 1368524.971 | 15350554.844 |  | -1
node_intto1_8104001_200844486 |  |  | PQ | AD | 2771.281 | 8104001 | no | no |  |  | no |  |  | 1373438.802 | 15351497.455 |  | -1
node_intto1_8104001_200844696 |  |  | PQ | AD | 2771.281 | 8104001 | no | no |  |  | no |  |  | 1366481.541 | 15350488.309 |  | -1
node_intto1_8104001_200844783 |  |  | PQ | AN | 2771.281 | 8104001 | no | no |  |  | no |  |  | 1374467.156 | 15355414.553 |  | -1
node_intto1_8104001_200981688 |  |  | PQ | AN | 2771.281 | 8104001 | no | no |  |  | no |  |  | 1373397.009 | 15352297.78 |  | -1
node_intto1_8104001_201041982 |  |  | PQ | AD | 2771.281 | 8104001 | no | no |  |  | no |  |  | 1366254.098 | 15350039.134 |  | -1
node_intto1_8104001_201041984 |  |  | PQ | AD | 2771.281 | 8104001 | no | no |  |  | no |  |  | 1366177.663 | 15349835.395 |  | -1
node_intto1_220388080 |  |  | PQ | AN | 2771.281 | 8104001 | no | no |  |  | no |  |  | 1365918.59 | 15345595.581 |  | -1
node_intto1_220388082 |  |  | PQ | AN | 2771.281 | 8104001 | no | no |  |  | no |  |  | 1365910.589 | 15345518.307 |  | -1
node_intto1_220417271 |  |  | PQ | AD | 1066.732 | 8104001 | no | no |  |  | no |  |  | 1368482.127 | 15350856.661 |  | -1
node_intto1_220417438 |  |  | PQ | AD | 2771.281 | 8104001 | no | no |  |  | no |  |  | 1366031.62 | 15349324.804 |  | -1
node_intto1_220623942 |  |  | PQ | AD | 2771.281 | 8104001 | no | no |  |  | no |  |  | 1368484.398 | 15350841.455 |  | -1

## overhead_line
data_type | static
owner_type | feeder
owner | 8104001
object | overhead_line
name | groupid | phases | fr | to | length | configuration | dcircuit | selected | monitored | monitored_fields | class_monitored_fields | played | played_fields | comments | R | X | B | lim_kw
oh_line_8104001_200816439 |  | AD | node_8104001_200843855 | node_8104001_200816439 | 260.689 | bal_1P_1/0AA | 8104001 | no | no |  |  | no |  |  | 0 | 0 | 0 | 0
oh_line_8104001_200816440 |  | AD | node_8104001_200816439 | node_8104001_200816440 | 251.261 | bal_1P_1/0AA | 8104001 | no | no |  |  | no |  |  | 0 | 0 | 0 | 0
oh_line_8104001_200816441 |  | AD | node_8104001_200816440 | node_8104001_200816441 | 341.985 | bal_1P_1/0AA | 8104001 | no | no |  |  | no |  |  | 0 | 0 | 0 | 0
oh_line_8104001_200816442 |  | AD | node_8104001_200816441 | node_8104001_200816442 | 325.737 | bal_1P_1/0AA | 8104001 | no | no |  |  | no |  |  | 0 | 0 | 0 | 0
oh_line_8104001_200816443 |  | AD | node_8104001_200816442 | node_8104001_200816443 | 251.126 | bal_1P_1/0AA | 8104001 | no | no |  |  | no |  |  | 0 | 0 | 0 | 0
oh_line_8104001_200816444 |  | AD | node_8104001_200816443 | node_8104001_200816444 | 246.813 | bal_1P_1/0AA | 8104001 | no | no |  |  | no |  |  | 0 | 0 | 0 | 0
oh_line_8104001_200817329 |  | AD | node_8104001_200817376 | node_8104001_200817329 | 206.208 | bal_1P_2AC | 8104001 | no | no |  |  | no |  |  | 0 | 0 | 0 | 0
oh_line_8104001_200817331 |  | AD | node_8104001_200817329 | node_8104001_200817331 | 261.741 | bal_1P_2AC | 8104001 | no | no |  |  | no |  |  | 0 | 0 | 0 | 0
oh_line_8104001_200817332 |  | AD | node_8104001_200817331 | node_8104001_200817332 | 279.099 | bal_1P_1/0AA | 8104001 | no | no |  |  | no |  |  | 0 | 0 | 0 | 0
oh_line_8104001_200817333 |  | AD | node_8104001_200817332 | node_8104001_200817333 | 53.535 | bal_1P_1/0AA | 8104001 | no | no |  |  | no |  |  | 0 | 0 | 0 | 0
oh_line_8104001_200817334 |  | AD | node_8104001_200817333 | node_8104001_200817334 | 277.944 | bal_1P_1/0AA | 8104001 | no | no |  |  | no |  |  | 0 | 0 | 0 | 0
oh_line_8104001_200817335 |  | AD | node_8104001_200817334 | node_8104001_200817335 | 278.816 | bal_1P_1/0AA | 8104001 | no | no |  |  | no |  |  | 0 | 0 | 0 | 0
oh_line_8104001_200817336 |  | AD | node_8104001_200817335 | node_8104001_200817336 | 273.091 | bal_1P_1/0AA | 8104001 | no | no |  |  | no |  |  | 0 | 0 | 0 | 0
oh_line_8104001_200817339-1 |  | AD | node_1376238_025_15354347_39 | node_8104001_200817339 | 17.504 | bal_1P_1/0AA | 8104001 | no | no |  |  | no |  |  | 0 | 0 | 0 | 0
oh_line_8104001_200817339-2 |  | AD | node_8104001_200817332 | node_1376238_025_15354347_39 | 257.836 | bal_1P_1/0AA | 8104001 | no | no |  |  | no |  |  | 0 | 0 | 0 | 0
oh_line_8104001_200817340 |  | AD | node_8104001_200817339 | node_8104001_200817340 | 277.192 | bal_1P_1/0AA | 8104001 | no | no |  |  | no |  |  | 0 | 0 | 0 | 0
oh_line_8104001_200817341 |  | AD | node_8104001_200817331 | node_8104001_200817341 | 331.723 | bal_1P_2AC | 8104001 | no | no |  |  | no |  |  | 0 | 0 | 0 | 0
oh_line_8104001_200817342 |  | AD | node_8104001_200817341 | node_8104001_200817342 | 300.426 | bal_1P_2AC | 8104001 | no | no |  |  | no |  |  | 0 | 0 | 0 | 0
oh_line_8104001_200817343 |  | AD | node_8104001_200817342 | node_8104001_200817343 | 507.924 | bal_1P_2AC | 8104001 | no | no |  |  | no |  |  | 0 | 0 | 0 | 0
oh_line_8104001_200817344 |  | AD | node_8104001_200817343 | node_8104001_200817344 | 538.149 | bal_1P_2AC | 8104001 | no | no |  |  | no |  |  | 0 | 0 | 0 | 0
oh_line_8104001_200817345 |  | AD | node_8104001_200817344 | node_8104001_200817345 | 286.495 | bal_1P_2AC | 8104001 | no | no |  |  | no |  |  | 0 | 0 | 0 | 0
oh_line_8104001_200817346 |  | AD | node_8104001_200817345 | node_8104001_200817346 | 346.626 | bal_1P_2AC | 8104001 | no | no |  |  | no |  |  | 0 | 0 | 0 | 0
oh_line_8104001_200817347 |  | AD | node_8104001_200817346 | node_8104001_200817347 | 450.462 | bal_1P_2AC | 8104001 | no | no |  |  | no |  |  | 0 | 0 | 0 | 0
oh_line_8104001_200817348 |  | AD | node_8104001_200817347 | node_intto1_8104001_200817348 | 408.193 | bal_1P_2AC | 8104001 | no | no |  |  | no |  |  | 0 | 0 | 0 | 0
oh_line_8104001_200817350 |  | AD | node_8104001_200817348 | node_8104001_200817350 | 184.15 | bal_1P_2AC | 8104001 | no | no |  |  | no |  |  | 0 | 0 | 0 | 0
oh_line_8104001_200817351 |  | AD | node_8104001_200817350 | node_8104001_200817351 | 188.483 | bal_1P_2AC | 8104001 | no | no |  |  | no |  |  | 0 | 0 | 0 | 0
oh_line_8104001_200817352 |  | AD | node_8104001_200817351 | node_8104001_200817352 | 417.081 | bal_1P_2AC | 8104001 | no | no |  |  | no |  |  | 0 | 0 | 0 | 0
oh_line_8104001_200817353 |  | AD | node_8104001_200817352 | node_8104001_200817353 | 427.736 | bal_1P_2AC | 8104001 | no | no |  |  | no |  |  | 0 | 0 | 0 | 0
oh_line_8104001_200817354 |  | AD | node_8104001_200817353 | node_8104001_200817354 | 382.206 | bal_1P_2AC | 8104001 | no | no |  |  | no |  |  | 0 | 0 | 0 | 0
oh_line_8104001_200817355 |  | AD | node_8104001_200817354 | node_8104001_200817355 | 166.611 | bal_1P_2AC | 8104001 | no | no |  |  | no |  |  | 0 | 0 | 0 | 0
oh_line_8104001_200817356 |  | AD | node_8104001_200817355 | node_8104001_200817356 | 299.574 | bal_1P_1/0AC | 8104001 | no | no |  |  | no |  |  | 0 | 0 | 0 | 0
oh_line_8104001_200817357 |  | AD | node_8104001_200817355 | node_8104001_200817357 | 200.98 | bal_1P_2AC | 8104001 | no | no |  |  | no |  |  | 0 | 0 | 0 | 0
oh_line_8104001_200817358 |  | AD | node_8104001_200817357 | node_8104001_200817358 | 436.111 | bal_1P_2AC | 8104001 | no | no |  |  | no |  |  | 0 | 0 | 0 | 0
oh_line_8104001_200817359 |  | AD | node_8104001_310056930 | node_8104001_200817359 | 80.897 | bal_1P_2AC | 8104001 | no | no |  |  | no |  |  | 0 | 0 | 0 | 0
oh_line_8104001_200817360 |  | AD | node_8104001_200817359 | node_8104001_200817360 | 196.401 | bal_1P_1/0AA | 8104001 | no | no |  |  | no |  |  | 0 | 0 | 0 | 0
oh_line_8104001_200817362 |  | AD | node_8104001_200817360 | node_8104001_200817362 | 286.511 | bal_1P_1/0AA | 8104001 | no | no |  |  | no |  |  | 0 | 0 | 0 | 0
oh_line_8104001_200817363 |  | AD | node_8104001_200817362 | node_8104001_200817363 | 105.428 | bal_1P_1/0AA | 8104001 | no | no |  |  | no |  |  | 0 | 0 | 0 | 0
oh_line_8104001_200817364 |  | AD | node_8104001_200817363 | node_8104001_200817364 | 204.005 | bal_1P_1/0AA | 8104001 | no | no |  |  | no |  |  | 0 | 0 | 0 | 0
oh_line_8104001_200817365 |  | AD | node_8104001_200817362 | node_8104001_200817365 | 245.668 | bal_1P_1/0AA | 8104001 | no | no |  |  | no |  |  | 0 | 0 | 0 | 0
oh_line_8104001_200817366 |  | AD | node_8104001_200817365 | node_8104001_200817366 | 211.03 | bal_1P_1/0AA | 8104001 | no | no |  |  | no |  |  | 0 | 0 | 0 | 0
oh_line_8104001_200817367 |  | AD | node_8104001_200817366 | node_8104001_200817367 | 154.384 | bal_1P_1/0AA | 8104001 | no | no |  |  | no |  |  | 0 | 0 | 0 | 0
oh_line_8104001_200817368 |  | AD | node_8104001_200817359 | node_8104001_200817368 | 187.165 | bal_1P_2AC | 8104001 | no | no |  |  | no |  |  | 0 | 0 | 0 | 0
oh_line_8104001_200817370 |  | AD | node_8104001_200817368 | node_8104001_200817370 | 227.758 | bal_1P_2AC | 8104001 | no | no |  |  | no |  |  | 0 | 0 | 0 | 0
oh_line_8104001_200817371 |  | AD | node_8104001_200817370 | node_8104001_200817371 | 347.333 | bal_1P_1/0AA | 8104001 | no | no |  |  | no |  |  | 0 | 0 | 0 | 0
oh_line_8104001_200817372 |  | AD | node_8104001_200817371 | node_8104001_200817372 | 362.279 | bal_1P_1/0AA | 8104001 | no | no |  |  | no |  |  | 0 | 0 | 0 | 0
oh_line_8104001_200817373 |  | AD | node_8104001_200817372 | node_8104001_200817373 | 355.682 | bal_1P_1/0AA | 8104001 | no | no |  |  | no |  |  | 0 | 0 | 0 | 0
oh_line_8104001_200817374 |  | AD | node_8104001_200817373 | node_8104001_200817374 | 361.509 | bal_1P_1/0AA | 8104001 | no | no |  |  | no |  |  | 0 | 0 | 0 | 0
oh_line_8104001_200817375 |  | AD | node_8104001_200844498 | node_8104001_200817375 | 426.523 | bal_1P_2AC | 8104001 | no | no |  |  | no |  |  | 0 | 0 | 0 | 0
oh_line_8104001_200817376 |  | AD | node_8104001_200817375 | node_8104001_200817376 | 237.369 | bal_1P_2AC | 8104001 | no | no |  |  | no |  |  | 0 | 0 | 0 | 0
oh_line_8104001_200842521-1 |  | AN | node_8104001_200842521 | node_intto1_220388080 | 6.338 | bal_1P_2AC_2AC(N) | 8104001 | no | no |  |  | no |  |  | 0 | 0 | 0 | 0
oh_line_8104001_200842521-2 |  | AN | node_220388080 | node_intto1_220388082 | 77.687 | bal_1P_2AC_2AC(N) | 8104001 | no | no |  |  | no |  |  | 0 | 0 | 0 | 0
oh_line_8104001_200842521-3 |  | AN | node_220388082 | node_1365908_949_15345503_802 | 14.597 | bal_1P_2AC_2AC(N) | 8104001 | no | no |  |  | no |  |  | 0 | 0 | 0 | 0
oh_line_8104001_200842522 |  | AN | node_8104001_200842522 | node_8104001_200953188 | 191.227 | bal_1P_2AC_2AC(N) | 8104001 | no | no |  |  | no |  |  | 0 | 0 | 0 | 0
oh_line_8104001_200842523 |  | AD | node_8104001_200842523 | node_8104001_200842522 | 190.272 | bal_1P_2AC | 8104001 | no | no |  |  | no |  |  | 0 | 0 | 0 | 0
oh_line_8104001_200842524 |  | AD | node_8104001_200842524 | node_8104001_200842523 | 172.096 | bal_1P_2AC | 8104001 | no | no |  |  | no |  |  | 0 | 0 | 0 | 0
oh_line_8104001_200842526 |  | AD | node_8104001_200842526 | node_8104001_200842524 | 189.351 | bal_1P_2AC | 8104001 | no | no |  |  | no |  |  | 0 | 0 | 0 | 0
oh_line_8104001_200842527 |  | AD | node_8104001_200842527 | node_8104001_200842526 | 227.659 | bal_1P_2AC | 8104001 | no | no |  |  | no |  |  | 0 | 0 | 0 | 0
oh_line_8104001_200842528 |  | AD | node_8104001_200842528 | node_8104001_200842527 | 121.615 | bal_1P_2AC | 8104001 | no | no |  |  | no |  |  | 0 | 0 | 0 | 0
oh_line_8104001_200842529 |  | AD | node_8104001_200842529 | node_8104001_200842528 | 229.392 | bal_1P_2AC | 8104001 | no | no |  |  | no |  |  | 0 | 0 | 0 | 0
oh_line_8104001_200842530-1 |  | AD | node_1366283_562_15347295_346 | node_8104001_200842530 | 191.725 | bal_1P_2AC | 8104001 | no | no |  |  | no |  |  | 0 | 0 | 0 | 0
oh_line_8104001_200842530-2 |  | AD | node_8104001_200842530 | node_8104001_200842529 | 222.136 | bal_1P_2AC | 8104001 | no | no |  |  | no |  |  | 0 | 0 | 0 | 0
oh_line_8104001_200842532 |  | AD | node_8104001_200842532 | node_1366283_562_15347295_346 | 233.658 | bal_1P_2AC | 8104001 | no | no |  |  | no |  |  | 0 | 0 | 0 | 0
oh_line_8104001_200842533 |  | AD | node_8104001_200842533 | node_8104001_200842532 | 163.491 | bal_1P_2AC | 8104001 | no | no |  |  | no |  |  | 0 | 0 | 0 | 0
oh_line_8104001_200842534 |  | AD | node_8104001_200842534 | node_8104001_200842533 | 201.045 | bal_1P_4CU | 8104001 | no | no |  |  | no |  |  | 0 | 0 | 0 | 0
oh_line_8104001_200842535 |  | AD | node_8104001_200842535 | node_8104001_200842534 | 188.903 | bal_1P_4CU | 8104001 | no | no |  |  | no |  |  | 0 | 0 | 0 | 0
oh_line_8104001_200842536 |  | AD | node_8104001_200842536 | node_8104001_200842535 | 203.527 | bal_1P_4CU | 8104001 | no | no |  |  | no |  |  | 0 | 0 | 0 | 0
oh_line_8104001_200842537 |  | AD | node_8104001_200842537 | node_8104001_200842536 | 205.74 | bal_1P_4CU | 8104001 | no | no |  |  | no |  |  | 0 | 0 | 0 | 0
oh_line_8104001_200842995 |  | AD | node_8104001_200842535 | node_8104001_200842995 | 160.563 | bal_1P_2AC | 8104001 | no | no |  |  | no |  |  | 0 | 0 | 0 | 0
oh_line_8104001_200842996 |  | AD | node_8104001_200842995 | node_8104001_200842996 | 266.411 | bal_1P_1/0AA | 8104001 | no | no |  |  | no |  |  | 0 | 0 | 0 | 0
oh_line_8104001_200842997 |  | AD | node_8104001_200842995 | node_8104001_200842997 | 326.86 | bal_1P_1/0AC | 8104001 | no | no |  |  | no |  |  | 0 | 0 | 0 | 0
oh_line_8104001_200842998 |  | AD | node_8104001_200842997 | node_8104001_200842998 | 247.287 | bal_1P_1/0AC | 8104001 | no | no |  |  | no |  |  | 0 | 0 | 0 | 0
oh_line_8104001_200843781 |  | AD | node_8104001_200843869 | node_8104001_200843781 | 88.463 | bal_1P_1/0AC | 8104001 | no | no |  |  | no |  |  | 0 | 0 | 0 | 0
oh_line_8104001_200843782 |  | AD | node_8104001_200843802 | node_8104001_200843782 | 133.26 | bal_1P_1/0AA | 8104001 | no | no |  |  | no |  |  | 0 | 0 | 0 | 0
oh_line_8104001_200843784 |  | AD | node_8104001_200843782 | node_8104001_200843784 | 113.205 | bal_1P_1/0AA | 8104001 | no | no |  |  | no |  |  | 0 | 0 | 0 | 0
oh_line_8104001_200843785 |  | AD | node_8104001_200843784 | node_8104001_200843785 | 115.698 | bal_1P_1/0AA | 8104001 | no | no |  |  | no |  |  | 0 | 0 | 0 | 0
oh_line_8104001_200843789 |  | AD | node_8104001_200843781 | node_8104001_200843789 | 170.737 | bal_1P_2AC | 8104001 | no | no |  |  | no |  |  | 0 | 0 | 0 | 0
oh_line_8104001_200843791 |  | AD | node_8104001_200946468 | node_8104001_200843791 | 97.934 | bal_1P_2AC | 8104001 | no | no |  |  | no |  |  | 0 | 0 | 0 | 0
oh_line_8104001_200843792 |  | AD | node_8104001_200843791 | node_intto1_8104001_200843792 | 74.682 | bal_1P_2AC | 8104001 | no | no |  |  | no |  |  | 0 | 0 | 0 | 0
oh_line_8104001_200843793 |  | AD | node_8104001_200843792 | node_8104001_200843793 | 69.017 | bal_1P_1/0AC | 8104001 | no | no |  |  | no |  |  | 0 | 0 | 0 | 0
oh_line_8104001_200843794 |  | AD | node_8104001_200843793 | node_8104001_200843794 | 301.36 | bal_1P_1/0AC | 8104001 | no | no |  |  | no |  |  | 0 | 0 | 0 | 0
oh_line_8104001_200843796 |  | AD | node_8104001_200843791 | node_8104001_200843796 | 145.968 | bal_1P_1/0AA | 8104001 | no | no |  |  | no |  |  | 0 | 0 | 0 | 0
oh_line_8104001_200843797 |  | AD | node_8104001_200843796 | node_8104001_200843797 | 150.818 | bal_1P_1/0AA | 8104001 | no | no |  |  | no |  |  | 0 | 0 | 0 | 0
oh_line_8104001_200843798 |  | AD | node_8104001_200843797 | node_intto1_8104001_200843798 | 159.839 | bal_1P_1/0AA | 8104001 | no | no |  |  | no |  |  | 0 | 0 | 0 | 0
oh_line_8104001_200843799 |  | AD | node_8104001_200843798 | node_8104001_200843799 | 145.368 | bal_1P_1/0AA | 8104001 | no | no |  |  | no |  |  | 0 | 0 | 0 | 0
oh_line_8104001_200843801 |  | AD | node_8104001_200843799 | node_8104001_200843801 | 144.294 | bal_1P_1/0AA | 8104001 | no | no |  |  | no |  |  | 0 | 0 | 0 | 0
oh_line_8104001_200843802 |  | AD | node_8104001_200843801 | node_8104001_200843802 | 136.1 | bal_1P_1/0AA | 8104001 | no | no |  |  | no |  |  | 0 | 0 | 0 | 0
oh_line_8104001_200843803 |  | AD | node_8104001_200843825 | node_8104001_200843803 | 290.732 | bal_1P_1/0AA | 8104001 | no | no |  |  | no |  |  | 0 | 0 | 0 | 0
oh_line_8104001_200843804 |  | AD | node_8104001_200843863 | node_8104001_200843804 | 495.188 | bal_1P_1/0AA | 8104001 | no | no |  |  | no |  |  | 0 | 0 | 0 | 0
oh_line_8104001_200843805 |  | AD | node_8104001_200843792 | node_8104001_200843805 | 222.161 | bal_1P_2AC | 8104001 | no | no |  |  | no |  |  | 0 | 0 | 0 | 0
oh_line_8104001_200843809 |  | AD | node_8104001_200843805 | node_8104001_200843809 | 81.541 | bal_1P_1/0AC | 8104001 | no | no |  |  | no |  |  | 0 | 0 | 0 | 0
oh_line_8104001_200843812 |  | AD | node_8104001_200843866 | node_8104001_200843812 | 350.147 | bal_1P_2AC | 8104001 | no | no |  |  | no |  |  | 0 | 0 | 0 | 0
oh_line_8104001_200843814 |  | AD | node_8104001_200843812 | node_8104001_200843814 | 407.433 | bal_1P_2AC | 8104001 | no | no |  |  | no |  |  | 0 | 0 | 0 | 0
oh_line_8104001_200843815 |  | AD | node_8104001_200843814 | node_8104001_200843815 | 192.38 | bal_1P_1/0AA | 8104001 | no | no |  |  | no |  |  | 0 | 0 | 0 | 0
oh_line_8104001_200843816 |  | AD | node_8104001_200843815 | node_8104001_200843816 | 329.127 | bal_1P_1/0AA | 8104001 | no | no |  |  | no |  |  | 0 | 0 | 0 | 0
oh_line_8104001_200843817 |  | AD | node_8104001_200843816 | node_8104001_200843817 | 353.927 | bal_1P_1/0AA | 8104001 | no | no |  |  | no |  |  | 0 | 0 | 0 | 0
oh_line_8104001_200843818 |  | AD | node_8104001_200843816 | node_8104001_200843818 | 383.969 | bal_1P_2AC | 8104001 | no | no |  |  | no |  |  | 0 | 0 | 0 | 0
oh_line_8104001_200843819 |  | AD | node_8104001_200843818 | node_8104001_200843819 | 406.269 | bal_1P_2AC | 8104001 | no | no |  |  | no |  |  | 0 | 0 | 0 | 0
oh_line_8104001_200843820 |  | AD | node_8104001_200843819 | node_8104001_200843820 | 71.505 | bal_1P_1/0AA | 8104001 | no | no |  |  | no |  |  | 0 | 0 | 0 | 0
oh_line_8104001_200843821 |  | AD | node_8104001_200843820 | node_8104001_200843821 | 209.054 | bal_1P_1/0AA | 8104001 | no | no |  |  | no |  |  | 0 | 0 | 0 | 0
oh_line_8104001_200843822 |  | AD | node_8104001_200843821 | node_8104001_200843822 | 47.249 | bal_1P_1/0AA | 8104001 | no | no |  |  | no |  |  | 0 | 0 | 0 | 0
oh_line_8104001_200843823 |  | AD | node_8104001_200843822 | node_8104001_200843823 | 248.858 | bal_1P_1/0AA | 8104001 | no | no |  |  | no |  |  | 0 | 0 | 0 | 0
oh_line_8104001_200843824 |  | AD | node_8104001_200843823 | node_8104001_200843824 | 243.647 | bal_1P_1/0AA | 8104001 | no | no |  |  | no |  |  | 0 | 0 | 0 | 0
oh_line_8104001_200843825 |  | AD | node_8104001_200843821 | node_8104001_200843825 | 216.893 | bal_1P_1/0AA | 8104001 | no | no |  |  | no |  |  | 0 | 0 | 0 | 0
oh_line_8104001_200843826 |  | AD | node_8104001_200843825 | node_8104001_200843826 | 259.447 | bal_1P_1/0AA | 8104001 | no | no |  |  | no |  |  | 0 | 0 | 0 | 0
oh_line_8104001_200843827 |  | AD | node_8104001_200843825 | node_8104001_200843827 | 318.613 | bal_1P_1/0AA | 8104001 | no | no |  |  | no |  |  | 0 | 0 | 0 | 0
oh_line_8104001_200843828 |  | AD | node_8104001_200843827 | node_8104001_200843828 | 309.298 | bal_1P_1/0AA | 8104001 | no | no |  |  | no |  |  | 0 | 0 | 0 | 0
oh_line_8104001_200843829 |  | AD | node_8104001_200843827 | node_8104001_200843829 | 237.116 | bal_1P_1/0AA | 8104001 | no | no |  |  | no |  |  | 0 | 0 | 0 | 0
oh_line_8104001_200843830 |  | AD | node_8104001_200843829 | node_8104001_200843830 | 294.239 | bal_1P_1/0AA | 8104001 | no | no |  |  | no |  |  | 0 | 0 | 0 | 0
oh_line_8104001_200843831 |  | AD | node_8104001_200843819 | node_8104001_200843831 | 322.153 | bal_1P_2AC | 8104001 | no | no |  |  | no |  |  | 0 | 0 | 0 | 0
oh_line_8104001_200843833 |  | AD | node_8104001_200843831 | node_8104001_200843833 | 191.917 | bal_1P_2AC | 8104001 | no | no |  |  | no |  |  | 0 | 0 | 0 | 0
oh_line_8104001_200843835 |  | AD | node_8104001_310043449 | node_8104001_200843835 | 137.676 | bal_1P_2AC | 8104001 | no | no |  |  | no |  |  | 0 | 0 | 0 | 0
oh_line_8104001_200843836 |  | AD | node_8104001_200843835 | node_8104001_200843836 | 287.951 | bal_1P_1/0AA | 8104001 | no | no |  |  | no |  |  | 0 | 0 | 0 | 0
oh_line_8104001_200843837 |  | AD | node_8104001_200843836 | node_8104001_200843837 | 48.974 | bal_1P_1/0AA | 8104001 | no | no |  |  | no |  |  | 0 | 0 | 0 | 0
oh_line_8104001_200843838 |  | AD | node_8104001_200843837 | node_8104001_200843838 | 257.695 | bal_1P_1/0AA | 8104001 | no | no |  |  | no |  |  | 0 | 0 | 0 | 0
oh_line_8104001_200843839 |  | AD | node_8104001_200843838 | node_8104001_200843839 | 259.383 | bal_1P_1/0AA | 8104001 | no | no |  |  | no |  |  | 0 | 0 | 0 | 0
oh_line_8104001_200843841 |  | AD | node_8104001_200843835 | node_8104001_200843841 | 547.546 | bal_1P_2AC | 8104001 | no | no |  |  | no |  |  | 0 | 0 | 0 | 0
oh_line_8104001_200843843 |  | AD | node_8104001_200843841 | node_8104001_200843843 | 303.802 | bal_1P_2AC | 8104001 | no | no |  |  | no |  |  | 0 | 0 | 0 | 0
oh_line_8104001_200843844 |  | AD | node_8104001_200843843 | node_8104001_200843844 | 213.557 | bal_1P_2AC | 8104001 | no | no |  |  | no |  |  | 0 | 0 | 0 | 0
oh_line_8104001_200843848 |  | AD | node_8104001_201031607 | node_8104001_200843848 | 251.016 | bal_1P_2AC | 8104001 | no | no |  |  | no |  |  | 0 | 0 | 0 | 0
oh_line_8104001_200843849 |  | AD | node_8104001_200843844 | node_8104001_200843849 | 565.82 | bal_1P_2AC | 8104001 | no | no |  |  | no |  |  | 0 | 0 | 0 | 0
oh_line_8104001_200843851 |  | AD | node_8104001_200843849 | node_8104001_200843851 | 350.353 | bal_1P_2AC | 8104001 | no | no |  |  | no |  |  | 0 | 0 | 0 | 0
oh_line_8104001_200843852 |  | AD | node_8104001_200843851 | node_8104001_200843852 | 318.092 | bal_1P_2AC | 8104001 | no | no |  |  | no |  |  | 0 | 0 | 0 | 0
oh_line_8104001_200843853 |  | AD | node_8104001_200843852 | node_8104001_200843853 | 285.51 | bal_1P_2AC | 8104001 | no | no |  |  | no |  |  | 0 | 0 | 0 | 0
oh_line_8104001_200843854 |  | AD | node_8104001_200843853 | node_8104001_200843854 | 224.435 | bal_1P_2AC | 8104001 | no | no |  |  | no |  |  | 0 | 0 | 0 | 0
oh_line_8104001_200843855 |  | AD | node_8104001_200843854 | node_8104001_200843855 | 272.074 | bal_1P_2AC | 8104001 | no | no |  |  | no |  |  | 0 | 0 | 0 | 0
oh_line_8104001_200843856 |  | AD | node_8104001_200843848 | node_8104001_200843856 | 289.726 | bal_1P_2AC | 8104001 | no | no |  |  | no |  |  | 0 | 0 | 0 | 0
oh_line_8104001_200843857 |  | AD | node_8104001_200843856 | node_8104001_200843857 | 224.875 | bal_1P_2AC | 8104001 | no | no |  |  | no |  |  | 0 | 0 | 0 | 0
oh_line_8104001_200843859 |  | AD | node_8104001_200971048 | node_8104001_200843859 | 332.505 | bal_1P_2AC | 8104001 | no | no |  |  | no |  |  | 0 | 0 | 0 | 0
oh_line_8104001_200843860 |  | AD | node_8104001_200843859 | node_intto1_8104001_200843860 | 295.476 | bal_1P_2AC | 8104001 | no | no |  |  | no |  |  | 0 | 0 | 0 | 0
oh_line_8104001_200843861-1 |  | AD | node_8104001_200843860 | node_intto1_220623942 | 289.469 | bal_1P_2AC | 8104001 | no | no |  |  | no |  |  | 0 | 0 | 0 | 0
oh_line_8104001_200843861-2 |  | AD | node_220623942 | node_intto1_220417271 | 15.375 | bal_1P_2AC | 8104001 | no | no |  |  | no |  |  | 0 | 0 | 0 | 0
oh_line_8104001_200843861-3 |  | AD | node_220417271 | node_8104001_200843861 | 11.23 | bal_1P_2AC | 8104001 | no | no |  |  | no |  |  | 0 | 0 | 0 | 0
oh_line_8104001_200843862 |  | AD | node_8104001_200843859 | node_8104001_200843862 | 173.757 | bal_1P_2AC | 8104001 | no | no |  |  | no |  |  | 0 | 0 | 0 | 0
oh_line_8104001_200843863 |  | AD | node_8104001_200843862 | node_8104001_200843863 | 57.398 | bal_1P_1/0AA | 8104001 | no | no |  |  | no |  |  | 0 | 0 | 0 | 0
oh_line_8104001_200843864 |  | AD | node_8104001_200843862 | node_8104001_200843864 | 409.989 | bal_1P_2AC | 8104001 | no | no |  |  | no |  |  | 0 | 0 | 0 | 0
oh_line_8104001_200843865 |  | AD | node_8104001_200843864 | node_8104001_200843865 | 278.569 | bal_1P_2AC | 8104001 | no | no |  |  | no |  |  | 0 | 0 | 0 | 0
oh_line_8104001_200843866 |  | AD | node_8104001_200843865 | node_8104001_200843866 | 258.748 | bal_1P_2AC | 8104001 | no | no |  |  | no |  |  | 0 | 0 | 0 | 0
oh_line_8104001_200843868 |  | AD | node_8104001_200844796 | node_8104001_200843868 | 238.594 | bal_1P_1/0AC | 8104001 | no | no |  |  | no |  |  | 0 | 0 | 0 | 0
oh_line_8104001_200843869 |  | AD | node_8104001_200843868 | node_8104001_200843869 | 162.409 | bal_1P_1/0AC | 8104001 | no | no |  |  | no |  |  | 0 | 0 | 0 | 0
oh_line_8104001_200843870 |  | AD | node_8104001_200843869 | node_8104001_200843870 | 36.504 | bal_1P_1/0AC | 8104001 | no | no |  |  | no |  |  | 0 | 0 | 0 | 0
oh_line_8104001_200843871 |  | AD | node_8104001_200843870 | node_8104001_200843871 | 189.987 | bal_1P_1/0AC | 8104001 | no | no |  |  | no |  |  | 0 | 0 | 0 | 0
oh_line_8104001_200843873 |  | AD | node_8104001_200843869 | node_8104001_200843873 | 112.343 | bal_1P_4CU | 8104001 | no | no |  |  | no |  |  | 0 | 0 | 0 | 0
oh_line_8104001_200843875 |  | AD | node_8104001_200843873 | node_8104001_200843875 | 128.369 | bal_1P_1/0AC | 8104001 | no | no |  |  | no |  |  | 0 | 0 | 0 | 0
oh_line_8104001_200843876 |  | AD | node_8104001_200843875 | node_8104001_200843876 | 132.14 | bal_1P_1/0AC | 8104001 | no | no |  |  | no |  |  | 0 | 0 | 0 | 0
oh_line_8104001_200844485 |  | AD | node_8104001_200843844 | node_8104001_200844485 | 250.412 | bal_1P_2AC | 8104001 | no | no |  |  | no |  |  | 0 | 0 | 0 | 0
oh_line_8104001_200844486 |  | AD | node_8104001_200844485 | node_intto1_8104001_200844486 | 261.113 | bal_1P_2AC | 8104001 | no | no |  |  | no |  |  | 0 | 0 | 0 | 0
oh_line_8104001_200844488 |  | AD | node_8104001_200817329 | node_8104001_200844488 | 272.044 | bal_1P_2AC | 8104001 | no | no |  |  | no |  |  | 0 | 0 | 0 | 0
oh_line_8104001_200844489 |  | AD | node_8104001_200844486 | node_8104001_200844489 | 276.264 | bal_1P_2AC | 8104001 | no | no |  |  | no |  |  | 0 | 0 | 0 | 0
oh_line_8104001_200844490 |  | AD | node_8104001_200844489 | node_8104001_200844490 | 212.548 | bal_1P_2AC | 8104001 | no | no |  |  | no |  |  | 0 | 0 | 0 | 0
oh_line_8104001_200844492 |  | AD | node_8104001_200980704 | node_8104001_200844492 | 434.734 | bal_1P_2AC | 8104001 | no | no |  |  | no |  |  | 0 | 0 | 0 | 0
oh_line_8104001_200844493 |  | AD | node_8104001_200844492 | node_8104001_200844493 | 274.228 | bal_1P_2AC | 8104001 | no | no |  |  | no |  |  | 0 | 0 | 0 | 0
oh_line_8104001_200844494 |  | AD | node_8104001_200844493 | node_8104001_200844494 | 205.447 | bal_1P_2AC | 8104001 | no | no |  |  | no |  |  | 0 | 0 | 0 | 0
oh_line_8104001_200844495-1 |  | AD | node_1374588_085_15352939_609 | node_8104001_200844495 | 37.421 | bal_1P_2AC | 8104001 | no | no |  |  | no |  |  | 0 | 0 | 0 | 0
oh_line_8104001_200844495-2 |  | AD | node_8104001_200844494 | node_1374588_085_15352939_609 | 277.051 | bal_1P_2AC | 8104001 | no | no |  |  | no |  |  | 0 | 0 | 0 | 0
oh_line_8104001_200844496 |  | AD | node_8104001_200844495 | node_8104001_200844496 | 375.525 | bal_1P_2AC | 8104001 | no | no |  |  | no |  |  | 0 | 0 | 0 | 0
oh_line_8104001_200844497 |  | AD | node_8104001_200844496 | node_8104001_200844497 | 150.046 | bal_1P_2AC | 8104001 | no | no |  |  | no |  |  | 0 | 0 | 0 | 0
oh_line_8104001_200844498 |  | AD | node_8104001_200844496 | node_8104001_200844498 | 424.957 | bal_1P_2AC | 8104001 | no | no |  |  | no |  |  | 0 | 0 | 0 | 0
oh_line_8104001_200844555 |  | AD | node_8104001_200844698 | node_8104001_200844555 | 99.824 | bal_1P_1/0AC | 8104001 | no | no |  |  | no |  |  | 0 | 0 | 0 | 0
oh_line_8104001_200844556 |  | AD | node_8104001_200844555 | node_8104001_200844556 | 212.787 | bal_1P_1/0AC | 8104001 | no | no |  |  | no |  |  | 0 | 0 | 0 | 0
oh_line_8104001_200844696 |  | AD | node_8104001_200843876 | node_intto1_8104001_200844696 | 28.33 | bal_1P_1/0AC | 8104001 | no | no |  |  | no |  |  | 0 | 0 | 0 | 0
oh_line_8104001_200844697 |  | AD | node_8104001_200844696 | node_8104001_200844697 | 187.321 | bal_1P_1/0AC | 8104001 | no | no |  |  | no |  |  | 0 | 0 | 0 | 0
oh_line_8104001_200844698 |  | AD | node_8104001_200844697 | node_8104001_200844698 | 187.704 | bal_1P_1/0AC | 8104001 | no | no |  |  | no |  |  | 0 | 0 | 0 | 0
oh_line_8104001_200844699 |  | AD | node_8104001_200844698 | node_8104001_200844699 | 225.262 | bal_1P_1/0AA | 8104001 | no | no |  |  | no |  |  | 0 | 0 | 0 | 0
oh_line_8104001_200844701 |  | AD | node_8104001_200844699 | node_8104001_200844701 | 125.428 | bal_1P_1/0AA | 8104001 | no | no |  |  | no |  |  | 0 | 0 | 0 | 0
oh_line_8104001_200844702 |  | AD | node_8104001_200844701 | node_8104001_200844702 | 194.079 | bal_1P_1/0AA | 8104001 | no | no |  |  | no |  |  | 0 | 0 | 0 | 0
oh_line_8104001_200844784 |  | AD | node_8104001_200844488 | node_8104001_200844784 | 228.319 | bal_1P_1/0AA | 8104001 | no | no |  |  | no |  |  | 0 | 0 | 0 | 0
oh_line_8104001_200844785 |  | AD | node_8104001_200844784 | node_8104001_200844785 | 284.901 | bal_1P_1/0AA | 8104001 | no | no |  |  | no |  |  | 0 | 0 | 0 | 0
oh_line_8104001_200844786 |  | AD | node_8104001_200844785 | node_8104001_200844786 | 281.703 | bal_1P_1/0AA | 8104001 | no | no |  |  | no |  |  | 0 | 0 | 0 | 0
oh_line_8104001_200844787 |  | AD | node_8104001_200844786 | node_8104001_200844787 | 282.204 | bal_1P_1/0AA | 8104001 | no | no |  |  | no |  |  | 0 | 0 | 0 | 0
oh_line_8104001_200844788 |  | AD | node_8104001_200844787 | node_8104001_200844788 | 54.458 | bal_1P_1/0AA | 8104001 | no | no |  |  | no |  |  | 0 | 0 | 0 | 0
oh_line_8104001_200844789 |  | AD | node_8104001_200844789 | node_8104001_200842537 | 210.526 | bal_1P_4CU | 8104001 | no | no |  |  | no |  |  | 0 | 0 | 0 | 0
oh_line_8104001_200844790 |  | AD | node_8104001_200844790 | node_8104001_200844789 | 197.14 | bal_1P_1/0AC | 8104001 | no | no |  |  | no |  |  | 0 | 0 | 0 | 0
oh_line_8104001_200844793 |  | AD | node_8104001_200844793 | node_8104001_200844790 | 240.781 | bal_1P_1/0AC | 8104001 | no | no |  |  | no |  |  | 0 | 0 | 0 | 0
oh_line_8104001_200844794 |  | AD | node_8104001_200844794 | node_8104001_200844793 | 234.192 | bal_1P_1/0AC | 8104001 | no | no |  |  | no |  |  | 0 | 0 | 0 | 0
oh_line_8104001_200844795-1 |  | AD | node_8104001_201041981 | node_8104001_200844795 | 231.457 | bal_1P_1/0AC | 8104001 | no | no |  |  | no |  |  | 0 | 0 | 0 | 0
oh_line_8104001_200844795-2 |  | AD | node_8104001_200844795 | node_intto1_220417438 | 216.547 | bal_1P_1/0AC | 8104001 | no | no |  |  | no |  |  | 0 | 0 | 0 | 0
oh_line_8104001_200844795-3 |  | AD | node_220417438 | node_8104001_200844794 | 16.664 | bal_1P_1/0AC | 8104001 | no | no |  |  | no |  |  | 0 | 0 | 0 | 0
oh_line_8104001_200844796 |  | AD | node_8104001_201041981 | node_8104001_200844796 | 56.938 | bal_1P_1/0AC | 8104001 | no | no |  |  | no |  |  | 0 | 0 | 0 | 0
oh_line_8104001_200946468 |  | AD | node_8104001_200843789 | node_8104001_200946468 | 102.587 | bal_1P_2AC | 8104001 | no | no |  |  | no |  |  | 0 | 0 | 0 | 0
oh_line_8104001_200953188 |  | AN | node_8104001_200953188 | node_8104001_200842521 | 5.661 | bal_1P_2AC_2AC(N) | 8104001 | no | no |  |  | no |  |  | 0 | 0 | 0 | 0
oh_line_8104001_200971048 |  | AD | node_8104001_310056927 | node_8104001_200971048 | 94.068 | bal_1P_2AC | 8104001 | no | no |  |  | no |  |  | 0 | 0 | 0 | 0
oh_line_8104001_200980704 |  | AD | node_8104001_200844490 | node_8104001_200980704 | 233.489 | bal_1P_2AC | 8104001 | no | no |  |  | no |  |  | 0 | 0 | 0 | 0
oh_line_8104001_201031607 |  | AD | node_8104001_200843805 | node_8104001_201031607 | 151.002 | bal_1P_2AC | 8104001 | no | no |  |  | no |  |  | 0 | 0 | 0 | 0
oh_line_8104001_201041981 |  | AD | node_SOURCE_8104001 | node_8104001_201041981 | 92.815 | bal_1P_1AC | 8104001 | no | no |  |  | no |  |  | 0 | 0 | 0 | 0
oh_line_8104001_201041982 |  | AD | node_8104001_201041983 | node_intto1_8104001_201041982 | 89.368 | bal_1P_1/0AC | 8104001 | no | no |  |  | no |  |  | 0 | 0 | 0 | 0
oh_line_8104001_201041983 |  | AD | node_8104001_201041985 | node_8104001_201041983 | 71.369 | bal_1P_1/0AC | 8104001 | no | no |  |  | no |  |  | 0 | 0 | 0 | 0
oh_line_8104001_201041984 |  | AD | node_8104001_201041981 | node_intto1_8104001_201041984 | 87.271 | bal_1P_1/0AC | 8104001 | no | no |  |  | no |  |  | 0 | 0 | 0 | 0
oh_line_8104001_201041985 |  | AD | node_8104001_201041984 | node_8104001_201041985 | 56.872 | bal_1P_1/0AC | 8104001 | no | no |  |  | no |  |  | 0 | 0 | 0 | 0
oh_line_8104001_310043449 |  | AD | node_8104001_200843833 | node_8104001_310043449 | 137.941 | bal_1P_2AC | 8104001 | no | no |  |  | no |  |  | 0 | 0 | 0 | 0
oh_line_8104001_310056927 |  | AD | node_8104001_200843857 | node_8104001_310056927 | 188.077 | bal_1P_2AC | 8104001 | no | no |  |  | no |  |  | 0 | 0 | 0 | 0
oh_line_8104001_310056930 |  | AD | node_8104001_200817358 | node_8104001_310056930 | 378.451 | bal_1P_2AC | 8104001 | no | no |  |  | no |  |  | 0 | 0 | 0 | 0
oh_line_8104001_310057050 |  | AN | node_8104001_200843791 | node_8104001_310057050 | 158.436 | bal_1P_DELTACUST | 8104001 | no | no |  |  | no |  |  | 0 | 0 | 0 | 0
oh_line_8104001_310057051 |  | AN | node_8104001_310057050 | node_8104001_310057051 | 178.373 | bal_1P_DELTACUST | 8104001 | no | no |  |  | no |  |  | 0 | 0 | 0 | 0
oh_line_TAP_OH_893230 |  | AN | node_8104001_200816440 | node_1375831_198_15350717_529 | 0.033 | unb_TAPWIRE_OH | 8104001 | no | no |  |  | no |  |  | 0 | 0 | 0 | 0
oh_line_TAP_OH_893231 |  | AN | node_8104001_200816442 | node_1376420_859_15350553_216 | 0.033 | unb_TAPWIRE_OH | 8104001 | no | no |  |  | no |  |  | 0 | 0 | 0 | 0
oh_line_TAP_OH_893232 |  | AN | node_8104001_200816444 | node_1376821_696_15350223_489 | 0.033 | unb_TAPWIRE_OH | 8104001 | no | no |  |  | no |  |  | 0 | 0 | 0 | 0
oh_line_TAP_OH_893546 |  | AN | node_8104001_200817329 | node_1375478_979_15354431_907 | 0.033 | unb_TAPWIRE_OH | 8104001 | no | no |  |  | no |  |  | 0 | 0 | 0 | 0
oh_line_TAP_OH_893547 |  | AN | node_8104001_200817336 | node_1376181_681_15355154_028 | 0.033 | unb_TAPWIRE_OH | 8104001 | no | no |  |  | no |  |  | 0 | 0 | 0 | 0
oh_line_TAP_OH_893548 |  | AN | node_8104001_200817340 | node_1376565_59_15354353_822 | 0.033 | unb_TAPWIRE_OH | 8104001 | no | no |  |  | no |  |  | 0 | 0 | 0 | 0
oh_line_TAP_OH_893549 |  | AN | node_8104001_200817341 | node_1376023_353_15354191_792 | 0.033 | unb_TAPWIRE_OH | 8104001 | no | no |  |  | no |  |  | 0 | 0 | 0 | 0
oh_line_TAP_OH_893550 |  | AN | node_8104001_200817343 | node_1376826_697_15354217_842 | 0.033 | unb_TAPWIRE_OH | 8104001 | no | no |  |  | no |  |  | 0 | 0 | 0 | 0
oh_line_TAP_OH_893551 |  | AN | node_8104001_200817344 | node_1377364_83_15354232_978 | 0.033 | unb_TAPWIRE_OH | 8104001 | no | no |  |  | no |  |  | 0 | 0 | 0 | 0
oh_line_TAP_OH_893552 |  | AN | node_8104001_200817345 | node_1377651_028_15354238_641 | 0.033 | unb_TAPWIRE_OH | 8104001 | no | no |  |  | no |  |  | 0 | 0 | 0 | 0
oh_line_TAP_OH_893553 |  | AN | node_8104001_200817346 | node_1377999_342_15354251_266 | 0.033 | unb_TAPWIRE_OH | 8104001 | no | no |  |  | no |  |  | 0 | 0 | 0 | 0
oh_line_TAP_OH_893554 |  | AN | node_8104001_200817350 | node_1379024_319_15354284_17 | 0.033 | unb_TAPWIRE_OH | 8104001 | no | no |  |  | no |  |  | 0 | 0 | 0 | 0
oh_line_TAP_OH_893555 |  | AN | node_8104001_200817353 | node_1380071_653_15354324_399 | 0.033 | unb_TAPWIRE_OH | 8104001 | no | no |  |  | no |  |  | 0 | 0 | 0 | 0
oh_line_TAP_OH_893556 |  | AN | node_8104001_200817356 | node_1380615_979_15354014_636 | 0.033 | unb_TAPWIRE_OH | 8104001 | no | no |  |  | no |  |  | 0 | 0 | 0 | 0
oh_line_TAP_OH_893557 |  | AN | node_8104001_200817360 | node_1381438_575_15354525_383 | 0.033 | unb_TAPWIRE_OH | 8104001 | no | no |  |  | no |  |  | 0 | 0 | 0 | 0
oh_line_TAP_OH_893558 |  | AN | node_8104001_200817364 | node_1381055_618_15354748_413 | 0.033 | unb_TAPWIRE_OH | 8104001 | no | no |  |  | no |  |  | 0 | 0 | 0 | 0
oh_line_TAP_OH_893559 |  | AN | node_8104001_200817365 | node_1380924_019_15354500_489 | 0.033 | unb_TAPWIRE_OH | 8104001 | no | no |  |  | no |  |  | 0 | 0 | 0 | 0
oh_line_TAP_OH_893560 |  | AN | node_8104001_200817367 | node_1380546_057_15354482_403 | 0.033 | unb_TAPWIRE_OH | 8104001 | no | no |  |  | no |  |  | 0 | 0 | 0 | 0
oh_line_TAP_OH_893561 |  | AN | node_8104001_200817368 | node_1381812_152_15354442_09 | 0.033 | unb_TAPWIRE_OH | 8104001 | no | no |  |  | no |  |  | 0 | 0 | 0 | 0
oh_line_TAP_OH_893562 |  | AN | node_8104001_200817370 | node_1382001_472_15354556_046 | 0.033 | unb_TAPWIRE_OH | 8104001 | no | no |  |  | no |  |  | 0 | 0 | 0 | 0
oh_line_TAP_OH_893563 |  | AN | node_8104001_200817371 | node_1382354_534_15354474_391 | 0.033 | unb_TAPWIRE_OH | 8104001 | no | no |  |  | no |  |  | 0 | 0 | 0 | 0
oh_line_TAP_OH_893564 |  | AN | node_8104001_200817372 | node_1382712_346_15354521_413 | 0.033 | unb_TAPWIRE_OH | 8104001 | no | no |  |  | no |  |  | 0 | 0 | 0 | 0
oh_line_TAP_OH_893565 |  | AN | node_8104001_200817374 | node_1383355_648_15354818_247 | 0.033 | unb_TAPWIRE_OH | 8104001 | no | no |  |  | no |  |  | 0 | 0 | 0 | 0
oh_line_TAP_OH_893566 |  | AN | node_8104001_200817376 | node_1375387_932_15354221_203 | 0.033 | unb_TAPWIRE_OH | 8104001 | no | no |  |  | no |  |  | 0 | 0 | 0 | 0
oh_line_TAP_OH_901130 |  | AN | node_8104001_200842523 | node_1366019_44_15345975_427 | 0.033 | unb_TAPWIRE_OH | 8104001 | no | no |  |  | no |  |  | 0 | 0 | 0 | 0
oh_line_TAP_OH_901131 |  | AN | node_8104001_200842524 | node_1366051_183_15346152_327 | 0.033 | unb_TAPWIRE_OH | 8104001 | no | no |  |  | no |  |  | 0 | 0 | 0 | 0
oh_line_TAP_OH_901132 |  | AN | node_8104001_200842530 | node_1366249_369_15347140_081 | 0.033 | unb_TAPWIRE_OH | 8104001 | no | no |  |  | no |  |  | 0 | 0 | 0 | 0
oh_line_TAP_OH_901281 |  | AN | node_8104001_200842995 | node_1365864_956_15347940_888 | 0.033 | unb_TAPWIRE_OH | 8104001 | no | no |  |  | no |  |  | 0 | 0 | 0 | 0
oh_line_TAP_OH_901282 |  | AN | node_8104001_200842997 | node_1365735_831_15348238_371 | 0.033 | unb_TAPWIRE_OH | 8104001 | no | no |  |  | no |  |  | 0 | 0 | 0 | 0
oh_line_TAP_OH_901283 |  | AN | node_8104001_200842998 | node_1365686_245_15348492_361 | 0.033 | unb_TAPWIRE_OH | 8104001 | no | no |  |  | no |  |  | 0 | 0 | 0 | 0
oh_line_TAP_OH_901571 |  | AN | node_8104001_200843784 | node_1367305_341_15351055_098 | 0.033 | unb_TAPWIRE_OH | 8104001 | no | no |  |  | no |  |  | 0 | 0 | 0 | 0
oh_line_TAP_OH_901572 |  | AN | node_8104001_200843789 | node_1366581_032_15350032_133 | 0.033 | unb_TAPWIRE_OH | 8104001 | no | no |  |  | no |  |  | 0 | 0 | 0 | 0
oh_line_TAP_OH_901573 |  | AN | node_8104001_200843791 | node_1366795_927_15350048_184 | 0.033 | unb_TAPWIRE_OH | 8104001 | no | no |  |  | no |  |  | 0 | 0 | 0 | 0
oh_line_TAP_OH_901574 |  | AN | node_8104001_200843793 | node_1366813_625_15349987_827 | 0.033 | unb_TAPWIRE_OH | 8104001 | no | no |  |  | no |  |  | 0 | 0 | 0 | 0
oh_line_TAP_OH_901575 |  | AN | node_8104001_200843794 | node_1366810_417_15349656_258 | 0.033 | unb_TAPWIRE_OH | 8104001 | no | no |  |  | no |  |  | 0 | 0 | 0 | 0
oh_line_TAP_OH_901576 |  | AN | node_8104001_200843796 | node_1366749_356_15350237_215 | 0.033 | unb_TAPWIRE_OH | 8104001 | no | no |  |  | no |  |  | 0 | 0 | 0 | 0
oh_line_TAP_OH_901577 |  | AN | node_8104001_200843798 | node_1366965_819_15350477_069 | 0.033 | unb_TAPWIRE_OH | 8104001 | no | no |  |  | no |  |  | 0 | 0 | 0 | 0
oh_line_TAP_OH_901578 |  | AN | node_8104001_200843803 | node_1371277_168_15351202_846 | 0.033 | unb_TAPWIRE_OH | 8104001 | no | no |  |  | no |  |  | 0 | 0 | 0 | 0
oh_line_TAP_OH_901579 |  | AN | node_8104001_200843804 | node_1368875_855_15349760_328 | 0.033 | unb_TAPWIRE_OH | 8104001 | no | no |  |  | no |  |  | 0 | 0 | 0 | 0
oh_line_TAP_OH_901580 |  | AN | node_8104001_200843805 | node_1367091_353_15350067_85 | 0.033 | unb_TAPWIRE_OH | 8104001 | no | no |  |  | no |  |  | 0 | 0 | 0 | 0
oh_line_TAP_OH_901582 |  | AN | node_8104001_200843809 | node_1366968_249_15350127_101 | 0.033 | unb_TAPWIRE_OH | 8104001 | no | no |  |  | no |  |  | 0 | 0 | 0 | 0
oh_line_TAP_OH_901583 |  | AN | node_8104001_200843812 | node_1369956_412_15350676_055 | 0.033 | unb_TAPWIRE_OH | 8104001 | no | no |  |  | no |  |  | 0 | 0 | 0 | 0
oh_line_TAP_OH_901584 |  | AN | node_8104001_200843814 | node_1370349_216_15350797_819 | 0.033 | unb_TAPWIRE_OH | 8104001 | no | no |  |  | no |  |  | 0 | 0 | 0 | 0
oh_line_TAP_OH_901585 |  | AN | node_8104001_200843815 | node_1370511_391_15350945_372 | 0.033 | unb_TAPWIRE_OH | 8104001 | no | no |  |  | no |  |  | 0 | 0 | 0 | 0
oh_line_TAP_OH_901586 |  | AN | node_8104001_200843816 | node_1370837_26_15350884_702 | 0.033 | unb_TAPWIRE_OH | 8104001 | no | no |  |  | no |  |  | 0 | 0 | 0 | 0
oh_line_TAP_OH_901587 |  | AN | node_8104001_200843817 | node_1371073_245_15350543_107 | 0.033 | unb_TAPWIRE_OH | 8104001 | no | no |  |  | no |  |  | 0 | 0 | 0 | 0
oh_line_TAP_OH_901588 |  | AN | node_8104001_200843818 | node_1371212_507_15350750_528 | 0.033 | unb_TAPWIRE_OH | 8104001 | no | no |  |  | no |  |  | 0 | 0 | 0 | 0
oh_line_TAP_OH_901589 |  | AN | node_8104001_200843824 | node_1371472_934_15351397_54 | 0.033 | unb_TAPWIRE_OH | 8104001 | no | no |  |  | no |  |  | 0 | 0 | 0 | 0
oh_line_TAP_OH_901590 |  | AN | node_8104001_200843826 | node_1371241_789_15351175_95 | 0.033 | unb_TAPWIRE_OH | 8104001 | no | no |  |  | no |  |  | 0 | 0 | 0 | 0
oh_line_TAP_OH_901591 |  | AN | node_8104001_200843828 | node_1370993_96_15351334_969 | 0.033 | unb_TAPWIRE_OH | 8104001 | no | no |  |  | no |  |  | 0 | 0 | 0 | 0
oh_line_TAP_OH_901592 |  | AN | node_8104001_200843830 | node_1370725_382_15351338_828 | 0.033 | unb_TAPWIRE_OH | 8104001 | no | no |  |  | no |  |  | 0 | 0 | 0 | 0
oh_line_TAP_OH_901593 |  | AN | node_8104001_200843831 | node_1371932_864_15350635_303 | 0.033 | unb_TAPWIRE_OH | 8104001 | no | no |  |  | no |  |  | 0 | 0 | 0 | 0
oh_line_TAP_OH_901594 |  | AN | node_8104001_200843833 | node_1372130_779_15350660_209 | 0.033 | unb_TAPWIRE_OH | 8104001 | no | no |  |  | no |  |  | 0 | 0 | 0 | 0
oh_line_TAP_OH_901595 |  | AN | node_8104001_200843835 | node_1372383_179_15350773_079 | 0.033 | unb_TAPWIRE_OH | 8104001 | no | no |  |  | no |  |  | 0 | 0 | 0 | 0
oh_line_TAP_OH_901596 |  | AN | node_8104001_200843839 | node_1372641_794_15351458_243 | 0.033 | unb_TAPWIRE_OH | 8104001 | no | no |  |  | no |  |  | 0 | 0 | 0 | 0
oh_line_TAP_OH_901597 |  | AN | node_8104001_200843841 | node_1372928_236_15350845_607 | 0.033 | unb_TAPWIRE_OH | 8104001 | no | no |  |  | no |  |  | 0 | 0 | 0 | 0
oh_line_TAP_OH_901598 |  | AN | node_8104001_200843843 | node_1373227_963_15350922_275 | 0.033 | unb_TAPWIRE_OH | 8104001 | no | no |  |  | no |  |  | 0 | 0 | 0 | 0
oh_line_TAP_OH_901599 |  | AN | node_8104001_200843844 | node_1373420_618_15350957_204 | 0.033 | unb_TAPWIRE_OH | 8104001 | no | no |  |  | no |  |  | 0 | 0 | 0 | 0
oh_line_TAP_OH_901600 |  | AN | node_8104001_200843848 | node_1367472_335_15350068_819 | 0.033 | unb_TAPWIRE_OH | 8104001 | no | no |  |  | no |  |  | 0 | 0 | 0 | 0
oh_line_TAP_OH_901601 |  | AN | node_8104001_200843849 | node_1373968_383_15350821_154 | 0.033 | unb_TAPWIRE_OH | 8104001 | no | no |  |  | no |  |  | 0 | 0 | 0 | 0
oh_line_TAP_OH_901602 |  | AN | node_8104001_200843852 | node_1374595_176_15350522_147 | 0.033 | unb_TAPWIRE_OH | 8104001 | no | no |  |  | no |  |  | 0 | 0 | 0 | 0
oh_line_TAP_OH_901603 |  | AN | node_8104001_200843853 | node_1374868_845_15350583_849 | 0.033 | unb_TAPWIRE_OH | 8104001 | no | no |  |  | no |  |  | 0 | 0 | 0 | 0
oh_line_TAP_OH_901604 |  | AN | node_8104001_200843855 | node_1375352_976_15350684_343 | 0.033 | unb_TAPWIRE_OH | 8104001 | no | no |  |  | no |  |  | 0 | 0 | 0 | 0
oh_line_TAP_OH_901605 |  | AN | node_8104001_200843856 | node_1367760_78_15350073_204 | 0.033 | unb_TAPWIRE_OH | 8104001 | no | no |  |  | no |  |  | 0 | 0 | 0 | 0
oh_line_TAP_OH_901606 |  | AN | node_8104001_200843857 | node_1367981_709_15350079_678 | 0.033 | unb_TAPWIRE_OH | 8104001 | no | no |  |  | no |  |  | 0 | 0 | 0 | 0
oh_line_TAP_OH_901607 |  | AN | node_8104001_200843860 | node_1368557_411_15350559_674 | 0.033 | unb_TAPWIRE_OH | 8104001 | no | no |  |  | no |  |  | 0 | 0 | 0 | 0
oh_line_TAP_OH_901608 |  | AN | node_8104001_200843871 | node_1366130_023_15350040_808 | 0.033 | unb_TAPWIRE_OH | 8104001 | no | no |  |  | no |  |  | 0 | 0 | 0 | 0
oh_line_TAP_OH_901609 |  | AN | node_8104001_200843873 | node_1366433_732_15350209_375 | 0.033 | unb_TAPWIRE_OH | 8104001 | no | no |  |  | no |  |  | 0 | 0 | 0 | 0
oh_line_TAP_OH_901809 |  | AN | node_8104001_200844486 | node_1373412_349_15351496_579 | 0.033 | unb_TAPWIRE_OH | 8104001 | no | no |  |  | no |  |  | 0 | 0 | 0 | 0
oh_line_TAP_OH_901810 |  | AN | node_8104001_200844488 | node_1375212_18_15354281_652 | 0.033 | unb_TAPWIRE_OH | 8104001 | no | no |  |  | no |  |  | 0 | 0 | 0 | 0
oh_line_TAP_OH_901811 |  | AN | node_8104001_200844489 | node_1373423_531_15351786_034 | 0.033 | unb_TAPWIRE_OH | 8104001 | no | no |  |  | no |  |  | 0 | 0 | 0 | 0
oh_line_TAP_OH_901812 |  | AN | node_8104001_200844490 | node_1373631_323_15351889_84 | 0.033 | unb_TAPWIRE_OH | 8104001 | no | no |  |  | no |  |  | 0 | 0 | 0 | 0
oh_line_TAP_OH_901813 |  | AN | node_8104001_200844494 | node_1374470_31_15352674_742 | 0.033 | unb_TAPWIRE_OH | 8104001 | no | no |  |  | no |  |  | 0 | 0 | 0 | 0
oh_line_TAP_OH_901814 |  | AN | node_8104001_200844497 | node_1374918_384_15353433_238 | 0.033 | unb_TAPWIRE_OH | 8104001 | no | no |  |  | no |  |  | 0 | 0 | 0 | 0
oh_line_TAP_OH_901815 |  | AN | node_8104001_200844498 | node_1375057_508_15353626_732 | 0.033 | unb_TAPWIRE_OH | 8104001 | no | no |  |  | no |  |  | 0 | 0 | 0 | 0
oh_line_TAP_OH_901839 |  | AN | node_8104001_200844556 | node_1366098_776_15350324_899 | 0.033 | unb_TAPWIRE_OH | 8104001 | no | no |  |  | no |  |  | 0 | 0 | 0 | 0
oh_line_TAP_OH_901882 |  | AN | node_8104001_200844697 | node_1366321_486_15350592_544 | 0.033 | unb_TAPWIRE_OH | 8104001 | no | no |  |  | no |  |  | 0 | 0 | 0 | 0
oh_line_TAP_OH_901883 |  | AN | node_8104001_200844698 | node_1366145_204_15350665_506 | 0.033 | unb_TAPWIRE_OH | 8104001 | no | no |  |  | no |  |  | 0 | 0 | 0 | 0
oh_line_TAP_OH_901884 |  | AN | node_8104001_200844699 | node_1365899_77_15350605_845 | 0.033 | unb_TAPWIRE_OH | 8104001 | no | no |  |  | no |  |  | 0 | 0 | 0 | 0
oh_line_TAP_OH_901885 |  | AN | node_8104001_200844702 | node_1365608_598_15350597_209 | 0.033 | unb_TAPWIRE_OH | 8104001 | no | no |  |  | no |  |  | 0 | 0 | 0 | 0
oh_line_TAP_OH_901925 |  | AN | node_8104001_200844790 | node_1366007_526_15348837_177 | 0.033 | unb_TAPWIRE_OH | 8104001 | no | no |  |  | no |  |  | 0 | 0 | 0 | 0
oh_line_TAP_OH_901926 |  | AN | node_8104001_200844795 | node_1366153_642_15349512_407 | 0.033 | unb_TAPWIRE_OH | 8104001 | no | no |  |  | no |  |  | 0 | 0 | 0 | 0
oh_line_TAP_OH_924378 |  | AN | node_8104001_200971048 | node_1368271_253_15350096_963 | 0.033 | unb_TAPWIRE_OH | 8104001 | no | no |  |  | no |  |  | 0 | 0 | 0 | 0
oh_line_TAP_OH_932626 |  | AN | node_8104001_201031607 | node_1367220_935_15350061_393 | 0.033 | unb_TAPWIRE_OH | 8104001 | no | no |  |  | no |  |  | 0 | 0 | 0 | 0

## overhead_line_conductor
data_type | static
owner_type | feeder
owner | 8104001
object | overhead_line_conductor
name | groupid | geometric_mean_radius | resistance | diameter | rating_summer_continuous | rating_summer_emergency | rating_winter_continuous | rating_winter_emergency | dcircuit | selected | comments
oh_cond_1/0_AAAC |  | 0.012 | 0.876 | 0.398 | 235 | 235 | 310 | 310 |  | no
oh_cond_1/0_ACSR |  | 0.012 | 0.888 | 0.398 | 265 | 265 | 330 | 330 |  | no
oh_cond_1_ACSR |  | 0.01 | 1.12 | 0.328 | 225 | 225 | 285 | 285 |  | no
oh_cond_2/0_CU |  | 0.013 | 0.44 | 0.414 | 295 | 295 | 425 | 425 |  | no
oh_cond_2_ACSR |  | 0.01 | 1.41 | 0.325 | 195 | 195 | 245 | 245 |  | no
oh_cond_3_#7_CWD_30% |  | 0.005 | 3.07 | 0.311 | 125 | 125 | 195 | 195 |  | no
oh_cond_4_CU |  | 0.007 | 1.388 | 0.232 | 140 | 140 | 200 | 200 |  | no
oh_cond_WP-4/0-CU |  | 0.015 | 0.273 | 0.81 | 340 | 340 | 390 | 390 |  | no

## regulator
data_type | static
owner_type | feeder
owner | 8104001
object | regulator
name | groupid | phases | fr | to | configuration | sense_node | dcircuit | selected | monitored | monitored_fields | class_monitored_fields | played | played_fields | comments
regulator_220624082 |  | AD | node_intto1_8104001_201041982 | node_8104001_201041982 | config_regulator_220624082 |  | 8104001 | no | no |  |  | no

## regulator_configuration
data_type | static
owner_type | feeder
owner | 8104001
object | regulator_configuration
name | groupid | connect_type | band_center | band_width | time_delay | dwell_time | raise_taps | lower_taps | current_transducer_ratio | power_transducer_ratio | compensator_r_setting_A | compensator_x_setting_A | compensator_r_setting_B | compensator_x_setting_B | compensator_r_setting_C | compensator_x_setting_C | CT_phase | PT_phase | regulation | control_level | Control | Type | tap_pos_A | tap_pos_B | tap_pos_C | dcircuit | selected | comments
config_regulator_220624082 |  | WYE_WYE | 123 | 3 |  |  | 16 | 16 | 250 | 40 | 0 | 0 | 0 | 0 | 0 | 0 | A | A | 0.1 | INDIVIDUAL | OUTPUT_VOLTAGE | A | 2 | 0 | 0 |  | no

## switch
data_type | static
owner_type | feeder
owner | 8104001
object | switch
name | groupid | phases | fr | to | phase_A_state | phase_B_state | phase_C_state | operating_mode | status | dcircuit | selected | monitored | monitored_fields | class_monitored_fields | played | played_fields | comments
switch_220417271 |  | AD | node_intto1_220417271 | node_220417271 | CLOSED | CLOSED | CLOSED | INDIVIDUAL |  | 8104001 | no | no |  |  | no
switch_220417438 |  | AD | node_intto1_220417438 | node_220417438 | CLOSED | CLOSED | CLOSED | INDIVIDUAL |  | 8104001 | no | no |  |  | no

## transformer
data_type | static
owner_type | feeder
owner | 8104001
object | transformer
name | groupid | phases | fr | to | configuration | climate | aging_constant | use_thermal_model | aging_granularity | dcircuit | selected | monitored | monitored_fields | class_monitored_fields | played | played_fields | comments
transformer_220623942 |  | AD | node_220623942 | node_intto1_220623942 | config_transformer_220623942 |  | 0 |  | 0 | 8104001 | no | no |  |  | no

## transformer_configuration
data_type | static
owner_type | feeder
owner | 8104001
object | transformer_configuration
name | groupid | connect_type | install_type | coolant_type | cooling_type | primary_voltage | secondary_voltage | power_rating | powerA_rating | powerB_rating | powerC_rating | impedance | shunt_impedance | core_coil_weight | tank_fittings_weight | oil_volume | rated_winding_time_constant | rated_winding_hot_spot_rise | rated_top_oil_rise | no_load_loss | full_load_loss | reactance_resistance_ratio | installed_insulation_life | dcircuit | selected | comments
config_transformer_220623942 |  | DELTA_GWYE |  |  |  | 4800 | 12470 | 500 | 0 | 0 | 0 | 0.005+0.047j | 0 | 0 | 0 | 0 | 0 | 0 | 0 | 0 | 0 | 10 | 0 |  | no

## underground_line
data_type | static
owner_type | feeder
owner | 8104001
object | underground_line
name | groupid | phases | fr | to | length | configuration | dcircuit | selected | monitored | monitored_fields | class_monitored_fields | played | played_fields | comments
und_line_8104001_200842994 |  | AN | node_8104001_200842996 | node_intto1_8104001_200842994 | 3270.144 | und_1P_DELTACUST | 8104001 | no | no |  |  | no
und_line_8104001_200843755 |  | AN | node_8104001_200843861 | node_8104001_200843755 | 571.136 | und_1P_1/0ALURD_1/0AL(N) | 8104001 | no | no |  |  | no
und_line_8104001_200843760 |  | AN | node_8104001_311878823 | node_8104001_200843760 | 363.652 | und_1P_1/0ALURD_1/0AL(N) | 8104001 | no | no |  |  | no
und_line_8104001_200843764 |  | AN | node_8104001_200843760 | node_8104001_200843764 | 229.16 | und_1P_1/0ALURD_1/0AL(N) | 8104001 | no | no |  |  | no
und_line_8104001_200843769 |  | AN | node_8104001_200843755 | node_8104001_200843769 | 323.76 | und_1P_2ALURD_2AL(N) | 8104001 | no | no |  |  | no
und_line_8104001_200844783 |  | AN | node_8104001_200844788 | node_intto1_8104001_200844783 | 526.878 | und_1P_2ALURD | 8104001 | no | no |  |  | no
und_line_8104001_200981688 |  | AN | node_8104001_200980704 | node_intto1_8104001_200981688 | 444.147 | und_1P_DELTACUST | 8104001 | no | no |  |  | no
und_line_8104001_311878823 |  | AN | node_8104001_200843755 | node_8104001_311878823 | 114.011 | und_1P_1/0ALURD_1/0AL(N) | 8104001 | no | no |  |  | no
und_line_8104001_312091750 |  | AN | node_8104001_200842994 | node_8104001_312091750 | 208.773 | und_1P_DELTACUST | 8104001 | no | no |  |  | no
und_line_TAP_UG_59095 |  | AN | node_8104001_200842994 | node_1362643_774_15347718_299 | 0.033 | und_TAPWIRE_UG | 8104001 | no | no |  |  | no
und_line_TAP_UG_59102 |  | AN | node_8104001_311878823 | node_1369073_475_15351160_247 | 0.033 | und_TAPWIRE_UG | 8104001 | no | no |  |  | no
und_line_TAP_UG_59103 |  | AN | node_8104001_200843760 | node_1369448_366_15351177_562 | 0.033 | und_TAPWIRE_UG | 8104001 | no | no |  |  | no
und_line_TAP_UG_59104 |  | AN | node_8104001_200843764 | node_1369702_198_15351218_414 | 0.033 | und_TAPWIRE_UG | 8104001 | no | no |  |  | no
und_line_TAP_UG_59105 |  | AN | node_8104001_200843769 | node_1368983_239_15351521_99 | 0.033 | und_TAPWIRE_UG | 8104001 | no | no |  |  | no
und_line_TAP_UG_59109 |  | AN | node_8104001_200844783 | node_1374449_765_15355413_639 | 0.033 | und_TAPWIRE_UG | 8104001 | no | no |  |  | no
und_line_TAP_UG_2454186 |  | AN | node_8104001_312091750 | node_1362680_36_15347953_827 | 0.033 | und_TAPWIRE_UG | 8104001 | no | no |  |  | no

## underground_line_conductor
data_type | static
owner_type | feeder
owner | 8104001
object | underground_line_conductor
name | groupid | outer_diameter | conductor_gmr | conductor_diameter | conductor_resistance | neutral_gmr | neutral_diameter | neutral_resistance | neutral_strands | insulation_relative_permitivitty | shield_gmr | shield_resistance | rating_summer_continuous | rating_summer_emergency | rating_winter_continuous | rating_winter_emergency | dcircuit | selected | comments
und_cond_1P_1/0ALURD_1/0AL(N) | [12 empty] | 160 | 160 | 180 | 180 |  | no
und_cond_1P_2ALURD | [12 empty] | 125 | 125 | 140 | 140 |  | no
und_cond_1P_2ALURD_2AL(N) | [12 empty] | 125 | 125 | 140 | 140 |  | no
und_cond_1P_DELTACUST | [12 empty] | 685 | 685 | 685 | 685 |  | no
und_cond_TAPWIRE_UG | [12 empty] | 99999999 | 99999999 | 99999999 | 99999999 |  | no