## capacitor
data_type | static
owner_type | feeder
owner | 8100602
object | capacitor
name | groupid | parent | phases | nominal_voltage | pt_phase | phases_connected | switchA | switchB | switchC | control | voltage_set_high | voltage_set_low | VAr_set_high | VAr_set_low | current_set_high | current_set_low | capacitor_A | capacitor_B | capacitor_C | cap_nominal_voltage | time_delay | dwell_time | lockout_time | remote_sense | remote_sense_B | control_level | dcircuit | selected | monitored | monitored_fields | class_monitored_fields | played | played_fields | comments
cap_220368812 |  | node_1387061_647_15297718_972 | ABCN | 0 |  | ABCN | CLOSED | CLOSED | CLOSED | MANUAL | [6 empty] | 100000 | 100000 | 100000 | 4800 | [6 empty] | 8100602 | no | no |  |  | no
cap_220369047 |  | node_1384927_181_15300577_082 | AN | 0 |  | AN | CLOSED |  |  | MANUAL | [6 empty] | 50000 |  |  | 4800 | [6 empty] | 8100602 | no | no |  |  | no

## feeder
data_type | static
owner_type | feeder
owner | 8100602
object | feeder
name | transmission_bus | ARC | ADR | slack_bus | nom_voltages | num_nodes | num_ohlines | num_uglines | num_transformers | num_generators | num_pvs | num_storages | num_loads | miles | mw | mvar | losses_mw | losses_mvar | comments | use_feeder_load_shape | load_shape_scale | use_feeder_pv_shape | pv_shape_scale | description | restore_time | griddisconnect_scenario_probability | gridconnect_scenario_probability | use_energy_not_served | VOLL | discount_rate | yearly_load_growth_percent | planning_horizon | enable_traditional_project_deferral | lifetime_of_investment_years | start_year | base_year | year_the_investment_is_committed | revenue_requirement_scaling_factor | discount_rate | inflation_rate_for_investment | traditional_project_invested_capital | periodicity_of_investment_in_years | priority | maximum_total_investment_cost | DER_portfolio_NPV | DER_portfolio_BC_ratio | total_system_energy_avoided_cost_NPV | total_system_capacity_avoided_cost_NPV | total_system_ancillary_services_avoided_cost_NPV | total_system_CO2_avoided_cost_NPV | total_system_loss_of_load_avoided_cost_NPV | total_system_distribution_capacity_avoided_cost_NPV | total_system_investment_and_operational_cost_NPV | feeder_solar_pv_operating_cost_USdollarperkWh | feeder_energy_storage_operating_cost_USdollarperkWh | feeder_distributed_generator_operating_cost_USdollarperkWh | feeder_distributed_generator_CO2_cost_USdollarperkWh | feeder_demand_response_operating_cost_USdollarperkWh | feeder_solar_pv_investment_cost_USdollarperkW | feeder_energy_storage_investment_cost_USdollarperkW | feeder_distributed_generator_investment_cost_USdollarperkW | feeder_demand_response_investment_cost_USdollarperkW
8100602 |  | ts_slack | none | node_SOURCE_8100602 | 2771.281 | 388 | 367 | 6 | 0 | 0 | 0 | 0 | 95 | 5.857 | 3.221 | 1.372 | 0 | 0 |  | 0 | 0 | 1 | 0 |  | 0 | 0 | 0 | 0 | 0 | 0 | 0 | 0 | 0 | 0 | 0 | 0 | 0 | 0 | 0 | 0 | 0 | 0 | 0 | 999999999 | 0 | 0 | 0 | 0 | 0 | 0 | 0 | 0 | 0 | 0 | 0 | 0 | 0 | 0 | 0 | 0 | 0 | 0

## fuse
data_type | static
owner_type | feeder
owner | 8100602
object | fuse
name | groupid | phases | fr | to | phase_A_status | phase_B_status | phase_C_status | repair_dist_type | current_limit | mean_replacement_time | status | dcircuit | selected | monitored | monitored_fields | class_monitored_fields | played | played_fields | comments
fuse_220383217 |  | ABCD | node_intto1_8100602_200812174 | node_8100602_200812174 | GOOD | GOOD | GOOD |  | 100 |  |  | 8100602 | no | no |  |  | no
fuse_220383218 |  | ABCD | node_intto1_8100602_200812338 | node_8100602_200812338 | GOOD | GOOD | GOOD |  | 10 |  |  | 8100602 | no | no |  |  | no
fuse_220383226 |  | AD | node_intto1_8100602_200917320 | node_8100602_200917320 | GOOD | GOOD | GOOD |  | 100 |  |  | 8100602 | no | no |  |  | no
fuse_220383227 |  | ABCD | node_intto1_8100602_200812145 | node_8100602_200812145 | GOOD | GOOD | GOOD |  | 150 |  |  | 8100602 | no | no |  |  | no
fuse_220383229 |  | AD | node_intto1_8100602_201062767 | node_8100602_201062767 | GOOD | GOOD | GOOD |  | 150 |  |  | 8100602 | no | no |  |  | no
fuse_220383231 |  | ABCN | node_intto1_8100602_200812279 | node_8100602_200812279 | GOOD | GOOD | GOOD |  | 100 |  |  | 8100602 | no | no |  |  | no
fuse_220383242 |  | AD | node_intto1_8100602_200812367 | node_8100602_200812367 | GOOD | GOOD | GOOD |  | 100 |  |  | 8100602 | no | no |  |  | no
fuse_220387978 |  | AD | node_intto1_8100602_200832260 | node_8100602_200832260 | GOOD | GOOD | GOOD |  | 150 |  |  | 8100602 | no | no |  |  | no
fuse_220387979 |  | ABCD | node_intto1_8100602_200832215 | node_8100602_200832215 | GOOD | GOOD | GOOD |  | 100 |  |  | 8100602 | no | no |  |  | no
fuse_220388115 |  | AD | node_intto1_8100602_200832412 | node_8100602_200832412 | GOOD | GOOD | GOOD |  | 75 |  |  | 8100602 | no | no |  |  | no
fuse_220474413 |  | ABCD | node_intto1_8100602_200812074 | node_8100602_200812074 | GOOD | GOOD | GOOD |  | 100 |  |  | 8100602 | no | no |  |  | no
fuse_311902124 |  | ABCN | node_intto1_8100602_311902121 | node_8100602_311902121 | GOOD | GOOD | GOOD |  | 80 |  |  | 8100602 | no | no |  |  | no
fuse_312049473 |  | ABCN | node_intto1_8100602_312049471 | node_8100602_312049471 | GOOD | GOOD | GOOD |  | 200 |  |  | 8100602 | no | no |  |  | no

## line_configuration
data_type | static
owner_type | feeder
owner | 8100602
object | line_configuration
name | groupid | conductor_A | conductor_B | conductor_C | conductor_N | spacing | z11 | z12 | z13 | z21 | z22 | z23 | z31 | z32 | z33 | c11 | c12 | c13 | c21 | c22 | c23 | c31 | c32 | c33 | dcircuit | selected | comments
bal_1P_1/0AA |  | oh_cond_1/0_AAAC | oh_cond_1/0_AAAC | oh_cond_1/0_AAAC |  |  | 0.972+1.499j | 0.095+0.781j | 0.095+0.781j | 0.095+0.781j | 0.972+1.499j | 0.095+0.781j | 0.095+0.781j | 0.095+0.781j | 0.972+1.499j | 12.796 | -3.172 | -3.172 | -3.172 | 12.796 | -3.172 | -3.172 | -3.172 | 12.796 |  | no
bal_1P_1/0AC |  | oh_cond_1/0_ACSR | oh_cond_1/0_ACSR | oh_cond_1/0_ACSR |  |  | 0.983+1.218j | 0.095+0.781j | 0.095+0.781j | 0.095+0.781j | 0.983+1.218j | 0.095+0.781j | 0.095+0.781j | 0.095+0.781j | 0.983+1.218j | 12.796 | -3.172 | -3.172 | -3.172 | 12.796 | -3.172 | -3.172 | -3.172 | 12.796 |  | no
bal_1P_1AC |  | oh_cond_1_ACSR | oh_cond_1_ACSR | oh_cond_1_ACSR |  |  | 1.215+1.523j | 0.095+0.781j | 0.095+0.781j | 0.095+0.781j | 1.215+1.523j | 0.095+0.781j | 0.095+0.781j | 0.095+0.781j | 1.215+1.523j | 12.411 | -3.024 | -3.024 | -3.024 | 12.411 | -3.024 | -3.024 | -3.024 | 12.411 |  | no
bal_1P_2AC |  | oh_cond_2_ACSR | oh_cond_2_ACSR | oh_cond_2_ACSR |  |  | 1.505+1.527j | 0.095+0.781j | 0.095+0.781j | 0.095+0.781j | 1.505+1.527j | 0.095+0.781j | 0.095+0.781j | 0.095+0.781j | 1.505+1.527j | 12.393 | -3.017 | -3.017 | -3.017 | 12.393 | -3.017 | -3.017 | -3.017 | 12.393 |  | no
bal_1P_4/0AA |  | oh_cond_4/0_AAAC | oh_cond_4/0_AAAC | oh_cond_4/0_AAAC |  |  | 0.534+1.457j | 0.095+0.781j | 0.095+0.781j | 0.095+0.781j | 0.534+1.457j | 0.095+0.781j | 0.095+0.781j | 0.095+0.781j | 0.534+1.457j | 13.554 | -3.469 | -3.469 | -3.469 | 13.554 | -3.469 | -3.469 | -3.469 | 13.554 |  | no
bal_1P_4CU |  | oh_cond_4_CU | oh_cond_4_CU | oh_cond_4_CU |  |  | 1.483+1.565j | 0.095+0.781j | 0.095+0.781j | 0.095+0.781j | 1.483+1.565j | 0.095+0.781j | 0.095+0.781j | 0.095+0.781j | 1.483+1.565j | 11.78 | -2.785 | -2.785 | -2.785 | 11.78 | -2.785 | -2.785 | -2.785 | 11.78 |  | no
bal_3P_1/0AA |  | oh_cond_1/0_AAAC | oh_cond_1/0_AAAC | oh_cond_1/0_AAAC |  |  | 0.972+1.499j | 0.095+0.781j | 0.095+0.781j | 0.095+0.781j | 0.972+1.499j | 0.095+0.781j | 0.095+0.781j | 0.095+0.781j | 0.972+1.499j | 12.796 | -3.172 | -3.172 | -3.172 | 12.796 | -3.172 | -3.172 | -3.172 | 12.796 |  | no
bal_3P_1/0AC |  | oh_cond_1/0_ACSR | oh_cond_1/0_ACSR | oh_cond_1/0_ACSR |  |  | 0.983+1.497j | 0.095+0.781j | 0.095+0.781j | 0.095+0.781j | 0.983+1.497j | 0.095+0.781j | 0.095+0.781j | 0.095+0.781j | 0.983+1.497j | 12.796 | -3.172 | -3.172 | -3.172 | 12.796 | -3.172 | -3.172 | -3.172 | 12.796 |  | no
bal_3P_2/0CU |  | oh_cond_2/0_CU | oh_cond_2/0_CU | oh_cond_2/0_CU |  |  | 0.535+1.487j | 0.095+0.781j | 0.095+0.781j | 0.095+0.781j | 0.535+1.487j | 0.095+0.781j | 0.095+0.781j | 0.095+0.781j | 0.535+1.487j | 12.878 | -3.204 | -3.204 | -3.204 | 12.878 | -3.204 | -3.204 | -3.204 | 12.878 |  | no
bal_3P_2CU |  | oh_cond_2_CU | oh_cond_2_CU | oh_cond_2_CU |  |  | 0.968+1.536j | 0.095+0.781j | 0.095+0.781j | 0.095+0.781j | 0.968+1.536j | 0.095+0.781j | 0.095+0.781j | 0.095+0.781j | 0.968+1.536j | 12.191 | -2.94 | -2.94 | -2.94 | 12.191 | -2.94 | -2.94 | -2.94 | 12.191 |  | no
bal_3P_4/0AA |  | oh_cond_4/0_AAAC | oh_cond_4/0_AAAC | oh_cond_4/0_AAAC |  |  | 0.534+1.457j | 0.095+0.781j | 0.095+0.781j | 0.095+0.781j | 0.534+1.457j | 0.095+0.781j | 0.095+0.781j | 0.095+0.781j | 0.534+1.457j | 13.554 | -3.469 | -3.469 | -3.469 | 13.554 | -3.469 | -3.469 | -3.469 | 13.554 |  | no
bal_3P_336AL |  | oh_cond_336_5_MCM_AL | oh_cond_336_5_MCM_AL | oh_cond_336_5_MCM_AL |  |  | 0.374+1.431j | 0.095+0.781j | 0.095+0.781j | 0.095+0.781j | 0.374+1.431j | 0.095+0.781j | 0.095+0.781j | 0.095+0.781j | 0.374+1.431j | 13.957 | -3.628 | -3.628 | -3.628 | 13.957 | -3.628 | -3.628 | -3.628 | 13.957 |  | no
bal_3P_477AL |  | oh_cond_477_MCM_AL | oh_cond_477_MCM_AL | oh_cond_477_MCM_AL |  |  | 0.293+1.41j | 0.095+0.775j | 0.095+0.775j | 0.095+0.775j | 0.293+1.41j | 0.095+0.775j | 0.095+0.775j | 0.095+0.775j | 0.293+1.41j | 14.305 | -3.735 | -3.735 | -3.735 | 14.305 | -3.735 | -3.735 | -3.735 | 14.305 |  | no
unb_TAPWIRE_OH |  | oh_cond_WP-4/0-CU | oh_cond_WP-4/0-CU | oh_cond_WP-4/0-CU | oh_cond_WP-4/0-CU |  | 0.365+1.097j | 0.093+0.433j | 0.094+0.34j | 0.093+0.433j | 0.368+1.078j | 0.095+0.401j | 0.094+0.34j | 0.095+0.401j | 0.368+1.077j | 14.911 | -4.341 | -1.953 | -4.341 | 15.781 | -3.724 | -1.953 | -3.724 | 14.818 |  | no
und_3P_2ALURD |  | und_cond_3P_2ALURD | und_cond_3P_2ALURD | und_cond_3P_2ALURD |  |  | 2.125+0.49j | 0.384+0.067j | 0.384+0.067j | 0.384+0.067j | 2.125+0.49j | 0.384+0.067j | 0.384+0.067j | 0.384+0.067j | 2.125+0.49j | 401.498 | 0 | 0 | 0 | 401.498 | 0 | 0 | 0 | 401.498 |  | no
und_3P_DELTACUST |  | und_cond_3P_DELTACUST | und_cond_3P_DELTACUST | und_cond_3P_DELTACUST |  |  | 0.179+0.233j | 0.061-0.024j | 0.061-0.024j | 0.061-0.024j | 0.179+0.233j | 0.061-0.024j | 0.061-0.024j | 0.061-0.024j | 0.179+0.233j | 324.124 | 0 | 0 | 0 | 324.124 | 0 | 0 | 0 | 324.124 |  | no
und_TAPWIRE_UG |  | und_cond_TAPWIRE_UG | und_cond_TAPWIRE_UG | und_cond_TAPWIRE_UG |  |  | 0.001+0.001j | 0.0+0.0j | 0.0+0.0j | 0.0+0.0j | 0.001+0.001j | 0.0+0.0j | 0.0+0.0j | 0.0+0.0j | 0.001+0.001j | 0 | 0 | 0 | 0 | 0 | 0 | 0 | 0 | 0 |  | no

## load
data_type | static
owner_type | feeder
owner | 8100602
object | load
name | groupid | parent | bustype | phases | nominal_voltage | load_class | constant_power_A | constant_power_B | constant_power_C | constant_current_A | constant_current_B | constant_current_C | constant_impedance_A | constant_impedance_B | constant_impedance_C | base_power_A | base_power_B | base_power_C | power_pf_A | power_pf_B | power_pf_C | current_pf_A | current_pf_B | current_pf_C | impedance_pf_A | impedance_pf_B | impedance_pf_C | power_fraction_A | power_fraction_B | power_fraction_C | current_fraction_A | current_fraction_B | current_fraction_C | impedance_fraction_A | impedance_fraction_B | impedance_fraction_C | dcircuit | selected | monitored | monitored_fields | class_monitored_fields | played | played_fields | base_kw_A | base_kw_B | base_kw_C | kw_A | kw_B | kw_C | comments | critical_load | dem_resp_lb | dem_resp_ub | dem_resp_shortage_cost | dem_resp_surplus_cost | num_customers
load_220331935 |  | node_1385590_568_15298226_91 |  | AN | 0 | Residential | 20541.6+8750.685j | 0 | 0 | 0 | 0 | 0 | [24 empty] | 8100602 | no | no |  |  | no |  | 0 | 0 | 0 | 0 | 0 | 0 |  | 1 | 1 | 1 | 0 | 0 | 0
load_220331936 |  | node_1385607_234_15298241_482 |  | AN | 0 | Residential | 20541.6+8750.685j | 0 | 0 | 0 | 0 | 0 | [24 empty] | 8100602 | no | no |  |  | no |  | 0 | 0 | 0 | 0 | 0 | 0 |  | 1 | 1 | 1 | 0 | 0 | 0
load_220331937 |  | node_1385773_083_15298162_948 |  | AN | 0 | Residential | 13449.6+5729.506j | 0 | 0 | 0 | 0 | 0 | [24 empty] | 8100602 | no | no |  |  | no |  | 0 | 0 | 0 | 0 | 0 | 0 |  | 1 | 1 | 1 | 0 | 0 | 0
load_220331938 |  | node_1385793_476_15298513_767 |  | AN | 0 | Residential | 136296+58061.853j | 0 | 0 | 0 | 0 | 0 | [24 empty] | 8100602 | no | no |  |  | no |  | 0 | 0 | 0 | 0 | 0 | 0 |  | 1 | 1 | 1 | 0 | 0 | 0
load_220331942 |  | node_1385954_381_15296551_193 |  | AN | 0 | NonResidential | 4500+1916.992j | 0 | 0 | 0 | 0 | 0 | [24 empty] | 8100602 | no | no |  |  | no |  | 0 | 0 | 0 | 0 | 0 | 0 |  | 1 | 1 | 1 | 0 | 0 | 0
load_220331943 |  | node_1385972_073_15296563_374 |  | AN | 0 | NonResidential | 4500+1916.992j | 0 | 0 | 0 | 0 | 0 | [24 empty] | 8100602 | no | no |  |  | no |  | 0 | 0 | 0 | 0 | 0 | 0 |  | 1 | 1 | 1 | 0 | 0 | 0
load_220331944 |  | node_1385717_232_15297184_889 |  | AN | 0 | NonResidential | 9000+3833.984j | 0 | 0 | 0 | 0 | 0 | [24 empty] | 8100602 | no | no |  |  | no |  | 0 | 0 | 0 | 0 | 0 | 0 |  | 1 | 1 | 1 | 0 | 0 | 0
load_220331945 |  | node_1385720_091_15297158_565 |  | BN | 0 | NonResidential | 0 | 9000+3833.984j | 0 | 0 | 0 | 0 | [24 empty] | 8100602 | no | no |  |  | no |  | 0 | 0 | 0 | 0 | 0 | 0 |  | 1 | 1 | 1 | 0 | 0 | 0
load_220331946 |  | node_1385727_931_15297134_177 |  | CN | 0 | Residential | 0 | 0 | 1056+449.854j | 0 | 0 | 0 | [24 empty] | 8100602 | no | no |  |  | no |  | 0 | 0 | 0 | 0 | 0 | 0 |  | 1 | 1 | 1 | 0 | 0 | 0
load_220331947 |  | node_1385625_902_15297423_197 |  | AN | 0 | Residential | 17973.6+7656.722j | 0 | 0 | 0 | 0 | 0 | [24 empty] | 8100602 | no | no |  |  | no |  | 0 | 0 | 0 | 0 | 0 | 0 |  | 1 | 1 | 1 | 0 | 0 | 0
load_220331948 |  | node_1385629_009_15297396_926 |  | BN | 0 | NonResidential | 0 | 33.6+14.314j | 0 | 0 | 0 | 0 | [24 empty] | 8100602 | no | no |  |  | no |  | 0 | 0 | 0 | 0 | 0 | 0 |  | 1 | 1 | 1 | 0 | 0 | 0
load_220331949 |  | node_1385637_078_15297372_675 |  | CN | 0 | Residential | 0 | 0 | 17973.6+7656.722j | 0 | 0 | 0 | [24 empty] | 8100602 | no | no |  |  | no |  | 0 | 0 | 0 | 0 | 0 | 0 |  | 1 | 1 | 1 | 0 | 0 | 0
load_220331951 |  | node_1385347_748_15298136_126 |  | AN | 0 | NonResidential | 3333.333+1419.994j | 0 | 0 | 0 | 0 | 0 | [24 empty] | 8100602 | no | no |  |  | no |  | 0 | 0 | 0 | 0 | 0 | 0 |  | 1 | 1 | 1 | 0 | 0 | 0
load_220331952 |  | node_1385355_573_15298111_729 |  | BN | 0 | Residential | 0 | 40468.8+17239.637j | 0 | 0 | 0 | 0 | [24 empty] | 8100602 | no | no |  |  | no |  | 0 | 0 | 0 | 0 | 0 | 0 |  | 1 | 1 | 1 | 0 | 0 | 0
load_220331953 |  | node_1385344_904_15298162_452 |  | CN | 0 | Residential | 0 | 0 | 40468.8+17239.637j | 0 | 0 | 0 | [24 empty] | 8100602 | no | no |  |  | no |  | 0 | 0 | 0 | 0 | 0 | 0 |  | 1 | 1 | 1 | 0 | 0 | 0
load_220331955 |  | node_1384503_692_15297619_108 |  | AN | 0 | NonResidential | 0 | 0 | 0 | 0 | 0 | 0 | [24 empty] | 8100602 | no | no |  |  | no |  | 0 | 0 | 0 | 0 | 0 | 0 |  | 1 | 1 | 1 | 0 | 0 | 0
load_220331956 |  | node_1384521_47_15297607_473 |  | BN | 0 | NonResidential | 0 | 0 | 0 | 0 | 0 | 0 | [24 empty] | 8100602 | no | no |  |  | no |  | 0 | 0 | 0 | 0 | 0 | 0 |  | 1 | 1 | 1 | 0 | 0 | 0
load_220331957 |  | node_1384540_914_15297602_435 |  | CN | 0 | NonResidential | 0 | 0 | 0 | 0 | 0 | 0 | [24 empty] | 8100602 | no | no |  |  | no |  | 0 | 0 | 0 | 0 | 0 | 0 |  | 1 | 1 | 1 | 0 | 0 | 0
load_220331958 |  | node_1385558_729_15297559_192 |  | AN | 0 | NonResidential | 0 | 0 | 0 | 0 | 0 | 0 | [24 empty] | 8100602 | no | no |  |  | no |  | 0 | 0 | 0 | 0 | 0 | 0 |  | 1 | 1 | 1 | 0 | 0 | 0
load_220331963 |  | node_1384804_516_15298227_942 |  | AN | 0 | NonResidential | 8330.4+3548.736j | 0 | 0 | 0 | 0 | 0 | [24 empty] | 8100602 | no | no |  |  | no |  | 0 | 0 | 0 | 0 | 0 | 0 |  | 1 | 1 | 1 | 0 | 0 | 0
load_220331964 |  | node_1385070_26_15298574_566 |  | AN | 0 | Residential | 10956+4667.236j | 0 | 0 | 0 | 0 | 0 | [24 empty] | 8100602 | no | no |  |  | no |  | 0 | 0 | 0 | 0 | 0 | 0 |  | 1 | 1 | 1 | 0 | 0 | 0
load_220331965 |  | node_1385075_378_15298600_336 |  | BN | 0 | Residential | 0 | 10956+4667.236j | 0 | 0 | 0 | 0 | [24 empty] | 8100602 | no | no |  |  | no |  | 0 | 0 | 0 | 0 | 0 | 0 |  | 1 | 1 | 1 | 0 | 0 | 0
load_220331966 |  | node_1385060_359_15298551_409 |  | CN | 0 | NonResidential | 0 | 0 | 1333.333+567.997j | 0 | 0 | 0 | [24 empty] | 8100602 | no | no |  |  | no |  | 0 | 0 | 0 | 0 | 0 | 0 |  | 1 | 1 | 1 | 0 | 0 | 0
load_220331967 |  | node_1384389_345_15298837_204 |  | AN | 0 | Residential | 191268+81479.827j | 0 | 0 | 0 | 0 | 0 | [24 empty] | 8100602 | no | no |  |  | no |  | 0 | 0 | 0 | 0 | 0 | 0 |  | 1 | 1 | 1 | 0 | 0 | 0
load_220331968 |  | node_1384711_278_15298663_59 |  | AN | 0 | NonResidential | 6307.2+2686.856j | 0 | 0 | 0 | 0 | 0 | [24 empty] | 8100602 | no | no |  |  | no |  | 0 | 0 | 0 | 0 | 0 | 0 |  | 1 | 1 | 1 | 0 | 0 | 0
load_220331969 |  | node_1385343_573_15297365_078 |  | AN | 0 | Residential | 9064.8+3861.589j | 0 | 0 | 0 | 0 | 0 | [24 empty] | 8100602 | no | no |  |  | no |  | 0 | 0 | 0 | 0 | 0 | 0 |  | 1 | 1 | 1 | 0 | 0 | 0
load_220331970 |  | node_1385331_154_15297344_211 |  | BN | 0 | NonResidential | 0 | 18333.333+7809.967j | 0 | 0 | 0 | 0 | [24 empty] | 8100602 | no | no |  |  | no |  | 0 | 0 | 0 | 0 | 0 | 0 |  | 1 | 1 | 1 | 0 | 0 | 0
load_220331971 |  | node_1385323_158_15297319_774 |  | CN | 0 | NonResidential | 0 | 0 | 18333.333+7809.967j | 0 | 0 | 0 | [24 empty] | 8100602 | no | no |  |  | no |  | 0 | 0 | 0 | 0 | 0 | 0 |  | 1 | 1 | 1 | 0 | 0 | 0
load_220331975 |  | node_1386790_348_15297799_462 |  | AN | 0 | Residential | 87624+37327.668j | 0 | 0 | 0 | 0 | 0 | [24 empty] | 8100602 | no | no |  |  | no |  | 0 | 0 | 0 | 0 | 0 | 0 |  | 1 | 1 | 1 | 0 | 0 | 0
load_220331976 |  | node_1385890_251_15297760_735 |  | AN | 0 | NonResidential | 5529.6+2355.6j | 0 | 0 | 0 | 0 | 0 | [24 empty] | 8100602 | no | no |  |  | no |  | 0 | 0 | 0 | 0 | 0 | 0 |  | 1 | 1 | 1 | 0 | 0 | 0
load_220331977 |  | node_1386213_57_15297751_013 |  | AN | 0 | Residential | 70156.8+29886.672j | 0 | 0 | 0 | 0 | 0 | [24 empty] | 8100602 | no | no |  |  | no |  | 0 | 0 | 0 | 0 | 0 | 0 |  | 1 | 1 | 1 | 0 | 0 | 0
load_220331978 |  | node_1386511_582_15297801_731 |  | AN | 0 | NonResidential | 4305.6+1834.178j | 0 | 0 | 0 | 0 | 0 | [24 empty] | 8100602 | no | no |  |  | no |  | 0 | 0 | 0 | 0 | 0 | 0 |  | 1 | 1 | 1 | 0 | 0 | 0
load_220331980 |  | node_1386044_255_15297330_261 |  | AN | 0 | Residential | 40557.6+17277.465j | 0 | 0 | 0 | 0 | 0 | [24 empty] | 8100602 | no | no |  |  | no |  | 0 | 0 | 0 | 0 | 0 | 0 |  | 1 | 1 | 1 | 0 | 0 | 0
load_220331984 |  | node_1386547_197_15297258_887 |  | AN | 0 | Residential | 50032.8+21313.884j | 0 | 0 | 0 | 0 | 0 | [24 empty] | 8100602 | no | no |  |  | no |  | 0 | 0 | 0 | 0 | 0 | 0 |  | 1 | 1 | 1 | 0 | 0 | 0
load_220331994 |  | node_1387116_831_15298114_174 |  | AN | 0 | NonResidential | 5000+2129.991j | 0 | 0 | 0 | 0 | 0 | [24 empty] | 8100602 | no | no |  |  | no |  | 0 | 0 | 0 | 0 | 0 | 0 |  | 1 | 1 | 1 | 0 | 0 | 0
load_220331995 |  | node_1388040_439_15297848_549 |  | AN | 0 | Residential | 13550.4+5772.446j | 0 | 0 | 0 | 0 | 0 | [24 empty] | 8100602 | no | no |  |  | no |  | 0 | 0 | 0 | 0 | 0 | 0 |  | 1 | 1 | 1 | 0 | 0 | 0
load_220331996 |  | node_1388658_513_15297739_129 |  | AN | 0 | Residential | 25819.2+10998.933j | 0 | 0 | 0 | 0 | 0 | [24 empty] | 8100602 | no | no |  |  | no |  | 0 | 0 | 0 | 0 | 0 | 0 |  | 1 | 1 | 1 | 0 | 0 | 0
load_220331997 |  | node_1385126_866_15298775_169 |  | AN | 0 | Residential | 78530.4+33453.81j | 0 | 0 | 0 | 0 | 0 | [24 empty] | 8100602 | no | no |  |  | no |  | 0 | 0 | 0 | 0 | 0 | 0 |  | 1 | 1 | 1 | 0 | 0 | 0
load_220332000 |  | node_1386381_581_15297664_94 |  | AN | 0 | Residential | 39276+16731.506j | 0 | 0 | 0 | 0 | 0 | [24 empty] | 8100602 | no | no |  |  | no |  | 0 | 0 | 0 | 0 | 0 | 0 |  | 1 | 1 | 1 | 0 | 0 | 0
load_220332001 |  | node_1386416_381_15297354_646 |  | AN | 0 | NonResidential | 1101.6+469.28j | 0 | 0 | 0 | 0 | 0 | [24 empty] | 8100602 | no | no |  |  | no |  | 0 | 0 | 0 | 0 | 0 | 0 |  | 1 | 1 | 1 | 0 | 0 | 0
load_220332019 |  | node_1388632_338_15297443_396 |  | AN | 0 | Residential | 5745.6+2447.615j | 0 | 0 | 0 | 0 | 0 | [24 empty] | 8100602 | no | no |  |  | no |  | 0 | 0 | 0 | 0 | 0 | 0 |  | 1 | 1 | 1 | 0 | 0 | 0
load_220332022 |  | node_1387689_561_15297655_849 |  | AN | 0 | Residential | 174218.4+74216.728j | 0 | 0 | 0 | 0 | 0 | [24 empty] | 8100602 | no | no |  |  | no |  | 0 | 0 | 0 | 0 | 0 | 0 |  | 1 | 1 | 1 | 0 | 0 | 0
load_220332024 |  | node_1387192_175_15297654_192 |  | AN | 0 | Residential | 50911.2+21688.08j | 0 | 0 | 0 | 0 | 0 | [24 empty] | 8100602 | no | no |  |  | no |  | 0 | 0 | 0 | 0 | 0 | 0 |  | 1 | 1 | 1 | 0 | 0 | 0
load_220332026 |  | node_1387566_886_15297254_29 |  | AN | 0 | Residential | 17870.4+7612.759j | 0 | 0 | 0 | 0 | 0 | [24 empty] | 8100602 | no | no |  |  | no |  | 0 | 0 | 0 | 0 | 0 | 0 |  | 1 | 1 | 1 | 0 | 0 | 0
load_220332028 |  | node_1387248_599_15297124_001 |  | AN | 0 | NonResidential | 1094.4+466.212j | 0 | 0 | 0 | 0 | 0 | [24 empty] | 8100602 | no | no |  |  | no |  | 0 | 0 | 0 | 0 | 0 | 0 |  | 1 | 1 | 1 | 0 | 0 | 0
load_220332029 |  | node_1387115_83_15297343_005 |  | AN | 0 | Residential | 107553.6+45817.642j | 0 | 0 | 0 | 0 | 0 | [24 empty] | 8100602 | no | no |  |  | no |  | 0 | 0 | 0 | 0 | 0 | 0 |  | 1 | 1 | 1 | 0 | 0 | 0
load_220332030 |  | node_1387068_391_15298008_139 |  | AN | 0 | Residential | 49845.6+21234.137j | 0 | 0 | 0 | 0 | 0 | [24 empty] | 8100602 | no | no |  |  | no |  | 0 | 0 | 0 | 0 | 0 | 0 |  | 1 | 1 | 1 | 0 | 0 | 0
load_220332031 |  | node_1387353_903_15296592_561 |  | AN | 0 | Residential | 106646.4+45431.176j | 0 | 0 | 0 | 0 | 0 | [24 empty] | 8100602 | no | no |  |  | no |  | 0 | 0 | 0 | 0 | 0 | 0 |  | 1 | 1 | 1 | 0 | 0 | 0
load_220332598 |  | node_1387971_513_15297077_589 |  | AN | 0 | Residential | 86839.2+36993.344j | 0 | 0 | 0 | 0 | 0 | [24 empty] | 8100602 | no | no |  |  | no |  | 0 | 0 | 0 | 0 | 0 | 0 |  | 1 | 1 | 1 | 0 | 0 | 0
load_220338776 |  | node_1384317_446_15299444_511 |  | AN | 0 | Residential | 39117.6+16664.028j | 0 | 0 | 0 | 0 | 0 | [24 empty] | 8100602 | no | no |  |  | no |  | 0 | 0 | 0 | 0 | 0 | 0 |  | 1 | 1 | 1 | 0 | 0 | 0
load_220338778 |  | node_1384071_267_15299884_455 |  | AN | 0 | NonResidential | 0 | 0 | 0 | 0 | 0 | 0 | [24 empty] | 8100602 | no | no |  |  | no |  | 0 | 0 | 0 | 0 | 0 | 0 |  | 1 | 1 | 1 | 0 | 0 | 0
load_220338782 |  | node_1384865_752_15299437_107 |  | AN | 0 | NonResidential | 0 | 0 | 0 | 0 | 0 | 0 | [24 empty] | 8100602 | no | no |  |  | no |  | 0 | 0 | 0 | 0 | 0 | 0 |  | 1 | 1 | 1 | 0 | 0 | 0
load_220338783 |  | node_1385125_919_15299917_248 |  | AN | 0 | Residential | 163044+69456.453j | 0 | 0 | 0 | 0 | 0 | [24 empty] | 8100602 | no | no |  |  | no |  | 0 | 0 | 0 | 0 | 0 | 0 |  | 1 | 1 | 1 | 0 | 0 | 0
load_220338784 |  | node_1385560_136_15300557_217 |  | AN | 0 | Residential | 20743.2+8836.566j | 0 | 0 | 0 | 0 | 0 | [24 empty] | 8100602 | no | no |  |  | no |  | 0 | 0 | 0 | 0 | 0 | 0 |  | 1 | 1 | 1 | 0 | 0 | 0
load_220338785 |  | node_1385789_305_15300628_393 |  | AN | 0 | NonResidential | 3463.2+1475.317j | 0 | 0 | 0 | 0 | 0 | [24 empty] | 8100602 | no | no |  |  | no |  | 0 | 0 | 0 | 0 | 0 | 0 |  | 1 | 1 | 1 | 0 | 0 | 0
load_220338790 |  | node_1384702_929_15299273_797 |  | AN | 0 | Residential | 19411.2+8269.137j | 0 | 0 | 0 | 0 | 0 | [24 empty] | 8100602 | no | no |  |  | no |  | 0 | 0 | 0 | 0 | 0 | 0 |  | 1 | 1 | 1 | 0 | 0 | 0
load_220338791 |  | node_1384714_105_15299283_953 |  | BN | 0 | NonResidential | 0 | 7333.333+3123.987j | 0 | 0 | 0 | 0 | [24 empty] | 8100602 | no | no |  |  | no |  | 0 | 0 | 0 | 0 | 0 | 0 |  | 1 | 1 | 1 | 0 | 0 | 0
load_220338792 |  | node_1384693_152_15299264_856 |  | CN | 0 | NonResidential | 0 | 0 | 7333.333+3123.987j | 0 | 0 | 0 | [24 empty] | 8100602 | no | no |  |  | no |  | 0 | 0 | 0 | 0 | 0 | 0 |  | 1 | 1 | 1 | 0 | 0 | 0
load_220338793 |  | node_1384598_168_15300152_042 |  | AN | 0 | Residential | 59832+25488.325j | 0 | 0 | 0 | 0 | 0 | [24 empty] | 8100602 | no | no |  |  | no |  | 0 | 0 | 0 | 0 | 0 | 0 |  | 1 | 1 | 1 | 0 | 0 | 0
load_220338794 |  | node_1384923_9_15300188_579 |  | AN | 0 | Residential | 60069.6+25589.542j | 0 | 0 | 0 | 0 | 0 | [24 empty] | 8100602 | no | no |  |  | no |  | 0 | 0 | 0 | 0 | 0 | 0 |  | 1 | 1 | 1 | 0 | 0 | 0
load_220338796 |  | node_1384870_33_15299838_605 |  | AN | 0 | Residential | 33436.8+14244.017j | 0 | 0 | 0 | 0 | 0 | [24 empty] | 8100602 | no | no |  |  | no |  | 0 | 0 | 0 | 0 | 0 | 0 |  | 1 | 1 | 1 | 0 | 0 | 0
load_220338797 |  | node_1385151_332_15299207_085 |  | AN | 0 | Residential | 21088.8+8983.791j | 0 | 0 | 0 | 0 | 0 | [24 empty] | 8100602 | no | no |  |  | no |  | 0 | 0 | 0 | 0 | 0 | 0 |  | 1 | 1 | 1 | 0 | 0 | 0
load_220338798 |  | node_1384542_307_15299746_267 |  | AN | 0 | Residential | 83592+35610.043j | 0 | 0 | 0 | 0 | 0 | [24 empty] | 8100602 | no | no |  |  | no |  | 0 | 0 | 0 | 0 | 0 | 0 |  | 1 | 1 | 1 | 0 | 0 | 0
load_220338799 |  | node_1385609_638_15299285_707 |  | AN | 0 | Residential | 25416+10827.171j | 0 | 0 | 0 | 0 | 0 | [24 empty] | 8100602 | no | no |  |  | no |  | 0 | 0 | 0 | 0 | 0 | 0 |  | 1 | 1 | 1 | 0 | 0 | 0
load_220338801 |  | node_1386063_628_15298893_886 |  | AN | 0 | Residential | 15019.2+6398.152j | 0 | 0 | 0 | 0 | 0 | [24 empty] | 8100602 | no | no |  |  | no |  | 0 | 0 | 0 | 0 | 0 | 0 |  | 1 | 1 | 1 | 0 | 0 | 0
load_220338803 |  | node_1385299_019_15298920_576 |  | AN | 0 | NonResidential | 2476.8+1055.112j | 0 | 0 | 0 | 0 | 0 | [24 empty] | 8100602 | no | no |  |  | no |  | 0 | 0 | 0 | 0 | 0 | 0 |  | 1 | 1 | 1 | 0 | 0 | 0
load_220338804 |  | node_1385475_606_15299522_744 |  | AN | 0 | Residential | 45432+19353.951j | 0 | 0 | 0 | 0 | 0 | [24 empty] | 8100602 | no | no |  |  | no |  | 0 | 0 | 0 | 0 | 0 | 0 |  | 1 | 1 | 1 | 0 | 0 | 0
load_220338807 |  | node_1385421_725_15299961_545 |  | AN | 0 | Residential | 12110.4+5159.009j | 0 | 0 | 0 | 0 | 0 | [24 empty] | 8100602 | no | no |  |  | no |  | 0 | 0 | 0 | 0 | 0 | 0 |  | 1 | 1 | 1 | 0 | 0 | 0
load_220338808 |  | node_1385420_7_15299989_214 |  | AN | 0 | Residential | 12110.4+5159.009j | 0 | 0 | 0 | 0 | 0 | [24 empty] | 8100602 | no | no |  |  | no |  | 0 | 0 | 0 | 0 | 0 | 0 |  | 1 | 1 | 1 | 0 | 0 | 0
load_220338809 |  | node_1386150_828_15300601_181 |  | AN | 0 | NonResidential | 0 | 0 | 0 | 0 | 0 | 0 | [24 empty] | 8100602 | no | no |  |  | no |  | 0 | 0 | 0 | 0 | 0 | 0 |  | 1 | 1 | 1 | 0 | 0 | 0
load_220338810 |  | node_1386265_2_15301189_153 |  | AN | 0 | Residential | 4147.2+1766.7j | 0 | 0 | 0 | 0 | 0 | [24 empty] | 8100602 | no | no |  |  | no |  | 0 | 0 | 0 | 0 | 0 | 0 |  | 1 | 1 | 1 | 0 | 0 | 0
load_220338827 |  | node_1384260_75_15299202_183 |  | AN | 0 | Residential | 37144.8+15823.619j | 0 | 0 | 0 | 0 | 0 | [24 empty] | 8100602 | no | no |  |  | no |  | 0 | 0 | 0 | 0 | 0 | 0 |  | 1 | 1 | 1 | 0 | 0 | 0
load_220338835 |  | node_1385100_169_15300828_153 |  | AN | 0 | Residential | 20570.4+8762.954j | 0 | 0 | 0 | 0 | 0 | [24 empty] | 8100602 | no | no |  |  | no |  | 0 | 0 | 0 | 0 | 0 | 0 |  | 1 | 1 | 1 | 0 | 0 | 0
load_220338836 |  | node_1385345_83_15300842_594 |  | AN | 0 | Residential | 21218.4+9039.001j | 0 | 0 | 0 | 0 | 0 | [24 empty] | 8100602 | no | no |  |  | no |  | 0 | 0 | 0 | 0 | 0 | 0 |  | 1 | 1 | 1 | 0 | 0 | 0
load_220338837 |  | node_1385787_962_15300896_869 |  | AN | 0 | Residential | 51703.2+22025.471j | 0 | 0 | 0 | 0 | 0 | [24 empty] | 8100602 | no | no |  |  | no |  | 0 | 0 | 0 | 0 | 0 | 0 |  | 1 | 1 | 1 | 0 | 0 | 0
load_220338838 |  | node_1385287_329_15300428_905 |  | AN | 0 | Residential | 77414.4+32978.396j | 0 | 0 | 0 | 0 | 0 | [24 empty] | 8100602 | no | no |  |  | no |  | 0 | 0 | 0 | 0 | 0 | 0 |  | 1 | 1 | 1 | 0 | 0 | 0
load_220338839 |  | node_1384751_691_15300725_38 |  | AN | 0 | Residential | 97639.2+41594.125j | 0 | 0 | 0 | 0 | 0 | [24 empty] | 8100602 | no | no |  |  | no |  | 0 | 0 | 0 | 0 | 0 | 0 |  | 1 | 1 | 1 | 0 | 0 | 0
load_220474481 |  | node_1385403_748_15297484_475 |  | AN | 0 | NonResidential | 252+107.352j | 0 | 0 | 0 | 0 | 0 | [24 empty] | 8100602 | no | no |  |  | no |  | 0 | 0 | 0 | 0 | 0 | 0 |  | 1 | 1 | 1 | 0 | 0 | 0
load_220474487 |  | node_1385422_572_15297476_276 |  | AN | 0 | Residential | 50965.2+21711.084j | 0 | 0 | 0 | 0 | 0 | [24 empty] | 8100602 | no | no |  |  | no |  | 0 | 0 | 0 | 0 | 0 | 0 |  | 1 | 1 | 1 | 0 | 0 | 0
load_220474499 |  | node_1385576_2_15297838_404 |  | AN | 0 | NonResidential | 4000+1703.993j | 0 | 0 | 0 | 0 | 0 | [24 empty] | 8100602 | no | no |  |  | no |  | 0 | 0 | 0 | 0 | 0 | 0 |  | 1 | 1 | 1 | 0 | 0 | 0
load_220522976 |  | node_1385063_997_15299067_35 |  | AN | 0 | Residential | 8200.8+3493.526j | 0 | 0 | 0 | 0 | 0 | [24 empty] | 8100602 | no | no |  |  | no |  | 0 | 0 | 0 | 0 | 0 | 0 |  | 1 | 1 | 1 | 0 | 0 | 0
load_220522978 |  | node_1385097_93_15299040_988 |  | BN | 0 | Residential | 0 | 8200.8+3493.526j | 0 | 0 | 0 | 0 | [24 empty] | 8100602 | no | no |  |  | no |  | 0 | 0 | 0 | 0 | 0 | 0 |  | 1 | 1 | 1 | 0 | 0 | 0
load_220532541 |  | node_1386041_226_15298116_145 |  | ABCN | 0 | NonResidential | 40000+17039.929j | 40000+17039.929j | 40000+17039.929j | 0 | 0 | 0 | [24 empty] | 8100602 | no | no |  |  | no |  | 0 | 0 | 0 | 0 | 0 | 0 |  | 1 | 1 | 1 | 0 | 0 | 0
load_220535505 |  | node_1388330_579_15297524_811 |  | AN | 0 | Residential | 4608+1963j | 0 | 0 | 0 | 0 | 0 | [24 empty] | 8100602 | no | no |  |  | no |  | 0 | 0 | 0 | 0 | 0 | 0 |  | 1 | 1 | 1 | 0 | 0 | 0
load_220535661 |  | node_1385849_829_15299182_777 |  | AN | 0 | NonResidential | 3000+1277.995j | 0 | 0 | 0 | 0 | 0 | [24 empty] | 8100602 | no | no |  |  | no |  | 0 | 0 | 0 | 0 | 0 | 0 |  | 1 | 1 | 1 | 0 | 0 | 0
load_220545487 |  | node_1384225_03_15298929_146 |  | AN | 0 | NonResidential | 0 | 0 | 0 | 0 | 0 | 0 | [24 empty] | 8100602 | no | no |  |  | no |  | 0 | 0 | 0 | 0 | 0 | 0 |  | 1 | 1 | 1 | 0 | 0 | 0
load_220597235 |  | node_1386038_151_15297547_835 |  | AN | 0 | Residential | 111153.6+47351.235j | 0 | 0 | 0 | 0 | 0 | [24 empty] | 8100602 | no | no |  |  | no |  | 0 | 0 | 0 | 0 | 0 | 0 |  | 1 | 1 | 1 | 0 | 0 | 0
load_220648494 |  | node_1385079_657_15299051_158 |  | CN | 0 | NonResidential | 0 | 0 | 9.6+4.09j | 0 | 0 | 0 | [24 empty] | 8100602 | no | no |  |  | no |  | 0 | 0 | 0 | 0 | 0 | 0 |  | 1 | 1 | 1 | 0 | 0 | 0
load_310049134 |  | node_1386168_43_15297107_738 |  | AN | 0 | Residential | 16000.8+6816.312j | 0 | 0 | 0 | 0 | 0 | [24 empty] | 8100602 | no | no |  |  | no |  | 0 | 0 | 0 | 0 | 0 | 0 |  | 1 | 1 | 1 | 0 | 0 | 0
load_310049135 |  | node_1386175_959_15297105_575 |  | BN | 0 | Residential | 0 | 16000.8+6816.312j | 0 | 0 | 0 | 0 | [24 empty] | 8100602 | no | no |  |  | no |  | 0 | 0 | 0 | 0 | 0 | 0 |  | 1 | 1 | 1 | 0 | 0 | 0
load_310049136 |  | node_1386183_889_15297104_708 |  | CN | 0 | Residential | 0 | 0 | 16000.8+6816.312j | 0 | 0 | 0 | [24 empty] | 8100602 | no | no |  |  | no |  | 0 | 0 | 0 | 0 | 0 | 0 |  | 1 | 1 | 1 | 0 | 0 | 0
load_310060386 |  | node_1384172_252_15299764_449 |  | AN | 0 | NonResidential | 10526.4+4484.228j | 0 | 0 | 0 | 0 | 0 | [24 empty] | 8100602 | no | no |  |  | no |  | 0 | 0 | 0 | 0 | 0 | 0 |  | 1 | 1 | 1 | 0 | 0 | 0
load_311902127 |  | node_1384146_964_15300060_805 |  | ABCN | 0 | NonResidential | 28000+11927.95j | 28000+11927.95j | 28000+11927.95j | 0 | 0 | 0 | [24 empty] | 8100602 | no | no |  |  | no |  | 0 | 0 | 0 | 0 | 0 | 0 |  | 1 | 1 | 1 | 0 | 0 | 0
load_311987085 |  | node_1385883_238_15299053_664 |  | AN | 0 | NonResidential | 10000+4259.982j | 0 | 0 | 0 | 0 | 0 | [24 empty] | 8100602 | no | no |  |  | no |  | 0 | 0 | 0 | 0 | 0 | 0 |  | 1 | 1 | 1 | 0 | 0 | 0
load_312049472 |  | node_1384767_938_15297004_144 |  | AN | 0 | Residential | 181188+77185.765j | 0 | 0 | 0 | 0 | 0 | [24 empty] | 8100602 | no | no |  |  | no |  | 0 | 0 | 0 | 0 | 0 | 0 |  | 1 | 1 | 1 | 0 | 0 | 0

## node
data_type | static
owner_type | feeder
owner | 8100602
object | node
name | groupid | parent | bustype | phases | nominal_voltage | dcircuit | selected | monitored | monitored_fields | class_monitored_fields | played | played_fields | subsystem | x | y | comments | dist_to_slack
node_1384071_267_15299884_455 |  |  | PQ | ABCN | 2771.281 | 8100602 | no | no |  |  | no |  |  | 1384071.267 | 15299884.455 |  | -1
node_1384146_964_15300060_805 |  |  | PQ | ABCN | 2771.281 | 8100602 | no | no |  |  | no |  |  | 1384146.964 | 15300060.805 |  | -1
node_1384172_252_15299764_449 |  |  | PQ | ABCN | 2771.281 | 8100602 | no | no |  |  | no |  |  | 1384172.252 | 15299764.449 |  | -1
node_1384225_03_15298929_146 |  |  | PQ | ABCN | 2771.281 | 8100602 | no | no |  |  | no |  |  | 1384225.03 | 15298929.146 |  | -1
node_1384260_75_15299202_183 |  |  | PQ | ABCN | 2771.281 | 8100602 | no | no |  |  | no |  |  | 1384260.75 | 15299202.183 |  | -1
node_1384317_446_15299444_511 |  |  | PQ | ABCN | 2771.281 | 8100602 | no | no |  |  | no |  |  | 1384317.446 | 15299444.511 |  | -1
node_1384389_345_15298837_204 |  |  | PQ | ABCN | 2771.281 | 8100602 | no | no |  |  | no |  |  | 1384389.345 | 15298837.204 |  | -1
node_1384503_692_15297619_108 |  |  | PQ | ABCN | 2771.281 | 8100602 | no | no |  |  | no |  |  | 1384503.692 | 15297619.108 |  | -1
node_1384521_47_15297607_473 |  |  | PQ | ABCN | 2771.281 | 8100602 | no | no |  |  | no |  |  | 1384521.47 | 15297607.473 |  | -1
node_1384540_914_15297602_435 |  |  | PQ | ABCN | 2771.281 | 8100602 | no | no |  |  | no |  |  | 1384540.914 | 15297602.435 |  | -1
node_1384542_307_15299746_267 |  |  | PQ | AN | 2771.281 | 8100602 | no | no |  |  | no |  |  | 1384542.307 | 15299746.267 |  | -1
node_1384598_168_15300152_042 |  |  | PQ | AN | 2771.281 | 8100602 | no | no |  |  | no |  |  | 1384598.168 | 15300152.042 |  | -1
node_1384693_152_15299264_856 |  |  | PQ | ABCN | 2771.281 | 8100602 | no | no |  |  | no |  |  | 1384693.152 | 15299264.856 |  | -1
node_1384702_929_15299273_797 |  |  | PQ | ABCN | 2771.281 | 8100602 | no | no |  |  | no |  |  | 1384702.929 | 15299273.797 |  | -1
node_1384711_278_15298663_59 |  |  | PQ | ABCN | 2771.281 | 8100602 | no | no |  |  | no |  |  | 1384711.278 | 15298663.59 |  | -1
node_1384714_105_15299283_953 |  |  | PQ | ABCN | 2771.281 | 8100602 | no | no |  |  | no |  |  | 1384714.105 | 15299283.953 |  | -1
node_1384751_691_15300725_38 |  |  | PQ | AN | 2771.281 | 8100602 | no | no |  |  | no |  |  | 1384751.691 | 15300725.38 |  | -1
node_1384767_938_15297004_144 |  |  | PQ | ABCN | 2771.281 | 8100602 | no | no |  |  | no |  |  | 1384767.938 | 15297004.144 |  | -1
node_1384804_516_15298227_942 |  |  | PQ | AN | 2771.281 | 8100602 | no | no |  |  | no |  |  | 1384804.516 | 15298227.942 |  | -1
node_1384865_752_15299437_107 |  |  | PQ | ABCN | 2771.281 | 8100602 | no | no |  |  | no |  |  | 1384865.752 | 15299437.107 |  | -1
node_1384870_33_15299838_605 |  |  | PQ | ABCN | 2771.281 | 8100602 | no | no |  |  | no |  |  | 1384870.33 | 15299838.605 |  | -1
node_1384923_9_15300188_579 |  |  | PQ | ABCN | 2771.281 | 8100602 | no | no |  |  | no |  |  | 1384923.9 | 15300188.579 |  | -1
node_1384927_181_15300577_082 |  |  | PQ | AD | 2771.281 | 8100602 | no | no |  |  | no |  |  | 1384927.181 | 15300577.082 |  | -1
node_1385060_359_15298551_409 |  |  | PQ | ABCN | 2771.281 | 8100602 | no | no |  |  | no |  |  | 1385060.359 | 15298551.409 |  | -1
node_1385063_997_15299067_35 |  |  | PQ | ABCN | 2771.281 | 8100602 | no | no |  |  | no |  |  | 1385063.997 | 15299067.35 |  | -1
node_1385070_26_15298574_566 |  |  | PQ | ABCN | 2771.281 | 8100602 | no | no |  |  | no |  |  | 1385070.26 | 15298574.566 |  | -1
node_1385075_378_15298600_336 |  |  | PQ | ABCN | 2771.281 | 8100602 | no | no |  |  | no |  |  | 1385075.378 | 15298600.336 |  | -1
node_1385079_657_15299051_158 |  |  | PQ | ABCN | 2771.281 | 8100602 | no | no |  |  | no |  |  | 1385079.657 | 15299051.158 |  | -1
node_1385097_93_15299040_988 |  |  | PQ | ABCN | 2771.281 | 8100602 | no | no |  |  | no |  |  | 1385097.93 | 15299040.988 |  | -1
node_1385100_169_15300828_153 |  |  | PQ | AN | 2771.281 | 8100602 | no | no |  |  | no |  |  | 1385100.169 | 15300828.153 |  | -1
node_1385125_919_15299917_248 |  |  | PQ | ABCN | 2771.281 | 8100602 | no | no |  |  | no |  |  | 1385125.919 | 15299917.248 |  | -1
node_1385126_866_15298775_169 |  |  | PQ | ABCN | 2771.281 | 8100602 | no | no |  |  | no |  |  | 1385126.866 | 15298775.169 |  | -1
node_1385151_332_15299207_085 |  |  | PQ | ABCN | 2771.281 | 8100602 | no | no |  |  | no |  |  | 1385151.332 | 15299207.085 |  | -1
node_1385287_329_15300428_905 |  |  | PQ | ABCN | 2771.281 | 8100602 | no | no |  |  | no |  |  | 1385287.329 | 15300428.905 |  | -1
node_1385299_019_15298920_576 |  |  | PQ | ABCN | 2771.281 | 8100602 | no | no |  |  | no |  |  | 1385299.019 | 15298920.576 |  | -1
node_1385323_158_15297319_774 |  |  | PQ | ABCN | 2771.281 | 8100602 | no | no |  |  | no |  |  | 1385323.158 | 15297319.774 |  | -1
node_1385331_154_15297344_211 |  |  | PQ | ABCN | 2771.281 | 8100602 | no | no |  |  | no |  |  | 1385331.154 | 15297344.211 |  | -1
node_1385343_573_15297365_078 |  |  | PQ | ABCN | 2771.281 | 8100602 | no | no |  |  | no |  |  | 1385343.573 | 15297365.078 |  | -1
node_1385344_904_15298162_452 |  |  | PQ | ABCN | 2771.281 | 8100602 | no | no |  |  | no |  |  | 1385344.904 | 15298162.452 |  | -1
node_1385345_83_15300842_594 |  |  | PQ | AN | 2771.281 | 8100602 | no | no |  |  | no |  |  | 1385345.83 | 15300842.594 |  | -1
node_1385347_748_15298136_126 |  |  | PQ | ABCN | 2771.281 | 8100602 | no | no |  |  | no |  |  | 1385347.748 | 15298136.126 |  | -1
node_1385355_573_15298111_729 |  |  | PQ | ABCN | 2771.281 | 8100602 | no | no |  |  | no |  |  | 1385355.573 | 15298111.729 |  | -1
node_1385403_748_15297484_475 |  |  | PQ | ABCN | 2771.281 | 8100602 | no | no |  |  | no |  |  | 1385403.748 | 15297484.475 |  | -1
node_1385420_7_15299989_214 |  |  | PQ | ABCN | 2771.281 | 8100602 | no | no |  |  | no |  |  | 1385420.7 | 15299989.214 |  | -1
node_1385421_725_15299961_545 |  |  | PQ | ABCN | 2771.281 | 8100602 | no | no |  |  | no |  |  | 1385421.725 | 15299961.545 |  | -1
node_1385422_572_15297476_276 |  |  | PQ | ABCN | 2771.281 | 8100602 | no | no |  |  | no |  |  | 1385422.572 | 15297476.276 |  | -1
node_1385475_606_15299522_744 |  |  | PQ | ABCN | 2771.281 | 8100602 | no | no |  |  | no |  |  | 1385475.606 | 15299522.744 |  | -1
node_1385558_729_15297559_192 |  |  | PQ | ABCN | 2771.281 | 8100602 | no | no |  |  | no |  |  | 1385558.729 | 15297559.192 |  | -1
node_1385560_136_15300557_217 |  |  | PQ | ABCN | 2771.281 | 8100602 | no | no |  |  | no |  |  | 1385560.136 | 15300557.217 |  | -1
node_1385576_2_15297838_404 |  |  | PQ | ABCN | 2771.281 | 8100602 | no | no |  |  | no |  |  | 1385576.2 | 15297838.404 |  | -1
node_1385590_568_15298226_91 |  |  | PQ | ABCN | 2771.281 | 8100602 | no | no |  |  | no |  |  | 1385590.568 | 15298226.91 |  | -1
node_1385607_234_15298241_482 |  |  | PQ | ABCN | 2771.281 | 8100602 | no | no |  |  | no |  |  | 1385607.234 | 15298241.482 |  | -1
node_1385609_638_15299285_707 |  |  | PQ | AN | 2771.281 | 8100602 | no | no |  |  | no |  |  | 1385609.638 | 15299285.707 |  | -1
node_1385625_902_15297423_197 |  |  | PQ | ABCN | 2771.281 | 8100602 | no | no |  |  | no |  |  | 1385625.902 | 15297423.197 |  | -1
node_1385629_009_15297396_926 |  |  | PQ | ABCN | 2771.281 | 8100602 | no | no |  |  | no |  |  | 1385629.009 | 15297396.926 |  | -1
node_1385637_078_15297372_675 |  |  | PQ | ABCN | 2771.281 | 8100602 | no | no |  |  | no |  |  | 1385637.078 | 15297372.675 |  | -1
node_1385717_232_15297184_889 |  |  | PQ | ABCN | 2771.281 | 8100602 | no | no |  |  | no |  |  | 1385717.232 | 15297184.889 |  | -1
node_1385720_091_15297158_565 |  |  | PQ | ABCN | 2771.281 | 8100602 | no | no |  |  | no |  |  | 1385720.091 | 15297158.565 |  | -1
node_1385727_931_15297134_177 |  |  | PQ | ABCN | 2771.281 | 8100602 | no | no |  |  | no |  |  | 1385727.931 | 15297134.177 |  | -1
node_1385773_083_15298162_948 |  |  | PQ | AN | 2771.281 | 8100602 | no | no |  |  | no |  |  | 1385773.083 | 15298162.948 |  | -1
node_1385787_962_15300896_869 |  |  | PQ | AN | 2771.281 | 8100602 | no | no |  |  | no |  |  | 1385787.962 | 15300896.869 |  | -1
node_1385789_305_15300628_393 |  |  | PQ | ABCN | 2771.281 | 8100602 | no | no |  |  | no |  |  | 1385789.305 | 15300628.393 |  | -1
node_1385793_476_15298513_767 |  |  | PQ | AN | 2771.281 | 8100602 | no | no |  |  | no |  |  | 1385793.476 | 15298513.767 |  | -1
node_1385849_829_15299182_777 |  |  | PQ | AN | 2771.281 | 8100602 | no | no |  |  | no |  |  | 1385849.829 | 15299182.777 |  | -1
node_1385883_238_15299053_664 |  |  | PQ | AN | 2771.281 | 8100602 | no | no |  |  | no |  |  | 1385883.238 | 15299053.664 |  | -1
node_1385890_251_15297760_735 |  |  | PQ | ABCN | 2771.281 | 8100602 | no | no |  |  | no |  |  | 1385890.251 | 15297760.735 |  | -1
node_1385954_381_15296551_193 |  |  | PQ | ABCN | 2771.281 | 8100602 | no | no |  |  | no |  |  | 1385954.381 | 15296551.193 |  | -1
node_1385972_073_15296563_374 |  |  | PQ | ABCN | 2771.281 | 8100602 | no | no |  |  | no |  |  | 1385972.073 | 15296563.374 |  | -1
node_1386038_151_15297547_835 |  |  | PQ | AN | 2771.281 | 8100602 | no | no |  |  | no |  |  | 1386038.151 | 15297547.835 |  | -1
node_1386041_226_15298116_145 |  |  | PQ | ABCN | 2771.281 | 8100602 | no | no |  |  | no |  |  | 1386041.226 | 15298116.145 |  | -1
node_1386044_255_15297330_261 |  |  | PQ | ABCN | 2771.281 | 8100602 | no | no |  |  | no |  |  | 1386044.255 | 15297330.261 |  | -1
node_1386063_628_15298893_886 |  |  | PQ | AN | 2771.281 | 8100602 | no | no |  |  | no |  |  | 1386063.628 | 15298893.886 |  | -1
node_1386150_828_15300601_181 |  |  | PQ | AN | 2771.281 | 8100602 | no | no |  |  | no |  |  | 1386150.828 | 15300601.181 |  | -1
node_1386168_43_15297107_738 |  |  | PQ | ABCN | 2771.281 | 8100602 | no | no |  |  | no |  |  | 1386168.43 | 15297107.738 |  | -1
node_1386175_959_15297105_575 |  |  | PQ | ABCN | 2771.281 | 8100602 | no | no |  |  | no |  |  | 1386175.959 | 15297105.575 |  | -1
node_1386183_889_15297104_708 |  |  | PQ | ABCN | 2771.281 | 8100602 | no | no |  |  | no |  |  | 1386183.889 | 15297104.708 |  | -1
node_1386213_57_15297751_013 |  |  | PQ | ABCN | 2771.281 | 8100602 | no | no |  |  | no |  |  | 1386213.57 | 15297751.013 |  | -1
node_1386265_2_15301189_153 |  |  | PQ | AN | 2771.281 | 8100602 | no | no |  |  | no |  |  | 1386265.2 | 15301189.153 |  | -1
node_1386381_581_15297664_94 |  |  | PQ | AN | 2771.281 | 8100602 | no | no |  |  | no |  |  | 1386381.581 | 15297664.94 |  | -1
node_1386416_381_15297354_646 |  |  | PQ | AN | 2771.281 | 8100602 | no | no |  |  | no |  |  | 1386416.381 | 15297354.646 |  | -1
node_1386511_582_15297801_731 |  |  | PQ | ABCN | 2771.281 | 8100602 | no | no |  |  | no |  |  | 1386511.582 | 15297801.731 |  | -1
node_1386547_197_15297258_887 |  |  | PQ | AN | 2771.281 | 8100602 | no | no |  |  | no |  |  | 1386547.197 | 15297258.887 |  | -1
node_1386790_348_15297799_462 |  |  | PQ | ABCN | 2771.281 | 8100602 | no | no |  |  | no |  |  | 1386790.348 | 15297799.462 |  | -1
node_1387061_647_15297718_972 |  |  | PQ | ABCD | 2771.281 | 8100602 | no | no |  |  | no |  |  | 1387061.647 | 15297718.972 |  | -1
node_1387068_391_15298008_139 |  |  | PQ | AN | 2771.281 | 8100602 | no | no |  |  | no |  |  | 1387068.391 | 15298008.139 |  | -1
node_1387115_83_15297343_005 |  |  | PQ | AN | 2771.281 | 8100602 | no | no |  |  | no |  |  | 1387115.83 | 15297343.005 |  | -1
node_1387116_831_15298114_174 |  |  | PQ | AN | 2771.281 | 8100602 | no | no |  |  | no |  |  | 1387116.831 | 15298114.174 |  | -1
node_1387192_175_15297654_192 |  |  | PQ | ABCN | 2771.281 | 8100602 | no | no |  |  | no |  |  | 1387192.175 | 15297654.192 |  | -1
node_1387248_599_15297124_001 |  |  | PQ | AN | 2771.281 | 8100602 | no | no |  |  | no |  |  | 1387248.599 | 15297124.001 |  | -1
node_1387353_903_15296592_561 |  |  | PQ | AN | 2771.281 | 8100602 | no | no |  |  | no |  |  | 1387353.903 | 15296592.561 |  | -1
node_1387566_886_15297254_29 |  |  | PQ | AN | 2771.281 | 8100602 | no | no |  |  | no |  |  | 1387566.886 | 15297254.29 |  | -1
node_1387689_561_15297655_849 |  |  | PQ | ABCN | 2771.281 | 8100602 | no | no |  |  | no |  |  | 1387689.561 | 15297655.849 |  | -1
node_1387971_513_15297077_589 |  |  | PQ | AN | 2771.281 | 8100602 | no | no |  |  | no |  |  | 1387971.513 | 15297077.589 |  | -1
node_1388040_439_15297848_549 |  |  | PQ | AN | 2771.281 | 8100602 | no | no |  |  | no |  |  | 1388040.439 | 15297848.549 |  | -1
node_1388330_579_15297524_811 |  |  | PQ | AN | 2771.281 | 8100602 | no | no |  |  | no |  |  | 1388330.579 | 15297524.811 |  | -1
node_1388632_338_15297443_396 |  |  | PQ | AN | 2771.281 | 8100602 | no | no |  |  | no |  |  | 1388632.338 | 15297443.396 |  | -1
node_1388658_513_15297739_129 |  |  | PQ | AN | 2771.281 | 8100602 | no | no |  |  | no |  |  | 1388658.513 | 15297739.129 |  | -1
node_8100602_200812011 |  |  | PQ | ABCD | 2771.281 | 8100602 | no | no |  |  | no |  |  | 1385441.166 | 15298280.665 |  | -1
node_8100602_200812012 |  |  | PQ | ABCN | 2771.281 | 8100602 | no | no |  |  | no |  |  | 1385562.988 | 15298323.747 |  | -1
node_8100602_200812016 |  |  | PQ | AD | 2771.281 | 8100602 | no | no |  |  | no |  |  | 1385545.679 | 15298038.309 |  | -1
node_8100602_200812019 |  |  | PQ | AN | 2771.281 | 8100602 | no | no |  |  | no |  |  | 1385793.931 | 15298130.531 |  | -1
node_8100602_200812020 |  |  | PQ | AD | 2771.281 | 8100602 | no | no |  |  | no |  |  | 1385816.672 | 15298146.307 |  | -1
node_8100602_200812022 |  |  | PQ | AD | 2771.281 | 8100602 | no | no |  |  | no |  |  | 1385813.959 | 15298238.597 |  | -1
node_8100602_200812023 |  |  | PQ | AD | 2771.281 | 8100602 | no | no |  |  | no |  |  | 1385814.513 | 15298328.324 |  | -1
node_8100602_200812024 |  |  | PQ | AD | 2771.281 | 8100602 | no | no |  |  | no |  |  | 1385814.583 | 15298411.249 |  | -1
node_8100602_200812025 |  |  | PQ | AN | 2771.281 | 8100602 | no | no |  |  | no |  |  | 1385815.751 | 15298512.171 |  | -1
node_8100602_200812029 |  |  | PQ | ABCN | 2771.281 | 8100602 | no | no |  |  | no |  |  | 1385920.983 | 15296647.458 |  | -1
node_8100602_200812030 |  |  | PQ | ABCD | 2771.281 | 8100602 | no | no |  |  | no |  |  | 1385883.474 | 15296825.629 |  | -1
node_8100602_200812031 |  |  | PQ | ABCD | 2771.281 | 8100602 | no | no |  |  | no |  |  | 1385839.191 | 15296993.484 |  | -1
node_8100602_200812033 |  |  | PQ | ABCD | 2771.281 | 8100602 | no | no |  |  | no |  |  | 1385824.529 | 15297043.405 |  | -1
node_8100602_200812035 |  |  | PQ | ABCN | 2771.281 | 8100602 | no | no |  |  | no |  |  | 1385789.126 | 15297190.141 |  | -1
node_8100602_200812036 |  |  | PQ | ABCD | 2771.281 | 8100602 | no | no |  |  | no |  |  | 1385762.675 | 15297256.83 |  | -1
node_8100602_200812038 |  |  | PQ | ABCD | 2771.281 | 8100602 | no | no |  |  | no |  |  | 1385739.899 | 15297323.61 |  | -1
node_8100602_200812039 |  |  | PQ | ABCN | 2771.281 | 8100602 | no | no |  |  | no |  |  | 1385698.492 | 15297430.503 |  | -1
node_8100602_200812042 |  |  | PQ | ABCD | 2771.281 | 8100602 | no | no |  |  | no |  |  | 1385669.346 | 15297508.478 |  | -1
node_8100602_200812043 |  |  | PQ | ABCD | 2771.281 | 8100602 | no | no |  |  | no |  |  | 1385653.175 | 15297553.526 |  | -1
node_8100602_200812044 |  |  | PQ | ABCD | 2771.281 | 8100602 | no | no |  |  | no |  |  | 1385636.012 | 15297597.175 |  | -1
node_8100602_200812045 |  |  | PQ | ABCD | 2771.281 | 8100602 | no | no |  |  | no |  |  | 1385601.34 | 15297689.415 |  | -1
node_8100602_200812047 |  |  | PQ | ABCD | 2771.281 | 8100602 | no | no |  |  | no |  |  | 1385525.309 | 15297894.506 |  | -1
node_8100602_200812048 |  |  | PQ | ABCD | 2771.281 | 8100602 | no | no |  |  | no |  |  | 1385490.667 | 15297989.714 |  | -1
node_8100602_200812049 |  |  | PQ | ABCD | 2771.281 | 8100602 | no | no |  |  | no |  |  | 1385454.641 | 15298085.677 |  | -1
node_8100602_200812050 |  |  | PQ | ABCN | 2771.281 | 8100602 | no | no |  |  | no |  |  | 1385419.821 | 15298163.329 |  | -1
node_8100602_200812057 |  |  | PQ | ABCD | 2771.281 | 8100602 | no | no |  |  | no |  |  | 1385239.345 | 15298812.502 |  | -1
node_8100602_200812066 |  |  | PQ | ABCN | 2771.281 | 8100602 | no | no |  |  | no |  |  | 1384545.93 | 15297704.256 |  | -1
node_8100602_200812067 |  |  | PQ | ABCD | 2771.281 | 8100602 | no | no |  |  | no |  |  | 1384626.004 | 15297931.471 |  | -1
node_8100602_200812068 |  |  | PQ | ABCD | 2771.281 | 8100602 | no | no |  |  | no |  |  | 1384743.026 | 15297866.005 |  | -1
node_8100602_200812069 |  |  | PQ | ABCD | 2771.281 | 8100602 | no | no |  |  | no |  |  | 1384866.836 | 15297802.649 |  | -1
node_8100602_200812070 |  |  | PQ | ABCD | 2771.281 | 8100602 | no | no |  |  | no |  |  | 1384975.193 | 15297746.482 |  | -1
node_8100602_200812071 |  |  | PQ | ABCD | 2771.281 | 8100602 | no | no |  |  | no |  |  | 1385088.436 | 15297705.78 |  | -1
node_8100602_200812072 |  |  | PQ | ABCD | 2771.281 | 8100602 | no | no |  |  | no |  |  | 1385176.153 | 15297672.225 |  | -1
node_8100602_200812073 |  |  | PQ | ABCD | 2771.281 | 8100602 | no | no |  |  | no |  |  | 1385304.387 | 15297624.233 |  | -1
node_8100602_200812074 |  |  | PQ | ABCN | 2771.281 | 8100602 | no | no |  |  | no |  |  | 1385436.819 | 15297576.591 |  | -1
node_8100602_200812076 |  |  | PQ | ABCD | 2771.281 | 8100602 | no | no |  |  | no |  |  | 1385635.931 | 15297503.587 |  | -1
node_8100602_200812098 |  |  | PQ | AD | 2771.281 | 8100602 | no | no |  |  | no |  |  | 1384621.81 | 15297955.956 |  | -1
node_8100602_200812099 |  |  | PQ | AD | 2771.281 | 8100602 | no | no |  |  | no |  |  | 1384655.48 | 15298012.193 |  | -1
node_8100602_200812100 |  |  | PQ | AD | 2771.281 | 8100602 | no | no |  |  | no |  |  | 1384713.725 | 15298113.762 |  | -1
node_8100602_200812101 |  |  | PQ | AN | 2771.281 | 8100602 | no | no |  |  | no |  |  | 1384781.015 | 15298227.011 |  | -1
node_8100602_200812104 |  |  | PQ | ABCN | 2771.281 | 8100602 | no | no |  |  | no |  |  | 1385001.642 | 15298609.288 |  | -1
node_8100602_200812105 |  |  | PQ | ABCD | 2771.281 | 8100602 | no | no |  |  | no |  |  | 1385044.146 | 15298686.813 |  | -1
node_8100602_200812106 |  |  | PQ | ABCD | 2771.281 | 8100602 | no | no |  |  | no |  |  | 1385363.432 | 15298257.365 |  | -1
node_8100602_200812107 |  |  | PQ | ABCD | 2771.281 | 8100602 | no | no |  |  | no |  |  | 1384602.262 | 15298688.156 |  | -1
node_8100602_200812108 |  |  | PQ | ABCD | 2771.281 | 8100602 | no | no |  |  | no |  |  | 1384489.313 | 15298747.717 |  | -1
node_8100602_200812109 |  |  | PQ | ABCN | 2771.281 | 8100602 | no | no |  |  | no |  |  | 1384398.628 | 15298799.603 |  | -1
node_8100602_200812111 |  |  | PQ | ABCD | 2771.281 | 8100602 | no | no |  |  | no |  |  | 1385174.408 | 15298362.679 |  | -1
node_8100602_200812112 |  |  | PQ | ABCD | 2771.281 | 8100602 | no | no |  |  | no |  |  | 1385072.383 | 15298420.037 |  | -1
node_8100602_200812113 |  |  | PQ | ABCD | 2771.281 | 8100602 | no | no |  |  | no |  |  | 1384997.379 | 15298462.866 |  | -1
node_8100602_200812114 |  |  | PQ | ABCD | 2771.281 | 8100602 | no | no |  |  | no |  |  | 1384936.123 | 15298496.965 |  | -1
node_8100602_200812115 |  |  | PQ | ABCD | 2771.281 | 8100602 | no | no |  |  | no |  |  | 1384865.379 | 15298538.636 |  | -1
node_8100602_200812116 |  |  | PQ | ABCD | 2771.281 | 8100602 | no | no |  |  | no |  |  | 1384781.072 | 15298585.669 |  | -1
node_8100602_200812117 |  |  | PQ | ABCN | 2771.281 | 8100602 | no | no |  |  | no |  |  | 1384697.45 | 15298636.887 |  | -1
node_8100602_200812127 |  |  | PQ | ABCD | 2771.281 | 8100602 | no | no |  |  | no |  |  | 1385712.039 | 15297309.867 |  | -1
node_8100602_200812128 |  |  | PQ | ABCD | 2771.281 | 8100602 | no | no |  |  | no |  |  | 1385621.666 | 15297305.156 |  | -1
node_8100602_200812129 |  |  | PQ | ABCD | 2771.281 | 8100602 | no | no |  |  | no |  |  | 1385516.077 | 15297298.091 |  | -1
node_8100602_200812130 |  |  | PQ | ABCN | 2771.281 | 8100602 | no | no |  |  | no |  |  | 1385397.531 | 15297285.842 |  | -1
node_8100602_200812139 |  |  | PQ | ABCD | 2771.281 | 8100602 | no | no |  |  | no |  |  | 1385648.244 | 15297810.964 |  | -1
node_8100602_200812140 |  |  | PQ | ABCD | 2771.281 | 8100602 | no | no |  |  | no |  |  | 1386557.353 | 15297833.735 |  | -1
node_8100602_200812141 |  |  | PQ | ABCD | 2771.281 | 8100602 | no | no |  |  | no |  |  | 1386691.728 | 15297763.113 |  | -1
node_8100602_200812142 |  |  | PQ | ABCN | 2771.281 | 8100602 | no | no |  |  | no |  |  | 1386811.06 | 15297759.024 |  | -1
node_8100602_200812143 |  |  | PQ | ABCD | 2771.281 | 8100602 | no | no |  |  | no |  |  | 1386936.38 | 15297754.031 |  | -1
node_8100602_200812144 |  |  | PQ | ABCD | 2771.281 | 8100602 | no | no |  |  | no |  |  | 1387035.85 | 15297746.907 |  | -1
node_8100602_200812145 |  |  | PQ | ABCD | 2771.281 | 8100602 | no | no |  |  | no |  |  | 1385775.78 | 15297805.004 |  | -1
node_8100602_200812146 |  |  | PQ | ABCN | 2771.281 | 8100602 | no | no |  |  | no |  |  | 1385893.526 | 15297798.644 |  | -1
node_8100602_200812147 |  |  | PQ | ABCD | 2771.281 | 8100602 | no | no |  |  | no |  |  | 1386017.949 | 15297798.568 |  | -1
node_8100602_200812148 |  |  | PQ | ABCD | 2771.281 | 8100602 | no | no |  |  | no |  |  | 1386133.107 | 15297791.224 |  | -1
node_8100602_200812149 |  |  | PQ | ABCN | 2771.281 | 8100602 | no | no |  |  | no |  |  | 1386217.892 | 15297787.766 |  | -1
node_8100602_200812150 |  |  | PQ | ABCD | 2771.281 | 8100602 | no | no |  |  | no |  |  | 1386331.675 | 15297783.349 |  | -1
node_8100602_200812151 |  |  | PQ | ABCD | 2771.281 | 8100602 | no | no |  |  | no |  |  | 1386412.442 | 15297778.704 |  | -1
node_8100602_200812152 |  |  | PQ | ABCN | 2771.281 | 8100602 | no | no |  |  | no |  |  | 1386530.069 | 15297772.829 |  | -1
node_8100602_200812158 |  |  | PQ | AN | 2771.281 | 8100602 | no | no |  |  | no |  |  | 1386035.054 | 15297508.867 |  | -1
node_8100602_200812159 |  |  | PQ | AD | 2771.281 | 8100602 | no | no |  |  | no |  |  | 1386155.389 | 15297488.193 |  | -1
node_8100602_200812160 |  |  | PQ | AD | 2771.281 | 8100602 | no | no |  |  | no |  |  | 1386274.537 | 15297477.877 |  | -1
node_8100602_200812161 |  |  | PQ | AD | 2771.281 | 8100602 | no | no |  |  | no |  |  | 1386383.538 | 15297449.813 |  | -1
node_8100602_200812165 |  |  | PQ | ABCD | 2771.281 | 8100602 | no | no |  |  | no |  |  | 1385811.099 | 15297257.615 |  | -1
node_8100602_200812171 |  |  | PQ | ABCD | 2771.281 | 8100602 | no | no |  |  | no |  |  | 1385963.12 | 15297310.08 |  | -1
node_8100602_200812172 |  |  | PQ | ABCN | 2771.281 | 8100602 | no | no |  |  | no |  |  | 1386041.404 | 15297300.677 |  | -1
node_8100602_200812173 |  |  | PQ | ABCD | 2771.281 | 8100602 | no | no |  |  | no |  |  | 1386161.171 | 15297285.386 |  | -1
node_8100602_200812174 |  |  | PQ | ABCD | 2771.281 | 8100602 | no | no |  |  | no |  |  | 1386188.892 | 15297230.28 |  | -1
node_8100602_200812175 |  |  | PQ | ABCN | 2771.281 | 8100602 | no | no |  |  | no |  |  | 1386177.524 | 15297142.727 |  | -1
node_8100602_200812176 |  |  | PQ | AD | 2771.281 | 8100602 | no | no |  |  | no |  |  | 1386285.412 | 15297267.746 |  | -1
node_8100602_200812177 |  |  | PQ | AD | 2771.281 | 8100602 | no | no |  |  | no |  |  | 1386398.16 | 15297250.155 |  | -1
node_8100602_200812178 |  |  | PQ | AN | 2771.281 | 8100602 | no | no |  |  | no |  |  | 1386543.863 | 15297230.981 |  | -1
node_8100602_200812183 |  |  | PQ | ABCD | 2771.281 | 8100602 | no | no |  |  | no |  |  | 1384566.058 | 15297012.87 |  | -1
node_8100602_200812185 |  |  | PQ | ABCD | 2771.281 | 8100602 | no | no |  |  | no |  |  | 1384681.16 | 15297214.052 |  | -1
node_8100602_200812191 |  |  | PQ | ABCD | 2771.281 | 8100602 | no | no |  |  | no |  |  | 1384807.576 | 15297416.28 |  | -1
node_8100602_200812194 |  |  | PQ | ABCD | 2771.281 | 8100602 | no | no |  |  | no |  |  | 1384901.293 | 15297622.668 |  | -1
node_8100602_200812214 |  |  | PQ | AD | 2771.281 | 8100602 | no | no |  |  | no |  |  | 1387098.57 | 15298065.179 |  | -1
node_8100602_200812215 |  |  | PQ | AN | 2771.281 | 8100602 | no | no |  |  | no |  |  | 1387110.174 | 15298088.882 |  | -1
node_8100602_200812216 |  |  | PQ | AD | 2771.281 | 8100602 | no | no |  |  | no |  |  | 1387287.27 | 15298028.576 |  | -1
node_8100602_200812217 |  |  | PQ | AD | 2771.281 | 8100602 | no | no |  |  | no |  |  | 1387433.841 | 15298006.735 |  | -1
node_8100602_200812219 |  |  | PQ | AD | 2771.281 | 8100602 | no | no |  |  | no |  |  | 1387840.809 | 15297929.978 |  | -1
node_8100602_200812220 |  |  | PQ | AN | 2771.281 | 8100602 | no | no |  |  | no |  |  | 1388041.449 | 15297890.494 |  | -1
node_8100602_200812221 |  |  | PQ | AD | 2771.281 | 8100602 | no | no |  |  | no |  |  | 1388279.846 | 15297845.113 |  | -1
node_8100602_200812222 |  |  | PQ | AD | 2771.281 | 8100602 | no | no |  |  | no |  |  | 1388489.219 | 15297807.223 |  | -1
node_8100602_200812223 |  |  | PQ | AN | 2771.281 | 8100602 | no | no |  |  | no |  |  | 1388675.205 | 15297761.349 |  | -1
node_8100602_200812228 |  |  | PQ | ABCD | 2771.281 | 8100602 | no | no |  |  | no |  |  | 1385240.029 | 15298787.978 |  | -1
node_8100602_200812239 |  |  | PQ | AD | 2771.281 | 8100602 | no | no |  |  | no |  |  | 1387209.933 | 15298057.385 |  | -1
node_8100602_200812241 |  |  | PQ | ABCN | 2771.281 | 8100602 | no | no |  |  | no |  |  | 1385113.696 | 15298805.93 |  | -1
node_8100602_200812263 |  |  | PQ | AD | 2771.281 | 8100602 | no | no |  |  | no |  |  | 1386416.939 | 15297729.12 |  | -1
node_8100602_200812264 |  |  | PQ | AN | 2771.281 | 8100602 | no | no |  |  | no |  |  | 1386408.943 | 15297662.513 |  | -1
node_8100602_200812265 |  |  | PQ | AD | 2771.281 | 8100602 | no | no |  |  | no |  |  | 1386399.554 | 15297538.206 |  | -1
node_8100602_200812266 |  |  | PQ | AN | 2771.281 | 8100602 | no | no |  |  | no |  |  | 1386374.818 | 15297357.071 |  | -1
node_8100602_200812279 |  |  | PQ | ABCN | 2771.281 | 8100602 | no | no |  |  | no |  |  | 1386003.227 | 15298106.166 |  | -1
node_8100602_200812280 |  |  | PQ | ABCD | 2771.281 | 8100602 | no | no |  |  | no |  |  | 1386011.83 | 15297870.237 |  | -1
node_8100602_200812281 |  |  | PQ | ABCD | 2771.281 | 8100602 | no | no |  |  | no |  |  | 1386022.524 | 15297969.747 |  | -1
node_8100602_200812282 |  |  | PQ | ABCN | 2771.281 | 8100602 | no | no |  |  | no |  |  | 1385989.993 | 15298109.586 |  | -1
node_8100602_200812335 |  |  | PQ | ABCD | 2771.281 | 8100602 | no | no |  |  | no |  |  | 1387442.586 | 15297725.825 |  | -1
node_8100602_200812336 |  |  | PQ | AN | 2771.281 | 8100602 | no | no |  |  | no |  |  | 1388637.104 | 15297469.102 |  | -1
node_8100602_200812337 |  |  | PQ | ABCD | 2771.281 | 8100602 | no | no |  |  | no |  |  | 1387834.246 | 15297613.635 |  | -1
node_8100602_200812338 |  |  | PQ | ABCD | 2771.281 | 8100602 | no | no |  |  | no |  |  | 1387839.729 | 15297453.308 |  | -1
node_8100602_200812339 |  |  | PQ | ABCD | 2771.281 | 8100602 | no | no |  |  | no |  |  | 1387839.852 | 15297357.956 |  | -1
node_8100602_200812341 |  |  | PQ | ABCD | 2771.281 | 8100602 | no | no |  |  | no |  |  | 1387578.361 | 15297694.475 |  | -1
node_8100602_200812342 |  |  | PQ | ABCN | 2771.281 | 8100602 | no | no |  |  | no |  |  | 1387697.388 | 15297683.453 |  | -1
node_8100602_200812343 |  |  | PQ | ABCD | 2771.281 | 8100602 | no | no |  |  | no |  |  | 1387822.055 | 15297665.939 |  | -1
node_8100602_200812344 |  |  | PQ | AD | 2771.281 | 8100602 | no | no |  |  | no |  |  | 1387948.708 | 15297651.516 |  | -1
node_8100602_200812345 |  |  | PQ | AD | 2771.281 | 8100602 | no | no |  |  | no |  |  | 1388042.375 | 15297600.668 |  | -1
node_8100602_200812346 |  |  | PQ | AD | 2771.281 | 8100602 | no | no |  |  | no |  |  | 1388243.811 | 15297559.046 |  | -1
node_8100602_200812347 |  |  | PQ | AN | 2771.281 | 8100602 | no | no |  |  | no |  |  | 1388339.4 | 15297548.259 |  | -1
node_8100602_200812349 |  |  | PQ | AD | 2771.281 | 8100602 | no | no |  |  | no |  |  | 1388490.34 | 15297496.627 |  | -1
node_8100602_200812350 |  |  | PQ | ABCD | 2771.281 | 8100602 | no | no |  |  | no |  |  | 1387114.535 | 15297703.061 |  | -1
node_8100602_200812351 |  |  | PQ | ABCN | 2771.281 | 8100602 | no | no |  |  | no |  |  | 1387204.015 | 15297694.146 |  | -1
node_8100602_200812353 |  |  | PQ | ABCD | 2771.281 | 8100602 | no | no |  |  | no |  |  | 1387337.312 | 15297645.98 |  | -1
node_8100602_200812356 |  |  | PQ | ABCD | 2771.281 | 8100602 | no | no |  |  | no |  |  | 1387444.846 | 15297589.22 |  | -1
node_8100602_200812363 |  |  | PQ | AD | 2771.281 | 8100602 | no | no |  |  | no |  |  | 1387610.383 | 15297127.862 |  | -1
node_8100602_200812364 |  |  | PQ | AN | 2771.281 | 8100602 | no | no |  |  | no |  |  | 1387595.159 | 15297250.222 |  | -1
node_8100602_200812365 |  |  | PQ | AD | 2771.281 | 8100602 | no | no |  |  | no |  |  | 1387594.296 | 15297319.665 |  | -1
node_8100602_200812366 |  |  | PQ | AD | 2771.281 | 8100602 | no | no |  |  | no |  |  | 1387591.357 | 15297441.279 |  | -1
node_8100602_200812367 |  |  | PQ | AD | 2771.281 | 8100602 | no | no |  |  | no |  |  | 1387591.444 | 15297529.328 |  | -1
node_8100602_200812369 |  |  | PQ | AD | 2771.281 | 8100602 | no | no |  |  | no |  |  | 1387585.881 | 15297639.991 |  | -1
node_8100602_200812380 |  |  | PQ | AD | 2771.281 | 8100602 | no | no |  |  | no |  |  | 1387252.115 | 15297036.259 |  | -1
node_8100602_200812382 |  |  | PQ | AN | 2771.281 | 8100602 | no | no |  |  | no |  |  | 1387214.995 | 15297111.501 |  | -1
node_8100602_200812384 |  |  | PQ | AD | 2771.281 | 8100602 | no | no |  |  | no |  |  | 1387174.396 | 15297190.995 |  | -1
node_8100602_200812385 |  |  | PQ | AN | 2771.281 | 8100602 | no | no |  |  | no |  |  | 1387097.707 | 15297320.373 |  | -1
node_8100602_200812386 |  |  | PQ | AD | 2771.281 | 8100602 | no | no |  |  | no |  |  | 1387043.573 | 15297389.968 |  | -1
node_8100602_200812388 |  |  | PQ | AD | 2771.281 | 8100602 | no | no |  |  | no |  |  | 1387029.967 | 15297456.488 |  | -1
node_8100602_200812389 |  |  | PQ | AD | 2771.281 | 8100602 | no | no |  |  | no |  |  | 1387041.402 | 15297554.798 |  | -1
node_8100602_200812390 |  |  | PQ | AD | 2771.281 | 8100602 | no | no |  |  | no |  |  | 1387052.801 | 15297652.806 |  | -1
node_8100602_200812391 |  |  | PQ | ABCD | 2771.281 | 8100602 | no | no |  |  | no |  |  | 1387060.945 | 15297714.886 |  | -1
node_8100602_200812392 |  |  | PQ | ABCD | 2771.281 | 8100602 | no | no |  |  | no |  |  | 1387067.763 | 15297753.497 |  | -1
node_8100602_200812393 |  |  | PQ | AD | 2771.281 | 8100602 | no | no |  |  | no |  |  | 1387080.433 | 15297874.396 |  | -1
node_8100602_200812394 |  |  | PQ | AN | 2771.281 | 8100602 | no | no |  |  | no |  |  | 1387093.399 | 15298007.959 |  | -1
node_8100602_200812395 |  |  | PQ | AD | 2771.281 | 8100602 | no | no |  |  | no |  |  | 1387091.325 | 15298052.724 |  | -1
node_8100602_200812401 |  |  | PQ | AN | 2771.281 | 8100602 | no | no |  |  | no |  |  | 1387320.846 | 15296593.957 |  | -1
node_8100602_200812402 |  |  | PQ | AD | 2771.281 | 8100602 | no | no |  |  | no |  |  | 1387311.246 | 15296696.859 |  | -1
node_8100602_200812403 |  |  | PQ | AD | 2771.281 | 8100602 | no | no |  |  | no |  |  | 1387300.302 | 15296820.778 |  | -1
node_8100602_200812404 |  |  | PQ | AD | 2771.281 | 8100602 | no | no |  |  | no |  |  | 1387295.481 | 15296947.303 |  | -1
node_8100602_200814856 |  |  | PQ | AD | 2771.281 | 8100602 | no | no |  |  | no |  |  | 1387666.857 | 15297108.621 |  | -1
node_8100602_200814857 |  |  | PQ | AD | 2771.281 | 8100602 | no | no |  |  | no |  |  | 1387728.093 | 15297093.501 |  | -1
node_8100602_200814858 |  |  | PQ | AD | 2771.281 | 8100602 | no | no |  |  | no |  |  | 1387836.477 | 15297063.62 |  | -1
node_8100602_200814859 |  |  | PQ | AN | 2771.281 | 8100602 | no | no |  |  | no |  |  | 1387966.482 | 15297037.688 |  | -1
node_8100602_200832168 |  |  | PQ | ABCD | 2771.281 | 8100602 | no | no |  |  | no |  |  | 1384401.624 | 15299400.048 |  | -1
node_8100602_200832170 |  |  | PQ | ABCN | 2771.281 | 8100602 | no | no |  |  | no |  |  | 1384339.913 | 15299467.786 |  | -1
node_8100602_200832172 |  |  | PQ | ABCD | 2771.281 | 8100602 | no | no |  |  | no |  |  | 1384278.653 | 15299525.527 |  | -1
node_8100602_200832173 |  |  | PQ | ABCD | 2771.281 | 8100602 | no | no |  |  | no |  |  | 1384218.99 | 15299603.745 |  | -1
node_8100602_200832175 |  |  | PQ | ABCD | 2771.281 | 8100602 | no | no |  |  | no |  |  | 1384179.876 | 15299650.592 |  | -1
node_8100602_200832176 |  |  | PQ | ABCN | 2771.281 | 8100602 | no | no |  |  | no |  |  | 1384128.032 | 15299735.157 |  | -1
node_8100602_200832177 |  |  | PQ | ABCD | 2771.281 | 8100602 | no | no |  |  | no |  |  | 1384075.485 | 15299822.606 |  | -1
node_8100602_200832179 |  |  | PQ | ABCN | 2771.281 | 8100602 | no | no |  |  | no |  |  | 1384039.157 | 15299869.234 |  | -1
node_8100602_200832180 |  |  | PQ | ABCN | 2771.281 | 8100602 | no | no |  |  | no |  |  | 1384015.931 | 15299908.732 |  | -1
node_8100602_200832195 |  |  | PQ | ABCD | 2771.281 | 8100602 | no | no |  |  | no |  |  | 1384797.471 | 15299311.239 |  | -1
node_8100602_200832198 |  |  | PQ | ABCN | 2771.281 | 8100602 | no | no |  |  | no |  |  | 1384878.023 | 15299407.633 |  | -1
node_8100602_200832201 |  |  | PQ | ABCD | 2771.281 | 8100602 | no | no |  |  | no |  |  | 1385089.896 | 15299724.04 |  | -1
node_8100602_200832203 |  |  | PQ | ABCD | 2771.281 | 8100602 | no | no |  |  | no |  |  | 1385115.73 | 15299804.303 |  | -1
node_8100602_200832205 |  |  | PQ | ABCN | 2771.281 | 8100602 | no | no |  |  | no |  |  | 1385152.774 | 15299918.043 |  | -1
node_8100602_200832207 |  |  | PQ | ABCD | 2771.281 | 8100602 | no | no |  |  | no |  |  | 1385202.881 | 15300050.498 |  | -1
node_8100602_200832210 |  |  | PQ | ABCD | 2771.281 | 8100602 | no | no |  |  | no |  |  | 1385254.378 | 15300135.229 |  | -1
node_8100602_200832212 |  |  | PQ | ABCD | 2771.281 | 8100602 | no | no |  |  | no |  |  | 1385360.331 | 15300291.254 |  | -1
node_8100602_200832213 |  |  | PQ | ABCD | 2771.281 | 8100602 | no | no |  |  | no |  |  | 1385471.852 | 15300453.163 |  | -1
node_8100602_200832215 |  |  | PQ | ABCN | 2771.281 | 8100602 | no | no |  |  | no |  |  | 1385565.011 | 15300537.192 |  | -1
node_8100602_200832216 |  |  | PQ | ABCD | 2771.281 | 8100602 | no | no |  |  | no |  |  | 1385609.7 | 15300547.293 |  | -1
node_8100602_200832217 |  |  | PQ | ABCN | 2771.281 | 8100602 | no | no |  |  | no |  |  | 1385799.97 | 15300590.69 |  | -1
node_8100602_200832219 |  |  | PQ | ABCD | 2771.281 | 8100602 | no | no |  |  | no |  |  | 1385881.206 | 15300601.341 |  | -1
node_8100602_200832231 |  |  | PQ | ABCD | 2771.281 | 8100602 | no | no |  |  | no |  |  | 1384660.37 | 15299166.149 |  | -1
node_8100602_200832232 |  |  | PQ | ABCN | 2771.281 | 8100602 | no | no |  |  | no |  |  | 1384729.639 | 15299233.171 |  | -1
node_8100602_200832233 |  |  | PQ | AN | 2771.281 | 8100602 | no | no |  |  | no |  |  | 1384612.931 | 15300171.986 |  | -1
node_8100602_200832234 |  |  | PQ | AD | 2771.281 | 8100602 | no | no |  |  | no |  |  | 1384660.775 | 15300321.165 |  | -1
node_8100602_200832235 |  |  | PQ | AD | 2771.281 | 8100602 | no | no |  |  | no |  |  | 1384707.322 | 15300391.41 |  | -1
node_8100602_200832236 |  |  | PQ | AD | 2771.281 | 8100602 | no | no |  |  | no |  |  | 1384752.909 | 15300452.392 |  | -1
node_8100602_200832237 |  |  | PQ | AD | 2771.281 | 8100602 | no | no |  |  | no |  |  | 1384835.714 | 15300576.411 |  | -1
node_8100602_200832238 |  |  | PQ | ABCD | 2771.281 | 8100602 | no | no |  |  | no |  |  | 1384859.044 | 15299883.363 |  | -1
node_8100602_200832239 |  |  | PQ | ABCD | 2771.281 | 8100602 | no | no |  |  | no |  |  | 1384881.382 | 15299946.739 |  | -1
node_8100602_200832240 |  |  | PQ | ABCD | 2771.281 | 8100602 | no | no |  |  | no |  |  | 1384911.607 | 15300041.86 |  | -1
node_8100602_200832241 |  |  | PQ | ABCN | 2771.281 | 8100602 | no | no |  |  | no |  |  | 1384953.165 | 15300167.041 |  | -1
node_8100602_200832242 |  |  | PQ | ABCD | 2771.281 | 8100602 | no | no |  |  | no |  |  | 1385001.707 | 15300242.234 |  | -1
node_8100602_200832243 |  |  | PQ | ABCD | 2771.281 | 8100602 | no | no |  |  | no |  |  | 1385068.77 | 15300340.686 |  | -1
node_8100602_200832245 |  |  | PQ | ABCD | 2771.281 | 8100602 | no | no |  |  | no |  |  | 1384981.016 | 15299692.038 |  | -1
node_8100602_200832247 |  |  | PQ | ABCN | 2771.281 | 8100602 | no | no |  |  | no |  |  | 1384845.678 | 15299821.398 |  | -1
node_8100602_200832254 |  |  | PQ | ABCN | 2771.281 | 8100602 | no | no |  |  | no |  |  | 1385137.111 | 15299178.448 |  | -1
node_8100602_200832255 |  |  | PQ | ABCN | 2771.281 | 8100602 | no | no |  |  | no |  |  | 1385120.889 | 15299137.265 |  | -1
node_8100602_200832259 |  |  | PQ | AD | 2771.281 | 8100602 | no | no |  |  | no |  |  | 1384856.939 | 15299404.403 |  | -1
node_8100602_200832260 |  |  | PQ | AD | 2771.281 | 8100602 | no | no |  |  | no |  |  | 1384793.472 | 15299463.483 |  | -1
node_8100602_200832261 |  |  | PQ | AD | 2771.281 | 8100602 | no | no |  |  | no |  |  | 1384711.252 | 15299536.923 |  | -1
node_8100602_200832262 |  |  | PQ | AD | 2771.281 | 8100602 | no | no |  |  | no |  |  | 1384621.379 | 15299620.998 |  | -1
node_8100602_200832263 |  |  | PQ | AN | 2771.281 | 8100602 | no | no |  |  | no |  |  | 1384521.828 | 15299727.323 |  | -1
node_8100602_200832269 |  |  | PQ | AD | 2771.281 | 8100602 | no | no |  |  | no |  |  | 1385412.494 | 15299382.583 |  | -1
node_8100602_200832270 |  |  | PQ | AN | 2771.281 | 8100602 | no | no |  |  | no |  |  | 1385589.689 | 15299265.293 |  | -1
node_8100602_200832271 |  |  | PQ | AD | 2771.281 | 8100602 | no | no |  |  | no |  |  | 1385715.415 | 15299127.135 |  | -1
node_8100602_200832272 |  |  | PQ | AD | 2771.281 | 8100602 | no | no |  |  | no |  |  | 1385866.375 | 15298971.831 |  | -1
node_8100602_200832274 |  |  | PQ | AN | 2771.281 | 8100602 | no | no |  |  | no |  |  | 1386043.783 | 15298919.006 |  | -1
node_8100602_200832279 |  |  | PQ | ABCN | 2771.281 | 8100602 | no | no |  |  | no |  |  | 1385266.714 | 15298915.349 |  | -1
node_8100602_200832280 |  |  | PQ | ABCD | 2771.281 | 8100602 | no | no |  |  | no |  |  | 1385279.242 | 15299012.999 |  | -1
node_8100602_200832281 |  |  | PQ | ABCD | 2771.281 | 8100602 | no | no |  |  | no |  |  | 1385292.139 | 15299066.847 |  | -1
node_8100602_200832282 |  |  | PQ | ABCD | 2771.281 | 8100602 | no | no |  |  | no |  |  | 1385323.868 | 15299170.075 |  | -1
node_8100602_200832283 |  |  | PQ | ABCD | 2771.281 | 8100602 | no | no |  |  | no |  |  | 1385354.109 | 15299350.679 |  | -1
node_8100602_200832284 |  |  | PQ | ABCD | 2771.281 | 8100602 | no | no |  |  | no |  |  | 1385375.706 | 15299410.774 |  | -1
node_8100602_200832287 |  |  | PQ | ABCN | 2771.281 | 8100602 | no | no |  |  | no |  |  | 1385398.898 | 15299525.539 |  | -1
node_8100602_200832288 |  |  | PQ | ABCD | 2771.281 | 8100602 | no | no |  |  | no |  |  | 1385378.874 | 15299629.513 |  | -1
node_8100602_200832291 |  |  | PQ | ABCD | 2771.281 | 8100602 | no | no |  |  | no |  |  | 1385399.368 | 15299713.802 |  | -1
node_8100602_200832292 |  |  | PQ | ABCD | 2771.281 | 8100602 | no | no |  |  | no |  |  | 1385430.254 | 15299826.563 |  | -1
node_8100602_200832293 |  |  | PQ | ABCN | 2771.281 | 8100602 | no | no |  |  | no |  |  | 1385467.894 | 15299970.179 |  | -1
node_8100602_200832294 |  |  | PQ | ABCD | 2771.281 | 8100602 | no | no |  |  | no |  |  | 1385504.604 | 15300114.494 |  | -1
node_8100602_200832295 |  |  | PQ | ABCD | 2771.281 | 8100602 | no | no |  |  | no |  |  | 1385631.352 | 15300266.558 |  | -1
node_8100602_200832296 |  |  | PQ | ABCD | 2771.281 | 8100602 | no | no |  |  | no |  |  | 1385768.554 | 15300396.225 |  | -1
node_8100602_200832297 |  |  | PQ | ABCD | 2771.281 | 8100602 | no | no |  |  | no |  |  | 1385927.68 | 15300533.535 |  | -1
node_8100602_200832299 |  |  | PQ | AN | 2771.281 | 8100602 | no | no |  |  | no |  |  | 1386122.227 | 15300620.697 |  | -1
node_8100602_200832300 |  |  | PQ | AD | 2771.281 | 8100602 | no | no |  |  | no |  |  | 1386130.15 | 15300817.14 |  | -1
node_8100602_200832301 |  |  | PQ | AD | 2771.281 | 8100602 | no | no |  |  | no |  |  | 1386195.405 | 15300992.93 |  | -1
node_8100602_200832303 |  |  | PQ | AN | 2771.281 | 8100602 | no | no |  |  | no |  |  | 1386269.507 | 15301146.557 |  | -1
node_8100602_200832361 |  |  | PQ | ABCD | 2771.281 | 8100602 | no | no |  |  | no |  |  | 1384306.76 | 15298847.56 |  | -1
node_8100602_200832366 |  |  | PQ | ABCD | 2771.281 | 8100602 | no | no |  |  | no |  |  | 1384195.846 | 15299040.735 |  | -1
node_8100602_200832370 |  |  | PQ | ABCD | 2771.281 | 8100602 | no | no |  |  | no |  |  | 1384233.957 | 15299089.606 |  | -1
node_8100602_200832371 |  |  | PQ | ABCN | 2771.281 | 8100602 | no | no |  |  | no |  |  | 1384287.259 | 15299187.292 |  | -1
node_8100602_200832373 |  |  | PQ | ABCD | 2771.281 | 8100602 | no | no |  |  | no |  |  | 1384421.814 | 15299341.194 |  | -1
node_8100602_200832374 |  |  | PQ | ABCD | 2771.281 | 8100602 | no | no |  |  | no |  |  | 1384514.518 | 15299255.739 |  | -1
node_8100602_200832376 |  |  | PQ | ABCD | 2771.281 | 8100602 | no | no |  |  | no |  |  | 1384601.289 | 15299174.761 |  | -1
node_8100602_200832402 |  |  | PQ | ABCD | 2771.281 | 8100602 | no | no |  |  | no |  |  | 1385424.786 | 15300500.049 |  | -1
node_8100602_200832403 |  |  | PQ | AD | 2771.281 | 8100602 | no | no |  |  | no |  |  | 1384754.932 | 15300871.754 |  | -1
node_8100602_200832404 |  |  | PQ | AD | 2771.281 | 8100602 | no | no |  |  | no |  |  | 1384932.519 | 15300877.847 |  | -1
node_8100602_200832405 |  |  | PQ | AN | 2771.281 | 8100602 | no | no |  |  | no |  |  | 1385097.164 | 15300854.858 |  | -1
node_8100602_200832406 |  |  | PQ | AN | 2771.281 | 8100602 | no | no |  |  | no |  |  | 1385344.023 | 15300875.485 |  | -1
node_8100602_200832407 |  |  | PQ | AD | 2771.281 | 8100602 | no | no |  |  | no |  |  | 1385590.708 | 15300925.675 |  | -1
node_8100602_200832408 |  |  | PQ | AN | 2771.281 | 8100602 | no | no |  |  | no |  |  | 1385782.32 | 15300936.481 |  | -1
node_8100602_200832410 |  |  | PQ | ABCN | 2771.281 | 8100602 | no | no |  |  | no |  |  | 1385285.669 | 15300458.264 |  | -1
node_8100602_200832411 |  |  | PQ | ABCD | 2771.281 | 8100602 | no | no |  |  | no |  |  | 1385163.805 | 15300472.293 |  | -1
node_8100602_200832412 |  |  | PQ | AD | 2771.281 | 8100602 | no | no |  |  | no |  |  | 1385040.736 | 15300517.753 |  | -1
node_8100602_200832413 |  |  | PQ | AD | 2771.281 | 8100602 | no | no |  |  | no |  |  | 1384919.988 | 15300581.135 |  | -1
node_8100602_200832414 |  |  | PQ | AD | 2771.281 | 8100602 | no | no |  |  | no |  |  | 1384860.198 | 15300611.518 |  | -1
node_8100602_200832415 |  |  | PQ | AN | 2771.281 | 8100602 | no | no |  |  | no |  |  | 1384726.198 | 15300697.571 |  | -1
node_8100602_200832416 |  |  | PQ | AD | 2771.281 | 8100602 | no | no |  |  | no |  |  | 1384670.259 | 15300737.182 |  | -1
node_8100602_200832418 |  |  | PQ | AD | 2771.281 | 8100602 | no | no |  |  | no |  |  | 1384652.553 | 15300822.039 |  | -1
node_8100602_200917183 |  |  | PQ | ABCD | 2771.281 | 8100602 | no | no |  |  | no |  |  | 1384445.646 | 15296829.489 |  | -1
node_8100602_200917272 |  |  | PQ | ABCD | 2771.281 | 8100602 | no | no |  |  | no |  |  | 1384579.294 | 15297836.265 |  | -1
node_8100602_200917320 |  |  | PQ | AD | 2771.281 | 8100602 | no | no |  |  | no |  |  | 1387030.939 | 15297705.716 |  | -1
node_8100602_200950738 |  |  | PQ | ABCD | 2771.281 | 8100602 | no | no |  |  | no |  |  | 1385890.413 | 15297276.397 |  | -1
node_8100602_200951036 |  |  | PQ | AN | 2771.281 | 8100602 | no | no |  |  | no |  |  | 1385860.258 | 15299047.588 |  | -1
node_8100602_200951037 |  |  | PQ | AN | 2771.281 | 8100602 | no | no |  |  | no |  |  | 1385852.819 | 15299153.13 |  | -1
node_8100602_200956292 |  |  | PQ | ABCN | 2771.281 | 8100602 | no | no |  |  | no |  |  | 1385555.382 | 15297525.626 |  | -1
node_8100602_200956294 |  |  | PQ | ABCN | 2771.281 | 8100602 | no | no |  |  | no |  |  | 1385553.544 | 15297821.435 |  | -1
node_8100602_200965682 |  |  | PQ | ABCD | 2771.281 | 8100602 | no | no |  |  | no |  |  | 1385383.824 | 15298259.157 |  | -1
node_8100602_200979705 |  |  | PQ | ABCN | 2771.281 | 8100602 | no | no |  |  | no |  |  | 1384245.107 | 15298939.335 |  | -1
node_8100602_200993563 |  |  | PQ | AD | 2771.281 | 8100602 | no | no |  |  | no |  |  | 1388368.938 | 15297504.798 |  | -1
node_8100602_201011720 |  |  | PQ | ABCD | 2771.281 | 8100602 | no | no |  |  | no |  |  | 1384352.061 | 15299305.076 |  | -1
node_8100602_201014360 |  |  | PQ | AD | 2771.281 | 8100602 | no | no |  |  | no |  |  | 1387649.612 | 15297961.26 |  | -1
node_8100602_201062767 |  |  | PQ | AD | 2771.281 | 8100602 | no | no |  |  | no |  |  | 1385623.672 | 15298065.972 |  | -1
node_8100602_201062768 |  |  | PQ | AD | 2771.281 | 8100602 | no | no |  |  | no |  |  | 1385708.402 | 15298099.193 |  | -1
node_8100602_201068839 |  |  | PQ | ABCD | 2771.281 | 8100602 | no | no |  |  | no |  |  | 1385285.109 | 15298298.939 |  | -1
node_8100602_310018946 |  |  | PQ | ABCN | 2771.281 | 8100602 | no | no |  |  | no |  |  | 1384714.339 | 15296928.882 |  | -1
node_8100602_310053913 |  |  | PQ | ABCD | 2771.281 | 8100602 | no | no |  |  | no |  |  | 1384511.756 | 15298001.051 |  | -1
node_8100602_310053917 |  |  | PQ | ABCD | 2771.281 | 8100602 | no | no |  |  | no |  |  | 1384383.354 | 15298063.499 |  | -1
node_8100602_310053935 |  |  | PQ | ABCD | 2771.281 | 8100602 | no | no |  |  | no |  |  | 1384215.267 | 15298155.914 |  | -1
node_8100602_310053940 |  |  | PQ | ABCD | 2771.281 | 8100602 | no | no |  |  | no |  |  | 1384117.936 | 15298203.056 |  | -1
node_8100602_310053951 |  |  | PQ | ABCD | 2771.281 | 8100602 | no | no |  |  | no |  |  | 1384067.166 | 15298324.116 |  | -1
node_8100602_310053955 |  |  | PQ | ABCD | 2771.281 | 8100602 | no | no |  |  | no |  |  | 1384070.656 | 15298464.514 |  | -1
node_8100602_310053959 |  |  | PQ | ABCD | 2771.281 | 8100602 | no | no |  |  | no |  |  | 1384067.11 | 15298581.584 |  | -1
node_8100602_310053974 |  |  | PQ | ABCD | 2771.281 | 8100602 | no | no |  |  | no |  |  | 1384047.561 | 15298739.835 |  | -1
node_8100602_310053988 |  |  | PQ | ABCD | 2771.281 | 8100602 | no | no |  |  | no |  |  | 1384038.327 | 15298887.622 |  | -1
node_8100602_310053991 |  |  | PQ | ABCD | 2771.281 | 8100602 | no | no |  |  | no |  |  | 1384499.669 | 15296945.24 |  | -1
node_8100602_310053997 |  |  | PQ | ABCD | 2771.281 | 8100602 | no | no |  |  | no |  |  | 1384613.581 | 15297131.481 |  | -1
node_8100602_310054000 |  |  | PQ | ABCD | 2771.281 | 8100602 | no | no |  |  | no |  |  | 1384729.159 | 15297316.154 |  | -1
node_8100602_310054002 |  |  | PQ | ABCD | 2771.281 | 8100602 | no | no |  |  | no |  |  | 1384862.224 | 15297530.639 |  | -1
node_8100602_311902121 |  |  | PQ | ABCN | 2771.281 | 8100602 | no | no |  |  | no |  |  | 1384132.904 | 15300044.673 |  | -1
node_8100602_311933118 |  |  | PQ | ABCD | 2771.281 | 8100602 | no | no |  |  | no |  |  | 1385859.389 | 15297007.495 |  | -1
node_8100602_312049471 |  |  | PQ | ABCN | 2771.281 | 8100602 | no | no |  |  | no |  |  | 1384755.025 | 15297003.853 |  | -1
node_8100602_312104188 |  |  | PQ | ABCD | 2771.281 | 8100602 | no | no |  |  | no |  |  | 1384663.948 | 15297212.841 |  | -1
node_SOURCE_8100602 |  |  | SWING | ABCN | 2771.281 | 8100602 | no | no |  |  | no |  |  | 1384128.294 | 15299049.661 |  | -1
node_intto1_8100602_200812074 |  |  | PQ | ABCD | 2771.281 | 8100602 | no | no |  |  | no |  |  | 1385436.819 | 15297576.591 |  | -1
node_intto1_8100602_200812145 |  |  | PQ | ABCD | 2771.281 | 8100602 | no | no |  |  | no |  |  | 1385775.78 | 15297805.004 |  | -1
node_intto1_8100602_200812174 |  |  | PQ | ABCD | 2771.281 | 8100602 | no | no |  |  | no |  |  | 1386188.892 | 15297230.28 |  | -1
node_intto1_8100602_200812279 |  |  | PQ | ABCN | 2771.281 | 8100602 | no | no |  |  | no |  |  | 1386003.227 | 15298106.166 |  | -1
node_intto1_8100602_200812338 |  |  | PQ | ABCD | 2771.281 | 8100602 | no | no |  |  | no |  |  | 1387839.729 | 15297453.308 |  | -1
node_intto1_8100602_200812367 |  |  | PQ | AD | 2771.281 | 8100602 | no | no |  |  | no |  |  | 1387591.444 | 15297529.328 |  | -1
node_intto1_8100602_200832215 |  |  | PQ | ABCD | 2771.281 | 8100602 | no | no |  |  | no |  |  | 1385565.011 | 15300537.192 |  | -1
node_intto1_8100602_200832260 |  |  | PQ | AD | 2771.281 | 8100602 | no | no |  |  | no |  |  | 1384793.472 | 15299463.483 |  | -1
node_intto1_8100602_200832412 |  |  | PQ | AD | 2771.281 | 8100602 | no | no |  |  | no |  |  | 1385040.736 | 15300517.753 |  | -1
node_intto1_8100602_200917320 |  |  | PQ | AD | 2771.281 | 8100602 | no | no |  |  | no |  |  | 1387030.939 | 15297705.716 |  | -1
node_intto1_8100602_201062767 |  |  | PQ | AD | 2771.281 | 8100602 | no | no |  |  | no |  |  | 1385623.672 | 15298065.972 |  | -1
node_intto1_8100602_311902121 |  |  | PQ | ABCN | 2771.281 | 8100602 | no | no |  |  | no |  |  | 1384132.904 | 15300044.673 |  | -1
node_intto1_8100602_311933118 |  |  | PQ | ABCD | 2771.281 | 8100602 | no | no |  |  | no |  |  | 1385859.389 | 15297007.495 |  | -1
node_intto1_8100602_312049471 |  |  | PQ | ABCN | 2771.281 | 8100602 | no | no |  |  | no |  |  | 1384755.025 | 15297003.853 |  | -1

## overhead_line
data_type | static
owner_type | feeder
owner | 8100602
object | overhead_line
name | groupid | phases | fr | to | length | configuration | dcircuit | selected | monitored | monitored_fields | class_monitored_fields | played | played_fields | comments | R | X | B | lim_kw
oh_line_8100602_200812011 |  | ABCD | node_8100602_200965682 | node_8100602_200812011 | 61.243 | bal_3P_2/0CU | 8100602 | no | no |  |  | no |  |  | 0 | 0 | 0 | 0
oh_line_8100602_200812012 |  | ABCD | node_8100602_200812011 | node_8100602_200812012 | 129.216 | bal_3P_1/0AA | 8100602 | no | no |  |  | no |  |  | 0 | 0 | 0 | 0
oh_line_8100602_200812016 |  | AD | node_8100602_200812048 | node_8100602_200812016 | 73.402 | bal_1P_1/0AA | 8100602 | no | no |  |  | no |  |  | 0 | 0 | 0 | 0
oh_line_8100602_200812019 |  | AD | node_8100602_201062768 | node_8100602_200812019 | 91.089 | bal_1P_1/0AA | 8100602 | no | no |  |  | no |  |  | 0 | 0 | 0 | 0
oh_line_8100602_200812020 |  | AD | node_8100602_200812019 | node_8100602_200812020 | 27.677 | bal_1P_1/0AA | 8100602 | no | no |  |  | no |  |  | 0 | 0 | 0 | 0
oh_line_8100602_200812022 |  | AD | node_8100602_200812020 | node_8100602_200812022 | 92.33 | bal_1P_1/0AA | 8100602 | no | no |  |  | no |  |  | 0 | 0 | 0 | 0
oh_line_8100602_200812023 |  | AD | node_8100602_200812022 | node_8100602_200812023 | 89.73 | bal_1P_1/0AA | 8100602 | no | no |  |  | no |  |  | 0 | 0 | 0 | 0
oh_line_8100602_200812024 |  | AD | node_8100602_200812023 | node_8100602_200812024 | 82.925 | bal_1P_1/0AA | 8100602 | no | no |  |  | no |  |  | 0 | 0 | 0 | 0
oh_line_8100602_200812025 |  | AD | node_8100602_200812024 | node_8100602_200812025 | 100.929 | bal_1P_1/0AA | 8100602 | no | no |  |  | no |  |  | 0 | 0 | 0 | 0
oh_line_8100602_200812029 |  | ABCD | node_8100602_200812030 | node_8100602_200812029 | 182.076 | bal_3P_1/0AA | 8100602 | no | no |  |  | no |  |  | 0 | 0 | 0 | 0
oh_line_8100602_200812030 |  | ABCD | node_8100602_200812031 | node_8100602_200812030 | 173.598 | bal_3P_1/0AA | 8100602 | no | no |  |  | no |  |  | 0 | 0 | 0 | 0
oh_line_8100602_200812031 |  | ABCD | node_8100602_200812033 | node_8100602_200812031 | 52.03 | bal_3P_2/0CU | 8100602 | no | no |  |  | no |  |  | 0 | 0 | 0 | 0
oh_line_8100602_200812033 |  | ABCD | node_8100602_200812035 | node_8100602_200812033 | 150.947 | bal_3P_2/0CU | 8100602 | no | no |  |  | no |  |  | 0 | 0 | 0 | 0
oh_line_8100602_200812035 |  | ABCD | node_8100602_200812036 | node_8100602_200812035 | 71.743 | bal_3P_2/0CU | 8100602 | no | no |  |  | no |  |  | 0 | 0 | 0 | 0
oh_line_8100602_200812036 |  | ABCD | node_8100602_200812038 | node_8100602_200812036 | 70.557 | bal_3P_2/0CU | 8100602 | no | no |  |  | no |  |  | 0 | 0 | 0 | 0
oh_line_8100602_200812038 |  | ABCD | node_8100602_200812039 | node_8100602_200812038 | 114.633 | bal_3P_2/0CU | 8100602 | no | no |  |  | no |  |  | 0 | 0 | 0 | 0
oh_line_8100602_200812039 |  | ABCD | node_8100602_200812042 | node_8100602_200812039 | 83.245 | bal_3P_2/0CU | 8100602 | no | no |  |  | no |  |  | 0 | 0 | 0 | 0
oh_line_8100602_200812042 |  | ABCD | node_8100602_200812043 | node_8100602_200812042 | 47.862 | bal_3P_2/0CU | 8100602 | no | no |  |  | no |  |  | 0 | 0 | 0 | 0
oh_line_8100602_200812043 |  | ABCD | node_8100602_200812044 | node_8100602_200812043 | 46.902 | bal_3P_2/0CU | 8100602 | no | no |  |  | no |  |  | 0 | 0 | 0 | 0
oh_line_8100602_200812044 |  | ABCD | node_8100602_200812045 | node_8100602_200812044 | 98.541 | bal_3P_2/0CU | 8100602 | no | no |  |  | no |  |  | 0 | 0 | 0 | 0
oh_line_8100602_200812045 |  | ABCD | node_8100602_200956294 | node_8100602_200812045 | 140.406 | bal_3P_2/0CU | 8100602 | no | no |  |  | no |  |  | 0 | 0 | 0 | 0
oh_line_8100602_200812047 |  | ABCD | node_8100602_200812048 | node_8100602_200812047 | 101.315 | bal_3P_2/0CU | 8100602 | no | no |  |  | no |  |  | 0 | 0 | 0 | 0
oh_line_8100602_200812048 |  | ABCD | node_8100602_200812049 | node_8100602_200812048 | 102.503 | bal_3P_2/0CU | 8100602 | no | no |  |  | no |  |  | 0 | 0 | 0 | 0
oh_line_8100602_200812049 |  | ABCD | node_8100602_200812050 | node_8100602_200812049 | 85.101 | bal_3P_2/0CU | 8100602 | no | no |  |  | no |  |  | 0 | 0 | 0 | 0
oh_line_8100602_200812050 |  | ABCD | node_8100602_200965682 | node_8100602_200812050 | 102.367 | bal_3P_2/0CU | 8100602 | no | no |  |  | no |  |  | 0 | 0 | 0 | 0
oh_line_8100602_200812057 |  | ABCD | node_8100602_200812228 | node_8100602_200812057 | 24.534 | bal_3P_477AL | 8100602 | no | no |  |  | no |  |  | 0 | 0 | 0 | 0
oh_line_8100602_200812066 |  | ABCD | node_8100602_200917272 | node_8100602_200812066 | 136.16 | bal_3P_1/0AC | 8100602 | no | no |  |  | no |  |  | 0 | 0 | 0 | 0
oh_line_8100602_200812067 |  | ABCD | node_8100602_310053913 | node_8100602_200812067 | 133.768 | bal_3P_2/0CU | 8100602 | no | no |  |  | no |  |  | 0 | 0 | 0 | 0
oh_line_8100602_200812068 |  | ABCD | node_8100602_200812067 | node_8100602_200812068 | 134.09 | bal_3P_2/0CU | 8100602 | no | no |  |  | no |  |  | 0 | 0 | 0 | 0
oh_line_8100602_200812069 |  | ABCD | node_8100602_200812068 | node_8100602_200812069 | 139.078 | bal_3P_2/0CU | 8100602 | no | no |  |  | no |  |  | 0 | 0 | 0 | 0
oh_line_8100602_200812070 |  | ABCD | node_8100602_200812069 | node_8100602_200812070 | 122.053 | bal_3P_2/0CU | 8100602 | no | no |  |  | no |  |  | 0 | 0 | 0 | 0
oh_line_8100602_200812071 |  | ABCD | node_8100602_200812070 | node_8100602_200812071 | 120.336 | bal_3P_2/0CU | 8100602 | no | no |  |  | no |  |  | 0 | 0 | 0 | 0
oh_line_8100602_200812072 |  | ABCD | node_8100602_200812071 | node_8100602_200812072 | 93.916 | bal_3P_2/0CU | 8100602 | no | no |  |  | no |  |  | 0 | 0 | 0 | 0
oh_line_8100602_200812073 |  | ABCD | node_8100602_200812072 | node_8100602_200812073 | 136.921 | bal_3P_2/0CU | 8100602 | no | no |  |  | no |  |  | 0 | 0 | 0 | 0
oh_line_8100602_200812074 |  | ABCD | node_8100602_200812073 | node_intto1_8100602_200812074 | 140.741 | bal_3P_2/0CU | 8100602 | no | no |  |  | no |  |  | 0 | 0 | 0 | 0
oh_line_8100602_200812076 |  | ABCD | node_8100602_200956292 | node_8100602_200812076 | 83.51 | bal_3P_2/0CU | 8100602 | no | no |  |  | no |  |  | 0 | 0 | 0 | 0
oh_line_8100602_200812098 |  | AD | node_8100602_200812067 | node_8100602_200812098 | 24.842 | bal_1P_1/0AC | 8100602 | no | no |  |  | no |  |  | 0 | 0 | 0 | 0
oh_line_8100602_200812099 |  | AD | node_8100602_200812098 | node_8100602_200812099 | 65.546 | bal_1P_1/0AC | 8100602 | no | no |  |  | no |  |  | 0 | 0 | 0 | 0
oh_line_8100602_200812100 |  | AD | node_8100602_200812099 | node_8100602_200812100 | 117.084 | bal_1P_1/0AC | 8100602 | no | no |  |  | no |  |  | 0 | 0 | 0 | 0
oh_line_8100602_200812101 |  | AD | node_8100602_200812100 | node_8100602_200812101 | 131.732 | bal_1P_1/0AC | 8100602 | no | no |  |  | no |  |  | 0 | 0 | 0 | 0
oh_line_8100602_200812104 |  | ABCD | node_8100602_200812114 | node_8100602_200812104 | 130.035 | bal_3P_1/0AC | 8100602 | no | no |  |  | no |  |  | 0 | 0 | 0 | 0
oh_line_8100602_200812105 |  | ABCD | node_8100602_200812104 | node_8100602_200812105 | 88.413 | bal_3P_1/0AC | 8100602 | no | no |  |  | no |  |  | 0 | 0 | 0 | 0
oh_line_8100602_200812106 |  | ABCD | node_8100602_201068839 | node_8100602_200812106 | 88.672 | bal_3P_336AL | 8100602 | no | no |  |  | no |  |  | 0 | 0 | 0 | 0
oh_line_8100602_200812107 |  | ABCD | node_8100602_200812108 | node_8100602_200812107 | 127.691 | bal_3P_336AL | 8100602 | no | no |  |  | no |  |  | 0 | 0 | 0 | 0
oh_line_8100602_200812108 |  | ABCD | node_8100602_200812109 | node_8100602_200812108 | 104.479 | bal_3P_336AL | 8100602 | no | no |  |  | no |  |  | 0 | 0 | 0 | 0
oh_line_8100602_200812109 |  | ABCD | node_8100602_200832361 | node_8100602_200812109 | 103.632 | bal_3P_336AL | 8100602 | no | no |  |  | no |  |  | 0 | 0 | 0 | 0
oh_line_8100602_200812111 |  | ABCD | node_8100602_200812112 | node_8100602_200812111 | 117.043 | bal_3P_336AL | 8100602 | no | no |  |  | no |  |  | 0 | 0 | 0 | 0
oh_line_8100602_200812112 |  | ABCD | node_8100602_200812113 | node_8100602_200812112 | 86.371 | bal_3P_336AL | 8100602 | no | no |  |  | no |  |  | 0 | 0 | 0 | 0
oh_line_8100602_200812113 |  | ABCD | node_8100602_200812114 | node_8100602_200812113 | 70.107 | bal_3P_336AL | 8100602 | no | no |  |  | no |  |  | 0 | 0 | 0 | 0
oh_line_8100602_200812114 |  | ABCD | node_8100602_200812115 | node_8100602_200812114 | 82.105 | bal_3P_336AL | 8100602 | no | no |  |  | no |  |  | 0 | 0 | 0 | 0
oh_line_8100602_200812115 |  | ABCD | node_8100602_200812116 | node_8100602_200812115 | 96.539 | bal_3P_336AL | 8100602 | no | no |  |  | no |  |  | 0 | 0 | 0 | 0
oh_line_8100602_200812116 |  | ABCD | node_8100602_200812117 | node_8100602_200812116 | 98.061 | bal_3P_336AL | 8100602 | no | no |  |  | no |  |  | 0 | 0 | 0 | 0
oh_line_8100602_200812117 |  | ABCD | node_8100602_200812107 | node_8100602_200812117 | 108.164 | bal_3P_336AL | 8100602 | no | no |  |  | no |  |  | 0 | 0 | 0 | 0
oh_line_8100602_200812127 |  | ABCD | node_8100602_200812038 | node_8100602_200812127 | 31.066 | bal_3P_1/0AC | 8100602 | no | no |  |  | no |  |  | 0 | 0 | 0 | 0
oh_line_8100602_200812128 |  | ABCD | node_8100602_200812127 | node_8100602_200812128 | 90.495 | bal_3P_1/0AC | 8100602 | no | no |  |  | no |  |  | 0 | 0 | 0 | 0
oh_line_8100602_200812129 |  | ABCD | node_8100602_200812128 | node_8100602_200812129 | 105.826 | bal_3P_1/0AC | 8100602 | no | no |  |  | no |  |  | 0 | 0 | 0 | 0
oh_line_8100602_200812130 |  | ABCD | node_8100602_200812129 | node_8100602_200812130 | 119.177 | bal_3P_1/0AC | 8100602 | no | no |  |  | no |  |  | 0 | 0 | 0 | 0
oh_line_8100602_200812139 |  | ABCD | node_8100602_200956294 | node_8100602_200812139 | 95.278 | bal_3P_2/0CU | 8100602 | no | no |  |  | no |  |  | 0 | 0 | 0 | 0
oh_line_8100602_200812140 |  | ABCD | node_8100602_200812152 | node_8100602_200812140 | 66.738 | bal_3P_2CU | 8100602 | no | no |  |  | no |  |  | 0 | 0 | 0 | 0
oh_line_8100602_200812141 |  | ABCD | node_8100602_200812140 | node_8100602_200812141 | 151.803 | bal_3P_2CU | 8100602 | no | no |  |  | no |  |  | 0 | 0 | 0 | 0
oh_line_8100602_200812142 |  | ABCD | node_8100602_200812141 | node_8100602_200812142 | 119.402 | bal_3P_2CU | 8100602 | no | no |  |  | no |  |  | 0 | 0 | 0 | 0
oh_line_8100602_200812143 |  | ABCD | node_8100602_200812142 | node_8100602_200812143 | 125.42 | bal_3P_2CU | 8100602 | no | no |  |  | no |  |  | 0 | 0 | 0 | 0
oh_line_8100602_200812144 |  | ABCD | node_8100602_200812143 | node_8100602_200812144 | 99.725 | bal_3P_2CU | 8100602 | no | no |  |  | no |  |  | 0 | 0 | 0 | 0
oh_line_8100602_200812145 |  | ABCD | node_8100602_200812139 | node_intto1_8100602_200812145 | 127.678 | bal_3P_1/0AC | 8100602 | no | no |  |  | no |  |  | 0 | 0 | 0 | 0
oh_line_8100602_200812146 |  | ABCD | node_8100602_200812145 | node_8100602_200812146 | 117.917 | bal_3P_1/0AC | 8100602 | no | no |  |  | no |  |  | 0 | 0 | 0 | 0
oh_line_8100602_200812147 |  | ABCD | node_8100602_200812146 | node_8100602_200812147 | 124.423 | bal_3P_1/0AC | 8100602 | no | no |  |  | no |  |  | 0 | 0 | 0 | 0
oh_line_8100602_200812148 |  | ABCD | node_8100602_200812147 | node_8100602_200812148 | 115.392 | bal_3P_2CU | 8100602 | no | no |  |  | no |  |  | 0 | 0 | 0 | 0
oh_line_8100602_200812149 |  | ABCD | node_8100602_200812148 | node_8100602_200812149 | 84.855 | bal_3P_2CU | 8100602 | no | no |  |  | no |  |  | 0 | 0 | 0 | 0
oh_line_8100602_200812150 |  | ABCD | node_8100602_200812149 | node_8100602_200812150 | 113.87 | bal_3P_2CU | 8100602 | no | no |  |  | no |  |  | 0 | 0 | 0 | 0
oh_line_8100602_200812151 |  | ABCD | node_8100602_200812150 | node_8100602_200812151 | 80.9 | bal_3P_2CU | 8100602 | no | no |  |  | no |  |  | 0 | 0 | 0 | 0
oh_line_8100602_200812152 |  | ABCD | node_8100602_200812151 | node_8100602_200812152 | 117.773 | bal_3P_2CU | 8100602 | no | no |  |  | no |  |  | 0 | 0 | 0 | 0
oh_line_8100602_200812158 |  | AD | node_8100602_200812159 | node_8100602_200812158 | 122.097 | bal_1P_1/0AC | 8100602 | no | no |  |  | no |  |  | 0 | 0 | 0 | 0
oh_line_8100602_200812159 |  | AD | node_8100602_200812160 | node_8100602_200812159 | 119.594 | bal_1P_1/0AC | 8100602 | no | no |  |  | no |  |  | 0 | 0 | 0 | 0
oh_line_8100602_200812160 |  | AD | node_8100602_200812161 | node_8100602_200812160 | 112.555 | bal_1P_1/0AC | 8100602 | no | no |  |  | no |  |  | 0 | 0 | 0 | 0
oh_line_8100602_200812161 |  | AD | node_8100602_200812265 | node_8100602_200812161 | 89.832 | bal_1P_1/0AA | 8100602 | no | no |  |  | no |  |  | 0 | 0 | 0 | 0
oh_line_8100602_200812165 |  | ABCD | node_8100602_200812038 | node_8100602_200812165 | 97.081 | bal_3P_1/0AC | 8100602 | no | no |  |  | no |  |  | 0 | 0 | 0 | 0
oh_line_8100602_200812171 |  | ABCD | node_8100602_200950738 | node_8100602_200812171 | 80.131 | bal_3P_1/0AC | 8100602 | no | no |  |  | no |  |  | 0 | 0 | 0 | 0
oh_line_8100602_200812172 |  | ABCD | node_8100602_200812171 | node_8100602_200812172 | 78.846 | bal_3P_1/0AC | 8100602 | no | no |  |  | no |  |  | 0 | 0 | 0 | 0
oh_line_8100602_200812173 |  | ABCD | node_8100602_200812172 | node_8100602_200812173 | 120.739 | bal_3P_1/0AC | 8100602 | no | no |  |  | no |  |  | 0 | 0 | 0 | 0
oh_line_8100602_200812174 |  | ABCD | node_8100602_200812173 | node_intto1_8100602_200812174 | 61.686 | bal_3P_1/0AC | 8100602 | no | no |  |  | no |  |  | 0 | 0 | 0 | 0
oh_line_8100602_200812175 |  | ABCD | node_8100602_200812174 | node_8100602_200812175 | 88.288 | bal_3P_1/0AC | 8100602 | no | no |  |  | no |  |  | 0 | 0 | 0 | 0
oh_line_8100602_200812176 |  | AD | node_8100602_200812173 | node_8100602_200812176 | 125.487 | bal_1P_1/0AA | 8100602 | no | no |  |  | no |  |  | 0 | 0 | 0 | 0
oh_line_8100602_200812177 |  | AD | node_8100602_200812176 | node_8100602_200812177 | 114.112 | bal_1P_1/0AA | 8100602 | no | no |  |  | no |  |  | 0 | 0 | 0 | 0
oh_line_8100602_200812178 |  | AD | node_8100602_200812177 | node_8100602_200812178 | 146.958 | bal_1P_1/0AA | 8100602 | no | no |  |  | no |  |  | 0 | 0 | 0 | 0
oh_line_8100602_200812183 |  | ABCD | node_8100602_310053997 | node_8100602_200812183 | 127.776 | bal_3P_2/0CU | 8100602 | no | no |  |  | no |  |  | 0 | 0 | 0 | 0
oh_line_8100602_200812185 |  | ABCD | node_8100602_310054000 | node_8100602_200812185 | 112.821 | bal_3P_2/0CU | 8100602 | no | no |  |  | no |  |  | 0 | 0 | 0 | 0
oh_line_8100602_200812191 |  | ABCD | node_8100602_310054002 | node_8100602_200812191 | 126.745 | bal_3P_2/0CU | 8100602 | no | no |  |  | no |  |  | 0 | 0 | 0 | 0
oh_line_8100602_200812194 |  | ABCD | node_8100602_200812070 | node_8100602_200812194 | 144.192 | bal_3P_2/0CU | 8100602 | no | no |  |  | no |  |  | 0 | 0 | 0 | 0
oh_line_8100602_200812214 |  | AD | node_8100602_200812395 | node_8100602_200812214 | 14.409 | bal_1P_1/0AC | 8100602 | no | no |  |  | no |  |  | 0 | 0 | 0 | 0
oh_line_8100602_200812215 |  | AD | node_8100602_200812214 | node_8100602_200812215 | 26.391 | bal_1P_1/0AA | 8100602 | no | no |  |  | no |  |  | 0 | 0 | 0 | 0
oh_line_8100602_200812216 |  | AD | node_8100602_200812239 | node_8100602_200812216 | 82.529 | bal_1P_1/0AA | 8100602 | no | no |  |  | no |  |  | 0 | 0 | 0 | 0
oh_line_8100602_200812217 |  | AD | node_8100602_200812216 | node_8100602_200812217 | 148.189 | bal_1P_1/0AA | 8100602 | no | no |  |  | no |  |  | 0 | 0 | 0 | 0
oh_line_8100602_200812219 |  | AD | node_8100602_201014360 | node_8100602_200812219 | 193.738 | bal_1P_1/0AA | 8100602 | no | no |  |  | no |  |  | 0 | 0 | 0 | 0
oh_line_8100602_200812220 |  | AD | node_8100602_200812219 | node_8100602_200812220 | 204.489 | bal_1P_1/0AA | 8100602 | no | no |  |  | no |  |  | 0 | 0 | 0 | 0
oh_line_8100602_200812221 |  | AD | node_8100602_200812220 | node_8100602_200812221 | 242.678 | bal_1P_1/0AA | 8100602 | no | no |  |  | no |  |  | 0 | 0 | 0 | 0
oh_line_8100602_200812222 |  | AD | node_8100602_200812221 | node_8100602_200812222 | 212.773 | bal_1P_1/0AA | 8100602 | no | no |  |  | no |  |  | 0 | 0 | 0 | 0
oh_line_8100602_200812223 |  | AD | node_8100602_200812222 | node_8100602_200812223 | 191.56 | bal_1P_1/0AA | 8100602 | no | no |  |  | no |  |  | 0 | 0 | 0 | 0
oh_line_8100602_200812228 |  | ABCD | node_8100602_200812241 | node_8100602_200812228 | 127.602 | bal_3P_477AL | 8100602 | no | no |  |  | no |  |  | 0 | 0 | 0 | 0
oh_line_8100602_200812239 |  | AD | node_8100602_200812214 | node_8100602_200812239 | 111.635 | bal_1P_1/0AA | 8100602 | no | no |  |  | no |  |  | 0 | 0 | 0 | 0
oh_line_8100602_200812241 |  | ABCD | node_8100602_200812105 | node_8100602_200812241 | 137.935 | bal_3P_1/0AC | 8100602 | no | no |  |  | no |  |  | 0 | 0 | 0 | 0
oh_line_8100602_200812263 |  | AD | node_8100602_200812151 | node_8100602_200812263 | 49.788 | bal_1P_1/0AA | 8100602 | no | no |  |  | no |  |  | 0 | 0 | 0 | 0
oh_line_8100602_200812264 |  | AD | node_8100602_200812263 | node_8100602_200812264 | 67.085 | bal_1P_1/0AA | 8100602 | no | no |  |  | no |  |  | 0 | 0 | 0 | 0
oh_line_8100602_200812265 |  | AD | node_8100602_200812264 | node_8100602_200812265 | 124.661 | bal_1P_1/0AA | 8100602 | no | no |  |  | no |  |  | 0 | 0 | 0 | 0
oh_line_8100602_200812266 |  | AD | node_8100602_200812161 | node_8100602_200812266 | 93.152 | bal_1P_1/0AA | 8100602 | no | no |  |  | no |  |  | 0 | 0 | 0 | 0
oh_line_8100602_200812280 |  | ABCD | node_8100602_200812147 | node_8100602_200812280 | 71.93 | bal_3P_1/0AA | 8100602 | no | no |  |  | no |  |  | 0 | 0 | 0 | 0
oh_line_8100602_200812281 |  | ABCD | node_8100602_200812280 | node_8100602_200812281 | 100.083 | bal_3P_1/0AA | 8100602 | no | no |  |  | no |  |  | 0 | 0 | 0 | 0
oh_line_8100602_200812282 |  | ABCD | node_8100602_200812281 | node_8100602_200812282 | 143.572 | bal_3P_1/0AA | 8100602 | no | no |  |  | no |  |  | 0 | 0 | 0 | 0
oh_line_8100602_200812335 |  | ABCD | node_8100602_200812356 | node_8100602_200812335 | 136.624 | bal_3P_1/0AA | 8100602 | no | no |  |  | no |  |  | 0 | 0 | 0 | 0
oh_line_8100602_200812336 |  | AD | node_8100602_200812349 | node_8100602_200812336 | 149.322 | bal_1P_1/0AC | 8100602 | no | no |  |  | no |  |  | 0 | 0 | 0 | 0
oh_line_8100602_200812337 |  | ABCD | node_8100602_200812343 | node_8100602_200812337 | 53.706 | bal_3P_1/0AA | 8100602 | no | no |  |  | no |  |  | 0 | 0 | 0 | 0
oh_line_8100602_200812338 |  | ABCD | node_8100602_200812337 | node_intto1_8100602_200812338 | 160.42 | bal_3P_1/0AA | 8100602 | no | no |  |  | no |  |  | 0 | 0 | 0 | 0
oh_line_8100602_200812339 |  | ABCD | node_8100602_200812338 | node_8100602_200812339 | 95.352 | bal_3P_1/0AA | 8100602 | no | no |  |  | no |  |  | 0 | 0 | 0 | 0
oh_line_8100602_200812341 |  | ABCD | node_8100602_200812335 | node_8100602_200812341 | 139.348 | bal_3P_1/0AA | 8100602 | no | no |  |  | no |  |  | 0 | 0 | 0 | 0
oh_line_8100602_200812342 |  | ABCD | node_8100602_200812341 | node_8100602_200812342 | 119.536 | bal_3P_1/0AA | 8100602 | no | no |  |  | no |  |  | 0 | 0 | 0 | 0
oh_line_8100602_200812343 |  | ABCD | node_8100602_200812342 | node_8100602_200812343 | 125.891 | bal_3P_1/0AA | 8100602 | no | no |  |  | no |  |  | 0 | 0 | 0 | 0
oh_line_8100602_200812344 |  | AD | node_8100602_200812343 | node_8100602_200812344 | 127.472 | bal_1P_1/0AC | 8100602 | no | no |  |  | no |  |  | 0 | 0 | 0 | 0
oh_line_8100602_200812345 |  | AD | node_8100602_200812344 | node_8100602_200812345 | 106.578 | bal_1P_1/0AC | 8100602 | no | no |  |  | no |  |  | 0 | 0 | 0 | 0
oh_line_8100602_200812346 |  | AD | node_8100602_200812345 | node_8100602_200812346 | 205.691 | bal_1P_1/0AC | 8100602 | no | no |  |  | no |  |  | 0 | 0 | 0 | 0
oh_line_8100602_200812347 |  | AD | node_8100602_200812346 | node_8100602_200812347 | 96.196 | bal_1P_1/0AC | 8100602 | no | no |  |  | no |  |  | 0 | 0 | 0 | 0
oh_line_8100602_200812349 |  | AD | node_8100602_200812347 | node_8100602_200812349 | 159.527 | bal_1P_1/0AC | 8100602 | no | no |  |  | no |  |  | 0 | 0 | 0 | 0
oh_line_8100602_200812350 |  | ABCD | node_8100602_200812392 | node_8100602_200812350 | 68.785 | bal_3P_1/0AC | 8100602 | no | no |  |  | no |  |  | 0 | 0 | 0 | 0
oh_line_8100602_200812351 |  | ABCD | node_8100602_200812350 | node_8100602_200812351 | 89.923 | bal_3P_1/0AC | 8100602 | no | no |  |  | no |  |  | 0 | 0 | 0 | 0
oh_line_8100602_200812353 |  | ABCD | node_8100602_200812351 | node_8100602_200812353 | 141.732 | bal_3P_1/0AC | 8100602 | no | no |  |  | no |  |  | 0 | 0 | 0 | 0
oh_line_8100602_200812356 |  | ABCD | node_8100602_200812353 | node_8100602_200812356 | 121.595 | bal_3P_1/0AC | 8100602 | no | no |  |  | no |  |  | 0 | 0 | 0 | 0
oh_line_8100602_200812363 |  | AD | node_8100602_200812364 | node_8100602_200812363 | 123.303 | bal_1P_4CU | 8100602 | no | no |  |  | no |  |  | 0 | 0 | 0 | 0
oh_line_8100602_200812364 |  | AD | node_8100602_200812365 | node_8100602_200812364 | 69.449 | bal_1P_4CU | 8100602 | no | no |  |  | no |  |  | 0 | 0 | 0 | 0
oh_line_8100602_200812365 |  | AD | node_8100602_200812366 | node_8100602_200812365 | 121.649 | bal_1P_4CU | 8100602 | no | no |  |  | no |  |  | 0 | 0 | 0 | 0
oh_line_8100602_200812366 |  | AD | node_8100602_200812367 | node_8100602_200812366 | 88.05 | bal_1P_4CU | 8100602 | no | no |  |  | no |  |  | 0 | 0 | 0 | 0
oh_line_8100602_200812367 |  | AD | node_8100602_200812369 | node_intto1_8100602_200812367 | 110.802 | bal_1P_4CU | 8100602 | no | no |  |  | no |  |  | 0 | 0 | 0 | 0
oh_line_8100602_200812369 |  | AD | node_8100602_200812341 | node_8100602_200812369 | 55.001 | bal_1P_1/0AA | 8100602 | no | no |  |  | no |  |  | 0 | 0 | 0 | 0
oh_line_8100602_200812380 |  | AD | node_8100602_200812382 | node_8100602_200812380 | 83.9 | bal_1P_1/0AC | 8100602 | no | no |  |  | no |  |  | 0 | 0 | 0 | 0
oh_line_8100602_200812382 |  | AD | node_8100602_200812384 | node_8100602_200812382 | 89.261 | bal_1P_1/0AC | 8100602 | no | no |  |  | no |  |  | 0 | 0 | 0 | 0
oh_line_8100602_200812384 |  | AD | node_8100602_200812385 | node_8100602_200812384 | 150.398 | bal_1P_1/0AC | 8100602 | no | no |  |  | no |  |  | 0 | 0 | 0 | 0
oh_line_8100602_200812385 |  | AD | node_8100602_200812386 | node_8100602_200812385 | 88.17 | bal_1P_1/0AC | 8100602 | no | no |  |  | no |  |  | 0 | 0 | 0 | 0
oh_line_8100602_200812386 |  | AD | node_8100602_200812388 | node_8100602_200812386 | 67.897 | bal_1P_1/0AC | 8100602 | no | no |  |  | no |  |  | 0 | 0 | 0 | 0
oh_line_8100602_200812388 |  | AD | node_8100602_200812389 | node_8100602_200812388 | 98.973 | bal_1P_1/0AC | 8100602 | no | no |  |  | no |  |  | 0 | 0 | 0 | 0
oh_line_8100602_200812389 |  | AD | node_8100602_200812390 | node_8100602_200812389 | 98.669 | bal_1P_1/0AC | 8100602 | no | no |  |  | no |  |  | 0 | 0 | 0 | 0
oh_line_8100602_200812390 |  | AD | node_8100602_200917320 | node_8100602_200812390 | 57.248 | bal_1P_1/0AC | 8100602 | no | no |  |  | no |  |  | 0 | 0 | 0 | 0
oh_line_8100602_200812391-1 |  | ABCD | node_8100602_200812392 | node_1387061_647_15297718_972 | 35.062 | bal_3P_1/0AC | 8100602 | no | no |  |  | no |  |  | 0 | 0 | 0 | 0
oh_line_8100602_200812391-2 |  | ABCD | node_1387061_647_15297718_972 | node_8100602_200812391 | 4.146 | bal_3P_1/0AC | 8100602 | no | no |  |  | no |  |  | 0 | 0 | 0 | 0
oh_line_8100602_200812392 |  | ABCD | node_8100602_200812144 | node_8100602_200812392 | 32.586 | bal_3P_1/0AC | 8100602 | no | no |  |  | no |  |  | 0 | 0 | 0 | 0
oh_line_8100602_200812393 |  | AD | node_8100602_200917320 | node_8100602_200812393 | 175.791 | bal_1P_1/0AC | 8100602 | no | no |  |  | no |  |  | 0 | 0 | 0 | 0
oh_line_8100602_200812394 |  | AD | node_8100602_200812393 | node_8100602_200812394 | 134.191 | bal_1P_1/0AC | 8100602 | no | no |  |  | no |  |  | 0 | 0 | 0 | 0
oh_line_8100602_200812395 |  | AD | node_8100602_200812394 | node_8100602_200812395 | 44.813 | bal_1P_1/0AC | 8100602 | no | no |  |  | no |  |  | 0 | 0 | 0 | 0
oh_line_8100602_200812401 |  | AD | node_8100602_200812402 | node_8100602_200812401 | 103.349 | bal_1P_1/0AC | 8100602 | no | no |  |  | no |  |  | 0 | 0 | 0 | 0
oh_line_8100602_200812402 |  | AD | node_8100602_200812403 | node_8100602_200812402 | 124.402 | bal_1P_1/0AC | 8100602 | no | no |  |  | no |  |  | 0 | 0 | 0 | 0
oh_line_8100602_200812403 |  | AD | node_8100602_200812404 | node_8100602_200812403 | 126.616 | bal_1P_1/0AC | 8100602 | no | no |  |  | no |  |  | 0 | 0 | 0 | 0
oh_line_8100602_200812404 |  | AD | node_8100602_200812380 | node_8100602_200812404 | 98.964 | bal_1P_1/0AC | 8100602 | no | no |  |  | no |  |  | 0 | 0 | 0 | 0
oh_line_8100602_200814856 |  | AD | node_8100602_200812363 | node_8100602_200814856 | 59.661 | bal_1P_2AC | 8100602 | no | no |  |  | no |  |  | 0 | 0 | 0 | 0
oh_line_8100602_200814857 |  | AD | node_8100602_200814856 | node_8100602_200814857 | 63.075 | bal_1P_2AC | 8100602 | no | no |  |  | no |  |  | 0 | 0 | 0 | 0
oh_line_8100602_200814858 |  | AD | node_8100602_200814857 | node_8100602_200814858 | 112.428 | bal_1P_2AC | 8100602 | no | no |  |  | no |  |  | 0 | 0 | 0 | 0
oh_line_8100602_200814859 |  | AD | node_8100602_200814858 | node_8100602_200814859 | 132.566 | bal_1P_2AC | 8100602 | no | no |  |  | no |  |  | 0 | 0 | 0 | 0
oh_line_8100602_200832168 |  | ABCD | node_8100602_201011720 | node_8100602_200832168 | 107.127 | bal_3P_477AL | 8100602 | no | no |  |  | no |  |  | 0 | 0 | 0 | 0
oh_line_8100602_200832170 |  | ABCD | node_8100602_200832168 | node_8100602_200832170 | 91.633 | bal_3P_477AL | 8100602 | no | no |  |  | no |  |  | 0 | 0 | 0 | 0
oh_line_8100602_200832172 |  | ABCD | node_8100602_200832170 | node_8100602_200832172 | 84.184 | bal_3P_477AL | 8100602 | no | no |  |  | no |  |  | 0 | 0 | 0 | 0
oh_line_8100602_200832173 |  | ABCD | node_8100602_200832172 | node_8100602_200832173 | 98.375 | bal_3P_477AL | 8100602 | no | no |  |  | no |  |  | 0 | 0 | 0 | 0
oh_line_8100602_200832175 |  | ABCD | node_8100602_200832173 | node_8100602_200832175 | 61.029 | bal_3P_477AL | 8100602 | no | no |  |  | no |  |  | 0 | 0 | 0 | 0
oh_line_8100602_200832176 |  | ABCD | node_8100602_200832175 | node_8100602_200832176 | 99.192 | bal_3P_477AL | 8100602 | no | no |  |  | no |  |  | 0 | 0 | 0 | 0
oh_line_8100602_200832177 |  | ABCD | node_8100602_200832176 | node_8100602_200832177 | 102.022 | bal_3P_477AL | 8100602 | no | no |  |  | no |  |  | 0 | 0 | 0 | 0
oh_line_8100602_200832179 |  | ABCD | node_8100602_200832177 | node_8100602_200832179 | 59.109 | bal_3P_477AL | 8100602 | no | no |  |  | no |  |  | 0 | 0 | 0 | 0
oh_line_8100602_200832180 |  | ABCD | node_8100602_200832179 | node_8100602_200832180 | 45.821 | bal_3P_477AL | 8100602 | no | no |  |  | no |  |  | 0 | 0 | 0 | 0
oh_line_8100602_200832195 |  | ABCD | node_8100602_200832232 | node_8100602_200832195 | 103.421 | bal_3P_2/0CU | 8100602 | no | no |  |  | no |  |  | 0 | 0 | 0 | 0
oh_line_8100602_200832198 |  | ABCD | node_8100602_200832195 | node_8100602_200832198 | 125.62 | bal_3P_2/0CU | 8100602 | no | no |  |  | no |  |  | 0 | 0 | 0 | 0
oh_line_8100602_200832201 |  | ABCD | node_8100602_200832203 | node_8100602_200832201 | 84.318 | bal_3P_2/0CU | 8100602 | no | no |  |  | no |  |  | 0 | 0 | 0 | 0
oh_line_8100602_200832203 |  | ABCD | node_8100602_200832205 | node_8100602_200832203 | 119.62 | bal_3P_2/0CU | 8100602 | no | no |  |  | no |  |  | 0 | 0 | 0 | 0
oh_line_8100602_200832205 |  | ABCD | node_8100602_200832207 | node_8100602_200832205 | 141.616 | bal_3P_2/0CU | 8100602 | no | no |  |  | no |  |  | 0 | 0 | 0 | 0
oh_line_8100602_200832207 |  | ABCD | node_8100602_200832210 | node_8100602_200832207 | 99.153 | bal_3P_2/0CU | 8100602 | no | no |  |  | no |  |  | 0 | 0 | 0 | 0
oh_line_8100602_200832210 |  | ABCD | node_8100602_200832212 | node_8100602_200832210 | 188.6 | bal_3P_2/0CU | 8100602 | no | no |  |  | no |  |  | 0 | 0 | 0 | 0
oh_line_8100602_200832212 |  | ABCD | node_8100602_200832213 | node_8100602_200832212 | 196.6 | bal_3P_2/0CU | 8100602 | no | no |  |  | no |  |  | 0 | 0 | 0 | 0
oh_line_8100602_200832213 |  | ABCD | node_8100602_200832402 | node_8100602_200832213 | 66.434 | bal_3P_1/0AC | 8100602 | no | no |  |  | no |  |  | 0 | 0 | 0 | 0
oh_line_8100602_200832215 |  | ABCD | node_8100602_200832216 | node_intto1_8100602_200832215 | 45.82 | bal_3P_1/0AC | 8100602 | no | no |  |  | no |  |  | 0 | 0 | 0 | 0
oh_line_8100602_200832216 |  | ABCD | node_8100602_200832217 | node_8100602_200832216 | 195.157 | bal_3P_1/0AC | 8100602 | no | no |  |  | no |  |  | 0 | 0 | 0 | 0
oh_line_8100602_200832217 |  | ABCD | node_8100602_200832219 | node_8100602_200832217 | 81.931 | bal_3P_1/0AC | 8100602 | no | no |  |  | no |  |  | 0 | 0 | 0 | 0
oh_line_8100602_200832219 |  | ABCD | node_8100602_200832297 | node_8100602_200832219 | 82.204 | bal_3P_4/0AA | 8100602 | no | no |  |  | no |  |  | 0 | 0 | 0 | 0
oh_line_8100602_200832231 |  | ABCD | node_8100602_200832376 | node_8100602_200832231 | 59.705 | bal_3P_2/0CU | 8100602 | no | no |  |  | no |  |  | 0 | 0 | 0 | 0
oh_line_8100602_200832232 |  | ABCD | node_8100602_200832231 | node_8100602_200832232 | 96.385 | bal_3P_2/0CU | 8100602 | no | no |  |  | no |  |  | 0 | 0 | 0 | 0
oh_line_8100602_200832233 |  | AD | node_8100602_200832234 | node_8100602_200832233 | 156.663 | bal_1P_1/0AC | 8100602 | no | no |  |  | no |  |  | 0 | 0 | 0 | 0
oh_line_8100602_200832234 |  | AD | node_8100602_200832235 | node_8100602_200832234 | 84.267 | bal_1P_1/0AC | 8100602 | no | no |  |  | no |  |  | 0 | 0 | 0 | 0
oh_line_8100602_200832235 |  | AD | node_8100602_200832236 | node_8100602_200832235 | 76.138 | bal_1P_1/0AC | 8100602 | no | no |  |  | no |  |  | 0 | 0 | 0 | 0
oh_line_8100602_200832236 |  | AD | node_8100602_200832237 | node_8100602_200832236 | 149.122 | bal_1P_1/0AC | 8100602 | no | no |  |  | no |  |  | 0 | 0 | 0 | 0
oh_line_8100602_200832237 |  | AD | node_8100602_200832414 | node_8100602_200832237 | 42.801 | bal_1P_1/0AC | 8100602 | no | no |  |  | no |  |  | 0 | 0 | 0 | 0
oh_line_8100602_200832238 |  | ABCD | node_8100602_200832239 | node_8100602_200832238 | 67.198 | bal_3P_1/0AC | 8100602 | no | no |  |  | no |  |  | 0 | 0 | 0 | 0
oh_line_8100602_200832239 |  | ABCD | node_8100602_200832240 | node_8100602_200832239 | 99.807 | bal_3P_1/0AC | 8100602 | no | no |  |  | no |  |  | 0 | 0 | 0 | 0
oh_line_8100602_200832240 |  | ABCD | node_8100602_200832241 | node_8100602_200832240 | 131.9 | bal_3P_1/0AC | 8100602 | no | no |  |  | no |  |  | 0 | 0 | 0 | 0
oh_line_8100602_200832241 |  | ABCD | node_8100602_200832242 | node_8100602_200832241 | 89.5 | bal_3P_1/0AC | 8100602 | no | no |  |  | no |  |  | 0 | 0 | 0 | 0
oh_line_8100602_200832242 |  | ABCD | node_8100602_200832243 | node_8100602_200832242 | 119.123 | bal_3P_1/0AC | 8100602 | no | no |  |  | no |  |  | 0 | 0 | 0 | 0
oh_line_8100602_200832243 |  | ABCD | node_8100602_200832411 | node_8100602_200832243 | 162.333 | bal_3P_1/0AC | 8100602 | no | no |  |  | no |  |  | 0 | 0 | 0 | 0
oh_line_8100602_200832245 |  | ABCD | node_8100602_200832247 | node_8100602_200832245 | 187.218 | bal_3P_1/0AC | 8100602 | no | no |  |  | no |  |  | 0 | 0 | 0 | 0
oh_line_8100602_200832247 |  | ABCD | node_8100602_200832238 | node_8100602_200832247 | 63.389 | bal_3P_1/0AC | 8100602 | no | no |  |  | no |  |  | 0 | 0 | 0 | 0
oh_line_8100602_200832254 |  | ABCD | node_8100602_200832281 | node_8100602_200832254 | 191.02 | bal_3P_1/0AC | 8100602 | no | no |  |  | no |  |  | 0 | 0 | 0 | 0
oh_line_8100602_200832255 |  | ABCD | node_8100602_200832254 | node_8100602_200832255 | 44.263 | bal_3P_1/0AA | 8100602 | no | no |  |  | no |  |  | 0 | 0 | 0 | 0
oh_line_8100602_200832259 |  | AD | node_8100602_200832198 | node_8100602_200832259 | 21.33 | bal_1P_1/0AC | 8100602 | no | no |  |  | no |  |  | 0 | 0 | 0 | 0
oh_line_8100602_200832260 |  | AD | node_8100602_200832259 | node_intto1_8100602_200832260 | 86.71 | bal_1P_1/0AC | 8100602 | no | no |  |  | no |  |  | 0 | 0 | 0 | 0
oh_line_8100602_200832261 |  | AD | node_8100602_200832260 | node_8100602_200832261 | 110.243 | bal_1P_1/0AC | 8100602 | no | no |  |  | no |  |  | 0 | 0 | 0 | 0
oh_line_8100602_200832262 |  | AD | node_8100602_200832261 | node_8100602_200832262 | 123.068 | bal_1P_1/0AC | 8100602 | no | no |  |  | no |  |  | 0 | 0 | 0 | 0
oh_line_8100602_200832263 |  | AD | node_8100602_200832262 | node_8100602_200832263 | 145.655 | bal_1P_1/0AC | 8100602 | no | no |  |  | no |  |  | 0 | 0 | 0 | 0
oh_line_8100602_200832269 |  | AD | node_8100602_200832284 | node_8100602_200832269 | 46.348 | bal_1P_1/0AC | 8100602 | no | no |  |  | no |  |  | 0 | 0 | 0 | 0
oh_line_8100602_200832270 |  | AD | node_8100602_200832269 | node_8100602_200832270 | 212.497 | bal_1P_1/0AC | 8100602 | no | no |  |  | no |  |  | 0 | 0 | 0 | 0
oh_line_8100602_200832271 |  | AD | node_8100602_200832270 | node_8100602_200832271 | 186.801 | bal_1P_1/0AC | 8100602 | no | no |  |  | no |  |  | 0 | 0 | 0 | 0
oh_line_8100602_200832272 |  | AD | node_8100602_200832271 | node_8100602_200832272 | 216.583 | bal_1P_1/0AC | 8100602 | no | no |  |  | no |  |  | 0 | 0 | 0 | 0
oh_line_8100602_200832274 |  | AD | node_8100602_200832272 | node_8100602_200832274 | 185.106 | bal_1P_1/0AC | 8100602 | no | no |  |  | no |  |  | 0 | 0 | 0 | 0
oh_line_8100602_200832279 |  | ABCD | node_8100602_200812057 | node_8100602_200832279 | 106.427 | bal_3P_477AL | 8100602 | no | no |  |  | no |  |  | 0 | 0 | 0 | 0
oh_line_8100602_200832280 |  | ABCD | node_8100602_200832279 | node_8100602_200832280 | 98.45 | bal_3P_477AL | 8100602 | no | no |  |  | no |  |  | 0 | 0 | 0 | 0
oh_line_8100602_200832281 |  | ABCD | node_8100602_200832280 | node_8100602_200832281 | 55.371 | bal_3P_477AL | 8100602 | no | no |  |  | no |  |  | 0 | 0 | 0 | 0
oh_line_8100602_200832282 |  | ABCD | node_8100602_200832281 | node_8100602_200832282 | 107.995 | bal_3P_477AL | 8100602 | no | no |  |  | no |  |  | 0 | 0 | 0 | 0
oh_line_8100602_200832283 |  | ABCD | node_8100602_200832282 | node_8100602_200832283 | 183.118 | bal_3P_477AL | 8100602 | no | no |  |  | no |  |  | 0 | 0 | 0 | 0
oh_line_8100602_200832284 |  | ABCD | node_8100602_200832283 | node_8100602_200832284 | 63.858 | bal_3P_477AL | 8100602 | no | no |  |  | no |  |  | 0 | 0 | 0 | 0
oh_line_8100602_200832287 |  | ABCD | node_8100602_200832284 | node_8100602_200832287 | 117.085 | bal_3P_477AL | 8100602 | no | no |  |  | no |  |  | 0 | 0 | 0 | 0
oh_line_8100602_200832288 |  | ABCD | node_8100602_200832287 | node_8100602_200832288 | 105.884 | bal_3P_1/0AC | 8100602 | no | no |  |  | no |  |  | 0 | 0 | 0 | 0
oh_line_8100602_200832291 |  | ABCD | node_8100602_200832288 | node_8100602_200832291 | 86.745 | bal_3P_1/0AC | 8100602 | no | no |  |  | no |  |  | 0 | 0 | 0 | 0
oh_line_8100602_200832292 |  | ABCD | node_8100602_200832291 | node_8100602_200832292 | 116.914 | bal_3P_1/0AC | 8100602 | no | no |  |  | no |  |  | 0 | 0 | 0 | 0
oh_line_8100602_200832293 |  | ABCD | node_8100602_200832292 | node_8100602_200832293 | 148.467 | bal_3P_1/0AC | 8100602 | no | no |  |  | no |  |  | 0 | 0 | 0 | 0
oh_line_8100602_200832294 |  | ABCD | node_8100602_200832293 | node_8100602_200832294 | 148.91 | bal_3P_1/0AC | 8100602 | no | no |  |  | no |  |  | 0 | 0 | 0 | 0
oh_line_8100602_200832295 |  | ABCD | node_8100602_200832294 | node_8100602_200832295 | 197.961 | bal_3P_4/0AA | 8100602 | no | no |  |  | no |  |  | 0 | 0 | 0 | 0
oh_line_8100602_200832296 |  | ABCD | node_8100602_200832295 | node_8100602_200832296 | 188.78 | bal_3P_4/0AA | 8100602 | no | no |  |  | no |  |  | 0 | 0 | 0 | 0
oh_line_8100602_200832297 |  | ABCD | node_8100602_200832296 | node_8100602_200832297 | 210.179 | bal_3P_4/0AA | 8100602 | no | no |  |  | no |  |  | 0 | 0 | 0 | 0
oh_line_8100602_200832299 |  | AD | node_8100602_200832297 | node_8100602_200832299 | 213.181 | bal_1P_4/0AA | 8100602 | no | no |  |  | no |  |  | 0 | 0 | 0 | 0
oh_line_8100602_200832300 |  | AD | node_8100602_200832299 | node_8100602_200832300 | 196.603 | bal_1P_4/0AA | 8100602 | no | no |  |  | no |  |  | 0 | 0 | 0 | 0
oh_line_8100602_200832301 |  | AD | node_8100602_200832300 | node_8100602_200832301 | 187.511 | bal_1P_4/0AA | 8100602 | no | no |  |  | no |  |  | 0 | 0 | 0 | 0
oh_line_8100602_200832303 |  | AD | node_8100602_200832301 | node_8100602_200832303 | 170.565 | bal_1P_4/0AA | 8100602 | no | no |  |  | no |  |  | 0 | 0 | 0 | 0
oh_line_8100602_200832361 |  | ABCD | node_8100602_200979705 | node_8100602_200832361 | 110.561 | bal_3P_336AL | 8100602 | no | no |  |  | no |  |  | 0 | 0 | 0 | 0
oh_line_8100602_200832366 |  | ABCD | node_SOURCE_8100602 | node_8100602_200832366 | 68.138 | bal_3P_477AL | 8100602 | no | no |  |  | no |  |  | 0 | 0 | 0 | 0
oh_line_8100602_200832370 |  | ABCD | node_8100602_200832366 | node_8100602_200832370 | 61.975 | bal_3P_477AL | 8100602 | no | no |  |  | no |  |  | 0 | 0 | 0 | 0
oh_line_8100602_200832371 |  | ABCD | node_8100602_200832370 | node_8100602_200832371 | 111.282 | bal_3P_477AL | 8100602 | no | no |  |  | no |  |  | 0 | 0 | 0 | 0
oh_line_8100602_200832373 |  | ABCD | node_8100602_200832168 | node_8100602_200832373 | 62.221 | bal_3P_1/0AC | 8100602 | no | no |  |  | no |  |  | 0 | 0 | 0 | 0
oh_line_8100602_200832374 |  | ABCD | node_8100602_200832373 | node_8100602_200832374 | 126.081 | bal_3P_2CU | 8100602 | no | no |  |  | no |  |  | 0 | 0 | 0 | 0
oh_line_8100602_200832376 |  | ABCD | node_8100602_200832374 | node_8100602_200832376 | 118.688 | bal_3P_2CU | 8100602 | no | no |  |  | no |  |  | 0 | 0 | 0 | 0
oh_line_8100602_200832402 |  | ABCD | node_8100602_200832215 | node_8100602_200832402 | 145.06 | bal_3P_1/0AC | 8100602 | no | no |  |  | no |  |  | 0 | 0 | 0 | 0
oh_line_8100602_200832403 |  | AD | node_8100602_200832418 | node_8100602_200832403 | 113.812 | bal_1P_1/0AC | 8100602 | no | no |  |  | no |  |  | 0 | 0 | 0 | 0
oh_line_8100602_200832404 |  | AD | node_8100602_200832403 | node_8100602_200832404 | 177.691 | bal_1P_1/0AC | 8100602 | no | no |  |  | no |  |  | 0 | 0 | 0 | 0
oh_line_8100602_200832405 |  | AD | node_8100602_200832404 | node_8100602_200832405 | 166.243 | bal_1P_1/0AC | 8100602 | no | no |  |  | no |  |  | 0 | 0 | 0 | 0
oh_line_8100602_200832406 |  | AD | node_8100602_200832405 | node_8100602_200832406 | 247.719 | bal_1P_1/0AC | 8100602 | no | no |  |  | no |  |  | 0 | 0 | 0 | 0
oh_line_8100602_200832407 |  | AD | node_8100602_200832406 | node_8100602_200832407 | 251.739 | bal_1P_1/0AA | 8100602 | no | no |  |  | no |  |  | 0 | 0 | 0 | 0
oh_line_8100602_200832408 |  | AD | node_8100602_200832407 | node_8100602_200832408 | 191.916 | bal_1P_1/0AA | 8100602 | no | no |  |  | no |  |  | 0 | 0 | 0 | 0
oh_line_8100602_200832410 |  | ABCD | node_8100602_200832402 | node_8100602_200832410 | 145.257 | bal_3P_1/0AC | 8100602 | no | no |  |  | no |  |  | 0 | 0 | 0 | 0
oh_line_8100602_200832411 |  | ABCD | node_8100602_200832410 | node_8100602_200832411 | 122.668 | bal_3P_1/0AC | 8100602 | no | no |  |  | no |  |  | 0 | 0 | 0 | 0
oh_line_8100602_200832412 |  | AD | node_8100602_200832411 | node_intto1_8100602_200832412 | 131.198 | bal_1P_1/0AC | 8100602 | no | no |  |  | no |  |  | 0 | 0 | 0 | 0
oh_line_8100602_200832413-1 |  | AD | node_8100602_200832412 | node_1384927_181_15300577_082 | 128.119 | bal_1P_1/0AC | 8100602 | no | no |  |  | no |  |  | 0 | 0 | 0 | 0
oh_line_8100602_200832413-2 |  | AD | node_1384927_181_15300577_082 | node_8100602_200832413 | 8.256 | bal_1P_1/0AC | 8100602 | no | no |  |  | no |  |  | 0 | 0 | 0 | 0
oh_line_8100602_200832414 |  | AD | node_8100602_200832413 | node_8100602_200832414 | 67.067 | bal_1P_1AC | 8100602 | no | no |  |  | no |  |  | 0 | 0 | 0 | 0
oh_line_8100602_200832415 |  | AD | node_8100602_200832414 | node_8100602_200832415 | 159.251 | bal_1P_1/0AC | 8100602 | no | no |  |  | no |  |  | 0 | 0 | 0 | 0
oh_line_8100602_200832416 |  | AD | node_8100602_200832415 | node_8100602_200832416 | 68.544 | bal_1P_1/0AC | 8100602 | no | no |  |  | no |  |  | 0 | 0 | 0 | 0
oh_line_8100602_200832418 |  | AD | node_8100602_200832416 | node_8100602_200832418 | 86.684 | bal_1P_1/0AC | 8100602 | no | no |  |  | no |  |  | 0 | 0 | 0 | 0
oh_line_8100602_200917183 |  | ABCD | node_8100602_310053991 | node_8100602_200917183 | 127.737 | bal_3P_2/0CU | 8100602 | no | no |  |  | no |  |  | 0 | 0 | 0 | 0
oh_line_8100602_200917272 |  | ABCD | node_8100602_200812067 | node_8100602_200917272 | 106.048 | bal_3P_2/0CU | 8100602 | no | no |  |  | no |  |  | 0 | 0 | 0 | 0
oh_line_8100602_200917320 |  | AD | node_8100602_200812392 | node_intto1_8100602_200917320 | 60.325 | bal_1P_1/0AC | 8100602 | no | no |  |  | no |  |  | 0 | 0 | 0 | 0
oh_line_8100602_200950738 |  | ABCD | node_8100602_200812165 | node_8100602_200950738 | 81.507 | bal_3P_1/0AC | 8100602 | no | no |  |  | no |  |  | 0 | 0 | 0 | 0
oh_line_8100602_200951036 |  | AD | node_8100602_200832272 | node_8100602_200951036 | 76.004 | bal_1P_1/0AA | 8100602 | no | no |  |  | no |  |  | 0 | 0 | 0 | 0
oh_line_8100602_200951037 |  | AD | node_8100602_200951036 | node_8100602_200951037 | 105.803 | bal_1P_1/0AA | 8100602 | no | no |  |  | no |  |  | 0 | 0 | 0 | 0
oh_line_8100602_200956292 |  | ABCD | node_8100602_200812074 | node_8100602_200956292 | 129.052 | bal_3P_2/0CU | 8100602 | no | no |  |  | no |  |  | 0 | 0 | 0 | 0
oh_line_8100602_200956294 |  | ABCD | node_8100602_200812047 | node_8100602_200956294 | 78.336 | bal_3P_2/0CU | 8100602 | no | no |  |  | no |  |  | 0 | 0 | 0 | 0
oh_line_8100602_200965682 |  | ABCD | node_8100602_200812106 | node_8100602_200965682 | 20.471 | bal_3P_2/0CU | 8100602 | no | no |  |  | no |  |  | 0 | 0 | 0 | 0
oh_line_8100602_200979705 |  | ABCD | node_8100602_200832366 | node_8100602_200979705 | 112.733 | bal_3P_336AL | 8100602 | no | no |  |  | no |  |  | 0 | 0 | 0 | 0
oh_line_8100602_200993563 |  | AD | node_8100602_200812347 | node_8100602_200993563 | 52.548 | bal_1P_1/0AC | 8100602 | no | no |  |  | no |  |  | 0 | 0 | 0 | 0
oh_line_8100602_201011720 |  | ABCD | node_8100602_200832371 | node_8100602_201011720 | 134.433 | bal_3P_477AL | 8100602 | no | no |  |  | no |  |  | 0 | 0 | 0 | 0
oh_line_8100602_201014360 |  | AD | node_8100602_200812217 | node_8100602_201014360 | 220.511 | bal_1P_1/0AA | 8100602 | no | no |  |  | no |  |  | 0 | 0 | 0 | 0
oh_line_8100602_201062767 |  | AD | node_8100602_200812016 | node_intto1_8100602_201062767 | 82.754 | bal_1P_1/0AA | 8100602 | no | no |  |  | no |  |  | 0 | 0 | 0 | 0
oh_line_8100602_201062768 |  | AD | node_8100602_201062767 | node_8100602_201062768 | 91.011 | bal_1P_1/0AA | 8100602 | no | no |  |  | no |  |  | 0 | 0 | 0 | 0
oh_line_8100602_201068839 |  | ABCD | node_8100602_200812111 | node_8100602_201068839 | 127.741 | bal_3P_336AL | 8100602 | no | no |  |  | no |  |  | 0 | 0 | 0 | 0
oh_line_8100602_310018946 |  | ABCD | node_8100602_200812183 | node_8100602_310018946 | 170.415 | bal_3P_4/0AA | 8100602 | no | no |  |  | no |  |  | 0 | 0 | 0 | 0
oh_line_8100602_310053913 |  | ABCD | node_8100602_310053917 | node_8100602_310053913 | 142.782 | bal_3P_2/0CU | 8100602 | no | no |  |  | no |  |  | 0 | 0 | 0 | 0
oh_line_8100602_310053917 |  | ABCD | node_8100602_310053935 | node_8100602_310053917 | 191.821 | bal_3P_2/0CU | 8100602 | no | no |  |  | no |  |  | 0 | 0 | 0 | 0
oh_line_8100602_310053935 |  | ABCD | node_8100602_310053940 | node_8100602_310053935 | 108.146 | bal_3P_2/0CU | 8100602 | no | no |  |  | no |  |  | 0 | 0 | 0 | 0
oh_line_8100602_310053940 |  | ABCD | node_8100602_310053951 | node_8100602_310053940 | 131.275 | bal_3P_2/0CU | 8100602 | no | no |  |  | no |  |  | 0 | 0 | 0 | 0
oh_line_8100602_310053951 |  | ABCD | node_8100602_310053955 | node_8100602_310053951 | 140.442 | bal_3P_2/0CU | 8100602 | no | no |  |  | no |  |  | 0 | 0 | 0 | 0
oh_line_8100602_310053955 |  | ABCD | node_8100602_310053959 | node_8100602_310053955 | 117.124 | bal_3P_2/0CU | 8100602 | no | no |  |  | no |  |  | 0 | 0 | 0 | 0
oh_line_8100602_310053959 |  | ABCD | node_8100602_310053974 | node_8100602_310053959 | 159.454 | bal_3P_2/0CU | 8100602 | no | no |  |  | no |  |  | 0 | 0 | 0 | 0
oh_line_8100602_310053974 |  | ABCD | node_8100602_310053988 | node_8100602_310053974 | 148.075 | bal_3P_477AL | 8100602 | no | no |  |  | no |  |  | 0 | 0 | 0 | 0
oh_line_8100602_310053988 |  | ABCD | node_8100602_200832366 | node_8100602_310053988 | 219.671 | bal_3P_477AL | 8100602 | no | no |  |  | no |  |  | 0 | 0 | 0 | 0
oh_line_8100602_310053991 |  | ABCD | node_8100602_200812183 | node_8100602_310053991 | 94.77 | bal_3P_2/0CU | 8100602 | no | no |  |  | no |  |  | 0 | 0 | 0 | 0
oh_line_8100602_310053997 |  | ABCD | node_8100602_200812185 | node_8100602_310053997 | 106.756 | bal_3P_2/0CU | 8100602 | no | no |  |  | no |  |  | 0 | 0 | 0 | 0
oh_line_8100602_310054000 |  | ABCD | node_8100602_200812191 | node_8100602_310054000 | 127.179 | bal_3P_2/0CU | 8100602 | no | no |  |  | no |  |  | 0 | 0 | 0 | 0
oh_line_8100602_310054002 |  | ABCD | node_8100602_200812194 | node_8100602_310054002 | 99.979 | bal_3P_2/0CU | 8100602 | no | no |  |  | no |  |  | 0 | 0 | 0 | 0
oh_line_8100602_311933118 |  | ABCD | node_8100602_200812031 | node_intto1_8100602_311933118 | 24.59 | bal_3P_2/0CU | 8100602 | no | no |  |  | no |  |  | 0 | 0 | 0 | 0
oh_line_8100602_312104188 |  | ABCD | node_8100602_200812185 | node_8100602_312104188 | 17.255 | bal_3P_1/0AC | 8100602 | no | no |  |  | no |  |  | 0 | 0 | 0 | 0
oh_line_TAP_OH_892464 |  | AN | node_8100602_200812019 | node_1385773_083_15298162_948 | 0.033 | unb_TAPWIRE_OH | 8100602 | no | no |  |  | no |  |  | 0 | 0 | 0 | 0
oh_line_TAP_OH_892465 |  | AN | node_8100602_200812025 | node_1385793_476_15298513_767 | 0.033 | unb_TAPWIRE_OH | 8100602 | no | no |  |  | no |  |  | 0 | 0 | 0 | 0
oh_line_TAP_OH_892475 |  | AN | node_8100602_200812101 | node_1384804_516_15298227_942 | 0.033 | unb_TAPWIRE_OH | 8100602 | no | no |  |  | no |  |  | 0 | 0 | 0 | 0
oh_line_TAP_OH_892477 |  | ABCN | node_8100602_200812109 | node_1384389_345_15298837_204 | 0.033 | unb_TAPWIRE_OH | 8100602 | no | no |  |  | no |  |  | 0 | 0 | 0 | 0
oh_line_TAP_OH_892478 |  | ABCN | node_8100602_200812117 | node_1384711_278_15298663_59 | 0.033 | unb_TAPWIRE_OH | 8100602 | no | no |  |  | no |  |  | 0 | 0 | 0 | 0
oh_line_TAP_OH_892481 |  | ABCN | node_8100602_200812142 | node_1386790_348_15297799_462 | 0.033 | unb_TAPWIRE_OH | 8100602 | no | no |  |  | no |  |  | 0 | 0 | 0 | 0
oh_line_TAP_OH_892482 |  | ABCN | node_8100602_200812146 | node_1385890_251_15297760_735 | 0.033 | unb_TAPWIRE_OH | 8100602 | no | no |  |  | no |  |  | 0 | 0 | 0 | 0
oh_line_TAP_OH_892483 |  | ABCN | node_8100602_200812149 | node_1386213_57_15297751_013 | 0.033 | unb_TAPWIRE_OH | 8100602 | no | no |  |  | no |  |  | 0 | 0 | 0 | 0
oh_line_TAP_OH_892484 |  | ABCN | node_8100602_200812152 | node_1386511_582_15297801_731 | 0.033 | unb_TAPWIRE_OH | 8100602 | no | no |  |  | no |  |  | 0 | 0 | 0 | 0
oh_line_TAP_OH_892485 |  | AN | node_8100602_200812158 | node_1386038_151_15297547_835 | 0.033 | unb_TAPWIRE_OH | 8100602 | no | no |  |  | no |  |  | 0 | 0 | 0 | 0
oh_line_TAP_OH_892486 |  | ABCN | node_8100602_200812172 | node_1386044_255_15297330_261 | 0.033 | unb_TAPWIRE_OH | 8100602 | no | no |  |  | no |  |  | 0 | 0 | 0 | 0
oh_line_TAP_OH_892488 |  | AN | node_8100602_200812178 | node_1386547_197_15297258_887 | 0.033 | unb_TAPWIRE_OH | 8100602 | no | no |  |  | no |  |  | 0 | 0 | 0 | 0
oh_line_TAP_OH_892493 |  | AN | node_8100602_200812215 | node_1387116_831_15298114_174 | 0.033 | unb_TAPWIRE_OH | 8100602 | no | no |  |  | no |  |  | 0 | 0 | 0 | 0
oh_line_TAP_OH_892494 |  | AN | node_8100602_200812220 | node_1388040_439_15297848_549 | 0.033 | unb_TAPWIRE_OH | 8100602 | no | no |  |  | no |  |  | 0 | 0 | 0 | 0
oh_line_TAP_OH_892495 |  | AN | node_8100602_200812223 | node_1388658_513_15297739_129 | 0.033 | unb_TAPWIRE_OH | 8100602 | no | no |  |  | no |  |  | 0 | 0 | 0 | 0
oh_line_TAP_OH_892496 |  | ABCN | node_8100602_200812241 | node_1385126_866_15298775_169 | 0.033 | unb_TAPWIRE_OH | 8100602 | no | no |  |  | no |  |  | 0 | 0 | 0 | 0
oh_line_TAP_OH_892498 |  | AN | node_8100602_200812264 | node_1386381_581_15297664_94 | 0.033 | unb_TAPWIRE_OH | 8100602 | no | no |  |  | no |  |  | 0 | 0 | 0 | 0
oh_line_TAP_OH_892499 |  | AN | node_8100602_200812266 | node_1386416_381_15297354_646 | 0.033 | unb_TAPWIRE_OH | 8100602 | no | no |  |  | no |  |  | 0 | 0 | 0 | 0
oh_line_TAP_OH_892510 |  | AN | node_8100602_200812336 | node_1388632_338_15297443_396 | 0.033 | unb_TAPWIRE_OH | 8100602 | no | no |  |  | no |  |  | 0 | 0 | 0 | 0
oh_line_TAP_OH_892512 |  | ABCN | node_8100602_200812342 | node_1387689_561_15297655_849 | 0.033 | unb_TAPWIRE_OH | 8100602 | no | no |  |  | no |  |  | 0 | 0 | 0 | 0
oh_line_TAP_OH_892513 |  | AN | node_8100602_200812347 | node_1388330_579_15297524_811 | 0.033 | unb_TAPWIRE_OH | 8100602 | no | no |  |  | no |  |  | 0 | 0 | 0 | 0
oh_line_TAP_OH_892514 |  | ABCN | node_8100602_200812351 | node_1387192_175_15297654_192 | 0.033 | unb_TAPWIRE_OH | 8100602 | no | no |  |  | no |  |  | 0 | 0 | 0 | 0
oh_line_TAP_OH_892516 |  | AN | node_8100602_200812364 | node_1387566_886_15297254_29 | 0.033 | unb_TAPWIRE_OH | 8100602 | no | no |  |  | no |  |  | 0 | 0 | 0 | 0
oh_line_TAP_OH_892518 |  | AN | node_8100602_200812382 | node_1387248_599_15297124_001 | 0.033 | unb_TAPWIRE_OH | 8100602 | no | no |  |  | no |  |  | 0 | 0 | 0 | 0
oh_line_TAP_OH_892519 |  | AN | node_8100602_200812385 | node_1387115_83_15297343_005 | 0.033 | unb_TAPWIRE_OH | 8100602 | no | no |  |  | no |  |  | 0 | 0 | 0 | 0
oh_line_TAP_OH_892520 |  | AN | node_8100602_200812394 | node_1387068_391_15298008_139 | 0.033 | unb_TAPWIRE_OH | 8100602 | no | no |  |  | no |  |  | 0 | 0 | 0 | 0
oh_line_TAP_OH_892521 |  | AN | node_8100602_200812401 | node_1387353_903_15296592_561 | 0.033 | unb_TAPWIRE_OH | 8100602 | no | no |  |  | no |  |  | 0 | 0 | 0 | 0
oh_line_TAP_OH_892897 |  | AN | node_8100602_200814859 | node_1387971_513_15297077_589 | 0.033 | unb_TAPWIRE_OH | 8100602 | no | no |  |  | no |  |  | 0 | 0 | 0 | 0
oh_line_TAP_OH_897944 |  | ABCN | node_8100602_200832170 | node_1384317_446_15299444_511 | 0.033 | unb_TAPWIRE_OH | 8100602 | no | no |  |  | no |  |  | 0 | 0 | 0 | 0
oh_line_TAP_OH_897946 |  | ABCN | node_8100602_200832179 | node_1384071_267_15299884_455 | 0.033 | unb_TAPWIRE_OH | 8100602 | no | no |  |  | no |  |  | 0 | 0 | 0 | 0
oh_line_TAP_OH_897949 |  | ABCN | node_8100602_200832198 | node_1384865_752_15299437_107 | 0.033 | unb_TAPWIRE_OH | 8100602 | no | no |  |  | no |  |  | 0 | 0 | 0 | 0
oh_line_TAP_OH_897950 |  | ABCN | node_8100602_200832205 | node_1385125_919_15299917_248 | 0.033 | unb_TAPWIRE_OH | 8100602 | no | no |  |  | no |  |  | 0 | 0 | 0 | 0
oh_line_TAP_OH_897951 |  | ABCN | node_8100602_200832215 | node_1385560_136_15300557_217 | 0.033 | unb_TAPWIRE_OH | 8100602 | no | no |  |  | no |  |  | 0 | 0 | 0 | 0
oh_line_TAP_OH_897952 |  | ABCN | node_8100602_200832217 | node_1385789_305_15300628_393 | 0.033 | unb_TAPWIRE_OH | 8100602 | no | no |  |  | no |  |  | 0 | 0 | 0 | 0
oh_line_TAP_OH_897958 |  | AN | node_8100602_200832233 | node_1384598_168_15300152_042 | 0.033 | unb_TAPWIRE_OH | 8100602 | no | no |  |  | no |  |  | 0 | 0 | 0 | 0
oh_line_TAP_OH_897959 |  | ABCN | node_8100602_200832241 | node_1384923_9_15300188_579 | 0.033 | unb_TAPWIRE_OH | 8100602 | no | no |  |  | no |  |  | 0 | 0 | 0 | 0
oh_line_TAP_OH_897961 |  | ABCN | node_8100602_200832247 | node_1384870_33_15299838_605 | 0.033 | unb_TAPWIRE_OH | 8100602 | no | no |  |  | no |  |  | 0 | 0 | 0 | 0
oh_line_TAP_OH_897962 |  | ABCN | node_8100602_200832254 | node_1385151_332_15299207_085 | 0.033 | unb_TAPWIRE_OH | 8100602 | no | no |  |  | no |  |  | 0 | 0 | 0 | 0
oh_line_TAP_OH_897964 |  | AN | node_8100602_200832263 | node_1384542_307_15299746_267 | 0.033 | unb_TAPWIRE_OH | 8100602 | no | no |  |  | no |  |  | 0 | 0 | 0 | 0
oh_line_TAP_OH_897965 |  | AN | node_8100602_200832270 | node_1385609_638_15299285_707 | 0.033 | unb_TAPWIRE_OH | 8100602 | no | no |  |  | no |  |  | 0 | 0 | 0 | 0
oh_line_TAP_OH_897966 |  | AN | node_8100602_200832274 | node_1386063_628_15298893_886 | 0.033 | unb_TAPWIRE_OH | 8100602 | no | no |  |  | no |  |  | 0 | 0 | 0 | 0
oh_line_TAP_OH_897967 |  | ABCN | node_8100602_200832279 | node_1385299_019_15298920_576 | 0.033 | unb_TAPWIRE_OH | 8100602 | no | no |  |  | no |  |  | 0 | 0 | 0 | 0
oh_line_TAP_OH_897970 |  | AN | node_8100602_200832299 | node_1386150_828_15300601_181 | 0.033 | unb_TAPWIRE_OH | 8100602 | no | no |  |  | no |  |  | 0 | 0 | 0 | 0
oh_line_TAP_OH_897971 |  | AN | node_8100602_200832303 | node_1386265_2_15301189_153 | 0.033 | unb_TAPWIRE_OH | 8100602 | no | no |  |  | no |  |  | 0 | 0 | 0 | 0
oh_line_TAP_OH_897982 |  | ABCN | node_8100602_200832371 | node_1384260_75_15299202_183 | 0.033 | unb_TAPWIRE_OH | 8100602 | no | no |  |  | no |  |  | 0 | 0 | 0 | 0
oh_line_TAP_OH_897990 |  | AN | node_8100602_200832405 | node_1385100_169_15300828_153 | 0.033 | unb_TAPWIRE_OH | 8100602 | no | no |  |  | no |  |  | 0 | 0 | 0 | 0
oh_line_TAP_OH_897991 |  | AN | node_8100602_200832406 | node_1385345_83_15300842_594 | 0.033 | unb_TAPWIRE_OH | 8100602 | no | no |  |  | no |  |  | 0 | 0 | 0 | 0
oh_line_TAP_OH_897992 |  | AN | node_8100602_200832408 | node_1385787_962_15300896_869 | 0.033 | unb_TAPWIRE_OH | 8100602 | no | no |  |  | no |  |  | 0 | 0 | 0 | 0
oh_line_TAP_OH_897993 |  | ABCN | node_8100602_200832410 | node_1385287_329_15300428_905 | 0.033 | unb_TAPWIRE_OH | 8100602 | no | no |  |  | no |  |  | 0 | 0 | 0 | 0
oh_line_TAP_OH_897994 |  | AN | node_8100602_200832415 | node_1384751_691_15300725_38 | 0.033 | unb_TAPWIRE_OH | 8100602 | no | no |  |  | no |  |  | 0 | 0 | 0 | 0
oh_line_TAP_OH_920881 |  | AN | node_8100602_200951037 | node_1385849_829_15299182_777 | 0.033 | unb_TAPWIRE_OH | 8100602 | no | no |  |  | no |  |  | 0 | 0 | 0 | 0
oh_line_TAP_OH_921510 |  | ABCN | node_8100602_200956292 | node_1385558_729_15297559_192 | 0.033 | unb_TAPWIRE_OH | 8100602 | no | no |  |  | no |  |  | 0 | 0 | 0 | 0
oh_line_TAP_OH_921512 |  | ABCN | node_8100602_200956294 | node_1385576_2_15297838_404 | 0.033 | unb_TAPWIRE_OH | 8100602 | no | no |  |  | no |  |  | 0 | 0 | 0 | 0
oh_line_TAP_OH_925846 |  | ABCN | node_8100602_200979705 | node_1384225_03_15298929_146 | 0.033 | unb_TAPWIRE_OH | 8100602 | no | no |  |  | no |  |  | 0 | 0 | 0 | 0
oh_line_TAP_OH_1248763 |  | ABCN | node_8100602_200832176 | node_1384172_252_15299764_449 | 0.033 | unb_TAPWIRE_OH | 8100602 | no | no |  |  | no |  |  | 0 | 0 | 0 | 0
oh_line_TAP_OH_2136177 |  | ABCN | node_8100602_200812050 | node_1385347_748_15298136_126 | 0.033 | unb_TAPWIRE_OH | 8100602 | no | no |  |  | no |  |  | 0 | 0 | 0 | 0
oh_line_TAP_OH_2136178 |  | ABCN | node_8100602_200812050 | node_1385355_573_15298111_729 | 0.033 | unb_TAPWIRE_OH | 8100602 | no | no |  |  | no |  |  | 0 | 0 | 0 | 0
oh_line_TAP_OH_2136179 |  | ABCN | node_8100602_200812050 | node_1385344_904_15298162_452 | 0.033 | unb_TAPWIRE_OH | 8100602 | no | no |  |  | no |  |  | 0 | 0 | 0 | 0
oh_line_TAP_OH_2136186 |  | ABCN | node_8100602_200832287 | node_1385475_606_15299522_744 | 0.033 | unb_TAPWIRE_OH | 8100602 | no | no |  |  | no |  |  | 0 | 0 | 0 | 0
oh_line_TAP_OH_2136189 |  | ABCN | node_8100602_200832255 | node_1385079_657_15299051_158 | 0.033 | unb_TAPWIRE_OH | 8100602 | no | no |  |  | no |  |  | 0 | 0 | 0 | 0
oh_line_TAP_OH_2136190 |  | ABCN | node_8100602_200832255 | node_1385097_93_15299040_988 | 0.033 | unb_TAPWIRE_OH | 8100602 | no | no |  |  | no |  |  | 0 | 0 | 0 | 0
oh_line_TAP_OH_2136191 |  | ABCN | node_8100602_200832255 | node_1385063_997_15299067_35 | 0.033 | unb_TAPWIRE_OH | 8100602 | no | no |  |  | no |  |  | 0 | 0 | 0 | 0
oh_line_TAP_OH_2142981 |  | ABCN | node_8100602_200812012 | node_1385590_568_15298226_91 | 0.033 | unb_TAPWIRE_OH | 8100602 | no | no |  |  | no |  |  | 0 | 0 | 0 | 0
oh_line_TAP_OH_2142982 |  | ABCN | node_8100602_200812012 | node_1385607_234_15298241_482 | 0.033 | unb_TAPWIRE_OH | 8100602 | no | no |  |  | no |  |  | 0 | 0 | 0 | 0
oh_line_TAP_OH_2142983 |  | ABCN | node_8100602_200812066 | node_1384521_47_15297607_473 | 0.033 | unb_TAPWIRE_OH | 8100602 | no | no |  |  | no |  |  | 0 | 0 | 0 | 0
oh_line_TAP_OH_2142984 |  | ABCN | node_8100602_200812066 | node_1384540_914_15297602_435 | 0.033 | unb_TAPWIRE_OH | 8100602 | no | no |  |  | no |  |  | 0 | 0 | 0 | 0
oh_line_TAP_OH_2142985 |  | ABCN | node_8100602_200812066 | node_1384503_692_15297619_108 | 0.033 | unb_TAPWIRE_OH | 8100602 | no | no |  |  | no |  |  | 0 | 0 | 0 | 0
oh_line_TAP_OH_2145723 |  | ABCN | node_8100602_200832293 | node_1385421_725_15299961_545 | 0.033 | unb_TAPWIRE_OH | 8100602 | no | no |  |  | no |  |  | 0 | 0 | 0 | 0
oh_line_TAP_OH_2145724 |  | ABCN | node_8100602_200832293 | node_1385420_7_15299989_214 | 0.033 | unb_TAPWIRE_OH | 8100602 | no | no |  |  | no |  |  | 0 | 0 | 0 | 0
oh_line_TAP_OH_2145727 |  | ABCN | node_8100602_200812074 | node_1385403_748_15297484_475 | 0.033 | unb_TAPWIRE_OH | 8100602 | no | no |  |  | no |  |  | 0 | 0 | 0 | 0
oh_line_TAP_OH_2145728 |  | ABCN | node_8100602_200812074 | node_1385422_572_15297476_276 | 0.033 | unb_TAPWIRE_OH | 8100602 | no | no |  |  | no |  |  | 0 | 0 | 0 | 0
oh_line_TAP_OH_2304920 |  | ABCN | node_8100602_200812130 | node_1385331_154_15297344_211 | 0.033 | unb_TAPWIRE_OH | 8100602 | no | no |  |  | no |  |  | 0 | 0 | 0 | 0
oh_line_TAP_OH_2304921 |  | ABCN | node_8100602_200812130 | node_1385323_158_15297319_774 | 0.033 | unb_TAPWIRE_OH | 8100602 | no | no |  |  | no |  |  | 0 | 0 | 0 | 0
oh_line_TAP_OH_2304922 |  | ABCN | node_8100602_200812130 | node_1385343_573_15297365_078 | 0.033 | unb_TAPWIRE_OH | 8100602 | no | no |  |  | no |  |  | 0 | 0 | 0 | 0
oh_line_TAP_OH_2304923 |  | ABCN | node_8100602_200812029 | node_1385954_381_15296551_193 | 0.033 | unb_TAPWIRE_OH | 8100602 | no | no |  |  | no |  |  | 0 | 0 | 0 | 0
oh_line_TAP_OH_2304924 |  | ABCN | node_8100602_200812029 | node_1385972_073_15296563_374 | 0.033 | unb_TAPWIRE_OH | 8100602 | no | no |  |  | no |  |  | 0 | 0 | 0 | 0
oh_line_TAP_OH_2305722 |  | ABCN | node_8100602_200812035 | node_1385720_091_15297158_565 | 0.033 | unb_TAPWIRE_OH | 8100602 | no | no |  |  | no |  |  | 0 | 0 | 0 | 0
oh_line_TAP_OH_2305723 |  | ABCN | node_8100602_200812035 | node_1385727_931_15297134_177 | 0.033 | unb_TAPWIRE_OH | 8100602 | no | no |  |  | no |  |  | 0 | 0 | 0 | 0
oh_line_TAP_OH_2305724 |  | ABCN | node_8100602_200812035 | node_1385717_232_15297184_889 | 0.033 | unb_TAPWIRE_OH | 8100602 | no | no |  |  | no |  |  | 0 | 0 | 0 | 0
oh_line_TAP_OH_2305727 |  | ABCN | node_8100602_200812104 | node_1385070_26_15298574_566 | 0.033 | unb_TAPWIRE_OH | 8100602 | no | no |  |  | no |  |  | 0 | 0 | 0 | 0
oh_line_TAP_OH_2305728 |  | ABCN | node_8100602_200812104 | node_1385075_378_15298600_336 | 0.033 | unb_TAPWIRE_OH | 8100602 | no | no |  |  | no |  |  | 0 | 0 | 0 | 0
oh_line_TAP_OH_2305729 |  | ABCN | node_8100602_200812104 | node_1385060_359_15298551_409 | 0.033 | unb_TAPWIRE_OH | 8100602 | no | no |  |  | no |  |  | 0 | 0 | 0 | 0
oh_line_TAP_OH_2305730 |  | ABCN | node_8100602_200832232 | node_1384702_929_15299273_797 | 0.033 | unb_TAPWIRE_OH | 8100602 | no | no |  |  | no |  |  | 0 | 0 | 0 | 0
oh_line_TAP_OH_2305731 |  | ABCN | node_8100602_200832232 | node_1384714_105_15299283_953 | 0.033 | unb_TAPWIRE_OH | 8100602 | no | no |  |  | no |  |  | 0 | 0 | 0 | 0
oh_line_TAP_OH_2305732 |  | ABCN | node_8100602_200832232 | node_1384693_152_15299264_856 | 0.033 | unb_TAPWIRE_OH | 8100602 | no | no |  |  | no |  |  | 0 | 0 | 0 | 0
oh_line_TAP_OH_2305733 |  | ABCN | node_8100602_200812039 | node_1385629_009_15297396_926 | 0.033 | unb_TAPWIRE_OH | 8100602 | no | no |  |  | no |  |  | 0 | 0 | 0 | 0
oh_line_TAP_OH_2305734 |  | ABCN | node_8100602_200812039 | node_1385637_078_15297372_675 | 0.033 | unb_TAPWIRE_OH | 8100602 | no | no |  |  | no |  |  | 0 | 0 | 0 | 0
oh_line_TAP_OH_2305735 |  | ABCN | node_8100602_200812039 | node_1385625_902_15297423_197 | 0.033 | unb_TAPWIRE_OH | 8100602 | no | no |  |  | no |  |  | 0 | 0 | 0 | 0
oh_line_TAP_OH_2448159 |  | ABCN | node_8100602_200812175 | node_1386168_43_15297107_738 | 0.033 | unb_TAPWIRE_OH | 8100602 | no | no |  |  | no |  |  | 0 | 0 | 0 | 0
oh_line_TAP_OH_2448160 |  | ABCN | node_8100602_200812175 | node_1386175_959_15297105_575 | 0.033 | unb_TAPWIRE_OH | 8100602 | no | no |  |  | no |  |  | 0 | 0 | 0 | 0
oh_line_TAP_OH_2448161 |  | ABCN | node_8100602_200812175 | node_1386183_889_15297104_708 | 0.033 | unb_TAPWIRE_OH | 8100602 | no | no |  |  | no |  |  | 0 | 0 | 0 | 0
oh_line_TAP_OH_3582965 |  | AN | node_8100602_200951036 | node_1385883_238_15299053_664 | 0.033 | unb_TAPWIRE_OH | 8100602 | no | no |  |  | no |  |  | 0 | 0 | 0 | 0

## overhead_line_conductor
data_type | static
owner_type | feeder
owner | 8100602
object | overhead_line_conductor
name | groupid | geometric_mean_radius | resistance | diameter | rating_summer_continuous | rating_summer_emergency | rating_winter_continuous | rating_winter_emergency | dcircuit | selected | comments
oh_cond_1/0_AAAC |  | 0.012 | 0.876 | 0.398 | 235 | 235 | 310 | 310 |  | no
oh_cond_1/0_ACSR |  | 0.012 | 0.888 | 0.398 | 265 | 265 | 330 | 330 |  | no
oh_cond_1_ACSR |  | 0.01 | 1.12 | 0.328 | 225 | 225 | 285 | 285 |  | no
oh_cond_2/0_CU |  | 0.013 | 0.44 | 0.414 | 295 | 295 | 425 | 425 |  | no
oh_cond_2_ACSR |  | 0.01 | 1.41 | 0.325 | 195 | 195 | 245 | 245 |  | no
oh_cond_2_CU |  | 0.009 | 0.873 | 0.292 | 190 | 190 | 270 | 270 |  | no
oh_cond_4/0_AAAC |  | 0.017 | 0.439 | 0.563 | 365 | 365 | 480 | 480 |  | no
oh_cond_4_CU |  | 0.007 | 1.388 | 0.232 | 140 | 140 | 200 | 200 |  | no
oh_cond_336_5_MCM_AL |  | 0.021 | 0.279 | 0.666 | 490 | 490 | 644 | 644 |  | no
oh_cond_477_MCM_AL |  | 0.025 | 0.198 | 0.792 | 605 | 605 | 810 | 810 |  | no
oh_cond_WP-4/0-CU |  | 0.015 | 0.273 | 0.81 | 340 | 340 | 390 | 390 |  | no

## switch
data_type | static
owner_type | feeder
owner | 8100602
object | switch
name | groupid | phases | fr | to | phase_A_state | phase_B_state | phase_C_state | operating_mode | status | dcircuit | selected | monitored | monitored_fields | class_monitored_fields | played | played_fields | comments
switch_681T687-220415332 |  | ABCD | node_intto1_8100602_311933118 | node_8100602_311933118 | CLOSED | CLOSED | CLOSED | INDIVIDUAL |  | 8100602 | no | no |  |  | no

## underground_line
data_type | static
owner_type | feeder
owner | 8100602
object | underground_line
name | groupid | phases | fr | to | length | configuration | dcircuit | selected | monitored | monitored_fields | class_monitored_fields | played | played_fields | comments
und_line_8100602_200812279 |  | ABCN | node_8100602_200812282 | node_intto1_8100602_200812279 | 13.669 | und_3P_2ALURD | 8100602 | no | no |  |  | no
und_line_8100602_311902121 |  | ABCN | node_8100602_200832180 | node_intto1_8100602_311902121 | 179.339 | und_3P_DELTACUST | 8100602 | no | no |  |  | no
und_line_8100602_312049471 |  | ABCN | node_8100602_310018946 | node_intto1_8100602_312049471 | 85.299 | und_3P_DELTACUST | 8100602 | no | no |  |  | no
und_line_TAP_UG_58682 |  | ABCN | node_8100602_200812279 | node_1386041_226_15298116_145 | 0.033 | und_TAPWIRE_UG | 8100602 | no | no |  |  | no
und_line_TAP_UG_1403491 |  | ABCN | node_8100602_311902121 | node_1384146_964_15300060_805 | 0.033 | und_TAPWIRE_UG | 8100602 | no | no |  |  | no
und_line_TAP_UG_2171343 |  | ABCN | node_8100602_312049471 | node_1384767_938_15297004_144 | 0.033 | und_TAPWIRE_UG | 8100602 | no | no |  |  | no

## underground_line_conductor
data_type | static
owner_type | feeder
owner | 8100602
object | underground_line_conductor
name | groupid | outer_diameter | conductor_gmr | conductor_diameter | conductor_resistance | neutral_gmr | neutral_diameter | neutral_resistance | neutral_strands | insulation_relative_permitivitty | shield_gmr | shield_resistance | rating_summer_continuous | rating_summer_emergency | rating_winter_continuous | rating_winter_emergency | dcircuit | selected | comments
und_cond_3P_2ALURD | [12 empty] | 125 | 125 | 140 | 140 |  | no
und_cond_3P_DELTACUST | [12 empty] | 685 | 685 | 685 | 685 |  | no
und_cond_TAPWIRE_UG | [12 empty] | 99999999 | 99999999 | 99999999 | 99999999 |  | no