## capacitor
data_type | static
owner_type | feeder
owner | 8100603
object | capacitor
name | groupid | parent | phases | nominal_voltage | pt_phase | phases_connected | switchA | switchB | switchC | control | voltage_set_high | voltage_set_low | VAr_set_high | VAr_set_low | current_set_high | current_set_low | capacitor_A | capacitor_B | capacitor_C | cap_nominal_voltage | time_delay | dwell_time | lockout_time | remote_sense | remote_sense_B | control_level | dcircuit | selected | monitored | monitored_fields | class_monitored_fields | played | played_fields | comments
cap_220369327 |  | node_1379645_454_15299784_75 | ABCN | 0 |  | ABCN | CLOSED | CLOSED | CLOSED | MANUAL | [6 empty] | 50000 | 50000 | 50000 | 4800 | [6 empty] | 8100603 | no | no |  |  | no

## feeder
data_type | static
owner_type | feeder
owner | 8100603
object | feeder
name | transmission_bus | ARC | ADR | slack_bus | nom_voltages | num_nodes | num_ohlines | num_uglines | num_transformers | num_generators | num_pvs | num_storages | num_loads | miles | mw | mvar | losses_mw | losses_mvar | comments | use_feeder_load_shape | load_shape_scale | use_feeder_pv_shape | pv_shape_scale | description | restore_time | griddisconnect_scenario_probability | gridconnect_scenario_probability | use_energy_not_served | VOLL | discount_rate | yearly_load_growth_percent | planning_horizon | enable_traditional_project_deferral | lifetime_of_investment_years | start_year | base_year | year_the_investment_is_committed | revenue_requirement_scaling_factor | discount_rate | inflation_rate_for_investment | traditional_project_invested_capital | periodicity_of_investment_in_years | priority | maximum_total_investment_cost | DER_portfolio_NPV | DER_portfolio_BC_ratio | total_system_energy_avoided_cost_NPV | total_system_capacity_avoided_cost_NPV | total_system_ancillary_services_avoided_cost_NPV | total_system_CO2_avoided_cost_NPV | total_system_loss_of_load_avoided_cost_NPV | total_system_distribution_capacity_avoided_cost_NPV | total_system_investment_and_operational_cost_NPV | feeder_solar_pv_operating_cost_USdollarperkWh | feeder_energy_storage_operating_cost_USdollarperkWh | feeder_distributed_generator_operating_cost_USdollarperkWh | feeder_distributed_generator_CO2_cost_USdollarperkWh | feeder_demand_response_operating_cost_USdollarperkWh | feeder_solar_pv_investment_cost_USdollarperkW | feeder_energy_storage_investment_cost_USdollarperkW | feeder_distributed_generator_investment_cost_USdollarperkW | feeder_demand_response_investment_cost_USdollarperkW
8100603 |  | ts_slack | none | node_SOURCE_8100603 | 2771.281 | 267 | 247 | 6 | 0 | 0 | 0 | 0 | 106 | 3.073 | 1.738 | 0.74 | 0 | 0 |  | 0 | 0 | 1 | 0 |  | 0 | 0 | 0 | 0 | 0 | 0 | 0 | 0 | 0 | 0 | 0 | 0 | 0 | 0 | 0 | 0 | 0 | 0 | 0 | 999999999 | 0 | 0 | 0 | 0 | 0 | 0 | 0 | 0 | 0 | 0 | 0 | 0 | 0 | 0 | 0 | 0 | 0 | 0

## fuse
data_type | static
owner_type | feeder
owner | 8100603
object | fuse
name | groupid | phases | fr | to | phase_A_status | phase_B_status | phase_C_status | repair_dist_type | current_limit | mean_replacement_time | status | dcircuit | selected | monitored | monitored_fields | class_monitored_fields | played | played_fields | comments
fuse_220386401 |  | ABCD | node_intto1_8100603_200858224 | node_8100603_200858224 | GOOD | GOOD | GOOD |  | 75 |  |  | 8100603 | no | no |  |  | no
fuse_220386410 |  | ABCD | node_intto1_8100603_200858242 | node_8100603_200858242 | GOOD | GOOD | GOOD |  | 50 |  |  | 8100603 | no | no |  |  | no
fuse_310013650 |  | ABCD | node_intto1_8100603_200858944 | node_8100603_200858944 | GOOD | GOOD | GOOD |  | 140 |  |  | 8100603 | no | no |  |  | no
fuse_310013659 |  | ABCD | node_intto1_8100603_200858951 | node_8100603_200858951 | GOOD | GOOD | GOOD |  | 300 |  |  | 8100603 | no | no |  |  | no
fuse_312002716 |  | ABCN | node_intto1_312002716 | node_312002716 | GOOD | GOOD | GOOD |  | 200 |  |  | 8100603 | no | no |  |  | no
fuse_312110261 |  | ABCN | node_intto1_312110261 | node_312110261 | GOOD | GOOD | GOOD |  | 300 |  |  | 8100603 | no | no |  |  | no
fuse_312110264 |  | ABCD | node_intto1_8100603_200857550 | node_8100603_200857550 | GOOD | GOOD | GOOD |  | 300 |  |  | 8100603 | no | no |  |  | no

## line_configuration
data_type | static
owner_type | feeder
owner | 8100603
object | line_configuration
name | groupid | conductor_A | conductor_B | conductor_C | conductor_N | spacing | z11 | z12 | z13 | z21 | z22 | z23 | z31 | z32 | z33 | c11 | c12 | c13 | c21 | c22 | c23 | c31 | c32 | c33 | dcircuit | selected | comments
bal_1P_1/0AA |  | oh_cond_1/0_AAAC | oh_cond_1/0_AAAC | oh_cond_1/0_AAAC |  |  | 0.972+1.499j | 0.095+0.781j | 0.095+0.781j | 0.095+0.781j | 0.972+1.499j | 0.095+0.781j | 0.095+0.781j | 0.095+0.781j | 0.972+1.499j | 12.796 | -3.172 | -3.172 | -3.172 | 12.796 | -3.172 | -3.172 | -3.172 | 12.796 |  | no
bal_1P_1/0AA_1/0AA(N) |  | oh_cond_1/0_AAAC | oh_cond_1/0_AAAC | oh_cond_1/0_AAAC | oh_cond_1/0_AAAC |  | 1.078+1.186j | 0.201+0.467j | 0.201+0.467j | 0.201+0.467j | 1.078+1.186j | 0.201+0.467j | 0.201+0.467j | 0.201+0.467j | 1.078+1.186j | 13.243 | -2.726 | -2.726 | -2.726 | 13.243 | -2.726 | -2.726 | -2.726 | 13.243 |  | no
bal_1P_1/0AC |  | oh_cond_1/0_ACSR | oh_cond_1/0_ACSR | oh_cond_1/0_ACSR |  |  | 0.983+1.218j | 0.095+0.781j | 0.095+0.781j | 0.095+0.781j | 0.983+1.218j | 0.095+0.781j | 0.095+0.781j | 0.095+0.781j | 0.983+1.218j | 12.796 | -3.172 | -3.172 | -3.172 | 12.796 | -3.172 | -3.172 | -3.172 | 12.796 |  | no
bal_3P_1/0AA |  | oh_cond_1/0_AAAC | oh_cond_1/0_AAAC | oh_cond_1/0_AAAC |  |  | 0.972+1.499j | 0.095+0.781j | 0.095+0.781j | 0.095+0.781j | 0.972+1.499j | 0.095+0.781j | 0.095+0.781j | 0.095+0.781j | 0.972+1.499j | 12.796 | -3.172 | -3.172 | -3.172 | 12.796 | -3.172 | -3.172 | -3.172 | 12.796 |  | no
bal_3P_1/0AC |  | oh_cond_1/0_ACSR | oh_cond_1/0_ACSR | oh_cond_1/0_ACSR |  |  | 0.983+1.497j | 0.095+0.781j | 0.095+0.781j | 0.095+0.781j | 0.983+1.497j | 0.095+0.781j | 0.095+0.781j | 0.095+0.781j | 0.983+1.497j | 12.796 | -3.172 | -3.172 | -3.172 | 12.796 | -3.172 | -3.172 | -3.172 | 12.796 |  | no
bal_3P_2/0CU |  | oh_cond_2/0_CU | oh_cond_2/0_CU | oh_cond_2/0_CU |  |  | 0.535+1.487j | 0.095+0.781j | 0.095+0.781j | 0.095+0.781j | 0.535+1.487j | 0.095+0.781j | 0.095+0.781j | 0.095+0.781j | 0.535+1.487j | 12.878 | -3.204 | -3.204 | -3.204 | 12.878 | -3.204 | -3.204 | -3.204 | 12.878 |  | no
bal_3P_2CU |  | oh_cond_2_CU | oh_cond_2_CU | oh_cond_2_CU |  |  | 0.968+1.536j | 0.095+0.781j | 0.095+0.781j | 0.095+0.781j | 0.968+1.536j | 0.095+0.781j | 0.095+0.781j | 0.095+0.781j | 0.968+1.536j | 12.191 | -2.94 | -2.94 | -2.94 | 12.191 | -2.94 | -2.94 | -2.94 | 12.191 |  | no
bal_3P_4/0AL |  | oh_cond_4/0_AL | oh_cond_4/0_AL | oh_cond_4/0_AL |  |  | 0.537+1.466j | 0.095+0.781j | 0.095+0.781j | 0.095+0.781j | 0.537+1.466j | 0.095+0.781j | 0.095+0.781j | 0.095+0.781j | 0.537+1.466j | 13.381 | -3.4 | -3.4 | -3.4 | 13.381 | -3.4 | -3.4 | -3.4 | 13.381 |  | no
bal_3P_4CU |  | oh_cond_4_CU | oh_cond_4_CU | oh_cond_4_CU |  |  | 1.483+1.565j | 0.095+0.781j | 0.095+0.781j | 0.095+0.781j | 1.483+1.565j | 0.095+0.781j | 0.095+0.781j | 0.095+0.781j | 1.483+1.565j | 11.78 | -2.785 | -2.785 | -2.785 | 11.78 | -2.785 | -2.785 | -2.785 | 11.78 |  | no
bal_3P_477AL |  | oh_cond_477_MCM_AL | oh_cond_477_MCM_AL | oh_cond_477_MCM_AL |  |  | 0.293+1.41j | 0.095+0.775j | 0.095+0.775j | 0.095+0.775j | 0.293+1.41j | 0.095+0.775j | 0.095+0.775j | 0.095+0.775j | 0.293+1.41j | 14.305 | -3.735 | -3.735 | -3.735 | 14.305 | -3.735 | -3.735 | -3.735 | 14.305 |  | no
bal_3P_DELTACUST |  | oh_cond_2/0_CU | oh_cond_2/0_CU | oh_cond_2/0_CU | oh_cond_3_#7_CWD_30% |  | 0.66+1.378j | 0.22+0.666j | 0.22+0.666j | 0.22+0.666j | 0.66+1.378j | 0.22+0.666j | 0.22+0.666j | 0.22+0.666j | 0.66+1.378j | 13.24 | -2.712 | -2.712 | -2.712 | 13.24 | -2.712 | -2.712 | -2.712 | 13.24 |  | no
unb_TAPWIRE_OH |  | oh_cond_WP-4/0-CU | oh_cond_WP-4/0-CU | oh_cond_WP-4/0-CU | oh_cond_WP-4/0-CU |  | 0.365+1.097j | 0.093+0.433j | 0.094+0.34j | 0.093+0.433j | 0.368+1.078j | 0.095+0.401j | 0.094+0.34j | 0.095+0.401j | 0.368+1.077j | 14.911 | -4.341 | -1.953 | -4.341 | 15.781 | -3.724 | -1.953 | -3.724 | 14.818 |  | no
und_3P_DELTACUST |  | und_cond_3P_DELTACUST | und_cond_3P_DELTACUST | und_cond_3P_DELTACUST |  |  | 0.179+0.233j | 0.061-0.024j | 0.061-0.024j | 0.061-0.024j | 0.179+0.233j | 0.061-0.024j | 0.061-0.024j | 0.061-0.024j | 0.179+0.233j | 324.124 | 0 | 0 | 0 | 324.124 | 0 | 0 | 0 | 324.124 |  | no
und_TAPWIRE_UG |  | und_cond_TAPWIRE_UG | und_cond_TAPWIRE_UG | und_cond_TAPWIRE_UG |  |  | 0.001+0.001j | 0.0+0.0j | 0.0+0.0j | 0.0+0.0j | 0.001+0.001j | 0.0+0.0j | 0.0+0.0j | 0.0+0.0j | 0.001+0.001j | 0 | 0 | 0 | 0 | 0 | 0 | 0 | 0 | 0 |  | no

## load
data_type | static
owner_type | feeder
owner | 8100603
object | load
name | groupid | parent | bustype | phases | nominal_voltage | load_class | constant_power_A | constant_power_B | constant_power_C | constant_current_A | constant_current_B | constant_current_C | constant_impedance_A | constant_impedance_B | constant_impedance_C | base_power_A | base_power_B | base_power_C | power_pf_A | power_pf_B | power_pf_C | current_pf_A | current_pf_B | current_pf_C | impedance_pf_A | impedance_pf_B | impedance_pf_C | power_fraction_A | power_fraction_B | power_fraction_C | current_fraction_A | current_fraction_B | current_fraction_C | impedance_fraction_A | impedance_fraction_B | impedance_fraction_C | dcircuit | selected | monitored | monitored_fields | class_monitored_fields | played | played_fields | base_kw_A | base_kw_B | base_kw_C | kw_A | kw_B | kw_C | comments | critical_load | dem_resp_lb | dem_resp_ub | dem_resp_shortage_cost | dem_resp_surplus_cost | num_customers
load_220338781 |  | node_1384100_061_15299272_302 |  | AN | 0 | NonResidential | 22413.6+9548.154j | 0 | 0 | 0 | 0 | 0 | [24 empty] | 8100603 | no | no |  |  | no |  | 0 | 0 | 0 | 0 | 0 | 0 |  | 1 | 1 | 1 | 0 | 0 | 0
load_220347034 |  | node_1381435_811_15298060_064 |  | AN | 0 | NonResidential | 0 | 0 | 0 | 0 | 0 | 0 | [24 empty] | 8100603 | no | no |  |  | no |  | 0 | 0 | 0 | 0 | 0 | 0 |  | 1 | 1 | 1 | 0 | 0 | 0
load_220347036 |  | node_1381521_427_15297904_33 |  | AN | 0 | NonResidential | 4666.667+1987.992j | 0 | 0 | 0 | 0 | 0 | [24 empty] | 8100603 | no | no |  |  | no |  | 0 | 0 | 0 | 0 | 0 | 0 |  | 1 | 1 | 1 | 0 | 0 | 0
load_220347037 |  | node_1381523_983_15297930_758 |  | BN | 0 | NonResidential | 0 | 4666.667+1987.992j | 0 | 0 | 0 | 0 | [24 empty] | 8100603 | no | no |  |  | no |  | 0 | 0 | 0 | 0 | 0 | 0 |  | 1 | 1 | 1 | 0 | 0 | 0
load_220347038 |  | node_1381521_363_15297957_128 |  | CN | 0 | NonResidential | 0 | 0 | 4666.667+1987.992j | 0 | 0 | 0 | [24 empty] | 8100603 | no | no |  |  | no |  | 0 | 0 | 0 | 0 | 0 | 0 |  | 1 | 1 | 1 | 0 | 0 | 0
load_220347042 |  | node_1381515_436_15297578_928 |  | AN | 0 | NonResidential | 55000+23429.902j | 0 | 0 | 0 | 0 | 0 | [24 empty] | 8100603 | no | no |  |  | no |  | 0 | 0 | 0 | 0 | 0 | 0 |  | 1 | 1 | 1 | 0 | 0 | 0
load_220347167 |  | node_1381107_337_15297923_482 |  | AN | 0 | Residential | 20352+8669.916j | 0 | 0 | 0 | 0 | 0 | [24 empty] | 8100603 | no | no |  |  | no |  | 0 | 0 | 0 | 0 | 0 | 0 |  | 1 | 1 | 1 | 0 | 0 | 0
load_220347168 |  | node_1381111_277_15297897_422 |  | BN | 0 | Residential | 0 | 20352+8669.916j | 0 | 0 | 0 | 0 | [24 empty] | 8100603 | no | no |  |  | no |  | 0 | 0 | 0 | 0 | 0 | 0 |  | 1 | 1 | 1 | 0 | 0 | 0
load_220347169 |  | node_1381108_561_15297950_07 |  | CN | 0 | NonResidential | 0 | 0 | 7000+2981.988j | 0 | 0 | 0 | [24 empty] | 8100603 | no | no |  |  | no |  | 0 | 0 | 0 | 0 | 0 | 0 |  | 1 | 1 | 1 | 0 | 0 | 0
load_220347170 |  | node_1381188_836_15298798_869 |  | BN | 0 | NonResidential | 0 | 6000+2555.989j | 0 | 0 | 0 | 0 | [24 empty] | 8100603 | no | no |  |  | no |  | 0 | 0 | 0 | 0 | 0 | 0 |  | 1 | 1 | 1 | 0 | 0 | 0
load_220347171 |  | node_1381186_753_15298825_33 |  | AN | 0 | NonResidential | 6000+2555.989j | 0 | 0 | 0 | 0 | 0 | [24 empty] | 8100603 | no | no |  |  | no |  | 0 | 0 | 0 | 0 | 0 | 0 |  | 1 | 1 | 1 | 0 | 0 | 0
load_220347172 |  | node_1381148_496_15299492_036 |  | AN | 0 | Residential | 59821.2+25483.724j | 0 | 0 | 0 | 0 | 0 | [24 empty] | 8100603 | no | no |  |  | no |  | 0 | 0 | 0 | 0 | 0 | 0 |  | 1 | 1 | 1 | 0 | 0 | 0
load_220347173 |  | node_1381145_05_15299518_227 |  | AN | 0 | NonResidential | 17500+7454.969j | 0 | 0 | 0 | 0 | 0 | [24 empty] | 8100603 | no | no |  |  | no |  | 0 | 0 | 0 | 0 | 0 | 0 |  | 1 | 1 | 1 | 0 | 0 | 0
load_220347174 |  | node_1381069_554_15299970_544 |  | AN | 0 | Residential | 11433.6+4870.693j | 0 | 0 | 0 | 0 | 0 | [24 empty] | 8100603 | no | no |  |  | no |  | 0 | 0 | 0 | 0 | 0 | 0 |  | 1 | 1 | 1 | 0 | 0 | 0
load_220347175 |  | node_1381065_684_15299996_625 |  | AN | 0 | Residential | 11433.6+4870.693j | 0 | 0 | 0 | 0 | 0 | [24 empty] | 8100603 | no | no |  |  | no |  | 0 | 0 | 0 | 0 | 0 | 0 |  | 1 | 1 | 1 | 0 | 0 | 0
load_220347176 |  | node_1381083_276_15300265_698 |  | AN | 0 | NonResidential | 38000+16187.932j | 0 | 0 | 0 | 0 | 0 | [24 empty] | 8100603 | no | no |  |  | no |  | 0 | 0 | 0 | 0 | 0 | 0 |  | 1 | 1 | 1 | 0 | 0 | 0
load_220347177 |  | node_1381069_776_15300280_814 |  | BN | 0 | NonResidential | 0 | 38000+16187.932j | 0 | 0 | 0 | 0 | [24 empty] | 8100603 | no | no |  |  | no |  | 0 | 0 | 0 | 0 | 0 | 0 |  | 1 | 1 | 1 | 0 | 0 | 0
load_220347178 |  | node_1381094_535_15300244_652 |  | CN | 0 | NonResidential | 0 | 0 | 38000+16187.932j | 0 | 0 | 0 | [24 empty] | 8100603 | no | no |  |  | no |  | 0 | 0 | 0 | 0 | 0 | 0 |  | 1 | 1 | 1 | 0 | 0 | 0
load_220347179 |  | node_1381000_005_15300588_554 |  | AN | 0 | NonResidential | 8884.8+3784.909j | 0 | 0 | 0 | 0 | 0 | [24 empty] | 8100603 | no | no |  |  | no |  | 0 | 0 | 0 | 0 | 0 | 0 |  | 1 | 1 | 1 | 0 | 0 | 0
load_220347181 |  | node_1381358_156_15298428_88 |  | AN | 0 | NonResidential | 5666.667+2413.99j | 0 | 0 | 0 | 0 | 0 | [24 empty] | 8100603 | no | no |  |  | no |  | 0 | 0 | 0 | 0 | 0 | 0 |  | 1 | 1 | 1 | 0 | 0 | 0
load_220347182 |  | node_1381355_36_15298455_216 |  | BN | 0 | NonResidential | 0 | 5666.667+2413.99j | 0 | 0 | 0 | 0 | [24 empty] | 8100603 | no | no |  |  | no |  | 0 | 0 | 0 | 0 | 0 | 0 |  | 1 | 1 | 1 | 0 | 0 | 0
load_220347183 |  | node_1381355_776_15298402_424 |  | CN | 0 | NonResidential | 0 | 0 | 5666.667+2413.99j | 0 | 0 | 0 | [24 empty] | 8100603 | no | no |  |  | no |  | 0 | 0 | 0 | 0 | 0 | 0 |  | 1 | 1 | 1 | 0 | 0 | 0
load_220347185 |  | node_1381154_507_15298531_266 |  | BN | 0 | NonResidential | 0 | 21000+8945.963j | 0 | 0 | 0 | 0 | [24 empty] | 8100603 | no | no |  |  | no |  | 0 | 0 | 0 | 0 | 0 | 0 |  | 1 | 1 | 1 | 0 | 0 | 0
load_220347186 |  | node_1381159_788_15298527_58 |  | CN | 0 | Residential | 0 | 0 | 13546.8+5770.913j | 0 | 0 | 0 | [24 empty] | 8100603 | no | no |  |  | no |  | 0 | 0 | 0 | 0 | 0 | 0 |  | 1 | 1 | 1 | 0 | 0 | 0
load_220347189 |  | node_1380940_57_15298606_959 |  | AN | 0 | NonResidential | 6000+2555.989j | 0 | 0 | 0 | 0 | 0 | [24 empty] | 8100603 | no | no |  |  | no |  | 0 | 0 | 0 | 0 | 0 | 0 |  | 1 | 1 | 1 | 0 | 0 | 0
load_220347190 |  | node_1380979_787_15298611_034 |  | BN | 0 | NonResidential | 0 | 6000+2555.989j | 0 | 0 | 0 | 0 | [24 empty] | 8100603 | no | no |  |  | no |  | 0 | 0 | 0 | 0 | 0 | 0 |  | 1 | 1 | 1 | 0 | 0 | 0
load_220347191 |  | node_1380959_996_15298612_462 |  | CN | 0 | NonResidential | 0 | 0 | 6000+2555.989j | 0 | 0 | 0 | [24 empty] | 8100603 | no | no |  |  | no |  | 0 | 0 | 0 | 0 | 0 | 0 |  | 1 | 1 | 1 | 0 | 0 | 0
load_220347193 |  | node_1381304_002_15297721_974 |  | AN | 0 | NonResidential | 4333.333+1845.992j | 0 | 0 | 0 | 0 | 0 | [24 empty] | 8100603 | no | no |  |  | no |  | 0 | 0 | 0 | 0 | 0 | 0 |  | 1 | 1 | 1 | 0 | 0 | 0
load_220347194 |  | node_1381323_821_15297721_385 |  | BN | 0 | NonResidential | 0 | 4333.333+1845.992j | 0 | 0 | 0 | 0 | [24 empty] | 8100603 | no | no |  |  | no |  | 0 | 0 | 0 | 0 | 0 | 0 |  | 1 | 1 | 1 | 0 | 0 | 0
load_220347195 |  | node_1381343_114_15297727_707 |  | CN | 0 | NonResidential | 0 | 0 | 4333.333+1845.992j | 0 | 0 | 0 | [24 empty] | 8100603 | no | no |  |  | no |  | 0 | 0 | 0 | 0 | 0 | 0 |  | 1 | 1 | 1 | 0 | 0 | 0
load_220347245 |  | node_1380981_081_15298848_322 |  | AN | 0 | Residential | 352.8+150.292j | 0 | 0 | 0 | 0 | 0 | [24 empty] | 8100603 | no | no |  |  | no |  | 0 | 0 | 0 | 0 | 0 | 0 |  | 1 | 1 | 1 | 0 | 0 | 0
load_220347246 |  | node_1380926_956_15298740_354 |  | AN | 0 | Residential | 11354.4+4836.954j | 0 | 0 | 0 | 0 | 0 | [24 empty] | 8100603 | no | no |  |  | no |  | 0 | 0 | 0 | 0 | 0 | 0 |  | 1 | 1 | 1 | 0 | 0 | 0
load_220347247 |  | node_1380946_505_15298744_977 |  | BN | 0 | NonResidential | 0 | 9000+3833.984j | 0 | 0 | 0 | 0 | [24 empty] | 8100603 | no | no |  |  | no |  | 0 | 0 | 0 | 0 | 0 | 0 |  | 1 | 1 | 1 | 0 | 0 | 0
load_220347248 |  | node_1380907_217_15298742_675 |  | CN | 0 | NonResidential | 0 | 0 | 9000+3833.984j | 0 | 0 | 0 | [24 empty] | 8100603 | no | no |  |  | no |  | 0 | 0 | 0 | 0 | 0 | 0 |  | 1 | 1 | 1 | 0 | 0 | 0
load_220347249 |  | node_1380907_242_15299115_765 |  | AN | 0 | NonResidential | 3333.333+1419.994j | 0 | 0 | 0 | 0 | 0 | [24 empty] | 8100603 | no | no |  |  | no |  | 0 | 0 | 0 | 0 | 0 | 0 |  | 1 | 1 | 1 | 0 | 0 | 0
load_220347250 |  | node_1380890_823_15299130_543 |  | BN | 0 | NonResidential | 0 | 3333.333+1419.994j | 0 | 0 | 0 | 0 | [24 empty] | 8100603 | no | no |  |  | no |  | 0 | 0 | 0 | 0 | 0 | 0 |  | 1 | 1 | 1 | 0 | 0 | 0
load_220347251 |  | node_1380872_087_15299139_084 |  | CN | 0 | NonResidential | 0 | 0 | 3333.333+1419.994j | 0 | 0 | 0 | [24 empty] | 8100603 | no | no |  |  | no |  | 0 | 0 | 0 | 0 | 0 | 0 |  | 1 | 1 | 1 | 0 | 0 | 0
load_220347252 |  | node_1380796_912_15299144_587 |  | AN | 0 | NonResidential | 1333.333+567.997j | 0 | 0 | 0 | 0 | 0 | [24 empty] | 8100603 | no | no |  |  | no |  | 0 | 0 | 0 | 0 | 0 | 0 |  | 1 | 1 | 1 | 0 | 0 | 0
load_220347253 |  | node_1380778_129_15299152_941 |  | BN | 0 | Residential | 0 | 25821.6+10999.956j | 0 | 0 | 0 | 0 | [24 empty] | 8100603 | no | no |  |  | no |  | 0 | 0 | 0 | 0 | 0 | 0 |  | 1 | 1 | 1 | 0 | 0 | 0
load_220347254 |  | node_1380758_342_15299154_467 |  | CN | 0 | NonResidential | 0 | 0 | 1333.333+567.997j | 0 | 0 | 0 | [24 empty] | 8100603 | no | no |  |  | no |  | 0 | 0 | 0 | 0 | 0 | 0 |  | 1 | 1 | 1 | 0 | 0 | 0
load_220347255 |  | node_1380603_044_15299175_772 |  | AN | 0 | Residential | 19.2+8.179j | 0 | 0 | 0 | 0 | 0 | [24 empty] | 8100603 | no | no |  |  | no |  | 0 | 0 | 0 | 0 | 0 | 0 |  | 1 | 1 | 1 | 0 | 0 | 0
load_220347256 |  | node_1380583_217_15299175_517 |  | BN | 0 | NonResidential | 0 | 5666.667+2413.99j | 0 | 0 | 0 | 0 | [24 empty] | 8100603 | no | no |  |  | no |  | 0 | 0 | 0 | 0 | 0 | 0 |  | 1 | 1 | 1 | 0 | 0 | 0
load_220347257 |  | node_1380622_21_15299169_128 |  | CN | 0 | Residential | 0 | 0 | 19.2+8.179j | 0 | 0 | 0 | [24 empty] | 8100603 | no | no |  |  | no |  | 0 | 0 | 0 | 0 | 0 | 0 |  | 1 | 1 | 1 | 0 | 0 | 0
load_220347422 |  | node_1382960_668_15299787_604 |  | AN | 0 | NonResidential | 3074.4+1309.689j | 0 | 0 | 0 | 0 | 0 | [24 empty] | 8100603 | no | no |  |  | no |  | 0 | 0 | 0 | 0 | 0 | 0 |  | 1 | 1 | 1 | 0 | 0 | 0
load_220347423 |  | node_1382913_969_15300097_476 |  | AN | 0 | NonResidential | 0 | 0 | 0 | 0 | 0 | 0 | [24 empty] | 8100603 | no | no |  |  | no |  | 0 | 0 | 0 | 0 | 0 | 0 |  | 1 | 1 | 1 | 0 | 0 | 0
load_220347424 |  | node_1380185_024_15299454_909 |  | AN | 0 | Residential | 30163.2+12849.469j | 0 | 0 | 0 | 0 | 0 | [24 empty] | 8100603 | no | no |  |  | no |  | 0 | 0 | 0 | 0 | 0 | 0 |  | 1 | 1 | 1 | 0 | 0 | 0
load_220347425 |  | node_1380204_49_15299460_139 |  | BN | 0 | Residential | 0 | 30163.2+12849.469j | 0 | 0 | 0 | 0 | [24 empty] | 8100603 | no | no |  |  | no |  | 0 | 0 | 0 | 0 | 0 | 0 |  | 1 | 1 | 1 | 0 | 0 | 0
load_220347426 |  | node_1380165_248_15299456_614 |  | CN | 0 | Residential | 0 | 0 | 30163.2+12849.469j | 0 | 0 | 0 | [24 empty] | 8100603 | no | no |  |  | no |  | 0 | 0 | 0 | 0 | 0 | 0 |  | 1 | 1 | 1 | 0 | 0 | 0
load_220347427 |  | node_1380375_309_15299545_675 |  | AN | 0 | Residential | 9799.2+4174.442j | 0 | 0 | 0 | 0 | 0 | [24 empty] | 8100603 | no | no |  |  | no |  | 0 | 0 | 0 | 0 | 0 | 0 |  | 1 | 1 | 1 | 0 | 0 | 0
load_220347428 |  | node_1380791_894_15299563_448 |  | AN | 0 | Residential | 99950.4+42578.692j | 0 | 0 | 0 | 0 | 0 | [24 empty] | 8100603 | no | no |  |  | no |  | 0 | 0 | 0 | 0 | 0 | 0 |  | 1 | 1 | 1 | 0 | 0 | 0
load_220347429 |  | node_1381328_406_15299591_054 |  | AN | 0 | NonResidential | 1000+425.998j | 0 | 0 | 0 | 0 | 0 | [24 empty] | 8100603 | no | no |  |  | no |  | 0 | 0 | 0 | 0 | 0 | 0 |  | 1 | 1 | 1 | 0 | 0 | 0
load_220347430 |  | node_1381489_011_15299662_21 |  | AN | 0 | Residential | 6559.2+2794.207j | 0 | 0 | 0 | 0 | 0 | [24 empty] | 8100603 | no | no |  |  | no |  | 0 | 0 | 0 | 0 | 0 | 0 |  | 1 | 1 | 1 | 0 | 0 | 0
load_220347431 |  | node_1381442_114_15299381_875 |  | AN | 0 | Residential | 10148.4+4323.2j | 0 | 0 | 0 | 0 | 0 | [24 empty] | 8100603 | no | no |  |  | no |  | 0 | 0 | 0 | 0 | 0 | 0 |  | 1 | 1 | 1 | 0 | 0 | 0
load_220347432 |  | node_1381446_145_15299355_84 |  | AN | 0 | NonResidential | 16500+7028.971j | 0 | 0 | 0 | 0 | 0 | [24 empty] | 8100603 | no | no |  |  | no |  | 0 | 0 | 0 | 0 | 0 | 0 |  | 1 | 1 | 1 | 0 | 0 | 0
load_220347433 |  | node_1381809_478_15299084_467 |  | AN | 0 | NonResidential | 7666.667+3265.986j | 0 | 0 | 0 | 0 | 0 | [24 empty] | 8100603 | no | no |  |  | no |  | 0 | 0 | 0 | 0 | 0 | 0 |  | 1 | 1 | 1 | 0 | 0 | 0
load_220347434 |  | node_1381820_137_15299107_015 |  | BN | 0 | NonResidential | 0 | 7666.667+3265.986j | 0 | 0 | 0 | 0 | [24 empty] | 8100603 | no | no |  |  | no |  | 0 | 0 | 0 | 0 | 0 | 0 |  | 1 | 1 | 1 | 0 | 0 | 0
load_220347435 |  | node_1381794_855_15299066_354 |  | CN | 0 | NonResidential | 0 | 0 | 7666.667+3265.986j | 0 | 0 | 0 | [24 empty] | 8100603 | no | no |  |  | no |  | 0 | 0 | 0 | 0 | 0 | 0 |  | 1 | 1 | 1 | 0 | 0 | 0
load_220347436 |  | node_1382274_769_15299155_497 |  | AN | 0 | NonResidential | 11666.667+4969.979j | 0 | 0 | 0 | 0 | 0 | [24 empty] | 8100603 | no | no |  |  | no |  | 0 | 0 | 0 | 0 | 0 | 0 |  | 1 | 1 | 1 | 0 | 0 | 0
load_220347437 |  | node_1382287_202_15299176_35 |  | BN | 0 | NonResidential | 0 | 11666.667+4969.979j | 0 | 0 | 0 | 0 | [24 empty] | 8100603 | no | no |  |  | no |  | 0 | 0 | 0 | 0 | 0 | 0 |  | 1 | 1 | 1 | 0 | 0 | 0
load_220347438 |  | node_1382258_763_15299139_64 |  | CN | 0 | NonResidential | 0 | 0 | 11666.667+4969.979j | 0 | 0 | 0 | [24 empty] | 8100603 | no | no |  |  | no |  | 0 | 0 | 0 | 0 | 0 | 0 |  | 1 | 1 | 1 | 0 | 0 | 0
load_220347439 |  | node_1382257_35_15299381_463 |  | AN | 0 | Residential | 33012+14063.053j | 0 | 0 | 0 | 0 | 0 | [24 empty] | 8100603 | no | no |  |  | no |  | 0 | 0 | 0 | 0 | 0 | 0 |  | 1 | 1 | 1 | 0 | 0 | 0
load_220347448 |  | node_1381215_883_15299212_971 |  | AN | 0 | Residential | 42847.2+18252.831j | 0 | 0 | 0 | 0 | 0 | [24 empty] | 8100603 | no | no |  |  | no |  | 0 | 0 | 0 | 0 | 0 | 0 |  | 1 | 1 | 1 | 0 | 0 | 0
load_220347449 |  | node_1381575_247_15299782_826 |  | AN | 0 | NonResidential | 1333.333+567.997j | 0 | 0 | 0 | 0 | 0 | [24 empty] | 8100603 | no | no |  |  | no |  | 0 | 0 | 0 | 0 | 0 | 0 |  | 1 | 1 | 1 | 0 | 0 | 0
load_220347450 |  | node_1381579_434_15299808_89 |  | BN | 0 | NonResidential | 0 | 1333.333+567.997j | 0 | 0 | 0 | 0 | [24 empty] | 8100603 | no | no |  |  | no |  | 0 | 0 | 0 | 0 | 0 | 0 |  | 1 | 1 | 1 | 0 | 0 | 0
load_220347451 |  | node_1381578_463_15299835_477 |  | CN | 0 | NonResidential | 0 | 0 | 1333.333+567.997j | 0 | 0 | 0 | [24 empty] | 8100603 | no | no |  |  | no |  | 0 | 0 | 0 | 0 | 0 | 0 |  | 1 | 1 | 1 | 0 | 0 | 0
load_220347452 |  | node_1381471_875_15299747_255 |  | AN | 0 | Residential | 27172.8+11575.564j | 0 | 0 | 0 | 0 | 0 | [24 empty] | 8100603 | no | no |  |  | no |  | 0 | 0 | 0 | 0 | 0 | 0 |  | 1 | 1 | 1 | 0 | 0 | 0
load_220347453 |  | node_1381825_259_15299696_663 |  | AN | 0 | Residential | 80812.8+34426.109j | 0 | 0 | 0 | 0 | 0 | [24 empty] | 8100603 | no | no |  |  | no |  | 0 | 0 | 0 | 0 | 0 | 0 |  | 1 | 1 | 1 | 0 | 0 | 0
load_220347454 |  | node_1382119_54_15299715_169 |  | AN | 0 | Residential | 50176.8+21375.227j | 0 | 0 | 0 | 0 | 0 | [24 empty] | 8100603 | no | no |  |  | no |  | 0 | 0 | 0 | 0 | 0 | 0 |  | 1 | 1 | 1 | 0 | 0 | 0
load_220347544 |  | node_1380761_705_15299379_375 |  | AN | 0 | NonResidential | 3666.667+1561.994j | 0 | 0 | 0 | 0 | 0 | [24 empty] | 8100603 | no | no |  |  | no |  | 0 | 0 | 0 | 0 | 0 | 0 |  | 1 | 1 | 1 | 0 | 0 | 0
load_220347545 |  | node_1380758_582_15299405_642 |  | BN | 0 | NonResidential | 0 | 3666.667+1561.994j | 0 | 0 | 0 | 0 | [24 empty] | 8100603 | no | no |  |  | no |  | 0 | 0 | 0 | 0 | 0 | 0 |  | 1 | 1 | 1 | 0 | 0 | 0
load_220347546 |  | node_1380759_654_15299352_872 |  | CN | 0 | NonResidential | 0 | 0 | 3666.667+1561.994j | 0 | 0 | 0 | [24 empty] | 8100603 | no | no |  |  | no |  | 0 | 0 | 0 | 0 | 0 | 0 |  | 1 | 1 | 1 | 0 | 0 | 0
load_220347547 |  | node_1380157_005_15299449_027 |  | AN | 0 | NonResidential | 5666.667+2413.99j | 0 | 0 | 0 | 0 | 0 | [24 empty] | 8100603 | no | no |  |  | no |  | 0 | 0 | 0 | 0 | 0 | 0 |  | 1 | 1 | 1 | 0 | 0 | 0
load_220347548 |  | node_1380137_66_15299443_018 |  | BN | 0 | NonResidential | 0 | 5666.667+2413.99j | 0 | 0 | 0 | 0 | [24 empty] | 8100603 | no | no |  |  | no |  | 0 | 0 | 0 | 0 | 0 | 0 |  | 1 | 1 | 1 | 0 | 0 | 0
load_220347549 |  | node_1380176_815_15299448_118 |  | CN | 0 | NonResidential | 0 | 0 | 5666.667+2413.99j | 0 | 0 | 0 | [24 empty] | 8100603 | no | no |  |  | no |  | 0 | 0 | 0 | 0 | 0 | 0 |  | 1 | 1 | 1 | 0 | 0 | 0
load_220347550 |  | node_1379777_578_15299697_153 |  | AN | 0 | Residential | 11440.8+4873.76j | 0 | 0 | 0 | 0 | 0 | [24 empty] | 8100603 | no | no |  |  | no |  | 0 | 0 | 0 | 0 | 0 | 0 |  | 1 | 1 | 1 | 0 | 0 | 0
load_220347551 |  | node_1379736_664_15299934_745 |  | AN | 0 | Residential | 29973.6+12768.7j | 0 | 0 | 0 | 0 | 0 | [24 empty] | 8100603 | no | no |  |  | no |  | 0 | 0 | 0 | 0 | 0 | 0 |  | 1 | 1 | 1 | 0 | 0 | 0
load_220347587 |  | node_1379436_365_15299878_495 |  | AN | 0 | NonResidential | 13500+5750.976j | 0 | 0 | 0 | 0 | 0 | [24 empty] | 8100603 | no | no |  |  | no |  | 0 | 0 | 0 | 0 | 0 | 0 |  | 1 | 1 | 1 | 0 | 0 | 0
load_220347589 |  | node_1379286_36_15299870_171 |  | AN | 0 | NonResidential | 12000+5111.979j | 0 | 0 | 0 | 0 | 0 | [24 empty] | 8100603 | no | no |  |  | no |  | 0 | 0 | 0 | 0 | 0 | 0 |  | 1 | 1 | 1 | 0 | 0 | 0
load_220347590 |  | node_1379266_893_15299864_946 |  | BN | 0 | NonResidential | 0 | 12000+5111.979j | 0 | 0 | 0 | 0 | [24 empty] | 8100603 | no | no |  |  | no |  | 0 | 0 | 0 | 0 | 0 | 0 |  | 1 | 1 | 1 | 0 | 0 | 0
load_220347591 |  | node_1379306_136_15299868_46 |  | CN | 0 | NonResidential | 0 | 0 | 12000+5111.979j | 0 | 0 | 0 | [24 empty] | 8100603 | no | no |  |  | no |  | 0 | 0 | 0 | 0 | 0 | 0 |  | 1 | 1 | 1 | 0 | 0 | 0
load_220347592 |  | node_1379051_914_15299860_663 |  | AN | 0 | NonResidential | 3000+1277.995j | 0 | 0 | 0 | 0 | 0 | [24 empty] | 8100603 | no | no |  |  | no |  | 0 | 0 | 0 | 0 | 0 | 0 |  | 1 | 1 | 1 | 0 | 0 | 0
load_220347593 |  | node_1379032_246_15299857_136 |  | AN | 0 | NonResidential | 3000+1277.995j | 0 | 0 | 0 | 0 | 0 | [24 empty] | 8100603 | no | no |  |  | no |  | 0 | 0 | 0 | 0 | 0 | 0 |  | 1 | 1 | 1 | 0 | 0 | 0
load_220347594 |  | node_1379061_524_15299544_484 |  | AN | 0 | NonResidential | 14000+5963.975j | 0 | 0 | 0 | 0 | 0 | [24 empty] | 8100603 | no | no |  |  | no |  | 0 | 0 | 0 | 0 | 0 | 0 |  | 1 | 1 | 1 | 0 | 0 | 0
load_220347595 |  | node_1378904_267_15299871_7 |  | AN | 0 | NonResidential | 2333.333+993.996j | 0 | 0 | 0 | 0 | 0 | [24 empty] | 8100603 | no | no |  |  | no |  | 0 | 0 | 0 | 0 | 0 | 0 |  | 1 | 1 | 1 | 0 | 0 | 0
load_220347596 |  | node_1378884_451_15299870_678 |  | BN | 0 | NonResidential | 0 | 2333.333+993.996j | 0 | 0 | 0 | 0 | [24 empty] | 8100603 | no | no |  |  | no |  | 0 | 0 | 0 | 0 | 0 | 0 |  | 1 | 1 | 1 | 0 | 0 | 0
load_220347597 |  | node_1378923_571_15299865_799 |  | CN | 0 | NonResidential | 0 | 0 | 2333.333+993.996j | 0 | 0 | 0 | [24 empty] | 8100603 | no | no |  |  | no |  | 0 | 0 | 0 | 0 | 0 | 0 |  | 1 | 1 | 1 | 0 | 0 | 0
load_220436022 |  | node_1381201_092_15297845_367 |  | AN | 0 | NonResidential | 98666.667+42031.824j | 0 | 0 | 0 | 0 | 0 | [24 empty] | 8100603 | no | no |  |  | no |  | 0 | 0 | 0 | 0 | 0 | 0 |  | 1 | 1 | 1 | 0 | 0 | 0
load_220573126 |  | node_1383411_624_15299639_214 |  | AN | 0 | NonResidential | 2000+851.996j | 0 | 0 | 0 | 0 | 0 | [24 empty] | 8100603 | no | no |  |  | no |  | 0 | 0 | 0 | 0 | 0 | 0 |  | 1 | 1 | 1 | 0 | 0 | 0
load_220601546 |  | node_1380521_388_15298696_424 |  | AN | 0 | NonResidential | 0 | 0 | 0 | 0 | 0 | 0 | [24 empty] | 8100603 | no | no |  |  | no |  | 0 | 0 | 0 | 0 | 0 | 0 |  | 1 | 1 | 1 | 0 | 0 | 0
load_220620215 |  | node_1379416_928_15299873_067 |  | AN | 0 | NonResidential | 13500+5750.976j | 0 | 0 | 0 | 0 | 0 | [24 empty] | 8100603 | no | no |  |  | no |  | 0 | 0 | 0 | 0 | 0 | 0 |  | 1 | 1 | 1 | 0 | 0 | 0
load_220623099 |  | node_1379812_873_15299505_676 |  | AN | 0 | NonResidential | 0 | 0 | 0 | 0 | 0 | 0 | [24 empty] | 8100603 | no | no |  |  | no |  | 0 | 0 | 0 | 0 | 0 | 0 |  | 1 | 1 | 1 | 0 | 0 | 0
load_220624020 |  | node_1380359_087_15299936_504 |  | AN | 0 | Residential | 93715.2+39922.508j | 0 | 0 | 0 | 0 | 0 | [24 empty] | 8100603 | no | no |  |  | no |  | 0 | 0 | 0 | 0 | 0 | 0 |  | 1 | 1 | 1 | 0 | 0 | 0
load_220647058 |  | node_1380963_896_15301118_014 |  | AN | 0 | Residential | 57175.2+24356.533j | 0 | 0 | 0 | 0 | 0 | [24 empty] | 8100603 | no | no |  |  | no |  | 0 | 0 | 0 | 0 | 0 | 0 |  | 1 | 1 | 1 | 0 | 0 | 0
load_220648243 |  | node_1381837_613_15299283_235 |  | AN | 0 | Residential | 20203.2+8606.527j | 0 | 0 | 0 | 0 | 0 | [24 empty] | 8100603 | no | no |  |  | no |  | 0 | 0 | 0 | 0 | 0 | 0 |  | 1 | 1 | 1 | 0 | 0 | 0
load_220650881 |  | node_1382741_16_15299628_881 |  | AN | 0 | NonResidential | 7500+3194.987j | 0 | 0 | 0 | 0 | 0 | [24 empty] | 8100603 | no | no |  |  | no |  | 0 | 0 | 0 | 0 | 0 | 0 |  | 1 | 1 | 1 | 0 | 0 | 0
load_220650891 |  | node_1382727_476_15299609_49 |  | AN | 0 | Residential | 17150.4+7306.04j | 0 | 0 | 0 | 0 | 0 | [24 empty] | 8100603 | no | no |  |  | no |  | 0 | 0 | 0 | 0 | 0 | 0 |  | 1 | 1 | 1 | 0 | 0 | 0
load_220657986 |  | node_1379411_543_15299461_781 |  | AN | 0 | NonResidential | 3666.667+1561.994j | 0 | 0 | 0 | 0 | 0 | [24 empty] | 8100603 | no | no |  |  | no |  | 0 | 0 | 0 | 0 | 0 | 0 |  | 1 | 1 | 1 | 0 | 0 | 0
load_220657987 |  | node_1379431_07_15299466_564 |  | BN | 0 | NonResidential | 0 | 3666.667+1561.994j | 0 | 0 | 0 | 0 | [24 empty] | 8100603 | no | no |  |  | no |  | 0 | 0 | 0 | 0 | 0 | 0 |  | 1 | 1 | 1 | 0 | 0 | 0
load_220657988 |  | node_1379391_793_15299463_941 |  | CN | 0 | NonResidential | 0 | 0 | 3666.667+1561.994j | 0 | 0 | 0 | [24 empty] | 8100603 | no | no |  |  | no |  | 0 | 0 | 0 | 0 | 0 | 0 |  | 1 | 1 | 1 | 0 | 0 | 0
load_311906929 |  | node_1381207_548_15297842_096 |  | BN | 0 | NonResidential | 0 | 98666.667+42031.824j | 0 | 0 | 0 | 0 | [24 empty] | 8100603 | no | no |  |  | no |  | 0 | 0 | 0 | 0 | 0 | 0 |  | 1 | 1 | 1 | 0 | 0 | 0
load_311906930 |  | node_1381214_574_15297838_377 |  | CN | 0 | NonResidential | 0 | 0 | 98666.667+42031.824j | 0 | 0 | 0 | [24 empty] | 8100603 | no | no |  |  | no |  | 0 | 0 | 0 | 0 | 0 | 0 |  | 1 | 1 | 1 | 0 | 0 | 0
load_311935669 |  | node_1381179_255_15298780_176 |  | CN | 0 | Residential | 0 | 0 | 984+419.182j | 0 | 0 | 0 | [24 empty] | 8100603 | no | no |  |  | no |  | 0 | 0 | 0 | 0 | 0 | 0 |  | 1 | 1 | 1 | 0 | 0 | 0
load_312105132 |  | node_1380855_629_15298558_763 |  | AN | 0 | NonResidential | 4500+1916.992j | 0 | 0 | 0 | 0 | 0 | [24 empty] | 8100603 | no | no |  |  | no |  | 0 | 0 | 0 | 0 | 0 | 0 |  | 1 | 1 | 1 | 0 | 0 | 0
load_312105135 |  | node_1380855_816_15298546_625 |  | BN | 0 | Residential | 0 | 4000+1703.993j | 0 | 0 | 0 | 0 | [24 empty] | 8100603 | no | no |  |  | no |  | 0 | 0 | 0 | 0 | 0 | 0 |  | 1 | 1 | 1 | 0 | 0 | 0
load_312110898 |  | node_1381200_362_15297751_466 |  | AN | 0 | Other | 0 | 0 | 0 | 0 | 0 | 0 | [24 empty] | 8100603 | no | no |  |  | no |  | 0 | 0 | 0 | 0 | 0 | 0 |  | 1 | 1 | 1 | 0 | 0 | 0
load_312110898-L1-1 |  | node_1381200_362_15297751_466 |  | AN | 0 | NonResidential | 0 | 0 | 0 | 0 | 0 | 0 | [24 empty] | 8100603 | no | no |  |  | no |  | 0 | 0 | 0 | 0 | 0 | 0 |  | 1 | 1 | 1 | 0 | 0 | 0

## node
data_type | static
owner_type | feeder
owner | 8100603
object | node
name | groupid | parent | bustype | phases | nominal_voltage | dcircuit | selected | monitored | monitored_fields | class_monitored_fields | played | played_fields | subsystem | x | y | comments | dist_to_slack
node_1378884_451_15299870_678 |  |  | PQ | ABCN | 2771.281 | 8100603 | no | no |  |  | no |  |  | 1378884.451 | 15299870.678 |  | -1
node_1378904_267_15299871_7 |  |  | PQ | ABCN | 2771.281 | 8100603 | no | no |  |  | no |  |  | 1378904.267 | 15299871.7 |  | -1
node_1378923_571_15299865_799 |  |  | PQ | ABCN | 2771.281 | 8100603 | no | no |  |  | no |  |  | 1378923.571 | 15299865.799 |  | -1
node_1379032_246_15299857_136 |  |  | PQ | ABCN | 2771.281 | 8100603 | no | no |  |  | no |  |  | 1379032.246 | 15299857.136 |  | -1
node_1379051_914_15299860_663 |  |  | PQ | ABCN | 2771.281 | 8100603 | no | no |  |  | no |  |  | 1379051.914 | 15299860.663 |  | -1
node_1379061_524_15299544_484 |  |  | PQ | AN | 2771.281 | 8100603 | no | no |  |  | no |  |  | 1379061.524 | 15299544.484 |  | -1
node_1379266_893_15299864_946 |  |  | PQ | ABCN | 2771.281 | 8100603 | no | no |  |  | no |  |  | 1379266.893 | 15299864.946 |  | -1
node_1379286_36_15299870_171 |  |  | PQ | ABCN | 2771.281 | 8100603 | no | no |  |  | no |  |  | 1379286.36 | 15299870.171 |  | -1
node_1379306_136_15299868_46 |  |  | PQ | ABCN | 2771.281 | 8100603 | no | no |  |  | no |  |  | 1379306.136 | 15299868.46 |  | -1
node_1379391_793_15299463_941 |  |  | PQ | ABCN | 2771.281 | 8100603 | no | no |  |  | no |  |  | 1379391.793 | 15299463.941 |  | -1
node_1379411_543_15299461_781 |  |  | PQ | ABCN | 2771.281 | 8100603 | no | no |  |  | no |  |  | 1379411.543 | 15299461.781 |  | -1
node_1379416_928_15299873_067 |  |  | PQ | ABCN | 2771.281 | 8100603 | no | no |  |  | no |  |  | 1379416.928 | 15299873.067 |  | -1
node_1379431_07_15299466_564 |  |  | PQ | ABCN | 2771.281 | 8100603 | no | no |  |  | no |  |  | 1379431.07 | 15299466.564 |  | -1
node_1379436_365_15299878_495 |  |  | PQ | ABCN | 2771.281 | 8100603 | no | no |  |  | no |  |  | 1379436.365 | 15299878.495 |  | -1
node_1379645_454_15299784_75 |  |  | PQ | ABCD | 2771.281 | 8100603 | no | no |  |  | no |  |  | 1379645.454 | 15299784.75 |  | -1
node_1379736_664_15299934_745 |  |  | PQ | ABCN | 2771.281 | 8100603 | no | no |  |  | no |  |  | 1379736.664 | 15299934.745 |  | -1
node_1379777_578_15299697_153 |  |  | PQ | ABCN | 2771.281 | 8100603 | no | no |  |  | no |  |  | 1379777.578 | 15299697.153 |  | -1
node_1379812_873_15299505_676 |  |  | PQ | ABCN | 2771.281 | 8100603 | no | no |  |  | no |  |  | 1379812.873 | 15299505.676 |  | -1
node_1380137_66_15299443_018 |  |  | PQ | ABCN | 2771.281 | 8100603 | no | no |  |  | no |  |  | 1380137.66 | 15299443.018 |  | -1
node_1380157_005_15299449_027 |  |  | PQ | ABCN | 2771.281 | 8100603 | no | no |  |  | no |  |  | 1380157.005 | 15299449.027 |  | -1
node_1380165_248_15299456_614 |  |  | PQ | ABCN | 2771.281 | 8100603 | no | no |  |  | no |  |  | 1380165.248 | 15299456.614 |  | -1
node_1380176_815_15299448_118 |  |  | PQ | ABCN | 2771.281 | 8100603 | no | no |  |  | no |  |  | 1380176.815 | 15299448.118 |  | -1
node_1380185_024_15299454_909 |  |  | PQ | ABCN | 2771.281 | 8100603 | no | no |  |  | no |  |  | 1380185.024 | 15299454.909 |  | -1
node_1380204_49_15299460_139 |  |  | PQ | ABCN | 2771.281 | 8100603 | no | no |  |  | no |  |  | 1380204.49 | 15299460.139 |  | -1
node_1380359_087_15299936_504 |  |  | PQ | AN | 2771.281 | 8100603 | no | no |  |  | no |  |  | 1380359.087 | 15299936.504 |  | -1
node_1380375_309_15299545_675 |  |  | PQ | ABCN | 2771.281 | 8100603 | no | no |  |  | no |  |  | 1380375.309 | 15299545.675 |  | -1
node_1380521_388_15298696_424 |  |  | PQ | ABCN | 2771.281 | 8100603 | no | no |  |  | no |  |  | 1380521.388 | 15298696.424 |  | -1
node_1380583_217_15299175_517 |  |  | PQ | ABCN | 2771.281 | 8100603 | no | no |  |  | no |  |  | 1380583.217 | 15299175.517 |  | -1
node_1380598_835_15298529_891 |  |  | PQ | ABCN | 2771.281 | 8100603 | no | no |  |  | no |  |  | 1380598.835 | 15298529.891 |  | -1
node_1380603_044_15299175_772 |  |  | PQ | ABCN | 2771.281 | 8100603 | no | no |  |  | no |  |  | 1380603.044 | 15299175.772 |  | -1
node_1380622_21_15299169_128 |  |  | PQ | ABCN | 2771.281 | 8100603 | no | no |  |  | no |  |  | 1380622.21 | 15299169.128 |  | -1
node_1380758_342_15299154_467 |  |  | PQ | ABCN | 2771.281 | 8100603 | no | no |  |  | no |  |  | 1380758.342 | 15299154.467 |  | -1
node_1380758_582_15299405_642 |  |  | PQ | ABCN | 2771.281 | 8100603 | no | no |  |  | no |  |  | 1380758.582 | 15299405.642 |  | -1
node_1380759_654_15299352_872 |  |  | PQ | ABCN | 2771.281 | 8100603 | no | no |  |  | no |  |  | 1380759.654 | 15299352.872 |  | -1
node_1380761_705_15299379_375 |  |  | PQ | ABCN | 2771.281 | 8100603 | no | no |  |  | no |  |  | 1380761.705 | 15299379.375 |  | -1
node_1380778_129_15299152_941 |  |  | PQ | ABCN | 2771.281 | 8100603 | no | no |  |  | no |  |  | 1380778.129 | 15299152.941 |  | -1
node_1380791_894_15299563_448 |  |  | PQ | ABCN | 2771.281 | 8100603 | no | no |  |  | no |  |  | 1380791.894 | 15299563.448 |  | -1
node_1380796_912_15299144_587 |  |  | PQ | ABCN | 2771.281 | 8100603 | no | no |  |  | no |  |  | 1380796.912 | 15299144.587 |  | -1
node_1380855_629_15298558_763 |  |  | PQ | ABCN | 2771.281 | 8100603 | no | no |  |  | no |  |  | 1380855.629 | 15298558.763 |  | -1
node_1380855_816_15298546_625 |  |  | PQ | ABCN | 2771.281 | 8100603 | no | no |  |  | no |  |  | 1380855.816 | 15298546.625 |  | -1
node_1380872_087_15299139_084 |  |  | PQ | ABCN | 2771.281 | 8100603 | no | no |  |  | no |  |  | 1380872.087 | 15299139.084 |  | -1
node_1380890_823_15299130_543 |  |  | PQ | ABCN | 2771.281 | 8100603 | no | no |  |  | no |  |  | 1380890.823 | 15299130.543 |  | -1
node_1380907_217_15298742_675 |  |  | PQ | ABCN | 2771.281 | 8100603 | no | no |  |  | no |  |  | 1380907.217 | 15298742.675 |  | -1
node_1380907_242_15299115_765 |  |  | PQ | ABCN | 2771.281 | 8100603 | no | no |  |  | no |  |  | 1380907.242 | 15299115.765 |  | -1
node_1380926_956_15298740_354 |  |  | PQ | ABCN | 2771.281 | 8100603 | no | no |  |  | no |  |  | 1380926.956 | 15298740.354 |  | -1
node_1380940_57_15298606_959 |  |  | PQ | ABCN | 2771.281 | 8100603 | no | no |  |  | no |  |  | 1380940.57 | 15298606.959 |  | -1
node_1380946_505_15298744_977 |  |  | PQ | ABCN | 2771.281 | 8100603 | no | no |  |  | no |  |  | 1380946.505 | 15298744.977 |  | -1
node_1380959_996_15298612_462 |  |  | PQ | ABCN | 2771.281 | 8100603 | no | no |  |  | no |  |  | 1380959.996 | 15298612.462 |  | -1
node_1380963_896_15301118_014 |  |  | PQ | ABCN | 2771.281 | 8100603 | no | no |  |  | no |  |  | 1380963.896 | 15301118.014 |  | -1
node_1380979_787_15298611_034 |  |  | PQ | ABCN | 2771.281 | 8100603 | no | no |  |  | no |  |  | 1380979.787 | 15298611.034 |  | -1
node_1380981_081_15298848_322 |  |  | PQ | AN | 2771.281 | 8100603 | no | no |  |  | no |  |  | 1380981.081 | 15298848.322 |  | -1
node_1381000_005_15300588_554 |  |  | PQ | ABCN | 2771.281 | 8100603 | no | no |  |  | no |  |  | 1381000.005 | 15300588.554 |  | -1
node_1381065_684_15299996_625 |  |  | PQ | ABCN | 2771.281 | 8100603 | no | no |  |  | no |  |  | 1381065.684 | 15299996.625 |  | -1
node_1381069_554_15299970_544 |  |  | PQ | ABCN | 2771.281 | 8100603 | no | no |  |  | no |  |  | 1381069.554 | 15299970.544 |  | -1
node_1381069_776_15300280_814 |  |  | PQ | ABCN | 2771.281 | 8100603 | no | no |  |  | no |  |  | 1381069.776 | 15300280.814 |  | -1
node_1381083_276_15300265_698 |  |  | PQ | ABCN | 2771.281 | 8100603 | no | no |  |  | no |  |  | 1381083.276 | 15300265.698 |  | -1
node_1381094_535_15300244_652 |  |  | PQ | ABCN | 2771.281 | 8100603 | no | no |  |  | no |  |  | 1381094.535 | 15300244.652 |  | -1
node_1381107_337_15297923_482 |  |  | PQ | ABCN | 2771.281 | 8100603 | no | no |  |  | no |  |  | 1381107.337 | 15297923.482 |  | -1
node_1381108_561_15297950_07 |  |  | PQ | ABCN | 2771.281 | 8100603 | no | no |  |  | no |  |  | 1381108.561 | 15297950.07 |  | -1
node_1381111_277_15297897_422 |  |  | PQ | ABCN | 2771.281 | 8100603 | no | no |  |  | no |  |  | 1381111.277 | 15297897.422 |  | -1
node_1381145_05_15299518_227 |  |  | PQ | ABCN | 2771.281 | 8100603 | no | no |  |  | no |  |  | 1381145.05 | 15299518.227 |  | -1
node_1381148_496_15299492_036 |  |  | PQ | ABCN | 2771.281 | 8100603 | no | no |  |  | no |  |  | 1381148.496 | 15299492.036 |  | -1
node_1381154_507_15298531_266 |  |  | PQ | ABCN | 2771.281 | 8100603 | no | no |  |  | no |  |  | 1381154.507 | 15298531.266 |  | -1
node_1381159_788_15298527_58 |  |  | PQ | ABCN | 2771.281 | 8100603 | no | no |  |  | no |  |  | 1381159.788 | 15298527.58 |  | -1
node_1381179_255_15298780_176 |  |  | PQ | ABCN | 2771.281 | 8100603 | no | no |  |  | no |  |  | 1381179.255 | 15298780.176 |  | -1
node_1381186_753_15298825_33 |  |  | PQ | ABCN | 2771.281 | 8100603 | no | no |  |  | no |  |  | 1381186.753 | 15298825.33 |  | -1
node_1381188_836_15298798_869 |  |  | PQ | ABCN | 2771.281 | 8100603 | no | no |  |  | no |  |  | 1381188.836 | 15298798.869 |  | -1
node_1381200_362_15297751_466 |  |  | PQ | ABCN | 2771.281 | 8100603 | no | no |  |  | no |  |  | 1381200.362 | 15297751.466 |  | -1
node_1381201_092_15297845_367 |  |  | PQ | ABCN | 2771.281 | 8100603 | no | no |  |  | no |  |  | 1381201.092 | 15297845.367 |  | -1
node_1381207_548_15297842_096 |  |  | PQ | ABCN | 2771.281 | 8100603 | no | no |  |  | no |  |  | 1381207.548 | 15297842.096 |  | -1
node_1381214_574_15297838_377 |  |  | PQ | ABCN | 2771.281 | 8100603 | no | no |  |  | no |  |  | 1381214.574 | 15297838.377 |  | -1
node_1381215_883_15299212_971 |  |  | PQ | ABCN | 2771.281 | 8100603 | no | no |  |  | no |  |  | 1381215.883 | 15299212.971 |  | -1
node_1381304_002_15297721_974 |  |  | PQ | ABCN | 2771.281 | 8100603 | no | no |  |  | no |  |  | 1381304.002 | 15297721.974 |  | -1
node_1381323_821_15297721_385 |  |  | PQ | ABCN | 2771.281 | 8100603 | no | no |  |  | no |  |  | 1381323.821 | 15297721.385 |  | -1
node_1381328_406_15299591_054 |  |  | PQ | ABCN | 2771.281 | 8100603 | no | no |  |  | no |  |  | 1381328.406 | 15299591.054 |  | -1
node_1381343_114_15297727_707 |  |  | PQ | ABCN | 2771.281 | 8100603 | no | no |  |  | no |  |  | 1381343.114 | 15297727.707 |  | -1
node_1381355_36_15298455_216 |  |  | PQ | ABCN | 2771.281 | 8100603 | no | no |  |  | no |  |  | 1381355.36 | 15298455.216 |  | -1
node_1381355_776_15298402_424 |  |  | PQ | ABCN | 2771.281 | 8100603 | no | no |  |  | no |  |  | 1381355.776 | 15298402.424 |  | -1
node_1381358_156_15298428_88 |  |  | PQ | ABCN | 2771.281 | 8100603 | no | no |  |  | no |  |  | 1381358.156 | 15298428.88 |  | -1
node_1381428_895_15297829_403 |  |  | PQ | ABCD | 2771.281 | 8100603 | no | no |  |  | no |  |  | 1381428.895 | 15297829.403 |  | -1
node_1381435_811_15298060_064 |  |  | PQ | ABCN | 2771.281 | 8100603 | no | no |  |  | no |  |  | 1381435.811 | 15298060.064 |  | -1
node_1381442_114_15299381_875 |  |  | PQ | ABCN | 2771.281 | 8100603 | no | no |  |  | no |  |  | 1381442.114 | 15299381.875 |  | -1
node_1381446_145_15299355_84 |  |  | PQ | ABCN | 2771.281 | 8100603 | no | no |  |  | no |  |  | 1381446.145 | 15299355.84 |  | -1
node_1381471_875_15299747_255 |  |  | PQ | ABCN | 2771.281 | 8100603 | no | no |  |  | no |  |  | 1381471.875 | 15299747.255 |  | -1
node_1381489_011_15299662_21 |  |  | PQ | ABCN | 2771.281 | 8100603 | no | no |  |  | no |  |  | 1381489.011 | 15299662.21 |  | -1
node_1381515_436_15297578_928 |  |  | PQ | ABCN | 2771.281 | 8100603 | no | no |  |  | no |  |  | 1381515.436 | 15297578.928 |  | -1
node_1381521_363_15297957_128 |  |  | PQ | ABCN | 2771.281 | 8100603 | no | no |  |  | no |  |  | 1381521.363 | 15297957.128 |  | -1
node_1381521_427_15297904_33 |  |  | PQ | ABCN | 2771.281 | 8100603 | no | no |  |  | no |  |  | 1381521.427 | 15297904.33 |  | -1
node_1381523_983_15297930_758 |  |  | PQ | ABCN | 2771.281 | 8100603 | no | no |  |  | no |  |  | 1381523.983 | 15297930.758 |  | -1
node_1381575_247_15299782_826 |  |  | PQ | ABCN | 2771.281 | 8100603 | no | no |  |  | no |  |  | 1381575.247 | 15299782.826 |  | -1
node_1381578_463_15299835_477 |  |  | PQ | ABCN | 2771.281 | 8100603 | no | no |  |  | no |  |  | 1381578.463 | 15299835.477 |  | -1
node_1381579_434_15299808_89 |  |  | PQ | ABCN | 2771.281 | 8100603 | no | no |  |  | no |  |  | 1381579.434 | 15299808.89 |  | -1
node_1381794_855_15299066_354 |  |  | PQ | ABCN | 2771.281 | 8100603 | no | no |  |  | no |  |  | 1381794.855 | 15299066.354 |  | -1
node_1381809_478_15299084_467 |  |  | PQ | ABCN | 2771.281 | 8100603 | no | no |  |  | no |  |  | 1381809.478 | 15299084.467 |  | -1
node_1381820_137_15299107_015 |  |  | PQ | ABCN | 2771.281 | 8100603 | no | no |  |  | no |  |  | 1381820.137 | 15299107.015 |  | -1
node_1381825_259_15299696_663 |  |  | PQ | AN | 2771.281 | 8100603 | no | no |  |  | no |  |  | 1381825.259 | 15299696.663 |  | -1
node_1381837_613_15299283_235 |  |  | PQ | ABCN | 2771.281 | 8100603 | no | no |  |  | no |  |  | 1381837.613 | 15299283.235 |  | -1
node_1382119_54_15299715_169 |  |  | PQ | AN | 2771.281 | 8100603 | no | no |  |  | no |  |  | 1382119.54 | 15299715.169 |  | -1
node_1382257_35_15299381_463 |  |  | PQ | ABCN | 2771.281 | 8100603 | no | no |  |  | no |  |  | 1382257.35 | 15299381.463 |  | -1
node_1382258_763_15299139_64 |  |  | PQ | ABCN | 2771.281 | 8100603 | no | no |  |  | no |  |  | 1382258.763 | 15299139.64 |  | -1
node_1382274_769_15299155_497 |  |  | PQ | ABCN | 2771.281 | 8100603 | no | no |  |  | no |  |  | 1382274.769 | 15299155.497 |  | -1
node_1382287_202_15299176_35 |  |  | PQ | ABCN | 2771.281 | 8100603 | no | no |  |  | no |  |  | 1382287.202 | 15299176.35 |  | -1
node_1382727_476_15299609_49 |  |  | PQ | ABCN | 2771.281 | 8100603 | no | no |  |  | no |  |  | 1382727.476 | 15299609.49 |  | -1
node_1382741_16_15299628_881 |  |  | PQ | ABCN | 2771.281 | 8100603 | no | no |  |  | no |  |  | 1382741.16 | 15299628.881 |  | -1
node_1382913_969_15300097_476 |  |  | PQ | AN | 2771.281 | 8100603 | no | no |  |  | no |  |  | 1382913.969 | 15300097.476 |  | -1
node_1382960_668_15299787_604 |  |  | PQ | AN | 2771.281 | 8100603 | no | no |  |  | no |  |  | 1382960.668 | 15299787.604 |  | -1
node_1383411_624_15299639_214 |  |  | PQ | ABCN | 2771.281 | 8100603 | no | no |  |  | no |  |  | 1383411.624 | 15299639.214 |  | -1
node_1384100_061_15299272_302 |  |  | PQ | ABCN | 2771.281 | 8100603 | no | no |  |  | no |  |  | 1384100.061 | 15299272.302 |  | -1
node_8100603_200832185 |  |  | PQ | ABCD | 2771.281 | 8100603 | no | no |  |  | no |  |  | 1383859.798 | 15299629.9 |  | -1
node_8100603_200832186 |  |  | PQ | ABCD | 2771.281 | 8100603 | no | no |  |  | no |  |  | 1383957.132 | 15299460.223 |  | -1
node_8100603_200832188 |  |  | PQ | ABCN | 2771.281 | 8100603 | no | no |  |  | no |  |  | 1384066.816 | 15299287.258 |  | -1
node_8100603_200832191 |  |  | PQ | ABCD | 2771.281 | 8100603 | no | no |  |  | no |  |  | 1384093.773 | 15299204.716 |  | -1
node_8100603_200857530 |  |  | PQ | ABCN | 2771.281 | 8100603 | no | no |  |  | no |  |  | 1380523.585 | 15298668.461 |  | -1
node_8100603_200857540 |  |  | PQ | ABCD | 2771.281 | 8100603 | no | no |  |  | no |  |  | 1380530.197 | 15298636.728 |  | -1
node_8100603_200857550 |  |  | PQ | ABCD | 2771.281 | 8100603 | no | no |  |  | no |  |  | 1380531.742 | 15298530.453 |  | -1
node_8100603_200857592 |  |  | PQ | ABCN | 2771.281 | 8100603 | no | no |  |  | no |  |  | 1381435.728 | 15297936.336 |  | -1
node_8100603_200857593 |  |  | PQ | ABCD | 2771.281 | 8100603 | no | no |  |  | no |  |  | 1381438.895 | 15297859.833 |  | -1
node_8100603_200857594 |  |  | PQ | ABCD | 2771.281 | 8100603 | no | no |  |  | no |  |  | 1381461.87 | 15297778.988 |  | -1
node_8100603_200857595 |  |  | PQ | ABCN | 2771.281 | 8100603 | no | no |  |  | no |  |  | 1381443.237 | 15297555.057 |  | -1
node_8100603_200858190 |  |  | PQ | ABCD | 2771.281 | 8100603 | no | no |  |  | no |  |  | 1380833.892 | 15298599.454 |  | -1
node_8100603_200858192 |  |  | PQ | ABCD | 2771.281 | 8100603 | no | no |  |  | no |  |  | 1380839.588 | 15298503.986 |  | -1
node_8100603_200858200 |  |  | PQ | ABCN | 2771.281 | 8100603 | no | no |  |  | no |  |  | 1381184.74 | 15297836.999 |  | -1
node_8100603_200858201 |  |  | PQ | ABCN | 2771.281 | 8100603 | no | no |  |  | no |  |  | 1381173.294 | 15297927.392 |  | -1
node_8100603_200858202 |  |  | PQ | ABCN | 2771.281 | 8100603 | no | no |  |  | no |  |  | 1381114.406 | 15298805.07 |  | -1
node_8100603_200858206 |  |  | PQ | ABCD | 2771.281 | 8100603 | no | no |  |  | no |  |  | 1381091.437 | 15299243.481 |  | -1
node_8100603_200858207 |  |  | PQ | ABCD | 2771.281 | 8100603 | no | no |  |  | no |  |  | 1381082.967 | 15299371.165 |  | -1
node_8100603_200858211 |  |  | PQ | ABCN | 2771.281 | 8100603 | no | no |  |  | no |  |  | 1381077.234 | 15299492.464 |  | -1
node_8100603_200858214 |  |  | PQ | ABCD | 2771.281 | 8100603 | no | no |  |  | no |  |  | 1381064.528 | 15299613.463 |  | -1
node_8100603_200858215 |  |  | PQ | ABCD | 2771.281 | 8100603 | no | no |  |  | no |  |  | 1381023.417 | 15299650.259 |  | -1
node_8100603_200858217 |  |  | PQ | ABCD | 2771.281 | 8100603 | no | no |  |  | no |  |  | 1381165.478 | 15298010.806 |  | -1
node_8100603_200858218 |  |  | PQ | ABCD | 2771.281 | 8100603 | no | no |  |  | no |  |  | 1381018.27 | 15299746.96 |  | -1
node_8100603_200858221 |  |  | PQ | ABCN | 2771.281 | 8100603 | no | no |  |  | no |  |  | 1380993.77 | 15299963.184 |  | -1
node_8100603_200858223 |  |  | PQ | ABCD | 2771.281 | 8100603 | no | no |  |  | no |  |  | 1380974.531 | 15300201.645 |  | -1
node_8100603_200858224 |  |  | PQ | ABCN | 2771.281 | 8100603 | no | no |  |  | no |  |  | 1381020.092 | 15300207.441 |  | -1
node_8100603_200858225 |  |  | PQ | ABCD | 2771.281 | 8100603 | no | no |  |  | no |  |  | 1380978.879 | 15300283.291 |  | -1
node_8100603_200858227 |  |  | PQ | ABCD | 2771.281 | 8100603 | no | no |  |  | no |  |  | 1380976.004 | 15300350.712 |  | -1
node_8100603_200858228 |  |  | PQ | ABCD | 2771.281 | 8100603 | no | no |  |  | no |  |  | 1380966.848 | 15300475.293 |  | -1
node_8100603_200858229 |  |  | PQ | ABCN | 2771.281 | 8100603 | no | no |  |  | no |  |  | 1380959.884 | 15300590.501 |  | -1
node_8100603_200858230 |  |  | PQ | ABCD | 2771.281 | 8100603 | no | no |  |  | no |  |  | 1380953.162 | 15300712.274 |  | -1
node_8100603_200858231 |  |  | PQ | ABCD | 2771.281 | 8100603 | no | no |  |  | no |  |  | 1381168.29 | 15298120.352 |  | -1
node_8100603_200858232 |  |  | PQ | ABCD | 2771.281 | 8100603 | no | no |  |  | no |  |  | 1380946.253 | 15300812.111 |  | -1
node_8100603_200858233 |  |  | PQ | ABCD | 2771.281 | 8100603 | no | no |  |  | no |  |  | 1380936.069 | 15300914.293 |  | -1
node_8100603_200858234 |  |  | PQ | ABCD | 2771.281 | 8100603 | no | no |  |  | no |  |  | 1380928.662 | 15301013.611 |  | -1
node_8100603_200858235 |  |  | PQ | ABCN | 2771.281 | 8100603 | no | no |  |  | no |  |  | 1380922.038 | 15301114.983 |  | -1
node_8100603_200858236 |  |  | PQ | ABCD | 2771.281 | 8100603 | no | no |  |  | no |  |  | 1380923.255 | 15301222.681 |  | -1
node_8100603_200858237 |  |  | PQ | ABCD | 2771.281 | 8100603 | no | no |  |  | no |  |  | 1380911.353 | 15301289.409 |  | -1
node_8100603_200858239 |  |  | PQ | ABCD | 2771.281 | 8100603 | no | no |  |  | no |  |  | 1381149.889 | 15298251.766 |  | -1
node_8100603_200858240 |  |  | PQ | ABCD | 2771.281 | 8100603 | no | no |  |  | no |  |  | 1381144.535 | 15298308.725 |  | -1
node_8100603_200858241 |  |  | PQ | ABCD | 2771.281 | 8100603 | no | no |  |  | no |  |  | 1381151.606 | 15298411.247 |  | -1
node_8100603_200858242 |  |  | PQ | ABCD | 2771.281 | 8100603 | no | no |  |  | no |  |  | 1381208.527 | 15298426.96 |  | -1
node_8100603_200858243 |  |  | PQ | ABCN | 2771.281 | 8100603 | no | no |  |  | no |  |  | 1381281.523 | 15298424.527 |  | -1
node_8100603_200858244 |  |  | PQ | ABCN | 2771.281 | 8100603 | no | no |  |  | no |  |  | 1381143.501 | 15298495.326 |  | -1
node_8100603_200858245 |  |  | PQ | ABCD | 2771.281 | 8100603 | no | no |  |  | no |  |  | 1381111.965 | 15298524.598 |  | -1
node_8100603_200858246 |  |  | PQ | ABCN | 2771.281 | 8100603 | no | no |  |  | no |  |  | 1380969.475 | 15298509.812 |  | -1
node_8100603_200858248 |  |  | PQ | ABCD | 2771.281 | 8100603 | no | no |  |  | no |  |  | 1381131.337 | 15298584.933 |  | -1
node_8100603_200858249 |  |  | PQ | ABCD | 2771.281 | 8100603 | no | no |  |  | no |  |  | 1381080.752 | 15298709.003 |  | -1
node_8100603_200858261 |  |  | PQ | ABCN | 2771.281 | 8100603 | no | no |  |  | no |  |  | 1381316.079 | 15297822.784 |  | -1
node_8100603_200858375 |  |  | PQ | ABCD | 2771.281 | 8100603 | no | no |  |  | no |  |  | 1381016.342 | 15298983.966 |  | -1
node_8100603_200858376 |  |  | PQ | AD | 2771.281 | 8100603 | no | no |  |  | no |  |  | 1380992.085 | 15298895.066 |  | -1
node_8100603_200858377 |  |  | PQ | AN | 2771.281 | 8100603 | no | no |  |  | no |  |  | 1381013.387 | 15298852.366 |  | -1
node_8100603_200858379 |  |  | PQ | ABCD | 2771.281 | 8100603 | no | no |  |  | no |  |  | 1380917.566 | 15299001.4 |  | -1
node_8100603_200858380 |  |  | PQ | ABCN | 2771.281 | 8100603 | no | no |  |  | no |  |  | 1380923.101 | 15298845.805 |  | -1
node_8100603_200858382 |  |  | PQ | ABCN | 2771.281 | 8100603 | no | no |  |  | no |  |  | 1380855.426 | 15299042.065 |  | -1
node_8100603_200858384 |  |  | PQ | ABCN | 2771.281 | 8100603 | no | no |  |  | no |  |  | 1380761.991 | 15299063.792 |  | -1
node_8100603_200858385 |  |  | PQ | ABCD | 2771.281 | 8100603 | no | no |  |  | no |  |  | 1380685.418 | 15299068.557 |  | -1
node_8100603_200858386 |  |  | PQ | ABCN | 2771.281 | 8100603 | no | no |  |  | no |  |  | 1380593.773 | 15299072.793 |  | -1
node_8100603_200858922 |  |  | PQ | AN | 2771.281 | 8100603 | no | no |  |  | no |  |  | 1382933.066 | 15299676.955 |  | -1
node_8100603_200858923 |  |  | PQ | AN | 2771.281 | 8100603 | no | no |  |  | no |  |  | 1382926.723 | 15299785.463 |  | -1
node_8100603_200858924 |  |  | PQ | AD | 2771.281 | 8100603 | no | no |  |  | no |  |  | 1382922.101 | 15299881.551 |  | -1
node_8100603_200858926 |  |  | PQ | AN | 2771.281 | 8100603 | no | no |  |  | no |  |  | 1382913.712 | 15300063.416 |  | -1
node_8100603_200858934 |  |  | PQ | ABCN | 2771.281 | 8100603 | no | no |  |  | no |  |  | 1379809.683 | 15299543.6 |  | -1
node_8100603_200858936 |  |  | PQ | ABCD | 2771.281 | 8100603 | no | no |  |  | no |  |  | 1379947.109 | 15299547.928 |  | -1
node_8100603_200858937 |  |  | PQ | ABCD | 2771.281 | 8100603 | no | no |  |  | no |  |  | 1380049.206 | 15299558.152 |  | -1
node_8100603_200858938 |  |  | PQ | ABCN | 2771.281 | 8100603 | no | no |  |  | no |  |  | 1380179.668 | 15299565.466 |  | -1
node_8100603_200858939 |  |  | PQ | ABCN | 2771.281 | 8100603 | no | no |  |  | no |  |  | 1380348.873 | 15299572.963 |  | -1
node_8100603_200858940 |  |  | PQ | ABCD | 2771.281 | 8100603 | no | no |  |  | no |  |  | 1380549.531 | 15299583.578 |  | -1
node_8100603_200858941 |  |  | PQ | ABCD | 2771.281 | 8100603 | no | no |  |  | no |  |  | 1380663.209 | 15299591.207 |  | -1
node_8100603_200858943 |  |  | PQ | ABCN | 2771.281 | 8100603 | no | no |  |  | no |  |  | 1380789.093 | 15299597.462 |  | -1
node_8100603_200858944 |  |  | PQ | ABCD | 2771.281 | 8100603 | no | no |  |  | no |  |  | 1380923.628 | 15299604.178 |  | -1
node_8100603_200858945 |  |  | PQ | ABCD | 2771.281 | 8100603 | no | no |  |  | no |  |  | 1381135.122 | 15299620.484 |  | -1
node_8100603_200858946 |  |  | PQ | ABCN | 2771.281 | 8100603 | no | no |  |  | no |  |  | 1381325.678 | 15299626.504 |  | -1
node_8100603_200858947 |  |  | PQ | ABCN | 2771.281 | 8100603 | no | no |  |  | no |  |  | 1381466.574 | 15299638.758 |  | -1
node_8100603_200858948 |  |  | PQ | ABCD | 2771.281 | 8100603 | no | no |  |  | no |  |  | 1381502.331 | 15299570.495 |  | -1
node_8100603_200858949 |  |  | PQ | ABCN | 2771.281 | 8100603 | no | no |  |  | no |  |  | 1381516.196 | 15299384.537 |  | -1
node_8100603_200858951 |  |  | PQ | ABCD | 2771.281 | 8100603 | no | no |  |  | no |  |  | 1381530.028 | 15299233.642 |  | -1
node_8100603_200858953 |  |  | PQ | ABCD | 2771.281 | 8100603 | no | no |  |  | no |  |  | 1381649.375 | 15299261.967 |  | -1
node_8100603_200858954 |  |  | PQ | ABCN | 2771.281 | 8100603 | no | no |  |  | no |  |  | 1381728.482 | 15299167.687 |  | -1
node_8100603_200858955 |  |  | PQ | ABCN | 2771.281 | 8100603 | no | no |  |  | no |  |  | 1381815.524 | 15299323.432 |  | -1
node_8100603_200858956 |  |  | PQ | ABCD | 2771.281 | 8100603 | no | no |  |  | no |  |  | 1381983.421 | 15299361.579 |  | -1
node_8100603_200858957 |  |  | PQ | ABCD | 2771.281 | 8100603 | no | no |  |  | no |  |  | 1382111.524 | 15299383.451 |  | -1
node_8100603_200858958 |  |  | PQ | ABCN | 2771.281 | 8100603 | no | no |  |  | no |  |  | 1382222.33 | 15299228.811 |  | -1
node_8100603_200858959 |  |  | PQ | ABCN | 2771.281 | 8100603 | no | no |  |  | no |  |  | 1382243.138 | 15299415.56 |  | -1
node_8100603_200858962 |  |  | PQ | ABCD | 2771.281 | 8100603 | no | no |  |  | no |  |  | 1382510.499 | 15299398.205 |  | -1
node_8100603_200858964 |  |  | PQ | ABCD | 2771.281 | 8100603 | no | no |  |  | no |  |  | 1382663.034 | 15299482.902 |  | -1
node_8100603_200858965 |  |  | PQ | ABCN | 2771.281 | 8100603 | no | no |  |  | no |  |  | 1382787.465 | 15299558.058 |  | -1
node_8100603_200858966 |  |  | PQ | ABCN | 2771.281 | 8100603 | no | no |  |  | no |  |  | 1382943.567 | 15299646.693 |  | -1
node_8100603_200858980 |  |  | PQ | ABCD | 2771.281 | 8100603 | no | no |  |  | no |  |  | 1383061.765 | 15299718.483 |  | -1
node_8100603_200858983 |  |  | PQ | ABCN | 2771.281 | 8100603 | no | no |  |  | no |  |  | 1383413.093 | 15299671.02 |  | -1
node_8100603_200858984 |  |  | PQ | ABCD | 2771.281 | 8100603 | no | no |  |  | no |  |  | 1383633.221 | 15299653.284 |  | -1
node_8100603_200859015 |  |  | PQ | ABCD | 2771.281 | 8100603 | no | no |  |  | no |  |  | 1381107.903 | 15299238.061 |  | -1
node_8100603_200859016 |  |  | PQ | ABCN | 2771.281 | 8100603 | no | no |  |  | no |  |  | 1381212.371 | 15299244.752 |  | -1
node_8100603_200859017 |  |  | PQ | ABCD | 2771.281 | 8100603 | no | no |  |  | no |  |  | 1381354.968 | 15299256.81 |  | -1
node_8100603_200859022 |  |  | PQ | ABCN | 2771.281 | 8100603 | no | no |  |  | no |  |  | 1381501.287 | 15299824.622 |  | -1
node_8100603_200859023 |  |  | PQ | ABCN | 2771.281 | 8100603 | no | no |  |  | no |  |  | 1381493.973 | 15299723.593 |  | -1
node_8100603_200859025 |  |  | PQ | ABCD | 2771.281 | 8100603 | no | no |  |  | no |  |  | 1381498.406 | 15299602.336 |  | -1
node_8100603_200859028 |  |  | PQ | AN | 2771.281 | 8100603 | no | no |  |  | no |  |  | 1381783.696 | 15299698.762 |  | -1
node_8100603_200859029 |  |  | PQ | AD | 2771.281 | 8100603 | no | no |  |  | no |  |  | 1381803.57 | 15299602.234 |  | -1
node_8100603_200859030 |  |  | PQ | AD | 2771.281 | 8100603 | no | no |  |  | no |  |  | 1381807.649 | 15299489.878 |  | -1
node_8100603_200859032 |  |  | PQ | AD | 2771.281 | 8100603 | no | no |  |  | no |  |  | 1381816.272 | 15299372.966 |  | -1
node_8100603_200859035 |  |  | PQ | AN | 2771.281 | 8100603 | no | no |  |  | no |  |  | 1382096.995 | 15299720.079 |  | -1
node_8100603_200859036 |  |  | PQ | AD | 2771.281 | 8100603 | no | no |  |  | no |  |  | 1382099.533 | 15299611.989 |  | -1
node_8100603_200859037 |  |  | PQ | AD | 2771.281 | 8100603 | no | no |  |  | no |  |  | 1382106.728 | 15299511.205 |  | -1
node_8100603_200859066 |  |  | PQ | ABCD | 2771.281 | 8100603 | no | no |  |  | no |  |  | 1380955.761 | 15300235.53 |  | -1
node_8100603_200859310 |  |  | PQ | ABCN | 2771.281 | 8100603 | no | no |  |  | no |  |  | 1380685.617 | 15299374.611 |  | -1
node_8100603_200859311 |  |  | PQ | ABCD | 2771.281 | 8100603 | no | no |  |  | no |  |  | 1380590.018 | 15299370.705 |  | -1
node_8100603_200859312 |  |  | PQ | ABCD | 2771.281 | 8100603 | no | no |  |  | no |  |  | 1380448.946 | 15299362.569 |  | -1
node_8100603_200859313 |  |  | PQ | ABCD | 2771.281 | 8100603 | no | no |  |  | no |  |  | 1380357.482 | 15299359.137 |  | -1
node_8100603_200859314 |  |  | PQ | ABCN | 2771.281 | 8100603 | no | no |  |  | no |  |  | 1380166.805 | 15299343.937 |  | -1
node_8100603_200859319 |  |  | PQ | ABCD | 2771.281 | 8100603 | no | no |  |  | no |  |  | 1379757.052 | 15299582.076 |  | -1
node_8100603_200859321 |  |  | PQ | ABCD | 2771.281 | 8100603 | no | no |  |  | no |  |  | 1379741.089 | 15299794.294 |  | -1
node_8100603_200859322 |  |  | PQ | ABCN | 2771.281 | 8100603 | no | no |  |  | no |  |  | 1379737.746 | 15299898.881 |  | -1
node_8100603_200859341 |  |  | PQ | AD | 2771.281 | 8100603 | no | no |  |  | no |  |  | 1380341.939 | 15299697.636 |  | -1
node_8100603_200859342 |  |  | PQ | AD | 2771.281 | 8100603 | no | no |  |  | no |  |  | 1380339.081 | 15299784.304 |  | -1
node_8100603_200859343 |  |  | PQ | AN | 2771.281 | 8100603 | no | no |  |  | no |  |  | 1380331.536 | 15299913.854 |  | -1
node_8100603_200859414 |  |  | PQ | ABCD | 2771.281 | 8100603 | no | no |  |  | no |  |  | 1379643.113 | 15299784.516 |  | -1
node_8100603_200859415 |  |  | PQ | ABCD | 2771.281 | 8100603 | no | no |  |  | no |  |  | 1379590.42 | 15299778.462 |  | -1
node_8100603_200859416 |  |  | PQ | ABCN | 2771.281 | 8100603 | no | no |  |  | no |  |  | 1379440.338 | 15299776.735 |  | -1
node_8100603_200859417 |  |  | PQ | ABCN | 2771.281 | 8100603 | no | no |  |  | no |  |  | 1379292.464 | 15299772.892 |  | -1
node_8100603_200859419 |  |  | PQ | ABCD | 2771.281 | 8100603 | no | no |  |  | no |  |  | 1379135.59 | 15299761.756 |  | -1
node_8100603_200859420 |  |  | PQ | ABCN | 2771.281 | 8100603 | no | no |  |  | no |  |  | 1379051.108 | 15299759.914 |  | -1
node_8100603_200859421 |  |  | PQ | AN | 2771.281 | 8100603 | no | no |  |  | no |  |  | 1379057.098 | 15299576.734 |  | -1
node_8100603_200859422 |  |  | PQ | ABCN | 2771.281 | 8100603 | no | no |  |  | no |  |  | 1378894.877 | 15299771.886 |  | -1
node_8100603_200859423 |  |  | PQ | ABCD | 2771.281 | 8100603 | no | no |  |  | no |  |  | 1378762.952 | 15299781.582 |  | -1
node_8100603_200917301 |  |  | PQ | ABCD | 2771.281 | 8100603 | no | no |  |  | no |  |  | 1384075.54 | 15299110.633 |  | -1
node_8100603_200917304 |  |  | PQ | ABCD | 2771.281 | 8100603 | no | no |  |  | no |  |  | 1384095.898 | 15299171.826 |  | -1
node_8100603_200917405 |  |  | PQ | ABCD | 2771.281 | 8100603 | no | no |  |  | no |  |  | 1381431.314 | 15297837.286 |  | -1
node_8100603_200948246 |  |  | PQ | ABCN | 2771.281 | 8100603 | no | no |  |  | no |  |  | 1381198.016 | 15297812.627 |  | -1
node_8100603_200951421 |  |  | PQ | ABCN | 2771.281 | 8100603 | no | no |  |  | no |  |  | 1379749.501 | 15299695.385 |  | -1
node_8100603_200954192 |  |  | PQ | ABCD | 2771.281 | 8100603 | no | no |  |  | no |  |  | 1382355.343 | 15299437.347 |  | -1
node_8100603_200969188 |  |  | PQ | ABCD | 2771.281 | 8100603 | no | no |  |  | no |  |  | 1381095.522 | 15299146.63 |  | -1
node_8100603_200970706 |  |  | PQ | ABCD | 2771.281 | 8100603 | no | no |  |  | no |  |  | 1381112.507 | 15298901.964 |  | -1
node_8100603_200970707 |  |  | PQ | ABCD | 2771.281 | 8100603 | no | no |  |  | no |  |  | 1381106.18 | 15298972.556 |  | -1
node_8100603_200978972 |  |  | PQ | ABCN | 2771.281 | 8100603 | no | no |  |  | no |  |  | 1381432.093 | 15298028.823 |  | -1
node_8100603_200979852 |  |  | PQ | AD | 2771.281 | 8100603 | no | no |  |  | no |  |  | 1382918.883 | 15299977.651 |  | -1
node_8100603_201065625 |  |  | PQ | ABCN | 2771.281 | 8100603 | no | no |  |  | no |  |  | 1379401.507 | 15299775.341 |  | -1
node_8100603_201069315 |  |  | PQ | ABCN | 2771.281 | 8100603 | no | no |  |  | no |  |  | 1379408.282 | 15299563.657 |  | -1
node_8100603_312002713 |  |  | PQ | ABCN | 2771.281 | 8100603 | no | no |  |  | no |  |  | 1381200.68 | 15297779.853 |  | -1
node_8100603_312091434 |  |  | PQ | ABCN | 2771.281 | 8100603 | no | no |  |  | no |  |  | 1380836.682 | 15298552.691 |  | -1
node_8100603_312091449 |  |  | PQ | ABCD | 2771.281 | 8100603 | no | no |  |  | no |  |  | 1380530.942 | 15298585.489 |  | -1
node_8100603_312110258 |  |  | PQ | ABCN | 2771.281 | 8100603 | no | no |  |  | no |  |  | 1380772.509 | 15298540.883 |  | -1
node_311978764 |  |  | PQ | ABCN | 2771.281 | 8100603 | no | no |  |  | no |  |  | 1381187.754 | 15297826.525 |  | -1
node_312002716 |  |  | PQ | ABCN | 2771.281 | 8100603 | no | no |  |  | no |  |  | 1381186.24 | 15297831.622 |  | -1
node_312110261 |  |  | PQ | ABCN | 2771.281 | 8100603 | no | no |  |  | no |  |  | 1380760.995 | 15298540.154 |  | -1
node_SOURCE_8100603 |  |  | SWING | ABCN | 2771.281 | 8100603 | no | no |  |  | no |  |  | 1384118.112 | 15299064.661 |  | -1
node_intto1_1381428_895_15297829_403 |  |  | PQ | ABCD | 2771.281 | 8100603 | no | no |  |  | no |  |  | 1381428.895 | 15297829.403 |  | -1
node_intto1_8100603_200857550 |  |  | PQ | ABCD | 2771.281 | 8100603 | no | no |  |  | no |  |  | 1380531.742 | 15298530.453 |  | -1
node_intto1_8100603_200858211 |  |  | PQ | ABCD | 2771.281 | 8100603 | no | no |  |  | no |  |  | 1381077.234 | 15299492.464 |  | -1
node_intto1_8100603_200858224 |  |  | PQ | ABCD | 2771.281 | 8100603 | no | no |  |  | no |  |  | 1381020.092 | 15300207.441 |  | -1
node_intto1_8100603_200858242 |  |  | PQ | ABCD | 2771.281 | 8100603 | no | no |  |  | no |  |  | 1381208.527 | 15298426.96 |  | -1
node_intto1_8100603_200858943 |  |  | PQ | ABCD | 2771.281 | 8100603 | no | no |  |  | no |  |  | 1380789.093 | 15299597.462 |  | -1
node_intto1_8100603_200858944 |  |  | PQ | ABCD | 2771.281 | 8100603 | no | no |  |  | no |  |  | 1380923.628 | 15299604.178 |  | -1
node_intto1_8100603_200858949 |  |  | PQ | ABCD | 2771.281 | 8100603 | no | no |  |  | no |  |  | 1381516.196 | 15299384.537 |  | -1
node_intto1_8100603_200858951 |  |  | PQ | ABCD | 2771.281 | 8100603 | no | no |  |  | no |  |  | 1381530.028 | 15299233.642 |  | -1
node_intto1_8100603_200948246 |  |  | PQ | ABCD | 2771.281 | 8100603 | no | no |  |  | no |  |  | 1381198.016 | 15297812.627 |  | -1
node_intto1_311978764 |  |  | PQ | ABCN | 2771.281 | 8100603 | no | no |  |  | no |  |  | 1381187.754 | 15297826.525 |  | -1
node_intto1_312002716 |  |  | PQ | ABCN | 2771.281 | 8100603 | no | no |  |  | no |  |  | 1381186.24 | 15297831.622 |  | -1
node_intto1_312110261 |  |  | PQ | ABCN | 2771.281 | 8100603 | no | no |  |  | no |  |  | 1380760.995 | 15298540.154 |  | -1

## overhead_line
data_type | static
owner_type | feeder
owner | 8100603
object | overhead_line
name | groupid | phases | fr | to | length | configuration | dcircuit | selected | monitored | monitored_fields | class_monitored_fields | played | played_fields | comments | R | X | B | lim_kw
oh_line_8100603_200832185 |  | ABCD | node_8100603_200832186 | node_8100603_200832185 | 195.612 | bal_3P_477AL | 8100603 | no | no |  |  | no |  |  | 0 | 0 | 0 | 0
oh_line_8100603_200832186 |  | ABCD | node_8100603_200832188 | node_8100603_200832186 | 204.811 | bal_3P_477AL | 8100603 | no | no |  |  | no |  |  | 0 | 0 | 0 | 0
oh_line_8100603_200832188 |  | ABCD | node_8100603_200832191 | node_8100603_200832188 | 86.832 | bal_3P_477AL | 8100603 | no | no |  |  | no |  |  | 0 | 0 | 0 | 0
oh_line_8100603_200832191 |  | ABCD | node_8100603_200917304 | node_8100603_200832191 | 32.959 | bal_3P_477AL | 8100603 | no | no |  |  | no |  |  | 0 | 0 | 0 | 0
oh_line_8100603_200857530 |  | ABCD | node_8100603_200857540 | node_8100603_200857530 | 32.415 | bal_3P_1/0AC | 8100603 | no | no |  |  | no |  |  | 0 | 0 | 0 | 0
oh_line_8100603_200857540 |  | ABCD | node_8100603_312091449 | node_8100603_200857540 | 51.244 | bal_3P_1/0AC | 8100603 | no | no |  |  | no |  |  | 0 | 0 | 0 | 0
oh_line_8100603_200857550 |  | ABCD | node_1380598_835_15298529_891 | node_intto1_8100603_200857550 | 67.095 | bal_3P_1/0AC | 8100603 | no | no |  |  | no |  |  | 0 | 0 | 0 | 0
oh_line_8100603_200857592 |  | ABCD | node_8100603_200857593 | node_8100603_200857592 | 76.569 | bal_3P_1/0AC | 8100603 | no | no |  |  | no |  |  | 0 | 0 | 0 | 0
oh_line_8100603_200857593 |  | ABCD | node_8100603_200917405 | node_8100603_200857593 | 23.787 | bal_3P_2CU | 8100603 | no | no |  |  | no |  |  | 0 | 0 | 0 | 0
oh_line_8100603_200857594 |  | ABCD | node_8100603_200857593 | node_8100603_200857594 | 84.363 | bal_3P_1/0AC | 8100603 | no | no |  |  | no |  |  | 0 | 0 | 0 | 0
oh_line_8100603_200857595 |  | ABCD | node_8100603_200857594 | node_8100603_200857595 | 224.705 | bal_3P_1/0AC | 8100603 | no | no |  |  | no |  |  | 0 | 0 | 0 | 0
oh_line_8100603_200858190 |  | ABCD | node_8100603_312091434 | node_8100603_200858190 | 46.847 | bal_3P_4CU | 8100603 | no | no |  |  | no |  |  | 0 | 0 | 0 | 0
oh_line_8100603_200858192 |  | ABCD | node_8100603_200858246 | node_8100603_200858192 | 130.018 | bal_3P_4CU | 8100603 | no | no |  |  | no |  |  | 0 | 0 | 0 | 0
oh_line_8100603_200858200 |  | ABCD | node_8100603_200858201 | node_8100603_200858200 | 91.114 | bal_3P_2/0CU | 8100603 | no | no |  |  | no |  |  | 0 | 0 | 0 | 0
oh_line_8100603_200858201 |  | ABCD | node_8100603_200858217 | node_8100603_200858201 | 83.779 | bal_3P_2/0CU | 8100603 | no | no |  |  | no |  |  | 0 | 0 | 0 | 0
oh_line_8100603_200858202 |  | ABCD | node_8100603_200970706 | node_8100603_200858202 | 96.913 | bal_3P_2/0CU | 8100603 | no | no |  |  | no |  |  | 0 | 0 | 0 | 0
oh_line_8100603_200858206 |  | ABCD | node_8100603_200858207 | node_8100603_200858206 | 127.965 | bal_3P_2/0CU | 8100603 | no | no |  |  | no |  |  | 0 | 0 | 0 | 0
oh_line_8100603_200858207 |  | ABCD | node_8100603_200858211 | node_8100603_200858207 | 121.434 | bal_3P_2/0CU | 8100603 | no | no |  |  | no |  |  | 0 | 0 | 0 | 0
oh_line_8100603_200858211 |  | ABCD | node_8100603_200858214 | node_intto1_8100603_200858211 | 121.671 | bal_3P_2/0CU | 8100603 | no | no |  |  | no |  |  | 0 | 0 | 0 | 0
oh_line_8100603_200858214 |  | ABCD | node_8100603_200858945 | node_8100603_200858214 | 70.943 | bal_3P_477AL | 8100603 | no | no |  |  | no |  |  | 0 | 0 | 0 | 0
oh_line_8100603_200858215 |  | ABCD | node_8100603_200858214 | node_8100603_200858215 | 55.173 | bal_3P_477AL | 8100603 | no | no |  |  | no |  |  | 0 | 0 | 0 | 0
oh_line_8100603_200858217 |  | ABCD | node_8100603_200858231 | node_8100603_200858217 | 109.582 | bal_3P_2/0CU | 8100603 | no | no |  |  | no |  |  | 0 | 0 | 0 | 0
oh_line_8100603_200858218 |  | ABCD | node_8100603_200858215 | node_8100603_200858218 | 96.837 | bal_3P_477AL | 8100603 | no | no |  |  | no |  |  | 0 | 0 | 0 | 0
oh_line_8100603_200858221 |  | ABCD | node_8100603_200858218 | node_8100603_200858221 | 217.608 | bal_3P_477AL | 8100603 | no | no |  |  | no |  |  | 0 | 0 | 0 | 0
oh_line_8100603_200858223 |  | ABCD | node_8100603_200858221 | node_8100603_200858223 | 239.273 | bal_3P_477AL | 8100603 | no | no |  |  | no |  |  | 0 | 0 | 0 | 0
oh_line_8100603_200858224 |  | ABCD | node_8100603_200858223 | node_intto1_8100603_200858224 | 45.928 | bal_3P_1/0AC | 8100603 | no | no |  |  | no |  |  | 0 | 0 | 0 | 0
oh_line_8100603_200858225 |  | ABCD | node_8100603_200858223 | node_8100603_200858225 | 81.761 | bal_3P_477AL | 8100603 | no | no |  |  | no |  |  | 0 | 0 | 0 | 0
oh_line_8100603_200858227 |  | ABCD | node_8100603_200858225 | node_8100603_200858227 | 67.482 | bal_3P_477AL | 8100603 | no | no |  |  | no |  |  | 0 | 0 | 0 | 0
oh_line_8100603_200858228 |  | ABCD | node_8100603_200858227 | node_8100603_200858228 | 124.917 | bal_3P_4/0AL | 8100603 | no | no |  |  | no |  |  | 0 | 0 | 0 | 0
oh_line_8100603_200858229 |  | ABCD | node_8100603_200858228 | node_8100603_200858229 | 115.419 | bal_3P_4/0AL | 8100603 | no | no |  |  | no |  |  | 0 | 0 | 0 | 0
oh_line_8100603_200858230 |  | ABCD | node_8100603_200858229 | node_8100603_200858230 | 121.958 | bal_3P_4/0AL | 8100603 | no | no |  |  | no |  |  | 0 | 0 | 0 | 0
oh_line_8100603_200858231 |  | ABCD | node_8100603_200858239 | node_8100603_200858231 | 132.696 | bal_3P_2/0CU | 8100603 | no | no |  |  | no |  |  | 0 | 0 | 0 | 0
oh_line_8100603_200858232 |  | ABCD | node_8100603_200858230 | node_8100603_200858232 | 100.076 | bal_3P_4/0AL | 8100603 | no | no |  |  | no |  |  | 0 | 0 | 0 | 0
oh_line_8100603_200858233 |  | ABCD | node_8100603_200858232 | node_8100603_200858233 | 102.688 | bal_3P_4/0AL | 8100603 | no | no |  |  | no |  |  | 0 | 0 | 0 | 0
oh_line_8100603_200858234 |  | ABCD | node_8100603_200858233 | node_8100603_200858234 | 99.594 | bal_3P_4/0AL | 8100603 | no | no |  |  | no |  |  | 0 | 0 | 0 | 0
oh_line_8100603_200858235 |  | ABCD | node_8100603_200858234 | node_8100603_200858235 | 101.588 | bal_3P_4/0AL | 8100603 | no | no |  |  | no |  |  | 0 | 0 | 0 | 0
oh_line_8100603_200858236 |  | ABCD | node_8100603_200858235 | node_8100603_200858236 | 107.705 | bal_3P_1/0AC | 8100603 | no | no |  |  | no |  |  | 0 | 0 | 0 | 0
oh_line_8100603_200858237 |  | ABCD | node_8100603_200858236 | node_8100603_200858237 | 67.781 | bal_3P_1/0AC | 8100603 | no | no |  |  | no |  |  | 0 | 0 | 0 | 0
oh_line_8100603_200858239 |  | ABCD | node_8100603_200858240 | node_8100603_200858239 | 57.21 | bal_3P_2/0CU | 8100603 | no | no |  |  | no |  |  | 0 | 0 | 0 | 0
oh_line_8100603_200858240 |  | ABCD | node_8100603_200858241 | node_8100603_200858240 | 102.765 | bal_3P_2/0CU | 8100603 | no | no |  |  | no |  |  | 0 | 0 | 0 | 0
oh_line_8100603_200858241 |  | ABCD | node_8100603_200858244 | node_8100603_200858241 | 84.468 | bal_3P_2/0CU | 8100603 | no | no |  |  | no |  |  | 0 | 0 | 0 | 0
oh_line_8100603_200858242 |  | ABCD | node_8100603_200858241 | node_intto1_8100603_200858242 | 59.049 | bal_3P_1/0AC | 8100603 | no | no |  |  | no |  |  | 0 | 0 | 0 | 0
oh_line_8100603_200858243 |  | ABCD | node_8100603_200858242 | node_8100603_200858243 | 73.037 | bal_3P_1/0AC | 8100603 | no | no |  |  | no |  |  | 0 | 0 | 0 | 0
oh_line_8100603_200858244 |  | ABCD | node_8100603_200858248 | node_8100603_200858244 | 90.429 | bal_3P_2/0CU | 8100603 | no | no |  |  | no |  |  | 0 | 0 | 0 | 0
oh_line_8100603_200858245 |  | ABCD | node_8100603_200858244 | node_8100603_200858245 | 43.027 | bal_3P_1/0AA | 8100603 | no | no |  |  | no |  |  | 0 | 0 | 0 | 0
oh_line_8100603_200858246 |  | ABCD | node_8100603_200858245 | node_8100603_200858246 | 143.256 | bal_3P_4CU | 8100603 | no | no |  |  | no |  |  | 0 | 0 | 0 | 0
oh_line_8100603_200858248 |  | ABCD | node_8100603_200858249 | node_8100603_200858248 | 133.986 | bal_3P_2/0CU | 8100603 | no | no |  |  | no |  |  | 0 | 0 | 0 | 0
oh_line_8100603_200858249 |  | ABCD | node_8100603_200858202 | node_8100603_200858249 | 101.792 | bal_3P_2/0CU | 8100603 | no | no |  |  | no |  |  | 0 | 0 | 0 | 0
oh_line_8100603_200858261 |  | ABCD | node_8100603_200948246 | node_8100603_200858261 | 118.499 | bal_3P_2/0CU | 8100603 | no | no |  |  | no |  |  | 0 | 0 | 0 | 0
oh_line_8100603_200858375 |  | ABCD | node_8100603_200970707 | node_8100603_200858375 | 90.559 | bal_3P_4CU | 8100603 | no | no |  |  | no |  |  | 0 | 0 | 0 | 0
oh_line_8100603_200858376 |  | AD | node_8100603_200858375 | node_8100603_200858376 | 92.15 | bal_1P_1/0AA | 8100603 | no | no |  |  | no |  |  | 0 | 0 | 0 | 0
oh_line_8100603_200858377 |  | AD | node_8100603_200858376 | node_8100603_200858377 | 47.719 | bal_1P_1/0AA | 8100603 | no | no |  |  | no |  |  | 0 | 0 | 0 | 0
oh_line_8100603_200858379 |  | ABCD | node_8100603_200858375 | node_8100603_200858379 | 100.303 | bal_3P_4CU | 8100603 | no | no |  |  | no |  |  | 0 | 0 | 0 | 0
oh_line_8100603_200858380 |  | ABCD | node_8100603_200858379 | node_8100603_200858380 | 155.693 | bal_3P_1/0AC | 8100603 | no | no |  |  | no |  |  | 0 | 0 | 0 | 0
oh_line_8100603_200858382 |  | ABCD | node_8100603_200858379 | node_8100603_200858382 | 74.264 | bal_3P_1/0AA | 8100603 | no | no |  |  | no |  |  | 0 | 0 | 0 | 0
oh_line_8100603_200858384 |  | ABCD | node_8100603_200858382 | node_8100603_200858384 | 95.928 | bal_3P_1/0AA | 8100603 | no | no |  |  | no |  |  | 0 | 0 | 0 | 0
oh_line_8100603_200858385 |  | ABCD | node_8100603_200858384 | node_8100603_200858385 | 76.721 | bal_3P_1/0AC | 8100603 | no | no |  |  | no |  |  | 0 | 0 | 0 | 0
oh_line_8100603_200858386 |  | ABCD | node_8100603_200858385 | node_8100603_200858386 | 91.743 | bal_3P_1/0AC | 8100603 | no | no |  |  | no |  |  | 0 | 0 | 0 | 0
oh_line_8100603_200858922 |  | AN | node_8100603_200858966 | node_8100603_200858922 | 32.032 | bal_1P_1/0AA_1/0AA(N) | 8100603 | no | no |  |  | no |  |  | 0 | 0 | 0 | 0
oh_line_8100603_200858923 |  | AD | node_8100603_200858922 | node_8100603_200858923 | 108.693 | bal_1P_1/0AA | 8100603 | no | no |  |  | no |  |  | 0 | 0 | 0 | 0
oh_line_8100603_200858924 |  | AD | node_8100603_200858923 | node_8100603_200858924 | 96.199 | bal_1P_1/0AA | 8100603 | no | no |  |  | no |  |  | 0 | 0 | 0 | 0
oh_line_8100603_200858926 |  | AD | node_8100603_200979852 | node_8100603_200858926 | 85.921 | bal_1P_1/0AA | 8100603 | no | no |  |  | no |  |  | 0 | 0 | 0 | 0
oh_line_8100603_200858934 |  | ABCD | node_8100603_200858936 | node_8100603_200858934 | 137.494 | bal_3P_4CU | 8100603 | no | no |  |  | no |  |  | 0 | 0 | 0 | 0
oh_line_8100603_200858936 |  | ABCD | node_8100603_200858937 | node_8100603_200858936 | 102.607 | bal_3P_4CU | 8100603 | no | no |  |  | no |  |  | 0 | 0 | 0 | 0
oh_line_8100603_200858937 |  | ABCD | node_8100603_200858938 | node_8100603_200858937 | 130.667 | bal_3P_4CU | 8100603 | no | no |  |  | no |  |  | 0 | 0 | 0 | 0
oh_line_8100603_200858938 |  | ABCD | node_8100603_200858939 | node_8100603_200858938 | 169.372 | bal_3P_4CU | 8100603 | no | no |  |  | no |  |  | 0 | 0 | 0 | 0
oh_line_8100603_200858939 |  | ABCD | node_8100603_200858940 | node_8100603_200858939 | 200.938 | bal_3P_4CU | 8100603 | no | no |  |  | no |  |  | 0 | 0 | 0 | 0
oh_line_8100603_200858940 |  | ABCD | node_8100603_200858941 | node_8100603_200858940 | 113.933 | bal_3P_4CU | 8100603 | no | no |  |  | no |  |  | 0 | 0 | 0 | 0
oh_line_8100603_200858941 |  | ABCD | node_8100603_200858943 | node_8100603_200858941 | 126.04 | bal_3P_4CU | 8100603 | no | no |  |  | no |  |  | 0 | 0 | 0 | 0
oh_line_8100603_200858943 |  | ABCD | node_8100603_200858944 | node_intto1_8100603_200858943 | 134.703 | bal_3P_4CU | 8100603 | no | no |  |  | no |  |  | 0 | 0 | 0 | 0
oh_line_8100603_200858944 |  | ABCD | node_8100603_200858214 | node_intto1_8100603_200858944 | 141.205 | bal_3P_4CU | 8100603 | no | no |  |  | no |  |  | 0 | 0 | 0 | 0
oh_line_8100603_200858945 |  | ABCD | node_8100603_200858946 | node_8100603_200858945 | 190.651 | bal_3P_477AL | 8100603 | no | no |  |  | no |  |  | 0 | 0 | 0 | 0
oh_line_8100603_200858946 |  | ABCD | node_8100603_200858947 | node_8100603_200858946 | 141.427 | bal_3P_477AL | 8100603 | no | no |  |  | no |  |  | 0 | 0 | 0 | 0
oh_line_8100603_200858947 |  | ABCD | node_8100603_200858948 | node_8100603_200858947 | 77.061 | bal_3P_477AL | 8100603 | no | no |  |  | no |  |  | 0 | 0 | 0 | 0
oh_line_8100603_200858948 |  | ABCD | node_8100603_200858949 | node_8100603_200858948 | 186.474 | bal_3P_477AL | 8100603 | no | no |  |  | no |  |  | 0 | 0 | 0 | 0
oh_line_8100603_200858949 |  | ABCD | node_8100603_200858951 | node_intto1_8100603_200858949 | 151.527 | bal_3P_477AL | 8100603 | no | no |  |  | no |  |  | 0 | 0 | 0 | 0
oh_line_8100603_200858951 |  | ABCD | node_8100603_200858953 | node_intto1_8100603_200858951 | 122.688 | bal_3P_477AL | 8100603 | no | no |  |  | no |  |  | 0 | 0 | 0 | 0
oh_line_8100603_200858953 |  | ABCD | node_8100603_200858955 | node_8100603_200858953 | 177.154 | bal_3P_477AL | 8100603 | no | no |  |  | no |  |  | 0 | 0 | 0 | 0
oh_line_8100603_200858954 |  | ABCD | node_8100603_200858953 | node_8100603_200858954 | 123.071 | bal_3P_1/0AA | 8100603 | no | no |  |  | no |  |  | 0 | 0 | 0 | 0
oh_line_8100603_200858955 |  | ABCD | node_8100603_200858956 | node_8100603_200858955 | 172.176 | bal_3P_477AL | 8100603 | no | no |  |  | no |  |  | 0 | 0 | 0 | 0
oh_line_8100603_200858956 |  | ABCD | node_8100603_200858957 | node_8100603_200858956 | 129.956 | bal_3P_477AL | 8100603 | no | no |  |  | no |  |  | 0 | 0 | 0 | 0
oh_line_8100603_200858957 |  | ABCD | node_8100603_200858959 | node_8100603_200858957 | 135.475 | bal_3P_477AL | 8100603 | no | no |  |  | no |  |  | 0 | 0 | 0 | 0
oh_line_8100603_200858958 |  | ABCD | node_8100603_200858957 | node_8100603_200858958 | 190.241 | bal_3P_1/0AA | 8100603 | no | no |  |  | no |  |  | 0 | 0 | 0 | 0
oh_line_8100603_200858959 |  | ABCD | node_8100603_200954192 | node_8100603_200858959 | 114.3 | bal_3P_477AL | 8100603 | no | no |  |  | no |  |  | 0 | 0 | 0 | 0
oh_line_8100603_200858962 |  | ABCD | node_8100603_200858964 | node_8100603_200858962 | 174.471 | bal_3P_477AL | 8100603 | no | no |  |  | no |  |  | 0 | 0 | 0 | 0
oh_line_8100603_200858964 |  | ABCD | node_8100603_200858965 | node_8100603_200858964 | 145.367 | bal_3P_477AL | 8100603 | no | no |  |  | no |  |  | 0 | 0 | 0 | 0
oh_line_8100603_200858965 |  | ABCD | node_8100603_200858966 | node_8100603_200858965 | 179.51 | bal_3P_477AL | 8100603 | no | no |  |  | no |  |  | 0 | 0 | 0 | 0
oh_line_8100603_200858966 |  | ABCD | node_8100603_200858980 | node_8100603_200858966 | 138.292 | bal_3P_477AL | 8100603 | no | no |  |  | no |  |  | 0 | 0 | 0 | 0
oh_line_8100603_200858980 |  | ABCD | node_8100603_200858983 | node_8100603_200858980 | 354.52 | bal_3P_477AL | 8100603 | no | no |  |  | no |  |  | 0 | 0 | 0 | 0
oh_line_8100603_200858983 |  | ABCD | node_8100603_200858984 | node_8100603_200858983 | 220.841 | bal_3P_477AL | 8100603 | no | no |  |  | no |  |  | 0 | 0 | 0 | 0
oh_line_8100603_200858984 |  | ABCD | node_8100603_200832185 | node_8100603_200858984 | 227.78 | bal_3P_477AL | 8100603 | no | no |  |  | no |  |  | 0 | 0 | 0 | 0
oh_line_8100603_200859015 |  | ABCD | node_8100603_200858206 | node_8100603_200859015 | 17.335 | bal_3P_1/0AC | 8100603 | no | no |  |  | no |  |  | 0 | 0 | 0 | 0
oh_line_8100603_200859016 |  | ABCD | node_8100603_200859015 | node_8100603_200859016 | 104.682 | bal_3P_1/0AC | 8100603 | no | no |  |  | no |  |  | 0 | 0 | 0 | 0
oh_line_8100603_200859017 |  | ABCD | node_8100603_200859016 | node_8100603_200859017 | 143.106 | bal_3P_1/0AC | 8100603 | no | no |  |  | no |  |  | 0 | 0 | 0 | 0
oh_line_8100603_200859022 |  | ABCD | node_8100603_200859023 | node_8100603_200859022 | 101.293 | bal_3P_1/0AA | 8100603 | no | no |  |  | no |  |  | 0 | 0 | 0 | 0
oh_line_8100603_200859023 |  | ABCD | node_8100603_200859025 | node_8100603_200859023 | 121.338 | bal_3P_1/0AC | 8100603 | no | no |  |  | no |  |  | 0 | 0 | 0 | 0
oh_line_8100603_200859025 |  | ABCD | node_8100603_200858948 | node_8100603_200859025 | 32.082 | bal_3P_1/0AC | 8100603 | no | no |  |  | no |  |  | 0 | 0 | 0 | 0
oh_line_8100603_200859028 |  | AD | node_8100603_200859029 | node_8100603_200859028 | 98.553 | bal_1P_1/0AC | 8100603 | no | no |  |  | no |  |  | 0 | 0 | 0 | 0
oh_line_8100603_200859029 |  | AD | node_8100603_200859030 | node_8100603_200859029 | 112.429 | bal_1P_1/0AC | 8100603 | no | no |  |  | no |  |  | 0 | 0 | 0 | 0
oh_line_8100603_200859030 |  | AD | node_8100603_200859032 | node_8100603_200859030 | 117.23 | bal_1P_1/0AC | 8100603 | no | no |  |  | no |  |  | 0 | 0 | 0 | 0
oh_line_8100603_200859032 |  | AD | node_8100603_200858955 | node_8100603_200859032 | 49.54 | bal_1P_1/0AC | 8100603 | no | no |  |  | no |  |  | 0 | 0 | 0 | 0
oh_line_8100603_200859035 |  | AD | node_8100603_200859036 | node_8100603_200859035 | 108.12 | bal_1P_1/0AC | 8100603 | no | no |  |  | no |  |  | 0 | 0 | 0 | 0
oh_line_8100603_200859036 |  | AD | node_8100603_200859037 | node_8100603_200859036 | 101.04 | bal_1P_1/0AC | 8100603 | no | no |  |  | no |  |  | 0 | 0 | 0 | 0
oh_line_8100603_200859037 |  | AD | node_8100603_200858957 | node_8100603_200859037 | 127.844 | bal_1P_1/0AC | 8100603 | no | no |  |  | no |  |  | 0 | 0 | 0 | 0
oh_line_8100603_200859066 |  | ABCD | node_8100603_200858223 | node_8100603_200859066 | 38.736 | bal_3P_1/0AA | 8100603 | no | no |  |  | no |  |  | 0 | 0 | 0 | 0
oh_line_8100603_200859310 |  | ABCD | node_8100603_200859311 | node_8100603_200859310 | 95.678 | bal_3P_1/0AA | 8100603 | no | no |  |  | no |  |  | 0 | 0 | 0 | 0
oh_line_8100603_200859311 |  | ABCD | node_8100603_200859312 | node_8100603_200859311 | 141.307 | bal_3P_1/0AA | 8100603 | no | no |  |  | no |  |  | 0 | 0 | 0 | 0
oh_line_8100603_200859312 |  | ABCD | node_8100603_200859313 | node_8100603_200859312 | 91.528 | bal_3P_1/0AA | 8100603 | no | no |  |  | no |  |  | 0 | 0 | 0 | 0
oh_line_8100603_200859313 |  | ABCD | node_8100603_200858939 | node_8100603_200859313 | 213.999 | bal_3P_1/0AA | 8100603 | no | no |  |  | no |  |  | 0 | 0 | 0 | 0
oh_line_8100603_200859314 |  | ABCD | node_8100603_200859313 | node_8100603_200859314 | 191.282 | bal_3P_1/0AA | 8100603 | no | no |  |  | no |  |  | 0 | 0 | 0 | 0
oh_line_8100603_200859319 |  | ABCD | node_8100603_200858934 | node_8100603_200859319 | 65.195 | bal_3P_1/0AC | 8100603 | no | no |  |  | no |  |  | 0 | 0 | 0 | 0
oh_line_8100603_200859321 |  | ABCD | node_8100603_200951421 | node_8100603_200859321 | 99.266 | bal_3P_1/0AC | 8100603 | no | no |  |  | no |  |  | 0 | 0 | 0 | 0
oh_line_8100603_200859322 |  | ABCD | node_8100603_200859321 | node_8100603_200859322 | 104.641 | bal_3P_1/0AC | 8100603 | no | no |  |  | no |  |  | 0 | 0 | 0 | 0
oh_line_8100603_200859341 |  | AD | node_8100603_200858939 | node_8100603_200859341 | 124.866 | bal_1P_1/0AC | 8100603 | no | no |  |  | no |  |  | 0 | 0 | 0 | 0
oh_line_8100603_200859342 |  | AD | node_8100603_200859341 | node_8100603_200859342 | 86.716 | bal_1P_1/0AC | 8100603 | no | no |  |  | no |  |  | 0 | 0 | 0 | 0
oh_line_8100603_200859343 |  | AD | node_8100603_200859342 | node_8100603_200859343 | 129.77 | bal_1P_1/0AC | 8100603 | no | no |  |  | no |  |  | 0 | 0 | 0 | 0
oh_line_8100603_200859414-1 |  | ABCD | node_8100603_200859321 | node_1379645_454_15299784_75 | 96.11 | bal_3P_1/0AC | 8100603 | no | no |  |  | no |  |  | 0 | 0 | 0 | 0
oh_line_8100603_200859414-2 |  | ABCD | node_1379645_454_15299784_75 | node_8100603_200859414 | 2.353 | bal_3P_1/0AC | 8100603 | no | no |  |  | no |  |  | 0 | 0 | 0 | 0
oh_line_8100603_200859415 |  | ABCD | node_8100603_200859414 | node_8100603_200859415 | 53.04 | bal_3P_1/0AC | 8100603 | no | no |  |  | no |  |  | 0 | 0 | 0 | 0
oh_line_8100603_200859416 |  | ABCD | node_8100603_200859415 | node_8100603_200859416 | 150.092 | bal_3P_1/0AC | 8100603 | no | no |  |  | no |  |  | 0 | 0 | 0 | 0
oh_line_8100603_200859417 |  | ABCD | node_8100603_201065625 | node_8100603_200859417 | 109.07 | bal_3P_1/0AC | 8100603 | no | no |  |  | no |  |  | 0 | 0 | 0 | 0
oh_line_8100603_200859419 |  | ABCD | node_8100603_200859417 | node_8100603_200859419 | 157.269 | bal_3P_1/0AA | 8100603 | no | no |  |  | no |  |  | 0 | 0 | 0 | 0
oh_line_8100603_200859420 |  | ABCD | node_8100603_200859419 | node_8100603_200859420 | 84.502 | bal_3P_1/0AA | 8100603 | no | no |  |  | no |  |  | 0 | 0 | 0 | 0
oh_line_8100603_200859421 |  | AD | node_8100603_200859420 | node_8100603_200859421 | 183.278 | bal_1P_1/0AA | 8100603 | no | no |  |  | no |  |  | 0 | 0 | 0 | 0
oh_line_8100603_200859422 |  | ABCD | node_8100603_200859420 | node_8100603_200859422 | 156.689 | bal_3P_1/0AA | 8100603 | no | no |  |  | no |  |  | 0 | 0 | 0 | 0
oh_line_8100603_200859423 |  | ABCD | node_8100603_200859422 | node_8100603_200859423 | 132.281 | bal_3P_1/0AA | 8100603 | no | no |  |  | no |  |  | 0 | 0 | 0 | 0
oh_line_8100603_200917301 |  | ABCD | node_SOURCE_8100603 | node_8100603_200917301 | 62.657 | bal_3P_477AL | 8100603 | no | no |  |  | no |  |  | 0 | 0 | 0 | 0
oh_line_8100603_200917304 |  | ABCD | node_8100603_200917301 | node_8100603_200917304 | 64.491 | bal_3P_477AL | 8100603 | no | no |  |  | no |  |  | 0 | 0 | 0 | 0
oh_line_8100603_200917405-1 |  | ABCD | node_8100603_200917405 | node_intto1_1381428_895_15297829_403 | 16.103 | bal_3P_477AL | 8100603 | no | no |  |  | no |  |  | 0 | 0 | 0 | 0
oh_line_8100603_200917405-2 |  | ABCD | node_8100603_200858261 | node_8100603_200917405 | 116.166 | bal_3P_2/0CU | 8100603 | no | no |  |  | no |  |  | 0 | 0 | 0 | 0
oh_line_8100603_200948246 |  | ABCD | node_8100603_200858200 | node_intto1_8100603_200948246 | 27.755 | bal_3P_2/0CU | 8100603 | no | no |  |  | no |  |  | 0 | 0 | 0 | 0
oh_line_8100603_200951421 |  | ABCD | node_8100603_200859319 | node_8100603_200951421 | 113.56 | bal_3P_1/0AC | 8100603 | no | no |  |  | no |  |  | 0 | 0 | 0 | 0
oh_line_8100603_200954192 |  | ABCD | node_8100603_200858962 | node_8100603_200954192 | 160.018 | bal_3P_477AL | 8100603 | no | no |  |  | no |  |  | 0 | 0 | 0 | 0
oh_line_8100603_200969188 |  | ABCD | node_8100603_200858206 | node_8100603_200969188 | 96.937 | bal_3P_2/0CU | 8100603 | no | no |  |  | no |  |  | 0 | 0 | 0 | 0
oh_line_8100603_200970706 |  | ABCD | node_8100603_200970707 | node_8100603_200970706 | 70.874 | bal_3P_2/0CU | 8100603 | no | no |  |  | no |  |  | 0 | 0 | 0 | 0
oh_line_8100603_200970707 |  | ABCD | node_8100603_200969188 | node_8100603_200970707 | 174.4 | bal_3P_2/0CU | 8100603 | no | no |  |  | no |  |  | 0 | 0 | 0 | 0
oh_line_8100603_200978972 |  | ABCD | node_8100603_200857592 | node_8100603_200978972 | 92.558 | bal_3P_1/0AA | 8100603 | no | no |  |  | no |  |  | 0 | 0 | 0 | 0
oh_line_8100603_200979852 |  | AD | node_8100603_200858924 | node_8100603_200979852 | 96.153 | bal_1P_1/0AA | 8100603 | no | no |  |  | no |  |  | 0 | 0 | 0 | 0
oh_line_8100603_201065625 |  | ABCD | node_8100603_200859416 | node_8100603_201065625 | 38.856 | bal_3P_1/0AC | 8100603 | no | no |  |  | no |  |  | 0 | 0 | 0 | 0
oh_line_8100603_201069315 |  | ABCN | node_8100603_201065625 | node_8100603_201069315 | 211.792 | bal_3P_DELTACUST | 8100603 | no | no |  |  | no |  |  | 0 | 0 | 0 | 0
oh_line_8100603_312091434 |  | ABCD | node_8100603_200858192 | node_8100603_312091434 | 48.792 | bal_3P_4CU | 8100603 | no | no |  |  | no |  |  | 0 | 0 | 0 | 0
oh_line_8100603_312091449 |  | ABCD | node_8100603_200857550 | node_8100603_312091449 | 55.043 | bal_3P_1/0AC | 8100603 | no | no |  |  | no |  |  | 0 | 0 | 0 | 0
oh_line_8100603_312110258-1 |  | ABCD | node_8100603_200858192 | node_8100603_312110258 | 76.557 | bal_3P_1/0AC | 8100603 | no | no |  |  | no |  |  | 0 | 0 | 0 | 0
oh_line_TAP_OH_897948 |  | ABCN | node_8100603_200832188 | node_1384100_061_15299272_302 | 0.033 | unb_TAPWIRE_OH | 8100603 | no | no |  |  | no |  |  | 0 | 0 | 0 | 0
oh_line_TAP_OH_904440 |  | ABCN | node_8100603_200857530 | node_1380521_388_15298696_424 | 0.033 | unb_TAPWIRE_OH | 8100603 | no | no |  |  | no |  |  | 0 | 0 | 0 | 0
oh_line_TAP_OH_904547 |  | ABCN | node_8100603_200858229 | node_1381000_005_15300588_554 | 0.033 | unb_TAPWIRE_OH | 8100603 | no | no |  |  | no |  |  | 0 | 0 | 0 | 0
oh_line_TAP_OH_904548 |  | ABCN | node_8100603_200858235 | node_1380963_896_15301118_014 | 0.033 | unb_TAPWIRE_OH | 8100603 | no | no |  |  | no |  |  | 0 | 0 | 0 | 0
oh_line_TAP_OH_904575 |  | AN | node_8100603_200858377 | node_1380981_081_15298848_322 | 0.033 | unb_TAPWIRE_OH | 8100603 | no | no |  |  | no |  |  | 0 | 0 | 0 | 0
oh_line_TAP_OH_904702 |  | AN | node_8100603_200858923 | node_1382960_668_15299787_604 | 0.033 | unb_TAPWIRE_OH | 8100603 | no | no |  |  | no |  |  | 0 | 0 | 0 | 0
oh_line_TAP_OH_904703 |  | AN | node_8100603_200858926 | node_1382913_969_15300097_476 | 0.033 | unb_TAPWIRE_OH | 8100603 | no | no |  |  | no |  |  | 0 | 0 | 0 | 0
oh_line_TAP_OH_904704 |  | ABCN | node_8100603_200858934 | node_1379812_873_15299505_676 | 0.033 | unb_TAPWIRE_OH | 8100603 | no | no |  |  | no |  |  | 0 | 0 | 0 | 0
oh_line_TAP_OH_904706 |  | ABCN | node_8100603_200858939 | node_1380375_309_15299545_675 | 0.033 | unb_TAPWIRE_OH | 8100603 | no | no |  |  | no |  |  | 0 | 0 | 0 | 0
oh_line_TAP_OH_904707 |  | ABCN | node_8100603_200858943 | node_1380791_894_15299563_448 | 0.033 | unb_TAPWIRE_OH | 8100603 | no | no |  |  | no |  |  | 0 | 0 | 0 | 0
oh_line_TAP_OH_904708 |  | ABCN | node_8100603_200858946 | node_1381328_406_15299591_054 | 0.033 | unb_TAPWIRE_OH | 8100603 | no | no |  |  | no |  |  | 0 | 0 | 0 | 0
oh_line_TAP_OH_904709 |  | ABCN | node_8100603_200858947 | node_1381489_011_15299662_21 | 0.033 | unb_TAPWIRE_OH | 8100603 | no | no |  |  | no |  |  | 0 | 0 | 0 | 0
oh_line_TAP_OH_904712 |  | ABCN | node_8100603_200858955 | node_1381837_613_15299283_235 | 0.033 | unb_TAPWIRE_OH | 8100603 | no | no |  |  | no |  |  | 0 | 0 | 0 | 0
oh_line_TAP_OH_904714 |  | ABCN | node_8100603_200858959 | node_1382257_35_15299381_463 | 0.033 | unb_TAPWIRE_OH | 8100603 | no | no |  |  | no |  |  | 0 | 0 | 0 | 0
oh_line_TAP_OH_904716 |  | ABCN | node_8100603_200858983 | node_1383411_624_15299639_214 | 0.033 | unb_TAPWIRE_OH | 8100603 | no | no |  |  | no |  |  | 0 | 0 | 0 | 0
oh_line_TAP_OH_904721 |  | ABCN | node_8100603_200859016 | node_1381215_883_15299212_971 | 0.033 | unb_TAPWIRE_OH | 8100603 | no | no |  |  | no |  |  | 0 | 0 | 0 | 0
oh_line_TAP_OH_904723 |  | ABCN | node_8100603_200859023 | node_1381471_875_15299747_255 | 0.033 | unb_TAPWIRE_OH | 8100603 | no | no |  |  | no |  |  | 0 | 0 | 0 | 0
oh_line_TAP_OH_904724 |  | AN | node_8100603_200859028 | node_1381825_259_15299696_663 | 0.033 | unb_TAPWIRE_OH | 8100603 | no | no |  |  | no |  |  | 0 | 0 | 0 | 0
oh_line_TAP_OH_904725 |  | AN | node_8100603_200859035 | node_1382119_54_15299715_169 | 0.033 | unb_TAPWIRE_OH | 8100603 | no | no |  |  | no |  |  | 0 | 0 | 0 | 0
oh_line_TAP_OH_904790 |  | ABCN | node_8100603_200859322 | node_1379736_664_15299934_745 | 0.033 | unb_TAPWIRE_OH | 8100603 | no | no |  |  | no |  |  | 0 | 0 | 0 | 0
oh_line_TAP_OH_904793 |  | AN | node_8100603_200859343 | node_1380359_087_15299936_504 | 0.033 | unb_TAPWIRE_OH | 8100603 | no | no |  |  | no |  |  | 0 | 0 | 0 | 0
oh_line_TAP_OH_904811 |  | AN | node_8100603_200859421 | node_1379061_524_15299544_484 | 0.033 | unb_TAPWIRE_OH | 8100603 | no | no |  |  | no |  |  | 0 | 0 | 0 | 0
oh_line_TAP_OH_920472 |  | ABCN | node_8100603_200948246 | node_1381201_092_15297845_367 | 0.033 | unb_TAPWIRE_OH | 8100603 | no | no |  |  | no |  |  | 0 | 0 | 0 | 0
oh_line_TAP_OH_920937 |  | ABCN | node_8100603_200951421 | node_1379777_578_15299697_153 | 0.033 | unb_TAPWIRE_OH | 8100603 | no | no |  |  | no |  |  | 0 | 0 | 0 | 0
oh_line_TAP_OH_925704 |  | ABCN | node_8100603_200978972 | node_1381435_811_15298060_064 | 0.033 | unb_TAPWIRE_OH | 8100603 | no | no |  |  | no |  |  | 0 | 0 | 0 | 0
oh_line_TAP_OH_2136143 |  | ABCN | node_8100603_200858958 | node_1382274_769_15299155_497 | 0.033 | unb_TAPWIRE_OH | 8100603 | no | no |  |  | no |  |  | 0 | 0 | 0 | 0
oh_line_TAP_OH_2136144 |  | ABCN | node_8100603_200858958 | node_1382287_202_15299176_35 | 0.033 | unb_TAPWIRE_OH | 8100603 | no | no |  |  | no |  |  | 0 | 0 | 0 | 0
oh_line_TAP_OH_2136145 |  | ABCN | node_8100603_200858958 | node_1382258_763_15299139_64 | 0.033 | unb_TAPWIRE_OH | 8100603 | no | no |  |  | no |  |  | 0 | 0 | 0 | 0
oh_line_TAP_OH_2136148 |  | ABCN | node_8100603_200858224 | node_1381083_276_15300265_698 | 0.033 | unb_TAPWIRE_OH | 8100603 | no | no |  |  | no |  |  | 0 | 0 | 0 | 0
oh_line_TAP_OH_2136149 |  | ABCN | node_8100603_200858224 | node_1381069_776_15300280_814 | 0.033 | unb_TAPWIRE_OH | 8100603 | no | no |  |  | no |  |  | 0 | 0 | 0 | 0
oh_line_TAP_OH_2136150 |  | ABCN | node_8100603_200858224 | node_1381094_535_15300244_652 | 0.033 | unb_TAPWIRE_OH | 8100603 | no | no |  |  | no |  |  | 0 | 0 | 0 | 0
oh_line_TAP_OH_2136170 |  | ABCN | node_8100603_200858211 | node_1381148_496_15299492_036 | 0.033 | unb_TAPWIRE_OH | 8100603 | no | no |  |  | no |  |  | 0 | 0 | 0 | 0
oh_line_TAP_OH_2136171 |  | ABCN | node_8100603_200858211 | node_1381145_05_15299518_227 | 0.033 | unb_TAPWIRE_OH | 8100603 | no | no |  |  | no |  |  | 0 | 0 | 0 | 0
oh_line_TAP_OH_2136195 |  | ABCN | node_8100603_200858965 | node_1382741_16_15299628_881 | 0.033 | unb_TAPWIRE_OH | 8100603 | no | no |  |  | no |  |  | 0 | 0 | 0 | 0
oh_line_TAP_OH_2136196 |  | ABCN | node_8100603_200858965 | node_1382727_476_15299609_49 | 0.033 | unb_TAPWIRE_OH | 8100603 | no | no |  |  | no |  |  | 0 | 0 | 0 | 0
oh_line_TAP_OH_2136203 |  | ABCN | node_8100603_201069315 | node_1379411_543_15299461_781 | 0.033 | unb_TAPWIRE_OH | 8100603 | no | no |  |  | no |  |  | 0 | 0 | 0 | 0
oh_line_TAP_OH_2136204 |  | ABCN | node_8100603_201069315 | node_1379431_07_15299466_564 | 0.033 | unb_TAPWIRE_OH | 8100603 | no | no |  |  | no |  |  | 0 | 0 | 0 | 0
oh_line_TAP_OH_2136205 |  | ABCN | node_8100603_201069315 | node_1379391_793_15299463_941 | 0.033 | unb_TAPWIRE_OH | 8100603 | no | no |  |  | no |  |  | 0 | 0 | 0 | 0
oh_line_TAP_OH_2142920 |  | ABCN | node_8100603_200859314 | node_1380157_005_15299449_027 | 0.033 | unb_TAPWIRE_OH | 8100603 | no | no |  |  | no |  |  | 0 | 0 | 0 | 0
oh_line_TAP_OH_2142921 |  | ABCN | node_8100603_200859314 | node_1380137_66_15299443_018 | 0.033 | unb_TAPWIRE_OH | 8100603 | no | no |  |  | no |  |  | 0 | 0 | 0 | 0
oh_line_TAP_OH_2142922 |  | ABCN | node_8100603_200859314 | node_1380176_815_15299448_118 | 0.033 | unb_TAPWIRE_OH | 8100603 | no | no |  |  | no |  |  | 0 | 0 | 0 | 0
oh_line_TAP_OH_2142923 |  | ABCN | node_8100603_200858201 | node_1381107_337_15297923_482 | 0.033 | unb_TAPWIRE_OH | 8100603 | no | no |  |  | no |  |  | 0 | 0 | 0 | 0
oh_line_TAP_OH_2142924 |  | ABCN | node_8100603_200858201 | node_1381111_277_15297897_422 | 0.033 | unb_TAPWIRE_OH | 8100603 | no | no |  |  | no |  |  | 0 | 0 | 0 | 0
oh_line_TAP_OH_2142925 |  | ABCN | node_8100603_200858201 | node_1381108_561_15297950_07 | 0.033 | unb_TAPWIRE_OH | 8100603 | no | no |  |  | no |  |  | 0 | 0 | 0 | 0
oh_line_TAP_OH_2142938 |  | ABCN | node_8100603_200858202 | node_1381188_836_15298798_869 | 0.033 | unb_TAPWIRE_OH | 8100603 | no | no |  |  | no |  |  | 0 | 0 | 0 | 0
oh_line_TAP_OH_2142939 |  | ABCN | node_8100603_200858202 | node_1381186_753_15298825_33 | 0.033 | unb_TAPWIRE_OH | 8100603 | no | no |  |  | no |  |  | 0 | 0 | 0 | 0
oh_line_TAP_OH_2142965 |  | ABCN | node_8100603_200859310 | node_1380761_705_15299379_375 | 0.033 | unb_TAPWIRE_OH | 8100603 | no | no |  |  | no |  |  | 0 | 0 | 0 | 0
oh_line_TAP_OH_2142966 |  | ABCN | node_8100603_200859310 | node_1380758_582_15299405_642 | 0.033 | unb_TAPWIRE_OH | 8100603 | no | no |  |  | no |  |  | 0 | 0 | 0 | 0
oh_line_TAP_OH_2142967 |  | ABCN | node_8100603_200859310 | node_1380759_654_15299352_872 | 0.033 | unb_TAPWIRE_OH | 8100603 | no | no |  |  | no |  |  | 0 | 0 | 0 | 0
oh_line_TAP_OH_2142968 |  | ABCN | node_8100603_200858954 | node_1381809_478_15299084_467 | 0.033 | unb_TAPWIRE_OH | 8100603 | no | no |  |  | no |  |  | 0 | 0 | 0 | 0
oh_line_TAP_OH_2142969 |  | ABCN | node_8100603_200858954 | node_1381820_137_15299107_015 | 0.033 | unb_TAPWIRE_OH | 8100603 | no | no |  |  | no |  |  | 0 | 0 | 0 | 0
oh_line_TAP_OH_2142970 |  | ABCN | node_8100603_200858954 | node_1381794_855_15299066_354 | 0.033 | unb_TAPWIRE_OH | 8100603 | no | no |  |  | no |  |  | 0 | 0 | 0 | 0
oh_line_TAP_OH_2142998 |  | ABCN | node_8100603_200857595 | node_1381515_436_15297578_928 | 0.033 | unb_TAPWIRE_OH | 8100603 | no | no |  |  | no |  |  | 0 | 0 | 0 | 0
oh_line_TAP_OH_2143007 |  | ABCN | node_8100603_200858243 | node_1381358_156_15298428_88 | 0.033 | unb_TAPWIRE_OH | 8100603 | no | no |  |  | no |  |  | 0 | 0 | 0 | 0
oh_line_TAP_OH_2143008 |  | ABCN | node_8100603_200858243 | node_1381355_36_15298455_216 | 0.033 | unb_TAPWIRE_OH | 8100603 | no | no |  |  | no |  |  | 0 | 0 | 0 | 0
oh_line_TAP_OH_2143009 |  | ABCN | node_8100603_200858243 | node_1381355_776_15298402_424 | 0.033 | unb_TAPWIRE_OH | 8100603 | no | no |  |  | no |  |  | 0 | 0 | 0 | 0
oh_line_TAP_OH_2143010 |  | ABCN | node_8100603_200858938 | node_1380185_024_15299454_909 | 0.033 | unb_TAPWIRE_OH | 8100603 | no | no |  |  | no |  |  | 0 | 0 | 0 | 0
oh_line_TAP_OH_2143011 |  | ABCN | node_8100603_200858938 | node_1380204_49_15299460_139 | 0.033 | unb_TAPWIRE_OH | 8100603 | no | no |  |  | no |  |  | 0 | 0 | 0 | 0
oh_line_TAP_OH_2143012 |  | ABCN | node_8100603_200858938 | node_1380165_248_15299456_614 | 0.033 | unb_TAPWIRE_OH | 8100603 | no | no |  |  | no |  |  | 0 | 0 | 0 | 0
oh_line_TAP_OH_2143039 |  | ABCN | node_8100603_200859416 | node_1379436_365_15299878_495 | 0.033 | unb_TAPWIRE_OH | 8100603 | no | no |  |  | no |  |  | 0 | 0 | 0 | 0
oh_line_TAP_OH_2143040 |  | ABCN | node_8100603_200859416 | node_1379416_928_15299873_067 | 0.033 | unb_TAPWIRE_OH | 8100603 | no | no |  |  | no |  |  | 0 | 0 | 0 | 0
oh_line_TAP_OH_2145729 |  | ABCN | node_8100603_200858380 | node_1380926_956_15298740_354 | 0.033 | unb_TAPWIRE_OH | 8100603 | no | no |  |  | no |  |  | 0 | 0 | 0 | 0
oh_line_TAP_OH_2145730 |  | ABCN | node_8100603_200858380 | node_1380946_505_15298744_977 | 0.033 | unb_TAPWIRE_OH | 8100603 | no | no |  |  | no |  |  | 0 | 0 | 0 | 0
oh_line_TAP_OH_2145731 |  | ABCN | node_8100603_200858380 | node_1380907_217_15298742_675 | 0.033 | unb_TAPWIRE_OH | 8100603 | no | no |  |  | no |  |  | 0 | 0 | 0 | 0
oh_line_TAP_OH_2145735 |  | ABCN | node_8100603_200859022 | node_1381579_434_15299808_89 | 0.033 | unb_TAPWIRE_OH | 8100603 | no | no |  |  | no |  |  | 0 | 0 | 0 | 0
oh_line_TAP_OH_2145736 |  | ABCN | node_8100603_200859022 | node_1381578_463_15299835_477 | 0.033 | unb_TAPWIRE_OH | 8100603 | no | no |  |  | no |  |  | 0 | 0 | 0 | 0
oh_line_TAP_OH_2145737 |  | ABCN | node_8100603_200859022 | node_1381575_247_15299782_826 | 0.033 | unb_TAPWIRE_OH | 8100603 | no | no |  |  | no |  |  | 0 | 0 | 0 | 0
oh_line_TAP_OH_2266525 |  | ABCN | node_8100603_200859417 | node_1379286_36_15299870_171 | 0.033 | unb_TAPWIRE_OH | 8100603 | no | no |  |  | no |  |  | 0 | 0 | 0 | 0
oh_line_TAP_OH_2266526 |  | ABCN | node_8100603_200859417 | node_1379266_893_15299864_946 | 0.033 | unb_TAPWIRE_OH | 8100603 | no | no |  |  | no |  |  | 0 | 0 | 0 | 0
oh_line_TAP_OH_2266527 |  | ABCN | node_8100603_200859417 | node_1379306_136_15299868_46 | 0.033 | unb_TAPWIRE_OH | 8100603 | no | no |  |  | no |  |  | 0 | 0 | 0 | 0
oh_line_TAP_OH_2266528 |  | ABCN | node_8100603_200858246 | node_1380959_996_15298612_462 | 0.033 | unb_TAPWIRE_OH | 8100603 | no | no |  |  | no |  |  | 0 | 0 | 0 | 0
oh_line_TAP_OH_2266529 |  | ABCN | node_8100603_200858246 | node_1380940_57_15298606_959 | 0.033 | unb_TAPWIRE_OH | 8100603 | no | no |  |  | no |  |  | 0 | 0 | 0 | 0
oh_line_TAP_OH_2266530 |  | ABCN | node_8100603_200858246 | node_1380979_787_15298611_034 | 0.033 | unb_TAPWIRE_OH | 8100603 | no | no |  |  | no |  |  | 0 | 0 | 0 | 0
oh_line_TAP_OH_2266531 |  | ABCN | node_8100603_200857592 | node_1381523_983_15297930_758 | 0.033 | unb_TAPWIRE_OH | 8100603 | no | no |  |  | no |  |  | 0 | 0 | 0 | 0
oh_line_TAP_OH_2266532 |  | ABCN | node_8100603_200857592 | node_1381521_363_15297957_128 | 0.033 | unb_TAPWIRE_OH | 8100603 | no | no |  |  | no |  |  | 0 | 0 | 0 | 0
oh_line_TAP_OH_2266533 |  | ABCN | node_8100603_200857592 | node_1381521_427_15297904_33 | 0.033 | unb_TAPWIRE_OH | 8100603 | no | no |  |  | no |  |  | 0 | 0 | 0 | 0
oh_line_TAP_OH_2266534 |  | ABCN | node_8100603_200858382 | node_1380890_823_15299130_543 | 0.033 | unb_TAPWIRE_OH | 8100603 | no | no |  |  | no |  |  | 0 | 0 | 0 | 0
oh_line_TAP_OH_2266535 |  | ABCN | node_8100603_200858382 | node_1380872_087_15299139_084 | 0.033 | unb_TAPWIRE_OH | 8100603 | no | no |  |  | no |  |  | 0 | 0 | 0 | 0
oh_line_TAP_OH_2266536 |  | ABCN | node_8100603_200858382 | node_1380907_242_15299115_765 | 0.033 | unb_TAPWIRE_OH | 8100603 | no | no |  |  | no |  |  | 0 | 0 | 0 | 0
oh_line_TAP_OH_2266537 |  | ABCN | node_8100603_200858244 | node_1381159_788_15298527_58 | 0.033 | unb_TAPWIRE_OH | 8100603 | no | no |  |  | no |  |  | 0 | 0 | 0 | 0
oh_line_TAP_OH_2266539 |  | ABCN | node_8100603_200858244 | node_1381154_507_15298531_266 | 0.033 | unb_TAPWIRE_OH | 8100603 | no | no |  |  | no |  |  | 0 | 0 | 0 | 0
oh_line_TAP_OH_2266543 |  | ABCN | node_8100603_200858384 | node_1380778_129_15299152_941 | 0.033 | unb_TAPWIRE_OH | 8100603 | no | no |  |  | no |  |  | 0 | 0 | 0 | 0
oh_line_TAP_OH_2266544 |  | ABCN | node_8100603_200858384 | node_1380758_342_15299154_467 | 0.033 | unb_TAPWIRE_OH | 8100603 | no | no |  |  | no |  |  | 0 | 0 | 0 | 0
oh_line_TAP_OH_2266545 |  | ABCN | node_8100603_200858384 | node_1380796_912_15299144_587 | 0.033 | unb_TAPWIRE_OH | 8100603 | no | no |  |  | no |  |  | 0 | 0 | 0 | 0
oh_line_TAP_OH_2266549 |  | ABCN | node_8100603_200858221 | node_1381069_554_15299970_544 | 0.033 | unb_TAPWIRE_OH | 8100603 | no | no |  |  | no |  |  | 0 | 0 | 0 | 0
oh_line_TAP_OH_2266550 |  | ABCN | node_8100603_200858221 | node_1381065_684_15299996_625 | 0.033 | unb_TAPWIRE_OH | 8100603 | no | no |  |  | no |  |  | 0 | 0 | 0 | 0
oh_line_TAP_OH_2266551 |  | ABCN | node_8100603_200858386 | node_1380603_044_15299175_772 | 0.033 | unb_TAPWIRE_OH | 8100603 | no | no |  |  | no |  |  | 0 | 0 | 0 | 0
oh_line_TAP_OH_2266552 |  | ABCN | node_8100603_200858386 | node_1380583_217_15299175_517 | 0.033 | unb_TAPWIRE_OH | 8100603 | no | no |  |  | no |  |  | 0 | 0 | 0 | 0
oh_line_TAP_OH_2266553 |  | ABCN | node_8100603_200858386 | node_1380622_21_15299169_128 | 0.033 | unb_TAPWIRE_OH | 8100603 | no | no |  |  | no |  |  | 0 | 0 | 0 | 0
oh_line_TAP_OH_2266554 |  | ABCN | node_8100603_200858949 | node_1381442_114_15299381_875 | 0.033 | unb_TAPWIRE_OH | 8100603 | no | no |  |  | no |  |  | 0 | 0 | 0 | 0
oh_line_TAP_OH_2266555 |  | ABCN | node_8100603_200858949 | node_1381446_145_15299355_84 | 0.033 | unb_TAPWIRE_OH | 8100603 | no | no |  |  | no |  |  | 0 | 0 | 0 | 0
oh_line_TAP_OH_2266556 |  | ABCN | node_8100603_200859422 | node_1378904_267_15299871_7 | 0.033 | unb_TAPWIRE_OH | 8100603 | no | no |  |  | no |  |  | 0 | 0 | 0 | 0
oh_line_TAP_OH_2266557 |  | ABCN | node_8100603_200859422 | node_1378884_451_15299870_678 | 0.033 | unb_TAPWIRE_OH | 8100603 | no | no |  |  | no |  |  | 0 | 0 | 0 | 0
oh_line_TAP_OH_2266558 |  | ABCN | node_8100603_200859422 | node_1378923_571_15299865_799 | 0.033 | unb_TAPWIRE_OH | 8100603 | no | no |  |  | no |  |  | 0 | 0 | 0 | 0
oh_line_TAP_OH_2266559 |  | ABCN | node_8100603_200859420 | node_1379051_914_15299860_663 | 0.033 | unb_TAPWIRE_OH | 8100603 | no | no |  |  | no |  |  | 0 | 0 | 0 | 0
oh_line_TAP_OH_2266560 |  | ABCN | node_8100603_200859420 | node_1379032_246_15299857_136 | 0.033 | unb_TAPWIRE_OH | 8100603 | no | no |  |  | no |  |  | 0 | 0 | 0 | 0
oh_line_TAP_OH_2266561 |  | ABCN | node_8100603_200858261 | node_1381323_821_15297721_385 | 0.033 | unb_TAPWIRE_OH | 8100603 | no | no |  |  | no |  |  | 0 | 0 | 0 | 0
oh_line_TAP_OH_2266562 |  | ABCN | node_8100603_200858261 | node_1381343_114_15297727_707 | 0.033 | unb_TAPWIRE_OH | 8100603 | no | no |  |  | no |  |  | 0 | 0 | 0 | 0
oh_line_TAP_OH_2266563 |  | ABCN | node_8100603_200858261 | node_1381304_002_15297721_974 | 0.033 | unb_TAPWIRE_OH | 8100603 | no | no |  |  | no |  |  | 0 | 0 | 0 | 0
oh_line_TAP_OH_3122199 |  | ABCN | node_8100603_200948246 | node_1381207_548_15297842_096 | 0.033 | unb_TAPWIRE_OH | 8100603 | no | no |  |  | no |  |  | 0 | 0 | 0 | 0
oh_line_TAP_OH_3122200 |  | ABCN | node_8100603_200948246 | node_1381214_574_15297838_377 | 0.033 | unb_TAPWIRE_OH | 8100603 | no | no |  |  | no |  |  | 0 | 0 | 0 | 0
oh_line_TAP_OH_3441333 |  | ABCN | node_8100603_200858202 | node_1381179_255_15298780_176 | 0.033 | unb_TAPWIRE_OH | 8100603 | no | no |  |  | no |  |  | 0 | 0 | 0 | 0
oh_line_TAP_OH_5035184 |  | ABCN | node_8100603_312091434 | node_1380855_629_15298558_763 | 0.033 | unb_TAPWIRE_OH | 8100603 | no | no |  |  | no |  |  | 0 | 0 | 0 | 0
oh_line_TAP_OH_5035185 |  | ABCN | node_8100603_312091434 | node_1380855_816_15298546_625 | 0.033 | unb_TAPWIRE_OH | 8100603 | no | no |  |  | no |  |  | 0 | 0 | 0 | 0

## overhead_line_conductor
data_type | static
owner_type | feeder
owner | 8100603
object | overhead_line_conductor
name | groupid | geometric_mean_radius | resistance | diameter | rating_summer_continuous | rating_summer_emergency | rating_winter_continuous | rating_winter_emergency | dcircuit | selected | comments
oh_cond_1/0_AAAC |  | 0.012 | 0.876 | 0.398 | 235 | 235 | 310 | 310 |  | no
oh_cond_1/0_ACSR |  | 0.012 | 0.888 | 0.398 | 265 | 265 | 330 | 330 |  | no
oh_cond_2/0_CU |  | 0.013 | 0.44 | 0.414 | 295 | 295 | 425 | 425 |  | no
oh_cond_2_CU |  | 0.009 | 0.873 | 0.292 | 190 | 190 | 270 | 270 |  | no
oh_cond_3_#7_CWD_30% |  | 0.005 | 3.07 | 0.311 | 125 | 125 | 195 | 195 |  | no
oh_cond_4/0_AL |  | 0.016 | 0.442 | 0.522 | 365 | 365 | 480 | 480 |  | no
oh_cond_4_CU |  | 0.007 | 1.388 | 0.232 | 140 | 140 | 200 | 200 |  | no
oh_cond_477_MCM_AL |  | 0.025 | 0.198 | 0.792 | 605 | 605 | 810 | 810 |  | no
oh_cond_WP-4/0-CU |  | 0.015 | 0.273 | 0.81 | 340 | 340 | 390 | 390 |  | no

## switch
data_type | static
owner_type | feeder
owner | 8100603
object | switch
name | groupid | phases | fr | to | phase_A_state | phase_B_state | phase_C_state | operating_mode | status | dcircuit | selected | monitored | monitored_fields | class_monitored_fields | played | played_fields | comments
switch_685T682_NO-220416570 |  | ABCD | node_intto1_1381428_895_15297829_403 | node_1381428_895_15297829_403 | CLOSED | CLOSED | CLOSED | INDIVIDUAL |  | 8100603 | no | no |  |  | no
switch_220416687 |  | ABCD | node_intto1_8100603_200948246 | node_8100603_200948246 | CLOSED | CLOSED | CLOSED | INDIVIDUAL |  | 8100603 | no | no |  |  | no
switch_220416689 |  | ABCD | node_intto1_8100603_200858211 | node_8100603_200858211 | CLOSED | CLOSED | CLOSED | INDIVIDUAL |  | 8100603 | no | no |  |  | no
switch_310013652 |  | ABCD | node_intto1_8100603_200858943 | node_8100603_200858943 | CLOSED | CLOSED | CLOSED | INDIVIDUAL |  | 8100603 | no | no |  |  | no
switch_310013657 |  | ABCD | node_intto1_8100603_200858949 | node_8100603_200858949 | CLOSED | CLOSED | CLOSED | INDIVIDUAL |  | 8100603 | no | no |  |  | no
switch_311978764 |  | ABCN | node_intto1_311978764 | node_311978764 | CLOSED | CLOSED | CLOSED | INDIVIDUAL |  | 8100603 | no | no |  |  | no

## underground_line
data_type | static
owner_type | feeder
owner | 8100603
object | underground_line
name | groupid | phases | fr | to | length | configuration | dcircuit | selected | monitored | monitored_fields | class_monitored_fields | played | played_fields | comments
und_line_8100603_312002713-1 |  | ABCN | node_311978764 | node_8100603_312002713 | 48.429 | und_3P_DELTACUST | 8100603 | no | no |  |  | no
und_line_8100603_312002713-2 |  | ABCN | node_312002716 | node_intto1_311978764 | 5.317 | und_3P_DELTACUST | 8100603 | no | no |  |  | no
und_line_8100603_312002713-3 |  | ABCN | node_8100603_200858200 | node_intto1_312002716 | 5.582 | und_3P_DELTACUST | 8100603 | no | no |  |  | no
und_line_8100603_312110258-2 |  | ABCN | node_8100603_312110258 | node_intto1_312110261 | 11.537 | und_3P_DELTACUST | 8100603 | no | no |  |  | no
und_line_8100603_312110258-3 |  | ABCN | node_312110261 | node_1380598_835_15298529_891 | 162.485 | und_3P_DELTACUST | 8100603 | no | no |  |  | no
und_line_TAP_UG_2583800 |  | ABCN | node_8100603_312002713 | node_1381200_362_15297751_466 | 0.033 | und_TAPWIRE_UG | 8100603 | no | no |  |  | no

## underground_line_conductor
data_type | static
owner_type | feeder
owner | 8100603
object | underground_line_conductor
name | groupid | outer_diameter | conductor_gmr | conductor_diameter | conductor_resistance | neutral_gmr | neutral_diameter | neutral_resistance | neutral_strands | insulation_relative_permitivitty | shield_gmr | shield_resistance | rating_summer_continuous | rating_summer_emergency | rating_winter_continuous | rating_winter_emergency | dcircuit | selected | comments
und_cond_3P_DELTACUST | [12 empty] | 685 | 685 | 685 | 685 |  | no
und_cond_TAPWIRE_UG | [12 empty] | 99999999 | 99999999 | 99999999 | 99999999 |  | no