## capacitor
data_type | static
owner_type | feeder
owner | 8100605
object | capacitor
name | groupid | parent | phases | nominal_voltage | pt_phase | phases_connected | switchA | switchB | switchC | control | voltage_set_high | voltage_set_low | VAr_set_high | VAr_set_low | current_set_high | current_set_low | capacitor_A | capacitor_B | capacitor_C | cap_nominal_voltage | time_delay | dwell_time | lockout_time | remote_sense | remote_sense_B | control_level | dcircuit | selected | monitored | monitored_fields | class_monitored_fields | played | played_fields | comments
cap_220368809 |  | node_1383104_383_15295497_884 | ABCN | 0 |  | ABCN | CLOSED | CLOSED | CLOSED | MANUAL | [6 empty] | 100000 | 100000 | 100000 | 4800 | [6 empty] | 8100605 | no | no |  |  | no
cap_220368885 |  | node_1385468_82_15296614_219 | ABCN | 0 |  | ABCN | CLOSED | CLOSED | CLOSED | MANUAL | [6 empty] | 50000 | 50000 | 50000 | 4800 | [6 empty] | 8100605 | no | no |  |  | no
cap_220369292 |  | node_1383404_609_15297352_255 | ABCN | 0 |  | ABCN | CLOSED | CLOSED | CLOSED | MANUAL | [6 empty] | 50000 | 50000 | 50000 | 4800 | [6 empty] | 8100605 | no | no |  |  | no
cap_220369295 |  | node_1382390_214_15295549_453 | AN | 0 |  | AN | CLOSED |  |  | MANUAL | [6 empty] | 50000 |  |  | 4800 | [6 empty] | 8100605 | no | no |  |  | no
cap_220618585 |  | node_1384420_484_15295244_154 | AN | 0 |  | AN | CLOSED |  |  | MANUAL | [6 empty] | 100000 |  |  | 4800 | [6 empty] | 8100605 | no | no |  |  | no

## feeder
data_type | static
owner_type | feeder
owner | 8100605
object | feeder
name | transmission_bus | ARC | ADR | slack_bus | nom_voltages | num_nodes | num_ohlines | num_uglines | num_transformers | num_generators | num_pvs | num_storages | num_loads | miles | mw | mvar | losses_mw | losses_mvar | comments | use_feeder_load_shape | load_shape_scale | use_feeder_pv_shape | pv_shape_scale | description | restore_time | griddisconnect_scenario_probability | gridconnect_scenario_probability | use_energy_not_served | VOLL | discount_rate | yearly_load_growth_percent | planning_horizon | enable_traditional_project_deferral | lifetime_of_investment_years | start_year | base_year | year_the_investment_is_committed | revenue_requirement_scaling_factor | discount_rate | inflation_rate_for_investment | traditional_project_invested_capital | periodicity_of_investment_in_years | priority | maximum_total_investment_cost | DER_portfolio_NPV | DER_portfolio_BC_ratio | total_system_energy_avoided_cost_NPV | total_system_capacity_avoided_cost_NPV | total_system_ancillary_services_avoided_cost_NPV | total_system_CO2_avoided_cost_NPV | total_system_loss_of_load_avoided_cost_NPV | total_system_distribution_capacity_avoided_cost_NPV | total_system_investment_and_operational_cost_NPV | feeder_solar_pv_operating_cost_USdollarperkWh | feeder_energy_storage_operating_cost_USdollarperkWh | feeder_distributed_generator_operating_cost_USdollarperkWh | feeder_distributed_generator_CO2_cost_USdollarperkWh | feeder_demand_response_operating_cost_USdollarperkWh | feeder_solar_pv_investment_cost_USdollarperkW | feeder_energy_storage_investment_cost_USdollarperkW | feeder_distributed_generator_investment_cost_USdollarperkW | feeder_demand_response_investment_cost_USdollarperkW
8100605 |  | ts_slack | none | node_SOURCE_8100605 | 2771.281 | 476 | 449 | 6 | 0 | 0 | 0 | 0 | 136 | 6.172 | 4.397 | 1.873 | 0 | 0 |  | 0 | 0 | 1 | 0 |  | 0 | 0 | 0 | 0 | 0 | 0 | 0 | 0 | 0 | 0 | 0 | 0 | 0 | 0 | 0 | 0 | 0 | 0 | 0 | 999999999 | 0 | 0 | 0 | 0 | 0 | 0 | 0 | 0 | 0 | 0 | 0 | 0 | 0 | 0 | 0 | 0 | 0 | 0

## fuse
data_type | static
owner_type | feeder
owner | 8100605
object | fuse
name | groupid | phases | fr | to | phase_A_status | phase_B_status | phase_C_status | repair_dist_type | current_limit | mean_replacement_time | status | dcircuit | selected | monitored | monitored_fields | class_monitored_fields | played | played_fields | comments
fuse_220382407 |  | ABCN | node_intto1_8100605_200805542 | node_8100605_200805542 | GOOD | GOOD | GOOD |  | 150 |  |  | 8100605 | no | no |  |  | no
fuse_220382436 |  | ABCD | node_intto1_8100605_200814252 | node_8100605_200814252 | GOOD | GOOD | GOOD |  | 125 |  |  | 8100605 | no | no |  |  | no
fuse_220382437 |  | AD | node_intto1_8100605_200814246 | node_8100605_200814246 | GOOD | GOOD | GOOD |  | 100 |  |  | 8100605 | no | no |  |  | no
fuse_220382455 |  | ABCD | node_intto1_8100605_200814384 | node_8100605_200814384 | GOOD | GOOD | GOOD |  | 100 |  |  | 8100605 | no | no |  |  | no
fuse_220382456 |  | ABCD | node_intto1_8100605_200814754 | node_8100605_200814754 | GOOD | GOOD | GOOD |  | 200 |  |  | 8100605 | no | no |  |  | no
fuse_220382467 |  | ABCD | node_intto1_8100605_200814463 | node_8100605_200814463 | GOOD | GOOD | GOOD |  | 200 |  |  | 8100605 | no | no |  |  | no
fuse_220383230 |  | AD | node_intto1_8100605_200811980 | node_8100605_200811980 | GOOD | GOOD | GOOD |  | 100 |  |  | 8100605 | no | no |  |  | no
fuse_220386454 |  | AD | node_intto1_8100605_200857692 | node_8100605_200857692 | GOOD | GOOD | GOOD |  | 100 |  |  | 8100605 | no | no |  |  | no
fuse_220386517 |  | ABCN | node_intto1_8100605_200859086 | node_8100605_200859086 | GOOD | GOOD | GOOD |  | 50 |  |  | 8100605 | no | no |  |  | no
fuse_220557571 |  | ABCD | node_intto1_8100605_200986671 | node_8100605_200986671 | GOOD | GOOD | GOOD |  | 300 |  |  | 8100605 | no | no |  |  | no

## line_configuration
data_type | static
owner_type | feeder
owner | 8100605
object | line_configuration
name | groupid | conductor_A | conductor_B | conductor_C | conductor_N | spacing | z11 | z12 | z13 | z21 | z22 | z23 | z31 | z32 | z33 | c11 | c12 | c13 | c21 | c22 | c23 | c31 | c32 | c33 | dcircuit | selected | comments
bal_1P_1/0AA |  | oh_cond_1/0_AAAC | oh_cond_1/0_AAAC | oh_cond_1/0_AAAC |  |  | 0.972+1.499j | 0.095+0.781j | 0.095+0.781j | 0.095+0.781j | 0.972+1.499j | 0.095+0.781j | 0.095+0.781j | 0.095+0.781j | 0.972+1.499j | 12.796 | -3.172 | -3.172 | -3.172 | 12.796 | -3.172 | -3.172 | -3.172 | 12.796 |  | no
bal_1P_1/0AC |  | oh_cond_1/0_ACSR | oh_cond_1/0_ACSR | oh_cond_1/0_ACSR |  |  | 0.983+1.218j | 0.095+0.781j | 0.095+0.781j | 0.095+0.781j | 0.983+1.218j | 0.095+0.781j | 0.095+0.781j | 0.095+0.781j | 0.983+1.218j | 12.796 | -3.172 | -3.172 | -3.172 | 12.796 | -3.172 | -3.172 | -3.172 | 12.796 |  | no
bal_1P_2CU |  | oh_cond_2_CU | oh_cond_2_CU | oh_cond_2_CU |  |  | 0.968+1.536j | 0.095+0.781j | 0.095+0.781j | 0.095+0.781j | 0.968+1.536j | 0.095+0.781j | 0.095+0.781j | 0.095+0.781j | 0.968+1.536j | 12.191 | -2.94 | -2.94 | -2.94 | 12.191 | -2.94 | -2.94 | -2.94 | 12.191 |  | no
bal_1P_4CU |  | oh_cond_4_CU | oh_cond_4_CU | oh_cond_4_CU |  |  | 1.483+1.565j | 0.095+0.781j | 0.095+0.781j | 0.095+0.781j | 1.483+1.565j | 0.095+0.781j | 0.095+0.781j | 0.095+0.781j | 1.483+1.565j | 11.78 | -2.785 | -2.785 | -2.785 | 11.78 | -2.785 | -2.785 | -2.785 | 11.78 |  | no
bal_1P_6CU |  | oh_cond_6_CU | oh_cond_6_CU | oh_cond_6_CU |  |  | 2.275+1.583j | 0.095+0.781j | 0.095+0.781j | 0.095+0.781j | 2.275+1.583j | 0.095+0.781j | 0.095+0.781j | 0.095+0.781j | 2.275+1.583j | 11.393 | -2.641 | -2.641 | -2.641 | 11.393 | -2.641 | -2.641 | -2.641 | 11.393 |  | no
bal_3P_1/0AA |  | oh_cond_1/0_AAAC | oh_cond_1/0_AAAC | oh_cond_1/0_AAAC |  |  | 0.972+1.499j | 0.095+0.781j | 0.095+0.781j | 0.095+0.781j | 0.972+1.499j | 0.095+0.781j | 0.095+0.781j | 0.095+0.781j | 0.972+1.499j | 12.796 | -3.172 | -3.172 | -3.172 | 12.796 | -3.172 | -3.172 | -3.172 | 12.796 |  | no
bal_3P_1/0AC |  | oh_cond_1/0_ACSR | oh_cond_1/0_ACSR | oh_cond_1/0_ACSR |  |  | 0.983+1.497j | 0.095+0.781j | 0.095+0.781j | 0.095+0.781j | 0.983+1.497j | 0.095+0.781j | 0.095+0.781j | 0.095+0.781j | 0.983+1.497j | 12.796 | -3.172 | -3.172 | -3.172 | 12.796 | -3.172 | -3.172 | -3.172 | 12.796 |  | no
bal_3P_2/0CU |  | oh_cond_2/0_CU | oh_cond_2/0_CU | oh_cond_2/0_CU |  |  | 0.535+1.487j | 0.095+0.781j | 0.095+0.781j | 0.095+0.781j | 0.535+1.487j | 0.095+0.781j | 0.095+0.781j | 0.095+0.781j | 0.535+1.487j | 12.878 | -3.204 | -3.204 | -3.204 | 12.878 | -3.204 | -3.204 | -3.204 | 12.878 |  | no
bal_3P_2CU |  | oh_cond_2_CU | oh_cond_2_CU | oh_cond_2_CU |  |  | 0.968+1.536j | 0.095+0.781j | 0.095+0.781j | 0.095+0.781j | 0.968+1.536j | 0.095+0.781j | 0.095+0.781j | 0.095+0.781j | 0.968+1.536j | 12.191 | -2.94 | -2.94 | -2.94 | 12.191 | -2.94 | -2.94 | -2.94 | 12.191 |  | no
bal_3P_4CU |  | oh_cond_4_CU | oh_cond_4_CU | oh_cond_4_CU |  |  | 1.483+1.565j | 0.095+0.781j | 0.095+0.781j | 0.095+0.781j | 1.483+1.565j | 0.095+0.781j | 0.095+0.781j | 0.095+0.781j | 1.483+1.565j | 11.78 | -2.785 | -2.785 | -2.785 | 11.78 | -2.785 | -2.785 | -2.785 | 11.78 |  | no
bal_3P_6CU |  | oh_cond_6_CU | oh_cond_6_CU | oh_cond_6_CU |  |  | 2.275+1.583j | 0.095+0.781j | 0.095+0.781j | 0.095+0.781j | 2.275+1.583j | 0.095+0.781j | 0.095+0.781j | 0.095+0.781j | 2.275+1.583j | 11.393 | -2.641 | -2.641 | -2.641 | 11.393 | -2.641 | -2.641 | -2.641 | 11.393 |  | no
bal_3P_336AL |  | oh_cond_336_5_MCM_AL | oh_cond_336_5_MCM_AL | oh_cond_336_5_MCM_AL |  |  | 0.374+1.431j | 0.095+0.781j | 0.095+0.781j | 0.095+0.781j | 0.374+1.431j | 0.095+0.781j | 0.095+0.781j | 0.095+0.781j | 0.374+1.431j | 13.957 | -3.628 | -3.628 | -3.628 | 13.957 | -3.628 | -3.628 | -3.628 | 13.957 |  | no
bal_3P_477AL |  | oh_cond_477_MCM_AL | oh_cond_477_MCM_AL | oh_cond_477_MCM_AL |  |  | 0.293+1.41j | 0.095+0.775j | 0.095+0.775j | 0.095+0.775j | 0.293+1.41j | 0.095+0.775j | 0.095+0.775j | 0.095+0.775j | 0.293+1.41j | 14.305 | -3.735 | -3.735 | -3.735 | 14.305 | -3.735 | -3.735 | -3.735 | 14.305 |  | no
unb_TAPWIRE_OH |  | oh_cond_WP-4/0-CU | oh_cond_WP-4/0-CU | oh_cond_WP-4/0-CU | oh_cond_WP-4/0-CU |  | 0.365+1.097j | 0.093+0.433j | 0.094+0.34j | 0.093+0.433j | 0.368+1.078j | 0.095+0.401j | 0.094+0.34j | 0.095+0.401j | 0.368+1.077j | 14.911 | -4.341 | -1.953 | -4.341 | 15.781 | -3.724 | -1.953 | -3.724 | 14.818 |  | no
und_3P_1/0ALURD |  | und_cond_3P_1/0ALURD | und_cond_3P_1/0ALURD | und_cond_3P_1/0ALURD |  |  | 1.61+0.653j | 0.525+0.251j | 0.525+0.251j | 0.525+0.251j | 1.61+0.653j | 0.525+0.251j | 0.525+0.251j | 0.525+0.251j | 1.61+0.653j | 530.19 | 0 | 0 | 0 | 530.19 | 0 | 0 | 0 | 530.19 |  | no
und_3P_2ALURD |  | und_cond_3P_2ALURD | und_cond_3P_2ALURD | und_cond_3P_2ALURD |  |  | 2.125+0.49j | 0.384+0.067j | 0.384+0.067j | 0.384+0.067j | 2.125+0.49j | 0.384+0.067j | 0.384+0.067j | 0.384+0.067j | 2.125+0.49j | 401.498 | 0 | 0 | 0 | 401.498 | 0 | 0 | 0 | 401.498 |  | no
und_TAPWIRE_UG |  | und_cond_TAPWIRE_UG | und_cond_TAPWIRE_UG | und_cond_TAPWIRE_UG |  |  | 0.001+0.001j | 0.0+0.0j | 0.0+0.0j | 0.0+0.0j | 0.001+0.001j | 0.0+0.0j | 0.0+0.0j | 0.0+0.0j | 0.001+0.001j | 0 | 0 | 0 | 0 | 0 | 0 | 0 | 0 | 0 |  | no

## load
data_type | static
owner_type | feeder
owner | 8100605
object | load
name | groupid | parent | bustype | phases | nominal_voltage | load_class | constant_power_A | constant_power_B | constant_power_C | constant_current_A | constant_current_B | constant_current_C | constant_impedance_A | constant_impedance_B | constant_impedance_C | base_power_A | base_power_B | base_power_C | power_pf_A | power_pf_B | power_pf_C | current_pf_A | current_pf_B | current_pf_C | impedance_pf_A | impedance_pf_B | impedance_pf_C | power_fraction_A | power_fraction_B | power_fraction_C | current_fraction_A | current_fraction_B | current_fraction_C | impedance_fraction_A | impedance_fraction_B | impedance_fraction_C | dcircuit | selected | monitored | monitored_fields | class_monitored_fields | played | played_fields | base_kw_A | base_kw_B | base_kw_C | kw_A | kw_B | kw_C | comments | critical_load | dem_resp_lb | dem_resp_ub | dem_resp_shortage_cost | dem_resp_surplus_cost | num_customers
load_220330662 |  | node_1385002_163_15295955_207 |  | ABCN | 0 | NonResidential | 3000+1277.995j | 3000+1277.995j | 3000+1277.995j | 0 | 0 | 0 | [24 empty] | 8100605 | no | no |  |  | no |  | 0 | 0 | 0 | 0 | 0 | 0 |  | 1 | 1 | 1 | 0 | 0 | 0
load_220330663 |  | node_1385292_629_15295764_292 |  | ABCN | 0 | NonResidential | 17333.333+7383.969j | 17333.333+7383.969j | 17333.333+7383.969j | 0 | 0 | 0 | [24 empty] | 8100605 | no | no |  |  | no |  | 0 | 0 | 0 | 0 | 0 | 0 |  | 1 | 1 | 1 | 0 | 0 | 0
load_220331917 |  | node_1383358_527_15296364_978 |  | AN | 0 | NonResidential | 8000+3407.986j | 0 | 0 | 0 | 0 | 0 | [24 empty] | 8100605 | no | no |  |  | no |  | 0 | 0 | 0 | 0 | 0 | 0 |  | 1 | 1 | 1 | 0 | 0 | 0
load_220331918 |  | node_1383187_398_15296192_941 |  | AN | 0 | Residential | 42674.4+18179.218j | 0 | 0 | 0 | 0 | 0 | [24 empty] | 8100605 | no | no |  |  | no |  | 0 | 0 | 0 | 0 | 0 | 0 |  | 1 | 1 | 1 | 0 | 0 | 0
load_220331919 |  | node_1382778_289_15296365_941 |  | AN | 0 | NonResidential | 6796.8+2895.425j | 0 | 0 | 0 | 0 | 0 | [24 empty] | 8100605 | no | no |  |  | no |  | 0 | 0 | 0 | 0 | 0 | 0 |  | 1 | 1 | 1 | 0 | 0 | 0
load_220331920 |  | node_1382727_816_15296499_742 |  | AN | 0 | Residential | 43797.6+18657.699j | 0 | 0 | 0 | 0 | 0 | [24 empty] | 8100605 | no | no |  |  | no |  | 0 | 0 | 0 | 0 | 0 | 0 |  | 1 | 1 | 1 | 0 | 0 | 0
load_220331921 |  | node_1384100_719_15296996_511 |  | AN | 0 | Residential | 38037.6+16203.95j | 0 | 0 | 0 | 0 | 0 | [24 empty] | 8100605 | no | no |  |  | no |  | 0 | 0 | 0 | 0 | 0 | 0 |  | 1 | 1 | 1 | 0 | 0 | 0
load_220331922 |  | node_1383879_655_15296778_775 |  | AN | 0 | Residential | 77284.8+32923.187j | 0 | 0 | 0 | 0 | 0 | [24 empty] | 8100605 | no | no |  |  | no |  | 0 | 0 | 0 | 0 | 0 | 0 |  | 1 | 1 | 1 | 0 | 0 | 0
load_220331923 |  | node_1383701_846_15296646_688 |  | AN | 0 | Residential | 50673.6+21586.863j | 0 | 0 | 0 | 0 | 0 | [24 empty] | 8100605 | no | no |  |  | no |  | 0 | 0 | 0 | 0 | 0 | 0 |  | 1 | 1 | 1 | 0 | 0 | 0
load_220331924 |  | node_1383613_998_15296587_438 |  | AN | 0 | Residential | 30988.8+13201.174j | 0 | 0 | 0 | 0 | 0 | [24 empty] | 8100605 | no | no |  |  | no |  | 0 | 0 | 0 | 0 | 0 | 0 |  | 1 | 1 | 1 | 0 | 0 | 0
load_220331925 |  | node_1383482_458_15296519_062 |  | AN | 0 | NonResidential | 18000+7667.968j | 0 | 0 | 0 | 0 | 0 | [24 empty] | 8100605 | no | no |  |  | no |  | 0 | 0 | 0 | 0 | 0 | 0 |  | 1 | 1 | 1 | 0 | 0 | 0
load_220331926 |  | node_1383049_702_15295907_376 |  | AN | 0 | Residential | 63374.4+26997.381j | 0 | 0 | 0 | 0 | 0 | [24 empty] | 8100605 | no | no |  |  | no |  | 0 | 0 | 0 | 0 | 0 | 0 |  | 1 | 1 | 1 | 0 | 0 | 0
load_220331927 |  | node_1383075_559_15295598_318 |  | AN | 0 | Residential | 44553.6+18979.754j | 0 | 0 | 0 | 0 | 0 | [24 empty] | 8100605 | no | no |  |  | no |  | 0 | 0 | 0 | 0 | 0 | 0 |  | 1 | 1 | 1 | 0 | 0 | 0
load_220331928 |  | node_1383134_749_15295344_218 |  | AN | 0 | NonResidential | 561.6+239.241j | 0 | 0 | 0 | 0 | 0 | [24 empty] | 8100605 | no | no |  |  | no |  | 0 | 0 | 0 | 0 | 0 | 0 |  | 1 | 1 | 1 | 0 | 0 | 0
load_220331930 |  | node_1383050_887_15296682_892 |  | AN | 0 | Residential | 119008.8+50697.537j | 0 | 0 | 0 | 0 | 0 | [24 empty] | 8100605 | no | no |  |  | no |  | 0 | 0 | 0 | 0 | 0 | 0 |  | 1 | 1 | 1 | 0 | 0 | 0
load_220331931 |  | node_1383357_676_15296452_068 |  | AN | 0 | Residential | 56995.2+24279.854j | 0 | 0 | 0 | 0 | 0 | [24 empty] | 8100605 | no | no |  |  | no |  | 0 | 0 | 0 | 0 | 0 | 0 |  | 1 | 1 | 1 | 0 | 0 | 0
load_220331932 |  | node_1383402_403_15296756_01 |  | AN | 0 | Residential | 67845.6+28902.105j | 0 | 0 | 0 | 0 | 0 | [24 empty] | 8100605 | no | no |  |  | no |  | 0 | 0 | 0 | 0 | 0 | 0 |  | 1 | 1 | 1 | 0 | 0 | 0
load_220331934 |  | node_1382752_754_15295461_987 |  | AN | 0 | Residential | 105739.2+45044.711j | 0 | 0 | 0 | 0 | 0 | [24 empty] | 8100605 | no | no |  |  | no |  | 0 | 0 | 0 | 0 | 0 | 0 |  | 1 | 1 | 1 | 0 | 0 | 0
load_220331960 |  | node_1384468_278_15297900_279 |  | AN | 0 | NonResidential | 10500+4472.981j | 0 | 0 | 0 | 0 | 0 | [24 empty] | 8100605 | no | no |  |  | no |  | 0 | 0 | 0 | 0 | 0 | 0 |  | 1 | 1 | 1 | 0 | 0 | 0
load_220331961 |  | node_1384486_245_15297889_176 |  | AN | 0 | NonResidential | 10500+4472.981j | 0 | 0 | 0 | 0 | 0 | [24 empty] | 8100605 | no | no |  |  | no |  | 0 | 0 | 0 | 0 | 0 | 0 |  | 1 | 1 | 1 | 0 | 0 | 0
load_220331962 |  | node_1384528_303_15298305_521 |  | AN | 0 | NonResidential | 1303.2+555.161j | 0 | 0 | 0 | 0 | 0 | [24 empty] | 8100605 | no | no |  |  | no |  | 0 | 0 | 0 | 0 | 0 | 0 |  | 1 | 1 | 1 | 0 | 0 | 0
load_220331972 |  | node_1384947_305_15297408_728 |  | BN | 0 | NonResidential | 0 | 12000+5111.979j | 0 | 0 | 0 | 0 | [24 empty] | 8100605 | no | no |  |  | no |  | 0 | 0 | 0 | 0 | 0 | 0 |  | 1 | 1 | 1 | 0 | 0 | 0
load_220331973 |  | node_1384938_568_15297415_807 |  | AN | 0 | Residential | 15609.6+6649.662j | 0 | 0 | 0 | 0 | 0 | [24 empty] | 8100605 | no | no |  |  | no |  | 0 | 0 | 0 | 0 | 0 | 0 |  | 1 | 1 | 1 | 0 | 0 | 0
load_220331985 |  | node_1384561_714_15296906_227 |  | AN | 0 | Residential | 3168+1349.562j | 0 | 0 | 0 | 0 | 0 | [24 empty] | 8100605 | no | no |  |  | no |  | 0 | 0 | 0 | 0 | 0 | 0 |  | 1 | 1 | 1 | 0 | 0 | 0
load_220331986 |  | node_1384550_522_15296886_412 |  | AN | 0 | NonResidential | 15000+6389.973j | 0 | 0 | 0 | 0 | 0 | [24 empty] | 8100605 | no | no |  |  | no |  | 0 | 0 | 0 | 0 | 0 | 0 |  | 1 | 1 | 1 | 0 | 0 | 0
load_220331987 |  | node_1384456_042_15297448_312 |  | AN | 0 | NonResidential | 5000+2129.991j | 0 | 0 | 0 | 0 | 0 | [24 empty] | 8100605 | no | no |  |  | no |  | 0 | 0 | 0 | 0 | 0 | 0 |  | 1 | 1 | 1 | 0 | 0 | 0
load_220331988 |  | node_1384450_275_15297450_37 |  | BN | 0 | NonResidential | 0 | 5000+2129.991j | 0 | 0 | 0 | 0 | [24 empty] | 8100605 | no | no |  |  | no |  | 0 | 0 | 0 | 0 | 0 | 0 |  | 1 | 1 | 1 | 0 | 0 | 0
load_220331989 |  | node_1384444_88_15297452_857 |  | CN | 0 | NonResidential | 0 | 0 | 5000+2129.991j | 0 | 0 | 0 | [24 empty] | 8100605 | no | no |  |  | no |  | 0 | 0 | 0 | 0 | 0 | 0 |  | 1 | 1 | 1 | 0 | 0 | 0
load_220331990 |  | node_1383969_715_15297548_48 |  | BN | 0 | NonResidential | 0 | 1333.333+567.997j | 0 | 0 | 0 | 0 | [24 empty] | 8100605 | no | no |  |  | no |  | 0 | 0 | 0 | 0 | 0 | 0 |  | 1 | 1 | 1 | 0 | 0 | 0
load_220331991 |  | node_1383968_908_15297521_868 |  | AN | 0 | NonResidential | 1333.333+567.997j | 0 | 0 | 0 | 0 | 0 | [24 empty] | 8100605 | no | no |  |  | no |  | 0 | 0 | 0 | 0 | 0 | 0 |  | 1 | 1 | 1 | 0 | 0 | 0
load_220331993 |  | node_1385050_32_15298076_063 |  | AN | 0 | Residential | 160092+68198.906j | 0 | 0 | 0 | 0 | 0 | [24 empty] | 8100605 | no | no |  |  | no |  | 0 | 0 | 0 | 0 | 0 | 0 |  | 1 | 1 | 1 | 0 | 0 | 0
load_220332478 |  | node_1385025_876_15295249_2 |  | AN | 0 | Residential | 51386.4+21890.515j | 0 | 0 | 0 | 0 | 0 | [24 empty] | 8100605 | no | no |  |  | no |  | 0 | 0 | 0 | 0 | 0 | 0 |  | 1 | 1 | 1 | 0 | 0 | 0
load_220332479 |  | node_1385197_974_15296495_83 |  | AN | 0 | Residential | 12373.2+5270.961j | 0 | 0 | 0 | 0 | 0 | [24 empty] | 8100605 | no | no |  |  | no |  | 0 | 0 | 0 | 0 | 0 | 0 |  | 1 | 1 | 1 | 0 | 0 | 0
load_220332480 |  | node_1385205_397_15296520_587 |  | AN | 0 | Residential | 12373.2+5270.961j | 0 | 0 | 0 | 0 | 0 | [24 empty] | 8100605 | no | no |  |  | no |  | 0 | 0 | 0 | 0 | 0 | 0 |  | 1 | 1 | 1 | 0 | 0 | 0
load_220332481 |  | node_1384564_108_15294870_091 |  | AN | 0 | Residential | 94204.8+40131.077j | 0 | 0 | 0 | 0 | 0 | [24 empty] | 8100605 | no | no |  |  | no |  | 0 | 0 | 0 | 0 | 0 | 0 |  | 1 | 1 | 1 | 0 | 0 | 0
load_220332482 |  | node_1384914_125_15296196_071 |  | AN | 0 | NonResidential | 9712.8+4137.635j | 0 | 0 | 0 | 0 | 0 | [24 empty] | 8100605 | no | no |  |  | no |  | 0 | 0 | 0 | 0 | 0 | 0 |  | 1 | 1 | 1 | 0 | 0 | 0
load_220332483 |  | node_1384886_234_15296301_755 |  | BN | 0 | NonResidential | 0 | 19333.333+8235.965j | 0 | 0 | 0 | 0 | [24 empty] | 8100605 | no | no |  |  | no |  | 0 | 0 | 0 | 0 | 0 | 0 |  | 1 | 1 | 1 | 0 | 0 | 0
load_220332484 |  | node_1384893_303_15296303_749 |  | AN | 0 | NonResidential | 19333.333+8235.965j | 0 | 0 | 0 | 0 | 0 | [24 empty] | 8100605 | no | no |  |  | no |  | 0 | 0 | 0 | 0 | 0 | 0 |  | 1 | 1 | 1 | 0 | 0 | 0
load_220332485 |  | node_1384900_676_15296300_209 |  | CN | 0 | NonResidential | 0 | 0 | 19333.333+8235.965j | 0 | 0 | 0 | [24 empty] | 8100605 | no | no |  |  | no |  | 0 | 0 | 0 | 0 | 0 | 0 |  | 1 | 1 | 1 | 0 | 0 | 0
load_220332490 |  | node_1384601_021_15295552_576 |  | AN | 0 | NonResidential | 3456+1472.25j | 0 | 0 | 0 | 0 | 0 | [24 empty] | 8100605 | no | no |  |  | no |  | 0 | 0 | 0 | 0 | 0 | 0 |  | 1 | 1 | 1 | 0 | 0 | 0
load_220332498 |  | node_1383655_156_15295683_687 |  | AN | 0 | Residential | 96062.4+40922.411j | 0 | 0 | 0 | 0 | 0 | [24 empty] | 8100605 | no | no |  |  | no |  | 0 | 0 | 0 | 0 | 0 | 0 |  | 1 | 1 | 1 | 0 | 0 | 0
load_220332499 |  | node_1383734_524_15295348_251 |  | AN | 0 | Residential | 47563.2+20261.838j | 0 | 0 | 0 | 0 | 0 | [24 empty] | 8100605 | no | no |  |  | no |  | 0 | 0 | 0 | 0 | 0 | 0 |  | 1 | 1 | 1 | 0 | 0 | 0
load_220332500 |  | node_1383698_778_15294972_622 |  | AN | 0 | Residential | 68608.8+29227.226j | 0 | 0 | 0 | 0 | 0 | [24 empty] | 8100605 | no | no |  |  | no |  | 0 | 0 | 0 | 0 | 0 | 0 |  | 1 | 1 | 1 | 0 | 0 | 0
load_220332506 |  | node_1383683_841_15296050_594 |  | AN | 0 | Residential | 88178.4+37563.841j | 0 | 0 | 0 | 0 | 0 | [24 empty] | 8100605 | no | no |  |  | no |  | 0 | 0 | 0 | 0 | 0 | 0 |  | 1 | 1 | 1 | 0 | 0 | 0
load_220332514 |  | node_1384304_713_15295008_68 |  | AN | 0 | Residential | 27936+11900.686j | 0 | 0 | 0 | 0 | 0 | [24 empty] | 8100605 | no | no |  |  | no |  | 0 | 0 | 0 | 0 | 0 | 0 |  | 1 | 1 | 1 | 0 | 0 | 0
load_220332515 |  | node_1384321_544_15294768_85 |  | AN | 0 | Residential | 38880+16562.811j | 0 | 0 | 0 | 0 | 0 | [24 empty] | 8100605 | no | no |  |  | no |  | 0 | 0 | 0 | 0 | 0 | 0 |  | 1 | 1 | 1 | 0 | 0 | 0
load_220332516 |  | node_1384354_934_15294334_464 |  | AN | 0 | Residential | 56484+24062.083j | 0 | 0 | 0 | 0 | 0 | [24 empty] | 8100605 | no | no |  |  | no |  | 0 | 0 | 0 | 0 | 0 | 0 |  | 1 | 1 | 1 | 0 | 0 | 0
load_220332523 |  | node_1384267_193_15296895_738 |  | AN | 0 | Residential | 36561.6+15575.176j | 0 | 0 | 0 | 0 | 0 | [24 empty] | 8100605 | no | no |  |  | no |  | 0 | 0 | 0 | 0 | 0 | 0 |  | 1 | 1 | 1 | 0 | 0 | 0
load_220332524 |  | node_1383981_336_15295831_576 |  | AN | 0 | NonResidential | 201.6+85.881j | 0 | 0 | 0 | 0 | 0 | [24 empty] | 8100605 | no | no |  |  | no |  | 0 | 0 | 0 | 0 | 0 | 0 |  | 1 | 1 | 1 | 0 | 0 | 0
load_220332531 |  | node_1385283_321_15295588_756 |  | AN | 0 | Residential | 33602.4+14314.562j | 0 | 0 | 0 | 0 | 0 | [24 empty] | 8100605 | no | no |  |  | no |  | 0 | 0 | 0 | 0 | 0 | 0 |  | 1 | 1 | 1 | 0 | 0 | 0
load_220332532 |  | node_1384993_052_15295716_86 |  | AN | 0 | NonResidential | 3218.4+1371.033j | 0 | 0 | 0 | 0 | 0 | [24 empty] | 8100605 | no | no |  |  | no |  | 0 | 0 | 0 | 0 | 0 | 0 |  | 1 | 1 | 1 | 0 | 0 | 0
load_220332533 |  | node_1384742_793_15295964_2 |  | AN | 0 | Residential | 24000+10223.957j | 0 | 0 | 0 | 0 | 0 | [24 empty] | 8100605 | no | no |  |  | no |  | 0 | 0 | 0 | 0 | 0 | 0 |  | 1 | 1 | 1 | 0 | 0 | 0
load_220332534 |  | node_1384396_621_15296178_85 |  | AN | 0 | Residential | 65988+28110.77j | 0 | 0 | 0 | 0 | 0 | [24 empty] | 8100605 | no | no |  |  | no |  | 0 | 0 | 0 | 0 | 0 | 0 |  | 1 | 1 | 1 | 0 | 0 | 0
load_220332535 |  | node_1383938_204_15296591_893 |  | AN | 0 | Residential | 82389.6+35097.823j | 0 | 0 | 0 | 0 | 0 | [24 empty] | 8100605 | no | no |  |  | no |  | 0 | 0 | 0 | 0 | 0 | 0 |  | 1 | 1 | 1 | 0 | 0 | 0
load_220332551 |  | node_1384935_404_15295040_473 |  | AN | 0 | Residential | 114825.6+48915.501j | 0 | 0 | 0 | 0 | 0 | [24 empty] | 8100605 | no | no |  |  | no |  | 0 | 0 | 0 | 0 | 0 | 0 |  | 1 | 1 | 1 | 0 | 0 | 0
load_220332552 |  | node_1384671_979_15295297_103 |  | AN | 0 | Residential | 74800.8+31865.007j | 0 | 0 | 0 | 0 | 0 | [24 empty] | 8100605 | no | no |  |  | no |  | 0 | 0 | 0 | 0 | 0 | 0 |  | 1 | 1 | 1 | 0 | 0 | 0
load_220332553 |  | node_1384232_717_15295270_314 |  | AN | 0 | NonResidential | 3628.8+1545.862j | 0 | 0 | 0 | 0 | 0 | [24 empty] | 8100605 | no | no |  |  | no |  | 0 | 0 | 0 | 0 | 0 | 0 |  | 1 | 1 | 1 | 0 | 0 | 0
load_220332571 |  | node_1385657_551_15296490_974 |  | AN | 0 | NonResidential | 666.667+283.999j | 0 | 0 | 0 | 0 | 0 | [24 empty] | 8100605 | no | no |  |  | no |  | 0 | 0 | 0 | 0 | 0 | 0 |  | 1 | 1 | 1 | 0 | 0 | 0
load_220332572 |  | node_1385662_411_15296508_58 |  | BN | 0 | NonResidential | 0 | 666.667+283.999j | 0 | 0 | 0 | 0 | [24 empty] | 8100605 | no | no |  |  | no |  | 0 | 0 | 0 | 0 | 0 | 0 |  | 1 | 1 | 1 | 0 | 0 | 0
load_220332573 |  | node_1385647_068_15296479_92 |  | CN | 0 | Residential | 0 | 0 | 12448.8+5303.167j | 0 | 0 | 0 | [24 empty] | 8100605 | no | no |  |  | no |  | 0 | 0 | 0 | 0 | 0 | 0 |  | 1 | 1 | 1 | 0 | 0 | 0
load_220332574 |  | node_1384187_821_15297129_536 |  | AN | 0 | NonResidential | 101333.333+43167.819j | 0 | 0 | 0 | 0 | 0 | [24 empty] | 8100605 | no | no |  |  | no |  | 0 | 0 | 0 | 0 | 0 | 0 |  | 1 | 1 | 1 | 0 | 0 | 0
load_220332575 |  | node_1384203_052_15297146_721 |  | BN | 0 | NonResidential | 0 | 101333.333+43167.819j | 0 | 0 | 0 | 0 | [24 empty] | 8100605 | no | no |  |  | no |  | 0 | 0 | 0 | 0 | 0 | 0 |  | 1 | 1 | 1 | 0 | 0 | 0
load_220332576 |  | node_1384214_477_15297168_585 |  | CN | 0 | NonResidential | 0 | 0 | 101333.333+43167.819j | 0 | 0 | 0 | [24 empty] | 8100605 | no | no |  |  | no |  | 0 | 0 | 0 | 0 | 0 | 0 |  | 1 | 1 | 1 | 0 | 0 | 0
load_220332586 |  | node_1384378_558_15296586_135 |  | AN | 0 | NonResidential | 2923.2+1245.278j | 0 | 0 | 0 | 0 | 0 | [24 empty] | 8100605 | no | no |  |  | no |  | 0 | 0 | 0 | 0 | 0 | 0 |  | 1 | 1 | 1 | 0 | 0 | 0
load_220332587 |  | node_1383375_981_15296025_6 |  | AN | 0 | Residential | 82396.8+35100.89j | 0 | 0 | 0 | 0 | 0 | [24 empty] | 8100605 | no | no |  |  | no |  | 0 | 0 | 0 | 0 | 0 | 0 |  | 1 | 1 | 1 | 0 | 0 | 0
load_220332588 |  | node_1383440_079_15295160_806 |  | AN | 0 | NonResidential | 2995.2+1275.95j | 0 | 0 | 0 | 0 | 0 | [24 empty] | 8100605 | no | no |  |  | no |  | 0 | 0 | 0 | 0 | 0 | 0 |  | 1 | 1 | 1 | 0 | 0 | 0
load_220332658 |  | node_1385907_297_15295613_975 |  | AN | 0 | NonResidential | 0 | 0 | 0 | 0 | 0 | 0 | [24 empty] | 8100605 | no | no |  |  | no |  | 0 | 0 | 0 | 0 | 0 | 0 |  | 1 | 1 | 1 | 0 | 0 | 0
load_220332659 |  | node_1385944_075_15295595_623 |  | BN | 0 | NonResidential | 0 | 0 | 0 | 0 | 0 | 0 | [24 empty] | 8100605 | no | no |  |  | no |  | 0 | 0 | 0 | 0 | 0 | 0 |  | 1 | 1 | 1 | 0 | 0 | 0
load_220332660 |  | node_1385924_77_15295601_54 |  | CN | 0 | NonResidential | 0 | 0 | 0 | 0 | 0 | 0 | [24 empty] | 8100605 | no | no |  |  | no |  | 0 | 0 | 0 | 0 | 0 | 0 |  | 1 | 1 | 1 | 0 | 0 | 0
load_220332661 |  | node_1385791_008_15295779_465 |  | AN | 0 | Residential | 40960.8+17449.228j | 0 | 0 | 0 | 0 | 0 | [24 empty] | 8100605 | no | no |  |  | no |  | 0 | 0 | 0 | 0 | 0 | 0 |  | 1 | 1 | 1 | 0 | 0 | 0
load_220332662 |  | node_1385562_288_15295948_251 |  | BN | 0 | NonResidential | 0 | 14000+5963.975j | 0 | 0 | 0 | 0 | [24 empty] | 8100605 | no | no |  |  | no |  | 0 | 0 | 0 | 0 | 0 | 0 |  | 1 | 1 | 1 | 0 | 0 | 0
load_220332663 |  | node_1385559_242_15295958_974 |  | AN | 0 | Residential | 23781.6+10130.919j | 0 | 0 | 0 | 0 | 0 | [24 empty] | 8100605 | no | no |  |  | no |  | 0 | 0 | 0 | 0 | 0 | 0 |  | 1 | 1 | 1 | 0 | 0 | 0
load_220332664 |  | node_1385603_183_15296050_305 |  | AN | 0 | NonResidential | 8666.667+3691.985j | 0 | 0 | 0 | 0 | 0 | [24 empty] | 8100605 | no | no |  |  | no |  | 0 | 0 | 0 | 0 | 0 | 0 |  | 1 | 1 | 1 | 0 | 0 | 0
load_220332665 |  | node_1385607_59_15296024_383 |  | BN | 0 | NonResidential | 0 | 8666.667+3691.985j | 0 | 0 | 0 | 0 | [24 empty] | 8100605 | no | no |  |  | no |  | 0 | 0 | 0 | 0 | 0 | 0 |  | 1 | 1 | 1 | 0 | 0 | 0
load_220332666 |  | node_1385593_921_15296073_768 |  | CN | 0 | NonResidential | 0 | 0 | 8666.667+3691.985j | 0 | 0 | 0 | [24 empty] | 8100605 | no | no |  |  | no |  | 0 | 0 | 0 | 0 | 0 | 0 |  | 1 | 1 | 1 | 0 | 0 | 0
load_220332667 |  | node_1385410_036_15296066_356 |  | AN | 0 | Residential | 1216.8+518.355j | 0 | 0 | 0 | 0 | 0 | [24 empty] | 8100605 | no | no |  |  | no |  | 0 | 0 | 0 | 0 | 0 | 0 |  | 1 | 1 | 1 | 0 | 0 | 0
load_220332669 |  | node_1385057_78_15296259_159 |  | AN | 0 | NonResidential | 12666.667+5395.978j | 0 | 0 | 0 | 0 | 0 | [24 empty] | 8100605 | no | no |  |  | no |  | 0 | 0 | 0 | 0 | 0 | 0 |  | 1 | 1 | 1 | 0 | 0 | 0
load_220332670 |  | node_1385045_679_15296280_146 |  | BN | 0 | NonResidential | 0 | 12666.667+5395.978j | 0 | 0 | 0 | 0 | [24 empty] | 8100605 | no | no |  |  | no |  | 0 | 0 | 0 | 0 | 0 | 0 |  | 1 | 1 | 1 | 0 | 0 | 0
load_220332671 |  | node_1385073_534_15296243_128 |  | CN | 0 | NonResidential | 0 | 0 | 12666.667+5395.978j | 0 | 0 | 0 | [24 empty] | 8100605 | no | no |  |  | no |  | 0 | 0 | 0 | 0 | 0 | 0 |  | 1 | 1 | 1 | 0 | 0 | 0
load_220332672 |  | node_1384792_779_15296469_089 |  | AN | 0 | NonResidential | 17333.333+7383.969j | 0 | 0 | 0 | 0 | 0 | [24 empty] | 8100605 | no | no |  |  | no |  | 0 | 0 | 0 | 0 | 0 | 0 |  | 1 | 1 | 1 | 0 | 0 | 0
load_220332673 |  | node_1384754_988_15296483_329 |  | BN | 0 | Residential | 0 | 23193.6+9880.432j | 0 | 0 | 0 | 0 | [24 empty] | 8100605 | no | no |  |  | no |  | 0 | 0 | 0 | 0 | 0 | 0 |  | 1 | 1 | 1 | 0 | 0 | 0
load_220332674 |  | node_1384773_17_15296472_862 |  | CN | 0 | NonResidential | 0 | 0 | 17333.333+7383.969j | 0 | 0 | 0 | [24 empty] | 8100605 | no | no |  |  | no |  | 0 | 0 | 0 | 0 | 0 | 0 |  | 1 | 1 | 1 | 0 | 0 | 0
load_220332675 |  | node_1384294_748_15296814_296 |  | AN | 0 | NonResidential | 10000+4259.982j | 0 | 0 | 0 | 0 | 0 | [24 empty] | 8100605 | no | no |  |  | no |  | 0 | 0 | 0 | 0 | 0 | 0 |  | 1 | 1 | 1 | 0 | 0 | 0
load_220332676 |  | node_1384307_978_15296794_58 |  | BN | 0 | Residential | 0 | 12360+5265.338j | 0 | 0 | 0 | 0 | [24 empty] | 8100605 | no | no |  |  | no |  | 0 | 0 | 0 | 0 | 0 | 0 |  | 1 | 1 | 1 | 0 | 0 | 0
load_220332677 |  | node_1384324_579_15296780_167 |  | CN | 0 | Residential | 0 | 0 | 12360+5265.338j | 0 | 0 | 0 | [24 empty] | 8100605 | no | no |  |  | no |  | 0 | 0 | 0 | 0 | 0 | 0 |  | 1 | 1 | 1 | 0 | 0 | 0
load_220332696 |  | node_1383490_414_15294439_605 |  | AN | 0 | Residential | 58636.8+24979.172j | 0 | 0 | 0 | 0 | 0 | [24 empty] | 8100605 | no | no |  |  | no |  | 0 | 0 | 0 | 0 | 0 | 0 |  | 1 | 1 | 1 | 0 | 0 | 0
load_220332697 |  | node_1383172_606_15294418_333 |  | AN | 0 | Residential | 97660.8+41603.327j | 0 | 0 | 0 | 0 | 0 | [24 empty] | 8100605 | no | no |  |  | no |  | 0 | 0 | 0 | 0 | 0 | 0 |  | 1 | 1 | 1 | 0 | 0 | 0
load_220332701 |  | node_1383488_642_15293918_019 |  | AN | 0 | Residential | 44683.2+19034.963j | 0 | 0 | 0 | 0 | 0 | [24 empty] | 8100605 | no | no |  |  | no |  | 0 | 0 | 0 | 0 | 0 | 0 |  | 1 | 1 | 1 | 0 | 0 | 0
load_220338824 |  | node_1383976_911_15298936_848 |  | AN | 0 | Residential | 17174.4+7316.264j | 0 | 0 | 0 | 0 | 0 | [24 empty] | 8100605 | no | no |  |  | no |  | 0 | 0 | 0 | 0 | 0 | 0 |  | 1 | 1 | 1 | 0 | 0 | 0
load_220346961 |  | node_1383062_304_15297038_822 |  | AN | 0 | NonResidential | 10872+4631.453j | 0 | 0 | 0 | 0 | 0 | [24 empty] | 8100605 | no | no |  |  | no |  | 0 | 0 | 0 | 0 | 0 | 0 |  | 1 | 1 | 1 | 0 | 0 | 0
load_220346976 |  | node_1382682_678_15297264_958 |  | AN | 0 | Residential | 30508.8+12996.694j | 0 | 0 | 0 | 0 | 0 | [24 empty] | 8100605 | no | no |  |  | no |  | 0 | 0 | 0 | 0 | 0 | 0 |  | 1 | 1 | 1 | 0 | 0 | 0
load_220346977 |  | node_1382686_164_15297238_776 |  | BN | 0 | Residential | 0 | 30508.8+12996.694j | 0 | 0 | 0 | 0 | [24 empty] | 8100605 | no | no |  |  | no |  | 0 | 0 | 0 | 0 | 0 | 0 |  | 1 | 1 | 1 | 0 | 0 | 0
load_220346978 |  | node_1382684_362_15297291_504 |  | CN | 0 | Residential | 0 | 0 | 30508.8+12996.694j | 0 | 0 | 0 | [24 empty] | 8100605 | no | no |  |  | no |  | 0 | 0 | 0 | 0 | 0 | 0 |  | 1 | 1 | 1 | 0 | 0 | 0
load_220346982 |  | node_1383625_842_15297109_561 |  | AN | 0 | NonResidential | 11000+4685.98j | 0 | 0 | 0 | 0 | 0 | [24 empty] | 8100605 | no | no |  |  | no |  | 0 | 0 | 0 | 0 | 0 | 0 |  | 1 | 1 | 1 | 0 | 0 | 0
load_220346991 |  | node_1382515_42_15296244_914 |  | AN | 0 | Residential | 91519.2+38987.016j | 0 | 0 | 0 | 0 | 0 | [24 empty] | 8100605 | no | no |  |  | no |  | 0 | 0 | 0 | 0 | 0 | 0 |  | 1 | 1 | 1 | 0 | 0 | 0
load_220346992 |  | node_1382199_5_15296188_067 |  | AN | 0 | Residential | 30631.2+13048.837j | 0 | 0 | 0 | 0 | 0 | [24 empty] | 8100605 | no | no |  |  | no |  | 0 | 0 | 0 | 0 | 0 | 0 |  | 1 | 1 | 1 | 0 | 0 | 0
load_220346993 |  | node_1382211_384_15296186_024 |  | CN | 0 | Residential | 0 | 0 | 30631.2+13048.837j | 0 | 0 | 0 | [24 empty] | 8100605 | no | no |  |  | no |  | 0 | 0 | 0 | 0 | 0 | 0 |  | 1 | 1 | 1 | 0 | 0 | 0
load_220346994 |  | node_1382205_45_15296186_437 |  | BN | 0 | NonResidential | 0 | 1666.667+709.997j | 0 | 0 | 0 | 0 | [24 empty] | 8100605 | no | no |  |  | no |  | 0 | 0 | 0 | 0 | 0 | 0 |  | 1 | 1 | 1 | 0 | 0 | 0
load_220347048 |  | node_1382064_42_15295819_787 |  | AN | 0 | NonResidential | 7000+2981.988j | 0 | 0 | 0 | 0 | 0 | [24 empty] | 8100605 | no | no |  |  | no |  | 0 | 0 | 0 | 0 | 0 | 0 |  | 1 | 1 | 1 | 0 | 0 | 0
load_220347049 |  | node_1382062_016_15295846_196 |  | AN | 0 | NonResidential | 7000+2981.988j | 0 | 0 | 0 | 0 | 0 | [24 empty] | 8100605 | no | no |  |  | no |  | 0 | 0 | 0 | 0 | 0 | 0 |  | 1 | 1 | 1 | 0 | 0 | 0
load_220347057 |  | node_1383006_784_15297282_046 |  | BN | 0 | Residential | 0 | 19328.4+8233.864j | 0 | 0 | 0 | 0 | [24 empty] | 8100605 | no | no |  |  | no |  | 0 | 0 | 0 | 0 | 0 | 0 |  | 1 | 1 | 1 | 0 | 0 | 0
load_220347058 |  | node_1383008_275_15297292_626 |  | AN | 0 | NonResidential | 2000+851.996j | 0 | 0 | 0 | 0 | 0 | [24 empty] | 8100605 | no | no |  |  | no |  | 0 | 0 | 0 | 0 | 0 | 0 |  | 1 | 1 | 1 | 0 | 0 | 0
load_220347060 |  | node_1382373_273_15294730_376 |  | AN | 0 | Residential | 50551.2+21534.721j | 0 | 0 | 0 | 0 | 0 | [24 empty] | 8100605 | no | no |  |  | no |  | 0 | 0 | 0 | 0 | 0 | 0 |  | 1 | 1 | 1 | 0 | 0 | 0
load_220347061 |  | node_1382354_194_15295972 |  | AN | 0 | NonResidential | 1958.4+834.275j | 0 | 0 | 0 | 0 | 0 | [24 empty] | 8100605 | no | no |  |  | no |  | 0 | 0 | 0 | 0 | 0 | 0 |  | 1 | 1 | 1 | 0 | 0 | 0
load_220347062 |  | node_1382359_601_15295650_645 |  | AN | 0 | NonResidential | 7.2+3.067j | 0 | 0 | 0 | 0 | 0 | [24 empty] | 8100605 | no | no |  |  | no |  | 0 | 0 | 0 | 0 | 0 | 0 |  | 1 | 1 | 1 | 0 | 0 | 0
load_220347462 |  | node_1382370_697_15295116_685 |  | AN | 0 | Residential | 69739.2+29708.775j | 0 | 0 | 0 | 0 | 0 | [24 empty] | 8100605 | no | no |  |  | no |  | 0 | 0 | 0 | 0 | 0 | 0 |  | 1 | 1 | 1 | 0 | 0 | 0
load_220347463 |  | node_1382766_569_15295067_647 |  | AN | 0 | Residential | 109116+46483.221j | 0 | 0 | 0 | 0 | 0 | [24 empty] | 8100605 | no | no |  |  | no |  | 0 | 0 | 0 | 0 | 0 | 0 |  | 1 | 1 | 1 | 0 | 0 | 0
load_220347466 |  | node_1383486_079_15297600_286 |  | AN | 0 | NonResidential | 0 | 0 | 0 | 0 | 0 | 0 | [24 empty] | 8100605 | no | no |  |  | no |  | 0 | 0 | 0 | 0 | 0 | 0 |  | 1 | 1 | 1 | 0 | 0 | 0
load_220347467 |  | node_1383615_497_15297642_435 |  | AN | 0 | NonResidential | 10000+4259.982j | 0 | 0 | 0 | 0 | 0 | [24 empty] | 8100605 | no | no |  |  | no |  | 0 | 0 | 0 | 0 | 0 | 0 |  | 1 | 1 | 1 | 0 | 0 | 0
load_220347468 |  | node_1383615_965_15297669_059 |  | BN | 0 | NonResidential | 0 | 10000+4259.982j | 0 | 0 | 0 | 0 | [24 empty] | 8100605 | no | no |  |  | no |  | 0 | 0 | 0 | 0 | 0 | 0 |  | 1 | 1 | 1 | 0 | 0 | 0
load_220347469 |  | node_1383609_915_15297616_835 |  | CN | 0 | NonResidential | 0 | 0 | 10000+4259.982j | 0 | 0 | 0 | [24 empty] | 8100605 | no | no |  |  | no |  | 0 | 0 | 0 | 0 | 0 | 0 |  | 1 | 1 | 1 | 0 | 0 | 0
load_220347470 |  | node_1383590_579_15297393_75 |  | AN | 0 | NonResidential | 4000+1703.993j | 0 | 0 | 0 | 0 | 0 | [24 empty] | 8100605 | no | no |  |  | no |  | 0 | 0 | 0 | 0 | 0 | 0 |  | 1 | 1 | 1 | 0 | 0 | 0
load_220347471 |  | node_1383610_382_15297395_283 |  | AN | 0 | NonResidential | 4000+1703.993j | 0 | 0 | 0 | 0 | 0 | [24 empty] | 8100605 | no | no |  |  | no |  | 0 | 0 | 0 | 0 | 0 | 0 |  | 1 | 1 | 1 | 0 | 0 | 0
load_220347472 |  | node_1383685_087_15297457_956 |  | BN | 0 | NonResidential | 0 | 2666.667+1135.995j | 0 | 0 | 0 | 0 | [24 empty] | 8100605 | no | no |  |  | no |  | 0 | 0 | 0 | 0 | 0 | 0 |  | 1 | 1 | 1 | 0 | 0 | 0
load_220347473 |  | node_1383699_533_15297456_755 |  | CN | 0 | NonResidential | 0 | 0 | 2666.667+1135.995j | 0 | 0 | 0 | [24 empty] | 8100605 | no | no |  |  | no |  | 0 | 0 | 0 | 0 | 0 | 0 |  | 1 | 1 | 1 | 0 | 0 | 0
load_220440742 |  | node_1385602_499_15295344_211 |  | AN | 0 | Residential | 123364.8+52553.185j | 0 | 0 | 0 | 0 | 0 | [24 empty] | 8100605 | no | no |  |  | no |  | 0 | 0 | 0 | 0 | 0 | 0 |  | 1 | 1 | 1 | 0 | 0 | 0
load_220466618 |  | node_1384200_241_15297296_799 |  | AN | 0 | NonResidential | 17000+7241.97j | 0 | 0 | 0 | 0 | 0 | [24 empty] | 8100605 | no | no |  |  | no |  | 0 | 0 | 0 | 0 | 0 | 0 |  | 1 | 1 | 1 | 0 | 0 | 0
load_220491590 |  | node_1383147_988_15294723_828 |  | AN | 0 | NonResidential | 7452+3174.539j | 0 | 0 | 0 | 0 | 0 | [24 empty] | 8100605 | no | no |  |  | no |  | 0 | 0 | 0 | 0 | 0 | 0 |  | 1 | 1 | 1 | 0 | 0 | 0
load_220491747 |  | node_1385509_36_15295410_5 |  | AN | 0 | NonResidential | 0 | 0 | 0 | 0 | 0 | 0 | [24 empty] | 8100605 | no | no |  |  | no |  | 0 | 0 | 0 | 0 | 0 | 0 |  | 1 | 1 | 1 | 0 | 0 | 0
load_220531393 |  | node_1383531_971_15297917_262 |  | ABCN | 0 | NonResidential | 26000+11075.954j | 26000+11075.954j | 26000+11075.954j | 0 | 0 | 0 | [24 empty] | 8100605 | no | no |  |  | no |  | 0 | 0 | 0 | 0 | 0 | 0 |  | 1 | 1 | 1 | 0 | 0 | 0
load_220543732 |  | node_1382716_378_15295984_038 |  | AN | 0 | NonResidential | 100.8+42.941j | 0 | 0 | 0 | 0 | 0 | [24 empty] | 8100605 | no | no |  |  | no |  | 0 | 0 | 0 | 0 | 0 | 0 |  | 1 | 1 | 1 | 0 | 0 | 0
load_220571468 |  | node_1384337_262_15295527_356 |  | AN | 0 | Residential | 126511.2+53893.546j | 0 | 0 | 0 | 0 | 0 | [24 empty] | 8100605 | no | no |  |  | no |  | 0 | 0 | 0 | 0 | 0 | 0 |  | 1 | 1 | 1 | 0 | 0 | 0
load_220637312 |  | node_1383820_463_15297357_383 |  | AN | 0 | Residential | 126849.6+54037.703j | 0 | 0 | 0 | 0 | 0 | [24 empty] | 8100605 | no | no |  |  | no |  | 0 | 0 | 0 | 0 | 0 | 0 |  | 1 | 1 | 1 | 0 | 0 | 0
load_220641153 |  | node_1384442_776_15297134_619 |  | AN | 0 | NonResidential | 9333.333+3975.983j | 0 | 0 | 0 | 0 | 0 | [24 empty] | 8100605 | no | no |  |  | no |  | 0 | 0 | 0 | 0 | 0 | 0 |  | 1 | 1 | 1 | 0 | 0 | 0
load_220641154 |  | node_1384447_019_15297160_666 |  | BN | 0 | NonResidential | 0 | 9333.333+3975.983j | 0 | 0 | 0 | 0 | [24 empty] | 8100605 | no | no |  |  | no |  | 0 | 0 | 0 | 0 | 0 | 0 |  | 1 | 1 | 1 | 0 | 0 | 0
load_220641155 |  | node_1384433_664_15297110_888 |  | CN | 0 | NonResidential | 0 | 0 | 9333.333+3975.983j | 0 | 0 | 0 | [24 empty] | 8100605 | no | no |  |  | no |  | 0 | 0 | 0 | 0 | 0 | 0 |  | 1 | 1 | 1 | 0 | 0 | 0
load_220647060 |  | node_1384371_929_15297370_505 |  | AN | 0 | NonResidential | 6333.333+2697.989j | 0 | 0 | 0 | 0 | 0 | [24 empty] | 8100605 | no | no |  |  | no |  | 0 | 0 | 0 | 0 | 0 | 0 |  | 1 | 1 | 1 | 0 | 0 | 0
load_220647061 |  | node_1384353_94_15297381_545 |  | BN | 0 | NonResidential | 0 | 6333.333+2697.989j | 0 | 0 | 0 | 0 | [24 empty] | 8100605 | no | no |  |  | no |  | 0 | 0 | 0 | 0 | 0 | 0 |  | 1 | 1 | 1 | 0 | 0 | 0
load_220647063 |  | node_1384387_146_15297353_569 |  | CN | 0 | NonResidential | 0 | 0 | 6333.333+2697.989j | 0 | 0 | 0 | [24 empty] | 8100605 | no | no |  |  | no |  | 0 | 0 | 0 | 0 | 0 | 0 |  | 1 | 1 | 1 | 0 | 0 | 0
load_220654849 |  | node_1383324_167_15297237_219 |  | AN | 0 | NonResidential | 6000+2555.989j | 0 | 0 | 0 | 0 | 0 | [24 empty] | 8100605 | no | no |  |  | no |  | 0 | 0 | 0 | 0 | 0 | 0 |  | 1 | 1 | 1 | 0 | 0 | 0
load_220656050 |  | node_1382766_535_15294328_584 |  | AN | 0 | Residential | 96976.8+41311.944j | 0 | 0 | 0 | 0 | 0 | [24 empty] | 8100605 | no | no |  |  | no |  | 0 | 0 | 0 | 0 | 0 | 0 |  | 1 | 1 | 1 | 0 | 0 | 0
load_310049255 |  | node_1383975_623_15297573_951 |  | CN | 0 | NonResidential | 0 | 0 | 1333.333+567.997j | 0 | 0 | 0 | [24 empty] | 8100605 | no | no |  |  | no |  | 0 | 0 | 0 | 0 | 0 | 0 |  | 1 | 1 | 1 | 0 | 0 | 0
load_310049269 |  | node_1383954_565_15298900_685 |  | CN | 0 | Residential | 0 | 0 | 17174.4+7316.264j | 0 | 0 | 0 | [24 empty] | 8100605 | no | no |  |  | no |  | 0 | 0 | 0 | 0 | 0 | 0 |  | 1 | 1 | 1 | 0 | 0 | 0
load_310059783 |  | node_1383691_713_15297456_851 |  | AN | 0 | NonResidential | 2666.667+1135.995j | 0 | 0 | 0 | 0 | 0 | [24 empty] | 8100605 | no | no |  |  | no |  | 0 | 0 | 0 | 0 | 0 | 0 |  | 1 | 1 | 1 | 0 | 0 | 0
load_310060842 |  | node_1382780_285_15296229_475 |  | AN | 0 | Residential | 105429.6+44912.822j | 0 | 0 | 0 | 0 | 0 | [24 empty] | 8100605 | no | no |  |  | no |  | 0 | 0 | 0 | 0 | 0 | 0 |  | 1 | 1 | 1 | 0 | 0 | 0
load_311904917 |  | node_1383963_195_15298922_262 |  | BN | 0 | Residential | 0 | 17174.4+7316.264j | 0 | 0 | 0 | 0 | [24 empty] | 8100605 | no | no |  |  | no |  | 0 | 0 | 0 | 0 | 0 | 0 |  | 1 | 1 | 1 | 0 | 0 | 0

## node
data_type | static
owner_type | feeder
owner | 8100605
object | node
name | groupid | parent | bustype | phases | nominal_voltage | dcircuit | selected | monitored | monitored_fields | class_monitored_fields | played | played_fields | subsystem | x | y | comments | dist_to_slack
node_1382062_016_15295846_196 |  |  | PQ | ABCN | 2771.281 | 8100605 | no | no |  |  | no |  |  | 1382062.016 | 15295846.196 |  | -1
node_1382064_42_15295819_787 |  |  | PQ | ABCN | 2771.281 | 8100605 | no | no |  |  | no |  |  | 1382064.42 | 15295819.787 |  | -1
node_1382199_5_15296188_067 |  |  | PQ | ABCN | 2771.281 | 8100605 | no | no |  |  | no |  |  | 1382199.5 | 15296188.067 |  | -1
node_1382205_45_15296186_437 |  |  | PQ | ABCN | 2771.281 | 8100605 | no | no |  |  | no |  |  | 1382205.45 | 15296186.437 |  | -1
node_1382211_384_15296186_024 |  |  | PQ | ABCN | 2771.281 | 8100605 | no | no |  |  | no |  |  | 1382211.384 | 15296186.024 |  | -1
node_1382354_194_15295972 |  |  | PQ | AN | 2771.281 | 8100605 | no | no |  |  | no |  |  | 1382354.194 | 15295972 |  | -1
node_1382359_601_15295650_645 |  |  | PQ | AN | 2771.281 | 8100605 | no | no |  |  | no |  |  | 1382359.601 | 15295650.645 |  | -1
node_1382370_697_15295116_685 |  |  | PQ | AN | 2771.281 | 8100605 | no | no |  |  | no |  |  | 1382370.697 | 15295116.685 |  | -1
node_1382373_273_15294730_376 |  |  | PQ | AN | 2771.281 | 8100605 | no | no |  |  | no |  |  | 1382373.273 | 15294730.376 |  | -1
node_1382390_214_15295549_453 |  |  | PQ | AD | 2771.281 | 8100605 | no | no |  |  | no |  |  | 1382390.214 | 15295549.453 |  | -1
node_1382515_42_15296244_914 |  |  | PQ | ABCN | 2771.281 | 8100605 | no | no |  |  | no |  |  | 1382515.42 | 15296244.914 |  | -1
node_1382682_678_15297264_958 |  |  | PQ | ABCN | 2771.281 | 8100605 | no | no |  |  | no |  |  | 1382682.678 | 15297264.958 |  | -1
node_1382684_362_15297291_504 |  |  | PQ | ABCN | 2771.281 | 8100605 | no | no |  |  | no |  |  | 1382684.362 | 15297291.504 |  | -1
node_1382686_164_15297238_776 |  |  | PQ | ABCN | 2771.281 | 8100605 | no | no |  |  | no |  |  | 1382686.164 | 15297238.776 |  | -1
node_1382716_378_15295984_038 |  |  | PQ | AN | 2771.281 | 8100605 | no | no |  |  | no |  |  | 1382716.378 | 15295984.038 |  | -1
node_1382727_816_15296499_742 |  |  | PQ | AN | 2771.281 | 8100605 | no | no |  |  | no |  |  | 1382727.816 | 15296499.742 |  | -1
node_1382752_754_15295461_987 |  |  | PQ | AN | 2771.281 | 8100605 | no | no |  |  | no |  |  | 1382752.754 | 15295461.987 |  | -1
node_1382766_535_15294328_584 |  |  | PQ | AN | 2771.281 | 8100605 | no | no |  |  | no |  |  | 1382766.535 | 15294328.584 |  | -1
node_1382766_569_15295067_647 |  |  | PQ | AN | 2771.281 | 8100605 | no | no |  |  | no |  |  | 1382766.569 | 15295067.647 |  | -1
node_1382778_289_15296365_941 |  |  | PQ | AN | 2771.281 | 8100605 | no | no |  |  | no |  |  | 1382778.289 | 15296365.941 |  | -1
node_1382780_285_15296229_475 |  |  | PQ | ABCN | 2771.281 | 8100605 | no | no |  |  | no |  |  | 1382780.285 | 15296229.475 |  | -1
node_1383006_784_15297282_046 |  |  | PQ | ABCN | 2771.281 | 8100605 | no | no |  |  | no |  |  | 1383006.784 | 15297282.046 |  | -1
node_1383008_275_15297292_626 |  |  | PQ | ABCN | 2771.281 | 8100605 | no | no |  |  | no |  |  | 1383008.275 | 15297292.626 |  | -1
node_1383049_702_15295907_376 |  |  | PQ | ABCN | 2771.281 | 8100605 | no | no |  |  | no |  |  | 1383049.702 | 15295907.376 |  | -1
node_1383050_887_15296682_892 |  |  | PQ | AN | 2771.281 | 8100605 | no | no |  |  | no |  |  | 1383050.887 | 15296682.892 |  | -1
node_1383062_304_15297038_822 |  |  | PQ | ABCN | 2771.281 | 8100605 | no | no |  |  | no |  |  | 1383062.304 | 15297038.822 |  | -1
node_1383075_559_15295598_318 |  |  | PQ | ABCN | 2771.281 | 8100605 | no | no |  |  | no |  |  | 1383075.559 | 15295598.318 |  | -1
node_1383104_383_15295497_884 |  |  | PQ | ABCD | 2771.281 | 8100605 | no | no |  |  | no |  |  | 1383104.383 | 15295497.884 |  | -1
node_1383134_749_15295344_218 |  |  | PQ | ABCN | 2771.281 | 8100605 | no | no |  |  | no |  |  | 1383134.749 | 15295344.218 |  | -1
node_1383147_988_15294723_828 |  |  | PQ | AN | 2771.281 | 8100605 | no | no |  |  | no |  |  | 1383147.988 | 15294723.828 |  | -1
node_1383172_606_15294418_333 |  |  | PQ | AN | 2771.281 | 8100605 | no | no |  |  | no |  |  | 1383172.606 | 15294418.333 |  | -1
node_1383187_398_15296192_941 |  |  | PQ | AN | 2771.281 | 8100605 | no | no |  |  | no |  |  | 1383187.398 | 15296192.941 |  | -1
node_1383324_167_15297237_219 |  |  | PQ | ABCN | 2771.281 | 8100605 | no | no |  |  | no |  |  | 1383324.167 | 15297237.219 |  | -1
node_1383357_676_15296452_068 |  |  | PQ | ABCN | 2771.281 | 8100605 | no | no |  |  | no |  |  | 1383357.676 | 15296452.068 |  | -1
node_1383358_527_15296364_978 |  |  | PQ | AN | 2771.281 | 8100605 | no | no |  |  | no |  |  | 1383358.527 | 15296364.978 |  | -1
node_1383375_981_15296025_6 |  |  | PQ | ABCN | 2771.281 | 8100605 | no | no |  |  | no |  |  | 1383375.981 | 15296025.6 |  | -1
node_1383402_403_15296756_01 |  |  | PQ | ABCN | 2771.281 | 8100605 | no | no |  |  | no |  |  | 1383402.403 | 15296756.01 |  | -1
node_1383404_609_15297352_255 |  |  | PQ | ABCD | 2771.281 | 8100605 | no | no |  |  | no |  |  | 1383404.609 | 15297352.255 |  | -1
node_1383440_079_15295160_806 |  |  | PQ | AN | 2771.281 | 8100605 | no | no |  |  | no |  |  | 1383440.079 | 15295160.806 |  | -1
node_1383482_458_15296519_062 |  |  | PQ | ABCN | 2771.281 | 8100605 | no | no |  |  | no |  |  | 1383482.458 | 15296519.062 |  | -1
node_1383486_079_15297600_286 |  |  | PQ | ABCN | 2771.281 | 8100605 | no | no |  |  | no |  |  | 1383486.079 | 15297600.286 |  | -1
node_1383488_642_15293918_019 |  |  | PQ | AN | 2771.281 | 8100605 | no | no |  |  | no |  |  | 1383488.642 | 15293918.019 |  | -1
node_1383490_414_15294439_605 |  |  | PQ | AN | 2771.281 | 8100605 | no | no |  |  | no |  |  | 1383490.414 | 15294439.605 |  | -1
node_1383531_971_15297917_262 |  |  | PQ | ABCN | 2771.281 | 8100605 | no | no |  |  | no |  |  | 1383531.971 | 15297917.262 |  | -1
node_1383590_579_15297393_75 |  |  | PQ | ABCN | 2771.281 | 8100605 | no | no |  |  | no |  |  | 1383590.579 | 15297393.75 |  | -1
node_1383609_915_15297616_835 |  |  | PQ | ABCN | 2771.281 | 8100605 | no | no |  |  | no |  |  | 1383609.915 | 15297616.835 |  | -1
node_1383610_382_15297395_283 |  |  | PQ | ABCN | 2771.281 | 8100605 | no | no |  |  | no |  |  | 1383610.382 | 15297395.283 |  | -1
node_1383613_998_15296587_438 |  |  | PQ | ABCN | 2771.281 | 8100605 | no | no |  |  | no |  |  | 1383613.998 | 15296587.438 |  | -1
node_1383615_497_15297642_435 |  |  | PQ | ABCN | 2771.281 | 8100605 | no | no |  |  | no |  |  | 1383615.497 | 15297642.435 |  | -1
node_1383615_965_15297669_059 |  |  | PQ | ABCN | 2771.281 | 8100605 | no | no |  |  | no |  |  | 1383615.965 | 15297669.059 |  | -1
node_1383625_842_15297109_561 |  |  | PQ | ABCN | 2771.281 | 8100605 | no | no |  |  | no |  |  | 1383625.842 | 15297109.561 |  | -1
node_1383655_156_15295683_687 |  |  | PQ | AN | 2771.281 | 8100605 | no | no |  |  | no |  |  | 1383655.156 | 15295683.687 |  | -1
node_1383683_841_15296050_594 |  |  | PQ | ABCN | 2771.281 | 8100605 | no | no |  |  | no |  |  | 1383683.841 | 15296050.594 |  | -1
node_1383685_087_15297457_956 |  |  | PQ | ABCN | 2771.281 | 8100605 | no | no |  |  | no |  |  | 1383685.087 | 15297457.956 |  | -1
node_1383691_713_15297456_851 |  |  | PQ | ABCN | 2771.281 | 8100605 | no | no |  |  | no |  |  | 1383691.713 | 15297456.851 |  | -1
node_1383698_778_15294972_622 |  |  | PQ | AN | 2771.281 | 8100605 | no | no |  |  | no |  |  | 1383698.778 | 15294972.622 |  | -1
node_1383699_533_15297456_755 |  |  | PQ | ABCN | 2771.281 | 8100605 | no | no |  |  | no |  |  | 1383699.533 | 15297456.755 |  | -1
node_1383701_846_15296646_688 |  |  | PQ | ABCN | 2771.281 | 8100605 | no | no |  |  | no |  |  | 1383701.846 | 15296646.688 |  | -1
node_1383734_524_15295348_251 |  |  | PQ | AN | 2771.281 | 8100605 | no | no |  |  | no |  |  | 1383734.524 | 15295348.251 |  | -1
node_1383820_463_15297357_383 |  |  | PQ | ABCN | 2771.281 | 8100605 | no | no |  |  | no |  |  | 1383820.463 | 15297357.383 |  | -1
node_1383879_655_15296778_775 |  |  | PQ | AN | 2771.281 | 8100605 | no | no |  |  | no |  |  | 1383879.655 | 15296778.775 |  | -1
node_1383938_204_15296591_893 |  |  | PQ | ABCN | 2771.281 | 8100605 | no | no |  |  | no |  |  | 1383938.204 | 15296591.893 |  | -1
node_1383954_565_15298900_685 |  |  | PQ | ABCN | 2771.281 | 8100605 | no | no |  |  | no |  |  | 1383954.565 | 15298900.685 |  | -1
node_1383963_195_15298922_262 |  |  | PQ | ABCN | 2771.281 | 8100605 | no | no |  |  | no |  |  | 1383963.195 | 15298922.262 |  | -1
node_1383968_908_15297521_868 |  |  | PQ | ABCN | 2771.281 | 8100605 | no | no |  |  | no |  |  | 1383968.908 | 15297521.868 |  | -1
node_1383969_715_15297548_48 |  |  | PQ | ABCN | 2771.281 | 8100605 | no | no |  |  | no |  |  | 1383969.715 | 15297548.48 |  | -1
node_1383975_623_15297573_951 |  |  | PQ | ABCN | 2771.281 | 8100605 | no | no |  |  | no |  |  | 1383975.623 | 15297573.951 |  | -1
node_1383976_911_15298936_848 |  |  | PQ | ABCN | 2771.281 | 8100605 | no | no |  |  | no |  |  | 1383976.911 | 15298936.848 |  | -1
node_1383981_336_15295831_576 |  |  | PQ | AN | 2771.281 | 8100605 | no | no |  |  | no |  |  | 1383981.336 | 15295831.576 |  | -1
node_1384100_719_15296996_511 |  |  | PQ | ABCN | 2771.281 | 8100605 | no | no |  |  | no |  |  | 1384100.719 | 15296996.511 |  | -1
node_1384187_821_15297129_536 |  |  | PQ | ABCN | 2771.281 | 8100605 | no | no |  |  | no |  |  | 1384187.821 | 15297129.536 |  | -1
node_1384200_241_15297296_799 |  |  | PQ | ABCN | 2771.281 | 8100605 | no | no |  |  | no |  |  | 1384200.241 | 15297296.799 |  | -1
node_1384203_052_15297146_721 |  |  | PQ | ABCN | 2771.281 | 8100605 | no | no |  |  | no |  |  | 1384203.052 | 15297146.721 |  | -1
node_1384214_477_15297168_585 |  |  | PQ | ABCN | 2771.281 | 8100605 | no | no |  |  | no |  |  | 1384214.477 | 15297168.585 |  | -1
node_1384232_717_15295270_314 |  |  | PQ | AN | 2771.281 | 8100605 | no | no |  |  | no |  |  | 1384232.717 | 15295270.314 |  | -1
node_1384267_193_15296895_738 |  |  | PQ | ABCN | 2771.281 | 8100605 | no | no |  |  | no |  |  | 1384267.193 | 15296895.738 |  | -1
node_1384294_748_15296814_296 |  |  | PQ | ABCN | 2771.281 | 8100605 | no | no |  |  | no |  |  | 1384294.748 | 15296814.296 |  | -1
node_1384304_713_15295008_68 |  |  | PQ | AN | 2771.281 | 8100605 | no | no |  |  | no |  |  | 1384304.713 | 15295008.68 |  | -1
node_1384307_978_15296794_58 |  |  | PQ | ABCN | 2771.281 | 8100605 | no | no |  |  | no |  |  | 1384307.978 | 15296794.58 |  | -1
node_1384321_544_15294768_85 |  |  | PQ | AN | 2771.281 | 8100605 | no | no |  |  | no |  |  | 1384321.544 | 15294768.85 |  | -1
node_1384324_579_15296780_167 |  |  | PQ | ABCN | 2771.281 | 8100605 | no | no |  |  | no |  |  | 1384324.579 | 15296780.167 |  | -1
node_1384337_262_15295527_356 |  |  | PQ | AN | 2771.281 | 8100605 | no | no |  |  | no |  |  | 1384337.262 | 15295527.356 |  | -1
node_1384353_94_15297381_545 |  |  | PQ | ABCN | 2771.281 | 8100605 | no | no |  |  | no |  |  | 1384353.94 | 15297381.545 |  | -1
node_1384354_934_15294334_464 |  |  | PQ | AN | 2771.281 | 8100605 | no | no |  |  | no |  |  | 1384354.934 | 15294334.464 |  | -1
node_1384371_929_15297370_505 |  |  | PQ | ABCN | 2771.281 | 8100605 | no | no |  |  | no |  |  | 1384371.929 | 15297370.505 |  | -1
node_1384378_558_15296586_135 |  |  | PQ | ABCN | 2771.281 | 8100605 | no | no |  |  | no |  |  | 1384378.558 | 15296586.135 |  | -1
node_1384387_146_15297353_569 |  |  | PQ | ABCN | 2771.281 | 8100605 | no | no |  |  | no |  |  | 1384387.146 | 15297353.569 |  | -1
node_1384396_621_15296178_85 |  |  | PQ | ABCN | 2771.281 | 8100605 | no | no |  |  | no |  |  | 1384396.621 | 15296178.85 |  | -1
node_1384420_484_15295244_154 |  |  | PQ | AD | 2771.281 | 8100605 | no | no |  |  | no |  |  | 1384420.484 | 15295244.154 |  | -1
node_1384433_664_15297110_888 |  |  | PQ | ABCN | 2771.281 | 8100605 | no | no |  |  | no |  |  | 1384433.664 | 15297110.888 |  | -1
node_1384442_776_15297134_619 |  |  | PQ | ABCN | 2771.281 | 8100605 | no | no |  |  | no |  |  | 1384442.776 | 15297134.619 |  | -1
node_1384444_88_15297452_857 |  |  | PQ | ABCN | 2771.281 | 8100605 | no | no |  |  | no |  |  | 1384444.88 | 15297452.857 |  | -1
node_1384447_019_15297160_666 |  |  | PQ | ABCN | 2771.281 | 8100605 | no | no |  |  | no |  |  | 1384447.019 | 15297160.666 |  | -1
node_1384450_275_15297450_37 |  |  | PQ | ABCN | 2771.281 | 8100605 | no | no |  |  | no |  |  | 1384450.275 | 15297450.37 |  | -1
node_1384456_042_15297448_312 |  |  | PQ | ABCN | 2771.281 | 8100605 | no | no |  |  | no |  |  | 1384456.042 | 15297448.312 |  | -1
node_1384468_278_15297900_279 |  |  | PQ | ABCN | 2771.281 | 8100605 | no | no |  |  | no |  |  | 1384468.278 | 15297900.279 |  | -1
node_1384486_245_15297889_176 |  |  | PQ | ABCN | 2771.281 | 8100605 | no | no |  |  | no |  |  | 1384486.245 | 15297889.176 |  | -1
node_1384528_303_15298305_521 |  |  | PQ | AN | 2771.281 | 8100605 | no | no |  |  | no |  |  | 1384528.303 | 15298305.521 |  | -1
node_1384550_522_15296886_412 |  |  | PQ | ABCN | 2771.281 | 8100605 | no | no |  |  | no |  |  | 1384550.522 | 15296886.412 |  | -1
node_1384561_714_15296906_227 |  |  | PQ | ABCN | 2771.281 | 8100605 | no | no |  |  | no |  |  | 1384561.714 | 15296906.227 |  | -1
node_1384564_108_15294870_091 |  |  | PQ | AN | 2771.281 | 8100605 | no | no |  |  | no |  |  | 1384564.108 | 15294870.091 |  | -1
node_1384601_021_15295552_576 |  |  | PQ | ABCN | 2771.281 | 8100605 | no | no |  |  | no |  |  | 1384601.021 | 15295552.576 |  | -1
node_1384671_979_15295297_103 |  |  | PQ | AN | 2771.281 | 8100605 | no | no |  |  | no |  |  | 1384671.979 | 15295297.103 |  | -1
node_1384742_793_15295964_2 |  |  | PQ | ABCN | 2771.281 | 8100605 | no | no |  |  | no |  |  | 1384742.793 | 15295964.2 |  | -1
node_1384754_988_15296483_329 |  |  | PQ | ABCN | 2771.281 | 8100605 | no | no |  |  | no |  |  | 1384754.988 | 15296483.329 |  | -1
node_1384773_17_15296472_862 |  |  | PQ | ABCN | 2771.281 | 8100605 | no | no |  |  | no |  |  | 1384773.17 | 15296472.862 |  | -1
node_1384792_779_15296469_089 |  |  | PQ | ABCN | 2771.281 | 8100605 | no | no |  |  | no |  |  | 1384792.779 | 15296469.089 |  | -1
node_1384886_234_15296301_755 |  |  | PQ | ABCN | 2771.281 | 8100605 | no | no |  |  | no |  |  | 1384886.234 | 15296301.755 |  | -1
node_1384893_303_15296303_749 |  |  | PQ | ABCN | 2771.281 | 8100605 | no | no |  |  | no |  |  | 1384893.303 | 15296303.749 |  | -1
node_1384900_676_15296300_209 |  |  | PQ | ABCN | 2771.281 | 8100605 | no | no |  |  | no |  |  | 1384900.676 | 15296300.209 |  | -1
node_1384914_125_15296196_071 |  |  | PQ | ABCN | 2771.281 | 8100605 | no | no |  |  | no |  |  | 1384914.125 | 15296196.071 |  | -1
node_1384935_404_15295040_473 |  |  | PQ | AN | 2771.281 | 8100605 | no | no |  |  | no |  |  | 1384935.404 | 15295040.473 |  | -1
node_1384938_568_15297415_807 |  |  | PQ | ABCN | 2771.281 | 8100605 | no | no |  |  | no |  |  | 1384938.568 | 15297415.807 |  | -1
node_1384947_305_15297408_728 |  |  | PQ | ABCN | 2771.281 | 8100605 | no | no |  |  | no |  |  | 1384947.305 | 15297408.728 |  | -1
node_1384993_052_15295716_86 |  |  | PQ | ABCN | 2771.281 | 8100605 | no | no |  |  | no |  |  | 1384993.052 | 15295716.86 |  | -1
node_1385002_163_15295955_207 |  |  | PQ | ABCN | 2771.281 | 8100605 | no | no |  |  | no |  |  | 1385002.163 | 15295955.207 |  | -1
node_1385025_876_15295249_2 |  |  | PQ | AN | 2771.281 | 8100605 | no | no |  |  | no |  |  | 1385025.876 | 15295249.2 |  | -1
node_1385045_679_15296280_146 |  |  | PQ | ABCN | 2771.281 | 8100605 | no | no |  |  | no |  |  | 1385045.679 | 15296280.146 |  | -1
node_1385050_32_15298076_063 |  |  | PQ | AN | 2771.281 | 8100605 | no | no |  |  | no |  |  | 1385050.32 | 15298076.063 |  | -1
node_1385057_78_15296259_159 |  |  | PQ | ABCN | 2771.281 | 8100605 | no | no |  |  | no |  |  | 1385057.78 | 15296259.159 |  | -1
node_1385073_534_15296243_128 |  |  | PQ | ABCN | 2771.281 | 8100605 | no | no |  |  | no |  |  | 1385073.534 | 15296243.128 |  | -1
node_1385197_974_15296495_83 |  |  | PQ | ABCN | 2771.281 | 8100605 | no | no |  |  | no |  |  | 1385197.974 | 15296495.83 |  | -1
node_1385205_397_15296520_587 |  |  | PQ | ABCN | 2771.281 | 8100605 | no | no |  |  | no |  |  | 1385205.397 | 15296520.587 |  | -1
node_1385283_321_15295588_756 |  |  | PQ | ABCN | 2771.281 | 8100605 | no | no |  |  | no |  |  | 1385283.321 | 15295588.756 |  | -1
node_1385292_629_15295764_292 |  |  | PQ | ABCN | 2771.281 | 8100605 | no | no |  |  | no |  |  | 1385292.629 | 15295764.292 |  | -1
node_1385410_036_15296066_356 |  |  | PQ | ABCN | 2771.281 | 8100605 | no | no |  |  | no |  |  | 1385410.036 | 15296066.356 |  | -1
node_1385468_82_15296614_219 |  |  | PQ | ABCD | 2771.281 | 8100605 | no | no |  |  | no |  |  | 1385468.82 | 15296614.219 |  | -1
node_1385509_36_15295410_5 |  |  | PQ | AN | 2771.281 | 8100605 | no | no |  |  | no |  |  | 1385509.36 | 15295410.5 |  | -1
node_1385559_242_15295958_974 |  |  | PQ | ABCN | 2771.281 | 8100605 | no | no |  |  | no |  |  | 1385559.242 | 15295958.974 |  | -1
node_1385562_288_15295948_251 |  |  | PQ | ABCN | 2771.281 | 8100605 | no | no |  |  | no |  |  | 1385562.288 | 15295948.251 |  | -1
node_1385593_921_15296073_768 |  |  | PQ | ABCN | 2771.281 | 8100605 | no | no |  |  | no |  |  | 1385593.921 | 15296073.768 |  | -1
node_1385602_499_15295344_211 |  |  | PQ | AN | 2771.281 | 8100605 | no | no |  |  | no |  |  | 1385602.499 | 15295344.211 |  | -1
node_1385603_183_15296050_305 |  |  | PQ | ABCN | 2771.281 | 8100605 | no | no |  |  | no |  |  | 1385603.183 | 15296050.305 |  | -1
node_1385607_59_15296024_383 |  |  | PQ | ABCN | 2771.281 | 8100605 | no | no |  |  | no |  |  | 1385607.59 | 15296024.383 |  | -1
node_1385647_068_15296479_92 |  |  | PQ | ABCN | 2771.281 | 8100605 | no | no |  |  | no |  |  | 1385647.068 | 15296479.92 |  | -1
node_1385657_551_15296490_974 |  |  | PQ | ABCN | 2771.281 | 8100605 | no | no |  |  | no |  |  | 1385657.551 | 15296490.974 |  | -1
node_1385662_411_15296508_58 |  |  | PQ | ABCN | 2771.281 | 8100605 | no | no |  |  | no |  |  | 1385662.411 | 15296508.58 |  | -1
node_1385791_008_15295779_465 |  |  | PQ | ABCN | 2771.281 | 8100605 | no | no |  |  | no |  |  | 1385791.008 | 15295779.465 |  | -1
node_1385907_297_15295613_975 |  |  | PQ | ABCN | 2771.281 | 8100605 | no | no |  |  | no |  |  | 1385907.297 | 15295613.975 |  | -1
node_1385924_77_15295601_54 |  |  | PQ | ABCN | 2771.281 | 8100605 | no | no |  |  | no |  |  | 1385924.77 | 15295601.54 |  | -1
node_1385944_075_15295595_623 |  |  | PQ | ABCN | 2771.281 | 8100605 | no | no |  |  | no |  |  | 1385944.075 | 15295595.623 |  | -1
node_1386191_666_15295513_692 |  |  | PQ | ABCD | 2771.281 | 8100605 | no | no |  |  | no |  |  | 1386191.666 | 15295513.692 |  | -1
node_8100605_200805542 |  |  | PQ | ABCN | 2771.281 | 8100605 | no | no |  |  | no |  |  | 1385032.576 | 15295958.619 |  | -1
node_8100605_200805543 |  |  | PQ | ABCN | 2771.281 | 8100605 | no | no |  |  | no |  |  | 1385264.636 | 15295784.321 |  | -1
node_8100605_200811935 |  |  | PQ | ABCD | 2771.281 | 8100605 | no | no |  |  | no |  |  | 1383408.196 | 15296445.074 |  | -1
node_8100605_200811936 |  |  | PQ | AN | 2771.281 | 8100605 | no | no |  |  | no |  |  | 1383380.092 | 15296390.348 |  | -1
node_8100605_200811937 |  |  | PQ | ABCD | 2771.281 | 8100605 | no | no |  |  | no |  |  | 1383307.133 | 15296392.057 |  | -1
node_8100605_200811939 |  |  | PQ | ABCD | 2771.281 | 8100605 | no | no |  |  | no |  |  | 1383187.808 | 15296342.644 |  | -1
node_8100605_200811940 |  |  | PQ | AN | 2771.281 | 8100605 | no | no |  |  | no |  |  | 1383172.025 | 15296218.208 |  | -1
node_8100605_200811941 |  |  | PQ | ABCD | 2771.281 | 8100605 | no | no |  |  | no |  |  | 1383056.791 | 15296333.535 |  | -1
node_8100605_200811943 |  |  | PQ | ABCD | 2771.281 | 8100605 | no | no |  |  | no |  |  | 1382960.35 | 15296292.649 |  | -1
node_8100605_200811945 |  |  | PQ | ABCD | 2771.281 | 8100605 | no | no |  |  | no |  |  | 1382866.423 | 15296273.857 |  | -1
node_8100605_200811946 |  |  | PQ | ABCN | 2771.281 | 8100605 | no | no |  |  | no |  |  | 1382755.926 | 15296254.158 |  | -1
node_8100605_200811947 |  |  | PQ | AN | 2771.281 | 8100605 | no | no |  |  | no |  |  | 1382740.726 | 15296365.732 |  | -1
node_8100605_200811948 |  |  | PQ | AN | 2771.281 | 8100605 | no | no |  |  | no |  |  | 1382740.825 | 15296491.077 |  | -1
node_8100605_200811949 |  |  | PQ | ABCN | 2771.281 | 8100605 | no | no |  |  | no |  |  | 1384076.134 | 15297020.591 |  | -1
node_8100605_200811953 |  |  | PQ | AN | 2771.281 | 8100605 | no | no |  |  | no |  |  | 1383853.329 | 15296754.502 |  | -1
node_8100605_200811954 |  |  | PQ | ABCD | 2771.281 | 8100605 | no | no |  |  | no |  |  | 1383790.684 | 15296680.389 |  | -1
node_8100605_200811955 |  |  | PQ | ABCN | 2771.281 | 8100605 | no | no |  |  | no |  |  | 1383721.223 | 15296623.442 |  | -1
node_8100605_200811956 |  |  | PQ | ABCN | 2771.281 | 8100605 | no | no |  |  | no |  |  | 1383633.556 | 15296562.64 |  | -1
node_8100605_200811957 |  |  | PQ | ABCD | 2771.281 | 8100605 | no | no |  |  | no |  |  | 1383560.119 | 15296521.402 |  | -1
node_8100605_200811958 |  |  | PQ | ABCN | 2771.281 | 8100605 | no | no |  |  | no |  |  | 1383494.34 | 15296488.922 |  | -1
node_8100605_200811965 |  |  | PQ | ABCD | 2771.281 | 8100605 | no | no |  |  | no |  |  | 1383035.58 | 15296401.474 |  | -1
node_8100605_200811966 |  |  | PQ | ABCD | 2771.281 | 8100605 | no | no |  |  | no |  |  | 1383058.476 | 15296217.694 |  | -1
node_8100605_200811967 |  |  | PQ | ABCD | 2771.281 | 8100605 | no | no |  |  | no |  |  | 1383064.803 | 15296108.174 |  | -1
node_8100605_200811968 |  |  | PQ | ABCD | 2771.281 | 8100605 | no | no |  |  | no |  |  | 1383072.725 | 15296012.703 |  | -1
node_8100605_200811970 |  |  | PQ | ABCN | 2771.281 | 8100605 | no | no |  |  | no |  |  | 1383082.083 | 15295912.152 |  | -1
node_8100605_200811971 |  |  | PQ | ABCD | 2771.281 | 8100605 | no | no |  |  | no |  |  | 1383086.61 | 15295812.741 |  | -1
node_8100605_200811972 |  |  | PQ | ABCD | 2771.281 | 8100605 | no | no |  |  | no |  |  | 1383091.912 | 15295718.232 |  | -1
node_8100605_200811973 |  |  | PQ | ABCN | 2771.281 | 8100605 | no | no |  |  | no |  |  | 1383103.851 | 15295601.63 |  | -1
node_8100605_200811974 |  |  | PQ | ABCD | 2771.281 | 8100605 | no | no |  |  | no |  |  | 1383104.41 | 15295492.639 |  | -1
node_8100605_200811975 |  |  | PQ | ABCD | 2771.281 | 8100605 | no | no |  |  | no |  |  | 1383119.804 | 15295402.064 |  | -1
node_8100605_200811976 |  |  | PQ | ABCN | 2771.281 | 8100605 | no | no |  |  | no |  |  | 1383128.542 | 15295307.779 |  | -1
node_8100605_200811978 |  |  | PQ | ABCD | 2771.281 | 8100605 | no | no |  |  | no |  |  | 1383137.839 | 15295212.199 |  | -1
node_8100605_200811979 |  |  | PQ | ABCD | 2771.281 | 8100605 | no | no |  |  | no |  |  | 1383138.538 | 15295125.15 |  | -1
node_8100605_200811980 |  |  | PQ | AD | 2771.281 | 8100605 | no | no |  |  | no |  |  | 1383150.36 | 15294990.842 |  | -1
node_8100605_200811981 |  |  | PQ | AD | 2771.281 | 8100605 | no | no |  |  | no |  |  | 1383155.282 | 15294889.36 |  | -1
node_8100605_200811982 |  |  | PQ | AD | 2771.281 | 8100605 | no | no |  |  | no |  |  | 1383163.012 | 15294778.784 |  | -1
node_8100605_200811983 |  |  | PQ | AN | 2771.281 | 8100605 | no | no |  |  | no |  |  | 1383175.219 | 15294708.709 |  | -1
node_8100605_200811984 |  |  | PQ | AD | 2771.281 | 8100605 | no | no |  |  | no |  |  | 1383172.392 | 15294616.47 |  | -1
node_8100605_200811985 |  |  | PQ | AD | 2771.281 | 8100605 | no | no |  |  | no |  |  | 1383179.281 | 15294532.527 |  | -1
node_8100605_200811986 |  |  | PQ | AD | 2771.281 | 8100605 | no | no |  |  | no |  |  | 1383188.088 | 15294452.865 |  | -1
node_8100605_200811987 |  |  | PQ | AD | 2771.281 | 8100605 | no | no |  |  | no |  |  | 1383000.271 | 15296919.783 |  | -1
node_8100605_200811988 |  |  | PQ | AD | 2771.281 | 8100605 | no | no |  |  | no |  |  | 1383009.658 | 15296835.474 |  | -1
node_8100605_200811989 |  |  | PQ | AD | 2771.281 | 8100605 | no | no |  |  | no |  |  | 1383018.552 | 15296731.91 |  | -1
node_8100605_200811990 |  |  | PQ | AN | 2771.281 | 8100605 | no | no |  |  | no |  |  | 1383009.764 | 15296662.621 |  | -1
node_8100605_200811991 |  |  | PQ | ABCD | 2771.281 | 8100605 | no | no |  |  | no |  |  | 1383389.156 | 15296559.645 |  | -1
node_8100605_200811992 |  |  | PQ | ABCD | 2771.281 | 8100605 | no | no |  |  | no |  |  | 1383390.392 | 15296502.403 |  | -1
node_8100605_200811993 |  |  | PQ | ABCN | 2771.281 | 8100605 | no | no |  |  | no |  |  | 1383393.998 | 15296469.876 |  | -1
node_8100605_200811994 |  |  | PQ | ABCD | 2771.281 | 8100605 | no | no |  |  | no |  |  | 1383356.155 | 15296960.858 |  | -1
node_8100605_200811996 |  |  | PQ | ABCD | 2771.281 | 8100605 | no | no |  |  | no |  |  | 1383367.416 | 15296861.207 |  | -1
node_8100605_200811997 |  |  | PQ | ABCN | 2771.281 | 8100605 | no | no |  |  | no |  |  | 1383379.362 | 15296752.022 |  | -1
node_8100605_200811998 |  |  | PQ | ABCD | 2771.281 | 8100605 | no | no |  |  | no |  |  | 1383381.125 | 15296658.948 |  | -1
node_8100605_200811999 |  |  | PQ | AD | 2771.281 | 8100605 | no | no |  |  | no |  |  | 1382742.42 | 15296181.86 |  | -1
node_8100605_200812000 |  |  | PQ | AD | 2771.281 | 8100605 | no | no |  |  | no |  |  | 1382747.667 | 15296087.755 |  | -1
node_8100605_200812001 |  |  | PQ | AN | 2771.281 | 8100605 | no | no |  |  | no |  |  | 1382755.358 | 15295990.488 |  | -1
node_8100605_200812002 |  |  | PQ | AD | 2771.281 | 8100605 | no | no |  |  | no |  |  | 1382752.908 | 15295910.842 |  | -1
node_8100605_200812003 |  |  | PQ | AD | 2771.281 | 8100605 | no | no |  |  | no |  |  | 1382750.771 | 15295816.292 |  | -1
node_8100605_200812004 |  |  | PQ | AD | 2771.281 | 8100605 | no | no |  |  | no |  |  | 1382753.75 | 15295701.71 |  | -1
node_8100605_200812005 |  |  | PQ | AD | 2771.281 | 8100605 | no | no |  |  | no |  |  | 1382762.76 | 15295598.402 |  | -1
node_8100605_200812006 |  |  | PQ | AN | 2771.281 | 8100605 | no | no |  |  | no |  |  | 1382758.46 | 15295497.034 |  | -1
node_8100605_200812077 |  |  | PQ | ABCD | 2771.281 | 8100605 | no | no |  |  | no |  |  | 1384028.644 | 15298587.221 |  | -1
node_8100605_200812078 |  |  | PQ | ABCD | 2771.281 | 8100605 | no | no |  |  | no |  |  | 1384035.634 | 15298464.75 |  | -1
node_8100605_200812079 |  |  | PQ | ABCD | 2771.281 | 8100605 | no | no |  |  | no |  |  | 1384037.283 | 15298341.584 |  | -1
node_8100605_200812081 |  |  | PQ | ABCD | 2771.281 | 8100605 | no | no |  |  | no |  |  | 1384103.421 | 15298194.903 |  | -1
node_8100605_200812086 |  |  | PQ | ABCD | 2771.281 | 8100605 | no | no |  |  | no |  |  | 1384209.424 | 15298136.974 |  | -1
node_8100605_200812087 |  |  | PQ | ABCD | 2771.281 | 8100605 | no | no |  |  | no |  |  | 1384351.935 | 15298060.066 |  | -1
node_8100605_200812088 |  |  | PQ | ABCN | 2771.281 | 8100605 | no | no |  |  | no |  |  | 1384503.292 | 15297983.666 |  | -1
node_8100605_200812089 |  |  | PQ | AD | 2771.281 | 8100605 | no | no |  |  | no |  |  | 1384364.468 | 15298085.063 |  | -1
node_8100605_200812090 |  |  | PQ | AD | 2771.281 | 8100605 | no | no |  |  | no |  |  | 1384399.983 | 15298152.257 |  | -1
node_8100605_200812091 |  |  | PQ | AD | 2771.281 | 8100605 | no | no |  |  | no |  |  | 1384435.485 | 15298231.492 |  | -1
node_8100605_200812092 |  |  | PQ | AN | 2771.281 | 8100605 | no | no |  |  | no |  |  | 1384500.33 | 15298318.623 |  | -1
node_8100605_200812138 |  |  | PQ | ABCN | 2771.281 | 8100605 | no | no |  |  | no |  |  | 1384954.899 | 15297452.072 |  | -1
node_8100605_200812181 |  |  | PQ | ABCN | 2771.281 | 8100605 | no | no |  |  | no |  |  | 1384504.773 | 15296934.604 |  | -1
node_8100605_200812184 |  |  | PQ | ABCD | 2771.281 | 8100605 | no | no |  |  | no |  |  | 1384618.082 | 15297118.265 |  | -1
node_8100605_200812186 |  |  | PQ | ABCD | 2771.281 | 8100605 | no | no |  |  | no |  |  | 1384734.022 | 15297298.324 |  | -1
node_8100605_200812187 |  |  | PQ | ABCD | 2771.281 | 8100605 | no | no |  |  | no |  |  | 1384667.671 | 15297323.522 |  | -1
node_8100605_200812188 |  |  | PQ | ABCN | 2771.281 | 8100605 | no | no |  |  | no |  |  | 1384442.612 | 15297414.497 |  | -1
node_8100605_200812189 |  |  | PQ | ABCD | 2771.281 | 8100605 | no | no |  |  | no |  |  | 1384276.524 | 15297469.869 |  | -1
node_8100605_200812190 |  |  | PQ | ABCN | 2771.281 | 8100605 | no | no |  |  | no |  |  | 1384042.292 | 15297533.394 |  | -1
node_8100605_200812192 |  |  | PQ | ABCD | 2771.281 | 8100605 | no | no |  |  | no |  |  | 1384864.667 | 15297510.566 |  | -1
node_8100605_200812196 |  |  | PQ | AD | 2771.281 | 8100605 | no | no |  |  | no |  |  | 1384936.203 | 15297780.115 |  | -1
node_8100605_200812197 |  |  | PQ | AD | 2771.281 | 8100605 | no | no |  |  | no |  |  | 1384967.913 | 15297885.23 |  | -1
node_8100605_200812199 |  |  | PQ | AD | 2771.281 | 8100605 | no | no |  |  | no |  |  | 1384990.622 | 15297983.69 |  | -1
node_8100605_200812200 |  |  | PQ | AN | 2771.281 | 8100605 | no | no |  |  | no |  |  | 1385015.001 | 15298089.335 |  | -1
node_8100605_200814245 |  |  | PQ | AD | 2771.281 | 8100605 | no | no |  |  | no |  |  | 1385301.92 | 15295563.793 |  | -1
node_8100605_200814246 |  |  | PQ | AD | 2771.281 | 8100605 | no | no |  |  | no |  |  | 1385201.993 | 15295428.719 |  | -1
node_8100605_200814247 |  |  | PQ | AD | 2771.281 | 8100605 | no | no |  |  | no |  |  | 1385119.943 | 15295317.03 |  | -1
node_8100605_200814248 |  |  | PQ | AN | 2771.281 | 8100605 | no | no |  |  | no |  |  | 1385054.94 | 15295232.113 |  | -1
node_8100605_200814249 |  |  | PQ | AD | 2771.281 | 8100605 | no | no |  |  | no |  |  | 1384992.291 | 15295150.332 |  | -1
node_8100605_200814250 |  |  | PQ | ABCD | 2771.281 | 8100605 | no | no |  |  | no |  |  | 1385075.533 | 15296465.756 |  | -1
node_8100605_200814252 |  |  | PQ | ABCN | 2771.281 | 8100605 | no | no |  |  | no |  |  | 1385135.209 | 15296552.626 |  | -1
node_8100605_200814254 |  |  | PQ | ABCD | 2771.281 | 8100605 | no | no |  |  | no |  |  | 1385191.777 | 15296629.174 |  | -1
node_8100605_200814255 |  |  | PQ | ABCD | 2771.281 | 8100605 | no | no |  |  | no |  |  | 1385005.293 | 15296366.861 |  | -1
node_8100605_200814256 |  |  | PQ | ABCD | 2771.281 | 8100605 | no | no |  |  | no |  |  | 1384939.413 | 15296310.333 |  | -1
node_8100605_200814257 |  |  | PQ | ABCD | 2771.281 | 8100605 | no | no |  |  | no |  |  | 1384638.273 | 15295456.855 |  | -1
node_8100605_200814258 |  |  | PQ | ABCD | 2771.281 | 8100605 | no | no |  |  | no |  |  | 1384650.105 | 15295342.663 |  | -1
node_8100605_200814259 |  |  | PQ | AD | 2771.281 | 8100605 | no | no |  |  | no |  |  | 1384567.343 | 15295227.126 |  | -1
node_8100605_200814260 |  |  | PQ | AD | 2771.281 | 8100605 | no | no |  |  | no |  |  | 1384568.923 | 15295145.582 |  | -1
node_8100605_200814261 |  |  | PQ | AD | 2771.281 | 8100605 | no | no |  |  | no |  |  | 1384578.154 | 15295054.326 |  | -1
node_8100605_200814262 |  |  | PQ | AD | 2771.281 | 8100605 | no | no |  |  | no |  |  | 1384588.856 | 15294961.812 |  | -1
node_8100605_200814263 |  |  | PQ | AN | 2771.281 | 8100605 | no | no |  |  | no |  |  | 1384592.489 | 15294869.873 |  | -1
node_8100605_200814268 |  |  | PQ | ABCN | 2771.281 | 8100605 | no | no |  |  | no |  |  | 1384883.514 | 15296205.308 |  | -1
node_8100605_200814269 |  |  | PQ | ABCN | 2771.281 | 8100605 | no | no |  |  | no |  |  | 1384884.544 | 15296281.076 |  | -1
node_8100605_200814292 |  |  | PQ | ABCD | 2771.281 | 8100605 | no | no |  |  | no |  |  | 1384725.295 | 15295997.685 |  | -1
node_8100605_200814302 |  |  | PQ | ABCD | 2771.281 | 8100605 | no | no |  |  | no |  |  | 1384665.242 | 15295916.564 |  | -1
node_8100605_200814303 |  |  | PQ | ABCD | 2771.281 | 8100605 | no | no |  |  | no |  |  | 1384609.334 | 15295835.136 |  | -1
node_8100605_200814305 |  |  | PQ | ABCD | 2771.281 | 8100605 | no | no |  |  | no |  |  | 1384628.264 | 15295778.596 |  | -1
node_8100605_200814306 |  |  | PQ | ABCD | 2771.281 | 8100605 | no | no |  |  | no |  |  | 1384623.645 | 15295649.063 |  | -1
node_8100605_200814307 |  |  | PQ | ABCN | 2771.281 | 8100605 | no | no |  |  | no |  |  | 1384637.431 | 15295570.331 |  | -1
node_8100605_200814327 |  |  | PQ | AD | 2771.281 | 8100605 | no | no |  |  | no |  |  | 1383677.289 | 15295731.681 |  | -1
node_8100605_200814328 |  |  | PQ | AN | 2771.281 | 8100605 | no | no |  |  | no |  |  | 1383679.708 | 15295652.476 |  | -1
node_8100605_200814330 |  |  | PQ | AD | 2771.281 | 8100605 | no | no |  |  | no |  |  | 1383687.185 | 15295539.962 |  | -1
node_8100605_200814331 |  |  | PQ | AD | 2771.281 | 8100605 | no | no |  |  | no |  |  | 1383692.06 | 15295477.044 |  | -1
node_8100605_200814332 |  |  | PQ | AD | 2771.281 | 8100605 | no | no |  |  | no |  |  | 1383697.629 | 15295401.984 |  | -1
node_8100605_200814333 |  |  | PQ | AN | 2771.281 | 8100605 | no | no |  |  | no |  |  | 1383699.059 | 15295347.951 |  | -1
node_8100605_200814334 |  |  | PQ | AD | 2771.281 | 8100605 | no | no |  |  | no |  |  | 1383706.9 | 15295261.083 |  | -1
node_8100605_200814335 |  |  | PQ | AD | 2771.281 | 8100605 | no | no |  |  | no |  |  | 1383712.1 | 15295172.559 |  | -1
node_8100605_200814336 |  |  | PQ | AD | 2771.281 | 8100605 | no | no |  |  | no |  |  | 1383720.292 | 15295062.777 |  | -1
node_8100605_200814337 |  |  | PQ | AN | 2771.281 | 8100605 | no | no |  |  | no |  |  | 1383727.33 | 15294975.067 |  | -1
node_8100605_200814384 |  |  | PQ | ABCN | 2771.281 | 8100605 | no | no |  |  | no |  |  | 1383655.551 | 15296050.265 |  | -1
node_8100605_200814385 |  |  | PQ | AD | 2771.281 | 8100605 | no | no |  |  | no |  |  | 1383659.358 | 15295998.984 |  | -1
node_8100605_200814387 |  |  | PQ | AD | 2771.281 | 8100605 | no | no |  |  | no |  |  | 1383671.222 | 15295792.298 |  | -1
node_8100605_200814419 |  |  | PQ | AN | 2771.281 | 8100605 | no | no |  |  | no |  |  | 1384296.528 | 15295528.188 |  | -1
node_8100605_200814420 |  |  | PQ | AD | 2771.281 | 8100605 | no | no |  |  | no |  |  | 1384310.018 | 15295433.834 |  | -1
node_8100605_200814421 |  |  | PQ | AD | 2771.281 | 8100605 | no | no |  |  | no |  |  | 1384316.595 | 15295283.84 |  | -1
node_8100605_200814423 |  |  | PQ | AN | 2771.281 | 8100605 | no | no |  |  | no |  |  | 1384332.087 | 15294999.886 |  | -1
node_8100605_200814424 |  |  | PQ | AD | 2771.281 | 8100605 | no | no |  |  | no |  |  | 1384342.98 | 15294887.791 |  | -1
node_8100605_200814426 |  |  | PQ | AN | 2771.281 | 8100605 | no | no |  |  | no |  |  | 1384352.575 | 15294764.187 |  | -1
node_8100605_200814427 |  |  | PQ | AD | 2771.281 | 8100605 | no | no |  |  | no |  |  | 1384363.759 | 15294630.891 |  | -1
node_8100605_200814428 |  |  | PQ | AD | 2771.281 | 8100605 | no | no |  |  | no |  |  | 1384369.274 | 15294530.578 |  | -1
node_8100605_200814429 |  |  | PQ | AD | 2771.281 | 8100605 | no | no |  |  | no |  |  | 1384378.189 | 15294427.44 |  | -1
node_8100605_200814430 |  |  | PQ | AN | 2771.281 | 8100605 | no | no |  |  | no |  |  | 1384386.847 | 15294328.998 |  | -1
node_8100605_200814463 |  |  | PQ | ABCN | 2771.281 | 8100605 | no | no |  |  | no |  |  | 1384252.804 | 15296897.717 |  | -1
node_8100605_200814465 |  |  | PQ | AN | 2771.281 | 8100605 | no | no |  |  | no |  |  | 1383974.042 | 15295807.234 |  | -1
node_8100605_200814466 |  |  | PQ | AD | 2771.281 | 8100605 | no | no |  |  | no |  |  | 1383997.275 | 15295670.947 |  | -1
node_8100605_200814467 |  |  | PQ | AD | 2771.281 | 8100605 | no | no |  |  | no |  |  | 1384002.324 | 15295557.509 |  | -1
node_8100605_200814468 |  |  | PQ | AD | 2771.281 | 8100605 | no | no |  |  | no |  |  | 1384009.537 | 15295462.669 |  | -1
node_8100605_200814469 |  |  | PQ | AD | 2771.281 | 8100605 | no | no |  |  | no |  |  | 1384007.516 | 15295363.278 |  | -1
node_8100605_200814475 |  |  | PQ | ABCD | 2771.281 | 8100605 | no | no |  |  | no |  |  | 1384129.026 | 15296730.114 |  | -1
node_8100605_200814483 |  |  | PQ | ABCD | 2771.281 | 8100605 | no | no |  |  | no |  |  | 1384026.642 | 15296552.148 |  | -1
node_8100605_200814532 |  |  | PQ | AN | 2771.281 | 8100605 | no | no |  |  | no |  |  | 1385599.173 | 15295318.173 |  | -1
node_8100605_200814533 |  |  | PQ | AN | 2771.281 | 8100605 | no | no |  |  | no |  |  | 1385491.801 | 15295384.47 |  | -1
node_8100605_200814535 |  |  | PQ | AD | 2771.281 | 8100605 | no | no |  |  | no |  |  | 1385391.962 | 15295462.056 |  | -1
node_8100605_200814536 |  |  | PQ | ABCN | 2771.281 | 8100605 | no | no |  |  | no |  |  | 1385275.149 | 15295552.068 |  | -1
node_8100605_200814538 |  |  | PQ | ABCD | 2771.281 | 8100605 | no | no |  |  | no |  |  | 1385193.088 | 15295594.909 |  | -1
node_8100605_200814539 |  |  | PQ | ABCD | 2771.281 | 8100605 | no | no |  |  | no |  |  | 1385088.792 | 15295670.686 |  | -1
node_8100605_200814541 |  |  | PQ | ABCN | 2771.281 | 8100605 | no | no |  |  | no |  |  | 1385019.681 | 15295742.433 |  | -1
node_8100605_200814542 |  |  | PQ | ABCD | 2771.281 | 8100605 | no | no |  |  | no |  |  | 1384925.762 | 15295821.068 |  | -1
node_8100605_200814545 |  |  | PQ | ABCD | 2771.281 | 8100605 | no | no |  |  | no |  |  | 1384831.969 | 15295888.546 |  | -1
node_8100605_200814546 |  |  | PQ | ABCN | 2771.281 | 8100605 | no | no |  |  | no |  |  | 1384725.157 | 15295967.69 |  | -1
node_8100605_200814548 |  |  | PQ | ABCD | 2771.281 | 8100605 | no | no |  |  | no |  |  | 1384587.772 | 15296052.047 |  | -1
node_8100605_200814549 |  |  | PQ | ABCD | 2771.281 | 8100605 | no | no |  |  | no |  |  | 1384518.747 | 15296118.716 |  | -1
node_8100605_200814551 |  |  | PQ | ABCN | 2771.281 | 8100605 | no | no |  |  | no |  |  | 1384411.753 | 15296203.572 |  | -1
node_8100605_200814552 |  |  | PQ | ABCD | 2771.281 | 8100605 | no | no |  |  | no |  |  | 1384348.798 | 15296246.668 |  | -1
node_8100605_200814553 |  |  | PQ | ABCD | 2771.281 | 8100605 | no | no |  |  | no |  |  | 1384251.663 | 15296305.846 |  | -1
node_8100605_200814555 |  |  | PQ | ABCD | 2771.281 | 8100605 | no | no |  |  | no |  |  | 1384177.312 | 15296379.344 |  | -1
node_8100605_200814556 |  |  | PQ | ABCD | 2771.281 | 8100605 | no | no |  |  | no |  |  | 1384104.242 | 15296438.289 |  | -1
node_8100605_200814557 |  |  | PQ | ABCD | 2771.281 | 8100605 | no | no |  |  | no |  |  | 1384028.893 | 15296490.24 |  | -1
node_8100605_200814559 |  |  | PQ | ABCD | 2771.281 | 8100605 | no | no |  |  | no |  |  | 1383983.054 | 15296531.926 |  | -1
node_8100605_200814562 |  |  | PQ | ABCN | 2771.281 | 8100605 | no | no |  |  | no |  |  | 1383918.147 | 15296572.906 |  | -1
node_8100605_200814564 |  |  | PQ | ABCD | 2771.281 | 8100605 | no | no |  |  | no |  |  | 1383848.429 | 15296624.908 |  | -1
node_8100605_200814650 |  |  | PQ | AN | 2771.281 | 8100605 | no | no |  |  | no |  |  | 1384934.354 | 15295075.541 |  | -1
node_8100605_200814651 |  |  | PQ | AD | 2771.281 | 8100605 | no | no |  |  | no |  |  | 1384845.365 | 15295133.868 |  | -1
node_8100605_200814652 |  |  | PQ | AD | 2771.281 | 8100605 | no | no |  |  | no |  |  | 1384762.128 | 15295204.528 |  | -1
node_8100605_200814653 |  |  | PQ | AN | 2771.281 | 8100605 | no | no |  |  | no |  |  | 1384668.228 | 15295262.781 |  | -1
node_8100605_200814654 |  |  | PQ | AD | 2771.281 | 8100605 | no | no |  |  | no |  |  | 1384574.593 | 15295256.753 |  | -1
node_8100605_200814655 |  |  | PQ | AD | 2771.281 | 8100605 | no | no |  |  | no |  |  | 1384425.359 | 15295244.417 |  | -1
node_8100605_200814658 |  |  | PQ | AD | 2771.281 | 8100605 | no | no |  |  | no |  |  | 1384326.015 | 15295239.07 |  | -1
node_8100605_200814659 |  |  | PQ | AN | 2771.281 | 8100605 | no | no |  |  | no |  |  | 1384227.706 | 15295230.518 |  | -1
node_8100605_200814660 |  |  | PQ | AD | 2771.281 | 8100605 | no | no |  |  | no |  |  | 1384104.652 | 15295218.491 |  | -1
node_8100605_200814661 |  |  | PQ | AD | 2771.281 | 8100605 | no | no |  |  | no |  |  | 1384038.42 | 15295220.454 |  | -1
node_8100605_200814730 |  |  | PQ | ABCN | 2771.281 | 8100605 | no | no |  |  | no |  |  | 1385606.742 | 15296520.941 |  | -1
node_8100605_200814731 |  |  | PQ | ABCD | 2771.281 | 8100605 | no | no |  |  | no |  |  | 1385483.135 | 15296603.918 |  | -1
node_8100605_200814732 |  |  | PQ | ABCD | 2771.281 | 8100605 | no | no |  |  | no |  |  | 1385386.691 | 15296673.932 |  | -1
node_8100605_200814733 |  |  | PQ | ABCD | 2771.281 | 8100605 | no | no |  |  | no |  |  | 1385286.038 | 15296746.345 |  | -1
node_8100605_200814739 |  |  | PQ | ABCD | 2771.281 | 8100605 | no | no |  |  | no |  |  | 1384088.496 | 15297117.167 |  | -1
node_8100605_200814740 |  |  | PQ | ABCN | 2771.281 | 8100605 | no | no |  |  | no |  |  | 1384134.593 | 15297225.598 |  | -1
node_8100605_200814742 |  |  | PQ | ABCN | 2771.281 | 8100605 | no | no |  |  | no |  |  | 1384199.46 | 15297273.202 |  | -1
node_8100605_200814743 |  |  | PQ | ABCD | 2771.281 | 8100605 | no | no |  |  | no |  |  | 1384297.163 | 15297205.512 |  | -1
node_8100605_200814744 |  |  | PQ | ABCN | 2771.281 | 8100605 | no | no |  |  | no |  |  | 1384331.259 | 15297283.998 |  | -1
node_8100605_200814746 |  |  | PQ | ABCN | 2771.281 | 8100605 | no | no |  |  | no |  |  | 1384369.24 | 15297164.504 |  | -1
node_8100605_200814753 |  |  | PQ | ABCD | 2771.281 | 8100605 | no | no |  |  | no |  |  | 1384510.719 | 15296742.586 |  | -1
node_8100605_200814754 |  |  | PQ | ABCD | 2771.281 | 8100605 | no | no |  |  | no |  |  | 1384463.65 | 15296669.845 |  | -1
node_8100605_200814755 |  |  | PQ | ABCN | 2771.281 | 8100605 | no | no |  |  | no |  |  | 1384403.627 | 15296569.41 |  | -1
node_8100605_200814756 |  |  | PQ | ABCD | 2771.281 | 8100605 | no | no |  |  | no |  |  | 1384350.419 | 15296484.133 |  | -1
node_8100605_200814757 |  |  | PQ | ABCD | 2771.281 | 8100605 | no | no |  |  | no |  |  | 1384272.807 | 15296360.237 |  | -1
node_8100605_200814758 |  |  | PQ | ABCN | 2771.281 | 8100605 | no | no |  |  | no |  |  | 1383354.682 | 15296023.882 |  | -1
node_8100605_200814761 |  |  | PQ | ABCD | 2771.281 | 8100605 | no | no |  |  | no |  |  | 1383609.927 | 15296054.187 |  | -1
node_8100605_200814762 |  |  | PQ | ABCD | 2771.281 | 8100605 | no | no |  |  | no |  |  | 1383471.213 | 15296046.48 |  | -1
node_8100605_200814763 |  |  | PQ | ABCD | 2771.281 | 8100605 | no | no |  |  | no |  |  | 1383362.332 | 15296031.729 |  | -1
node_8100605_200814764 |  |  | PQ | ABCD | 2771.281 | 8100605 | no | no |  |  | no |  |  | 1383274.529 | 15296026.959 |  | -1
node_8100605_200814765 |  |  | PQ | ABCD | 2771.281 | 8100605 | no | no |  |  | no |  |  | 1383172.999 | 15296011.529 |  | -1
node_8100605_200814766 |  |  | PQ | ABCD | 2771.281 | 8100605 | no | no |  |  | no |  |  | 1383110.48 | 15296024.852 |  | -1
node_8100605_200814780 |  |  | PQ | AN | 2771.281 | 8100605 | no | no |  |  | no |  |  | 1383413.953 | 15295136.322 |  | -1
node_8100605_200814782 |  |  | PQ | AD | 2771.281 | 8100605 | no | no |  |  | no |  |  | 1383362.803 | 15295130.904 |  | -1
node_8100605_200814783 |  |  | PQ | AD | 2771.281 | 8100605 | no | no |  |  | no |  |  | 1383254.87 | 15295122.608 |  | -1
node_8100605_200815017 |  |  | PQ | ABCD | 2771.281 | 8100605 | no | no |  |  | no |  |  | 1386118.305 | 15295571.882 |  | -1
node_8100605_200815020 |  |  | PQ | ABCN | 2771.281 | 8100605 | no | no |  |  | no |  |  | 1385951.639 | 15295697.182 |  | -1
node_8100605_200815021 |  |  | PQ | ABCD | 2771.281 | 8100605 | no | no |  |  | no |  |  | 1385886.32 | 15295757.318 |  | -1
node_8100605_200815022 |  |  | PQ | ABCN | 2771.281 | 8100605 | no | no |  |  | no |  |  | 1385810.291 | 15295808.072 |  | -1
node_8100605_200815025 |  |  | PQ | ABCD | 2771.281 | 8100605 | no | no |  |  | no |  |  | 1385734.443 | 15295862.053 |  | -1
node_8100605_200815027 |  |  | PQ | ABCN | 2771.281 | 8100605 | no | no |  |  | no |  |  | 1385598.571 | 15295962.82 |  | -1
node_8100605_200815029 |  |  | PQ | ABCN | 2771.281 | 8100605 | no | no |  |  | no |  |  | 1385522.843 | 15296002.189 |  | -1
node_8100605_200815031 |  |  | PQ | ABCN | 2771.281 | 8100605 | no | no |  |  | no |  |  | 1385427.599 | 15296085.264 |  | -1
node_8100605_200815032 |  |  | PQ | ABCD | 2771.281 | 8100605 | no | no |  |  | no |  |  | 1385353.073 | 15296149.941 |  | -1
node_8100605_200815034 |  |  | PQ | ABCN | 2771.281 | 8100605 | no | no |  |  | no |  |  | 1385236.605 | 15296236.023 |  | -1
node_8100605_200815041 |  |  | PQ | ABCN | 2771.281 | 8100605 | no | no |  |  | no |  |  | 1385110.775 | 15296326.774 |  | -1
node_8100605_200815043 |  |  | PQ | ABCD | 2771.281 | 8100605 | no | no |  |  | no |  |  | 1385043.701 | 15296382.998 |  | -1
node_8100605_200815044 |  |  | PQ | ABCD | 2771.281 | 8100605 | no | no |  |  | no |  |  | 1384981.371 | 15296434.918 |  | -1
node_8100605_200815045 |  |  | PQ | ABCD | 2771.281 | 8100605 | no | no |  |  | no |  |  | 1384858.315 | 15296523.225 |  | -1
node_8100605_200815047 |  |  | PQ | ABCN | 2771.281 | 8100605 | no | no |  |  | no |  |  | 1384792.729 | 15296569.104 |  | -1
node_8100605_200815049 |  |  | PQ | ABCD | 2771.281 | 8100605 | no | no |  |  | no |  |  | 1384720.923 | 15296629.228 |  | -1
node_8100605_200815051 |  |  | PQ | ABCD | 2771.281 | 8100605 | no | no |  |  | no |  |  | 1384632.558 | 15296695.6 |  | -1
node_8100605_200815053 |  |  | PQ | ABCD | 2771.281 | 8100605 | no | no |  |  | no |  |  | 1384575.583 | 15296739.635 |  | -1
node_8100605_200815055 |  |  | PQ | ABCD | 2771.281 | 8100605 | no | no |  |  | no |  |  | 1384478.629 | 15296787.654 |  | -1
node_8100605_200815057 |  |  | PQ | ABCD | 2771.281 | 8100605 | no | no |  |  | no |  |  | 1384455.762 | 15296806.795 |  | -1
node_8100605_200815058 |  |  | PQ | ABCN | 2771.281 | 8100605 | no | no |  |  | no |  |  | 1384356.294 | 15296874.682 |  | -1
node_8100605_200815060 |  |  | PQ | ABCD | 2771.281 | 8100605 | no | no |  |  | no |  |  | 1384243.153 | 15296940.114 |  | -1
node_8100605_200815061 |  |  | PQ | ABCD | 2771.281 | 8100605 | no | no |  |  | no |  |  | 1384138.396 | 15297006.735 |  | -1
node_8100605_200815063 |  |  | PQ | ABCD | 2771.281 | 8100605 | no | no |  |  | no |  |  | 1384028.219 | 15297075.649 |  | -1
node_8100605_200815127 |  |  | PQ | AN | 2771.281 | 8100605 | no | no |  |  | no |  |  | 1383491.528 | 15294406.231 |  | -1
node_8100605_200815128 |  |  | PQ | AD | 2771.281 | 8100605 | no | no |  |  | no |  |  | 1383374.99 | 15294400.736 |  | -1
node_8100605_200815129 |  |  | PQ | AD | 2771.281 | 8100605 | no | no |  |  | no |  |  | 1383270.311 | 15294384.633 |  | -1
node_8100605_200815130 |  |  | PQ | AN | 2771.281 | 8100605 | no | no |  |  | no |  |  | 1383164.659 | 15294371.823 |  | -1
node_8100605_200815131 |  |  | PQ | AD | 2771.281 | 8100605 | no | no |  |  | no |  |  | 1383063.999 | 15294369.684 |  | -1
node_8100605_200815132 |  |  | PQ | AD | 2771.281 | 8100605 | no | no |  |  | no |  |  | 1382962.736 | 15294370.279 |  | -1
node_8100605_200815133 |  |  | PQ | AD | 2771.281 | 8100605 | no | no |  |  | no |  |  | 1382895.366 | 15294368.024 |  | -1
node_8100605_200815148 |  |  | PQ | AD | 2771.281 | 8100605 | no | no |  |  | no |  |  | 1383481.11 | 15294375.415 |  | -1
node_8100605_200815149 |  |  | PQ | AD | 2771.281 | 8100605 | no | no |  |  | no |  |  | 1383489.074 | 15294237.178 |  | -1
node_8100605_200815150 |  |  | PQ | AD | 2771.281 | 8100605 | no | no |  |  | no |  |  | 1383496.374 | 15294139.651 |  | -1
node_8100605_200815151 |  |  | PQ | AD | 2771.281 | 8100605 | no | no |  |  | no |  |  | 1383502.855 | 15294037.074 |  | -1
node_8100605_200815152 |  |  | PQ | AN | 2771.281 | 8100605 | no | no |  |  | no |  |  | 1383495.874 | 15293951.766 |  | -1
node_8100605_200832348 |  |  | PQ | ABCD | 2771.281 | 8100605 | no | no |  |  | no |  |  | 1383988.092 | 15299022.406 |  | -1
node_8100605_200832349 |  |  | PQ | ABCD | 2771.281 | 8100605 | no | no |  |  | no |  |  | 1383998.839 | 15299036.232 |  | -1
node_8100605_200832355 |  |  | PQ | ABCN | 2771.281 | 8100605 | no | no |  |  | no |  |  | 1384003.457 | 15298890.119 |  | -1
node_8100605_200832357 |  |  | PQ | ABCD | 2771.281 | 8100605 | no | no |  |  | no |  |  | 1384007.835 | 15298727.301 |  | -1
node_8100605_200857252 |  |  | PQ | ABCD | 2771.281 | 8100605 | no | no |  |  | no |  |  | 1383296.579 | 15297025.007 |  | -1
node_8100605_200857276 |  |  | PQ | ABCD | 2771.281 | 8100605 | no | no |  |  | no |  |  | 1383186.441 | 15297017.614 |  | -1
node_8100605_200857288 |  |  | PQ | ABCN | 2771.281 | 8100605 | no | no |  |  | no |  |  | 1383071.39 | 15297009.149 |  | -1
node_8100605_200857305 |  |  | PQ | ABCD | 2771.281 | 8100605 | no | no |  |  | no |  |  | 1383011.4 | 15296998.718 |  | -1
node_8100605_200857322 |  |  | PQ | ABCD | 2771.281 | 8100605 | no | no |  |  | no |  |  | 1382902.188 | 15296997.123 |  | -1
node_8100605_200857334 |  |  | PQ | ABCD | 2771.281 | 8100605 | no | no |  |  | no |  |  | 1382807.764 | 15296984.535 |  | -1
node_8100605_200857335 |  |  | PQ | ABCD | 2771.281 | 8100605 | no | no |  |  | no |  |  | 1382736.096 | 15296979.56 |  | -1
node_8100605_200857345 |  |  | PQ | ABCD | 2771.281 | 8100605 | no | no |  |  | no |  |  | 1382862.055 | 15297281.24 |  | -1
node_8100605_200857351 |  |  | PQ | ABCN | 2771.281 | 8100605 | no | no |  |  | no |  |  | 1382758.532 | 15297271.367 |  | -1
node_8100605_200857372 |  |  | PQ | ABCN | 2771.281 | 8100605 | no | no |  |  | no |  |  | 1383648.973 | 15297097.937 |  | -1
node_8100605_200857414 |  |  | PQ | ABCN | 2771.281 | 8100605 | no | no |  |  | no |  |  | 1382523.75 | 15296210.01 |  | -1
node_8100605_200857415 |  |  | PQ | ABCD | 2771.281 | 8100605 | no | no |  |  | no |  |  | 1382387.976 | 15296192.224 |  | -1
node_8100605_200857416 |  |  | PQ | ABCD | 2771.281 | 8100605 | no | no |  |  | no |  |  | 1382303.422 | 15296175.213 |  | -1
node_8100605_200857417 |  |  | PQ | ABCN | 2771.281 | 8100605 | no | no |  |  | no |  |  | 1382195.976 | 15296156.925 |  | -1
node_8100605_200857418 |  |  | PQ | ABCD | 2771.281 | 8100605 | no | no |  |  | no |  |  | 1382132.411 | 15296168.376 |  | -1
node_8100605_200857419 |  |  | PQ | ABCD | 2771.281 | 8100605 | no | no |  |  | no |  |  | 1382146.485 | 15296147.865 |  | -1
node_8100605_200857606 |  |  | PQ | ABCN | 2771.281 | 8100605 | no | no |  |  | no |  |  | 1382136.32 | 15295839.342 |  | -1
node_8100605_200857644 |  |  | PQ | ABCD | 2771.281 | 8100605 | no | no |  |  | no |  |  | 1382134.743 | 15296041.802 |  | -1
node_8100605_200857645 |  |  | PQ | ABCD | 2771.281 | 8100605 | no | no |  |  | no |  |  | 1382140.378 | 15295945.313 |  | -1
node_8100605_200857654 |  |  | PQ | ABCN | 2771.281 | 8100605 | no | no |  |  | no |  |  | 1382972.422 | 15297287.259 |  | -1
node_8100605_200857655 |  |  | PQ | ABCD | 2771.281 | 8100605 | no | no |  |  | no |  |  | 1382992.4 | 15297134.709 |  | -1
node_8100605_200857656 |  |  | PQ | ABCD | 2771.281 | 8100605 | no | no |  |  | no |  |  | 1383406.631 | 15297355.693 |  | -1
node_8100605_200857657 |  |  | PQ | ABCD | 2771.281 | 8100605 | no | no |  |  | no |  |  | 1383384.754 | 15297318.483 |  | -1
node_8100605_200857661 |  |  | PQ | ABCD | 2771.281 | 8100605 | no | no |  |  | no |  |  | 1383345.74 | 15297158.733 |  | -1
node_8100605_200857663 |  |  | PQ | ABCD | 2771.281 | 8100605 | no | no |  |  | no |  |  | 1383355.451 | 15297056.914 |  | -1
node_8100605_200857692 |  |  | PQ | AD | 2771.281 | 8100605 | no | no |  |  | no |  |  | 1382392.197 | 15296072.532 |  | -1
node_8100605_200857693 |  |  | PQ | AD | 2771.281 | 8100605 | no | no |  |  | no |  |  | 1382403.481 | 15295119.749 |  | -1
node_8100605_200857695 |  |  | PQ | AD | 2771.281 | 8100605 | no | no |  |  | no |  |  | 1382403.71 | 15294838.319 |  | -1
node_8100605_200857696 |  |  | PQ | AN | 2771.281 | 8100605 | no | no |  |  | no |  |  | 1382406.968 | 15294733.495 |  | -1
node_8100605_200857699 |  |  | PQ | AN | 2771.281 | 8100605 | no | no |  |  | no |  |  | 1382391.558 | 15295972.521 |  | -1
node_8100605_200857700 |  |  | PQ | AD | 2771.281 | 8100605 | no | no |  |  | no |  |  | 1382390.933 | 15295853.623 |  | -1
node_8100605_200857701 |  |  | PQ | AD | 2771.281 | 8100605 | no | no |  |  | no |  |  | 1382391.834 | 15295759.055 |  | -1
node_8100605_200857702 |  |  | PQ | AN | 2771.281 | 8100605 | no | no |  |  | no |  |  | 1382395.153 | 15295653.494 |  | -1
node_8100605_200857704 |  |  | PQ | AD | 2771.281 | 8100605 | no | no |  |  | no |  |  | 1382392.129 | 15295456.9 |  | -1
node_8100605_200857705 |  |  | PQ | AD | 2771.281 | 8100605 | no | no |  |  | no |  |  | 1382407.775 | 15295341.266 |  | -1
node_8100605_200857706 |  |  | PQ | AD | 2771.281 | 8100605 | no | no |  |  | no |  |  | 1382397.675 | 15295202.8 |  | -1
node_8100605_200859077 |  |  | PQ | AD | 2771.281 | 8100605 | no | no |  |  | no |  |  | 1382499.895 | 15295096.529 |  | -1
node_8100605_200859081 |  |  | PQ | AN | 2771.281 | 8100605 | no | no |  |  | no |  |  | 1382754.025 | 15295099.762 |  | -1
node_8100605_200859082 |  |  | PQ | AD | 2771.281 | 8100605 | no | no |  |  | no |  |  | 1382602.228 | 15295097.592 |  | -1
node_8100605_200859083 |  |  | PQ | ABCN | 2771.281 | 8100605 | no | no |  |  | no |  |  | 1383843.38 | 15297340.139 |  | -1
node_8100605_200859085 |  |  | PQ | ABCD | 2771.281 | 8100605 | no | no |  |  | no |  |  | 1383893.436 | 15297424.833 |  | -1
node_8100605_200859086 |  |  | PQ | ABCN | 2771.281 | 8100605 | no | no |  |  | no |  |  | 1383540.027 | 15297898.926 |  | -1
node_8100605_200859087 |  |  | PQ | ABCD | 2771.281 | 8100605 | no | no |  |  | no |  |  | 1383479.89 | 15297500.154 |  | -1
node_8100605_200859088 |  |  | PQ | ABCN | 2771.281 | 8100605 | no | no |  |  | no |  |  | 1383519.778 | 15297589.699 |  | -1
node_8100605_200859089 |  |  | PQ | ABCN | 2771.281 | 8100605 | no | no |  |  | no |  |  | 1383543.956 | 15297654.442 |  | -1
node_8100605_200859090 |  |  | PQ | ABCN | 2771.281 | 8100605 | no | no |  |  | no |  |  | 1383547.831 | 15297805.995 |  | -1
node_8100605_200859091 |  |  | PQ | ABCD | 2771.281 | 8100605 | no | no |  |  | no |  |  | 1383732.533 | 15297582.747 |  | -1
node_8100605_200859092 |  |  | PQ | ABCN | 2771.281 | 8100605 | no | no |  |  | no |  |  | 1383593.721 | 15297498.61 |  | -1
node_8100605_200859093 |  |  | PQ | ABCN | 2771.281 | 8100605 | no | no |  |  | no |  |  | 1383693.104 | 15297484.189 |  | -1
node_8100605_200859094 |  |  | PQ | ABCD | 2771.281 | 8100605 | no | no |  |  | no |  |  | 1383768.762 | 15297482.147 |  | -1
node_8100605_200859095 |  |  | PQ | ABCD | 2771.281 | 8100605 | no | no |  |  | no |  |  | 1383871.957 | 15297467.154 |  | -1
node_8100605_200859248 |  |  | PQ | AN | 2771.281 | 8100605 | no | no |  |  | no |  |  | 1382798.645 | 15294319.043 |  | -1
node_8100605_200917239 |  |  | PQ | ABCD | 2771.281 | 8100605 | no | no |  |  | no |  |  | 1384039.716 | 15297134.503 |  | -1
node_8100605_200917240 |  |  | PQ | ABCD | 2771.281 | 8100605 | no | no |  |  | no |  |  | 1384780.458 | 15295918.636 |  | -1
node_8100605_200943303 |  |  | PQ | AD | 2771.281 | 8100605 | no | no |  |  | no |  |  | 1384024.291 | 15295256.07 |  | -1
node_8100605_200943326 |  |  | PQ | AD | 2771.281 | 8100605 | no | no |  |  | no |  |  | 1382402.777 | 15294945.955 |  | -1
node_8100605_200951954 |  |  | PQ | ABCD | 2771.281 | 8100605 | no | no |  |  | no |  |  | 1384138.275 | 15296409.635 |  | -1
node_8100605_200953663 |  |  | PQ | ABCD | 2771.281 | 8100605 | no | no |  |  | no |  |  | 1382661.931 | 15296241.603 |  | -1
node_8100605_200953664 |  |  | PQ | AD | 2771.281 | 8100605 | no | no |  |  | no |  |  | 1382389.92 | 15295563.633 |  | -1
node_8100605_200975589 |  |  | PQ | AD | 2771.281 | 8100605 | no | no |  |  | no |  |  | 1384326.203 | 15295126.746 |  | -1
node_8100605_200982839 |  |  | PQ | ABCD | 2771.281 | 8100605 | no | no |  |  | no |  |  | 1383738.096 | 15297209.09 |  | -1
node_8100605_200986671 |  |  | PQ | ABCN | 2771.281 | 8100605 | no | no |  |  | no |  |  | 1383352.409 | 15297253.895 |  | -1
node_8100605_201042050 |  |  | PQ | AN | 2771.281 | 8100605 | no | no |  |  | no |  |  | 1382386.005 | 15295091.551 |  | -1
node_8100605_201067371 |  |  | PQ | AD | 2771.281 | 8100605 | no | no |  |  | no |  |  | 1383666.45 | 15295901.228 |  | -1
node_8100605_310053690 |  |  | PQ | ABCD | 2771.281 | 8100605 | no | no |  |  | no |  |  | 1384959.442 | 15297732.274 |  | -1
node_8100605_310053691 |  |  | PQ | ABCD | 2771.281 | 8100605 | no | no |  |  | no |  |  | 1384741.309 | 15297857.796 |  | -1
node_8100605_310053692 |  |  | PQ | ABCD | 2771.281 | 8100605 | no | no |  |  | no |  |  | 1384862.4 | 15297788.115 |  | -1
node_8100605_310053693 |  |  | PQ | ABCD | 2771.281 | 8100605 | no | no |  |  | no |  |  | 1384629.793 | 15297921.969 |  | -1
node_8100605_310053994 |  |  | PQ | ABCD | 2771.281 | 8100605 | no | no |  |  | no |  |  | 1384575.381 | 15297004.035 |  | -1
node_8100605_310053999 |  |  | PQ | ABCD | 2771.281 | 8100605 | no | no |  |  | no |  |  | 1384692.495 | 15297223.093 |  | -1
node_8100605_310054001 |  |  | PQ | ABCD | 2771.281 | 8100605 | no | no |  |  | no |  |  | 1384826.235 | 15297409.401 |  | -1
node_8100605_310054003 |  |  | PQ | ABCD | 2771.281 | 8100605 | no | no |  |  | no |  |  | 1384909.596 | 15297612.644 |  | -1
node_8100605_311886850 |  |  | PQ | ABCD | 2771.281 | 8100605 | no | no |  |  | no |  |  | 1384029.414 | 15298891.26 |  | -1
node_8100605_311886851 |  |  | PQ | ABCD | 2771.281 | 8100605 | no | no |  |  | no |  |  | 1384025.665 | 15298975.277 |  | -1
node_8100605_311886852 |  |  | PQ | ABCD | 2771.281 | 8100605 | no | no |  |  | no |  |  | 1384035.22 | 15298800.936 |  | -1
node_8100605_311886853 |  |  | PQ | ABCD | 2771.281 | 8100605 | no | no |  |  | no |  |  | 1384057.13 | 15298820.688 |  | -1
node_8100605_311886854 |  |  | PQ | ABCD | 2771.281 | 8100605 | no | no |  |  | no |  |  | 1384107.423 | 15298906.963 |  | -1
node_8100605_311886855 |  |  | PQ | ABCD | 2771.281 | 8100605 | no | no |  |  | no |  |  | 1384168.949 | 15299009.11 |  | -1
node_SOURCE_8100605 |  |  | SWING | ABCN | 2771.281 | 8100605 | no | no |  |  | no |  |  | 1384112.696 | 15299043.718 |  | -1
node_intto1_1386191_666_15295513_692 |  |  | PQ | ABCD | 2771.281 | 8100605 | no | no |  |  | no |  |  | 1386191.666 | 15295513.692 |  | -1
node_intto1_8100605_200805542 |  |  | PQ | ABCN | 2771.281 | 8100605 | no | no |  |  | no |  |  | 1385032.576 | 15295958.619 |  | -1
node_intto1_8100605_200811980 |  |  | PQ | AD | 2771.281 | 8100605 | no | no |  |  | no |  |  | 1383150.36 | 15294990.842 |  | -1
node_intto1_8100605_200814246 |  |  | PQ | AD | 2771.281 | 8100605 | no | no |  |  | no |  |  | 1385201.993 | 15295428.719 |  | -1
node_intto1_8100605_200814252 |  |  | PQ | ABCD | 2771.281 | 8100605 | no | no |  |  | no |  |  | 1385135.209 | 15296552.626 |  | -1
node_intto1_8100605_200814384 |  |  | PQ | ABCD | 2771.281 | 8100605 | no | no |  |  | no |  |  | 1383655.551 | 15296050.265 |  | -1
node_intto1_8100605_200814463 |  |  | PQ | ABCD | 2771.281 | 8100605 | no | no |  |  | no |  |  | 1384252.804 | 15296897.717 |  | -1
node_intto1_8100605_200814483 |  |  | PQ | ABCD | 2771.281 | 8100605 | no | no |  |  | no |  |  | 1384026.642 | 15296552.148 |  | -1
node_intto1_8100605_200814551 |  |  | PQ | ABCD | 2771.281 | 8100605 | no | no |  |  | no |  |  | 1384411.753 | 15296203.572 |  | -1
node_intto1_8100605_200814553 |  |  | PQ | ABCD | 2771.281 | 8100605 | no | no |  |  | no |  |  | 1384251.663 | 15296305.846 |  | -1
node_intto1_8100605_200814556 |  |  | PQ | ABCD | 2771.281 | 8100605 | no | no |  |  | no |  |  | 1384104.242 | 15296438.289 |  | -1
node_intto1_8100605_200814562 |  |  | PQ | ABCD | 2771.281 | 8100605 | no | no |  |  | no |  |  | 1383918.147 | 15296572.906 |  | -1
node_intto1_8100605_200814754 |  |  | PQ | ABCD | 2771.281 | 8100605 | no | no |  |  | no |  |  | 1384463.65 | 15296669.845 |  | -1
node_intto1_8100605_200815051 |  |  | PQ | ABCD | 2771.281 | 8100605 | no | no |  |  | no |  |  | 1384632.558 | 15296695.6 |  | -1
node_intto1_8100605_200857692 |  |  | PQ | AD | 2771.281 | 8100605 | no | no |  |  | no |  |  | 1382392.197 | 15296072.532 |  | -1
node_intto1_8100605_200859086 |  |  | PQ | ABCN | 2771.281 | 8100605 | no | no |  |  | no |  |  | 1383540.027 | 15297898.926 |  | -1
node_intto1_8100605_200917239 |  |  | PQ | ABCD | 2771.281 | 8100605 | no | no |  |  | no |  |  | 1384039.716 | 15297134.503 |  | -1
node_intto1_8100605_200951954 |  |  | PQ | ABCD | 2771.281 | 8100605 | no | no |  |  | no |  |  | 1384138.275 | 15296409.635 |  | -1
node_intto1_8100605_200986671 |  |  | PQ | ABCD | 2771.281 | 8100605 | no | no |  |  | no |  |  | 1383352.409 | 15297253.895 |  | -1
node_intto1_8100605_311886852 |  |  | PQ | ABCD | 2771.281 | 8100605 | no | no |  |  | no |  |  | 1384035.22 | 15298800.936 |  | -1

## overhead_line
data_type | static
owner_type | feeder
owner | 8100605
object | overhead_line
name | groupid | phases | fr | to | length | configuration | dcircuit | selected | monitored | monitored_fields | class_monitored_fields | played | played_fields | comments | R | X | B | lim_kw
oh_line_8100605_200811935 |  | ABCD | node_8100605_200811958 | node_8100605_200811935 | 96.662 | bal_3P_2/0CU | 8100605 | no | no |  |  | no |  |  | 0 | 0 | 0 | 0
oh_line_8100605_200811936 |  | AD | node_8100605_200811935 | node_8100605_200811936 | 61.52 | bal_1P_1/0AC | 8100605 | no | no |  |  | no |  |  | 0 | 0 | 0 | 0
oh_line_8100605_200811937 |  | ABCD | node_8100605_200811935 | node_8100605_200811937 | 114.125 | bal_3P_2CU | 8100605 | no | no |  |  | no |  |  | 0 | 0 | 0 | 0
oh_line_8100605_200811939 |  | ABCD | node_8100605_200811937 | node_8100605_200811939 | 129.151 | bal_3P_2CU | 8100605 | no | no |  |  | no |  |  | 0 | 0 | 0 | 0
oh_line_8100605_200811940 |  | AD | node_8100605_200811939 | node_8100605_200811940 | 125.433 | bal_1P_1/0AC | 8100605 | no | no |  |  | no |  |  | 0 | 0 | 0 | 0
oh_line_8100605_200811941 |  | ABCD | node_8100605_200811939 | node_8100605_200811941 | 131.333 | bal_3P_2CU | 8100605 | no | no |  |  | no |  |  | 0 | 0 | 0 | 0
oh_line_8100605_200811943 |  | ABCD | node_8100605_200811941 | node_8100605_200811943 | 104.75 | bal_3P_2CU | 8100605 | no | no |  |  | no |  |  | 0 | 0 | 0 | 0
oh_line_8100605_200811945 |  | ABCD | node_8100605_200811943 | node_8100605_200811945 | 95.788 | bal_3P_2CU | 8100605 | no | no |  |  | no |  |  | 0 | 0 | 0 | 0
oh_line_8100605_200811946 |  | ABCD | node_8100605_200811945 | node_8100605_200811946 | 112.24 | bal_3P_2CU | 8100605 | no | no |  |  | no |  |  | 0 | 0 | 0 | 0
oh_line_8100605_200811947 |  | AD | node_8100605_200811946 | node_8100605_200811947 | 112.604 | bal_1P_1/0AC | 8100605 | no | no |  |  | no |  |  | 0 | 0 | 0 | 0
oh_line_8100605_200811948 |  | AD | node_8100605_200811947 | node_8100605_200811948 | 125.345 | bal_1P_1/0AC | 8100605 | no | no |  |  | no |  |  | 0 | 0 | 0 | 0
oh_line_8100605_200811949 |  | ABCD | node_8100605_200814739 | node_8100605_200811949 | 97.366 | bal_3P_1/0AC | 8100605 | no | no |  |  | no |  |  | 0 | 0 | 0 | 0
oh_line_8100605_200811953 |  | AD | node_8100605_200811954 | node_8100605_200811953 | 97.042 | bal_1P_1/0AC | 8100605 | no | no |  |  | no |  |  | 0 | 0 | 0 | 0
oh_line_8100605_200811954 |  | ABCD | node_8100605_200814564 | node_8100605_200811954 | 80.079 | bal_3P_2/0CU | 8100605 | no | no |  |  | no |  |  | 0 | 0 | 0 | 0
oh_line_8100605_200811955 |  | ABCD | node_8100605_200811954 | node_8100605_200811955 | 89.82 | bal_3P_2/0CU | 8100605 | no | no |  |  | no |  |  | 0 | 0 | 0 | 0
oh_line_8100605_200811956 |  | ABCD | node_8100605_200811955 | node_8100605_200811956 | 106.688 | bal_3P_2/0CU | 8100605 | no | no |  |  | no |  |  | 0 | 0 | 0 | 0
oh_line_8100605_200811957 |  | ABCD | node_8100605_200811956 | node_8100605_200811957 | 84.224 | bal_3P_2/0CU | 8100605 | no | no |  |  | no |  |  | 0 | 0 | 0 | 0
oh_line_8100605_200811958 |  | ABCD | node_8100605_200811957 | node_8100605_200811958 | 73.361 | bal_3P_2/0CU | 8100605 | no | no |  |  | no |  |  | 0 | 0 | 0 | 0
oh_line_8100605_200811965 |  | ABCD | node_8100605_200811941 | node_8100605_200811965 | 71.173 | bal_3P_4CU | 8100605 | no | no |  |  | no |  |  | 0 | 0 | 0 | 0
oh_line_8100605_200811966 |  | ABCD | node_8100605_200811941 | node_8100605_200811966 | 115.853 | bal_3P_4CU | 8100605 | no | no |  |  | no |  |  | 0 | 0 | 0 | 0
oh_line_8100605_200811967 |  | ABCD | node_8100605_200811966 | node_8100605_200811967 | 109.703 | bal_3P_4CU | 8100605 | no | no |  |  | no |  |  | 0 | 0 | 0 | 0
oh_line_8100605_200811968 |  | ABCD | node_8100605_200811967 | node_8100605_200811968 | 95.799 | bal_3P_4CU | 8100605 | no | no |  |  | no |  |  | 0 | 0 | 0 | 0
oh_line_8100605_200811970 |  | ABCD | node_8100605_200811968 | node_8100605_200811970 | 100.985 | bal_3P_4CU | 8100605 | no | no |  |  | no |  |  | 0 | 0 | 0 | 0
oh_line_8100605_200811971 |  | ABCD | node_8100605_200811970 | node_8100605_200811971 | 99.514 | bal_3P_2CU | 8100605 | no | no |  |  | no |  |  | 0 | 0 | 0 | 0
oh_line_8100605_200811972 |  | ABCD | node_8100605_200811971 | node_8100605_200811972 | 94.658 | bal_3P_2CU | 8100605 | no | no |  |  | no |  |  | 0 | 0 | 0 | 0
oh_line_8100605_200811973 |  | ABCD | node_8100605_200811972 | node_8100605_200811973 | 117.212 | bal_3P_2CU | 8100605 | no | no |  |  | no |  |  | 0 | 0 | 0 | 0
oh_line_8100605_200811974-1 |  | ABCD | node_1383104_383_15295497_884 | node_8100605_200811974 | 5.245 | bal_3P_2CU | 8100605 | no | no |  |  | no |  |  | 0 | 0 | 0 | 0
oh_line_8100605_200811974-2 |  | ABCD | node_8100605_200811973 | node_1383104_383_15295497_884 | 103.747 | bal_3P_2CU | 8100605 | no | no |  |  | no |  |  | 0 | 0 | 0 | 0
oh_line_8100605_200811975 |  | ABCD | node_8100605_200811974 | node_8100605_200811975 | 91.874 | bal_3P_2CU | 8100605 | no | no |  |  | no |  |  | 0 | 0 | 0 | 0
oh_line_8100605_200811976 |  | ABCD | node_8100605_200811975 | node_8100605_200811976 | 94.689 | bal_3P_2CU | 8100605 | no | no |  |  | no |  |  | 0 | 0 | 0 | 0
oh_line_8100605_200811978 |  | ABCD | node_8100605_200811976 | node_8100605_200811978 | 96.031 | bal_3P_2CU | 8100605 | no | no |  |  | no |  |  | 0 | 0 | 0 | 0
oh_line_8100605_200811979 |  | ABCD | node_8100605_200811978 | node_8100605_200811979 | 87.052 | bal_3P_2CU | 8100605 | no | no |  |  | no |  |  | 0 | 0 | 0 | 0
oh_line_8100605_200811980 |  | AD | node_8100605_200811979 | node_intto1_8100605_200811980 | 134.833 | bal_1P_4CU | 8100605 | no | no |  |  | no |  |  | 0 | 0 | 0 | 0
oh_line_8100605_200811981 |  | AD | node_8100605_200811980 | node_8100605_200811981 | 101.602 | bal_1P_4CU | 8100605 | no | no |  |  | no |  |  | 0 | 0 | 0 | 0
oh_line_8100605_200811982 |  | AD | node_8100605_200811981 | node_8100605_200811982 | 110.845 | bal_1P_4CU | 8100605 | no | no |  |  | no |  |  | 0 | 0 | 0 | 0
oh_line_8100605_200811983 |  | AD | node_8100605_200811982 | node_8100605_200811983 | 71.131 | bal_1P_4CU | 8100605 | no | no |  |  | no |  |  | 0 | 0 | 0 | 0
oh_line_8100605_200811984 |  | AD | node_8100605_200811983 | node_8100605_200811984 | 92.282 | bal_1P_4CU | 8100605 | no | no |  |  | no |  |  | 0 | 0 | 0 | 0
oh_line_8100605_200811985 |  | AD | node_8100605_200811984 | node_8100605_200811985 | 84.226 | bal_1P_4CU | 8100605 | no | no |  |  | no |  |  | 0 | 0 | 0 | 0
oh_line_8100605_200811986 |  | AD | node_8100605_200811985 | node_8100605_200811986 | 80.147 | bal_1P_4CU | 8100605 | no | no |  |  | no |  |  | 0 | 0 | 0 | 0
oh_line_8100605_200811987 |  | AD | node_8100605_200857305 | node_8100605_200811987 | 79.716 | bal_1P_1/0AC | 8100605 | no | no |  |  | no |  |  | 0 | 0 | 0 | 0
oh_line_8100605_200811988 |  | AD | node_8100605_200811987 | node_8100605_200811988 | 84.83 | bal_1P_1/0AC | 8100605 | no | no |  |  | no |  |  | 0 | 0 | 0 | 0
oh_line_8100605_200811989 |  | AD | node_8100605_200811988 | node_8100605_200811989 | 103.944 | bal_1P_1/0AC | 8100605 | no | no |  |  | no |  |  | 0 | 0 | 0 | 0
oh_line_8100605_200811990 |  | AD | node_8100605_200811989 | node_8100605_200811990 | 69.845 | bal_1P_1/0AC | 8100605 | no | no |  |  | no |  |  | 0 | 0 | 0 | 0
oh_line_8100605_200811991 |  | ABCD | node_8100605_200811992 | node_8100605_200811991 | 57.255 | bal_3P_2/0CU | 8100605 | no | no |  |  | no |  |  | 0 | 0 | 0 | 0
oh_line_8100605_200811992 |  | ABCD | node_8100605_200811993 | node_8100605_200811992 | 32.726 | bal_3P_2/0CU | 8100605 | no | no |  |  | no |  |  | 0 | 0 | 0 | 0
oh_line_8100605_200811993 |  | ABCD | node_8100605_200811935 | node_8100605_200811993 | 28.579 | bal_3P_2/0CU | 8100605 | no | no |  |  | no |  |  | 0 | 0 | 0 | 0
oh_line_8100605_200811994 |  | ABCD | node_8100605_200811996 | node_8100605_200811994 | 100.285 | bal_3P_2/0CU | 8100605 | no | no |  |  | no |  |  | 0 | 0 | 0 | 0
oh_line_8100605_200811996 |  | ABCD | node_8100605_200811997 | node_8100605_200811996 | 109.836 | bal_3P_2/0CU | 8100605 | no | no |  |  | no |  |  | 0 | 0 | 0 | 0
oh_line_8100605_200811997 |  | ABCD | node_8100605_200811998 | node_8100605_200811997 | 93.09 | bal_3P_2/0CU | 8100605 | no | no |  |  | no |  |  | 0 | 0 | 0 | 0
oh_line_8100605_200811998 |  | ABCD | node_8100605_200811991 | node_8100605_200811998 | 99.628 | bal_3P_2/0CU | 8100605 | no | no |  |  | no |  |  | 0 | 0 | 0 | 0
oh_line_8100605_200811999 |  | AD | node_8100605_200811946 | node_8100605_200811999 | 73.549 | bal_1P_1/0AC | 8100605 | no | no |  |  | no |  |  | 0 | 0 | 0 | 0
oh_line_8100605_200812000 |  | AD | node_8100605_200811999 | node_8100605_200812000 | 94.251 | bal_1P_1/0AC | 8100605 | no | no |  |  | no |  |  | 0 | 0 | 0 | 0
oh_line_8100605_200812001 |  | AD | node_8100605_200812000 | node_8100605_200812001 | 97.571 | bal_1P_1/0AC | 8100605 | no | no |  |  | no |  |  | 0 | 0 | 0 | 0
oh_line_8100605_200812002 |  | AD | node_8100605_200812001 | node_8100605_200812002 | 79.683 | bal_1P_1/0AC | 8100605 | no | no |  |  | no |  |  | 0 | 0 | 0 | 0
oh_line_8100605_200812003 |  | AD | node_8100605_200812002 | node_8100605_200812003 | 94.574 | bal_1P_1/0AC | 8100605 | no | no |  |  | no |  |  | 0 | 0 | 0 | 0
oh_line_8100605_200812004 |  | AD | node_8100605_200812003 | node_8100605_200812004 | 114.62 | bal_1P_1/0AC | 8100605 | no | no |  |  | no |  |  | 0 | 0 | 0 | 0
oh_line_8100605_200812005 |  | AD | node_8100605_200812004 | node_8100605_200812005 | 103.701 | bal_1P_1/0AC | 8100605 | no | no |  |  | no |  |  | 0 | 0 | 0 | 0
oh_line_8100605_200812006 |  | AD | node_8100605_200812005 | node_8100605_200812006 | 101.459 | bal_1P_1/0AC | 8100605 | no | no |  |  | no |  |  | 0 | 0 | 0 | 0
oh_line_8100605_200812077 |  | ABCD | node_8100605_200832357 | node_8100605_200812077 | 141.617 | bal_3P_477AL | 8100605 | no | no |  |  | no |  |  | 0 | 0 | 0 | 0
oh_line_8100605_200812078 |  | ABCD | node_8100605_200812077 | node_8100605_200812078 | 122.671 | bal_3P_477AL | 8100605 | no | no |  |  | no |  |  | 0 | 0 | 0 | 0
oh_line_8100605_200812079 |  | ABCD | node_8100605_200812078 | node_8100605_200812079 | 123.177 | bal_3P_477AL | 8100605 | no | no |  |  | no |  |  | 0 | 0 | 0 | 0
oh_line_8100605_200812081 |  | ABCD | node_8100605_200812079 | node_8100605_200812081 | 160.902 | bal_3P_477AL | 8100605 | no | no |  |  | no |  |  | 0 | 0 | 0 | 0
oh_line_8100605_200812086 |  | ABCD | node_8100605_200812081 | node_8100605_200812086 | 120.799 | bal_3P_477AL | 8100605 | no | no |  |  | no |  |  | 0 | 0 | 0 | 0
oh_line_8100605_200812087 |  | ABCD | node_8100605_200812086 | node_8100605_200812087 | 161.939 | bal_3P_477AL | 8100605 | no | no |  |  | no |  |  | 0 | 0 | 0 | 0
oh_line_8100605_200812088 |  | ABCD | node_8100605_200812087 | node_8100605_200812088 | 169.546 | bal_3P_477AL | 8100605 | no | no |  |  | no |  |  | 0 | 0 | 0 | 0
oh_line_8100605_200812089 |  | AD | node_8100605_200812087 | node_8100605_200812089 | 27.963 | bal_1P_1/0AC | 8100605 | no | no |  |  | no |  |  | 0 | 0 | 0 | 0
oh_line_8100605_200812090 |  | AD | node_8100605_200812089 | node_8100605_200812090 | 76.003 | bal_1P_1/0AC | 8100605 | no | no |  |  | no |  |  | 0 | 0 | 0 | 0
oh_line_8100605_200812091 |  | AD | node_8100605_200812090 | node_8100605_200812091 | 86.825 | bal_1P_1/0AC | 8100605 | no | no |  |  | no |  |  | 0 | 0 | 0 | 0
oh_line_8100605_200812092 |  | AD | node_8100605_200812091 | node_8100605_200812092 | 108.612 | bal_1P_1/0AC | 8100605 | no | no |  |  | no |  |  | 0 | 0 | 0 | 0
oh_line_8100605_200812138 |  | ABCD | node_8100605_200812192 | node_8100605_200812138 | 107.533 | bal_3P_1/0AC | 8100605 | no | no |  |  | no |  |  | 0 | 0 | 0 | 0
oh_line_8100605_200812181 |  | ABCD | node_8100605_310053994 | node_8100605_200812181 | 99.026 | bal_3P_336AL | 8100605 | no | no |  |  | no |  |  | 0 | 0 | 0 | 0
oh_line_8100605_200812184 |  | ABCD | node_8100605_310053999 | node_8100605_200812184 | 128.581 | bal_3P_336AL | 8100605 | no | no |  |  | no |  |  | 0 | 0 | 0 | 0
oh_line_8100605_200812186 |  | ABCD | node_8100605_310054001 | node_8100605_200812186 | 144.365 | bal_3P_336AL | 8100605 | no | no |  |  | no |  |  | 0 | 0 | 0 | 0
oh_line_8100605_200812187 |  | ABCD | node_8100605_200812186 | node_8100605_200812187 | 75.533 | bal_3P_1/0AC | 8100605 | no | no |  |  | no |  |  | 0 | 0 | 0 | 0
oh_line_8100605_200812188 |  | ABCD | node_8100605_200812187 | node_8100605_200812188 | 242.751 | bal_3P_1/0AC | 8100605 | no | no |  |  | no |  |  | 0 | 0 | 0 | 0
oh_line_8100605_200812189 |  | ABCD | node_8100605_200812188 | node_8100605_200812189 | 175.076 | bal_3P_1/0AC | 8100605 | no | no |  |  | no |  |  | 0 | 0 | 0 | 0
oh_line_8100605_200812190 |  | ABCD | node_8100605_200812189 | node_8100605_200812190 | 242.693 | bal_3P_1/0AC | 8100605 | no | no |  |  | no |  |  | 0 | 0 | 0 | 0
oh_line_8100605_200812192 |  | ABCD | node_8100605_310054003 | node_8100605_200812192 | 111.528 | bal_3P_477AL | 8100605 | no | no |  |  | no |  |  | 0 | 0 | 0 | 0
oh_line_8100605_200812196 |  | AD | node_8100605_310053690 | node_8100605_200812196 | 53.231 | bal_1P_1/0AC | 8100605 | no | no |  |  | no |  |  | 0 | 0 | 0 | 0
oh_line_8100605_200812197 |  | AD | node_8100605_200812196 | node_8100605_200812197 | 109.794 | bal_1P_1/0AC | 8100605 | no | no |  |  | no |  |  | 0 | 0 | 0 | 0
oh_line_8100605_200812199 |  | AD | node_8100605_200812197 | node_8100605_200812199 | 101.045 | bal_1P_1/0AC | 8100605 | no | no |  |  | no |  |  | 0 | 0 | 0 | 0
oh_line_8100605_200812200 |  | AD | node_8100605_200812199 | node_8100605_200812200 | 108.421 | bal_1P_1/0AC | 8100605 | no | no |  |  | no |  |  | 0 | 0 | 0 | 0
oh_line_8100605_200814245 |  | AD | node_8100605_200814536 | node_8100605_200814245 | 29.227 | bal_1P_4CU | 8100605 | no | no |  |  | no |  |  | 0 | 0 | 0 | 0
oh_line_8100605_200814246-1 |  | AD | node_8100605_200814245 | node_intto1_8100605_200814246 | 168.019 | bal_1P_4CU | 8100605 | no | no |  |  | no |  |  | 0 | 0 | 0 | 0
oh_line_8100605_200814247 |  | AD | node_8100605_200814246 | node_8100605_200814247 | 138.588 | bal_1P_4CU | 8100605 | no | no |  |  | no |  |  | 0 | 0 | 0 | 0
oh_line_8100605_200814248 |  | AD | node_8100605_200814247 | node_8100605_200814248 | 106.941 | bal_1P_4CU | 8100605 | no | no |  |  | no |  |  | 0 | 0 | 0 | 0
oh_line_8100605_200814249 |  | AD | node_8100605_200814248 | node_8100605_200814249 | 103.019 | bal_1P_4CU | 8100605 | no | no |  |  | no |  |  | 0 | 0 | 0 | 0
oh_line_8100605_200814250 |  | ABCD | node_8100605_200815043 | node_8100605_200814250 | 88.668 | bal_3P_1/0AA | 8100605 | no | no |  |  | no |  |  | 0 | 0 | 0 | 0
oh_line_8100605_200814252 |  | ABCD | node_8100605_200814250 | node_intto1_8100605_200814252 | 105.393 | bal_3P_1/0AA | 8100605 | no | no |  |  | no |  |  | 0 | 0 | 0 | 0
oh_line_8100605_200814254 |  | ABCD | node_8100605_200814252 | node_8100605_200814254 | 95.181 | bal_3P_1/0AA | 8100605 | no | no |  |  | no |  |  | 0 | 0 | 0 | 0
oh_line_8100605_200814255 |  | ABCD | node_8100605_200815043 | node_8100605_200814255 | 41.66 | bal_3P_1/0AC | 8100605 | no | no |  |  | no |  |  | 0 | 0 | 0 | 0
oh_line_8100605_200814256 |  | ABCD | node_8100605_200814255 | node_8100605_200814256 | 86.808 | bal_3P_1/0AC | 8100605 | no | no |  |  | no |  |  | 0 | 0 | 0 | 0
oh_line_8100605_200814257 |  | ABCD | node_8100605_200814307 | node_8100605_200814257 | 113.479 | bal_3P_1/0AC | 8100605 | no | no |  |  | no |  |  | 0 | 0 | 0 | 0
oh_line_8100605_200814258 |  | ABCD | node_8100605_200814257 | node_8100605_200814258 | 114.803 | bal_3P_1/0AC | 8100605 | no | no |  |  | no |  |  | 0 | 0 | 0 | 0
oh_line_8100605_200814259 |  | AD | node_8100605_200814654 | node_8100605_200814259 | 30.501 | bal_1P_4CU | 8100605 | no | no |  |  | no |  |  | 0 | 0 | 0 | 0
oh_line_8100605_200814260 |  | AD | node_8100605_200814259 | node_8100605_200814260 | 81.559 | bal_1P_4CU | 8100605 | no | no |  |  | no |  |  | 0 | 0 | 0 | 0
oh_line_8100605_200814261 |  | AD | node_8100605_200814260 | node_8100605_200814261 | 91.722 | bal_1P_1/0AC | 8100605 | no | no |  |  | no |  |  | 0 | 0 | 0 | 0
oh_line_8100605_200814262 |  | AD | node_8100605_200814261 | node_8100605_200814262 | 93.131 | bal_1P_1/0AC | 8100605 | no | no |  |  | no |  |  | 0 | 0 | 0 | 0
oh_line_8100605_200814263 |  | AD | node_8100605_200814262 | node_8100605_200814263 | 92.011 | bal_1P_1/0AC | 8100605 | no | no |  |  | no |  |  | 0 | 0 | 0 | 0
oh_line_8100605_200814268 |  | ABCD | node_8100605_200814256 | node_8100605_200814268 | 118.974 | bal_3P_1/0AC | 8100605 | no | no |  |  | no |  |  | 0 | 0 | 0 | 0
oh_line_8100605_200814269 |  | ABCD | node_8100605_200814268 | node_8100605_200814269 | 75.775 | bal_3P_1/0AC | 8100605 | no | no |  |  | no |  |  | 0 | 0 | 0 | 0
oh_line_8100605_200814292 |  | ABCD | node_8100605_200917240 | node_8100605_200814292 | 96.405 | bal_3P_1/0AA | 8100605 | no | no |  |  | no |  |  | 0 | 0 | 0 | 0
oh_line_8100605_200814302 |  | ABCD | node_8100605_200917240 | node_8100605_200814302 | 115.235 | bal_3P_1/0AA | 8100605 | no | no |  |  | no |  |  | 0 | 0 | 0 | 0
oh_line_8100605_200814303 |  | ABCD | node_8100605_200814302 | node_8100605_200814303 | 98.773 | bal_3P_1/0AA | 8100605 | no | no |  |  | no |  |  | 0 | 0 | 0 | 0
oh_line_8100605_200814305 |  | ABCD | node_8100605_200814303 | node_8100605_200814305 | 59.625 | bal_3P_1/0AA | 8100605 | no | no |  |  | no |  |  | 0 | 0 | 0 | 0
oh_line_8100605_200814306 |  | ABCD | node_8100605_200814305 | node_8100605_200814306 | 129.615 | bal_3P_1/0AA | 8100605 | no | no |  |  | no |  |  | 0 | 0 | 0 | 0
oh_line_8100605_200814307 |  | ABCD | node_8100605_200814306 | node_8100605_200814307 | 79.93 | bal_3P_1/0AA | 8100605 | no | no |  |  | no |  |  | 0 | 0 | 0 | 0
oh_line_8100605_200814327 |  | AD | node_8100605_200814387 | node_8100605_200814327 | 60.921 | bal_1P_1/0AC | 8100605 | no | no |  |  | no |  |  | 0 | 0 | 0 | 0
oh_line_8100605_200814328 |  | AD | node_8100605_200814327 | node_8100605_200814328 | 79.241 | bal_1P_1/0AC | 8100605 | no | no |  |  | no |  |  | 0 | 0 | 0 | 0
oh_line_8100605_200814330 |  | AD | node_8100605_200814328 | node_8100605_200814330 | 112.762 | bal_1P_1/0AC | 8100605 | no | no |  |  | no |  |  | 0 | 0 | 0 | 0
oh_line_8100605_200814331 |  | AD | node_8100605_200814330 | node_8100605_200814331 | 63.107 | bal_1P_1/0AC | 8100605 | no | no |  |  | no |  |  | 0 | 0 | 0 | 0
oh_line_8100605_200814332 |  | AD | node_8100605_200814331 | node_8100605_200814332 | 75.265 | bal_1P_1/0AC | 8100605 | no | no |  |  | no |  |  | 0 | 0 | 0 | 0
oh_line_8100605_200814333 |  | AD | node_8100605_200814332 | node_8100605_200814333 | 54.052 | bal_1P_1/0AC | 8100605 | no | no |  |  | no |  |  | 0 | 0 | 0 | 0
oh_line_8100605_200814334 |  | AD | node_8100605_200814333 | node_8100605_200814334 | 87.221 | bal_1P_1/0AC | 8100605 | no | no |  |  | no |  |  | 0 | 0 | 0 | 0
oh_line_8100605_200814335 |  | AD | node_8100605_200814334 | node_8100605_200814335 | 88.676 | bal_1P_1/0AC | 8100605 | no | no |  |  | no |  |  | 0 | 0 | 0 | 0
oh_line_8100605_200814336 |  | AD | node_8100605_200814335 | node_8100605_200814336 | 110.087 | bal_1P_1/0AC | 8100605 | no | no |  |  | no |  |  | 0 | 0 | 0 | 0
oh_line_8100605_200814337 |  | AD | node_8100605_200814336 | node_8100605_200814337 | 87.992 | bal_1P_1/0AC | 8100605 | no | no |  |  | no |  |  | 0 | 0 | 0 | 0
oh_line_8100605_200814384 |  | ABCD | node_8100605_200814761 | node_intto1_8100605_200814384 | 45.792 | bal_3P_4CU | 8100605 | no | no |  |  | no |  |  | 0 | 0 | 0 | 0
oh_line_8100605_200814385 |  | AD | node_8100605_200814384 | node_8100605_200814385 | 51.422 | bal_1P_1/0AC | 8100605 | no | no |  |  | no |  |  | 0 | 0 | 0 | 0
oh_line_8100605_200814387 |  | AD | node_8100605_201067371 | node_8100605_200814387 | 109.034 | bal_1P_1/0AC | 8100605 | no | no |  |  | no |  |  | 0 | 0 | 0 | 0
oh_line_8100605_200814419 |  | AD | node_8100605_200814420 | node_8100605_200814419 | 95.314 | bal_1P_1/0AC | 8100605 | no | no |  |  | no |  |  | 0 | 0 | 0 | 0
oh_line_8100605_200814420 |  | AD | node_8100605_200814421 | node_8100605_200814420 | 150.138 | bal_1P_1/0AC | 8100605 | no | no |  |  | no |  |  | 0 | 0 | 0 | 0
oh_line_8100605_200814421 |  | AD | node_8100605_200814658 | node_8100605_200814421 | 45.75 | bal_1P_1/0AC | 8100605 | no | no |  |  | no |  |  | 0 | 0 | 0 | 0
oh_line_8100605_200814423 |  | AD | node_8100605_200975589 | node_8100605_200814423 | 126.997 | bal_1P_4CU | 8100605 | no | no |  |  | no |  |  | 0 | 0 | 0 | 0
oh_line_8100605_200814424 |  | AD | node_8100605_200814423 | node_8100605_200814424 | 112.623 | bal_1P_4CU | 8100605 | no | no |  |  | no |  |  | 0 | 0 | 0 | 0
oh_line_8100605_200814426 |  | AD | node_8100605_200814424 | node_8100605_200814426 | 123.976 | bal_1P_4CU | 8100605 | no | no |  |  | no |  |  | 0 | 0 | 0 | 0
oh_line_8100605_200814427 |  | AD | node_8100605_200814426 | node_8100605_200814427 | 133.764 | bal_1P_1/0AC | 8100605 | no | no |  |  | no |  |  | 0 | 0 | 0 | 0
oh_line_8100605_200814428 |  | AD | node_8100605_200814427 | node_8100605_200814428 | 100.465 | bal_1P_1/0AC | 8100605 | no | no |  |  | no |  |  | 0 | 0 | 0 | 0
oh_line_8100605_200814429 |  | AD | node_8100605_200814428 | node_8100605_200814429 | 103.523 | bal_1P_1/0AC | 8100605 | no | no |  |  | no |  |  | 0 | 0 | 0 | 0
oh_line_8100605_200814430 |  | AD | node_8100605_200814429 | node_8100605_200814430 | 98.822 | bal_1P_1/0AC | 8100605 | no | no |  |  | no |  |  | 0 | 0 | 0 | 0
oh_line_8100605_200814463 |  | ABCD | node_8100605_200815060 | node_intto1_8100605_200814463 | 43.482 | bal_3P_336AL | 8100605 | no | no |  |  | no |  |  | 0 | 0 | 0 | 0
oh_line_8100605_200814465 |  | AD | node_8100605_200814466 | node_8100605_200814465 | 138.253 | bal_1P_1/0AC | 8100605 | no | no |  |  | no |  |  | 0 | 0 | 0 | 0
oh_line_8100605_200814466 |  | AD | node_8100605_200814467 | node_8100605_200814466 | 113.55 | bal_1P_1/0AC | 8100605 | no | no |  |  | no |  |  | 0 | 0 | 0 | 0
oh_line_8100605_200814467 |  | AD | node_8100605_200814468 | node_8100605_200814467 | 95.115 | bal_1P_1/0AC | 8100605 | no | no |  |  | no |  |  | 0 | 0 | 0 | 0
oh_line_8100605_200814468 |  | AD | node_8100605_200814469 | node_8100605_200814468 | 99.411 | bal_1P_1/0AC | 8100605 | no | no |  |  | no |  |  | 0 | 0 | 0 | 0
oh_line_8100605_200814469 |  | AD | node_8100605_200943303 | node_8100605_200814469 | 108.513 | bal_1P_1/0AC | 8100605 | no | no |  |  | no |  |  | 0 | 0 | 0 | 0
oh_line_8100605_200814475 |  | ABCD | node_8100605_200814463 | node_8100605_200814475 | 208.354 | bal_3P_336AL | 8100605 | no | no |  |  | no |  |  | 0 | 0 | 0 | 0
oh_line_8100605_200814483 |  | ABCD | node_8100605_200814475 | node_intto1_8100605_200814483 | 205.315 | bal_3P_336AL | 8100605 | no | no |  |  | no |  |  | 0 | 0 | 0 | 0
oh_line_8100605_200814532 |  | AD | node_8100605_200814533 | node_8100605_200814532 | 126.191 | bal_1P_1/0AC | 8100605 | no | no |  |  | no |  |  | 0 | 0 | 0 | 0
oh_line_8100605_200814533 |  | AD | node_8100605_200814535 | node_8100605_200814533 | 126.442 | bal_1P_1/0AC | 8100605 | no | no |  |  | no |  |  | 0 | 0 | 0 | 0
oh_line_8100605_200814535 |  | AD | node_8100605_200814536 | node_8100605_200814535 | 147.596 | bal_1P_1/0AC | 8100605 | no | no |  |  | no |  |  | 0 | 0 | 0 | 0
oh_line_8100605_200814536 |  | ABCD | node_8100605_200814538 | node_8100605_200814536 | 92.571 | bal_3P_2/0CU | 8100605 | no | no |  |  | no |  |  | 0 | 0 | 0 | 0
oh_line_8100605_200814538 |  | ABCD | node_8100605_200814539 | node_8100605_200814538 | 128.917 | bal_3P_2/0CU | 8100605 | no | no |  |  | no |  |  | 0 | 0 | 0 | 0
oh_line_8100605_200814539 |  | ABCD | node_8100605_200814541 | node_8100605_200814539 | 99.619 | bal_3P_2/0CU | 8100605 | no | no |  |  | no |  |  | 0 | 0 | 0 | 0
oh_line_8100605_200814541 |  | ABCD | node_8100605_200814542 | node_8100605_200814541 | 122.492 | bal_3P_2/0CU | 8100605 | no | no |  |  | no |  |  | 0 | 0 | 0 | 0
oh_line_8100605_200814542 |  | ABCD | node_8100605_200814545 | node_8100605_200814542 | 115.544 | bal_3P_2/0CU | 8100605 | no | no |  |  | no |  |  | 0 | 0 | 0 | 0
oh_line_8100605_200814545 |  | ABCD | node_8100605_200917240 | node_8100605_200814545 | 59.655 | bal_3P_2/0CU | 8100605 | no | no |  |  | no |  |  | 0 | 0 | 0 | 0
oh_line_8100605_200814546 |  | ABCD | node_8100605_200814548 | node_8100605_200814546 | 161.216 | bal_3P_2/0CU | 8100605 | no | no |  |  | no |  |  | 0 | 0 | 0 | 0
oh_line_8100605_200814548 |  | ABCD | node_8100605_200814549 | node_8100605_200814548 | 95.965 | bal_3P_2/0CU | 8100605 | no | no |  |  | no |  |  | 0 | 0 | 0 | 0
oh_line_8100605_200814549 |  | ABCD | node_8100605_200814551 | node_8100605_200814549 | 136.558 | bal_3P_2/0CU | 8100605 | no | no |  |  | no |  |  | 0 | 0 | 0 | 0
oh_line_8100605_200814551 |  | ABCD | node_8100605_200814552 | node_intto1_8100605_200814551 | 76.46 | bal_3P_2/0CU | 8100605 | no | no |  |  | no |  |  | 0 | 0 | 0 | 0
oh_line_8100605_200814552 |  | ABCD | node_8100605_200814553 | node_8100605_200814552 | 113.742 | bal_3P_2/0CU | 8100605 | no | no |  |  | no |  |  | 0 | 0 | 0 | 0
oh_line_8100605_200814553 |  | ABCD | node_8100605_200814757 | node_intto1_8100605_200814553 | 58.358 | bal_3P_2/0CU | 8100605 | no | no |  |  | no |  |  | 0 | 0 | 0 | 0
oh_line_8100605_200814555 |  | ABCD | node_8100605_200814553 | node_8100605_200814555 | 104.547 | bal_3P_2/0CU | 8100605 | no | no |  |  | no |  |  | 0 | 0 | 0 | 0
oh_line_8100605_200814556 |  | ABCD | node_8100605_200814557 | node_intto1_8100605_200814556 | 91.523 | bal_3P_336AL | 8100605 | no | no |  |  | no |  |  | 0 | 0 | 0 | 0
oh_line_8100605_200814557 |  | ABCD | node_8100605_200814483 | node_8100605_200814557 | 61.949 | bal_3P_336AL | 8100605 | no | no |  |  | no |  |  | 0 | 0 | 0 | 0
oh_line_8100605_200814559 |  | ABCD | node_8100605_200814557 | node_8100605_200814559 | 61.959 | bal_3P_2/0CU | 8100605 | no | no |  |  | no |  |  | 0 | 0 | 0 | 0
oh_line_8100605_200814562 |  | ABCD | node_8100605_200814559 | node_intto1_8100605_200814562 | 76.761 | bal_3P_2/0CU | 8100605 | no | no |  |  | no |  |  | 0 | 0 | 0 | 0
oh_line_8100605_200814564 |  | ABCD | node_8100605_200814562 | node_8100605_200814564 | 86.976 | bal_3P_2/0CU | 8100605 | no | no |  |  | no |  |  | 0 | 0 | 0 | 0
oh_line_8100605_200814650 |  | AD | node_8100605_200814249 | node_8100605_200814650 | 94.607 | bal_1P_4CU | 8100605 | no | no |  |  | no |  |  | 0 | 0 | 0 | 0
oh_line_8100605_200814651 |  | AD | node_8100605_200814650 | node_8100605_200814651 | 106.4 | bal_1P_1/0AC | 8100605 | no | no |  |  | no |  |  | 0 | 0 | 0 | 0
oh_line_8100605_200814652 |  | AD | node_8100605_200814651 | node_8100605_200814652 | 109.184 | bal_1P_1/0AC | 8100605 | no | no |  |  | no |  |  | 0 | 0 | 0 | 0
oh_line_8100605_200814653 |  | AD | node_8100605_200814652 | node_8100605_200814653 | 110.502 | bal_1P_1/0AC | 8100605 | no | no |  |  | no |  |  | 0 | 0 | 0 | 0
oh_line_8100605_200814654 |  | AD | node_8100605_200814653 | node_8100605_200814654 | 93.83 | bal_1P_1/0AC | 8100605 | no | no |  |  | no |  |  | 0 | 0 | 0 | 0
oh_line_8100605_200814655 |  | AD | node_8100605_200814654 | node_8100605_200814655 | 149.743 | bal_1P_1/0AC | 8100605 | no | no |  |  | no |  |  | 0 | 0 | 0 | 0
oh_line_8100605_200814658-1 |  | AD | node_8100605_200814655 | node_1384420_484_15295244_154 | 4.882 | bal_1P_1/0AC | 8100605 | no | no |  |  | no |  |  | 0 | 0 | 0 | 0
oh_line_8100605_200814658-2 |  | AD | node_1384420_484_15295244_154 | node_8100605_200814658 | 94.606 | bal_1P_1/0AC | 8100605 | no | no |  |  | no |  |  | 0 | 0 | 0 | 0
oh_line_8100605_200814659 |  | AD | node_8100605_200814658 | node_8100605_200814659 | 98.679 | bal_1P_1/0AC | 8100605 | no | no |  |  | no |  |  | 0 | 0 | 0 | 0
oh_line_8100605_200814660 |  | AD | node_8100605_200814659 | node_8100605_200814660 | 123.64 | bal_1P_1/0AC | 8100605 | no | no |  |  | no |  |  | 0 | 0 | 0 | 0
oh_line_8100605_200814661 |  | AD | node_8100605_200814660 | node_8100605_200814661 | 66.261 | bal_1P_1/0AC | 8100605 | no | no |  |  | no |  |  | 0 | 0 | 0 | 0
oh_line_8100605_200814730 |  | ABCD | node_8100605_200814731 | node_8100605_200814730 | 148.875 | bal_3P_1/0AA | 8100605 | no | no |  |  | no |  |  | 0 | 0 | 0 | 0
oh_line_8100605_200814731-1 |  | ABCD | node_1385468_82_15296614_219 | node_8100605_200814731 | 17.636 | bal_3P_1/0AA | 8100605 | no | no |  |  | no |  |  | 0 | 0 | 0 | 0
oh_line_8100605_200814731-2 |  | ABCD | node_8100605_200814732 | node_1385468_82_15296614_219 | 101.542 | bal_3P_1/0AA | 8100605 | no | no |  |  | no |  |  | 0 | 0 | 0 | 0
oh_line_8100605_200814732 |  | ABCD | node_8100605_200814733 | node_8100605_200814732 | 123.994 | bal_3P_1/0AA | 8100605 | no | no |  |  | no |  |  | 0 | 0 | 0 | 0
oh_line_8100605_200814733 |  | ABCD | node_8100605_200814254 | node_8100605_200814733 | 150.38 | bal_3P_1/0AA | 8100605 | no | no |  |  | no |  |  | 0 | 0 | 0 | 0
oh_line_8100605_200814739 |  | ABCD | node_8100605_200917239 | node_8100605_200814739 | 51.768 | bal_3P_1/0AC | 8100605 | no | no |  |  | no |  |  | 0 | 0 | 0 | 0
oh_line_8100605_200814740 |  | ABCD | node_8100605_200917239 | node_8100605_200814740 | 131.53 | bal_3P_1/0AC | 8100605 | no | no |  |  | no |  |  | 0 | 0 | 0 | 0
oh_line_8100605_200814742 |  | ABCD | node_8100605_200814740 | node_8100605_200814742 | 80.46 | bal_3P_1/0AA | 8100605 | no | no |  |  | no |  |  | 0 | 0 | 0 | 0
oh_line_8100605_200814743 |  | ABCD | node_8100605_200814742 | node_8100605_200814743 | 118.861 | bal_3P_1/0AA | 8100605 | no | no |  |  | no |  |  | 0 | 0 | 0 | 0
oh_line_8100605_200814744 |  | ABCD | node_8100605_200814743 | node_8100605_200814744 | 85.572 | bal_3P_1/0AA | 8100605 | no | no |  |  | no |  |  | 0 | 0 | 0 | 0
oh_line_8100605_200814746 |  | ABCD | node_8100605_200814743 | node_8100605_200814746 | 82.926 | bal_3P_1/0AA | 8100605 | no | no |  |  | no |  |  | 0 | 0 | 0 | 0
oh_line_8100605_200814753 |  | ABCD | node_8100605_200815055 | node_8100605_200814753 | 55.326 | bal_3P_2/0CU | 8100605 | no | no |  |  | no |  |  | 0 | 0 | 0 | 0
oh_line_8100605_200814754 |  | ABCD | node_8100605_200814753 | node_intto1_8100605_200814754 | 86.641 | bal_3P_2/0CU | 8100605 | no | no |  |  | no |  |  | 0 | 0 | 0 | 0
oh_line_8100605_200814755 |  | ABCD | node_8100605_200814754 | node_8100605_200814755 | 117.004 | bal_3P_2/0CU | 8100605 | no | no |  |  | no |  |  | 0 | 0 | 0 | 0
oh_line_8100605_200814756 |  | ABCD | node_8100605_200814755 | node_8100605_200814756 | 100.515 | bal_3P_2/0CU | 8100605 | no | no |  |  | no |  |  | 0 | 0 | 0 | 0
oh_line_8100605_200814757 |  | ABCD | node_8100605_200814756 | node_8100605_200814757 | 146.198 | bal_3P_2/0CU | 8100605 | no | no |  |  | no |  |  | 0 | 0 | 0 | 0
oh_line_8100605_200814758 |  | ABCD | node_8100605_200814763 | node_8100605_200814758 | 10.959 | bal_3P_4CU | 8100605 | no | no |  |  | no |  |  | 0 | 0 | 0 | 0
oh_line_8100605_200814761 |  | ABCD | node_8100605_200814762 | node_8100605_200814761 | 138.928 | bal_3P_4CU | 8100605 | no | no |  |  | no |  |  | 0 | 0 | 0 | 0
oh_line_8100605_200814762 |  | ABCD | node_8100605_200814763 | node_8100605_200814762 | 109.875 | bal_3P_4CU | 8100605 | no | no |  |  | no |  |  | 0 | 0 | 0 | 0
oh_line_8100605_200814763 |  | ABCD | node_8100605_200814764 | node_8100605_200814763 | 87.932 | bal_3P_4CU | 8100605 | no | no |  |  | no |  |  | 0 | 0 | 0 | 0
oh_line_8100605_200814764 |  | ABCD | node_8100605_200814765 | node_8100605_200814764 | 102.696 | bal_3P_4CU | 8100605 | no | no |  |  | no |  |  | 0 | 0 | 0 | 0
oh_line_8100605_200814765 |  | ABCD | node_8100605_200814766 | node_8100605_200814765 | 63.923 | bal_3P_4CU | 8100605 | no | no |  |  | no |  |  | 0 | 0 | 0 | 0
oh_line_8100605_200814766 |  | ABCD | node_8100605_200811968 | node_8100605_200814766 | 39.661 | bal_3P_4CU | 8100605 | no | no |  |  | no |  |  | 0 | 0 | 0 | 0
oh_line_8100605_200814780 |  | AD | node_8100605_200814782 | node_8100605_200814780 | 51.436 | bal_1P_6CU | 8100605 | no | no |  |  | no |  |  | 0 | 0 | 0 | 0
oh_line_8100605_200814782 |  | AD | node_8100605_200814783 | node_8100605_200814782 | 108.252 | bal_1P_6CU | 8100605 | no | no |  |  | no |  |  | 0 | 0 | 0 | 0
oh_line_8100605_200814783 |  | AD | node_8100605_200811979 | node_8100605_200814783 | 116.359 | bal_1P_6CU | 8100605 | no | no |  |  | no |  |  | 0 | 0 | 0 | 0
oh_line_8100605_200815017 |  | ABCD | node_8100605_200815017 | node_intto1_1386191_666_15295513_692 | 103.018 | bal_3P_336AL | 8100605 | no | no |  |  | no |  |  | 0 | 0 | 0 | 0
oh_line_8100605_200815018 |  | ABCD | node_8100605_200815020 | node_8100605_200815017 | 208.594 | bal_3P_336AL | 8100605 | no | no |  |  | no |  |  | 0 | 0 | 0 | 0
oh_line_8100605_200815020 |  | ABCD | node_8100605_200815021 | node_8100605_200815020 | 88.785 | bal_3P_336AL | 8100605 | no | no |  |  | no |  |  | 0 | 0 | 0 | 0
oh_line_8100605_200815021 |  | ABCD | node_8100605_200815022 | node_8100605_200815021 | 91.414 | bal_3P_336AL | 8100605 | no | no |  |  | no |  |  | 0 | 0 | 0 | 0
oh_line_8100605_200815022 |  | ABCD | node_8100605_200815025 | node_8100605_200815022 | 93.097 | bal_3P_336AL | 8100605 | no | no |  |  | no |  |  | 0 | 0 | 0 | 0
oh_line_8100605_200815025 |  | ABCD | node_8100605_200815027 | node_8100605_200815025 | 169.16 | bal_3P_336AL | 8100605 | no | no |  |  | no |  |  | 0 | 0 | 0 | 0
oh_line_8100605_200815027 |  | ABCD | node_8100605_200815029 | node_8100605_200815027 | 85.35 | bal_3P_336AL | 8100605 | no | no |  |  | no |  |  | 0 | 0 | 0 | 0
oh_line_8100605_200815029 |  | ABCD | node_8100605_200815031 | node_8100605_200815029 | 126.384 | bal_3P_336AL | 8100605 | no | no |  |  | no |  |  | 0 | 0 | 0 | 0
oh_line_8100605_200815031 |  | ABCD | node_8100605_200815032 | node_8100605_200815031 | 98.677 | bal_3P_336AL | 8100605 | no | no |  |  | no |  |  | 0 | 0 | 0 | 0
oh_line_8100605_200815032 |  | ABCD | node_8100605_200815034 | node_8100605_200815032 | 144.827 | bal_3P_336AL | 8100605 | no | no |  |  | no |  |  | 0 | 0 | 0 | 0
oh_line_8100605_200815034 |  | ABCD | node_8100605_200815041 | node_8100605_200815034 | 155.142 | bal_3P_336AL | 8100605 | no | no |  |  | no |  |  | 0 | 0 | 0 | 0
oh_line_8100605_200815041 |  | ABCD | node_8100605_200815043 | node_8100605_200815041 | 87.521 | bal_3P_336AL | 8100605 | no | no |  |  | no |  |  | 0 | 0 | 0 | 0
oh_line_8100605_200815043 |  | ABCD | node_8100605_200815044 | node_8100605_200815043 | 81.122 | bal_3P_336AL | 8100605 | no | no |  |  | no |  |  | 0 | 0 | 0 | 0
oh_line_8100605_200815044 |  | ABCD | node_8100605_200815045 | node_8100605_200815044 | 151.462 | bal_3P_336AL | 8100605 | no | no |  |  | no |  |  | 0 | 0 | 0 | 0
oh_line_8100605_200815045 |  | ABCD | node_8100605_200815047 | node_8100605_200815045 | 80.04 | bal_3P_336AL | 8100605 | no | no |  |  | no |  |  | 0 | 0 | 0 | 0
oh_line_8100605_200815047 |  | ABCD | node_8100605_200815049 | node_8100605_200815047 | 93.654 | bal_3P_336AL | 8100605 | no | no |  |  | no |  |  | 0 | 0 | 0 | 0
oh_line_8100605_200815049 |  | ABCD | node_8100605_200815051 | node_8100605_200815049 | 110.516 | bal_3P_336AL | 8100605 | no | no |  |  | no |  |  | 0 | 0 | 0 | 0
oh_line_8100605_200815051 |  | ABCD | node_8100605_200815053 | node_intto1_8100605_200815051 | 72.008 | bal_3P_336AL | 8100605 | no | no |  |  | no |  |  | 0 | 0 | 0 | 0
oh_line_8100605_200815053 |  | ABCD | node_8100605_200815055 | node_8100605_200815053 | 108.194 | bal_3P_336AL | 8100605 | no | no |  |  | no |  |  | 0 | 0 | 0 | 0
oh_line_8100605_200815055 |  | ABCD | node_8100605_200815057 | node_8100605_200815055 | 29.821 | bal_3P_336AL | 8100605 | no | no |  |  | no |  |  | 0 | 0 | 0 | 0
oh_line_8100605_200815057 |  | ABCD | node_8100605_200812181 | node_8100605_200815057 | 136.884 | bal_3P_336AL | 8100605 | no | no |  |  | no |  |  | 0 | 0 | 0 | 0
oh_line_8100605_200815058 |  | ABCD | node_8100605_200815057 | node_8100605_200815058 | 120.425 | bal_3P_2/0CU | 8100605 | no | no |  |  | no |  |  | 0 | 0 | 0 | 0
oh_line_8100605_200815060 |  | ABCD | node_8100605_200815058 | node_8100605_200815060 | 130.7 | bal_3P_2/0CU | 8100605 | no | no |  |  | no |  |  | 0 | 0 | 0 | 0
oh_line_8100605_200815061 |  | ABCD | node_8100605_200815060 | node_8100605_200815061 | 124.146 | bal_3P_2/0CU | 8100605 | no | no |  |  | no |  |  | 0 | 0 | 0 | 0
oh_line_8100605_200815063 |  | ABCD | node_8100605_200917239 | node_8100605_200815063 | 59.966 | bal_3P_2/0CU | 8100605 | no | no |  |  | no |  |  | 0 | 0 | 0 | 0
oh_line_8100605_200815127 |  | AD | node_8100605_200815128 | node_8100605_200815127 | 116.668 | bal_1P_4CU | 8100605 | no | no |  |  | no |  |  | 0 | 0 | 0 | 0
oh_line_8100605_200815128 |  | AD | node_8100605_200815129 | node_8100605_200815128 | 105.91 | bal_1P_4CU | 8100605 | no | no |  |  | no |  |  | 0 | 0 | 0 | 0
oh_line_8100605_200815129 |  | AD | node_8100605_200811986 | node_8100605_200815129 | 106.847 | bal_1P_4CU | 8100605 | no | no |  |  | no |  |  | 0 | 0 | 0 | 0
oh_line_8100605_200815130 |  | AD | node_8100605_200815129 | node_8100605_200815130 | 106.426 | bal_1P_4CU | 8100605 | no | no |  |  | no |  |  | 0 | 0 | 0 | 0
oh_line_8100605_200815131 |  | AD | node_8100605_200815130 | node_8100605_200815131 | 100.683 | bal_1P_2CU | 8100605 | no | no |  |  | no |  |  | 0 | 0 | 0 | 0
oh_line_8100605_200815132 |  | AD | node_8100605_200815131 | node_8100605_200815132 | 101.265 | bal_1P_2CU | 8100605 | no | no |  |  | no |  |  | 0 | 0 | 0 | 0
oh_line_8100605_200815133 |  | AD | node_8100605_200815132 | node_8100605_200815133 | 67.408 | bal_1P_2CU | 8100605 | no | no |  |  | no |  |  | 0 | 0 | 0 | 0
oh_line_8100605_200815148 |  | AD | node_8100605_200815127 | node_8100605_200815148 | 32.53 | bal_1P_1/0AC | 8100605 | no | no |  |  | no |  |  | 0 | 0 | 0 | 0
oh_line_8100605_200815149 |  | AD | node_8100605_200815148 | node_8100605_200815149 | 138.466 | bal_1P_1/0AC | 8100605 | no | no |  |  | no |  |  | 0 | 0 | 0 | 0
oh_line_8100605_200815150 |  | AD | node_8100605_200815149 | node_8100605_200815150 | 97.8 | bal_1P_1/0AC | 8100605 | no | no |  |  | no |  |  | 0 | 0 | 0 | 0
oh_line_8100605_200815151 |  | AD | node_8100605_200815150 | node_8100605_200815151 | 102.781 | bal_1P_1/0AC | 8100605 | no | no |  |  | no |  |  | 0 | 0 | 0 | 0
oh_line_8100605_200815152 |  | AD | node_8100605_200815151 | node_8100605_200815152 | 85.594 | bal_1P_1/0AC | 8100605 | no | no |  |  | no |  |  | 0 | 0 | 0 | 0
oh_line_8100605_200832348 |  | ABCD | node_8100605_200832349 | node_8100605_200832348 | 17.512 | bal_3P_477AL | 8100605 | no | no |  |  | no |  |  | 0 | 0 | 0 | 0
oh_line_8100605_200832349 |  | ABCD | node_SOURCE_8100605 | node_8100605_200832349 | 114.103 | bal_3P_477AL | 8100605 | no | no |  |  | no |  |  | 0 | 0 | 0 | 0
oh_line_8100605_200832355 |  | ABCD | node_8100605_200832349 | node_8100605_200832355 | 146.186 | bal_3P_477AL | 8100605 | no | no |  |  | no |  |  | 0 | 0 | 0 | 0
oh_line_8100605_200832357 |  | ABCD | node_8100605_200832355 | node_8100605_200832357 | 162.876 | bal_3P_477AL | 8100605 | no | no |  |  | no |  |  | 0 | 0 | 0 | 0
oh_line_8100605_200857252 |  | ABCD | node_8100605_200811994 | node_8100605_200857252 | 87.547 | bal_3P_2/0CU | 8100605 | no | no |  |  | no |  |  | 0 | 0 | 0 | 0
oh_line_8100605_200857276 |  | ABCD | node_8100605_200857252 | node_8100605_200857276 | 110.386 | bal_3P_2/0CU | 8100605 | no | no |  |  | no |  |  | 0 | 0 | 0 | 0
oh_line_8100605_200857288 |  | ABCD | node_8100605_200857276 | node_8100605_200857288 | 115.361 | bal_3P_2/0CU | 8100605 | no | no |  |  | no |  |  | 0 | 0 | 0 | 0
oh_line_8100605_200857305 |  | ABCD | node_8100605_200857288 | node_8100605_200857305 | 60.89 | bal_3P_2/0CU | 8100605 | no | no |  |  | no |  |  | 0 | 0 | 0 | 0
oh_line_8100605_200857322 |  | ABCD | node_8100605_200857305 | node_8100605_200857322 | 109.224 | bal_3P_2/0CU | 8100605 | no | no |  |  | no |  |  | 0 | 0 | 0 | 0
oh_line_8100605_200857334 |  | ABCD | node_8100605_200857322 | node_8100605_200857334 | 95.259 | bal_3P_2/0CU | 8100605 | no | no |  |  | no |  |  | 0 | 0 | 0 | 0
oh_line_8100605_200857335 |  | ABCD | node_8100605_200857334 | node_8100605_200857335 | 71.84 | bal_3P_2/0CU | 8100605 | no | no |  |  | no |  |  | 0 | 0 | 0 | 0
oh_line_8100605_200857345 |  | ABCD | node_8100605_200857654 | node_8100605_200857345 | 110.531 | bal_3P_4CU | 8100605 | no | no |  |  | no |  |  | 0 | 0 | 0 | 0
oh_line_8100605_200857351 |  | ABCD | node_8100605_200857345 | node_8100605_200857351 | 103.993 | bal_3P_4CU | 8100605 | no | no |  |  | no |  |  | 0 | 0 | 0 | 0
oh_line_8100605_200857372 |  | ABCD | node_8100605_200982839 | node_8100605_200857372 | 142.471 | bal_3P_1/0AA | 8100605 | no | no |  |  | no |  |  | 0 | 0 | 0 | 0
oh_line_8100605_200857414 |  | ABCD | node_8100605_200953663 | node_8100605_200857414 | 141.746 | bal_3P_2CU | 8100605 | no | no |  |  | no |  |  | 0 | 0 | 0 | 0
oh_line_8100605_200857415 |  | ABCD | node_8100605_200857414 | node_8100605_200857415 | 136.934 | bal_3P_2CU | 8100605 | no | no |  |  | no |  |  | 0 | 0 | 0 | 0
oh_line_8100605_200857416 |  | ABCD | node_8100605_200857415 | node_8100605_200857416 | 86.248 | bal_3P_2CU | 8100605 | no | no |  |  | no |  |  | 0 | 0 | 0 | 0
oh_line_8100605_200857417 |  | ABCD | node_8100605_200857416 | node_8100605_200857417 | 108.992 | bal_3P_2CU | 8100605 | no | no |  |  | no |  |  | 0 | 0 | 0 | 0
oh_line_8100605_200857418 |  | ABCD | node_8100605_200857419 | node_8100605_200857418 | 24.875 | bal_3P_1/0AC | 8100605 | no | no |  |  | no |  |  | 0 | 0 | 0 | 0
oh_line_8100605_200857419 |  | ABCD | node_8100605_200857417 | node_8100605_200857419 | 50.313 | bal_3P_2CU | 8100605 | no | no |  |  | no |  |  | 0 | 0 | 0 | 0
oh_line_8100605_200857606 |  | ABCD | node_8100605_200857645 | node_8100605_200857606 | 106.049 | bal_3P_1/0AC | 8100605 | no | no |  |  | no |  |  | 0 | 0 | 0 | 0
oh_line_8100605_200857644 |  | ABCD | node_8100605_200857418 | node_8100605_200857644 | 126.595 | bal_3P_1/0AC | 8100605 | no | no |  |  | no |  |  | 0 | 0 | 0 | 0
oh_line_8100605_200857645 |  | ABCD | node_8100605_200857644 | node_8100605_200857645 | 96.654 | bal_3P_1/0AC | 8100605 | no | no |  |  | no |  |  | 0 | 0 | 0 | 0
oh_line_8100605_200857654 |  | ABCD | node_8100605_200857655 | node_8100605_200857654 | 153.852 | bal_3P_4CU | 8100605 | no | no |  |  | no |  |  | 0 | 0 | 0 | 0
oh_line_8100605_200857655 |  | ABCD | node_8100605_200857305 | node_8100605_200857655 | 137.312 | bal_3P_4CU | 8100605 | no | no |  |  | no |  |  | 0 | 0 | 0 | 0
oh_line_8100605_200857656-1 |  | ABCD | node_1383404_609_15297352_255 | node_8100605_200857656 | 3.988 | bal_3P_1/0AC | 8100605 | no | no |  |  | no |  |  | 0 | 0 | 0 | 0
oh_line_8100605_200857656-2 |  | ABCD | node_8100605_200857657 | node_1383404_609_15297352_255 | 39.175 | bal_3P_1/0AC | 8100605 | no | no |  |  | no |  |  | 0 | 0 | 0 | 0
oh_line_8100605_200857657 |  | ABCD | node_8100605_200986671 | node_8100605_200857657 | 72.235 | bal_3P_1/0AC | 8100605 | no | no |  |  | no |  |  | 0 | 0 | 0 | 0
oh_line_8100605_200857661 |  | ABCD | node_8100605_200857663 | node_8100605_200857661 | 102.281 | bal_3P_4CU | 8100605 | no | no |  |  | no |  |  | 0 | 0 | 0 | 0
oh_line_8100605_200857663 |  | ABCD | node_8100605_200811994 | node_8100605_200857663 | 96.059 | bal_3P_4CU | 8100605 | no | no |  |  | no |  |  | 0 | 0 | 0 | 0
oh_line_8100605_200857692 |  | AD | node_8100605_200857415 | node_intto1_8100605_200857692 | 119.766 | bal_1P_4CU | 8100605 | no | no |  |  | no |  |  | 0 | 0 | 0 | 0
oh_line_8100605_200857693 |  | AD | node_8100605_200857706 | node_8100605_200857693 | 83.254 | bal_1P_4CU | 8100605 | no | no |  |  | no |  |  | 0 | 0 | 0 | 0
oh_line_8100605_200857695 |  | AD | node_8100605_200943326 | node_8100605_200857695 | 107.64 | bal_1P_1/0AA | 8100605 | no | no |  |  | no |  |  | 0 | 0 | 0 | 0
oh_line_8100605_200857696 |  | AD | node_8100605_200857695 | node_8100605_200857696 | 104.875 | bal_1P_1/0AA | 8100605 | no | no |  |  | no |  |  | 0 | 0 | 0 | 0
oh_line_8100605_200857699 |  | AD | node_8100605_200857692 | node_8100605_200857699 | 100.013 | bal_1P_4CU | 8100605 | no | no |  |  | no |  |  | 0 | 0 | 0 | 0
oh_line_8100605_200857700 |  | AD | node_8100605_200857699 | node_8100605_200857700 | 118.9 | bal_1P_4CU | 8100605 | no | no |  |  | no |  |  | 0 | 0 | 0 | 0
oh_line_8100605_200857701 |  | AD | node_8100605_200857700 | node_8100605_200857701 | 94.572 | bal_1P_4CU | 8100605 | no | no |  |  | no |  |  | 0 | 0 | 0 | 0
oh_line_8100605_200857702 |  | AD | node_8100605_200857701 | node_8100605_200857702 | 105.613 | bal_1P_4CU | 8100605 | no | no |  |  | no |  |  | 0 | 0 | 0 | 0
oh_line_8100605_200857704-1 |  | AD | node_1382390_214_15295549_453 | node_8100605_200857704 | 92.572 | bal_1P_4CU | 8100605 | no | no |  |  | no |  |  | 0 | 0 | 0 | 0
oh_line_8100605_200857704-2 |  | AD | node_8100605_200953664 | node_1382390_214_15295549_453 | 14.183 | bal_1P_4CU | 8100605 | no | no |  |  | no |  |  | 0 | 0 | 0 | 0
oh_line_8100605_200857705 |  | AD | node_8100605_200857704 | node_8100605_200857705 | 116.688 | bal_1P_4CU | 8100605 | no | no |  |  | no |  |  | 0 | 0 | 0 | 0
oh_line_8100605_200857706 |  | AD | node_8100605_200857705 | node_8100605_200857706 | 138.834 | bal_1P_4CU | 8100605 | no | no |  |  | no |  |  | 0 | 0 | 0 | 0
oh_line_8100605_200859077 |  | AD | node_8100605_201042050 | node_8100605_200859077 | 113.999 | bal_1P_4CU | 8100605 | no | no |  |  | no |  |  | 0 | 0 | 0 | 0
oh_line_8100605_200859081 |  | AD | node_8100605_200859082 | node_8100605_200859081 | 151.812 | bal_1P_4CU | 8100605 | no | no |  |  | no |  |  | 0 | 0 | 0 | 0
oh_line_8100605_200859082 |  | AD | node_8100605_200859077 | node_8100605_200859082 | 102.339 | bal_1P_4CU | 8100605 | no | no |  |  | no |  |  | 0 | 0 | 0 | 0
oh_line_8100605_200859083 |  | ABCD | node_8100605_200859085 | node_8100605_200859083 | 98.38 | bal_3P_4CU | 8100605 | no | no |  |  | no |  |  | 0 | 0 | 0 | 0
oh_line_8100605_200859085 |  | ABCD | node_8100605_200859095 | node_8100605_200859085 | 47.46 | bal_3P_4CU | 8100605 | no | no |  |  | no |  |  | 0 | 0 | 0 | 0
oh_line_8100605_200859087 |  | ABCD | node_8100605_200857656 | node_8100605_200859087 | 161.981 | bal_3P_1/0AC | 8100605 | no | no |  |  | no |  |  | 0 | 0 | 0 | 0
oh_line_8100605_200859088 |  | ABCD | node_8100605_200859087 | node_8100605_200859088 | 98.027 | bal_3P_1/0AC | 8100605 | no | no |  |  | no |  |  | 0 | 0 | 0 | 0
oh_line_8100605_200859089 |  | ABCD | node_8100605_200859088 | node_8100605_200859089 | 69.111 | bal_3P_1/0AC | 8100605 | no | no |  |  | no |  |  | 0 | 0 | 0 | 0
oh_line_8100605_200859090 |  | ABCD | node_8100605_200859089 | node_8100605_200859090 | 151.603 | bal_3P_1/0AA | 8100605 | no | no |  |  | no |  |  | 0 | 0 | 0 | 0
oh_line_8100605_200859091 |  | ABCD | node_8100605_200859088 | node_8100605_200859091 | 212.868 | bal_3P_1/0AC | 8100605 | no | no |  |  | no |  |  | 0 | 0 | 0 | 0
oh_line_8100605_200859092 |  | ABCD | node_8100605_200859087 | node_8100605_200859092 | 113.841 | bal_3P_6CU | 8100605 | no | no |  |  | no |  |  | 0 | 0 | 0 | 0
oh_line_8100605_200859093 |  | ABCD | node_8100605_200859092 | node_8100605_200859093 | 100.424 | bal_3P_4CU | 8100605 | no | no |  |  | no |  |  | 0 | 0 | 0 | 0
oh_line_8100605_200859094 |  | ABCD | node_8100605_200859093 | node_8100605_200859094 | 75.686 | bal_3P_4CU | 8100605 | no | no |  |  | no |  |  | 0 | 0 | 0 | 0
oh_line_8100605_200859095 |  | ABCD | node_8100605_200859094 | node_8100605_200859095 | 104.278 | bal_3P_4CU | 8100605 | no | no |  |  | no |  |  | 0 | 0 | 0 | 0
oh_line_8100605_200859248 |  | AD | node_8100605_200815133 | node_8100605_200859248 | 108.416 | bal_1P_2CU | 8100605 | no | no |  |  | no |  |  | 0 | 0 | 0 | 0
oh_line_8100605_200917239-1 |  | ABCD | node_8100605_200815061 | node_intto1_8100605_200917239 | 161.448 | bal_3P_2/0CU | 8100605 | no | no |  |  | no |  |  | 0 | 0 | 0 | 0
oh_line_8100605_200917240 |  | ABCD | node_8100605_200814546 | node_8100605_200917240 | 73.923 | bal_3P_2/0CU | 8100605 | no | no |  |  | no |  |  | 0 | 0 | 0 | 0
oh_line_8100605_200943303 |  | AD | node_8100605_200814661 | node_8100605_200943303 | 38.316 | bal_1P_1/0AC | 8100605 | no | no |  |  | no |  |  | 0 | 0 | 0 | 0
oh_line_8100605_200943326 |  | AD | node_8100605_201042050 | node_8100605_200943326 | 146.558 | bal_1P_1/0AA | 8100605 | no | no |  |  | no |  |  | 0 | 0 | 0 | 0
oh_line_8100605_200951954 |  | ABCD | node_8100605_200814555 | node_intto1_8100605_200951954 | 49.411 | bal_3P_2/0CU | 8100605 | no | no |  |  | no |  |  | 0 | 0 | 0 | 0
oh_line_8100605_200953663 |  | ABCD | node_8100605_200811946 | node_8100605_200953663 | 94.83 | bal_3P_2CU | 8100605 | no | no |  |  | no |  |  | 0 | 0 | 0 | 0
oh_line_8100605_200953664 |  | AD | node_8100605_200857702 | node_8100605_200953664 | 90.014 | bal_1P_4CU | 8100605 | no | no |  |  | no |  |  | 0 | 0 | 0 | 0
oh_line_8100605_200975589 |  | AD | node_8100605_200814658 | node_8100605_200975589 | 112.324 | bal_1P_4CU | 8100605 | no | no |  |  | no |  |  | 0 | 0 | 0 | 0
oh_line_8100605_200982839 |  | ABCD | node_8100605_200859083 | node_8100605_200982839 | 168.102 | bal_3P_4CU | 8100605 | no | no |  |  | no |  |  | 0 | 0 | 0 | 0
oh_line_8100605_200986671 |  | ABCD | node_8100605_200857661 | node_intto1_8100605_200986671 | 95.395 | bal_3P_1/0AA | 8100605 | no | no |  |  | no |  |  | 0 | 0 | 0 | 0
oh_line_8100605_201042050 |  | AD | node_8100605_200857693 | node_8100605_201042050 | 33.175 | bal_1P_1/0AA | 8100605 | no | no |  |  | no |  |  | 0 | 0 | 0 | 0
oh_line_8100605_201067371 |  | AD | node_8100605_200814385 | node_8100605_201067371 | 98.013 | bal_1P_1/0AC | 8100605 | no | no |  |  | no |  |  | 0 | 0 | 0 | 0
oh_line_8100605_310053690 |  | ABCD | node_8100605_310053692 | node_8100605_310053690 | 111.961 | bal_3P_477AL | 8100605 | no | no |  |  | no |  |  | 0 | 0 | 0 | 0
oh_line_8100605_310053691 |  | ABCD | node_8100605_310053693 | node_8100605_310053691 | 128.662 | bal_3P_477AL | 8100605 | no | no |  |  | no |  |  | 0 | 0 | 0 | 0
oh_line_8100605_310053692 |  | ABCD | node_8100605_310053691 | node_8100605_310053692 | 139.709 | bal_3P_477AL | 8100605 | no | no |  |  | no |  |  | 0 | 0 | 0 | 0
oh_line_8100605_310053693 |  | ABCD | node_8100605_200812088 | node_8100605_310053693 | 140.745 | bal_3P_477AL | 8100605 | no | no |  |  | no |  |  | 0 | 0 | 0 | 0
oh_line_8100605_310053994 |  | ABCD | node_8100605_200812184 | node_8100605_310053994 | 121.95 | bal_3P_336AL | 8100605 | no | no |  |  | no |  |  | 0 | 0 | 0 | 0
oh_line_8100605_310053999 |  | ABCD | node_8100605_200812186 | node_8100605_310053999 | 85.931 | bal_3P_336AL | 8100605 | no | no |  |  | no |  |  | 0 | 0 | 0 | 0
oh_line_8100605_310054001 |  | ABCD | node_8100605_200812192 | node_8100605_310054001 | 108.219 | bal_3P_336AL | 8100605 | no | no |  |  | no |  |  | 0 | 0 | 0 | 0
oh_line_8100605_310054003 |  | ABCD | node_8100605_310053690 | node_8100605_310054003 | 129.625 | bal_3P_477AL | 8100605 | no | no |  |  | no |  |  | 0 | 0 | 0 | 0
oh_line_8100605_311886850 |  | ABCD | node_8100605_200832355 | node_8100605_311886850 | 25.982 | bal_3P_477AL | 8100605 | no | no |  |  | no |  |  | 0 | 0 | 0 | 0
oh_line_8100605_311886851 |  | ABCD | node_8100605_311886850 | node_8100605_311886851 | 84.101 | bal_3P_477AL | 8100605 | no | no |  |  | no |  |  | 0 | 0 | 0 | 0
oh_line_8100605_311886852 |  | ABCD | node_8100605_311886850 | node_intto1_8100605_311886852 | 90.51 | bal_3P_477AL | 8100605 | no | no |  |  | no |  |  | 0 | 0 | 0 | 0
oh_line_8100605_311886853 |  | ABCD | node_8100605_311886852 | node_8100605_311886853 | 29.499 | bal_3P_477AL | 8100605 | no | no |  |  | no |  |  | 0 | 0 | 0 | 0
oh_line_8100605_311886854 |  | ABCD | node_8100605_311886853 | node_8100605_311886854 | 99.863 | bal_3P_477AL | 8100605 | no | no |  |  | no |  |  | 0 | 0 | 0 | 0
oh_line_8100605_311886855 |  | ABCD | node_8100605_311886854 | node_8100605_311886855 | 119.245 | bal_3P_477AL | 8100605 | no | no |  |  | no |  |  | 0 | 0 | 0 | 0
oh_line_TAP_OH_892444 |  | AN | node_8100605_200811936 | node_1383358_527_15296364_978 | 0.033 | unb_TAPWIRE_OH | 8100605 | no | no |  |  | no |  |  | 0 | 0 | 0 | 0
oh_line_TAP_OH_892445 |  | AN | node_8100605_200811940 | node_1383187_398_15296192_941 | 0.033 | unb_TAPWIRE_OH | 8100605 | no | no |  |  | no |  |  | 0 | 0 | 0 | 0
oh_line_TAP_OH_892446 |  | ABCN | node_8100605_200811946 | node_1382780_285_15296229_475 | 0.033 | unb_TAPWIRE_OH | 8100605 | no | no |  |  | no |  |  | 0 | 0 | 0 | 0
oh_line_TAP_OH_892447 |  | AN | node_8100605_200811947 | node_1382778_289_15296365_941 | 0.033 | unb_TAPWIRE_OH | 8100605 | no | no |  |  | no |  |  | 0 | 0 | 0 | 0
oh_line_TAP_OH_892448 |  | AN | node_8100605_200811948 | node_1382727_816_15296499_742 | 0.033 | unb_TAPWIRE_OH | 8100605 | no | no |  |  | no |  |  | 0 | 0 | 0 | 0
oh_line_TAP_OH_892449 |  | ABCN | node_8100605_200811949 | node_1384100_719_15296996_511 | 0.033 | unb_TAPWIRE_OH | 8100605 | no | no |  |  | no |  |  | 0 | 0 | 0 | 0
oh_line_TAP_OH_892450 |  | AN | node_8100605_200811953 | node_1383879_655_15296778_775 | 0.033 | unb_TAPWIRE_OH | 8100605 | no | no |  |  | no |  |  | 0 | 0 | 0 | 0
oh_line_TAP_OH_892451 |  | ABCN | node_8100605_200811955 | node_1383701_846_15296646_688 | 0.033 | unb_TAPWIRE_OH | 8100605 | no | no |  |  | no |  |  | 0 | 0 | 0 | 0
oh_line_TAP_OH_892452 |  | ABCN | node_8100605_200811956 | node_1383613_998_15296587_438 | 0.033 | unb_TAPWIRE_OH | 8100605 | no | no |  |  | no |  |  | 0 | 0 | 0 | 0
oh_line_TAP_OH_892453 |  | ABCN | node_8100605_200811958 | node_1383482_458_15296519_062 | 0.033 | unb_TAPWIRE_OH | 8100605 | no | no |  |  | no |  |  | 0 | 0 | 0 | 0
oh_line_TAP_OH_892454 |  | ABCN | node_8100605_200811970 | node_1383049_702_15295907_376 | 0.033 | unb_TAPWIRE_OH | 8100605 | no | no |  |  | no |  |  | 0 | 0 | 0 | 0
oh_line_TAP_OH_892455 |  | ABCN | node_8100605_200811973 | node_1383075_559_15295598_318 | 0.033 | unb_TAPWIRE_OH | 8100605 | no | no |  |  | no |  |  | 0 | 0 | 0 | 0
oh_line_TAP_OH_892456 |  | ABCN | node_8100605_200811976 | node_1383134_749_15295344_218 | 0.033 | unb_TAPWIRE_OH | 8100605 | no | no |  |  | no |  |  | 0 | 0 | 0 | 0
oh_line_TAP_OH_892457 |  | AN | node_8100605_200811983 | node_1383147_988_15294723_828 | 0.033 | unb_TAPWIRE_OH | 8100605 | no | no |  |  | no |  |  | 0 | 0 | 0 | 0
oh_line_TAP_OH_892458 |  | AN | node_8100605_200811990 | node_1383050_887_15296682_892 | 0.033 | unb_TAPWIRE_OH | 8100605 | no | no |  |  | no |  |  | 0 | 0 | 0 | 0
oh_line_TAP_OH_892459 |  | ABCN | node_8100605_200811993 | node_1383357_676_15296452_068 | 0.033 | unb_TAPWIRE_OH | 8100605 | no | no |  |  | no |  |  | 0 | 0 | 0 | 0
oh_line_TAP_OH_892460 |  | ABCN | node_8100605_200811997 | node_1383402_403_15296756_01 | 0.033 | unb_TAPWIRE_OH | 8100605 | no | no |  |  | no |  |  | 0 | 0 | 0 | 0
oh_line_TAP_OH_892461 |  | AN | node_8100605_200812001 | node_1382716_378_15295984_038 | 0.033 | unb_TAPWIRE_OH | 8100605 | no | no |  |  | no |  |  | 0 | 0 | 0 | 0
oh_line_TAP_OH_892462 |  | AN | node_8100605_200812006 | node_1382752_754_15295461_987 | 0.033 | unb_TAPWIRE_OH | 8100605 | no | no |  |  | no |  |  | 0 | 0 | 0 | 0
oh_line_TAP_OH_892474 |  | AN | node_8100605_200812092 | node_1384528_303_15298305_521 | 0.033 | unb_TAPWIRE_OH | 8100605 | no | no |  |  | no |  |  | 0 | 0 | 0 | 0
oh_line_TAP_OH_892480 |  | ABCN | node_8100605_200812138 | node_1384938_568_15297415_807 | 0.033 | unb_TAPWIRE_OH | 8100605 | no | no |  |  | no |  |  | 0 | 0 | 0 | 0
oh_line_TAP_OH_892490 |  | ABCN | node_8100605_200812188 | node_1384456_042_15297448_312 | 0.033 | unb_TAPWIRE_OH | 8100605 | no | no |  |  | no |  |  | 0 | 0 | 0 | 0
oh_line_TAP_OH_892492 |  | AN | node_8100605_200812200 | node_1385050_32_15298076_063 | 0.033 | unb_TAPWIRE_OH | 8100605 | no | no |  |  | no |  |  | 0 | 0 | 0 | 0
oh_line_TAP_OH_892803 |  | AN | node_8100605_200814248 | node_1385025_876_15295249_2 | 0.033 | unb_TAPWIRE_OH | 8100605 | no | no |  |  | no |  |  | 0 | 0 | 0 | 0
oh_line_TAP_OH_892805 |  | AN | node_8100605_200814263 | node_1384564_108_15294870_091 | 0.033 | unb_TAPWIRE_OH | 8100605 | no | no |  |  | no |  |  | 0 | 0 | 0 | 0
oh_line_TAP_OH_892806 |  | ABCN | node_8100605_200814268 | node_1384914_125_15296196_071 | 0.033 | unb_TAPWIRE_OH | 8100605 | no | no |  |  | no |  |  | 0 | 0 | 0 | 0
oh_line_TAP_OH_892807 |  | ABCN | node_8100605_200814269 | node_1384893_303_15296303_749 | 0.033 | unb_TAPWIRE_OH | 8100605 | no | no |  |  | no |  |  | 0 | 0 | 0 | 0
oh_line_TAP_OH_892811 |  | ABCN | node_8100605_200814307 | node_1384601_021_15295552_576 | 0.033 | unb_TAPWIRE_OH | 8100605 | no | no |  |  | no |  |  | 0 | 0 | 0 | 0
oh_line_TAP_OH_892814 |  | AN | node_8100605_200814328 | node_1383655_156_15295683_687 | 0.033 | unb_TAPWIRE_OH | 8100605 | no | no |  |  | no |  |  | 0 | 0 | 0 | 0
oh_line_TAP_OH_892815 |  | AN | node_8100605_200814333 | node_1383734_524_15295348_251 | 0.033 | unb_TAPWIRE_OH | 8100605 | no | no |  |  | no |  |  | 0 | 0 | 0 | 0
oh_line_TAP_OH_892816 |  | AN | node_8100605_200814337 | node_1383698_778_15294972_622 | 0.033 | unb_TAPWIRE_OH | 8100605 | no | no |  |  | no |  |  | 0 | 0 | 0 | 0
oh_line_TAP_OH_892822 |  | ABCN | node_8100605_200814384 | node_1383683_841_15296050_594 | 0.033 | unb_TAPWIRE_OH | 8100605 | no | no |  |  | no |  |  | 0 | 0 | 0 | 0
oh_line_TAP_OH_892829 |  | AN | node_8100605_200814419 | node_1384337_262_15295527_356 | 0.033 | unb_TAPWIRE_OH | 8100605 | no | no |  |  | no |  |  | 0 | 0 | 0 | 0
oh_line_TAP_OH_892830 |  | AN | node_8100605_200814423 | node_1384304_713_15295008_68 | 0.033 | unb_TAPWIRE_OH | 8100605 | no | no |  |  | no |  |  | 0 | 0 | 0 | 0
oh_line_TAP_OH_892831 |  | AN | node_8100605_200814426 | node_1384321_544_15294768_85 | 0.033 | unb_TAPWIRE_OH | 8100605 | no | no |  |  | no |  |  | 0 | 0 | 0 | 0
oh_line_TAP_OH_892832 |  | AN | node_8100605_200814430 | node_1384354_934_15294334_464 | 0.033 | unb_TAPWIRE_OH | 8100605 | no | no |  |  | no |  |  | 0 | 0 | 0 | 0
oh_line_TAP_OH_892839 |  | ABCN | node_8100605_200814463 | node_1384267_193_15296895_738 | 0.033 | unb_TAPWIRE_OH | 8100605 | no | no |  |  | no |  |  | 0 | 0 | 0 | 0
oh_line_TAP_OH_892840 |  | AN | node_8100605_200814465 | node_1383981_336_15295831_576 | 0.033 | unb_TAPWIRE_OH | 8100605 | no | no |  |  | no |  |  | 0 | 0 | 0 | 0
oh_line_TAP_OH_892845 |  | AN | node_8100605_200814532 | node_1385602_499_15295344_211 | 0.033 | unb_TAPWIRE_OH | 8100605 | no | no |  |  | no |  |  | 0 | 0 | 0 | 0
oh_line_TAP_OH_892846 |  | AN | node_8100605_200814533 | node_1385509_36_15295410_5 | 0.033 | unb_TAPWIRE_OH | 8100605 | no | no |  |  | no |  |  | 0 | 0 | 0 | 0
oh_line_TAP_OH_892847 |  | ABCN | node_8100605_200814536 | node_1385283_321_15295588_756 | 0.033 | unb_TAPWIRE_OH | 8100605 | no | no |  |  | no |  |  | 0 | 0 | 0 | 0
oh_line_TAP_OH_892848 |  | ABCN | node_8100605_200814541 | node_1384993_052_15295716_86 | 0.033 | unb_TAPWIRE_OH | 8100605 | no | no |  |  | no |  |  | 0 | 0 | 0 | 0
oh_line_TAP_OH_892849 |  | ABCN | node_8100605_200814546 | node_1384742_793_15295964_2 | 0.033 | unb_TAPWIRE_OH | 8100605 | no | no |  |  | no |  |  | 0 | 0 | 0 | 0
oh_line_TAP_OH_892850 |  | ABCN | node_8100605_200814551 | node_1384396_621_15296178_85 | 0.033 | unb_TAPWIRE_OH | 8100605 | no | no |  |  | no |  |  | 0 | 0 | 0 | 0
oh_line_TAP_OH_892851 |  | ABCN | node_8100605_200814562 | node_1383938_204_15296591_893 | 0.033 | unb_TAPWIRE_OH | 8100605 | no | no |  |  | no |  |  | 0 | 0 | 0 | 0
oh_line_TAP_OH_892867 |  | AN | node_8100605_200814650 | node_1384935_404_15295040_473 | 0.033 | unb_TAPWIRE_OH | 8100605 | no | no |  |  | no |  |  | 0 | 0 | 0 | 0
oh_line_TAP_OH_892868 |  | AN | node_8100605_200814653 | node_1384671_979_15295297_103 | 0.033 | unb_TAPWIRE_OH | 8100605 | no | no |  |  | no |  |  | 0 | 0 | 0 | 0
oh_line_TAP_OH_892869 |  | AN | node_8100605_200814659 | node_1384232_717_15295270_314 | 0.033 | unb_TAPWIRE_OH | 8100605 | no | no |  |  | no |  |  | 0 | 0 | 0 | 0
oh_line_TAP_OH_892881 |  | ABCN | node_8100605_200814742 | node_1384200_241_15297296_799 | 0.033 | unb_TAPWIRE_OH | 8100605 | no | no |  |  | no |  |  | 0 | 0 | 0 | 0
oh_line_TAP_OH_892885 |  | ABCN | node_8100605_200814755 | node_1384378_558_15296586_135 | 0.033 | unb_TAPWIRE_OH | 8100605 | no | no |  |  | no |  |  | 0 | 0 | 0 | 0
oh_line_TAP_OH_892886 |  | ABCN | node_8100605_200814758 | node_1383375_981_15296025_6 | 0.033 | unb_TAPWIRE_OH | 8100605 | no | no |  |  | no |  |  | 0 | 0 | 0 | 0
oh_line_TAP_OH_892887 |  | AN | node_8100605_200814780 | node_1383440_079_15295160_806 | 0.033 | unb_TAPWIRE_OH | 8100605 | no | no |  |  | no |  |  | 0 | 0 | 0 | 0
oh_line_TAP_OH_892925 |  | ABCN | node_8100605_200815022 | node_1385791_008_15295779_465 | 0.033 | unb_TAPWIRE_OH | 8100605 | no | no |  |  | no |  |  | 0 | 0 | 0 | 0
oh_line_TAP_OH_892926 |  | ABCN | node_8100605_200815027 | node_1385559_242_15295958_974 | 0.033 | unb_TAPWIRE_OH | 8100605 | no | no |  |  | no |  |  | 0 | 0 | 0 | 0
oh_line_TAP_OH_892928 |  | ABCN | node_8100605_200815031 | node_1385410_036_15296066_356 | 0.033 | unb_TAPWIRE_OH | 8100605 | no | no |  |  | no |  |  | 0 | 0 | 0 | 0
oh_line_TAP_OH_892946 |  | AN | node_8100605_200815127 | node_1383490_414_15294439_605 | 0.033 | unb_TAPWIRE_OH | 8100605 | no | no |  |  | no |  |  | 0 | 0 | 0 | 0
oh_line_TAP_OH_892947 |  | AN | node_8100605_200815130 | node_1383172_606_15294418_333 | 0.033 | unb_TAPWIRE_OH | 8100605 | no | no |  |  | no |  |  | 0 | 0 | 0 | 0
oh_line_TAP_OH_892951 |  | AN | node_8100605_200815152 | node_1383488_642_15293918_019 | 0.033 | unb_TAPWIRE_OH | 8100605 | no | no |  |  | no |  |  | 0 | 0 | 0 | 0
oh_line_TAP_OH_904399 |  | ABCN | node_8100605_200857288 | node_1383062_304_15297038_822 | 0.033 | unb_TAPWIRE_OH | 8100605 | no | no |  |  | no |  |  | 0 | 0 | 0 | 0
oh_line_TAP_OH_904421 |  | ABCN | node_8100605_200857414 | node_1382515_42_15296244_914 | 0.033 | unb_TAPWIRE_OH | 8100605 | no | no |  |  | no |  |  | 0 | 0 | 0 | 0
oh_line_TAP_OH_904422 |  | ABCN | node_8100605_200857417 | node_1382199_5_15296188_067 | 0.033 | unb_TAPWIRE_OH | 8100605 | no | no |  |  | no |  |  | 0 | 0 | 0 | 0
oh_line_TAP_OH_904465 |  | ABCN | node_8100605_200857654 | node_1383008_275_15297292_626 | 0.033 | unb_TAPWIRE_OH | 8100605 | no | no |  |  | no |  |  | 0 | 0 | 0 | 0
oh_line_TAP_OH_904466 |  | AN | node_8100605_200857696 | node_1382373_273_15294730_376 | 0.033 | unb_TAPWIRE_OH | 8100605 | no | no |  |  | no |  |  | 0 | 0 | 0 | 0
oh_line_TAP_OH_904467 |  | AN | node_8100605_200857699 | node_1382354_194_15295972 | 0.033 | unb_TAPWIRE_OH | 8100605 | no | no |  |  | no |  |  | 0 | 0 | 0 | 0
oh_line_TAP_OH_904468 |  | AN | node_8100605_200857702 | node_1382359_601_15295650_645 | 0.033 | unb_TAPWIRE_OH | 8100605 | no | no |  |  | no |  |  | 0 | 0 | 0 | 0
oh_line_TAP_OH_904733 |  | AN | node_8100605_200859081 | node_1382766_569_15295067_647 | 0.033 | unb_TAPWIRE_OH | 8100605 | no | no |  |  | no |  |  | 0 | 0 | 0 | 0
oh_line_TAP_OH_904734 |  | ABCN | node_8100605_200859083 | node_1383820_463_15297357_383 | 0.033 | unb_TAPWIRE_OH | 8100605 | no | no |  |  | no |  |  | 0 | 0 | 0 | 0
oh_line_TAP_OH_904735 |  | ABCN | node_8100605_200859088 | node_1383486_079_15297600_286 | 0.033 | unb_TAPWIRE_OH | 8100605 | no | no |  |  | no |  |  | 0 | 0 | 0 | 0
oh_line_TAP_OH_904738 |  | ABCN | node_8100605_200859093 | node_1383691_713_15297456_851 | 0.033 | unb_TAPWIRE_OH | 8100605 | no | no |  |  | no |  |  | 0 | 0 | 0 | 0
oh_line_TAP_OH_904777 |  | AN | node_8100605_200859248 | node_1382766_535_15294328_584 | 0.033 | unb_TAPWIRE_OH | 8100605 | no | no |  |  | no |  |  | 0 | 0 | 0 | 0
oh_line_TAP_OH_927156 |  | ABCN | node_8100605_200986671 | node_1383324_167_15297237_219 | 0.033 | unb_TAPWIRE_OH | 8100605 | no | no |  |  | no |  |  | 0 | 0 | 0 | 0
oh_line_TAP_OH_934323 |  | AN | node_8100605_201042050 | node_1382370_697_15295116_685 | 0.033 | unb_TAPWIRE_OH | 8100605 | no | no |  |  | no |  |  | 0 | 0 | 0 | 0
oh_line_TAP_OH_2136129 |  | ABCN | node_8100605_200812088 | node_1384468_278_15297900_279 | 0.033 | unb_TAPWIRE_OH | 8100605 | no | no |  |  | no |  |  | 0 | 0 | 0 | 0
oh_line_TAP_OH_2136130 |  | ABCN | node_8100605_200812088 | node_1384486_245_15297889_176 | 0.033 | unb_TAPWIRE_OH | 8100605 | no | no |  |  | no |  |  | 0 | 0 | 0 | 0
oh_line_TAP_OH_2136151 |  | ABCN | node_8100605_200815029 | node_1385603_183_15296050_305 | 0.033 | unb_TAPWIRE_OH | 8100605 | no | no |  |  | no |  |  | 0 | 0 | 0 | 0
oh_line_TAP_OH_2136152 |  | ABCN | node_8100605_200815029 | node_1385593_921_15296073_768 | 0.033 | unb_TAPWIRE_OH | 8100605 | no | no |  |  | no |  |  | 0 | 0 | 0 | 0
oh_line_TAP_OH_2136153 |  | ABCN | node_8100605_200815029 | node_1385607_59_15296024_383 | 0.033 | unb_TAPWIRE_OH | 8100605 | no | no |  |  | no |  |  | 0 | 0 | 0 | 0
oh_line_TAP_OH_2136164 |  | ABCN | node_8100605_200815041 | node_1385057_78_15296259_159 | 0.033 | unb_TAPWIRE_OH | 8100605 | no | no |  |  | no |  |  | 0 | 0 | 0 | 0
oh_line_TAP_OH_2136165 |  | ABCN | node_8100605_200815041 | node_1385073_534_15296243_128 | 0.033 | unb_TAPWIRE_OH | 8100605 | no | no |  |  | no |  |  | 0 | 0 | 0 | 0
oh_line_TAP_OH_2136166 |  | ABCN | node_8100605_200815041 | node_1385045_679_15296280_146 | 0.033 | unb_TAPWIRE_OH | 8100605 | no | no |  |  | no |  |  | 0 | 0 | 0 | 0
oh_line_TAP_OH_2136180 |  | ABCN | node_8100605_200815047 | node_1384773_17_15296472_862 | 0.033 | unb_TAPWIRE_OH | 8100605 | no | no |  |  | no |  |  | 0 | 0 | 0 | 0
oh_line_TAP_OH_2136181 |  | ABCN | node_8100605_200815047 | node_1384792_779_15296469_089 | 0.033 | unb_TAPWIRE_OH | 8100605 | no | no |  |  | no |  |  | 0 | 0 | 0 | 0
oh_line_TAP_OH_2136182 |  | ABCN | node_8100605_200815047 | node_1384754_988_15296483_329 | 0.033 | unb_TAPWIRE_OH | 8100605 | no | no |  |  | no |  |  | 0 | 0 | 0 | 0
oh_line_TAP_OH_2136209 |  | ABCN | node_8100605_200859089 | node_1383615_497_15297642_435 | 0.033 | unb_TAPWIRE_OH | 8100605 | no | no |  |  | no |  |  | 0 | 0 | 0 | 0
oh_line_TAP_OH_2136210 |  | ABCN | node_8100605_200859089 | node_1383615_965_15297669_059 | 0.033 | unb_TAPWIRE_OH | 8100605 | no | no |  |  | no |  |  | 0 | 0 | 0 | 0
oh_line_TAP_OH_2136211 |  | ABCN | node_8100605_200859089 | node_1383609_915_15297616_835 | 0.033 | unb_TAPWIRE_OH | 8100605 | no | no |  |  | no |  |  | 0 | 0 | 0 | 0
oh_line_TAP_OH_2142951 |  | ABCN | node_8100605_200814746 | node_1384442_776_15297134_619 | 0.033 | unb_TAPWIRE_OH | 8100605 | no | no |  |  | no |  |  | 0 | 0 | 0 | 0
oh_line_TAP_OH_2142952 |  | ABCN | node_8100605_200814746 | node_1384447_019_15297160_666 | 0.033 | unb_TAPWIRE_OH | 8100605 | no | no |  |  | no |  |  | 0 | 0 | 0 | 0
oh_line_TAP_OH_2142953 |  | ABCN | node_8100605_200814746 | node_1384433_664_15297110_888 | 0.033 | unb_TAPWIRE_OH | 8100605 | no | no |  |  | no |  |  | 0 | 0 | 0 | 0
oh_line_TAP_OH_2142957 |  | ABCN | node_8100605_200815058 | node_1384307_978_15296794_58 | 0.033 | unb_TAPWIRE_OH | 8100605 | no | no |  |  | no |  |  | 0 | 0 | 0 | 0
oh_line_TAP_OH_2142958 |  | ABCN | node_8100605_200815058 | node_1384324_579_15296780_167 | 0.033 | unb_TAPWIRE_OH | 8100605 | no | no |  |  | no |  |  | 0 | 0 | 0 | 0
oh_line_TAP_OH_2142959 |  | ABCN | node_8100605_200815058 | node_1384294_748_15296814_296 | 0.033 | unb_TAPWIRE_OH | 8100605 | no | no |  |  | no |  |  | 0 | 0 | 0 | 0
oh_line_TAP_OH_2142960 |  | ABCN | node_8100605_200814730 | node_1385657_551_15296490_974 | 0.033 | unb_TAPWIRE_OH | 8100605 | no | no |  |  | no |  |  | 0 | 0 | 0 | 0
oh_line_TAP_OH_2142961 |  | ABCN | node_8100605_200814730 | node_1385662_411_15296508_58 | 0.033 | unb_TAPWIRE_OH | 8100605 | no | no |  |  | no |  |  | 0 | 0 | 0 | 0
oh_line_TAP_OH_2142962 |  | ABCN | node_8100605_200814730 | node_1385647_068_15296479_92 | 0.033 | unb_TAPWIRE_OH | 8100605 | no | no |  |  | no |  |  | 0 | 0 | 0 | 0
oh_line_TAP_OH_2142971 |  | ABCN | node_8100605_200814252 | node_1385197_974_15296495_83 | 0.033 | unb_TAPWIRE_OH | 8100605 | no | no |  |  | no |  |  | 0 | 0 | 0 | 0
oh_line_TAP_OH_2142972 |  | ABCN | node_8100605_200814252 | node_1385205_397_15296520_587 | 0.033 | unb_TAPWIRE_OH | 8100605 | no | no |  |  | no |  |  | 0 | 0 | 0 | 0
oh_line_TAP_OH_2142978 |  | ABCN | node_8100605_200814744 | node_1384371_929_15297370_505 | 0.033 | unb_TAPWIRE_OH | 8100605 | no | no |  |  | no |  |  | 0 | 0 | 0 | 0
oh_line_TAP_OH_2142979 |  | ABCN | node_8100605_200814744 | node_1384353_94_15297381_545 | 0.033 | unb_TAPWIRE_OH | 8100605 | no | no |  |  | no |  |  | 0 | 0 | 0 | 0
oh_line_TAP_OH_2142980 |  | ABCN | node_8100605_200814744 | node_1384387_146_15297353_569 | 0.033 | unb_TAPWIRE_OH | 8100605 | no | no |  |  | no |  |  | 0 | 0 | 0 | 0
oh_line_TAP_OH_2142986 |  | ABCN | node_8100605_200857351 | node_1382682_678_15297264_958 | 0.033 | unb_TAPWIRE_OH | 8100605 | no | no |  |  | no |  |  | 0 | 0 | 0 | 0
oh_line_TAP_OH_2142987 |  | ABCN | node_8100605_200857351 | node_1382686_164_15297238_776 | 0.033 | unb_TAPWIRE_OH | 8100605 | no | no |  |  | no |  |  | 0 | 0 | 0 | 0
oh_line_TAP_OH_2142988 |  | ABCN | node_8100605_200857351 | node_1382684_362_15297291_504 | 0.033 | unb_TAPWIRE_OH | 8100605 | no | no |  |  | no |  |  | 0 | 0 | 0 | 0
oh_line_TAP_OH_2142990 |  | ABCN | node_8100605_200857372 | node_1383625_842_15297109_561 | 0.033 | unb_TAPWIRE_OH | 8100605 | no | no |  |  | no |  |  | 0 | 0 | 0 | 0
oh_line_TAP_OH_2143000 |  | ABCN | node_8100605_200859092 | node_1383590_579_15297393_75 | 0.033 | unb_TAPWIRE_OH | 8100605 | no | no |  |  | no |  |  | 0 | 0 | 0 | 0
oh_line_TAP_OH_2143001 |  | ABCN | node_8100605_200859092 | node_1383610_382_15297395_283 | 0.033 | unb_TAPWIRE_OH | 8100605 | no | no |  |  | no |  |  | 0 | 0 | 0 | 0
oh_line_TAP_OH_2143028 |  | ABCN | node_8100605_200815020 | node_1385924_77_15295601_54 | 0.033 | unb_TAPWIRE_OH | 8100605 | no | no |  |  | no |  |  | 0 | 0 | 0 | 0
oh_line_TAP_OH_2143029 |  | ABCN | node_8100605_200815020 | node_1385944_075_15295595_623 | 0.033 | unb_TAPWIRE_OH | 8100605 | no | no |  |  | no |  |  | 0 | 0 | 0 | 0
oh_line_TAP_OH_2143030 |  | ABCN | node_8100605_200815020 | node_1385907_297_15295613_975 | 0.033 | unb_TAPWIRE_OH | 8100605 | no | no |  |  | no |  |  | 0 | 0 | 0 | 0
oh_line_TAP_OH_2143049 |  | ABCN | node_8100605_200814740 | node_1384203_052_15297146_721 | 0.033 | unb_TAPWIRE_OH | 8100605 | no | no |  |  | no |  |  | 0 | 0 | 0 | 0
oh_line_TAP_OH_2143050 |  | ABCN | node_8100605_200814740 | node_1384214_477_15297168_585 | 0.033 | unb_TAPWIRE_OH | 8100605 | no | no |  |  | no |  |  | 0 | 0 | 0 | 0
oh_line_TAP_OH_2143051 |  | ABCN | node_8100605_200814740 | node_1384187_821_15297129_536 | 0.033 | unb_TAPWIRE_OH | 8100605 | no | no |  |  | no |  |  | 0 | 0 | 0 | 0
oh_line_TAP_OH_2143055 |  | ABCN | node_8100605_200857606 | node_1382062_016_15295846_196 | 0.033 | unb_TAPWIRE_OH | 8100605 | no | no |  |  | no |  |  | 0 | 0 | 0 | 0
oh_line_TAP_OH_2143056 |  | ABCN | node_8100605_200857606 | node_1382064_42_15295819_787 | 0.033 | unb_TAPWIRE_OH | 8100605 | no | no |  |  | no |  |  | 0 | 0 | 0 | 0
oh_line_TAP_OH_2143060 |  | ABCN | node_8100605_200812190 | node_1383969_715_15297548_48 | 0.033 | unb_TAPWIRE_OH | 8100605 | no | no |  |  | no |  |  | 0 | 0 | 0 | 0
oh_line_TAP_OH_2143061 |  | ABCN | node_8100605_200812190 | node_1383968_908_15297521_868 | 0.033 | unb_TAPWIRE_OH | 8100605 | no | no |  |  | no |  |  | 0 | 0 | 0 | 0
oh_line_TAP_OH_2143062 |  | ABCN | node_8100605_200812190 | node_1383975_623_15297573_951 | 0.033 | unb_TAPWIRE_OH | 8100605 | no | no |  |  | no |  |  | 0 | 0 | 0 | 0
oh_line_TAP_OH_2145741 |  | ABCN | node_8100605_200812181 | node_1384561_714_15296906_227 | 0.033 | unb_TAPWIRE_OH | 8100605 | no | no |  |  | no |  |  | 0 | 0 | 0 | 0
oh_line_TAP_OH_2145742 |  | ABCN | node_8100605_200812181 | node_1384550_522_15296886_412 | 0.033 | unb_TAPWIRE_OH | 8100605 | no | no |  |  | no |  |  | 0 | 0 | 0 | 0
oh_line_TAP_OH_2145752 |  | ABCN | node_8100605_200832355 | node_1383976_911_15298936_848 | 0.033 | unb_TAPWIRE_OH | 8100605 | no | no |  |  | no |  |  | 0 | 0 | 0 | 0
oh_line_TAP_OH_2145753 |  | ABCN | node_8100605_200832355 | node_1383963_195_15298922_262 | 0.033 | unb_TAPWIRE_OH | 8100605 | no | no |  |  | no |  |  | 0 | 0 | 0 | 0
oh_line_TAP_OH_2450541 |  | ABCN | node_8100605_200832355 | node_1383954_565_15298900_685 | 0.033 | unb_TAPWIRE_OH | 8100605 | no | no |  |  | no |  |  | 0 | 0 | 0 | 0
oh_line_TAP_OH_2468735 |  | ABCN | node_8100605_200812138 | node_1384947_305_15297408_728 | 0.033 | unb_TAPWIRE_OH | 8100605 | no | no |  |  | no |  |  | 0 | 0 | 0 | 0
oh_line_TAP_OH_2468736 |  | ABCN | node_8100605_200812188 | node_1384450_275_15297450_37 | 0.033 | unb_TAPWIRE_OH | 8100605 | no | no |  |  | no |  |  | 0 | 0 | 0 | 0
oh_line_TAP_OH_2468737 |  | ABCN | node_8100605_200812188 | node_1384444_88_15297452_857 | 0.033 | unb_TAPWIRE_OH | 8100605 | no | no |  |  | no |  |  | 0 | 0 | 0 | 0
oh_line_TAP_OH_2468738 |  | ABCN | node_8100605_200814269 | node_1384886_234_15296301_755 | 0.033 | unb_TAPWIRE_OH | 8100605 | no | no |  |  | no |  |  | 0 | 0 | 0 | 0
oh_line_TAP_OH_2468739 |  | ABCN | node_8100605_200814269 | node_1384900_676_15296300_209 | 0.033 | unb_TAPWIRE_OH | 8100605 | no | no |  |  | no |  |  | 0 | 0 | 0 | 0
oh_line_TAP_OH_2468740 |  | ABCN | node_8100605_200815027 | node_1385562_288_15295948_251 | 0.033 | unb_TAPWIRE_OH | 8100605 | no | no |  |  | no |  |  | 0 | 0 | 0 | 0
oh_line_TAP_OH_2468741 |  | ABCN | node_8100605_200857417 | node_1382205_45_15296186_437 | 0.033 | unb_TAPWIRE_OH | 8100605 | no | no |  |  | no |  |  | 0 | 0 | 0 | 0
oh_line_TAP_OH_2468742 |  | ABCN | node_8100605_200857417 | node_1382211_384_15296186_024 | 0.033 | unb_TAPWIRE_OH | 8100605 | no | no |  |  | no |  |  | 0 | 0 | 0 | 0
oh_line_TAP_OH_2468743 |  | ABCN | node_8100605_200857654 | node_1383006_784_15297282_046 | 0.033 | unb_TAPWIRE_OH | 8100605 | no | no |  |  | no |  |  | 0 | 0 | 0 | 0
oh_line_TAP_OH_2468744 |  | ABCN | node_8100605_200859093 | node_1383685_087_15297457_956 | 0.033 | unb_TAPWIRE_OH | 8100605 | no | no |  |  | no |  |  | 0 | 0 | 0 | 0
oh_line_TAP_OH_2468745 |  | ABCN | node_8100605_200859093 | node_1383699_533_15297456_755 | 0.033 | unb_TAPWIRE_OH | 8100605 | no | no |  |  | no |  |  | 0 | 0 | 0 | 0

## overhead_line_conductor
data_type | static
owner_type | feeder
owner | 8100605
object | overhead_line_conductor
name | groupid | geometric_mean_radius | resistance | diameter | rating_summer_continuous | rating_summer_emergency | rating_winter_continuous | rating_winter_emergency | dcircuit | selected | comments
oh_cond_1/0_AAAC |  | 0.012 | 0.876 | 0.398 | 235 | 235 | 310 | 310 |  | no
oh_cond_1/0_ACSR |  | 0.012 | 0.888 | 0.398 | 265 | 265 | 330 | 330 |  | no
oh_cond_2/0_CU |  | 0.013 | 0.44 | 0.414 | 295 | 295 | 425 | 425 |  | no
oh_cond_2_CU |  | 0.009 | 0.873 | 0.292 | 190 | 190 | 270 | 270 |  | no
oh_cond_4_CU |  | 0.007 | 1.388 | 0.232 | 140 | 140 | 200 | 200 |  | no
oh_cond_6_CU |  | 0.006 | 2.18 | 0.184 | 110 | 110 | 150 | 150 |  | no
oh_cond_336_5_MCM_AL |  | 0.021 | 0.279 | 0.666 | 490 | 490 | 644 | 644 |  | no
oh_cond_477_MCM_AL |  | 0.025 | 0.198 | 0.792 | 605 | 605 | 810 | 810 |  | no
oh_cond_WP-4/0-CU |  | 0.015 | 0.273 | 0.81 | 340 | 340 | 390 | 390 |  | no

## switch
data_type | static
owner_type | feeder
owner | 8100605
object | switch
name | groupid | phases | fr | to | phase_A_state | phase_B_state | phase_C_state | operating_mode | status | dcircuit | selected | monitored | monitored_fields | class_monitored_fields | played | played_fields | comments
switch_684T692_NO-220415353 |  | ABCD | node_intto1_1386191_666_15295513_692 | node_1386191_666_15295513_692 | CLOSED | CLOSED | CLOSED | INDIVIDUAL |  | 8100605 | no | no |  |  | no
switch_68446-220415567 |  | ABCD | node_intto1_8100605_200814483 | node_8100605_200814483 | CLOSED | CLOSED | CLOSED | INDIVIDUAL |  | 8100605 | no | no |  |  | no
switch_68447_NO-220415570 |  | ABCD | node_intto1_8100605_200814556 | node_8100605_200814556 | CLOSED | CLOSED | CLOSED | INDIVIDUAL |  | 8100605 | no | no |  |  | no
switch_68449-220415571 |  | ABCD | node_intto1_8100605_200814562 | node_8100605_200814562 | CLOSED | CLOSED | CLOSED | INDIVIDUAL |  | 8100605 | no | no |  |  | no
switch_68456-220415568 |  | ABCD | node_intto1_8100605_200814553 | node_8100605_200814553 | CLOSED | CLOSED | CLOSED | INDIVIDUAL |  | 8100605 | no | no |  |  | no
switch_68457-220415560 |  | ABCD | node_intto1_8100605_200814551 | node_8100605_200814551 | CLOSED | CLOSED | CLOSED | INDIVIDUAL |  | 8100605 | no | no |  |  | no
switch_68459_NO-220415569 |  | ABCD | node_intto1_8100605_200951954 | node_8100605_200951954 | CLOSED | CLOSED | CLOSED | INDIVIDUAL |  | 8100605 | no | no |  |  | no
switch_220415354 |  | ABCD | node_intto1_8100605_200917239 | node_8100605_200917239 | CLOSED | CLOSED | CLOSED | INDIVIDUAL |  | 8100605 | no | no |  |  | no
switch_311886856 |  | ABCD | node_intto1_8100605_311886852 | node_8100605_311886852 | CLOSED | CLOSED | CLOSED | INDIVIDUAL |  | 8100605 | no | no |  |  | no
switch_312002485 |  | ABCD | node_intto1_8100605_200815051 | node_8100605_200815051 | CLOSED | CLOSED | CLOSED | INDIVIDUAL |  | 8100605 | no | no |  |  | no

## underground_line
data_type | static
owner_type | feeder
owner | 8100605
object | underground_line
name | groupid | phases | fr | to | length | configuration | dcircuit | selected | monitored | monitored_fields | class_monitored_fields | played | played_fields | comments
und_line_8100605_200805542 |  | ABCN | node_8100605_200815034 | node_intto1_8100605_200805542 | 344.357 | und_3P_1/0ALURD | 8100605 | no | no |  |  | no
und_line_8100605_200805543 |  | ABCN | node_8100605_200805542 | node_8100605_200805543 | 290.227 | und_3P_1/0ALURD | 8100605 | no | no |  |  | no
und_line_8100605_200859086 |  | ABCN | node_8100605_200859090 | node_intto1_8100605_200859086 | 93.257 | und_3P_2ALURD | 8100605 | no | no |  |  | no
und_line_TAP_UG_58633 |  | ABCN | node_8100605_200805542 | node_1385002_163_15295955_207 | 0.033 | und_TAPWIRE_UG | 8100605 | no | no |  |  | no
und_line_TAP_UG_58634 |  | ABCN | node_8100605_200805543 | node_1385292_629_15295764_292 | 0.033 | und_TAPWIRE_UG | 8100605 | no | no |  |  | no
und_line_TAP_UG_59517 |  | ABCN | node_8100605_200859086 | node_1383531_971_15297917_262 | 0.033 | und_TAPWIRE_UG | 8100605 | no | no |  |  | no

## underground_line_conductor
data_type | static
owner_type | feeder
owner | 8100605
object | underground_line_conductor
name | groupid | outer_diameter | conductor_gmr | conductor_diameter | conductor_resistance | neutral_gmr | neutral_diameter | neutral_resistance | neutral_strands | insulation_relative_permitivitty | shield_gmr | shield_resistance | rating_summer_continuous | rating_summer_emergency | rating_winter_continuous | rating_winter_emergency | dcircuit | selected | comments
und_cond_3P_1/0ALURD | [12 empty] | 160 | 160 | 180 | 180 |  | no
und_cond_3P_2ALURD | [12 empty] | 125 | 125 | 140 | 140 |  | no
und_cond_TAPWIRE_UG | [12 empty] | 99999999 | 99999999 | 99999999 | 99999999 |  | no