## capacitor
data_type | static
owner_type | feeder
owner | 8100606
object | capacitor
name | groupid | parent | phases | nominal_voltage | pt_phase | phases_connected | switchA | switchB | switchC | control | voltage_set_high | voltage_set_low | VAr_set_high | VAr_set_low | current_set_high | current_set_low | capacitor_A | capacitor_B | capacitor_C | cap_nominal_voltage | time_delay | dwell_time | lockout_time | remote_sense | remote_sense_B | control_level | dcircuit | selected | monitored | monitored_fields | class_monitored_fields | played | played_fields | comments
cap_220369296 |  | node_1381097_12_15297799_418 | ABCN | 0 |  | ABCN | CLOSED | CLOSED | CLOSED | MANUAL | [6 empty] | 50000 | 50000 | 50000 | 4800 | [6 empty] | 8100606 | no | no |  |  | no
cap_220369302 |  | node_1382006_281_15298082_591 | ABCN | 0 |  | ABCN | CLOSED | CLOSED | CLOSED | MANUAL | [6 empty] | 150000 | 150000 | 150000 | 4800 | [6 empty] | 8100606 | no | no |  |  | no
cap_220369305 |  | node_1382295_38_15298413_772 | ABCN | 0 |  | ABCN | CLOSED | CLOSED | CLOSED | MANUAL | [6 empty] | 100000 | 100000 | 100000 | 4800 | [6 empty] | 8100606 | no | no |  |  | no
cap_220369309 |  | node_1381487_782_15298595_42 | ABCN | 0 |  | ABCN | CLOSED | CLOSED | CLOSED | MANUAL | [6 empty] | 100000 | 100000 | 100000 | 4800 | [6 empty] | 8100606 | no | no |  |  | no

## feeder
data_type | static
owner_type | feeder
owner | 8100606
object | feeder
name | transmission_bus | ARC | ADR | slack_bus | nom_voltages | num_nodes | num_ohlines | num_uglines | num_transformers | num_generators | num_pvs | num_storages | num_loads | miles | mw | mvar | losses_mw | losses_mvar | comments | use_feeder_load_shape | load_shape_scale | use_feeder_pv_shape | pv_shape_scale | description | restore_time | griddisconnect_scenario_probability | gridconnect_scenario_probability | use_energy_not_served | VOLL | discount_rate | yearly_load_growth_percent | planning_horizon | enable_traditional_project_deferral | lifetime_of_investment_years | start_year | base_year | year_the_investment_is_committed | revenue_requirement_scaling_factor | discount_rate | inflation_rate_for_investment | traditional_project_invested_capital | periodicity_of_investment_in_years | priority | maximum_total_investment_cost | DER_portfolio_NPV | DER_portfolio_BC_ratio | total_system_energy_avoided_cost_NPV | total_system_capacity_avoided_cost_NPV | total_system_ancillary_services_avoided_cost_NPV | total_system_CO2_avoided_cost_NPV | total_system_loss_of_load_avoided_cost_NPV | total_system_distribution_capacity_avoided_cost_NPV | total_system_investment_and_operational_cost_NPV | feeder_solar_pv_operating_cost_USdollarperkWh | feeder_energy_storage_operating_cost_USdollarperkWh | feeder_distributed_generator_operating_cost_USdollarperkWh | feeder_distributed_generator_CO2_cost_USdollarperkWh | feeder_demand_response_operating_cost_USdollarperkWh | feeder_solar_pv_investment_cost_USdollarperkW | feeder_energy_storage_investment_cost_USdollarperkW | feeder_distributed_generator_investment_cost_USdollarperkW | feeder_demand_response_investment_cost_USdollarperkW
8100606 |  | ts_slack | none | node_SOURCE_8100606 | 2771.281 | 262 | 220 | 20 | 0 | 0 | 0 | 0 | 86 | 3.099 | 2.363 | 1.007 | 0 | 0 |  | 0 | 0 | 1 | 0 |  | 0 | 0 | 0 | 0 | 0 | 0 | 0 | 0 | 0 | 0 | 0 | 0 | 0 | 0 | 0 | 0 | 0 | 0 | 0 | 999999999 | 0 | 0 | 0 | 0 | 0 | 0 | 0 | 0 | 0 | 0 | 0 | 0 | 0 | 0 | 0 | 0 | 0 | 0

## fuse
data_type | static
owner_type | feeder
owner | 8100606
object | fuse
name | groupid | phases | fr | to | phase_A_status | phase_B_status | phase_C_status | repair_dist_type | current_limit | mean_replacement_time | status | dcircuit | selected | monitored | monitored_fields | class_monitored_fields | played | played_fields | comments
fuse_220386397 |  | ABCN | node_intto1_8100606_200858168 | node_8100606_200858168 | GOOD | GOOD | GOOD |  | 75 |  |  | 8100606 | no | no |  |  | no
fuse_220386399 |  | AN | node_intto1_8100606_200917244 | node_8100606_200917244 | GOOD | GOOD | GOOD |  | 300 |  |  | 8100606 | no | no |  |  | no
fuse_220386403 |  | ABCN | node_intto1_8100606_200858155 | node_8100606_200858155 | GOOD | GOOD | GOOD |  | 100 |  |  | 8100606 | no | no |  |  | no
fuse_220386425 |  | ABCN | node_intto1_8100606_200858360 | node_8100606_200858360 | GOOD | GOOD | GOOD |  | 50 |  |  | 8100606 | no | no |  |  | no
fuse_220386426 |  | ABCN | node_intto1_8100606_200858339 | node_8100606_200858339 | GOOD | GOOD | GOOD |  | 100 |  |  | 8100606 | no | no |  |  | no
fuse_220386498 |  | ABCD | node_intto1_8100606_200858920 | node_8100606_200858920 | GOOD | GOOD | GOOD |  | 200 |  |  | 8100606 | no | no |  |  | no
fuse_220386515 |  | ABCD | node_intto1_8100606_200962208 | node_8100606_200962208 | GOOD | GOOD | GOOD |  | 100 |  |  | 8100606 | no | no |  |  | no
fuse_220526409 |  | ABCD | node_intto1_8100606_200971533 | node_8100606_200971533 | GOOD | GOOD | GOOD |  | 100 |  |  | 8100606 | no | no |  |  | no
fuse_220538621 |  | ABCN | node_intto1_8100606_200983595 | node_8100606_200983595 | GOOD | GOOD | GOOD |  | 80 |  |  | 8100606 | no | no |  |  | no
fuse_312032181 |  | ABCD | node_intto1_8100606_200858255 | node_8100606_200858255 | GOOD | GOOD | GOOD |  | 100 |  |  | 8100606 | no | no |  |  | no
fuse_312112727 |  | ABCN | node_intto1_312112727 | node_312112727 | GOOD | GOOD | GOOD |  | 200 |  |  | 8100606 | no | no |  |  | no

## line_configuration
data_type | static
owner_type | feeder
owner | 8100606
object | line_configuration
name | groupid | conductor_A | conductor_B | conductor_C | conductor_N | spacing | z11 | z12 | z13 | z21 | z22 | z23 | z31 | z32 | z33 | c11 | c12 | c13 | c21 | c22 | c23 | c31 | c32 | c33 | dcircuit | selected | comments
bal_1P_1/0AA |  | oh_cond_1/0_AAAC | oh_cond_1/0_AAAC | oh_cond_1/0_AAAC |  |  | 0.972+1.499j | 0.095+0.781j | 0.095+0.781j | 0.095+0.781j | 0.972+1.499j | 0.095+0.781j | 0.095+0.781j | 0.095+0.781j | 0.972+1.499j | 12.796 | -3.172 | -3.172 | -3.172 | 12.796 | -3.172 | -3.172 | -3.172 | 12.796 |  | no
bal_1P_1/0AC |  | oh_cond_1/0_ACSR | oh_cond_1/0_ACSR | oh_cond_1/0_ACSR |  |  | 0.983+1.218j | 0.095+0.781j | 0.095+0.781j | 0.095+0.781j | 0.983+1.218j | 0.095+0.781j | 0.095+0.781j | 0.095+0.781j | 0.983+1.218j | 12.796 | -3.172 | -3.172 | -3.172 | 12.796 | -3.172 | -3.172 | -3.172 | 12.796 |  | no
bal_3P_1/0AA |  | oh_cond_1/0_AAAC | oh_cond_1/0_AAAC | oh_cond_1/0_AAAC |  |  | 0.972+1.499j | 0.095+0.781j | 0.095+0.781j | 0.095+0.781j | 0.972+1.499j | 0.095+0.781j | 0.095+0.781j | 0.095+0.781j | 0.972+1.499j | 12.796 | -3.172 | -3.172 | -3.172 | 12.796 | -3.172 | -3.172 | -3.172 | 12.796 |  | no
bal_3P_1/0AC |  | oh_cond_1/0_ACSR | oh_cond_1/0_ACSR | oh_cond_1/0_ACSR |  |  | 0.983+1.497j | 0.095+0.781j | 0.095+0.781j | 0.095+0.781j | 0.983+1.497j | 0.095+0.781j | 0.095+0.781j | 0.095+0.781j | 0.983+1.497j | 12.796 | -3.172 | -3.172 | -3.172 | 12.796 | -3.172 | -3.172 | -3.172 | 12.796 |  | no
bal_3P_1/0AL |  | oh_cond_1/0_AL | oh_cond_1/0_AL | oh_cond_1/0_AL |  |  | 0.98+1.509j | 0.095+0.781j | 0.095+0.781j | 0.095+0.781j | 0.98+1.509j | 0.095+0.781j | 0.095+0.781j | 0.095+0.781j | 0.98+1.509j | 12.637 | -3.111 | -3.111 | -3.111 | 12.637 | -3.111 | -3.111 | -3.111 | 12.637 |  | no
bal_3P_2/0CU |  | oh_cond_2/0_CU | oh_cond_2/0_CU | oh_cond_2/0_CU |  |  | 0.535+1.487j | 0.095+0.781j | 0.095+0.781j | 0.095+0.781j | 0.535+1.487j | 0.095+0.781j | 0.095+0.781j | 0.095+0.781j | 0.535+1.487j | 12.878 | -3.204 | -3.204 | -3.204 | 12.878 | -3.204 | -3.204 | -3.204 | 12.878 |  | no
bal_3P_4/0AA |  | oh_cond_4/0_AAAC | oh_cond_4/0_AAAC | oh_cond_4/0_AAAC |  |  | 0.534+1.457j | 0.095+0.781j | 0.095+0.781j | 0.095+0.781j | 0.534+1.457j | 0.095+0.781j | 0.095+0.781j | 0.095+0.781j | 0.534+1.457j | 13.554 | -3.469 | -3.469 | -3.469 | 13.554 | -3.469 | -3.469 | -3.469 | 13.554 |  | no
bal_3P_4/0CU |  | oh_cond_4/0_CU | oh_cond_4/0_CU | oh_cond_4/0_CU |  |  | 0.374+1.459j | 0.095+0.781j | 0.095+0.781j | 0.095+0.781j | 0.374+1.459j | 0.095+0.781j | 0.095+0.781j | 0.095+0.781j | 0.374+1.459j | 13.381 | -3.4 | -3.4 | -3.4 | 13.381 | -3.4 | -3.4 | -3.4 | 13.381 |  | no
bal_3P_4CU |  | oh_cond_4_CU | oh_cond_4_CU | oh_cond_4_CU |  |  | 1.483+1.565j | 0.095+0.781j | 0.095+0.781j | 0.095+0.781j | 1.483+1.565j | 0.095+0.781j | 0.095+0.781j | 0.095+0.781j | 1.483+1.565j | 11.78 | -2.785 | -2.785 | -2.785 | 11.78 | -2.785 | -2.785 | -2.785 | 11.78 |  | no
bal_3P_336AC |  | oh_cond_336_5_ACSR | oh_cond_336_5_ACSR | oh_cond_336_5_ACSR |  |  | 0.373+1.413j | 0.095+0.781j | 0.095+0.781j | 0.095+0.781j | 0.373+1.413j | 0.095+0.781j | 0.095+0.781j | 0.095+0.781j | 0.373+1.413j | 14.023 | -3.655 | -3.655 | -3.655 | 14.023 | -3.655 | -3.655 | -3.655 | 14.023 |  | no
bal_3P_477AL |  | oh_cond_477_MCM_AL | oh_cond_477_MCM_AL | oh_cond_477_MCM_AL |  |  | 0.293+1.41j | 0.095+0.775j | 0.095+0.775j | 0.095+0.775j | 0.293+1.41j | 0.095+0.775j | 0.095+0.775j | 0.095+0.775j | 0.293+1.41j | 14.305 | -3.735 | -3.735 | -3.735 | 14.305 | -3.735 | -3.735 | -3.735 | 14.305 |  | no
unb_TAPWIRE_OH |  | oh_cond_WP-4/0-CU | oh_cond_WP-4/0-CU | oh_cond_WP-4/0-CU | oh_cond_WP-4/0-CU |  | 0.365+1.097j | 0.093+0.433j | 0.094+0.34j | 0.093+0.433j | 0.368+1.078j | 0.095+0.401j | 0.094+0.34j | 0.095+0.401j | 0.368+1.077j | 14.911 | -4.341 | -1.953 | -4.341 | 15.781 | -3.724 | -1.953 | -3.724 | 14.818 |  | no
und_1P_2CUURD |  | und_cond_1P_2CUURD | und_cond_1P_2CUURD | und_cond_1P_2CUURD |  |  | 1.645+0.542j | 0.0+0.0j | 0.0+0.0j | 0.0+0.0j | 1.645+0.542j | 0.0+0.0j | 0.0+0.0j | 0.0+0.0j | 1.645+0.542j | 401.498 | 0 | 0 | 0 | 401.498 | 0 | 0 | 0 | 401.498 |  | no
und_3P_2ALURD |  | und_cond_3P_2ALURD | und_cond_3P_2ALURD | und_cond_3P_2ALURD |  |  | 2.125+0.49j | 0.384+0.067j | 0.384+0.067j | 0.384+0.067j | 2.125+0.49j | 0.384+0.067j | 0.384+0.067j | 0.384+0.067j | 2.125+0.49j | 401.498 | 0 | 0 | 0 | 401.498 | 0 | 0 | 0 | 401.498 |  | no
und_3P_DELTACUST |  | und_cond_3P_DELTACUST | und_cond_3P_DELTACUST | und_cond_3P_DELTACUST |  |  | 0.179+0.233j | 0.061-0.024j | 0.061-0.024j | 0.061-0.024j | 0.179+0.233j | 0.061-0.024j | 0.061-0.024j | 0.061-0.024j | 0.179+0.233j | 324.124 | 0 | 0 | 0 | 324.124 | 0 | 0 | 0 | 324.124 |  | no
und_DEFAULT |  | und_cond_DEFAULT | und_cond_DEFAULT | und_cond_DEFAULT |  |  | 0.466+0.196j | 0.074-0.027j | 0.074-0.027j | 0.074-0.027j | 0.466+0.196j | 0.074-0.027j | 0.074-0.027j | 0.074-0.027j | 0.466+0.196j | 0.284 | -0.008 | -0.008 | -0.008 | 0.284 | -0.008 | -0.008 | -0.008 | 0.284 |  | no
und_TAPWIRE_UG |  | und_cond_TAPWIRE_UG | und_cond_TAPWIRE_UG | und_cond_TAPWIRE_UG |  |  | 0.001+0.001j | 0.0+0.0j | 0.0+0.0j | 0.0+0.0j | 0.001+0.001j | 0.0+0.0j | 0.0+0.0j | 0.0+0.0j | 0.001+0.001j | 0 | 0 | 0 | 0 | 0 | 0 | 0 | 0 | 0 |  | no

## load
data_type | static
owner_type | feeder
owner | 8100606
object | load
name | groupid | parent | bustype | phases | nominal_voltage | load_class | constant_power_A | constant_power_B | constant_power_C | constant_current_A | constant_current_B | constant_current_C | constant_impedance_A | constant_impedance_B | constant_impedance_C | base_power_A | base_power_B | base_power_C | power_pf_A | power_pf_B | power_pf_C | current_pf_A | current_pf_B | current_pf_C | impedance_pf_A | impedance_pf_B | impedance_pf_C | power_fraction_A | power_fraction_B | power_fraction_C | current_fraction_A | current_fraction_B | current_fraction_C | impedance_fraction_A | impedance_fraction_B | impedance_fraction_C | dcircuit | selected | monitored | monitored_fields | class_monitored_fields | played | played_fields | base_kw_A | base_kw_B | base_kw_C | kw_A | kw_B | kw_C | comments | critical_load | dem_resp_lb | dem_resp_ub | dem_resp_shortage_cost | dem_resp_surplus_cost | num_customers
load_220347015 |  | node_1380595_012_15297396_782 |  | AN | 0 | NonResidential | 18333.333+7809.967j | 0 | 0 | 0 | 0 | 0 | [24 empty] | 8100606 | no | no |  |  | no |  | 0 | 0 | 0 | 0 | 0 | 0 |  | 1 | 1 | 1 | 0 | 0 | 0
load_220347016 |  | node_1380604_027_15297386_973 |  | BN | 0 | NonResidential | 0 | 18333.333+7809.967j | 0 | 0 | 0 | 0 | [24 empty] | 8100606 | no | no |  |  | no |  | 0 | 0 | 0 | 0 | 0 | 0 |  | 1 | 1 | 1 | 0 | 0 | 0
load_220347017 |  | node_1380592_523_15297406_135 |  | CN | 0 | NonResidential | 0 | 0 | 18333.333+7809.967j | 0 | 0 | 0 | [24 empty] | 8100606 | no | no |  |  | no |  | 0 | 0 | 0 | 0 | 0 | 0 |  | 1 | 1 | 1 | 0 | 0 | 0
load_220347028 |  | node_1381427_078_15298398_002 |  | BN | 0 | Residential | 0 | 9241.2+3936.735j | 0 | 0 | 0 | 0 | [24 empty] | 8100606 | no | no |  |  | no |  | 0 | 0 | 0 | 0 | 0 | 0 |  | 1 | 1 | 1 | 0 | 0 | 0
load_220347029 |  | node_1381426_184_15298388_873 |  | AN | 0 | Residential | 9241.2+3936.735j | 0 | 0 | 0 | 0 | 0 | [24 empty] | 8100606 | no | no |  |  | no |  | 0 | 0 | 0 | 0 | 0 | 0 |  | 1 | 1 | 1 | 0 | 0 | 0
load_220347143 |  | node_1379965_444_15299006_38 |  | AN | 0 | NonResidential | 20333.333+8661.964j | 0 | 0 | 0 | 0 | 0 | [24 empty] | 8100606 | no | no |  |  | no |  | 0 | 0 | 0 | 0 | 0 | 0 |  | 1 | 1 | 1 | 0 | 0 | 0
load_220347144 |  | node_1379970_92_15299003_542 |  | CN | 0 | NonResidential | 0 | 0 | 20333.333+8661.964j | 0 | 0 | 0 | [24 empty] | 8100606 | no | no |  |  | no |  | 0 | 0 | 0 | 0 | 0 | 0 |  | 1 | 1 | 1 | 0 | 0 | 0
load_220347145 |  | node_1379960_332_15299003_315 |  | BN | 0 | NonResidential | 0 | 20333.333+8661.964j | 0 | 0 | 0 | 0 | [24 empty] | 8100606 | no | no |  |  | no |  | 0 | 0 | 0 | 0 | 0 | 0 |  | 1 | 1 | 1 | 0 | 0 | 0
load_220347146 |  | node_1379950_03_15298543_445 |  | AN | 0 | NonResidential | 4824+2055.015j | 0 | 0 | 0 | 0 | 0 | [24 empty] | 8100606 | no | no |  |  | no |  | 0 | 0 | 0 | 0 | 0 | 0 |  | 1 | 1 | 1 | 0 | 0 | 0
load_220347147 |  | node_1379881_84_15298170_94 |  | AN | 0 | NonResidential | 331.2+141.091j | 0 | 0 | 0 | 0 | 0 | [24 empty] | 8100606 | no | no |  |  | no |  | 0 | 0 | 0 | 0 | 0 | 0 |  | 1 | 1 | 1 | 0 | 0 | 0
load_220347149 |  | node_1380223_584_15298563_908 |  | AN | 0 | NonResidential | 1000+425.998j | 0 | 0 | 0 | 0 | 0 | [24 empty] | 8100606 | no | no |  |  | no |  | 0 | 0 | 0 | 0 | 0 | 0 |  | 1 | 1 | 1 | 0 | 0 | 0
load_220347150 |  | node_1380334_176_15298331_952 |  | AN | 0 | NonResidential | 29333.333+12495.948j | 0 | 0 | 0 | 0 | 0 | [24 empty] | 8100606 | no | no |  |  | no |  | 0 | 0 | 0 | 0 | 0 | 0 |  | 1 | 1 | 1 | 0 | 0 | 0
load_220347151 |  | node_1380327_092_15298356_758 |  | BN | 0 | NonResidential | 0 | 29333.333+12495.948j | 0 | 0 | 0 | 0 | [24 empty] | 8100606 | no | no |  |  | no |  | 0 | 0 | 0 | 0 | 0 | 0 |  | 1 | 1 | 1 | 0 | 0 | 0
load_220347152 |  | node_1380336_225_15298305_486 |  | CN | 0 | NonResidential | 0 | 0 | 29333.333+12495.948j | 0 | 0 | 0 | [24 empty] | 8100606 | no | no |  |  | no |  | 0 | 0 | 0 | 0 | 0 | 0 |  | 1 | 1 | 1 | 0 | 0 | 0
load_220347153 |  | node_1380292_38_15298216_627 |  | AN | 0 | NonResidential | 0 | 0 | 0 | 0 | 0 | 0 | [24 empty] | 8100606 | no | no |  |  | no |  | 0 | 0 | 0 | 0 | 0 | 0 |  | 1 | 1 | 1 | 0 | 0 | 0
load_220347154 |  | node_1380194_155_15298132_925 |  | AN | 0 | NonResidential | 14333.333+6105.974j | 0 | 0 | 0 | 0 | 0 | [24 empty] | 8100606 | no | no |  |  | no |  | 0 | 0 | 0 | 0 | 0 | 0 |  | 1 | 1 | 1 | 0 | 0 | 0
load_220347155 |  | node_1380192_17_15298106_413 |  | BN | 0 | NonResidential | 0 | 14333.333+6105.974j | 0 | 0 | 0 | 0 | [24 empty] | 8100606 | no | no |  |  | no |  | 0 | 0 | 0 | 0 | 0 | 0 |  | 1 | 1 | 1 | 0 | 0 | 0
load_220347156 |  | node_1380195_357_15298080_161 |  | CN | 0 | NonResidential | 0 | 0 | 14333.333+6105.974j | 0 | 0 | 0 | [24 empty] | 8100606 | no | no |  |  | no |  | 0 | 0 | 0 | 0 | 0 | 0 |  | 1 | 1 | 1 | 0 | 0 | 0
load_220347157 |  | node_1380910_592_15297953_45 |  | AN | 0 | NonResidential | 20664+8802.827j | 0 | 0 | 0 | 0 | 0 | [24 empty] | 8100606 | no | no |  |  | no |  | 0 | 0 | 0 | 0 | 0 | 0 |  | 1 | 1 | 1 | 0 | 0 | 0
load_220347164 |  | node_1380899_655_15298153_407 |  | AN | 0 | NonResidential | 4333.333+1845.992j | 0 | 0 | 0 | 0 | 0 | [24 empty] | 8100606 | no | no |  |  | no |  | 0 | 0 | 0 | 0 | 0 | 0 |  | 1 | 1 | 1 | 0 | 0 | 0
load_220347165 |  | node_1380897_388_15298162_544 |  | BN | 0 | NonResidential | 0 | 4333.333+1845.992j | 0 | 0 | 0 | 0 | [24 empty] | 8100606 | no | no |  |  | no |  | 0 | 0 | 0 | 0 | 0 | 0 |  | 1 | 1 | 1 | 0 | 0 | 0
load_220347166 |  | node_1380898_207_15298143_463 |  | CN | 0 | NonResidential | 0 | 0 | 4333.333+1845.992j | 0 | 0 | 0 | [24 empty] | 8100606 | no | no |  |  | no |  | 0 | 0 | 0 | 0 | 0 | 0 |  | 1 | 1 | 1 | 0 | 0 | 0
load_220347192 |  | node_1380086_868_15297818_698 |  | AN | 0 | NonResidential | 3225.6+1374.1j | 0 | 0 | 0 | 0 | 0 | [24 empty] | 8100606 | no | no |  |  | no |  | 0 | 0 | 0 | 0 | 0 | 0 |  | 1 | 1 | 1 | 0 | 0 | 0
load_220347198 |  | node_1381003_45_15297835_377 |  | AN | 0 | NonResidential | 0 | 0 | 0 | 0 | 0 | 0 | [24 empty] | 8100606 | no | no |  |  | no |  | 0 | 0 | 0 | 0 | 0 | 0 |  | 1 | 1 | 1 | 0 | 0 | 0
load_220347199 |  | node_1380627_99_15297853_372 |  | CN | 0 | NonResidential | 0 | 0 | 9333.333+3975.983j | 0 | 0 | 0 | [24 empty] | 8100606 | no | no |  |  | no |  | 0 | 0 | 0 | 0 | 0 | 0 |  | 1 | 1 | 1 | 0 | 0 | 0
load_220347200 |  | node_1380621_759_15297850_321 |  | BN | 0 | NonResidential | 0 | 9333.333+3975.983j | 0 | 0 | 0 | 0 | [24 empty] | 8100606 | no | no |  |  | no |  | 0 | 0 | 0 | 0 | 0 | 0 |  | 1 | 1 | 1 | 0 | 0 | 0
load_220347201 |  | node_1380618_625_15297846_689 |  | AN | 0 | NonResidential | 9333.333+3975.983j | 0 | 0 | 0 | 0 | 0 | [24 empty] | 8100606 | no | no |  |  | no |  | 0 | 0 | 0 | 0 | 0 | 0 |  | 1 | 1 | 1 | 0 | 0 | 0
load_220347212 |  | node_1381569_783_15297871_891 |  | AN | 0 | NonResidential | 1922.4+818.939j | 0 | 0 | 0 | 0 | 0 | [24 empty] | 8100606 | no | no |  |  | no |  | 0 | 0 | 0 | 0 | 0 | 0 |  | 1 | 1 | 1 | 0 | 0 | 0
load_220347213 |  | node_1381945_477_15298049_246 |  | AN | 0 | NonResidential | 16000+6815.971j | 0 | 0 | 0 | 0 | 0 | [24 empty] | 8100606 | no | no |  |  | no |  | 0 | 0 | 0 | 0 | 0 | 0 |  | 1 | 1 | 1 | 0 | 0 | 0
load_220347214 |  | node_1381949_036_15298075_473 |  | AN | 0 | NonResidential | 16000+6815.971j | 0 | 0 | 0 | 0 | 0 | [24 empty] | 8100606 | no | no |  |  | no |  | 0 | 0 | 0 | 0 | 0 | 0 |  | 1 | 1 | 1 | 0 | 0 | 0
load_220347215 |  | node_1381658_367_15297984_826 |  | BN | 0 | NonResidential | 0 | 5333.333+2271.99j | 0 | 0 | 0 | 0 | [24 empty] | 8100606 | no | no |  |  | no |  | 0 | 0 | 0 | 0 | 0 | 0 |  | 1 | 1 | 1 | 0 | 0 | 0
load_220347216 |  | node_1381651_776_15297985_742 |  | AN | 0 | NonResidential | 5333.333+2271.99j | 0 | 0 | 0 | 0 | 0 | [24 empty] | 8100606 | no | no |  |  | no |  | 0 | 0 | 0 | 0 | 0 | 0 |  | 1 | 1 | 1 | 0 | 0 | 0
load_220347217 |  | node_1381666_386_15297986_123 |  | CN | 0 | Residential | 0 | 0 | 5397.6+2299.368j | 0 | 0 | 0 | [24 empty] | 8100606 | no | no |  |  | no |  | 0 | 0 | 0 | 0 | 0 | 0 |  | 1 | 1 | 1 | 0 | 0 | 0
load_220347221 |  | node_1381922_69_15298096_481 |  | AN | 0 | NonResidential | 19333.333+8235.965j | 0 | 0 | 0 | 0 | 0 | [24 empty] | 8100606 | no | no |  |  | no |  | 0 | 0 | 0 | 0 | 0 | 0 |  | 1 | 1 | 1 | 0 | 0 | 0
load_220347222 |  | node_1381916_853_15298070_981 |  | BN | 0 | NonResidential | 0 | 19333.333+8235.965j | 0 | 0 | 0 | 0 | [24 empty] | 8100606 | no | no |  |  | no |  | 0 | 0 | 0 | 0 | 0 | 0 |  | 1 | 1 | 1 | 0 | 0 | 0
load_220347223 |  | node_1381933_232_15298119_127 |  | CN | 0 | NonResidential | 0 | 0 | 19333.333+8235.965j | 0 | 0 | 0 | [24 empty] | 8100606 | no | no |  |  | no |  | 0 | 0 | 0 | 0 | 0 | 0 |  | 1 | 1 | 1 | 0 | 0 | 0
load_220347224 |  | node_1382474_259_15297627_026 |  | AN | 0 | NonResidential | 13000+5537.977j | 0 | 0 | 0 | 0 | 0 | [24 empty] | 8100606 | no | no |  |  | no |  | 0 | 0 | 0 | 0 | 0 | 0 |  | 1 | 1 | 1 | 0 | 0 | 0
load_220347225 |  | node_1382493_282_15297619_689 |  | BN | 0 | NonResidential | 0 | 13000+5537.977j | 0 | 0 | 0 | 0 | [24 empty] | 8100606 | no | no |  |  | no |  | 0 | 0 | 0 | 0 | 0 | 0 |  | 1 | 1 | 1 | 0 | 0 | 0
load_220347226 |  | node_1382457_33_15297640_738 |  | CN | 0 | Residential | 0 | 0 | 40329.6+17180.338j | 0 | 0 | 0 | [24 empty] | 8100606 | no | no |  |  | no |  | 0 | 0 | 0 | 0 | 0 | 0 |  | 1 | 1 | 1 | 0 | 0 | 0
load_220347229 |  | node_1382152_313_15298425_861 |  | AN | 0 | NonResidential | 12271.2+5227.509j | 0 | 0 | 0 | 0 | 0 | [24 empty] | 8100606 | no | no |  |  | no |  | 0 | 0 | 0 | 0 | 0 | 0 |  | 1 | 1 | 1 | 0 | 0 | 0
load_220347231 |  | node_1382328_149_15298646_015 |  | AN | 0 | NonResidential | 0 | 0 | 0 | 0 | 0 | 0 | [24 empty] | 8100606 | no | no |  |  | no |  | 0 | 0 | 0 | 0 | 0 | 0 |  | 1 | 1 | 1 | 0 | 0 | 0
load_220347232 |  | node_1382312_389_15298662_031 |  | BN | 0 | NonResidential | 0 | 0 | 0 | 0 | 0 | 0 | [24 empty] | 8100606 | no | no |  |  | no |  | 0 | 0 | 0 | 0 | 0 | 0 |  | 1 | 1 | 1 | 0 | 0 | 0
load_220347233 |  | node_1382340_258_15298625_04 |  | CN | 0 | NonResidential | 0 | 0 | 0 | 0 | 0 | 0 | [24 empty] | 8100606 | no | no |  |  | no |  | 0 | 0 | 0 | 0 | 0 | 0 |  | 1 | 1 | 1 | 0 | 0 | 0
load_220347234 |  | node_1382399_314_15298395_184 |  | AN | 0 | Residential | 25318.8+10785.764j | 0 | 0 | 0 | 0 | 0 | [24 empty] | 8100606 | no | no |  |  | no |  | 0 | 0 | 0 | 0 | 0 | 0 |  | 1 | 1 | 1 | 0 | 0 | 0
load_220347235 |  | node_1382389_457_15298400_787 |  | BN | 0 | Residential | 0 | 25318.8+10785.764j | 0 | 0 | 0 | 0 | [24 empty] | 8100606 | no | no |  |  | no |  | 0 | 0 | 0 | 0 | 0 | 0 |  | 1 | 1 | 1 | 0 | 0 | 0
load_220347240 |  | node_1381439_054_15298688_328 |  | BN | 0 | NonResidential | 0 | 333.333+141.999j | 0 | 0 | 0 | 0 | [24 empty] | 8100606 | no | no |  |  | no |  | 0 | 0 | 0 | 0 | 0 | 0 |  | 1 | 1 | 1 | 0 | 0 | 0
load_220347242 |  | node_1381421_774_15298702_746 |  | AN | 0 | NonResidential | 333.333+141.999j | 0 | 0 | 0 | 0 | 0 | [24 empty] | 8100606 | no | no |  |  | no |  | 0 | 0 | 0 | 0 | 0 | 0 |  | 1 | 1 | 1 | 0 | 0 | 0
load_220347243 |  | node_1381384_059_15298793_822 |  | AN | 0 | NonResidential | 1500+638.997j | 0 | 0 | 0 | 0 | 0 | [24 empty] | 8100606 | no | no |  |  | no |  | 0 | 0 | 0 | 0 | 0 | 0 |  | 1 | 1 | 1 | 0 | 0 | 0
load_220347244 |  | node_1381373_705_15298797_802 |  | BN | 0 | Residential | 0 | 52790.4+22488.616j | 0 | 0 | 0 | 0 | [24 empty] | 8100606 | no | no |  |  | no |  | 0 | 0 | 0 | 0 | 0 | 0 |  | 1 | 1 | 1 | 0 | 0 | 0
load_220347416 |  | node_1382670_618_15298076_591 |  | AN | 0 | Residential | 43461.6+18514.564j | 0 | 0 | 0 | 0 | 0 | [24 empty] | 8100606 | no | no |  |  | no |  | 0 | 0 | 0 | 0 | 0 | 0 |  | 1 | 1 | 1 | 0 | 0 | 0
load_220347417 |  | node_1382670_801_15298066_516 |  | CN | 0 | Residential | 0 | 0 | 43461.6+18514.564j | 0 | 0 | 0 | [24 empty] | 8100606 | no | no |  |  | no |  | 0 | 0 | 0 | 0 | 0 | 0 |  | 1 | 1 | 1 | 0 | 0 | 0
load_220347418 |  | node_1382669_483_15298087_337 |  | BN | 0 | Residential | 0 | 43461.6+18514.564j | 0 | 0 | 0 | 0 | [24 empty] | 8100606 | no | no |  |  | no |  | 0 | 0 | 0 | 0 | 0 | 0 |  | 1 | 1 | 1 | 0 | 0 | 0
load_220347419 |  | node_1382945_664_15298108_675 |  | AN | 0 | NonResidential | 0 | 0 | 0 | 0 | 0 | 0 | [24 empty] | 8100606 | no | no |  |  | no |  | 0 | 0 | 0 | 0 | 0 | 0 |  | 1 | 1 | 1 | 0 | 0 | 0
load_220347421 |  | node_1382928_23_15298061_195 |  | BN | 0 | NonResidential | 0 | 0 | 0 | 0 | 0 | 0 | [24 empty] | 8100606 | no | no |  |  | no |  | 0 | 0 | 0 | 0 | 0 | 0 |  | 1 | 1 | 1 | 0 | 0 | 0
load_220347521 |  | node_1382917_663_15297637_468 |  | AN | 0 | NonResidential | 20000+8519.964j | 0 | 0 | 0 | 0 | 0 | [24 empty] | 8100606 | no | no |  |  | no |  | 0 | 0 | 0 | 0 | 0 | 0 |  | 1 | 1 | 1 | 0 | 0 | 0
load_220347522 |  | node_1382725_521_15297807_703 |  | AN | 0 | NonResidential | 1144.8+487.683j | 0 | 0 | 0 | 0 | 0 | [24 empty] | 8100606 | no | no |  |  | no |  | 0 | 0 | 0 | 0 | 0 | 0 |  | 1 | 1 | 1 | 0 | 0 | 0
load_220347523 |  | node_1379773_192_15298834_546 |  | BN | 0 | NonResidential | 0 | 19000+8093.966j | 0 | 0 | 0 | 0 | [24 empty] | 8100606 | no | no |  |  | no |  | 0 | 0 | 0 | 0 | 0 | 0 |  | 1 | 1 | 1 | 0 | 0 | 0
load_220347524 |  | node_1379779_69_15298835_509 |  | AN | 0 | NonResidential | 19000+8093.966j | 0 | 0 | 0 | 0 | 0 | [24 empty] | 8100606 | no | no |  |  | no |  | 0 | 0 | 0 | 0 | 0 | 0 |  | 1 | 1 | 1 | 0 | 0 | 0
load_220347525 |  | node_1379787_143_15298835_429 |  | CN | 0 | NonResidential | 0 | 0 | 19000+8093.966j | 0 | 0 | 0 | [24 empty] | 8100606 | no | no |  |  | no |  | 0 | 0 | 0 | 0 | 0 | 0 |  | 1 | 1 | 1 | 0 | 0 | 0
load_220519585 |  | node_1379579_429_15298824_2 |  | BN | 0 | NonResidential | 0 | 0 | 0 | 0 | 0 | 0 | [24 empty] | 8100606 | no | no |  |  | no |  | 0 | 0 | 0 | 0 | 0 | 0 |  | 1 | 1 | 1 | 0 | 0 | 0
load_220519586 |  | node_1379585_644_15298825_484 |  | AN | 0 | NonResidential | 0 | 0 | 0 | 0 | 0 | 0 | [24 empty] | 8100606 | no | no |  |  | no |  | 0 | 0 | 0 | 0 | 0 | 0 |  | 1 | 1 | 1 | 0 | 0 | 0
load_220519587 |  | node_1379592_849_15298823_703 |  | CN | 0 | NonResidential | 0 | 0 | 0 | 0 | 0 | 0 | [24 empty] | 8100606 | no | no |  |  | no |  | 0 | 0 | 0 | 0 | 0 | 0 |  | 1 | 1 | 1 | 0 | 0 | 0
load_220529917 |  | node_1382470_051_15298141_405 |  | ABCN | 0 | NonResidential | 44000+18743.922j | 44000+18743.922j | 44000+18743.922j | 0 | 0 | 0 | [24 empty] | 8100606 | no | no |  |  | no |  | 0 | 0 | 0 | 0 | 0 | 0 |  | 1 | 1 | 1 | 0 | 0 | 0
load_220530581 |  | node_1382912_341_15298180_229 |  | ABCN | 0 | NonResidential | 11000+4685.98j | 11000+4685.98j | 11000+4685.98j | 0 | 0 | 0 | [24 empty] | 8100606 | no | no |  |  | no |  | 0 | 0 | 0 | 0 | 0 | 0 |  | 1 | 1 | 1 | 0 | 0 | 0
load_220530623 |  | node_1380016_02_15298657_323 |  | ABCN | 0 | NonResidential | 31666.667+13489.944j | 31666.667+13489.944j | 31666.667+13489.944j | 0 | 0 | 0 | [24 empty] | 8100606 | no | no |  |  | no |  | 0 | 0 | 0 | 0 | 0 | 0 |  | 1 | 1 | 1 | 0 | 0 | 0
load_220531199 |  | node_1381506_982_15298829_728 |  | ABCN | 0 | NonResidential | 129333.333+55095.769j | 129333.333+55095.769j | 129333.333+55095.769j | 0 | 0 | 0 | [24 empty] | 8100606 | no | no |  |  | no |  | 0 | 0 | 0 | 0 | 0 | 0 |  | 1 | 1 | 1 | 0 | 0 | 0
load_220532869 |  | node_1380184_104_15298428_249 |  | ABCN | 0 | NonResidential | 71666.667+30529.872j | 71666.667+30529.872j | 71666.667+30529.872j | 0 | 0 | 0 | [24 empty] | 8100606 | no | no |  |  | no |  | 0 | 0 | 0 | 0 | 0 | 0 |  | 1 | 1 | 1 | 0 | 0 | 0
load_220533879 |  | node_1380167_469_15298715_416 |  | AN | 0 | NonResidential | 23666.667+10081.958j | 0 | 0 | 0 | 0 | 0 | [24 empty] | 8100606 | no | no |  |  | no |  | 0 | 0 | 0 | 0 | 0 | 0 |  | 1 | 1 | 1 | 0 | 0 | 0
load_220533880 |  | node_1380186_987_15298720_269 |  | BN | 0 | NonResidential | 0 | 23666.667+10081.958j | 0 | 0 | 0 | 0 | [24 empty] | 8100606 | no | no |  |  | no |  | 0 | 0 | 0 | 0 | 0 | 0 |  | 1 | 1 | 1 | 0 | 0 | 0
load_220533881 |  | node_1380147_714_15298717_505 |  | CN | 0 | NonResidential | 0 | 0 | 23666.667+10081.958j | 0 | 0 | 0 | [24 empty] | 8100606 | no | no |  |  | no |  | 0 | 0 | 0 | 0 | 0 | 0 |  | 1 | 1 | 1 | 0 | 0 | 0
load_220535662 |  | node_1382939_267_15298083_414 |  | CN | 0 | NonResidential | 0 | 0 | 0 | 0 | 0 | 0 | [24 empty] | 8100606 | no | no |  |  | no |  | 0 | 0 | 0 | 0 | 0 | 0 |  | 1 | 1 | 1 | 0 | 0 | 0
load_220551944 |  | node_1380154_217_15298079_917 |  | AN | 0 | NonResidential | 208000+88607.629j | 0 | 0 | 0 | 0 | 0 | [24 empty] | 8100606 | no | no |  |  | no |  | 0 | 0 | 0 | 0 | 0 | 0 |  | 1 | 1 | 1 | 0 | 0 | 0
load_220616409 |  | node_1381610_314_15298573_288 |  | BN | 0 | NonResidential | 0 | 6000+2555.989j | 0 | 0 | 0 | 0 | [24 empty] | 8100606 | no | no |  |  | no |  | 0 | 0 | 0 | 0 | 0 | 0 |  | 1 | 1 | 1 | 0 | 0 | 0
load_220616410 |  | node_1381617_406_15298567_754 |  | AN | 0 | NonResidential | 6000+2555.989j | 0 | 0 | 0 | 0 | 0 | [24 empty] | 8100606 | no | no |  |  | no |  | 0 | 0 | 0 | 0 | 0 | 0 |  | 1 | 1 | 1 | 0 | 0 | 0
load_220616411 |  | node_1381625_44_15298563_757 |  | CN | 0 | NonResidential | 0 | 0 | 6000+2555.989j | 0 | 0 | 0 | [24 empty] | 8100606 | no | no |  |  | no |  | 0 | 0 | 0 | 0 | 0 | 0 |  | 1 | 1 | 1 | 0 | 0 | 0
load_220623222 |  | node_1379469_661_15298780_849 |  | BN | 0 | NonResidential | 0 | 11000+4685.98j | 0 | 0 | 0 | 0 | [24 empty] | 8100606 | no | no |  |  | no |  | 0 | 0 | 0 | 0 | 0 | 0 |  | 1 | 1 | 1 | 0 | 0 | 0
load_220623223 |  | node_1379474_555_15298769_084 |  | AN | 0 | NonResidential | 11000+4685.98j | 0 | 0 | 0 | 0 | 0 | [24 empty] | 8100606 | no | no |  |  | no |  | 0 | 0 | 0 | 0 | 0 | 0 |  | 1 | 1 | 1 | 0 | 0 | 0
load_220623234 |  | node_1379468_261_15298794_041 |  | CN | 0 | NonResidential | 0 | 0 | 11000+4685.98j | 0 | 0 | 0 | [24 empty] | 8100606 | no | no |  |  | no |  | 0 | 0 | 0 | 0 | 0 | 0 |  | 1 | 1 | 1 | 0 | 0 | 0
load_220646692 |  | node_1381663_566_15298026_085 |  | AN | 0 | NonResidential | 26666.667+11359.953j | 0 | 0 | 0 | 0 | 0 | [24 empty] | 8100606 | no | no |  |  | no |  | 0 | 0 | 0 | 0 | 0 | 0 |  | 1 | 1 | 1 | 0 | 0 | 0
load_220646693 |  | node_1381673_503_15298049_215 |  | BN | 0 | NonResidential | 0 | 26666.667+11359.953j | 0 | 0 | 0 | 0 | [24 empty] | 8100606 | no | no |  |  | no |  | 0 | 0 | 0 | 0 | 0 | 0 |  | 1 | 1 | 1 | 0 | 0 | 0
load_220646694 |  | node_1381649_526_15298007_156 |  | CN | 0 | NonResidential | 0 | 0 | 26666.667+11359.953j | 0 | 0 | 0 | [24 empty] | 8100606 | no | no |  |  | no |  | 0 | 0 | 0 | 0 | 0 | 0 |  | 1 | 1 | 1 | 0 | 0 | 0
load_310049227 |  | node_1382143_27_15298410_242 |  | BN | 0 | Residential | 0 | 35037.6+14925.955j | 0 | 0 | 0 | 0 | [24 empty] | 8100606 | no | no |  |  | no |  | 0 | 0 | 0 | 0 | 0 | 0 |  | 1 | 1 | 1 | 0 | 0 | 0
load_310049318 |  | node_1381448_873_15298671_628 |  | CN | 0 | NonResidential | 0 | 0 | 333.333+141.999j | 0 | 0 | 0 | [24 empty] | 8100606 | no | no |  |  | no |  | 0 | 0 | 0 | 0 | 0 | 0 |  | 1 | 1 | 1 | 0 | 0 | 0
load_310065171 |  | node_1382144_047_15298395_039 |  | CN | 0 | Residential | 0 | 0 | 35037.6+14925.955j | 0 | 0 | 0 | [24 empty] | 8100606 | no | no |  |  | no |  | 0 | 0 | 0 | 0 | 0 | 0 |  | 1 | 1 | 1 | 0 | 0 | 0
load_312010597 |  | node_312010597-L |  | AN | 0 | Residential | 91357.2+38918.004j | 0 | 0 | 0 | 0 | 0 | [24 empty] | 8100606 | no | no |  |  | no |  | 0 | 0 | 0 | 0 | 0 | 0 |  | 1 | 1 | 1 | 0 | 0 | 0
load_312010598 |  | node_312010598-L |  | BN | 0 | Residential | 0 | 91357.2+38918.004j | 0 | 0 | 0 | 0 | [24 empty] | 8100606 | no | no |  |  | no |  | 0 | 0 | 0 | 0 | 0 | 0 |  | 1 | 1 | 1 | 0 | 0 | 0

## node
data_type | static
owner_type | feeder
owner | 8100606
object | node
name | groupid | parent | bustype | phases | nominal_voltage | dcircuit | selected | monitored | monitored_fields | class_monitored_fields | played | played_fields | subsystem | x | y | comments | dist_to_slack
node_1379468_261_15298794_041 |  |  | PQ | ABCN | 2771.281 | 8100606 | no | no |  |  | no |  |  | 1379468.261 | 15298794.041 |  | -1
node_1379469_661_15298780_849 |  |  | PQ | ABCN | 2771.281 | 8100606 | no | no |  |  | no |  |  | 1379469.661 | 15298780.849 |  | -1
node_1379474_555_15298769_084 |  |  | PQ | ABCN | 2771.281 | 8100606 | no | no |  |  | no |  |  | 1379474.555 | 15298769.084 |  | -1
node_1379579_429_15298824_2 |  |  | PQ | ABCN | 2771.281 | 8100606 | no | no |  |  | no |  |  | 1379579.429 | 15298824.2 |  | -1
node_1379585_644_15298825_484 |  |  | PQ | ABCN | 2771.281 | 8100606 | no | no |  |  | no |  |  | 1379585.644 | 15298825.484 |  | -1
node_1379592_849_15298823_703 |  |  | PQ | ABCN | 2771.281 | 8100606 | no | no |  |  | no |  |  | 1379592.849 | 15298823.703 |  | -1
node_1379773_192_15298834_546 |  |  | PQ | ABCN | 2771.281 | 8100606 | no | no |  |  | no |  |  | 1379773.192 | 15298834.546 |  | -1
node_1379779_69_15298835_509 |  |  | PQ | ABCN | 2771.281 | 8100606 | no | no |  |  | no |  |  | 1379779.69 | 15298835.509 |  | -1
node_1379787_143_15298835_429 |  |  | PQ | ABCN | 2771.281 | 8100606 | no | no |  |  | no |  |  | 1379787.143 | 15298835.429 |  | -1
node_1379881_84_15298170_94 |  |  | PQ | AN | 2771.281 | 8100606 | no | no |  |  | no |  |  | 1379881.84 | 15298170.94 |  | -1
node_1379950_03_15298543_445 |  |  | PQ | ABCN | 2771.281 | 8100606 | no | no |  |  | no |  |  | 1379950.03 | 15298543.445 |  | -1
node_1379960_332_15299003_315 |  |  | PQ | ABCN | 2771.281 | 8100606 | no | no |  |  | no |  |  | 1379960.332 | 15299003.315 |  | -1
node_1379965_444_15299006_38 |  |  | PQ | ABCN | 2771.281 | 8100606 | no | no |  |  | no |  |  | 1379965.444 | 15299006.38 |  | -1
node_1379970_92_15299003_542 |  |  | PQ | ABCN | 2771.281 | 8100606 | no | no |  |  | no |  |  | 1379970.92 | 15299003.542 |  | -1
node_1380016_02_15298657_323 |  |  | PQ | ABCN | 2771.281 | 8100606 | no | no |  |  | no |  |  | 1380016.02 | 15298657.323 |  | -1
node_1380086_868_15297818_698 |  |  | PQ | ABCN | 2771.281 | 8100606 | no | no |  |  | no |  |  | 1380086.868 | 15297818.698 |  | -1
node_1380147_714_15298717_505 |  |  | PQ | ABCN | 2771.281 | 8100606 | no | no |  |  | no |  |  | 1380147.714 | 15298717.505 |  | -1
node_1380151_313_15297627_78 |  |  | PQ | ABCD | 2771.281 | 8100606 | no | no |  |  | no |  |  | 1380151.313 | 15297627.78 |  | -1
node_1380154_217_15298079_917 |  |  | PQ | ABCN | 2771.281 | 8100606 | no | no |  |  | no |  |  | 1380154.217 | 15298079.917 |  | -1
node_1380167_469_15298715_416 |  |  | PQ | ABCN | 2771.281 | 8100606 | no | no |  |  | no |  |  | 1380167.469 | 15298715.416 |  | -1
node_1380184_104_15298428_249 |  |  | PQ | ABCN | 2771.281 | 8100606 | no | no |  |  | no |  |  | 1380184.104 | 15298428.249 |  | -1
node_1380186_987_15298720_269 |  |  | PQ | ABCN | 2771.281 | 8100606 | no | no |  |  | no |  |  | 1380186.987 | 15298720.269 |  | -1
node_1380192_17_15298106_413 |  |  | PQ | ABCN | 2771.281 | 8100606 | no | no |  |  | no |  |  | 1380192.17 | 15298106.413 |  | -1
node_1380194_155_15298132_925 |  |  | PQ | ABCN | 2771.281 | 8100606 | no | no |  |  | no |  |  | 1380194.155 | 15298132.925 |  | -1
node_1380195_357_15298080_161 |  |  | PQ | ABCN | 2771.281 | 8100606 | no | no |  |  | no |  |  | 1380195.357 | 15298080.161 |  | -1
node_1380223_584_15298563_908 |  |  | PQ | ABCN | 2771.281 | 8100606 | no | no |  |  | no |  |  | 1380223.584 | 15298563.908 |  | -1
node_1380292_38_15298216_627 |  |  | PQ | ABCN | 2771.281 | 8100606 | no | no |  |  | no |  |  | 1380292.38 | 15298216.627 |  | -1
node_1380327_092_15298356_758 |  |  | PQ | ABCN | 2771.281 | 8100606 | no | no |  |  | no |  |  | 1380327.092 | 15298356.758 |  | -1
node_1380334_176_15298331_952 |  |  | PQ | ABCN | 2771.281 | 8100606 | no | no |  |  | no |  |  | 1380334.176 | 15298331.952 |  | -1
node_1380336_225_15298305_486 |  |  | PQ | ABCN | 2771.281 | 8100606 | no | no |  |  | no |  |  | 1380336.225 | 15298305.486 |  | -1
node_1380592_523_15297406_135 |  |  | PQ | ABCN | 2771.281 | 8100606 | no | no |  |  | no |  |  | 1380592.523 | 15297406.135 |  | -1
node_1380595_012_15297396_782 |  |  | PQ | ABCN | 2771.281 | 8100606 | no | no |  |  | no |  |  | 1380595.012 | 15297396.782 |  | -1
node_1380602_604_15297771_634 |  |  | PQ | ABCD | 2771.281 | 8100606 | no | no |  |  | no |  |  | 1380602.604 | 15297771.634 |  | -1
node_1380604_027_15297386_973 |  |  | PQ | ABCN | 2771.281 | 8100606 | no | no |  |  | no |  |  | 1380604.027 | 15297386.973 |  | -1
node_1380618_625_15297846_689 |  |  | PQ | ABCN | 2771.281 | 8100606 | no | no |  |  | no |  |  | 1380618.625 | 15297846.689 |  | -1
node_1380621_759_15297850_321 |  |  | PQ | ABCN | 2771.281 | 8100606 | no | no |  |  | no |  |  | 1380621.759 | 15297850.321 |  | -1
node_1380627_99_15297853_372 |  |  | PQ | ABCN | 2771.281 | 8100606 | no | no |  |  | no |  |  | 1380627.99 | 15297853.372 |  | -1
node_1380897_388_15298162_544 |  |  | PQ | ABCN | 2771.281 | 8100606 | no | no |  |  | no |  |  | 1380897.388 | 15298162.544 |  | -1
node_1380898_207_15298143_463 |  |  | PQ | ABCN | 2771.281 | 8100606 | no | no |  |  | no |  |  | 1380898.207 | 15298143.463 |  | -1
node_1380899_655_15298153_407 |  |  | PQ | ABCN | 2771.281 | 8100606 | no | no |  |  | no |  |  | 1380899.655 | 15298153.407 |  | -1
node_1380910_592_15297953_45 |  |  | PQ | ABCN | 2771.281 | 8100606 | no | no |  |  | no |  |  | 1380910.592 | 15297953.45 |  | -1
node_1381003_45_15297835_377 |  |  | PQ | ABCN | 2771.281 | 8100606 | no | no |  |  | no |  |  | 1381003.45 | 15297835.377 |  | -1
node_1381097_12_15297799_418 |  |  | PQ | ABCD | 2771.281 | 8100606 | no | no |  |  | no |  |  | 1381097.12 | 15297799.418 |  | -1
node_1381373_705_15298797_802 |  |  | PQ | ABCN | 2771.281 | 8100606 | no | no |  |  | no |  |  | 1381373.705 | 15298797.802 |  | -1
node_1381384_059_15298793_822 |  |  | PQ | ABCN | 2771.281 | 8100606 | no | no |  |  | no |  |  | 1381384.059 | 15298793.822 |  | -1
node_1381421_774_15298702_746 |  |  | PQ | ABCN | 2771.281 | 8100606 | no | no |  |  | no |  |  | 1381421.774 | 15298702.746 |  | -1
node_1381426_184_15298388_873 |  |  | PQ | ABCN | 2771.281 | 8100606 | no | no |  |  | no |  |  | 1381426.184 | 15298388.873 |  | -1
node_1381427_078_15298398_002 |  |  | PQ | ABCN | 2771.281 | 8100606 | no | no |  |  | no |  |  | 1381427.078 | 15298398.002 |  | -1
node_1381439_054_15298688_328 |  |  | PQ | ABCN | 2771.281 | 8100606 | no | no |  |  | no |  |  | 1381439.054 | 15298688.328 |  | -1
node_1381448_873_15298671_628 |  |  | PQ | ABCN | 2771.281 | 8100606 | no | no |  |  | no |  |  | 1381448.873 | 15298671.628 |  | -1
node_1381487_782_15298595_42 |  |  | PQ | ABCD | 2771.281 | 8100606 | no | no |  |  | no |  |  | 1381487.782 | 15298595.42 |  | -1
node_1381506_982_15298829_728 |  |  | PQ | ABCN | 2771.281 | 8100606 | no | no |  |  | no |  |  | 1381506.982 | 15298829.728 |  | -1
node_1381569_783_15297871_891 |  |  | PQ | ABCN | 2771.281 | 8100606 | no | no |  |  | no |  |  | 1381569.783 | 15297871.891 |  | -1
node_1381610_314_15298573_288 |  |  | PQ | ABCN | 2771.281 | 8100606 | no | no |  |  | no |  |  | 1381610.314 | 15298573.288 |  | -1
node_1381617_406_15298567_754 |  |  | PQ | ABCN | 2771.281 | 8100606 | no | no |  |  | no |  |  | 1381617.406 | 15298567.754 |  | -1
node_1381625_44_15298563_757 |  |  | PQ | ABCN | 2771.281 | 8100606 | no | no |  |  | no |  |  | 1381625.44 | 15298563.757 |  | -1
node_1381649_526_15298007_156 |  |  | PQ | ABCN | 2771.281 | 8100606 | no | no |  |  | no |  |  | 1381649.526 | 15298007.156 |  | -1
node_1381651_776_15297985_742 |  |  | PQ | ABCN | 2771.281 | 8100606 | no | no |  |  | no |  |  | 1381651.776 | 15297985.742 |  | -1
node_1381658_367_15297984_826 |  |  | PQ | ABCN | 2771.281 | 8100606 | no | no |  |  | no |  |  | 1381658.367 | 15297984.826 |  | -1
node_1381663_566_15298026_085 |  |  | PQ | ABCN | 2771.281 | 8100606 | no | no |  |  | no |  |  | 1381663.566 | 15298026.085 |  | -1
node_1381666_386_15297986_123 |  |  | PQ | ABCN | 2771.281 | 8100606 | no | no |  |  | no |  |  | 1381666.386 | 15297986.123 |  | -1
node_1381673_503_15298049_215 |  |  | PQ | ABCN | 2771.281 | 8100606 | no | no |  |  | no |  |  | 1381673.503 | 15298049.215 |  | -1
node_1381916_853_15298070_981 |  |  | PQ | ABCN | 2771.281 | 8100606 | no | no |  |  | no |  |  | 1381916.853 | 15298070.981 |  | -1
node_1381922_69_15298096_481 |  |  | PQ | ABCN | 2771.281 | 8100606 | no | no |  |  | no |  |  | 1381922.69 | 15298096.481 |  | -1
node_1381933_232_15298119_127 |  |  | PQ | ABCN | 2771.281 | 8100606 | no | no |  |  | no |  |  | 1381933.232 | 15298119.127 |  | -1
node_1381945_477_15298049_246 |  |  | PQ | ABCN | 2771.281 | 8100606 | no | no |  |  | no |  |  | 1381945.477 | 15298049.246 |  | -1
node_1381949_036_15298075_473 |  |  | PQ | ABCN | 2771.281 | 8100606 | no | no |  |  | no |  |  | 1381949.036 | 15298075.473 |  | -1
node_1382006_281_15298082_591 |  |  | PQ | ABCD | 2771.281 | 8100606 | no | no |  |  | no |  |  | 1382006.281 | 15298082.591 |  | -1
node_1382143_27_15298410_242 |  |  | PQ | ABCN | 2771.281 | 8100606 | no | no |  |  | no |  |  | 1382143.27 | 15298410.242 |  | -1
node_1382144_047_15298395_039 |  |  | PQ | ABCN | 2771.281 | 8100606 | no | no |  |  | no |  |  | 1382144.047 | 15298395.039 |  | -1
node_1382152_313_15298425_861 |  |  | PQ | ABCN | 2771.281 | 8100606 | no | no |  |  | no |  |  | 1382152.313 | 15298425.861 |  | -1
node_1382295_38_15298413_772 |  |  | PQ | ABCD | 2771.281 | 8100606 | no | no |  |  | no |  |  | 1382295.38 | 15298413.772 |  | -1
node_1382312_389_15298662_031 |  |  | PQ | ABCN | 2771.281 | 8100606 | no | no |  |  | no |  |  | 1382312.389 | 15298662.031 |  | -1
node_1382328_149_15298646_015 |  |  | PQ | ABCN | 2771.281 | 8100606 | no | no |  |  | no |  |  | 1382328.149 | 15298646.015 |  | -1
node_1382340_258_15298625_04 |  |  | PQ | ABCN | 2771.281 | 8100606 | no | no |  |  | no |  |  | 1382340.258 | 15298625.04 |  | -1
node_1382389_457_15298400_787 |  |  | PQ | ABCN | 2771.281 | 8100606 | no | no |  |  | no |  |  | 1382389.457 | 15298400.787 |  | -1
node_1382399_314_15298395_184 |  |  | PQ | ABCN | 2771.281 | 8100606 | no | no |  |  | no |  |  | 1382399.314 | 15298395.184 |  | -1
node_1382457_33_15297640_738 |  |  | PQ | ABCN | 2771.281 | 8100606 | no | no |  |  | no |  |  | 1382457.33 | 15297640.738 |  | -1
node_1382470_051_15298141_405 |  |  | PQ | ABCN | 2771.281 | 8100606 | no | no |  |  | no |  |  | 1382470.051 | 15298141.405 |  | -1
node_1382474_259_15297627_026 |  |  | PQ | ABCN | 2771.281 | 8100606 | no | no |  |  | no |  |  | 1382474.259 | 15297627.026 |  | -1
node_1382493_282_15297619_689 |  |  | PQ | ABCN | 2771.281 | 8100606 | no | no |  |  | no |  |  | 1382493.282 | 15297619.689 |  | -1
node_1382669_483_15298087_337 |  |  | PQ | ABCN | 2771.281 | 8100606 | no | no |  |  | no |  |  | 1382669.483 | 15298087.337 |  | -1
node_1382670_618_15298076_591 |  |  | PQ | ABCN | 2771.281 | 8100606 | no | no |  |  | no |  |  | 1382670.618 | 15298076.591 |  | -1
node_1382670_801_15298066_516 |  |  | PQ | ABCN | 2771.281 | 8100606 | no | no |  |  | no |  |  | 1382670.801 | 15298066.516 |  | -1
node_1382725_521_15297807_703 |  |  | PQ | AN | 2771.281 | 8100606 | no | no |  |  | no |  |  | 1382725.521 | 15297807.703 |  | -1
node_1382912_341_15298180_229 |  |  | PQ | ABCN | 2771.281 | 8100606 | no | no |  |  | no |  |  | 1382912.341 | 15298180.229 |  | -1
node_1382917_663_15297637_468 |  |  | PQ | AN | 2771.281 | 8100606 | no | no |  |  | no |  |  | 1382917.663 | 15297637.468 |  | -1
node_1382928_23_15298061_195 |  |  | PQ | ABCN | 2771.281 | 8100606 | no | no |  |  | no |  |  | 1382928.23 | 15298061.195 |  | -1
node_1382939_267_15298083_414 |  |  | PQ | ABCN | 2771.281 | 8100606 | no | no |  |  | no |  |  | 1382939.267 | 15298083.414 |  | -1
node_1382945_664_15298108_675 |  |  | PQ | ABCN | 2771.281 | 8100606 | no | no |  |  | no |  |  | 1382945.664 | 15298108.675 |  | -1
node_8100606_200832346 |  |  | PQ | ABCD | 2771.281 | 8100606 | no | no |  |  | no |  |  | 1384037.92 | 15299006.691 |  | -1
node_8100606_200832347 |  |  | PQ | ABCD | 2771.281 | 8100606 | no | no |  |  | no |  |  | 1384015.38 | 15299009.534 |  | -1
node_8100606_200832540 |  |  | PQ | ABCD | 2771.281 | 8100606 | no | no |  |  | no |  |  | 1383982.812 | 15299098.204 |  | -1
node_8100606_200832542 |  |  | PQ | ABCD | 2771.281 | 8100606 | no | no |  |  | no |  |  | 1383846.521 | 15298828.479 |  | -1
node_8100606_200857532 |  |  | PQ | ABCD | 2771.281 | 8100606 | no | no |  |  | no |  |  | 1380606.432 | 15297771.397 |  | -1
node_8100606_200857533 |  |  | PQ | ABCD | 2771.281 | 8100606 | no | no |  |  | no |  |  | 1380612.601 | 15297666.104 |  | -1
node_8100606_200857534 |  |  | PQ | ABCD | 2771.281 | 8100606 | no | no |  |  | no |  |  | 1380623.97 | 15297498.448 |  | -1
node_8100606_200857535 |  |  | PQ | ABCN | 2771.281 | 8100606 | no | no |  |  | no |  |  | 1380627.752 | 15297422.842 |  | -1
node_8100606_200857571 |  |  | PQ | ABCD | 2771.281 | 8100606 | no | no |  |  | no |  |  | 1381413.576 | 15298442.48 |  | -1
node_8100606_200857572 |  |  | PQ | ABCN | 2771.281 | 8100606 | no | no |  |  | no |  |  | 1381408.721 | 15298395.607 |  | -1
node_8100606_200857583 |  |  | PQ | ABCD | 2771.281 | 8100606 | no | no |  |  | no |  |  | 1381414.49 | 15298299.672 |  | -1
node_8100606_200857589 |  |  | PQ | ABCD | 2771.281 | 8100606 | no | no |  |  | no |  |  | 1381420.367 | 15298216.628 |  | -1
node_8100606_200858155 |  |  | PQ | ABCN | 2771.281 | 8100606 | no | no |  |  | no |  |  | 1380006.246 | 15298654.998 |  | -1
node_8100606_200858156 |  |  | PQ | ABCN | 2771.281 | 8100606 | no | no |  |  | no |  |  | 1379968.168 | 15298975.05 |  | -1
node_8100606_200858157 |  |  | PQ | ABCD | 2771.281 | 8100606 | no | no |  |  | no |  |  | 1379972.272 | 15298812.852 |  | -1
node_8100606_200858159 |  |  | PQ | ABCN | 2771.281 | 8100606 | no | no |  |  | no |  |  | 1379976.279 | 15298678.736 |  | -1
node_8100606_200858160 |  |  | PQ | ABCN | 2771.281 | 8100606 | no | no |  |  | no |  |  | 1379978.266 | 15298641.594 |  | -1
node_8100606_200858162 |  |  | PQ | ABCN | 2771.281 | 8100606 | no | no |  |  | no |  |  | 1379986.436 | 15298542.247 |  | -1
node_8100606_200858163 |  |  | PQ | AD | 2771.281 | 8100606 | no | no |  |  | no |  |  | 1379989.442 | 15298421.593 |  | -1
node_8100606_200858164 |  |  | PQ | AD | 2771.281 | 8100606 | no | no |  |  | no |  |  | 1379955.167 | 15298293.005 |  | -1
node_8100606_200858165 |  |  | PQ | AN | 2771.281 | 8100606 | no | no |  |  | no |  |  | 1379908.73 | 15298162.612 |  | -1
node_8100606_200858168 |  |  | PQ | ABCN | 2771.281 | 8100606 | no | no |  |  | no |  |  | 1380197.054 | 15298421.795 |  | -1
node_8100606_200858169 |  |  | PQ | ABCN | 2771.281 | 8100606 | no | no |  |  | no |  |  | 1380234.154 | 15298646.874 |  | -1
node_8100606_200858171 |  |  | PQ | ABCD | 2771.281 | 8100606 | no | no |  |  | no |  |  | 1380236.799 | 15298608.405 |  | -1
node_8100606_200858172 |  |  | PQ | ABCN | 2771.281 | 8100606 | no | no |  |  | no |  |  | 1380238.931 | 15298563.849 |  | -1
node_8100606_200858174 |  |  | PQ | ABCD | 2771.281 | 8100606 | no | no |  |  | no |  |  | 1380243.885 | 15298493.653 |  | -1
node_8100606_200858175 |  |  | PQ | ABCN | 2771.281 | 8100606 | no | no |  |  | no |  |  | 1380249.31 | 15298422.575 |  | -1
node_8100606_200858176 |  |  | PQ | ABCN | 2771.281 | 8100606 | no | no |  |  | no |  |  | 1380260.301 | 15298307.59 |  | -1
node_8100606_200858177 |  |  | PQ | ABCN | 2771.281 | 8100606 | no | no |  |  | no |  |  | 1380263.234 | 15298212.624 |  | -1
node_8100606_200858178 |  |  | PQ | ABCN | 2771.281 | 8100606 | no | no |  |  | no |  |  | 1380268.087 | 15298110.218 |  | -1
node_8100606_200858179 |  |  | PQ | ABCD | 2771.281 | 8100606 | no | no |  |  | no |  |  | 1380276.96 | 15298018.696 |  | -1
node_8100606_200858182 |  |  | PQ | ABCN | 2771.281 | 8100606 | no | no |  |  | no |  |  | 1380874.933 | 15297953.398 |  | -1
node_8100606_200858184 |  |  | PQ | ABCD | 2771.281 | 8100606 | no | no |  |  | no |  |  | 1380882.728 | 15297854.869 |  | -1
node_8100606_200858198 |  |  | PQ | ABCN | 2771.281 | 8100606 | no | no |  |  | no |  |  | 1380861.379 | 15298151.677 |  | -1
node_8100606_200858199 |  |  | PQ | ABCD | 2771.281 | 8100606 | no | no |  |  | no |  |  | 1380870.062 | 15298055.039 |  | -1
node_8100606_200858251 |  |  | PQ | ABCD | 2771.281 | 8100606 | no | no |  |  | no |  |  | 1380385.332 | 15297933.447 |  | -1
node_8100606_200858252 |  |  | PQ | ABCD | 2771.281 | 8100606 | no | no |  |  | no |  |  | 1380272.735 | 15297980.541 |  | -1
node_8100606_200858253 |  |  | PQ | ABCD | 2771.281 | 8100606 | no | no |  |  | no |  |  | 1380148.239 | 15297913.481 |  | -1
node_8100606_200858254 |  |  | PQ | ABCN | 2771.281 | 8100606 | no | no |  |  | no |  |  | 1380062.835 | 15297842.035 |  | -1
node_8100606_200858255 |  |  | PQ | ABCD | 2771.281 | 8100606 | no | no |  |  | no |  |  | 1379985.794 | 15297784.013 |  | -1
node_8100606_200858256 |  |  | PQ | ABCD | 2771.281 | 8100606 | no | no |  |  | no |  |  | 1380014.748 | 15297755.255 |  | -1
node_8100606_200858257 |  |  | PQ | ABCD | 2771.281 | 8100606 | no | no |  |  | no |  |  | 1380092.463 | 15297651.442 |  | -1
node_8100606_200858259 |  |  | PQ | ABCN | 2771.281 | 8100606 | no | no |  |  | no |  |  | 1382110.898 | 15297825.302 |  | -1
node_8100606_200858263 |  |  | PQ | ABCD | 2771.281 | 8100606 | no | no |  |  | no |  |  | 1381100.736 | 15297799.507 |  | -1
node_8100606_200858265 |  |  | PQ | ABCD | 2771.281 | 8100606 | no | no |  |  | no |  |  | 1380894.844 | 15297800.773 |  | -1
node_8100606_200858266 |  |  | PQ | ABCD | 2771.281 | 8100606 | no | no |  |  | no |  |  | 1380754.827 | 15297843.143 |  | -1
node_8100606_200858267 |  |  | PQ | ABCN | 2771.281 | 8100606 | no | no |  |  | no |  |  | 1380631.93 | 15297830.225 |  | -1
node_8100606_200858269 |  |  | PQ | ABCD | 2771.281 | 8100606 | no | no |  |  | no |  |  | 1380547.115 | 15297825.32 |  | -1
node_8100606_200858271 |  |  | PQ | ABCD | 2771.281 | 8100606 | no | no |  |  | no |  |  | 1382045.555 | 15297825.729 |  | -1
node_8100606_200858288 |  |  | PQ | ABCD | 2771.281 | 8100606 | no | no |  |  | no |  |  | 1381952.211 | 15297828.858 |  | -1
node_8100606_200858300 |  |  | PQ | ABCD | 2771.281 | 8100606 | no | no |  |  | no |  |  | 1381891.903 | 15297826.791 |  | -1
node_8100606_200858305 |  |  | PQ | ABCD | 2771.281 | 8100606 | no | no |  |  | no |  |  | 1381769.674 | 15297834.757 |  | -1
node_8100606_200858306 |  |  | PQ | ABCN | 2771.281 | 8100606 | no | no |  |  | no |  |  | 1381705.382 | 15297836.795 |  | -1
node_8100606_200858307 |  |  | PQ | ABCD | 2771.281 | 8100606 | no | no |  |  | no |  |  | 1381641.875 | 15297832.408 |  | -1
node_8100606_200858308 |  |  | PQ | ABCN | 2771.281 | 8100606 | no | no |  |  | no |  |  | 1381569.633 | 15297835.297 |  | -1
node_8100606_200858309 |  |  | PQ | ABCD | 2771.281 | 8100606 | no | no |  |  | no |  |  | 1381426.538 | 15297821.908 |  | -1
node_8100606_200858311 |  |  | PQ | ABCD | 2771.281 | 8100606 | no | no |  |  | no |  |  | 1381744.802 | 15298001.598 |  | -1
node_8100606_200858312 |  |  | PQ | ABCD | 2771.281 | 8100606 | no | no |  |  | no |  |  | 1381794.244 | 15298095.004 |  | -1
node_8100606_200858313 |  |  | PQ | ABCN | 2771.281 | 8100606 | no | no |  |  | no |  |  | 1381873.176 | 15298079.844 |  | -1
node_8100606_200858315 |  |  | PQ | ABCN | 2771.281 | 8100606 | no | no |  |  | no |  |  | 1381655.369 | 15298016.934 |  | -1
node_8100606_200858317 |  |  | PQ | ABCN | 2771.281 | 8100606 | no | no |  |  | no |  |  | 1381603.372 | 15298087.749 |  | -1
node_8100606_200858319 |  |  | PQ | ABCD | 2771.281 | 8100606 | no | no |  |  | no |  |  | 1381496.422 | 15298097.45 |  | -1
node_8100606_200858321 |  |  | PQ | ABCD | 2771.281 | 8100606 | no | no |  |  | no |  |  | 1382003.697 | 15298078.671 |  | -1
node_8100606_200858322 |  |  | PQ | ABCN | 2771.281 | 8100606 | no | no |  |  | no |  |  | 1381991.738 | 15298054.607 |  | -1
node_8100606_200858323 |  |  | PQ | ABCD | 2771.281 | 8100606 | no | no |  |  | no |  |  | 1381941.358 | 15297964.976 |  | -1
node_8100606_200858324 |  |  | PQ | ABCD | 2771.281 | 8100606 | no | no |  |  | no |  |  | 1381883.686 | 15297861.292 |  | -1
node_8100606_200858333 |  |  | PQ | ABCN | 2771.281 | 8100606 | no | no |  |  | no |  |  | 1382505.002 | 15297720.572 |  | -1
node_8100606_200858339 |  |  | PQ | ABCN | 2771.281 | 8100606 | no | no |  |  | no |  |  | 1382435.607 | 15298163.416 |  | -1
node_8100606_200858340 |  |  | PQ | ABCD | 2771.281 | 8100606 | no | no |  |  | no |  |  | 1382075.749 | 15298199.236 |  | -1
node_8100606_200858341 |  |  | PQ | ABCD | 2771.281 | 8100606 | no | no |  |  | no |  |  | 1382139.305 | 15298323.477 |  | -1
node_8100606_200858342 |  |  | PQ | ABCN | 2771.281 | 8100606 | no | no |  |  | no |  |  | 1382186.984 | 15298296.777 |  | -1
node_8100606_200858346 |  |  | PQ | ABCN | 2771.281 | 8100606 | no | no |  |  | no |  |  | 1382180.236 | 15298396.023 |  | -1
node_8100606_200858347 |  |  | PQ | ABCD | 2771.281 | 8100606 | no | no |  |  | no |  |  | 1382207.743 | 15298452.749 |  | -1
node_8100606_200858349 |  |  | PQ | ABCD | 2771.281 | 8100606 | no | no |  |  | no |  |  | 1382250.943 | 15298534.791 |  | -1
node_8100606_200858350 |  |  | PQ | ABCN | 2771.281 | 8100606 | no | no |  |  | no |  |  | 1382274.578 | 15298573.231 |  | -1
node_8100606_200858352 |  |  | PQ | ABCN | 2771.281 | 8100606 | no | no |  |  | no |  |  | 1382379.522 | 15298366.395 |  | -1
node_8100606_200858353 |  |  | PQ | ABCD | 2771.281 | 8100606 | no | no |  |  | no |  |  | 1382490.876 | 15298309.564 |  | -1
node_8100606_200858354 |  |  | PQ | ABCD | 2771.281 | 8100606 | no | no |  |  | no |  |  | 1382589.081 | 15298256.894 |  | -1
node_8100606_200858360 |  |  | PQ | ABCN | 2771.281 | 8100606 | no | no |  |  | no |  |  | 1381512.369 | 15298800.406 |  | -1
node_8100606_200858361 |  |  | PQ | ABCD | 2771.281 | 8100606 | no | no |  |  | no |  |  | 1381458.158 | 15298530.237 |  | -1
node_8100606_200858362 |  |  | PQ | ABCD | 2771.281 | 8100606 | no | no |  |  | no |  |  | 1381491.169 | 15298602.871 |  | -1
node_8100606_200858363 |  |  | PQ | ABCD | 2771.281 | 8100606 | no | no |  |  | no |  |  | 1381534.106 | 15298645.571 |  | -1
node_8100606_200858364 |  |  | PQ | ABCN | 2771.281 | 8100606 | no | no |  |  | no |  |  | 1381463.608 | 15298715.818 |  | -1
node_8100606_200858366 |  |  | PQ | ABCN | 2771.281 | 8100606 | no | no |  |  | no |  |  | 1381541.195 | 15298679.748 |  | -1
node_8100606_200858373 |  |  | PQ | ABCN | 2771.281 | 8100606 | no | no |  |  | no |  |  | 1381365.324 | 15298764.087 |  | -1
node_8100606_200858912 |  |  | PQ | ABCD | 2771.281 | 8100606 | no | no |  |  | no |  |  | 1382555.855 | 15297742.309 |  | -1
node_8100606_200858914 |  |  | PQ | ABCN | 2771.281 | 8100606 | no | no |  |  | no |  |  | 1382880.101 | 15298181.699 |  | -1
node_8100606_200858915 |  |  | PQ | ABCD | 2771.281 | 8100606 | no | no |  |  | no |  |  | 1382734.049 | 15298601.369 |  | -1
node_8100606_200858918 |  |  | PQ | ABCD | 2771.281 | 8100606 | no | no |  |  | no |  |  | 1382709.751 | 15297967.28 |  | -1
node_8100606_200858919 |  |  | PQ | ABCN | 2771.281 | 8100606 | no | no |  |  | no |  |  | 1382704.482 | 15298077.065 |  | -1
node_8100606_200858920 |  |  | PQ | ABCN | 2771.281 | 8100606 | no | no |  |  | no |  |  | 1382745.43 | 15298133.399 |  | -1
node_8100606_200858921 |  |  | PQ | ABCN | 2771.281 | 8100606 | no | no |  |  | no |  |  | 1382871.19 | 15298128.036 |  | -1
node_8100606_200859223 |  |  | PQ | AN | 2771.281 | 8100606 | no | no |  |  | no |  |  | 1382909.523 | 15297674.415 |  | -1
node_8100606_200859226 |  |  | PQ | AN | 2771.281 | 8100606 | no | no |  |  | no |  |  | 1382724.494 | 15297778.694 |  | -1
node_8100606_200859235 |  |  | PQ | ABCD | 2771.281 | 8100606 | no | no |  |  | no |  |  | 1379882.973 | 15298807.504 |  | -1
node_8100606_200859236 |  |  | PQ | ABCN | 2771.281 | 8100606 | no | no |  |  | no |  |  | 1379781.101 | 15298803.365 |  | -1
node_8100606_200859618 |  |  | PQ | ABCD | 2771.281 | 8100606 | no | no |  |  | no |  |  | 1381525.267 | 15297308.731 |  | -1
node_8100606_200859619 |  |  | PQ | ABCD | 2771.281 | 8100606 | no | no |  |  | no |  |  | 1381654.227 | 15297327.581 |  | -1
node_8100606_200859620 |  |  | PQ | ABCD | 2771.281 | 8100606 | no | no |  |  | no |  |  | 1381779.219 | 15297338.883 |  | -1
node_8100606_200859621 |  |  | PQ | ABCD | 2771.281 | 8100606 | no | no |  |  | no |  |  | 1381947.246 | 15297355.885 |  | -1
node_8100606_200859622 |  |  | PQ | ABCD | 2771.281 | 8100606 | no | no |  |  | no |  |  | 1381956.515 | 15297381.022 |  | -1
node_8100606_200859623 |  |  | PQ | ABCD | 2771.281 | 8100606 | no | no |  |  | no |  |  | 1382136.172 | 15297404.124 |  | -1
node_8100606_200859624 |  |  | PQ | ABCD | 2771.281 | 8100606 | no | no |  |  | no |  |  | 1382310.655 | 15297421.212 |  | -1
node_8100606_200859625 |  |  | PQ | ABCD | 2771.281 | 8100606 | no | no |  |  | no |  |  | 1382487.702 | 15297438.846 |  | -1
node_8100606_200917244 |  |  | PQ | AN | 2771.281 | 8100606 | no | no |  |  | no |  |  | 1382120.062 | 15297604.248 |  | -1
node_8100606_200917271 |  |  | PQ | ABCD | 2771.281 | 8100606 | no | no |  |  | no |  |  | 1382605.46 | 15297828.433 |  | -1
node_8100606_200917404 |  |  | PQ | ABCD | 2771.281 | 8100606 | no | no |  |  | no |  |  | 1381199.993 | 15297805.001 |  | -1
node_8100606_200951673 |  |  | PQ | ABCN | 2771.281 | 8100606 | no | no |  |  | no |  |  | 1381005.634 | 15297797.157 |  | -1
node_8100606_200954351 |  |  | PQ | ABCD | 2771.281 | 8100606 | no | no |  |  | no |  |  | 1381400.76 | 15297924.072 |  | -1
node_8100606_200954356 |  |  | PQ | ABCD | 2771.281 | 8100606 | no | no |  |  | no |  |  | 1383989.419 | 15299082.045 |  | -1
node_8100606_200954398 |  |  | PQ | ABCD | 2771.281 | 8100606 | no | no |  |  | no |  |  | 1383989.346 | 15299126.924 |  | -1
node_8100606_200961159 |  |  | PQ | ABCN | 2771.281 | 8100606 | no | no |  |  | no |  |  | 1380164.003 | 15298817.279 |  | -1
node_8100606_200962207 |  |  | PQ | ABCD | 2771.281 | 8100606 | no | no |  |  | no |  |  | 1382523.373 | 15297483.613 |  | -1
node_8100606_200962208 |  |  | PQ | ABCD | 2771.281 | 8100606 | no | no |  |  | no |  |  | 1382533.243 | 15297621.566 |  | -1
node_8100606_200962894 |  |  | PQ | ABCD | 2771.281 | 8100606 | no | no |  |  | no |  |  | 1382290.401 | 15298416.576 |  | -1
node_8100606_200967444 |  |  | PQ | ABCN | 2771.281 | 8100606 | no | no |  |  | no |  |  | 1379585.625 | 15298798.879 |  | -1
node_8100606_200971532 |  |  | PQ | ABCD | 2771.281 | 8100606 | no | no |  |  | no |  |  | 1381771.826 | 15297938.568 |  | -1
node_8100606_200971533 |  |  | PQ | ABCD | 2771.281 | 8100606 | no | no |  |  | no |  |  | 1381820.129 | 15297921.063 |  | -1
node_8100606_200973700 |  |  | PQ | ABCD | 2771.281 | 8100606 | no | no |  |  | no |  |  | 1381564.961 | 15298054.376 |  | -1
node_8100606_200976558 |  |  | PQ | ABCN | 2771.281 | 8100606 | no | no |  |  | no |  |  | 1380153.089 | 15297967.315 |  | -1
node_8100606_200978973 |  |  | PQ | ABCD | 2771.281 | 8100606 | no | no |  |  | no |  |  | 1381424.304 | 15298147.606 |  | -1
node_8100606_200979749 |  |  | PQ | ABCD | 2771.281 | 8100606 | no | no |  |  | no |  |  | 1382042.791 | 15298137.972 |  | -1
node_8100606_200982255 |  |  | PQ | ABCD | 2771.281 | 8100606 | no | no |  |  | no |  |  | 1382963.076 | 15298692.916 |  | -1
node_8100606_200982256 |  |  | PQ | ABCD | 2771.281 | 8100606 | no | no |  |  | no |  |  | 1383213.303 | 15298555.498 |  | -1
node_8100606_200982257 |  |  | PQ | ABCD | 2771.281 | 8100606 | no | no |  |  | no |  |  | 1383432.881 | 15298416.073 |  | -1
node_8100606_200982258 |  |  | PQ | ABCD | 2771.281 | 8100606 | no | no |  |  | no |  |  | 1383658.572 | 15298259.45 |  | -1
node_8100606_200982259 |  |  | PQ | ABCD | 2771.281 | 8100606 | no | no |  |  | no |  |  | 1383888.878 | 15298101.514 |  | -1
node_8100606_200982260 |  |  | PQ | ABCD | 2771.281 | 8100606 | no | no |  |  | no |  |  | 1383867.481 | 15298386.371 |  | -1
node_8100606_200982261 |  |  | PQ | ABCD | 2771.281 | 8100606 | no | no |  |  | no |  |  | 1383849.596 | 15298637.101 |  | -1
node_8100606_200982262 |  |  | PQ | ABCD | 2771.281 | 8100606 | no | no |  |  | no |  |  | 1383887.352 | 15298643.162 |  | -1
node_8100606_200982263 |  |  | PQ | ABCD | 2771.281 | 8100606 | no | no |  |  | no |  |  | 1383874.964 | 15298811.274 |  | -1
node_8100606_200982340 |  |  | PQ | ABCD | 2771.281 | 8100606 | no | no |  |  | no |  |  | 1382785.708 | 15298774.718 |  | -1
node_8100606_200983595 |  |  | PQ | ABCN | 2771.281 | 8100606 | no | no |  |  | no |  |  | 1380153.497 | 15298047.127 |  | -1
node_8100606_201030756 |  |  | PQ | ABCN | 2771.281 | 8100606 | no | no |  |  | no |  |  | 1381629.459 | 15298599.948 |  | -1
node_8100606_201038644 |  |  | PQ | ABCD | 2771.281 | 8100606 | no | no |  |  | no |  |  | 1380709.578 | 15297840.333 |  | -1
node_8100606_201040113 |  |  | PQ | ABCD | 2771.281 | 8100606 | no | no |  |  | no |  |  | 1382741.427 | 15298179.347 |  | -1
node_8100606_201040114 |  |  | PQ | ABCD | 2771.281 | 8100606 | no | no |  |  | no |  |  | 1382823.14 | 15298298.057 |  | -1
node_8100606_201040390 |  |  | PQ | ABCN | 2771.281 | 8100606 | no | no |  |  | no |  |  | 1379497.105 | 15298794.901 |  | -1
node_8100606_310000167 |  |  | PQ | ABCD | 2771.281 | 8100606 | no | no |  |  | no |  |  | 1383968.665 | 15299014.657 |  | -1
node_8100606_310020267 |  |  | PQ | ABCD | 2771.281 | 8100606 | no | no |  |  | no |  |  | 1382473.404 | 15297502.426 |  | -1
node_8100606_310020440 |  |  | PQ | ABCD | 2771.281 | 8100606 | no | no |  |  | no |  |  | 1382499.442 | 15297516.813 |  | -1
node_8100606_310020441 |  |  | PQ | ABCD | 2771.281 | 8100606 | no | no |  |  | no |  |  | 1381860.493 | 15297371.765 |  | -1
node_8100606_310041615 |  |  | PQ | ABCD | 2771.281 | 8100606 | no | no |  |  | no |  |  | 1380489.526 | 15297893.338 |  | -1
node_8100606_312010592 |  |  | PQ | ABCD | 2771.281 | 8100606 | no | no |  |  | no |  |  | 1381656.477 | 15298586.157 |  | -1
node_8100606_312112721 |  |  | PQ | ABCN | 2771.281 | 8100606 | no | no |  |  | no |  |  | 1381668.303 | 15297672.412 |  | -1
node_8100606_312113187 |  |  | PQ | ABCN | 2771.281 | 8100606 | no | no |  |  | no |  |  | 1381662.231 | 15297787.517 |  | -1
node_220416679 |  |  | PQ | ABCN | 2771.281 | 8100606 | no | no |  |  | no |  |  | 1379984.361 | 15298677.738 |  | -1
node_220416684 |  |  | PQ | ABCN | 2771.281 | 8100606 | no | no |  |  | no |  |  | 1380228.316 | 15298647.596 |  | -1
node_312112724 |  |  | PQ | ABCN | 2771.281 | 8100606 | no | no |  |  | no |  |  | 1381667.906 | 15297679.954 |  | -1
node_312112727 |  |  | PQ | ABCN | 2771.281 | 8100606 | no | no |  |  | no |  |  | 1381668.086 | 15297676.529 |  | -1
node_SOURCE_8100606 |  |  | SWING | ABCN | 2771.281 | 8100606 | no | no |  |  | no |  |  | 1384119.856 | 15299039.28 |  | -1
node_intto1_1380602_604_15297771_634 |  |  | PQ | ABCD | 2771.281 | 8100606 | no | no |  |  | no |  |  | 1380602.604 | 15297771.634 |  | -1
node_intto1_8100606_200858155 |  |  | PQ | ABCN | 2771.281 | 8100606 | no | no |  |  | no |  |  | 1380006.246 | 15298654.998 |  | -1
node_intto1_8100606_200858168 |  |  | PQ | ABCN | 2771.281 | 8100606 | no | no |  |  | no |  |  | 1380197.054 | 15298421.795 |  | -1
node_intto1_8100606_200858255 |  |  | PQ | ABCD | 2771.281 | 8100606 | no | no |  |  | no |  |  | 1379985.794 | 15297784.013 |  | -1
node_intto1_8100606_200858267 |  |  | PQ | ABCD | 2771.281 | 8100606 | no | no |  |  | no |  |  | 1380631.93 | 15297830.225 |  | -1
node_intto1_8100606_200858305 |  |  | PQ | ABCD | 2771.281 | 8100606 | no | no |  |  | no |  |  | 1381769.674 | 15297834.757 |  | -1
node_intto1_8100606_200858339 |  |  | PQ | ABCN | 2771.281 | 8100606 | no | no |  |  | no |  |  | 1382435.607 | 15298163.416 |  | -1
node_intto1_8100606_200858360 |  |  | PQ | ABCN | 2771.281 | 8100606 | no | no |  |  | no |  |  | 1381512.369 | 15298800.406 |  | -1
node_intto1_8100606_200858920 |  |  | PQ | ABCD | 2771.281 | 8100606 | no | no |  |  | no |  |  | 1382745.43 | 15298133.399 |  | -1
node_intto1_8100606_200917244 |  |  | PQ | AN | 2771.281 | 8100606 | no | no |  |  | no |  |  | 1382120.062 | 15297604.248 |  | -1
node_intto1_8100606_200962208 |  |  | PQ | ABCD | 2771.281 | 8100606 | no | no |  |  | no |  |  | 1382533.243 | 15297621.566 |  | -1
node_intto1_8100606_200971533 |  |  | PQ | ABCD | 2771.281 | 8100606 | no | no |  |  | no |  |  | 1381820.129 | 15297921.063 |  | -1
node_intto1_8100606_200982257 |  |  | PQ | ABCD | 2771.281 | 8100606 | no | no |  |  | no |  |  | 1383432.881 | 15298416.073 |  | -1
node_intto1_8100606_200982258 |  |  | PQ | ABCD | 2771.281 | 8100606 | no | no |  |  | no |  |  | 1383658.572 | 15298259.45 |  | -1
node_intto1_8100606_200983595 |  |  | PQ | ABCN | 2771.281 | 8100606 | no | no |  |  | no |  |  | 1380153.497 | 15298047.127 |  | -1
node_intto1_8100606_201038644 |  |  | PQ | ABCD | 2771.281 | 8100606 | no | no |  |  | no |  |  | 1380709.578 | 15297840.333 |  | -1
node_intto1_8100606_310041615 |  |  | PQ | ABCD | 2771.281 | 8100606 | no | no |  |  | no |  |  | 1380489.526 | 15297893.338 |  | -1
node_intto1_220416679 |  |  | PQ | ABCN | 2771.281 | 8100606 | no | no |  |  | no |  |  | 1379984.361 | 15298677.738 |  | -1
node_intto1_220416684 |  |  | PQ | ABCN | 2771.281 | 8100606 | no | no |  |  | no |  |  | 1380228.316 | 15298647.596 |  | -1
node_intto1_312112724 |  |  | PQ | ABCN | 2771.281 | 8100606 | no | no |  |  | no |  |  | 1381667.906 | 15297679.954 |  | -1
node_intto1_312112727 |  |  | PQ | ABCN | 2771.281 | 8100606 | no | no |  |  | no |  |  | 1381668.086 | 15297676.529 |  | -1

## overhead_line
data_type | static
owner_type | feeder
owner | 8100606
object | overhead_line
name | groupid | phases | fr | to | length | configuration | dcircuit | selected | monitored | monitored_fields | class_monitored_fields | played | played_fields | comments | R | X | B | lim_kw
oh_line_8100606_200832346 |  | ABCD | node_SOURCE_8100606 | node_8100606_200832346 | 88.179 | bal_3P_477AL | 8100606 | no | no |  |  | no |  |  | 0 | 0 | 0 | 0
oh_line_8100606_200832347 |  | ABCD | node_8100606_200832346 | node_8100606_200832347 | 22.718 | bal_3P_477AL | 8100606 | no | no |  |  | no |  |  | 0 | 0 | 0 | 0
oh_line_8100606_200832540 |  | ABCD | node_8100606_200954398 | node_8100606_200832540 | 29.454 | bal_3P_477AL | 8100606 | no | no |  |  | no |  |  | 0 | 0 | 0 | 0
oh_line_8100606_200832542 |  | ABCD | node_8100606_200832540 | node_8100606_200832542 | 302.203 | bal_3P_477AL | 8100606 | no | no |  |  | no |  |  | 0 | 0 | 0 | 0
oh_line_8100606_200857532-1 |  | ABCD | node_8100606_200858267 | node_8100606_200857532 | 64.116 | bal_3P_477AL | 8100606 | no | no |  |  | no |  |  | 0 | 0 | 0 | 0
oh_line_8100606_200857532-2 |  | ABCD | node_8100606_200857532 | node_intto1_1380602_604_15297771_634 | 66.44 | bal_3P_1/0AA | 8100606 | no | no |  |  | no |  |  | 0 | 0 | 0 | 0
oh_line_8100606_200857533 |  | ABCD | node_8100606_200857532 | node_8100606_200857533 | 105.474 | bal_3P_1/0AA | 8100606 | no | no |  |  | no |  |  | 0 | 0 | 0 | 0
oh_line_8100606_200857534 |  | ABCD | node_8100606_200857533 | node_8100606_200857534 | 168.041 | bal_3P_1/0AA | 8100606 | no | no |  |  | no |  |  | 0 | 0 | 0 | 0
oh_line_8100606_200857535 |  | ABCD | node_8100606_200857534 | node_8100606_200857535 | 75.701 | bal_3P_1/0AA | 8100606 | no | no |  |  | no |  |  | 0 | 0 | 0 | 0
oh_line_8100606_200857571 |  | ABCD | node_8100606_200857572 | node_8100606_200857571 | 47.124 | bal_3P_4CU | 8100606 | no | no |  |  | no |  |  | 0 | 0 | 0 | 0
oh_line_8100606_200857572 |  | ABCD | node_8100606_200857583 | node_8100606_200857572 | 96.108 | bal_3P_4CU | 8100606 | no | no |  |  | no |  |  | 0 | 0 | 0 | 0
oh_line_8100606_200857583 |  | ABCD | node_8100606_200857589 | node_8100606_200857583 | 83.251 | bal_3P_4CU | 8100606 | no | no |  |  | no |  |  | 0 | 0 | 0 | 0
oh_line_8100606_200857589 |  | ABCD | node_8100606_200978973 | node_8100606_200857589 | 69.135 | bal_3P_1/0AC | 8100606 | no | no |  |  | no |  |  | 0 | 0 | 0 | 0
oh_line_8100606_200858156 |  | ABCD | node_8100606_200858157 | node_8100606_200858156 | 162.25 | bal_3P_1/0AA | 8100606 | no | no |  |  | no |  |  | 0 | 0 | 0 | 0
oh_line_8100606_200858157 |  | ABCD | node_8100606_200858159 | node_8100606_200858157 | 134.176 | bal_3P_1/0AA | 8100606 | no | no |  |  | no |  |  | 0 | 0 | 0 | 0
oh_line_8100606_200858160 |  | ABCD | node_8100606_200858159 | node_8100606_200858160 | 37.196 | bal_3P_1/0AA | 8100606 | no | no |  |  | no |  |  | 0 | 0 | 0 | 0
oh_line_8100606_200858162 |  | ABCD | node_8100606_200858160 | node_8100606_200858162 | 99.682 | bal_3P_1/0AA | 8100606 | no | no |  |  | no |  |  | 0 | 0 | 0 | 0
oh_line_8100606_200858163 |  | AD | node_8100606_200858162 | node_8100606_200858163 | 120.692 | bal_1P_1/0AA | 8100606 | no | no |  |  | no |  |  | 0 | 0 | 0 | 0
oh_line_8100606_200858164 |  | AD | node_8100606_200858163 | node_8100606_200858164 | 133.078 | bal_1P_1/0AA | 8100606 | no | no |  |  | no |  |  | 0 | 0 | 0 | 0
oh_line_8100606_200858165 |  | AD | node_8100606_200858164 | node_8100606_200858165 | 138.414 | bal_1P_1/0AA | 8100606 | no | no |  |  | no |  |  | 0 | 0 | 0 | 0
oh_line_8100606_200858169 |  | ABCD | node_8100606_200858171 | node_8100606_200858169 | 38.561 | bal_3P_1/0AA | 8100606 | no | no |  |  | no |  |  | 0 | 0 | 0 | 0
oh_line_8100606_200858171 |  | ABCD | node_8100606_200858172 | node_8100606_200858171 | 44.607 | bal_3P_1/0AL | 8100606 | no | no |  |  | no |  |  | 0 | 0 | 0 | 0
oh_line_8100606_200858172 |  | ABCD | node_8100606_200858174 | node_8100606_200858172 | 70.37 | bal_3P_1/0AL | 8100606 | no | no |  |  | no |  |  | 0 | 0 | 0 | 0
oh_line_8100606_200858174 |  | ABCD | node_8100606_200858175 | node_8100606_200858174 | 71.285 | bal_3P_1/0AL | 8100606 | no | no |  |  | no |  |  | 0 | 0 | 0 | 0
oh_line_8100606_200858175 |  | ABCD | node_8100606_200858176 | node_8100606_200858175 | 115.509 | bal_3P_1/0AA | 8100606 | no | no |  |  | no |  |  | 0 | 0 | 0 | 0
oh_line_8100606_200858176 |  | ABCD | node_8100606_200858177 | node_8100606_200858176 | 95.012 | bal_3P_1/0AA | 8100606 | no | no |  |  | no |  |  | 0 | 0 | 0 | 0
oh_line_8100606_200858177 |  | ABCD | node_8100606_200858178 | node_8100606_200858177 | 102.521 | bal_3P_1/0AA | 8100606 | no | no |  |  | no |  |  | 0 | 0 | 0 | 0
oh_line_8100606_200858178 |  | ABCD | node_8100606_200858179 | node_8100606_200858178 | 91.951 | bal_3P_1/0AA | 8100606 | no | no |  |  | no |  |  | 0 | 0 | 0 | 0
oh_line_8100606_200858179 |  | ABCD | node_8100606_200858252 | node_8100606_200858179 | 38.387 | bal_3P_1/0AA | 8100606 | no | no |  |  | no |  |  | 0 | 0 | 0 | 0
oh_line_8100606_200858182 |  | ABCD | node_8100606_200858184 | node_8100606_200858182 | 98.837 | bal_3P_1/0AA | 8100606 | no | no |  |  | no |  |  | 0 | 0 | 0 | 0
oh_line_8100606_200858184 |  | ABCD | node_8100606_200858265 | node_8100606_200858184 | 55.436 | bal_3P_1/0AA | 8100606 | no | no |  |  | no |  |  | 0 | 0 | 0 | 0
oh_line_8100606_200858198 |  | ABCD | node_8100606_200858199 | node_8100606_200858198 | 97.027 | bal_3P_1/0AA | 8100606 | no | no |  |  | no |  |  | 0 | 0 | 0 | 0
oh_line_8100606_200858199 |  | ABCD | node_8100606_200858182 | node_8100606_200858199 | 101.758 | bal_3P_1/0AA | 8100606 | no | no |  |  | no |  |  | 0 | 0 | 0 | 0
oh_line_8100606_200858251 |  | ABCD | node_8100606_310041615 | node_8100606_200858251 | 111.647 | bal_3P_4/0AA | 8100606 | no | no |  |  | no |  |  | 0 | 0 | 0 | 0
oh_line_8100606_200858252-1 |  | ABCD | node_8100606_200858251 | node_8100606_200858252 | 122.049 | bal_3P_4/0AA | 8100606 | no | no |  |  | no |  |  | 0 | 0 | 0 | 0
oh_line_8100606_200858252-2 |  | ABCD | node_8100606_200858252 | node_8100606_200858253 | 141.409 | bal_3P_1/0AA | 8100606 | no | no |  |  | no |  |  | 0 | 0 | 0 | 0
oh_line_8100606_200858253 |  | ABCD | node_8100606_200858253 | node_8100606_200858254 | 111.347 | bal_3P_1/0AA | 8100606 | no | no |  |  | no |  |  | 0 | 0 | 0 | 0
oh_line_8100606_200858254 |  | ABCD | node_8100606_200858254 | node_intto1_8100606_200858255 | 96.447 | bal_3P_1/0AA | 8100606 | no | no |  |  | no |  |  | 0 | 0 | 0 | 0
oh_line_8100606_200858255 |  | ABCD | node_8100606_200858255 | node_8100606_200858256 | 40.809 | bal_3P_1/0AA | 8100606 | no | no |  |  | no |  |  | 0 | 0 | 0 | 0
oh_line_8100606_200858256 |  | ABCD | node_8100606_200858256 | node_8100606_200858257 | 129.679 | bal_3P_1/0AA | 8100606 | no | no |  |  | no |  |  | 0 | 0 | 0 | 0
oh_line_8100606_200858257 |  | ABCD | node_8100606_200858257 | node_1380151_313_15297627_78 | 63.429 | bal_3P_1/0AA | 8100606 | no | no |  |  | no |  |  | 0 | 0 | 0 | 0
oh_line_8100606_200858259 |  | ABCD | node_8100606_200858271 | node_8100606_200858259 | 65.344 | bal_3P_2/0CU | 8100606 | no | no |  |  | no |  |  | 0 | 0 | 0 | 0
oh_line_8100606_200858263 |  | ABCD | node_8100606_200917404 | node_8100606_200858263 | 99.409 | bal_3P_477AL | 8100606 | no | no |  |  | no |  |  | 0 | 0 | 0 | 0
oh_line_8100606_200858265 |  | ABCD | node_8100606_200951673 | node_8100606_200858265 | 110.849 | bal_3P_477AL | 8100606 | no | no |  |  | no |  |  | 0 | 0 | 0 | 0
oh_line_8100606_200858266 |  | ABCD | node_8100606_200858265 | node_8100606_200858266 | 146.287 | bal_3P_477AL | 8100606 | no | no |  |  | no |  |  | 0 | 0 | 0 | 0
oh_line_8100606_200858267 |  | ABCD | node_8100606_201038644 | node_intto1_8100606_200858267 | 78.316 | bal_3P_477AL | 8100606 | no | no |  |  | no |  |  | 0 | 0 | 0 | 0
oh_line_8100606_200858269 |  | ABCD | node_8100606_200857532 | node_8100606_200858269 | 80.164 | bal_3P_4/0AA | 8100606 | no | no |  |  | no |  |  | 0 | 0 | 0 | 0
oh_line_8100606_200858271 |  | ABCD | node_8100606_200858288 | node_8100606_200858271 | 93.396 | bal_3P_2/0CU | 8100606 | no | no |  |  | no |  |  | 0 | 0 | 0 | 0
oh_line_8100606_200858288 |  | ABCD | node_8100606_200858300 | node_8100606_200858288 | 60.344 | bal_3P_2/0CU | 8100606 | no | no |  |  | no |  |  | 0 | 0 | 0 | 0
oh_line_8100606_200858300 |  | ABCD | node_8100606_200858324 | node_8100606_200858300 | 35.467 | bal_3P_477AL | 8100606 | no | no |  |  | no |  |  | 0 | 0 | 0 | 0
oh_line_8100606_200858305 |  | ABCD | node_8100606_200858300 | node_intto1_8100606_200858305 | 122.488 | bal_3P_477AL | 8100606 | no | no |  |  | no |  |  | 0 | 0 | 0 | 0
oh_line_8100606_200858306 |  | ABCD | node_8100606_200858305 | node_8100606_200858306 | 64.325 | bal_3P_477AL | 8100606 | no | no |  |  | no |  |  | 0 | 0 | 0 | 0
oh_line_8100606_200858307 |  | ABCD | node_8100606_200858306 | node_8100606_200858307 | 63.658 | bal_3P_477AL | 8100606 | no | no |  |  | no |  |  | 0 | 0 | 0 | 0
oh_line_8100606_200858308 |  | ABCD | node_8100606_200858307 | node_8100606_200858308 | 72.3 | bal_3P_477AL | 8100606 | no | no |  |  | no |  |  | 0 | 0 | 0 | 0
oh_line_8100606_200858309 |  | ABCD | node_8100606_200858308 | node_8100606_200858309 | 145.465 | bal_3P_477AL | 8100606 | no | no |  |  | no |  |  | 0 | 0 | 0 | 0
oh_line_8100606_200858311 |  | ABCD | node_8100606_200971532 | node_8100606_200858311 | 68.578 | bal_3P_477AL | 8100606 | no | no |  |  | no |  |  | 0 | 0 | 0 | 0
oh_line_8100606_200858312 |  | ABCD | node_8100606_200858311 | node_8100606_200858312 | 105.685 | bal_3P_477AL | 8100606 | no | no |  |  | no |  |  | 0 | 0 | 0 | 0
oh_line_8100606_200858313 |  | ABCD | node_8100606_200858312 | node_8100606_200858313 | 80.375 | bal_3P_477AL | 8100606 | no | no |  |  | no |  |  | 0 | 0 | 0 | 0
oh_line_8100606_200858315 |  | ABCD | node_8100606_200971532 | node_8100606_200858315 | 140.369 | bal_3P_1/0AC | 8100606 | no | no |  |  | no |  |  | 0 | 0 | 0 | 0
oh_line_8100606_200858317 |  | ABCD | node_8100606_200973700 | node_8100606_200858317 | 50.883 | bal_3P_1/0AC | 8100606 | no | no |  |  | no |  |  | 0 | 0 | 0 | 0
oh_line_8100606_200858319 |  | ABCD | node_8100606_200973700 | node_8100606_200858319 | 80.951 | bal_3P_1/0AC | 8100606 | no | no |  |  | no |  |  | 0 | 0 | 0 | 0
oh_line_8100606_200858321-1 |  | ABCD | node_8100606_200979749 | node_1382006_281_15298082_591 | 66.333 | bal_3P_477AL | 8100606 | no | no |  |  | no |  |  | 0 | 0 | 0 | 0
oh_line_8100606_200858321-2 |  | ABCD | node_1382006_281_15298082_591 | node_8100606_200858321 | 4.695 | bal_3P_477AL | 8100606 | no | no |  |  | no |  |  | 0 | 0 | 0 | 0
oh_line_8100606_200858322 |  | ABCD | node_8100606_200858321 | node_8100606_200858322 | 26.872 | bal_3P_477AL | 8100606 | no | no |  |  | no |  |  | 0 | 0 | 0 | 0
oh_line_8100606_200858323 |  | ABCD | node_8100606_200858322 | node_8100606_200858323 | 102.82 | bal_3P_477AL | 8100606 | no | no |  |  | no |  |  | 0 | 0 | 0 | 0
oh_line_8100606_200858324 |  | ABCD | node_8100606_200858323 | node_8100606_200858324 | 118.644 | bal_3P_477AL | 8100606 | no | no |  |  | no |  |  | 0 | 0 | 0 | 0
oh_line_8100606_200858333 |  | ABCD | node_8100606_200858912 | node_8100606_200858333 | 55.304 | bal_3P_4CU | 8100606 | no | no |  |  | no |  |  | 0 | 0 | 0 | 0
oh_line_8100606_200858340 |  | ABCD | node_8100606_200858341 | node_8100606_200858340 | 139.553 | bal_3P_336AC | 8100606 | no | no |  |  | no |  |  | 0 | 0 | 0 | 0
oh_line_8100606_200858341 |  | ABCD | node_8100606_200858346 | node_8100606_200858341 | 83.296 | bal_3P_1/0AA | 8100606 | no | no |  |  | no |  |  | 0 | 0 | 0 | 0
oh_line_8100606_200858342 |  | ABCD | node_8100606_200858341 | node_8100606_200858342 | 54.646 | bal_3P_1/0AA | 8100606 | no | no |  |  | no |  |  | 0 | 0 | 0 | 0
oh_line_8100606_200858346 |  | ABCD | node_8100606_200858347 | node_8100606_200858346 | 63.043 | bal_3P_1/0AA | 8100606 | no | no |  |  | no |  |  | 0 | 0 | 0 | 0
oh_line_8100606_200858347 |  | ABCD | node_8100606_200962894 | node_8100606_200858347 | 90.227 | bal_3P_1/0AA | 8100606 | no | no |  |  | no |  |  | 0 | 0 | 0 | 0
oh_line_8100606_200858349 |  | ABCD | node_8100606_200858347 | node_8100606_200858349 | 92.721 | bal_3P_1/0AA | 8100606 | no | no |  |  | no |  |  | 0 | 0 | 0 | 0
oh_line_8100606_200858350 |  | ABCD | node_8100606_200858349 | node_8100606_200858350 | 45.125 | bal_3P_1/0AA | 8100606 | no | no |  |  | no |  |  | 0 | 0 | 0 | 0
oh_line_8100606_200858352 |  | ABCD | node_8100606_200858353 | node_8100606_200858352 | 125.018 | bal_3P_1/0AA | 8100606 | no | no |  |  | no |  |  | 0 | 0 | 0 | 0
oh_line_8100606_200858353 |  | ABCD | node_8100606_200858354 | node_8100606_200858353 | 111.438 | bal_3P_1/0AA | 8100606 | no | no |  |  | no |  |  | 0 | 0 | 0 | 0
oh_line_8100606_200858354 |  | ABCD | node_8100606_201040113 | node_8100606_200858354 | 170.947 | bal_3P_477AL | 8100606 | no | no |  |  | no |  |  | 0 | 0 | 0 | 0
oh_line_8100606_200858361 |  | ABCD | node_8100606_200857571 | node_8100606_200858361 | 98.432 | bal_3P_4CU | 8100606 | no | no |  |  | no |  |  | 0 | 0 | 0 | 0
oh_line_8100606_200858362-1 |  | ABCD | node_1381487_782_15298595_42 | node_8100606_200858362 | 8.185 | bal_3P_4CU | 8100606 | no | no |  |  | no |  |  | 0 | 0 | 0 | 0
oh_line_8100606_200858362-2 |  | ABCD | node_8100606_200858361 | node_1381487_782_15298595_42 | 71.599 | bal_3P_4CU | 8100606 | no | no |  |  | no |  |  | 0 | 0 | 0 | 0
oh_line_8100606_200858363 |  | ABCD | node_8100606_200858362 | node_8100606_200858363 | 60.555 | bal_3P_4CU | 8100606 | no | no |  |  | no |  |  | 0 | 0 | 0 | 0
oh_line_8100606_200858364 |  | ABCD | node_8100606_200858363 | node_8100606_200858364 | 99.522 | bal_3P_4CU | 8100606 | no | no |  |  | no |  |  | 0 | 0 | 0 | 0
oh_line_8100606_200858366 |  | ABCD | node_8100606_200858363 | node_8100606_200858366 | 34.904 | bal_3P_1/0AA | 8100606 | no | no |  |  | no |  |  | 0 | 0 | 0 | 0
oh_line_8100606_200858373 |  | ABCD | node_8100606_200858364 | node_8100606_200858373 | 109.497 | bal_3P_1/0AC | 8100606 | no | no |  |  | no |  |  | 0 | 0 | 0 | 0
oh_line_8100606_200858912 |  | ABCD | node_8100606_200917271 | node_8100606_200858912 | 99.389 | bal_3P_4CU | 8100606 | no | no |  |  | no |  |  | 0 | 0 | 0 | 0
oh_line_8100606_200858915 |  | ABCD | node_8100606_200982340 | node_8100606_200858915 | 180.882 | bal_3P_477AL | 8100606 | no | no |  |  | no |  |  | 0 | 0 | 0 | 0
oh_line_8100606_200858918 |  | ABCD | node_8100606_200858919 | node_8100606_200858918 | 109.91 | bal_3P_4CU | 8100606 | no | no |  |  | no |  |  | 0 | 0 | 0 | 0
oh_line_8100606_200858919 |  | ABCD | node_8100606_201040113 | node_8100606_200858919 | 108.75 | bal_3P_477AL | 8100606 | no | no |  |  | no |  |  | 0 | 0 | 0 | 0
oh_line_8100606_200858920 |  | ABCD | node_8100606_200858919 | node_intto1_8100606_200858920 | 69.644 | bal_3P_477AL | 8100606 | no | no |  |  | no |  |  | 0 | 0 | 0 | 0
oh_line_8100606_200858921 |  | ABCD | node_8100606_200858920 | node_8100606_200858921 | 125.875 | bal_3P_477AL | 8100606 | no | no |  |  | no |  |  | 0 | 0 | 0 | 0
oh_line_8100606_200859223 |  | AD | node_8100606_200859226 | node_8100606_200859223 | 212.392 | bal_1P_1/0AC | 8100606 | no | no |  |  | no |  |  | 0 | 0 | 0 | 0
oh_line_8100606_200859226 |  | AD | node_8100606_200858912 | node_8100606_200859226 | 172.52 | bal_1P_1/0AC | 8100606 | no | no |  |  | no |  |  | 0 | 0 | 0 | 0
oh_line_8100606_200859235 |  | ABCD | node_8100606_200858157 | node_8100606_200859235 | 89.459 | bal_3P_1/0AA | 8100606 | no | no |  |  | no |  |  | 0 | 0 | 0 | 0
oh_line_8100606_200859236 |  | ABCD | node_8100606_200859235 | node_8100606_200859236 | 101.956 | bal_3P_1/0AA | 8100606 | no | no |  |  | no |  |  | 0 | 0 | 0 | 0
oh_line_8100606_200859618 |  | ABCD | node_8100606_200859619 | node_8100606_200859618 | 130.33 | bal_3P_1/0AC | 8100606 | no | no |  |  | no |  |  | 0 | 0 | 0 | 0
oh_line_8100606_200859619 |  | ABCD | node_8100606_200859620 | node_8100606_200859619 | 125.502 | bal_3P_1/0AC | 8100606 | no | no |  |  | no |  |  | 0 | 0 | 0 | 0
oh_line_8100606_200859620 |  | ABCD | node_8100606_200859621 | node_8100606_200859620 | 168.885 | bal_3P_1/0AC | 8100606 | no | no |  |  | no |  |  | 0 | 0 | 0 | 0
oh_line_8100606_200859621 |  | ABCD | node_8100606_200859622 | node_8100606_200859621 | 26.792 | bal_3P_1/0AC | 8100606 | no | no |  |  | no |  |  | 0 | 0 | 0 | 0
oh_line_8100606_200859622 |  | ABCD | node_8100606_200859623 | node_8100606_200859622 | 181.136 | bal_3P_1/0AC | 8100606 | no | no |  |  | no |  |  | 0 | 0 | 0 | 0
oh_line_8100606_200859623 |  | ABCD | node_8100606_200859624 | node_8100606_200859623 | 175.317 | bal_3P_1/0AC | 8100606 | no | no |  |  | no |  |  | 0 | 0 | 0 | 0
oh_line_8100606_200859624 |  | ABCD | node_8100606_200859625 | node_8100606_200859624 | 177.924 | bal_3P_1/0AC | 8100606 | no | no |  |  | no |  |  | 0 | 0 | 0 | 0
oh_line_8100606_200859625 |  | ABCD | node_8100606_200962207 | node_8100606_200859625 | 57.24 | bal_3P_4CU | 8100606 | no | no |  |  | no |  |  | 0 | 0 | 0 | 0
oh_line_8100606_200917271 |  | ABCD | node_8100606_200858918 | node_8100606_200917271 | 173.653 | bal_3P_4CU | 8100606 | no | no |  |  | no |  |  | 0 | 0 | 0 | 0
oh_line_8100606_200917404 |  | ABCD | node_8100606_200858309 | node_8100606_200917404 | 227.177 | bal_3P_477AL | 8100606 | no | no |  |  | no |  |  | 0 | 0 | 0 | 0
oh_line_8100606_200951673-1 |  | ABCD | node_8100606_200858263 | node_1381097_12_15297799_418 | 3.617 | bal_3P_477AL | 8100606 | no | no |  |  | no |  |  | 0 | 0 | 0 | 0
oh_line_8100606_200951673-2 |  | ABCD | node_1381097_12_15297799_418 | node_8100606_200951673 | 91.514 | bal_3P_477AL | 8100606 | no | no |  |  | no |  |  | 0 | 0 | 0 | 0
oh_line_8100606_200954351 |  | ABCD | node_8100606_200858309 | node_8100606_200954351 | 105.365 | bal_3P_477AL | 8100606 | no | no |  |  | no |  |  | 0 | 0 | 0 | 0
oh_line_8100606_200954356 |  | ABCD | node_8100606_310000167 | node_8100606_200954356 | 70.512 | bal_3P_477AL | 8100606 | no | no |  |  | no |  |  | 0 | 0 | 0 | 0
oh_line_8100606_200954398 |  | ABCD | node_8100606_200954356 | node_8100606_200954398 | 44.879 | bal_3P_477AL | 8100606 | no | no |  |  | no |  |  | 0 | 0 | 0 | 0
oh_line_8100606_200961159 |  | ABCD | node_8100606_200858157 | node_8100606_200961159 | 191.783 | bal_3P_1/0AA | 8100606 | no | no |  |  | no |  |  | 0 | 0 | 0 | 0
oh_line_8100606_200962207 |  | ABCD | node_8100606_200962208 | node_8100606_200962207 | 138.306 | bal_3P_4/0CU | 8100606 | no | no |  |  | no |  |  | 0 | 0 | 0 | 0
oh_line_8100606_200962208 |  | ABCD | node_8100606_200858912 | node_intto1_8100606_200962208 | 122.858 | bal_3P_4/0CU | 8100606 | no | no |  |  | no |  |  | 0 | 0 | 0 | 0
oh_line_8100606_200962894-1 |  | ABCD | node_8100606_200858352 | node_1382295_38_15298413_772 | 96.563 | bal_3P_1/0AA | 8100606 | no | no |  |  | no |  |  | 0 | 0 | 0 | 0
oh_line_8100606_200962894-2 |  | ABCD | node_1382295_38_15298413_772 | node_8100606_200962894 | 5.714 | bal_3P_1/0AA | 8100606 | no | no |  |  | no |  |  | 0 | 0 | 0 | 0
oh_line_8100606_200967444 |  | ABCD | node_8100606_200859236 | node_8100606_200967444 | 195.528 | bal_3P_1/0AA | 8100606 | no | no |  |  | no |  |  | 0 | 0 | 0 | 0
oh_line_8100606_200971532 |  | ABCD | node_8100606_200971533 | node_8100606_200971532 | 51.377 | bal_3P_477AL | 8100606 | no | no |  |  | no |  |  | 0 | 0 | 0 | 0
oh_line_8100606_200971533 |  | ABCD | node_8100606_200858323 | node_intto1_8100606_200971533 | 128.937 | bal_3P_477AL | 8100606 | no | no |  |  | no |  |  | 0 | 0 | 0 | 0
oh_line_8100606_200973700 |  | ABCD | node_8100606_200858315 | node_8100606_200973700 | 97.854 | bal_3P_1/0AC | 8100606 | no | no |  |  | no |  |  | 0 | 0 | 0 | 0
oh_line_8100606_200976558 |  | ABCD | node_8100606_200858253 | node_8100606_200976558 | 54.053 | bal_3P_1/0AA | 8100606 | no | no |  |  | no |  |  | 0 | 0 | 0 | 0
oh_line_8100606_200978973 |  | ABCD | node_8100606_200858319 | node_8100606_200978973 | 87.844 | bal_3P_1/0AC | 8100606 | no | no |  |  | no |  |  | 0 | 0 | 0 | 0
oh_line_8100606_200979749 |  | ABCD | node_8100606_200858340 | node_8100606_200979749 | 69.566 | bal_3P_477AL | 8100606 | no | no |  |  | no |  |  | 0 | 0 | 0 | 0
oh_line_8100606_200982255 |  | ABCD | node_8100606_200982256 | node_8100606_200982255 | 285.477 | bal_3P_477AL | 8100606 | no | no |  |  | no |  |  | 0 | 0 | 0 | 0
oh_line_8100606_200982256 |  | ABCD | node_8100606_200982257 | node_8100606_200982256 | 260.104 | bal_3P_477AL | 8100606 | no | no |  |  | no |  |  | 0 | 0 | 0 | 0
oh_line_8100606_200982257 |  | ABCD | node_8100606_200982258 | node_intto1_8100606_200982257 | 274.713 | bal_3P_477AL | 8100606 | no | no |  |  | no |  |  | 0 | 0 | 0 | 0
oh_line_8100606_200982258 |  | ABCD | node_8100606_200982259 | node_intto1_8100606_200982258 | 279.257 | bal_3P_477AL | 8100606 | no | no |  |  | no |  |  | 0 | 0 | 0 | 0
oh_line_8100606_200982259 |  | ABCD | node_8100606_200982260 | node_8100606_200982259 | 285.66 | bal_3P_477AL | 8100606 | no | no |  |  | no |  |  | 0 | 0 | 0 | 0
oh_line_8100606_200982260 |  | ABCD | node_8100606_200982261 | node_8100606_200982260 | 251.367 | bal_3P_477AL | 8100606 | no | no |  |  | no |  |  | 0 | 0 | 0 | 0
oh_line_8100606_200982261 |  | ABCD | node_8100606_200982262 | node_8100606_200982261 | 38.24 | bal_3P_477AL | 8100606 | no | no |  |  | no |  |  | 0 | 0 | 0 | 0
oh_line_8100606_200982262 |  | ABCD | node_8100606_200982263 | node_8100606_200982262 | 168.567 | bal_3P_477AL | 8100606 | no | no |  |  | no |  |  | 0 | 0 | 0 | 0
oh_line_8100606_200982263 |  | ABCD | node_8100606_200832542 | node_8100606_200982263 | 33.242 | bal_3P_477AL | 8100606 | no | no |  |  | no |  |  | 0 | 0 | 0 | 0
oh_line_8100606_200982340 |  | ABCD | node_8100606_200982255 | node_8100606_200982340 | 195.323 | bal_3P_477AL | 8100606 | no | no |  |  | no |  |  | 0 | 0 | 0 | 0
oh_line_8100606_201030756 |  | ABCD | node_8100606_200858363 | node_8100606_201030756 | 105.705 | bal_3P_1/0AA | 8100606 | no | no |  |  | no |  |  | 0 | 0 | 0 | 0
oh_line_8100606_201038644 |  | ABCD | node_8100606_200858266 | node_intto1_8100606_201038644 | 45.337 | bal_3P_477AL | 8100606 | no | no |  |  | no |  |  | 0 | 0 | 0 | 0
oh_line_8100606_201040113 |  | ABCD | node_8100606_200858915 | node_8100606_201040113 | 422.087 | bal_3P_477AL | 8100606 | no | no |  |  | no |  |  | 0 | 0 | 0 | 0
oh_line_8100606_201040114 |  | ABCD | node_8100606_201040113 | node_8100606_201040114 | 144.114 | bal_3P_477AL | 8100606 | no | no |  |  | no |  |  | 0 | 0 | 0 | 0
oh_line_8100606_201040390 |  | ABCD | node_8100606_200967444 | node_8100606_201040390 | 88.609 | bal_3P_1/0AA | 8100606 | no | no |  |  | no |  |  | 0 | 0 | 0 | 0
oh_line_8100606_310000167 |  | ABCD | node_8100606_200832347 | node_8100606_310000167 | 46.995 | bal_3P_477AL | 8100606 | no | no |  |  | no |  |  | 0 | 0 | 0 | 0
oh_line_8100606_310020267 |  | ABCD | node_8100606_200859625 | node_8100606_310020267 | 65.168 | bal_3P_1/0AC | 8100606 | no | no |  |  | no |  |  | 0 | 0 | 0 | 0
oh_line_8100606_310020440 |  | ABCD | node_8100606_310020267 | node_8100606_310020440 | 29.748 | bal_3P_1/0AC | 8100606 | no | no |  |  | no |  |  | 0 | 0 | 0 | 0
oh_line_8100606_310020441 |  | ABCD | node_8100606_200859622 | node_8100606_310020441 | 96.468 | bal_3P_1/0AC | 8100606 | no | no |  |  | no |  |  | 0 | 0 | 0 | 0
oh_line_8100606_310041615 |  | ABCD | node_8100606_200858269 | node_intto1_8100606_310041615 | 89.123 | bal_3P_4/0AA | 8100606 | no | no |  |  | no |  |  | 0 | 0 | 0 | 0
oh_line_8100606_312010592 |  | ABCD | node_8100606_201030756 | node_8100606_312010592 | 30.334 | bal_3P_1/0AA | 8100606 | no | no |  |  | no |  |  | 0 | 0 | 0 | 0
oh_line_TAP_OH_904449 |  | ABCN | node_8100606_200857572 | node_1381426_184_15298388_873 | 0.033 | unb_TAPWIRE_OH | 8100606 | no | no |  |  | no |  |  | 0 | 0 | 0 | 0
oh_line_TAP_OH_904531 |  | ABCN | node_8100606_200858156 | node_1379965_444_15299006_38 | 0.033 | unb_TAPWIRE_OH | 8100606 | no | no |  |  | no |  |  | 0 | 0 | 0 | 0
oh_line_TAP_OH_904532 |  | ABCN | node_8100606_200858162 | node_1379950_03_15298543_445 | 0.033 | unb_TAPWIRE_OH | 8100606 | no | no |  |  | no |  |  | 0 | 0 | 0 | 0
oh_line_TAP_OH_904533 |  | AN | node_8100606_200858165 | node_1379881_84_15298170_94 | 0.033 | unb_TAPWIRE_OH | 8100606 | no | no |  |  | no |  |  | 0 | 0 | 0 | 0
oh_line_TAP_OH_904534 |  | ABCN | node_8100606_200858172 | node_1380223_584_15298563_908 | 0.033 | unb_TAPWIRE_OH | 8100606 | no | no |  |  | no |  |  | 0 | 0 | 0 | 0
oh_line_TAP_OH_904536 |  | ABCN | node_8100606_200858177 | node_1380292_38_15298216_627 | 0.033 | unb_TAPWIRE_OH | 8100606 | no | no |  |  | no |  |  | 0 | 0 | 0 | 0
oh_line_TAP_OH_904538 |  | ABCN | node_8100606_200858182 | node_1380910_592_15297953_45 | 0.033 | unb_TAPWIRE_OH | 8100606 | no | no |  |  | no |  |  | 0 | 0 | 0 | 0
oh_line_TAP_OH_904541 |  | ABCN | node_8100606_200858198 | node_1380899_655_15298153_407 | 0.033 | unb_TAPWIRE_OH | 8100606 | no | no |  |  | no |  |  | 0 | 0 | 0 | 0
oh_line_TAP_OH_904553 |  | ABCN | node_8100606_200858254 | node_1380086_868_15297818_698 | 0.033 | unb_TAPWIRE_OH | 8100606 | no | no |  |  | no |  |  | 0 | 0 | 0 | 0
oh_line_TAP_OH_904555 |  | ABCN | node_8100606_200858267 | node_1380618_625_15297846_689 | 0.033 | unb_TAPWIRE_OH | 8100606 | no | no |  |  | no |  |  | 0 | 0 | 0 | 0
oh_line_TAP_OH_904563 |  | ABCN | node_8100606_200858308 | node_1381569_783_15297871_891 | 0.033 | unb_TAPWIRE_OH | 8100606 | no | no |  |  | no |  |  | 0 | 0 | 0 | 0
oh_line_TAP_OH_904565 |  | ABCN | node_8100606_200858315 | node_1381651_776_15297985_742 | 0.033 | unb_TAPWIRE_OH | 8100606 | no | no |  |  | no |  |  | 0 | 0 | 0 | 0
oh_line_TAP_OH_904571 |  | ABCN | node_8100606_200858352 | node_1382399_314_15298395_184 | 0.033 | unb_TAPWIRE_OH | 8100606 | no | no |  |  | no |  |  | 0 | 0 | 0 | 0
oh_line_TAP_OH_904574 |  | ABCN | node_8100606_200858373 | node_1381384_059_15298793_822 | 0.033 | unb_TAPWIRE_OH | 8100606 | no | no |  |  | no |  |  | 0 | 0 | 0 | 0
oh_line_TAP_OH_904700 |  | ABCN | node_8100606_200858919 | node_1382670_618_15298076_591 | 0.033 | unb_TAPWIRE_OH | 8100606 | no | no |  |  | no |  |  | 0 | 0 | 0 | 0
oh_line_TAP_OH_904773 |  | AN | node_8100606_200859223 | node_1382917_663_15297637_468 | 0.033 | unb_TAPWIRE_OH | 8100606 | no | no |  |  | no |  |  | 0 | 0 | 0 | 0
oh_line_TAP_OH_904774 |  | AN | node_8100606_200859226 | node_1382725_521_15297807_703 | 0.033 | unb_TAPWIRE_OH | 8100606 | no | no |  |  | no |  |  | 0 | 0 | 0 | 0
oh_line_TAP_OH_904775 |  | ABCN | node_8100606_200859236 | node_1379779_69_15298835_509 | 0.033 | unb_TAPWIRE_OH | 8100606 | no | no |  |  | no |  |  | 0 | 0 | 0 | 0
oh_line_TAP_OH_920993 |  | ABCN | node_8100606_200951673 | node_1381003_45_15297835_377 | 0.033 | unb_TAPWIRE_OH | 8100606 | no | no |  |  | no |  |  | 0 | 0 | 0 | 0
oh_line_TAP_OH_923662 |  | ABCN | node_8100606_200967444 | node_1379585_644_15298825_484 | 0.033 | unb_TAPWIRE_OH | 8100606 | no | no |  |  | no |  |  | 0 | 0 | 0 | 0
oh_line_TAP_OH_932468 |  | ABCN | node_8100606_201030756 | node_1381617_406_15298567_754 | 0.033 | unb_TAPWIRE_OH | 8100606 | no | no |  |  | no |  |  | 0 | 0 | 0 | 0
oh_line_TAP_OH_934017 |  | ABCN | node_8100606_201040390 | node_1379474_555_15298769_084 | 0.033 | unb_TAPWIRE_OH | 8100606 | no | no |  |  | no |  |  | 0 | 0 | 0 | 0
oh_line_TAP_OH_2136120 |  | ABCN | node_8100606_200858176 | node_1380334_176_15298331_952 | 0.033 | unb_TAPWIRE_OH | 8100606 | no | no |  |  | no |  |  | 0 | 0 | 0 | 0
oh_line_TAP_OH_2136121 |  | ABCN | node_8100606_200858176 | node_1380327_092_15298356_758 | 0.033 | unb_TAPWIRE_OH | 8100606 | no | no |  |  | no |  |  | 0 | 0 | 0 | 0
oh_line_TAP_OH_2136122 |  | ABCN | node_8100606_200858176 | node_1380336_225_15298305_486 | 0.033 | unb_TAPWIRE_OH | 8100606 | no | no |  |  | no |  |  | 0 | 0 | 0 | 0
oh_line_TAP_OH_2136137 |  | ABCN | node_8100606_200961159 | node_1380167_469_15298715_416 | 0.033 | unb_TAPWIRE_OH | 8100606 | no | no |  |  | no |  |  | 0 | 0 | 0 | 0
oh_line_TAP_OH_2136138 |  | ABCN | node_8100606_200961159 | node_1380186_987_15298720_269 | 0.033 | unb_TAPWIRE_OH | 8100606 | no | no |  |  | no |  |  | 0 | 0 | 0 | 0
oh_line_TAP_OH_2136139 |  | ABCN | node_8100606_200961159 | node_1380147_714_15298717_505 | 0.033 | unb_TAPWIRE_OH | 8100606 | no | no |  |  | no |  |  | 0 | 0 | 0 | 0
oh_line_TAP_OH_2136159 |  | ABCN | node_8100606_200858322 | node_1381922_69_15298096_481 | 0.033 | unb_TAPWIRE_OH | 8100606 | no | no |  |  | no |  |  | 0 | 0 | 0 | 0
oh_line_TAP_OH_2136160 |  | ABCN | node_8100606_200858322 | node_1381916_853_15298070_981 | 0.033 | unb_TAPWIRE_OH | 8100606 | no | no |  |  | no |  |  | 0 | 0 | 0 | 0
oh_line_TAP_OH_2136161 |  | ABCN | node_8100606_200858322 | node_1381933_232_15298119_127 | 0.033 | unb_TAPWIRE_OH | 8100606 | no | no |  |  | no |  |  | 0 | 0 | 0 | 0
oh_line_TAP_OH_2136167 |  | ABCN | node_8100606_200858333 | node_1382474_259_15297627_026 | 0.033 | unb_TAPWIRE_OH | 8100606 | no | no |  |  | no |  |  | 0 | 0 | 0 | 0
oh_line_TAP_OH_2136168 |  | ABCN | node_8100606_200858333 | node_1382493_282_15297619_689 | 0.033 | unb_TAPWIRE_OH | 8100606 | no | no |  |  | no |  |  | 0 | 0 | 0 | 0
oh_line_TAP_OH_2136169 |  | ABCN | node_8100606_200858333 | node_1382457_33_15297640_738 | 0.033 | unb_TAPWIRE_OH | 8100606 | no | no |  |  | no |  |  | 0 | 0 | 0 | 0
oh_line_TAP_OH_2136214 |  | ABCN | node_8100606_200858346 | node_1382152_313_15298425_861 | 0.033 | unb_TAPWIRE_OH | 8100606 | no | no |  |  | no |  |  | 0 | 0 | 0 | 0
oh_line_TAP_OH_2142940 |  | ABCN | node_8100606_200858350 | node_1382328_149_15298646_015 | 0.033 | unb_TAPWIRE_OH | 8100606 | no | no |  |  | no |  |  | 0 | 0 | 0 | 0
oh_line_TAP_OH_2142941 |  | ABCN | node_8100606_200858350 | node_1382312_389_15298662_031 | 0.033 | unb_TAPWIRE_OH | 8100606 | no | no |  |  | no |  |  | 0 | 0 | 0 | 0
oh_line_TAP_OH_2142942 |  | ABCN | node_8100606_200858350 | node_1382340_258_15298625_04 | 0.033 | unb_TAPWIRE_OH | 8100606 | no | no |  |  | no |  |  | 0 | 0 | 0 | 0
oh_line_TAP_OH_2142994 |  | ABCN | node_8100606_200858921 | node_1382939_267_15298083_414 | 0.033 | unb_TAPWIRE_OH | 8100606 | no | no |  |  | no |  |  | 0 | 0 | 0 | 0
oh_line_TAP_OH_2142995 |  | ABCN | node_8100606_200858921 | node_1382945_664_15298108_675 | 0.033 | unb_TAPWIRE_OH | 8100606 | no | no |  |  | no |  |  | 0 | 0 | 0 | 0
oh_line_TAP_OH_2142996 |  | ABCN | node_8100606_200858921 | node_1382928_23_15298061_195 | 0.033 | unb_TAPWIRE_OH | 8100606 | no | no |  |  | no |  |  | 0 | 0 | 0 | 0
oh_line_TAP_OH_2143013 |  | ABCN | node_8100606_200858178 | node_1380192_17_15298106_413 | 0.033 | unb_TAPWIRE_OH | 8100606 | no | no |  |  | no |  |  | 0 | 0 | 0 | 0
oh_line_TAP_OH_2143014 |  | ABCN | node_8100606_200858178 | node_1380195_357_15298080_161 | 0.033 | unb_TAPWIRE_OH | 8100606 | no | no |  |  | no |  |  | 0 | 0 | 0 | 0
oh_line_TAP_OH_2143015 |  | ABCN | node_8100606_200858178 | node_1380194_155_15298132_925 | 0.033 | unb_TAPWIRE_OH | 8100606 | no | no |  |  | no |  |  | 0 | 0 | 0 | 0
oh_line_TAP_OH_2143016 |  | ABCN | node_8100606_200858317 | node_1381663_566_15298026_085 | 0.033 | unb_TAPWIRE_OH | 8100606 | no | no |  |  | no |  |  | 0 | 0 | 0 | 0
oh_line_TAP_OH_2143017 |  | ABCN | node_8100606_200858317 | node_1381673_503_15298049_215 | 0.033 | unb_TAPWIRE_OH | 8100606 | no | no |  |  | no |  |  | 0 | 0 | 0 | 0
oh_line_TAP_OH_2143018 |  | ABCN | node_8100606_200858317 | node_1381649_526_15298007_156 | 0.033 | unb_TAPWIRE_OH | 8100606 | no | no |  |  | no |  |  | 0 | 0 | 0 | 0
oh_line_TAP_OH_2143036 |  | ABCN | node_8100606_200858364 | node_1381439_054_15298688_328 | 0.033 | unb_TAPWIRE_OH | 8100606 | no | no |  |  | no |  |  | 0 | 0 | 0 | 0
oh_line_TAP_OH_2143037 |  | ABCN | node_8100606_200858364 | node_1381448_873_15298671_628 | 0.033 | unb_TAPWIRE_OH | 8100606 | no | no |  |  | no |  |  | 0 | 0 | 0 | 0
oh_line_TAP_OH_2143038 |  | ABCN | node_8100606_200858364 | node_1381421_774_15298702_746 | 0.033 | unb_TAPWIRE_OH | 8100606 | no | no |  |  | no |  |  | 0 | 0 | 0 | 0
oh_line_TAP_OH_2145750 |  | ABCN | node_8100606_200858313 | node_1381945_477_15298049_246 | 0.033 | unb_TAPWIRE_OH | 8100606 | no | no |  |  | no |  |  | 0 | 0 | 0 | 0
oh_line_TAP_OH_2145751 |  | ABCN | node_8100606_200858313 | node_1381949_036_15298075_473 | 0.033 | unb_TAPWIRE_OH | 8100606 | no | no |  |  | no |  |  | 0 | 0 | 0 | 0
oh_line_TAP_OH_2224990 |  | ABCN | node_8100606_200857535 | node_1380595_012_15297396_782 | 0.033 | unb_TAPWIRE_OH | 8100606 | no | no |  |  | no |  |  | 0 | 0 | 0 | 0
oh_line_TAP_OH_2224991 |  | ABCN | node_8100606_200857535 | node_1380604_027_15297386_973 | 0.033 | unb_TAPWIRE_OH | 8100606 | no | no |  |  | no |  |  | 0 | 0 | 0 | 0
oh_line_TAP_OH_2224992 |  | ABCN | node_8100606_200857535 | node_1380592_523_15297406_135 | 0.033 | unb_TAPWIRE_OH | 8100606 | no | no |  |  | no |  |  | 0 | 0 | 0 | 0
oh_line_TAP_OH_2450539 |  | ABCN | node_8100606_200858346 | node_1382143_27_15298410_242 | 0.033 | unb_TAPWIRE_OH | 8100606 | no | no |  |  | no |  |  | 0 | 0 | 0 | 0
oh_line_TAP_OH_2450540 |  | ABCN | node_8100606_200858346 | node_1382144_047_15298395_039 | 0.033 | unb_TAPWIRE_OH | 8100606 | no | no |  |  | no |  |  | 0 | 0 | 0 | 0
oh_line_TAP_OH_2468746 |  | ABCN | node_8100606_200857572 | node_1381427_078_15298398_002 | 0.033 | unb_TAPWIRE_OH | 8100606 | no | no |  |  | no |  |  | 0 | 0 | 0 | 0
oh_line_TAP_OH_2468747 |  | ABCN | node_8100606_200858156 | node_1379960_332_15299003_315 | 0.033 | unb_TAPWIRE_OH | 8100606 | no | no |  |  | no |  |  | 0 | 0 | 0 | 0
oh_line_TAP_OH_2468748 |  | ABCN | node_8100606_200858156 | node_1379970_92_15299003_542 | 0.033 | unb_TAPWIRE_OH | 8100606 | no | no |  |  | no |  |  | 0 | 0 | 0 | 0
oh_line_TAP_OH_2468749 |  | ABCN | node_8100606_200858198 | node_1380897_388_15298162_544 | 0.033 | unb_TAPWIRE_OH | 8100606 | no | no |  |  | no |  |  | 0 | 0 | 0 | 0
oh_line_TAP_OH_2468750 |  | ABCN | node_8100606_200858198 | node_1380898_207_15298143_463 | 0.033 | unb_TAPWIRE_OH | 8100606 | no | no |  |  | no |  |  | 0 | 0 | 0 | 0
oh_line_TAP_OH_2468751 |  | ABCN | node_8100606_200858267 | node_1380621_759_15297850_321 | 0.033 | unb_TAPWIRE_OH | 8100606 | no | no |  |  | no |  |  | 0 | 0 | 0 | 0
oh_line_TAP_OH_2468752 |  | ABCN | node_8100606_200858267 | node_1380627_99_15297853_372 | 0.033 | unb_TAPWIRE_OH | 8100606 | no | no |  |  | no |  |  | 0 | 0 | 0 | 0
oh_line_TAP_OH_2468753 |  | ABCN | node_8100606_200858315 | node_1381658_367_15297984_826 | 0.033 | unb_TAPWIRE_OH | 8100606 | no | no |  |  | no |  |  | 0 | 0 | 0 | 0
oh_line_TAP_OH_2468754 |  | ABCN | node_8100606_200858315 | node_1381666_386_15297986_123 | 0.033 | unb_TAPWIRE_OH | 8100606 | no | no |  |  | no |  |  | 0 | 0 | 0 | 0
oh_line_TAP_OH_2468755 |  | ABCN | node_8100606_200858352 | node_1382389_457_15298400_787 | 0.033 | unb_TAPWIRE_OH | 8100606 | no | no |  |  | no |  |  | 0 | 0 | 0 | 0
oh_line_TAP_OH_2468756 |  | ABCN | node_8100606_200858373 | node_1381373_705_15298797_802 | 0.033 | unb_TAPWIRE_OH | 8100606 | no | no |  |  | no |  |  | 0 | 0 | 0 | 0
oh_line_TAP_OH_2468757 |  | ABCN | node_8100606_200858919 | node_1382669_483_15298087_337 | 0.033 | unb_TAPWIRE_OH | 8100606 | no | no |  |  | no |  |  | 0 | 0 | 0 | 0
oh_line_TAP_OH_2468758 |  | ABCN | node_8100606_200858919 | node_1382670_801_15298066_516 | 0.033 | unb_TAPWIRE_OH | 8100606 | no | no |  |  | no |  |  | 0 | 0 | 0 | 0
oh_line_TAP_OH_2468759 |  | ABCN | node_8100606_200859236 | node_1379773_192_15298834_546 | 0.033 | unb_TAPWIRE_OH | 8100606 | no | no |  |  | no |  |  | 0 | 0 | 0 | 0
oh_line_TAP_OH_2468760 |  | ABCN | node_8100606_200859236 | node_1379787_143_15298835_429 | 0.033 | unb_TAPWIRE_OH | 8100606 | no | no |  |  | no |  |  | 0 | 0 | 0 | 0
oh_line_TAP_OH_2468761 |  | ABCN | node_8100606_200967444 | node_1379579_429_15298824_2 | 0.033 | unb_TAPWIRE_OH | 8100606 | no | no |  |  | no |  |  | 0 | 0 | 0 | 0
oh_line_TAP_OH_2468762 |  | ABCN | node_8100606_200967444 | node_1379592_849_15298823_703 | 0.033 | unb_TAPWIRE_OH | 8100606 | no | no |  |  | no |  |  | 0 | 0 | 0 | 0
oh_line_TAP_OH_2468763 |  | ABCN | node_8100606_201030756 | node_1381610_314_15298573_288 | 0.033 | unb_TAPWIRE_OH | 8100606 | no | no |  |  | no |  |  | 0 | 0 | 0 | 0
oh_line_TAP_OH_2468764 |  | ABCN | node_8100606_201030756 | node_1381625_44_15298563_757 | 0.033 | unb_TAPWIRE_OH | 8100606 | no | no |  |  | no |  |  | 0 | 0 | 0 | 0
oh_line_TAP_OH_2468765 |  | ABCN | node_8100606_201040390 | node_1379469_661_15298780_849 | 0.033 | unb_TAPWIRE_OH | 8100606 | no | no |  |  | no |  |  | 0 | 0 | 0 | 0
oh_line_TAP_OH_2468766 |  | ABCN | node_8100606_201040390 | node_1379468_261_15298794_041 | 0.033 | unb_TAPWIRE_OH | 8100606 | no | no |  |  | no |  |  | 0 | 0 | 0 | 0

## overhead_line_conductor
data_type | static
owner_type | feeder
owner | 8100606
object | overhead_line_conductor
name | groupid | geometric_mean_radius | resistance | diameter | rating_summer_continuous | rating_summer_emergency | rating_winter_continuous | rating_winter_emergency | dcircuit | selected | comments
oh_cond_1/0_AAAC |  | 0.012 | 0.876 | 0.398 | 235 | 235 | 310 | 310 |  | no
oh_cond_1/0_ACSR |  | 0.012 | 0.888 | 0.398 | 265 | 265 | 330 | 330 |  | no
oh_cond_1/0_AL |  | 0.011 | 0.885 | 0.368 | 235 | 235 | 310 | 310 |  | no
oh_cond_2/0_CU |  | 0.013 | 0.44 | 0.414 | 295 | 295 | 425 | 425 |  | no
oh_cond_4/0_AAAC |  | 0.017 | 0.439 | 0.563 | 365 | 365 | 480 | 480 |  | no
oh_cond_4/0_CU |  | 0.017 | 0.278 | 0.522 | 395 | 290 | 570 | 570 |  | no
oh_cond_4_CU |  | 0.007 | 1.388 | 0.232 | 140 | 140 | 200 | 200 |  | no
oh_cond_336_5_ACSR |  | 0.024 | 0.278 | 0.684 | 555 | 555 | 705 | 705 |  | no
oh_cond_477_MCM_AL |  | 0.025 | 0.198 | 0.792 | 605 | 605 | 810 | 810 |  | no
oh_cond_WP-4/0-CU |  | 0.015 | 0.273 | 0.81 | 340 | 340 | 390 | 390 |  | no

## switch
data_type | static
owner_type | feeder
owner | 8100606
object | switch
name | groupid | phases | fr | to | phase_A_state | phase_B_state | phase_C_state | operating_mode | status | dcircuit | selected | monitored | monitored_fields | class_monitored_fields | played | played_fields | comments
switch_220416569 |  | ABCD | node_intto1_8100606_200858305 | node_8100606_200858305 | CLOSED | CLOSED | CLOSED | INDIVIDUAL |  | 8100606 | no | no |  |  | no
switch_220416679 |  | ABCN | node_intto1_220416679 | node_220416679 | CLOSED | CLOSED | CLOSED | INDIVIDUAL |  | 8100606 | no | no |  |  | no
switch_220416684 |  | ABCN | node_intto1_220416684 | node_220416684 | CLOSED | CLOSED | CLOSED | INDIVIDUAL |  | 8100606 | no | no |  |  | no
switch_220621662 |  | ABCD | node_intto1_8100606_201038644 | node_8100606_201038644 | CLOSED | CLOSED | CLOSED | INDIVIDUAL |  | 8100606 | no | no |  |  | no
switch_220621663 |  | ABCD | node_intto1_8100606_200858267 | node_8100606_200858267 | CLOSED | CLOSED | CLOSED | INDIVIDUAL |  | 8100606 | no | no |  |  | no
switch_220621666 |  | ABCD | node_intto1_8100606_200982258 | node_8100606_200982258 | CLOSED | CLOSED | CLOSED | INDIVIDUAL |  | 8100606 | no | no |  |  | no
switch_220621667 |  | ABCD | node_intto1_8100606_200982257 | node_8100606_200982257 | CLOSED | CLOSED | CLOSED | INDIVIDUAL |  | 8100606 | no | no |  |  | no
switch_310041638 |  | ABCD | node_intto1_8100606_310041615 | node_8100606_310041615 | CLOSED | CLOSED | CLOSED | INDIVIDUAL |  | 8100606 | no | no |  |  | no
switch_312071023 |  | ABCD | node_intto1_1380602_604_15297771_634 | node_1380602_604_15297771_634 | CLOSED | CLOSED | CLOSED | INDIVIDUAL |  | 8100606 | no | no |  |  | no
switch_312112724 |  | ABCN | node_intto1_312112724 | node_312112724 | CLOSED | CLOSED | CLOSED | INDIVIDUAL |  | 8100606 | no | no |  |  | no

## underground_line
data_type | static
owner_type | feeder
owner | 8100606
object | underground_line
name | groupid | phases | fr | to | length | configuration | dcircuit | selected | monitored | monitored_fields | class_monitored_fields | played | played_fields | comments
und_line_8100606_200858155 |  | ABCN | node_8100606_200858160 | node_intto1_8100606_200858155 | 31.025 | und_3P_2ALURD | 8100606 | no | no |  |  | no
und_line_8100606_200858159-1 |  | ABCN | node_8100606_200858169 | node_intto1_220416684 | 5.882 | und_3P_2ALURD | 8100606 | no | no |  |  | no
und_line_8100606_200858159-2 |  | ABCN | node_220416684 | node_intto1_220416679 | 245.81 | und_3P_2ALURD | 8100606 | no | no |  |  | no
und_line_8100606_200858159-3 |  | ABCN | node_220416679 | node_8100606_200858159 | 8.143 | und_3P_2ALURD | 8100606 | no | no |  |  | no
und_line_8100606_200858168 |  | ABCN | node_8100606_200858175 | node_intto1_8100606_200858168 | 52.261 | und_3P_2ALURD | 8100606 | no | no |  |  | no
und_line_8100606_200858339 |  | ABCN | node_8100606_200858342 | node_intto1_8100606_200858339 | 282.133 | und_3P_2ALURD | 8100606 | no | no |  |  | no
und_line_8100606_200858360 |  | ABCN | node_8100606_200858366 | node_intto1_8100606_200858360 | 124.053 | und_3P_DELTACUST | 8100606 | no | no |  |  | no
und_line_8100606_200858914 |  | ABCN | node_8100606_200858920 | node_8100606_200858914 | 143.071 | und_3P_2ALURD | 8100606 | no | no |  |  | no
und_line_8100606_200917244 |  | AN | node_8100606_200858259 | node_intto1_8100606_200917244 | 221.244 | und_1P_2CUURD | 8100606 | no | no |  |  | no
und_line_8100606_200983595 |  | ABCN | node_8100606_200976558 | node_intto1_8100606_200983595 | 79.813 | und_3P_DELTACUST | 8100606 | no | no |  |  | no
und_line_8100606_312112721-1 |  | ABCN | node_312112727 | node_8100606_312112721 | 4.123 | und_DEFAULT | 8100606 | no | no |  |  | no
und_line_8100606_312112721-2 |  | ABCN | node_312112724 | node_intto1_312112727 | 3.43 | und_DEFAULT | 8100606 | no | no |  |  | no
und_line_8100606_312112721-3 |  | ABCN | node_8100606_312113187 | node_intto1_312112724 | 107.713 | und_DEFAULT | 8100606 | no | no |  |  | no
und_line_8100606_312113187 |  | ABCN | node_8100606_200858306 | node_8100606_312113187 | 65.501 | und_DEFAULT | 8100606 | no | no |  |  | no
und_line_TAP_UG_59512 |  | ABCN | node_8100606_200858155 | node_1380016_02_15298657_323 | 0.033 | und_TAPWIRE_UG | 8100606 | no | no |  |  | no
und_line_TAP_UG_59513 |  | ABCN | node_8100606_200858168 | node_1380184_104_15298428_249 | 0.033 | und_TAPWIRE_UG | 8100606 | no | no |  |  | no
und_line_TAP_UG_59514 |  | ABCN | node_8100606_200858339 | node_1382470_051_15298141_405 | 0.033 | und_TAPWIRE_UG | 8100606 | no | no |  |  | no
und_line_TAP_UG_59515 |  | ABCN | node_8100606_200858360 | node_1381506_982_15298829_728 | 0.033 | und_TAPWIRE_UG | 8100606 | no | no |  |  | no
und_line_TAP_UG_59516 |  | ABCN | node_8100606_200858914 | node_1382912_341_15298180_229 | 0.033 | und_TAPWIRE_UG | 8100606 | no | no |  |  | no
und_line_TAP_UG_62887 |  | ABCN | node_8100606_200983595 | node_1380154_217_15298079_917 | 0.033 | und_TAPWIRE_UG | 8100606 | no | no |  |  | no

## underground_line_conductor
data_type | static
owner_type | feeder
owner | 8100606
object | underground_line_conductor
name | groupid | outer_diameter | conductor_gmr | conductor_diameter | conductor_resistance | neutral_gmr | neutral_diameter | neutral_resistance | neutral_strands | insulation_relative_permitivitty | shield_gmr | shield_resistance | rating_summer_continuous | rating_summer_emergency | rating_winter_continuous | rating_winter_emergency | dcircuit | selected | comments
und_cond_1P_2CUURD | [12 empty] | 152 | 152 | 160 | 160 |  | no
und_cond_3P_2ALURD | [12 empty] | 125 | 125 | 140 | 140 |  | no
und_cond_3P_DELTACUST | [12 empty] | 685 | 685 | 685 | 685 |  | no
und_cond_DEFAULT | [12 empty] | 60 | 60 | 70 | 70 |  | no
und_cond_TAPWIRE_UG | [12 empty] | 99999999 | 99999999 | 99999999 | 99999999 |  | no