## capacitor
data_type | static
owner_type | feeder
owner | 8100501
object | capacitor
name | groupid | parent | phases | nominal_voltage | pt_phase | phases_connected | switchA | switchB | switchC | control | voltage_set_high | voltage_set_low | VAr_set_high | VAr_set_low | current_set_high | current_set_low | capacitor_A | capacitor_B | capacitor_C | cap_nominal_voltage | time_delay | dwell_time | lockout_time | remote_sense | remote_sense_B | control_level | dcircuit | selected | monitored | monitored_fields | class_monitored_fields | played | played_fields | comments
cap_220369211 |  | node_1376665_116_15298752_18 | ABCN | 0 |  | ABCN | CLOSED | CLOSED | CLOSED | MANUAL | [6 empty] | 100000 | 100000 | 100000 | 4800 | [6 empty] | 8100501 | no | no |  |  | no
cap_220369333 |  | node_1375357_613_15300839_652 | ABCN | 0 |  | ABCN | CLOSED | CLOSED | CLOSED | MANUAL | [6 empty] | 150000 | 150000 | 150000 | 4800 | [6 empty] | 8100501 | no | no |  |  | no

## feeder
data_type | static
owner_type | feeder
owner | 8100501
object | feeder
name | transmission_bus | ARC | ADR | slack_bus | nom_voltages | num_nodes | num_ohlines | num_uglines | num_transformers | num_generators | num_pvs | num_storages | num_loads | miles | mw | mvar | losses_mw | losses_mvar | comments | use_feeder_load_shape | load_shape_scale | use_feeder_pv_shape | pv_shape_scale | description | restore_time | griddisconnect_scenario_probability | gridconnect_scenario_probability | use_energy_not_served | VOLL | discount_rate | yearly_load_growth_percent | planning_horizon | enable_traditional_project_deferral | lifetime_of_investment_years | start_year | base_year | year_the_investment_is_committed | revenue_requirement_scaling_factor | discount_rate | inflation_rate_for_investment | traditional_project_invested_capital | periodicity_of_investment_in_years | priority | maximum_total_investment_cost | DER_portfolio_NPV | DER_portfolio_BC_ratio | total_system_energy_avoided_cost_NPV | total_system_capacity_avoided_cost_NPV | total_system_ancillary_services_avoided_cost_NPV | total_system_CO2_avoided_cost_NPV | total_system_loss_of_load_avoided_cost_NPV | total_system_distribution_capacity_avoided_cost_NPV | total_system_investment_and_operational_cost_NPV | feeder_solar_pv_operating_cost_USdollarperkWh | feeder_energy_storage_operating_cost_USdollarperkWh | feeder_distributed_generator_operating_cost_USdollarperkWh | feeder_distributed_generator_CO2_cost_USdollarperkWh | feeder_demand_response_operating_cost_USdollarperkWh | feeder_solar_pv_investment_cost_USdollarperkW | feeder_energy_storage_investment_cost_USdollarperkW | feeder_distributed_generator_investment_cost_USdollarperkW | feeder_demand_response_investment_cost_USdollarperkW
8100501 |  | ts_slack | none | node_SOURCE_8100501 | 2771.281 | 246 | 208 | 20 | 0 | 0 | 0 | 0 | 83 | 3.188 | 1.696 | 0.722 | 0 | 0 |  | 0 | 0 | 1 | 0 |  | 0 | 0 | 0 | 0 | 0 | 0 | 0 | 0 | 0 | 0 | 0 | 0 | 0 | 0 | 0 | 0 | 0 | 0 | 0 | 999999999 | 0 | 0 | 0 | 0 | 0 | 0 | 0 | 0 | 0 | 0 | 0 | 0 | 0 | 0 | 0 | 0 | 0 | 0

## fuse
data_type | static
owner_type | feeder
owner | 8100501
object | fuse
name | groupid | phases | fr | to | phase_A_status | phase_B_status | phase_C_status | repair_dist_type | current_limit | mean_replacement_time | status | dcircuit | selected | monitored | monitored_fields | class_monitored_fields | played | played_fields | comments
fuse_220386496 |  | ABCN | node_intto1_8100501_201027293 | node_8100501_201027293 | GOOD | GOOD | GOOD |  | 100 |  |  | 8100501 | no | no |  |  | no
fuse_220386507 |  | ABCN | node_intto1_8100501_201027289 | node_8100501_201027289 | GOOD | GOOD | GOOD |  | 100 |  |  | 8100501 | no | no |  |  | no
fuse_220386508 |  | AN | node_intto1_8100501_311907639 | node_8100501_311907639 | GOOD | GOOD | GOOD |  | 150 |  |  | 8100501 | no | no |  |  | no
fuse_220388834 |  | ABCN | node_intto1_8100501_200851799 | node_8100501_200851799 | GOOD | GOOD | GOOD |  | 30 |  |  | 8100501 | no | no |  |  | no
fuse_220389048 |  | ABCD | node_intto1_8100501_200850875 | node_8100501_200850875 | GOOD | GOOD | GOOD |  | 150 |  |  | 8100501 | no | no |  |  | no
fuse_220389204 |  | AD | node_intto1_8100501_200851640 | node_8100501_200851640 | GOOD | GOOD | GOOD |  | 125 |  |  | 8100501 | no | no |  |  | no
fuse_311918779 |  | ABCD | node_intto1_311918779 | node_311918779 | GOOD | GOOD | GOOD |  | 300 |  |  | 8100501 | no | no |  |  | no
fuse_312111863 |  | ABCD | node_intto1_8100501_200851806 | node_8100501_200851806 | GOOD | GOOD | GOOD |  | 20 |  |  | 8100501 | no | no |  |  | no

## line_configuration
data_type | static
owner_type | feeder
owner | 8100501
object | line_configuration
name | groupid | conductor_A | conductor_B | conductor_C | conductor_N | spacing | z11 | z12 | z13 | z21 | z22 | z23 | z31 | z32 | z33 | c11 | c12 | c13 | c21 | c22 | c23 | c31 | c32 | c33 | dcircuit | selected | comments
bal_1P_1/0AA |  | oh_cond_1/0_AAAC | oh_cond_1/0_AAAC | oh_cond_1/0_AAAC |  |  | 0.972+1.499j | 0.095+0.781j | 0.095+0.781j | 0.095+0.781j | 0.972+1.499j | 0.095+0.781j | 0.095+0.781j | 0.095+0.781j | 0.972+1.499j | 12.796 | -3.172 | -3.172 | -3.172 | 12.796 | -3.172 | -3.172 | -3.172 | 12.796 |  | no
bal_1P_1/0AC |  | oh_cond_1/0_ACSR | oh_cond_1/0_ACSR | oh_cond_1/0_ACSR |  |  | 0.983+1.218j | 0.095+0.781j | 0.095+0.781j | 0.095+0.781j | 0.983+1.218j | 0.095+0.781j | 0.095+0.781j | 0.095+0.781j | 0.983+1.218j | 12.796 | -3.172 | -3.172 | -3.172 | 12.796 | -3.172 | -3.172 | -3.172 | 12.796 |  | no
bal_1P_2AC |  | oh_cond_2_ACSR | oh_cond_2_ACSR | oh_cond_2_ACSR |  |  | 1.505+1.527j | 0.095+0.781j | 0.095+0.781j | 0.095+0.781j | 1.505+1.527j | 0.095+0.781j | 0.095+0.781j | 0.095+0.781j | 1.505+1.527j | 12.393 | -3.017 | -3.017 | -3.017 | 12.393 | -3.017 | -3.017 | -3.017 | 12.393 |  | no
bal_1P_4CU |  | oh_cond_4_CU | oh_cond_4_CU | oh_cond_4_CU |  |  | 1.483+1.565j | 0.095+0.781j | 0.095+0.781j | 0.095+0.781j | 1.483+1.565j | 0.095+0.781j | 0.095+0.781j | 0.095+0.781j | 1.483+1.565j | 11.78 | -2.785 | -2.785 | -2.785 | 11.78 | -2.785 | -2.785 | -2.785 | 11.78 |  | no
bal_3P_1/0AA |  | oh_cond_1/0_AAAC | oh_cond_1/0_AAAC | oh_cond_1/0_AAAC |  |  | 0.972+1.499j | 0.095+0.781j | 0.095+0.781j | 0.095+0.781j | 0.972+1.499j | 0.095+0.781j | 0.095+0.781j | 0.095+0.781j | 0.972+1.499j | 12.796 | -3.172 | -3.172 | -3.172 | 12.796 | -3.172 | -3.172 | -3.172 | 12.796 |  | no
bal_3P_1/0AC |  | oh_cond_1/0_ACSR | oh_cond_1/0_ACSR | oh_cond_1/0_ACSR |  |  | 0.983+1.497j | 0.095+0.781j | 0.095+0.781j | 0.095+0.781j | 0.983+1.497j | 0.095+0.781j | 0.095+0.781j | 0.095+0.781j | 0.983+1.497j | 12.796 | -3.172 | -3.172 | -3.172 | 12.796 | -3.172 | -3.172 | -3.172 | 12.796 |  | no
bal_3P_2/0CU |  | oh_cond_2/0_CU | oh_cond_2/0_CU | oh_cond_2/0_CU |  |  | 0.535+1.487j | 0.095+0.781j | 0.095+0.781j | 0.095+0.781j | 0.535+1.487j | 0.095+0.781j | 0.095+0.781j | 0.095+0.781j | 0.535+1.487j | 12.878 | -3.204 | -3.204 | -3.204 | 12.878 | -3.204 | -3.204 | -3.204 | 12.878 |  | no
bal_3P_2CU |  | oh_cond_2_CU | oh_cond_2_CU | oh_cond_2_CU |  |  | 0.968+1.536j | 0.095+0.781j | 0.095+0.781j | 0.095+0.781j | 0.968+1.536j | 0.095+0.781j | 0.095+0.781j | 0.095+0.781j | 0.968+1.536j | 12.191 | -2.94 | -2.94 | -2.94 | 12.191 | -2.94 | -2.94 | -2.94 | 12.191 |  | no
bal_3P_4/0AA |  | oh_cond_4/0_AAAC | oh_cond_4/0_AAAC | oh_cond_4/0_AAAC |  |  | 0.534+1.457j | 0.095+0.781j | 0.095+0.781j | 0.095+0.781j | 0.534+1.457j | 0.095+0.781j | 0.095+0.781j | 0.095+0.781j | 0.534+1.457j | 13.554 | -3.469 | -3.469 | -3.469 | 13.554 | -3.469 | -3.469 | -3.469 | 13.554 |  | no
bal_3P_4/0AC |  | oh_cond_4/0_ACSR | oh_cond_4/0_ACSR | oh_cond_4/0_ACSR |  |  | 0.54+1.457j | 0.095+0.781j | 0.095+0.781j | 0.095+0.781j | 0.54+1.457j | 0.095+0.781j | 0.095+0.781j | 0.095+0.781j | 0.54+1.457j | 13.554 | -3.469 | -3.469 | -3.469 | 13.554 | -3.469 | -3.469 | -3.469 | 13.554 |  | no
bal_3P_4/0AL |  | oh_cond_4/0_AL | oh_cond_4/0_AL | oh_cond_4/0_AL |  |  | 0.537+1.466j | 0.095+0.781j | 0.095+0.781j | 0.095+0.781j | 0.537+1.466j | 0.095+0.781j | 0.095+0.781j | 0.095+0.781j | 0.537+1.466j | 13.381 | -3.4 | -3.4 | -3.4 | 13.381 | -3.4 | -3.4 | -3.4 | 13.381 |  | no
bal_3P_4AC |  | oh_cond_4_ACSR | oh_cond_4_ACSR | oh_cond_4_ACSR |  |  | 2.335+1.555j | 0.095+0.781j | 0.095+0.781j | 0.095+0.781j | 2.335+1.555j | 0.095+0.781j | 0.095+0.781j | 0.095+0.781j | 2.335+1.555j | 11.91 | -2.834 | -2.834 | -2.834 | 11.91 | -2.834 | -2.834 | -2.834 | 11.91 |  | no
bal_3P_477AL |  | oh_cond_477_MCM_AL | oh_cond_477_MCM_AL | oh_cond_477_MCM_AL |  |  | 0.293+1.41j | 0.095+0.775j | 0.095+0.775j | 0.095+0.775j | 0.293+1.41j | 0.095+0.775j | 0.095+0.775j | 0.095+0.775j | 0.293+1.41j | 14.305 | -3.735 | -3.735 | -3.735 | 14.305 | -3.735 | -3.735 | -3.735 | 14.305 |  | no
unb_TAPWIRE_OH |  | oh_cond_WP-4/0-CU | oh_cond_WP-4/0-CU | oh_cond_WP-4/0-CU | oh_cond_WP-4/0-CU |  | 0.365+1.097j | 0.093+0.433j | 0.094+0.34j | 0.093+0.433j | 0.368+1.078j | 0.095+0.401j | 0.094+0.34j | 0.095+0.401j | 0.368+1.077j | 14.911 | -4.341 | -1.953 | -4.341 | 15.781 | -3.724 | -1.953 | -3.724 | 14.818 |  | no
und_1P_1/0ALURD |  | und_cond_1P_1/0ALURD | und_cond_1P_1/0ALURD | und_cond_1P_1/0ALURD |  |  | 0.518+0.155j | 0.0+0.0j | 0.0+0.0j | 0.0+0.0j | 0.518+0.155j | 0.0+0.0j | 0.0+0.0j | 0.0+0.0j | 0.518+0.155j | 512.874 | 0 | 0 | 0 | 512.874 | 0 | 0 | 0 | 512.874 |  | no
und_1P_2ALURD |  | und_cond_1P_2ALURD | und_cond_1P_2ALURD | und_cond_1P_2ALURD |  |  | 2.379+0.823j | 0.0+0.0j | 0.0+0.0j | 0.0+0.0j | 2.379+0.823j | 0.0+0.0j | 0.0+0.0j | 0.0+0.0j | 2.379+0.823j | 401.497 | 0 | 0 | 0 | 401.497 | 0 | 0 | 0 | 401.497 |  | no
und_1P_DELTACUST |  | und_cond_1P_DELTACUST | und_cond_1P_DELTACUST | und_cond_1P_DELTACUST |  |  | 0.179+0.233j | 0.061-0.024j | 0.061-0.024j | 0.061-0.024j | 0.179+0.233j | 0.061-0.024j | 0.061-0.024j | 0.061-0.024j | 0.179+0.233j | 324.124 | 0 | 0 | 0 | 324.124 | 0 | 0 | 0 | 324.124 |  | no
und_3P_1/0ALURD |  | und_cond_3P_1/0ALURD | und_cond_3P_1/0ALURD | und_cond_3P_1/0ALURD |  |  | 1.61+0.653j | 0.525+0.251j | 0.525+0.251j | 0.525+0.251j | 1.61+0.653j | 0.525+0.251j | 0.525+0.251j | 0.525+0.251j | 1.61+0.653j | 530.19 | 0 | 0 | 0 | 530.19 | 0 | 0 | 0 | 530.19 |  | no
und_3P_2ALURD |  | und_cond_3P_2ALURD | und_cond_3P_2ALURD | und_cond_3P_2ALURD |  |  | 2.125+0.49j | 0.384+0.067j | 0.384+0.067j | 0.384+0.067j | 2.125+0.49j | 0.384+0.067j | 0.384+0.067j | 0.384+0.067j | 2.125+0.49j | 401.498 | 0 | 0 | 0 | 401.498 | 0 | 0 | 0 | 401.498 |  | no
und_3P_4CUURD_4CU(N) |  | und_cond_3P_4CUURD_4CU(N) | und_cond_3P_4CUURD_4CU(N) | und_cond_3P_4CUURD_4CU(N) |  |  | 2.079+0.602j | 0.395+0.15j | 0.395+0.15j | 0.395+0.15j | 2.079+0.602j | 0.395+0.15j | 0.395+0.15j | 0.395+0.15j | 2.079+0.602j | 318.933 | 0 | 0 | 0 | 318.933 | 0 | 0 | 0 | 318.933 |  | no
und_3P_350CUURD |  | und_cond_3P_350CUURD | und_cond_3P_350CUURD | und_cond_3P_350CUURD |  |  | 0.277+0.267j | 0.044+0.015j | 0.044+0.015j | 0.044+0.015j | 0.277+0.267j | 0.044+0.015j | 0.044+0.015j | 0.044+0.015j | 0.277+0.267j | 751.36 | 0 | 0 | 0 | 751.36 | 0 | 0 | 0 | 751.36 |  | no
und_3P_DELTACUST |  | und_cond_3P_DELTACUST | und_cond_3P_DELTACUST | und_cond_3P_DELTACUST |  |  | 0.179+0.233j | 0.061-0.024j | 0.061-0.024j | 0.061-0.024j | 0.179+0.233j | 0.061-0.024j | 0.061-0.024j | 0.061-0.024j | 0.179+0.233j | 324.124 | 0 | 0 | 0 | 324.124 | 0 | 0 | 0 | 324.124 |  | no
und_TAPWIRE_UG |  | und_cond_TAPWIRE_UG | und_cond_TAPWIRE_UG | und_cond_TAPWIRE_UG |  |  | 0.001+0.001j | 0.0+0.0j | 0.0+0.0j | 0.0+0.0j | 0.001+0.001j | 0.0+0.0j | 0.0+0.0j | 0.0+0.0j | 0.001+0.001j | 0 | 0 | 0 | 0 | 0 | 0 | 0 | 0 | 0 |  | no

## load
data_type | static
owner_type | feeder
owner | 8100501
object | load
name | groupid | parent | bustype | phases | nominal_voltage | load_class | constant_power_A | constant_power_B | constant_power_C | constant_current_A | constant_current_B | constant_current_C | constant_impedance_A | constant_impedance_B | constant_impedance_C | base_power_A | base_power_B | base_power_C | power_pf_A | power_pf_B | power_pf_C | current_pf_A | current_pf_B | current_pf_C | impedance_pf_A | impedance_pf_B | impedance_pf_C | power_fraction_A | power_fraction_B | power_fraction_C | current_fraction_A | current_fraction_B | current_fraction_C | impedance_fraction_A | impedance_fraction_B | impedance_fraction_C | dcircuit | selected | monitored | monitored_fields | class_monitored_fields | played | played_fields | base_kw_A | base_kw_B | base_kw_C | kw_A | kw_B | kw_C | comments | critical_load | dem_resp_lb | dem_resp_ub | dem_resp_shortage_cost | dem_resp_surplus_cost | num_customers
load_220344467 |  | node_1377549_106_15299373_727 |  | AN | 0 | NonResidential | 0 | 0 | 0 | 0 | 0 | 0 | [24 empty] | 8100501 | no | no |  |  | no |  | 0 | 0 | 0 | 0 | 0 | 0 |  | 1 | 1 | 1 | 0 | 0 | 0
load_220345142 |  | node_1377039_402_15299379_402 |  | AN | 0 | NonResidential | 2666.667+1135.995j | 0 | 0 | 0 | 0 | 0 | [24 empty] | 8100501 | no | no |  |  | no |  | 0 | 0 | 0 | 0 | 0 | 0 |  | 1 | 1 | 1 | 0 | 0 | 0
load_220345143 |  | node_1377038_676_15299388_715 |  | BN | 0 | NonResidential | 0 | 2666.667+1135.995j | 0 | 0 | 0 | 0 | [24 empty] | 8100501 | no | no |  |  | no |  | 0 | 0 | 0 | 0 | 0 | 0 |  | 1 | 1 | 1 | 0 | 0 | 0
load_220345144 |  | node_1377037_828_15299370_206 |  | CN | 0 | NonResidential | 0 | 0 | 2666.667+1135.995j | 0 | 0 | 0 | [24 empty] | 8100501 | no | no |  |  | no |  | 0 | 0 | 0 | 0 | 0 | 0 |  | 1 | 1 | 1 | 0 | 0 | 0
load_220345369 |  | node_1375914_866_15298537_632 |  | AN | 0 | Residential | 54921.6+23396.504j | 0 | 0 | 0 | 0 | 0 | [24 empty] | 8100501 | no | no |  |  | no |  | 0 | 0 | 0 | 0 | 0 | 0 |  | 1 | 1 | 1 | 0 | 0 | 0
load_220345370 |  | node_1375609_733_15298247_506 |  | AN | 0 | Residential | 78926.4+33622.506j | 0 | 0 | 0 | 0 | 0 | [24 empty] | 8100501 | no | no |  |  | no |  | 0 | 0 | 0 | 0 | 0 | 0 |  | 1 | 1 | 1 | 0 | 0 | 0
load_220345391 |  | node_1375769_936_15299161_794 |  | AN | 0 | NonResidential | 2000+851.996j | 0 | 0 | 0 | 0 | 0 | [24 empty] | 8100501 | no | no |  |  | no |  | 0 | 0 | 0 | 0 | 0 | 0 |  | 1 | 1 | 1 | 0 | 0 | 0
load_220345392 |  | node_1375787_087_15297882_908 |  | AN | 0 | NonResidential | 3873.6+1650.147j | 0 | 0 | 0 | 0 | 0 | [24 empty] | 8100501 | no | no |  |  | no |  | 0 | 0 | 0 | 0 | 0 | 0 |  | 1 | 1 | 1 | 0 | 0 | 0
load_220345393 |  | node_1375401_314_15297989_451 |  | AN | 0 | Residential | 9302.4+3962.806j | 0 | 0 | 0 | 0 | 0 | [24 empty] | 8100501 | no | no |  |  | no |  | 0 | 0 | 0 | 0 | 0 | 0 |  | 1 | 1 | 1 | 0 | 0 | 0
load_220345394 |  | node_1375307_401_15298059_59 |  | AN | 0 | NonResidential | 150333.333+64041.732j | 0 | 0 | 0 | 0 | 0 | [24 empty] | 8100501 | no | no |  |  | no |  | 0 | 0 | 0 | 0 | 0 | 0 |  | 1 | 1 | 1 | 0 | 0 | 0
load_220345399 |  | node_1375232_738_15299552_315 |  | AN | 0 | Residential | 12780+5444.257j | 0 | 0 | 0 | 0 | 0 | [24 empty] | 8100501 | no | no |  |  | no |  | 0 | 0 | 0 | 0 | 0 | 0 |  | 1 | 1 | 1 | 0 | 0 | 0
load_220345400 |  | node_1375761_452_15299487_761 |  | AN | 0 | Residential | 10663.2+4542.504j | 0 | 0 | 0 | 0 | 0 | [24 empty] | 8100501 | no | no |  |  | no |  | 0 | 0 | 0 | 0 | 0 | 0 |  | 1 | 1 | 1 | 0 | 0 | 0
load_220345438 |  | node_1376728_9_15298853_914 |  | AN | 0 | NonResidential | 16666.667+7099.97j | 0 | 0 | 0 | 0 | 0 | [24 empty] | 8100501 | no | no |  |  | no |  | 0 | 0 | 0 | 0 | 0 | 0 |  | 1 | 1 | 1 | 0 | 0 | 0
load_220345439 |  | node_1376709_644_15298847_392 |  | BN | 0 | NonResidential | 0 | 16666.667+7099.97j | 0 | 0 | 0 | 0 | [24 empty] | 8100501 | no | no |  |  | no |  | 0 | 0 | 0 | 0 | 0 | 0 |  | 1 | 1 | 1 | 0 | 0 | 0
load_220345440 |  | node_1376748_723_15298853_533 |  | CN | 0 | NonResidential | 0 | 0 | 16666.667+7099.97j | 0 | 0 | 0 | [24 empty] | 8100501 | no | no |  |  | no |  | 0 | 0 | 0 | 0 | 0 | 0 |  | 1 | 1 | 1 | 0 | 0 | 0
load_220345441 |  | node_1376592_531_15298714_183 |  | AN | 0 | Residential | 5882.4+2505.892j | 0 | 0 | 0 | 0 | 0 | [24 empty] | 8100501 | no | no |  |  | no |  | 0 | 0 | 0 | 0 | 0 | 0 |  | 1 | 1 | 1 | 0 | 0 | 0
load_220345442 |  | node_1375942_823_15298741_122 |  | AN | 0 | NonResidential | 8000+3407.986j | 0 | 0 | 0 | 0 | 0 | [24 empty] | 8100501 | no | no |  |  | no |  | 0 | 0 | 0 | 0 | 0 | 0 |  | 1 | 1 | 1 | 0 | 0 | 0
load_220345443 |  | node_1375925_24_15298753_265 |  | AN | 0 | Residential | 36604.8+15593.58j | 0 | 0 | 0 | 0 | 0 | [24 empty] | 8100501 | no | no |  |  | no |  | 0 | 0 | 0 | 0 | 0 | 0 |  | 1 | 1 | 1 | 0 | 0 | 0
load_220345454 |  | node_1375539_376_15299434_865 |  | AN | 0 | Residential | 22598.4+9626.878j | 0 | 0 | 0 | 0 | 0 | [24 empty] | 8100501 | no | no |  |  | no |  | 0 | 0 | 0 | 0 | 0 | 0 |  | 1 | 1 | 1 | 0 | 0 | 0
load_220345455 |  | node_1375544_324_15299460_695 |  | BN | 0 | NonResidential | 0 | 6666.667+2839.988j | 0 | 0 | 0 | 0 | [24 empty] | 8100501 | no | no |  |  | no |  | 0 | 0 | 0 | 0 | 0 | 0 |  | 1 | 1 | 1 | 0 | 0 | 0
load_220345456 |  | node_1375529_627_15299411_589 |  | CN | 0 | Residential | 0 | 0 | 22598.4+9626.878j | 0 | 0 | 0 | [24 empty] | 8100501 | no | no |  |  | no |  | 0 | 0 | 0 | 0 | 0 | 0 |  | 1 | 1 | 1 | 0 | 0 | 0
load_220346009 |  | node_1377030_681_15298917_749 |  | AN | 0 | NonResidential | 5000+2129.991j | 0 | 0 | 0 | 0 | 0 | [24 empty] | 8100501 | no | no |  |  | no |  | 0 | 0 | 0 | 0 | 0 | 0 |  | 1 | 1 | 1 | 0 | 0 | 0
load_220346010 |  | node_1377027_595_15298970_357 |  | BN | 0 | NonResidential | 0 | 5000+2129.991j | 0 | 0 | 0 | 0 | [24 empty] | 8100501 | no | no |  |  | no |  | 0 | 0 | 0 | 0 | 0 | 0 |  | 1 | 1 | 1 | 0 | 0 | 0
load_220346011 |  | node_1377026_558_15298943_757 |  | CN | 0 | NonResidential | 0 | 0 | 5000+2129.991j | 0 | 0 | 0 | [24 empty] | 8100501 | no | no |  |  | no |  | 0 | 0 | 0 | 0 | 0 | 0 |  | 1 | 1 | 1 | 0 | 0 | 0
load_220346012 |  | node_1377075_461_15299120_377 |  | AN | 0 | Residential | 10785.6+4594.646j | 0 | 0 | 0 | 0 | 0 | [24 empty] | 8100501 | no | no |  |  | no |  | 0 | 0 | 0 | 0 | 0 | 0 |  | 1 | 1 | 1 | 0 | 0 | 0
load_220346013 |  | node_1376985_375_15299334_57 |  | AN | 0 | Residential | 7401.6+3153.068j | 0 | 0 | 0 | 0 | 0 | [24 empty] | 8100501 | no | no |  |  | no |  | 0 | 0 | 0 | 0 | 0 | 0 |  | 1 | 1 | 1 | 0 | 0 | 0
load_220346938 |  | node_1377638_461_15299107_57 |  | AN | 0 | Residential | 34956+14891.194j | 0 | 0 | 0 | 0 | 0 | [24 empty] | 8100501 | no | no |  |  | no |  | 0 | 0 | 0 | 0 | 0 | 0 |  | 1 | 1 | 1 | 0 | 0 | 0
load_220347576 |  | node_1376442_406_15299565_679 |  | AN | 0 | NonResidential | 15500+6602.972j | 0 | 0 | 0 | 0 | 0 | [24 empty] | 8100501 | no | no |  |  | no |  | 0 | 0 | 0 | 0 | 0 | 0 |  | 1 | 1 | 1 | 0 | 0 | 0
load_220347577 |  | node_1376462_118_15299568_72 |  | AN | 0 | NonResidential | 15500+6602.972j | 0 | 0 | 0 | 0 | 0 | [24 empty] | 8100501 | no | no |  |  | no |  | 0 | 0 | 0 | 0 | 0 | 0 |  | 1 | 1 | 1 | 0 | 0 | 0
load_220347581 |  | node_1376508_627_15300237_03 |  | AN | 0 | NonResidential | 0 | 0 | 0 | 0 | 0 | 0 | [24 empty] | 8100501 | no | no |  |  | no |  | 0 | 0 | 0 | 0 | 0 | 0 |  | 1 | 1 | 1 | 0 | 0 | 0
load_220347582 |  | node_1376489_33_15299977_872 |  | AN | 0 | NonResidential | 0 | 0 | 0 | 0 | 0 | 0 | [24 empty] | 8100501 | no | no |  |  | no |  | 0 | 0 | 0 | 0 | 0 | 0 |  | 1 | 1 | 1 | 0 | 0 | 0
load_220347583 |  | node_1375970_778_15299950_222 |  | AN | 0 | NonResidential | 1666.667+709.997j | 0 | 0 | 0 | 0 | 0 | [24 empty] | 8100501 | no | no |  |  | no |  | 0 | 0 | 0 | 0 | 0 | 0 |  | 1 | 1 | 1 | 0 | 0 | 0
load_220347584 |  | node_1375974_146_15299924_012 |  | BN | 0 | NonResidential | 0 | 1666.667+709.997j | 0 | 0 | 0 | 0 | [24 empty] | 8100501 | no | no |  |  | no |  | 0 | 0 | 0 | 0 | 0 | 0 |  | 1 | 1 | 1 | 0 | 0 | 0
load_220347585 |  | node_1375972_582_15299976_755 |  | CN | 0 | NonResidential | 0 | 0 | 1666.667+709.997j | 0 | 0 | 0 | [24 empty] | 8100501 | no | no |  |  | no |  | 0 | 0 | 0 | 0 | 0 | 0 |  | 1 | 1 | 1 | 0 | 0 | 0
load_220347614 |  | node_1375581_006_15300686_867 |  | AN | 0 | Residential | 8899.2+3791.043j | 0 | 0 | 0 | 0 | 0 | [24 empty] | 8100501 | no | no |  |  | no |  | 0 | 0 | 0 | 0 | 0 | 0 |  | 1 | 1 | 1 | 0 | 0 | 0
load_220347615 |  | node_1375870_861_15300954_075 |  | AN | 0 | NonResidential | 5333.333+2271.99j | 0 | 0 | 0 | 0 | 0 | [24 empty] | 8100501 | no | no |  |  | no |  | 0 | 0 | 0 | 0 | 0 | 0 |  | 1 | 1 | 1 | 0 | 0 | 0
load_220347616 |  | node_1375851_406_15300959_018 |  | BN | 0 | NonResidential | 0 | 5333.333+2271.99j | 0 | 0 | 0 | 0 | [24 empty] | 8100501 | no | no |  |  | no |  | 0 | 0 | 0 | 0 | 0 | 0 |  | 1 | 1 | 1 | 0 | 0 | 0
load_220347617 |  | node_1375888_666_15300942_529 |  | CN | 0 | NonResidential | 0 | 0 | 5333.333+2271.99j | 0 | 0 | 0 | [24 empty] | 8100501 | no | no |  |  | no |  | 0 | 0 | 0 | 0 | 0 | 0 |  | 1 | 1 | 1 | 0 | 0 | 0
load_220347618 |  | node_1376160_29_15300690_403 |  | AN | 0 | NonResidential | 1209.6+515.287j | 0 | 0 | 0 | 0 | 0 | [24 empty] | 8100501 | no | no |  |  | no |  | 0 | 0 | 0 | 0 | 0 | 0 |  | 1 | 1 | 1 | 0 | 0 | 0
load_220347619 |  | node_1376355_392_15300827_64 |  | AN | 0 | NonResidential | 4666.667+1987.992j | 0 | 0 | 0 | 0 | 0 | [24 empty] | 8100501 | no | no |  |  | no |  | 0 | 0 | 0 | 0 | 0 | 0 |  | 1 | 1 | 1 | 0 | 0 | 0
load_220347620 |  | node_1376357_298_15300854_161 |  | BN | 0 | NonResidential | 0 | 4666.667+1987.992j | 0 | 0 | 0 | 0 | [24 empty] | 8100501 | no | no |  |  | no |  | 0 | 0 | 0 | 0 | 0 | 0 |  | 1 | 1 | 1 | 0 | 0 | 0
load_220347621 |  | node_1376348_443_15300802_638 |  | CN | 0 | NonResidential | 0 | 0 | 4666.667+1987.992j | 0 | 0 | 0 | [24 empty] | 8100501 | no | no |  |  | no |  | 0 | 0 | 0 | 0 | 0 | 0 |  | 1 | 1 | 1 | 0 | 0 | 0
load_220347626 |  | node_1374933_861_15300852_285 |  | AN | 0 | NonResidential | 1666.667+709.997j | 0 | 0 | 0 | 0 | 0 | [24 empty] | 8100501 | no | no |  |  | no |  | 0 | 0 | 0 | 0 | 0 | 0 |  | 1 | 1 | 1 | 0 | 0 | 0
load_220347627 |  | node_1374914_04_15300852_679 |  | BN | 0 | NonResidential | 0 | 1666.667+709.997j | 0 | 0 | 0 | 0 | [24 empty] | 8100501 | no | no |  |  | no |  | 0 | 0 | 0 | 0 | 0 | 0 |  | 1 | 1 | 1 | 0 | 0 | 0
load_220347628 |  | node_1374952_895_15300845_014 |  | CN | 0 | NonResidential | 0 | 0 | 1666.667+709.997j | 0 | 0 | 0 | [24 empty] | 8100501 | no | no |  |  | no |  | 0 | 0 | 0 | 0 | 0 | 0 |  | 1 | 1 | 1 | 0 | 0 | 0
load_220347686 |  | node_1375528_127_15299763_302 |  | AN | 0 | NonResidential | 11333.333+4827.98j | 0 | 0 | 0 | 0 | 0 | [24 empty] | 8100501 | no | no |  |  | no |  | 0 | 0 | 0 | 0 | 0 | 0 |  | 1 | 1 | 1 | 0 | 0 | 0
load_220347687 |  | node_1375524_504_15299789_448 |  | BN | 0 | NonResidential | 0 | 11333.333+4827.98j | 0 | 0 | 0 | 0 | [24 empty] | 8100501 | no | no |  |  | no |  | 0 | 0 | 0 | 0 | 0 | 0 |  | 1 | 1 | 1 | 0 | 0 | 0
load_220347688 |  | node_1375526_581_15299736_742 |  | CN | 0 | NonResidential | 0 | 0 | 11333.333+4827.98j | 0 | 0 | 0 | [24 empty] | 8100501 | no | no |  |  | no |  | 0 | 0 | 0 | 0 | 0 | 0 |  | 1 | 1 | 1 | 0 | 0 | 0
load_220347689 |  | node_1375394_109_15300760_324 |  | AN | 0 | Residential | 17798.4+7582.087j | 0 | 0 | 0 | 0 | 0 | [24 empty] | 8100501 | no | no |  |  | no |  | 0 | 0 | 0 | 0 | 0 | 0 |  | 1 | 1 | 1 | 0 | 0 | 0
load_220347690 |  | node_1375430_018_15300916_12 |  | AN | 0 | NonResidential | 13000+5537.977j | 0 | 0 | 0 | 0 | 0 | [24 empty] | 8100501 | no | no |  |  | no |  | 0 | 0 | 0 | 0 | 0 | 0 |  | 1 | 1 | 1 | 0 | 0 | 0
load_220347691 |  | node_1375426_125_15300942_193 |  | BN | 0 | NonResidential | 0 | 13000+5537.977j | 0 | 0 | 0 | 0 | [24 empty] | 8100501 | no | no |  |  | no |  | 0 | 0 | 0 | 0 | 0 | 0 |  | 1 | 1 | 1 | 0 | 0 | 0
load_220347692 |  | node_1375428_747_15300889_536 |  | CN | 0 | NonResidential | 0 | 0 | 13000+5537.977j | 0 | 0 | 0 | [24 empty] | 8100501 | no | no |  |  | no |  | 0 | 0 | 0 | 0 | 0 | 0 |  | 1 | 1 | 1 | 0 | 0 | 0
load_220347701 |  | node_1375335_407_15299835_572 |  | AN | 0 | NonResidential | 0 | 0 | 0 | 0 | 0 | 0 | [24 empty] | 8100501 | no | no |  |  | no |  | 0 | 0 | 0 | 0 | 0 | 0 |  | 1 | 1 | 1 | 0 | 0 | 0
load_220347702 |  | node_1375344_035_15299811_678 |  | BN | 0 | NonResidential | 0 | 0 | 0 | 0 | 0 | 0 | [24 empty] | 8100501 | no | no |  |  | no |  | 0 | 0 | 0 | 0 | 0 | 0 |  | 1 | 1 | 1 | 0 | 0 | 0
load_220347703 |  | node_1375331_693_15299861_694 |  | CN | 0 | NonResidential | 0 | 0 | 0 | 0 | 0 | 0 | [24 empty] | 8100501 | no | no |  |  | no |  | 0 | 0 | 0 | 0 | 0 | 0 |  | 1 | 1 | 1 | 0 | 0 | 0
load_220347706 |  | node_1375470_51_15300005_219 |  | AN | 0 | NonResidential | 0 | 0 | 0 | 0 | 0 | 0 | [24 empty] | 8100501 | no | no |  |  | no |  | 0 | 0 | 0 | 0 | 0 | 0 |  | 1 | 1 | 1 | 0 | 0 | 0
load_220347707 |  | node_1375466_62_15300031_293 |  | AN | 0 | NonResidential | 0 | 0 | 0 | 0 | 0 | 0 | [24 empty] | 8100501 | no | no |  |  | no |  | 0 | 0 | 0 | 0 | 0 | 0 |  | 1 | 1 | 1 | 0 | 0 | 0
load_220347713 |  | node_1375274_073_15300298_042 |  | AN | 0 | NonResidential | 3333.333+1419.994j | 0 | 0 | 0 | 0 | 0 | [24 empty] | 8100501 | no | no |  |  | no |  | 0 | 0 | 0 | 0 | 0 | 0 |  | 1 | 1 | 1 | 0 | 0 | 0
load_220347714 |  | node_1375255_111_15300305_642 |  | BN | 0 | NonResidential | 0 | 3333.333+1419.994j | 0 | 0 | 0 | 0 | [24 empty] | 8100501 | no | no |  |  | no |  | 0 | 0 | 0 | 0 | 0 | 0 |  | 1 | 1 | 1 | 0 | 0 | 0
load_220347715 |  | node_1375235_297_15300306_378 |  | CN | 0 | NonResidential | 0 | 0 | 3333.333+1419.994j | 0 | 0 | 0 | [24 empty] | 8100501 | no | no |  |  | no |  | 0 | 0 | 0 | 0 | 0 | 0 |  | 1 | 1 | 1 | 0 | 0 | 0
load_220347724 |  | node_1375307_097_15300348_603 |  | AN | 0 | NonResidential | 666.667+283.999j | 0 | 0 | 0 | 0 | 0 | [24 empty] | 8100501 | no | no |  |  | no |  | 0 | 0 | 0 | 0 | 0 | 0 |  | 1 | 1 | 1 | 0 | 0 | 0
load_220347725 |  | node_1375309_969_15300322_283 |  | BN | 0 | NonResidential | 0 | 666.667+283.999j | 0 | 0 | 0 | 0 | [24 empty] | 8100501 | no | no |  |  | no |  | 0 | 0 | 0 | 0 | 0 | 0 |  | 1 | 1 | 1 | 0 | 0 | 0
load_220347726 |  | node_1375309_401_15300375_071 |  | CN | 0 | NonResidential | 0 | 0 | 666.667+283.999j | 0 | 0 | 0 | [24 empty] | 8100501 | no | no |  |  | no |  | 0 | 0 | 0 | 0 | 0 | 0 |  | 1 | 1 | 1 | 0 | 0 | 0
load_220347727 |  | node_1375406_632_15300566_613 |  | AN | 0 | NonResidential | 0 | 0 | 0 | 0 | 0 | 0 | [24 empty] | 8100501 | no | no |  |  | no |  | 0 | 0 | 0 | 0 | 0 | 0 |  | 1 | 1 | 1 | 0 | 0 | 0
load_220519250 |  | node_1375287_719_15298056_191 |  | BN | 0 | NonResidential | 0 | 150333.333+64041.732j | 0 | 0 | 0 | 0 | [24 empty] | 8100501 | no | no |  |  | no |  | 0 | 0 | 0 | 0 | 0 | 0 |  | 1 | 1 | 1 | 0 | 0 | 0
load_220519251 |  | node_1375327_033_15298056_037 |  | CN | 0 | NonResidential | 0 | 0 | 150333.333+64041.732j | 0 | 0 | 0 | [24 empty] | 8100501 | no | no |  |  | no |  | 0 | 0 | 0 | 0 | 0 | 0 |  | 1 | 1 | 1 | 0 | 0 | 0
load_220530038 |  | node_1376029_134_15300382_809 |  | ABCN | 0 | NonResidential | 15666.667+6673.972j | 15666.667+6673.972j | 15666.667+6673.972j | 0 | 0 | 0 | [24 empty] | 8100501 | no | no |  |  | no |  | 0 | 0 | 0 | 0 | 0 | 0 |  | 1 | 1 | 1 | 0 | 0 | 0
load_220530435 |  | node_1376587_225_15300981_514 |  | ABCN | 0 | NonResidential | 37333.333+15903.933j | 37333.333+15903.933j | 37333.333+15903.933j | 0 | 0 | 0 | [24 empty] | 8100501 | no | no |  |  | no |  | 0 | 0 | 0 | 0 | 0 | 0 |  | 1 | 1 | 1 | 0 | 0 | 0
load_220531150 |  | node_1376531_69_15300181_387 |  | AN | 0 | NonResidential | 705.6+300.584j | 0 | 0 | 0 | 0 | 0 | [24 empty] | 8100501 | no | no |  |  | no |  | 0 | 0 | 0 | 0 | 0 | 0 |  | 1 | 1 | 1 | 0 | 0 | 0
load_220540639 |  | node_1376299_731_15298794_191 |  | AN | 0 | Residential | 8791.2+3745.036j | 0 | 0 | 0 | 0 | 0 | [24 empty] | 8100501 | no | no |  |  | no |  | 0 | 0 | 0 | 0 | 0 | 0 |  | 1 | 1 | 1 | 0 | 0 | 0
load_220545896 |  | node_1375603_434_15300142_863 |  | AN | 0 | NonResidential | 5500+2342.99j | 0 | 0 | 0 | 0 | 0 | [24 empty] | 8100501 | no | no |  |  | no |  | 0 | 0 | 0 | 0 | 0 | 0 |  | 1 | 1 | 1 | 0 | 0 | 0
load_220545899 |  | node_1375623_098_15300146_438 |  | AN | 0 | NonResidential | 5500+2342.99j | 0 | 0 | 0 | 0 | 0 | [24 empty] | 8100501 | no | no |  |  | no |  | 0 | 0 | 0 | 0 | 0 | 0 |  | 1 | 1 | 1 | 0 | 0 | 0
load_220618632 |  | node_1376312_699_15299425_794 |  | AN | 0 | Residential | 139543.2+59445.154j | 0 | 0 | 0 | 0 | 0 | [24 empty] | 8100501 | no | no |  |  | no |  | 0 | 0 | 0 | 0 | 0 | 0 |  | 1 | 1 | 1 | 0 | 0 | 0
load_220621610 |  | node_1375874_154_15300150_151 |  | AN | 0 | NonResidential | 19333.333+8235.965j | 0 | 0 | 0 | 0 | 0 | [24 empty] | 8100501 | no | no |  |  | no |  | 0 | 0 | 0 | 0 | 0 | 0 |  | 1 | 1 | 1 | 0 | 0 | 0
load_220621611 |  | node_1375893_873_15300147_571 |  | BN | 0 | NonResidential | 0 | 19333.333+8235.965j | 0 | 0 | 0 | 0 | [24 empty] | 8100501 | no | no |  |  | no |  | 0 | 0 | 0 | 0 | 0 | 0 |  | 1 | 1 | 1 | 0 | 0 | 0
load_220621613 |  | node_1375913_453_15300151_938 |  | CN | 0 | NonResidential | 0 | 0 | 19333.333+8235.965j | 0 | 0 | 0 | [24 empty] | 8100501 | no | no |  |  | no |  | 0 | 0 | 0 | 0 | 0 | 0 |  | 1 | 1 | 1 | 0 | 0 | 0
load_220622904 |  | node_1376083_794_15299417_425 |  | AN | 0 | Residential | 34142.4+14544.601j | 0 | 0 | 0 | 0 | 0 | [24 empty] | 8100501 | no | no |  |  | no |  | 0 | 0 | 0 | 0 | 0 | 0 |  | 1 | 1 | 1 | 0 | 0 | 0
load_220624876 |  | node_1375915_791_15298511_042 |  | AN | 0 | Residential | 54921.6+23396.504j | 0 | 0 | 0 | 0 | 0 | [24 empty] | 8100501 | no | no |  |  | no |  | 0 | 0 | 0 | 0 | 0 | 0 |  | 1 | 1 | 1 | 0 | 0 | 0
load_220627307 |  | node_1377392_018_15298507_308 |  | AN | 0 | NonResidential | 1666.667+709.997j | 0 | 0 | 0 | 0 | 0 | [24 empty] | 8100501 | no | no |  |  | no |  | 0 | 0 | 0 | 0 | 0 | 0 |  | 1 | 1 | 1 | 0 | 0 | 0
load_220627308 |  | node_1377401_492_15298513_591 |  | BN | 0 | NonResidential | 0 | 1666.667+709.997j | 0 | 0 | 0 | 0 | [24 empty] | 8100501 | no | no |  |  | no |  | 0 | 0 | 0 | 0 | 0 | 0 |  | 1 | 1 | 1 | 0 | 0 | 0
load_220627309 |  | node_1377381_332_15298505_585 |  | CN | 0 | NonResidential | 0 | 0 | 1666.667+709.997j | 0 | 0 | 0 | [24 empty] | 8100501 | no | no |  |  | no |  | 0 | 0 | 0 | 0 | 0 | 0 |  | 1 | 1 | 1 | 0 | 0 | 0
load_220655516 |  | node_1376144_478_15299998_208 |  | ABCN | 0 | NonResidential | 43000+18317.923j | 43000+18317.923j | 43000+18317.923j | 0 | 0 | 0 | [24 empty] | 8100501 | no | no |  |  | no |  | 0 | 0 | 0 | 0 | 0 | 0 |  | 1 | 1 | 1 | 0 | 0 | 0
load_310049575 |  | node_1376579_531_15298987_345 |  | AN | 0 | NonResidential | 60000+25559.893j | 0 | 0 | 0 | 0 | 0 | [24 empty] | 8100501 | no | no |  |  | no |  | 0 | 0 | 0 | 0 | 0 | 0 |  | 1 | 1 | 1 | 0 | 0 | 0

## node
data_type | static
owner_type | feeder
owner | 8100501
object | node
name | groupid | parent | bustype | phases | nominal_voltage | dcircuit | selected | monitored | monitored_fields | class_monitored_fields | played | played_fields | subsystem | x | y | comments | dist_to_slack
node_1374914_04_15300852_679 |  |  | PQ | ABCN | 2771.281 | 8100501 | no | no |  |  | no |  |  | 1374914.04 | 15300852.679 |  | -1
node_1374933_861_15300852_285 |  |  | PQ | ABCN | 2771.281 | 8100501 | no | no |  |  | no |  |  | 1374933.861 | 15300852.285 |  | -1
node_1374952_895_15300845_014 |  |  | PQ | ABCN | 2771.281 | 8100501 | no | no |  |  | no |  |  | 1374952.895 | 15300845.014 |  | -1
node_1375232_738_15299552_315 |  |  | PQ | AN | 2771.281 | 8100501 | no | no |  |  | no |  |  | 1375232.738 | 15299552.315 |  | -1
node_1375235_297_15300306_378 |  |  | PQ | ABCN | 2771.281 | 8100501 | no | no |  |  | no |  |  | 1375235.297 | 15300306.378 |  | -1
node_1375255_111_15300305_642 |  |  | PQ | ABCN | 2771.281 | 8100501 | no | no |  |  | no |  |  | 1375255.111 | 15300305.642 |  | -1
node_1375274_073_15300298_042 |  |  | PQ | ABCN | 2771.281 | 8100501 | no | no |  |  | no |  |  | 1375274.073 | 15300298.042 |  | -1
node_1375287_719_15298056_191 |  |  | PQ | ABCN | 2771.281 | 8100501 | no | no |  |  | no |  |  | 1375287.719 | 15298056.191 |  | -1
node_1375307_097_15300348_603 |  |  | PQ | ABCN | 2771.281 | 8100501 | no | no |  |  | no |  |  | 1375307.097 | 15300348.603 |  | -1
node_1375307_401_15298059_59 |  |  | PQ | ABCN | 2771.281 | 8100501 | no | no |  |  | no |  |  | 1375307.401 | 15298059.59 |  | -1
node_1375309_401_15300375_071 |  |  | PQ | ABCN | 2771.281 | 8100501 | no | no |  |  | no |  |  | 1375309.401 | 15300375.071 |  | -1
node_1375309_969_15300322_283 |  |  | PQ | ABCN | 2771.281 | 8100501 | no | no |  |  | no |  |  | 1375309.969 | 15300322.283 |  | -1
node_1375327_033_15298056_037 |  |  | PQ | ABCN | 2771.281 | 8100501 | no | no |  |  | no |  |  | 1375327.033 | 15298056.037 |  | -1
node_1375331_693_15299861_694 |  |  | PQ | ABCN | 2771.281 | 8100501 | no | no |  |  | no |  |  | 1375331.693 | 15299861.694 |  | -1
node_1375335_407_15299835_572 |  |  | PQ | ABCN | 2771.281 | 8100501 | no | no |  |  | no |  |  | 1375335.407 | 15299835.572 |  | -1
node_1375344_035_15299811_678 |  |  | PQ | ABCN | 2771.281 | 8100501 | no | no |  |  | no |  |  | 1375344.035 | 15299811.678 |  | -1
node_1375357_613_15300839_652 |  |  | PQ | ABCD | 2771.281 | 8100501 | no | no |  |  | no |  |  | 1375357.613 | 15300839.652 |  | -1
node_1375394_109_15300760_324 |  |  | PQ | ABCN | 2771.281 | 8100501 | no | no |  |  | no |  |  | 1375394.109 | 15300760.324 |  | -1
node_1375401_314_15297989_451 |  |  | PQ | ABCN | 2771.281 | 8100501 | no | no |  |  | no |  |  | 1375401.314 | 15297989.451 |  | -1
node_1375406_632_15300566_613 |  |  | PQ | ABCN | 2771.281 | 8100501 | no | no |  |  | no |  |  | 1375406.632 | 15300566.613 |  | -1
node_1375426_125_15300942_193 |  |  | PQ | ABCN | 2771.281 | 8100501 | no | no |  |  | no |  |  | 1375426.125 | 15300942.193 |  | -1
node_1375428_747_15300889_536 |  |  | PQ | ABCN | 2771.281 | 8100501 | no | no |  |  | no |  |  | 1375428.747 | 15300889.536 |  | -1
node_1375430_018_15300916_12 |  |  | PQ | ABCN | 2771.281 | 8100501 | no | no |  |  | no |  |  | 1375430.018 | 15300916.12 |  | -1
node_1375466_62_15300031_293 |  |  | PQ | ABCN | 2771.281 | 8100501 | no | no |  |  | no |  |  | 1375466.62 | 15300031.293 |  | -1
node_1375470_51_15300005_219 |  |  | PQ | ABCN | 2771.281 | 8100501 | no | no |  |  | no |  |  | 1375470.51 | 15300005.219 |  | -1
node_1375496_477_15297635_607 |  |  | PQ | ABCD | 2771.281 | 8100501 | no | no |  |  | no |  |  | 1375496.477 | 15297635.607 |  | -1
node_1375524_504_15299789_448 |  |  | PQ | ABCN | 2771.281 | 8100501 | no | no |  |  | no |  |  | 1375524.504 | 15299789.448 |  | -1
node_1375526_581_15299736_742 |  |  | PQ | ABCN | 2771.281 | 8100501 | no | no |  |  | no |  |  | 1375526.581 | 15299736.742 |  | -1
node_1375528_127_15299763_302 |  |  | PQ | ABCN | 2771.281 | 8100501 | no | no |  |  | no |  |  | 1375528.127 | 15299763.302 |  | -1
node_1375529_627_15299411_589 |  |  | PQ | ABCN | 2771.281 | 8100501 | no | no |  |  | no |  |  | 1375529.627 | 15299411.589 |  | -1
node_1375539_376_15299434_865 |  |  | PQ | ABCN | 2771.281 | 8100501 | no | no |  |  | no |  |  | 1375539.376 | 15299434.865 |  | -1
node_1375544_324_15299460_695 |  |  | PQ | ABCN | 2771.281 | 8100501 | no | no |  |  | no |  |  | 1375544.324 | 15299460.695 |  | -1
node_1375581_006_15300686_867 |  |  | PQ | ABCN | 2771.281 | 8100501 | no | no |  |  | no |  |  | 1375581.006 | 15300686.867 |  | -1
node_1375603_434_15300142_863 |  |  | PQ | ABCN | 2771.281 | 8100501 | no | no |  |  | no |  |  | 1375603.434 | 15300142.863 |  | -1
node_1375609_733_15298247_506 |  |  | PQ | AN | 2771.281 | 8100501 | no | no |  |  | no |  |  | 1375609.733 | 15298247.506 |  | -1
node_1375623_098_15300146_438 |  |  | PQ | ABCN | 2771.281 | 8100501 | no | no |  |  | no |  |  | 1375623.098 | 15300146.438 |  | -1
node_1375761_452_15299487_761 |  |  | PQ | ABCN | 2771.281 | 8100501 | no | no |  |  | no |  |  | 1375761.452 | 15299487.761 |  | -1
node_1375769_936_15299161_794 |  |  | PQ | ABCN | 2771.281 | 8100501 | no | no |  |  | no |  |  | 1375769.936 | 15299161.794 |  | -1
node_1375787_087_15297882_908 |  |  | PQ | ABCN | 2771.281 | 8100501 | no | no |  |  | no |  |  | 1375787.087 | 15297882.908 |  | -1
node_1375851_406_15300959_018 |  |  | PQ | ABCN | 2771.281 | 8100501 | no | no |  |  | no |  |  | 1375851.406 | 15300959.018 |  | -1
node_1375870_861_15300954_075 |  |  | PQ | ABCN | 2771.281 | 8100501 | no | no |  |  | no |  |  | 1375870.861 | 15300954.075 |  | -1
node_1375874_154_15300150_151 |  |  | PQ | ABCN | 2771.281 | 8100501 | no | no |  |  | no |  |  | 1375874.154 | 15300150.151 |  | -1
node_1375888_666_15300942_529 |  |  | PQ | ABCN | 2771.281 | 8100501 | no | no |  |  | no |  |  | 1375888.666 | 15300942.529 |  | -1
node_1375893_873_15300147_571 |  |  | PQ | ABCN | 2771.281 | 8100501 | no | no |  |  | no |  |  | 1375893.873 | 15300147.571 |  | -1
node_1375913_453_15300151_938 |  |  | PQ | ABCN | 2771.281 | 8100501 | no | no |  |  | no |  |  | 1375913.453 | 15300151.938 |  | -1
node_1375914_866_15298537_632 |  |  | PQ | ABCN | 2771.281 | 8100501 | no | no |  |  | no |  |  | 1375914.866 | 15298537.632 |  | -1
node_1375915_791_15298511_042 |  |  | PQ | ABCN | 2771.281 | 8100501 | no | no |  |  | no |  |  | 1375915.791 | 15298511.042 |  | -1
node_1375925_24_15298753_265 |  |  | PQ | ABCN | 2771.281 | 8100501 | no | no |  |  | no |  |  | 1375925.24 | 15298753.265 |  | -1
node_1375942_823_15298741_122 |  |  | PQ | ABCN | 2771.281 | 8100501 | no | no |  |  | no |  |  | 1375942.823 | 15298741.122 |  | -1
node_1375970_778_15299950_222 |  |  | PQ | ABCN | 2771.281 | 8100501 | no | no |  |  | no |  |  | 1375970.778 | 15299950.222 |  | -1
node_1375972_582_15299976_755 |  |  | PQ | ABCN | 2771.281 | 8100501 | no | no |  |  | no |  |  | 1375972.582 | 15299976.755 |  | -1
node_1375974_146_15299924_012 |  |  | PQ | ABCN | 2771.281 | 8100501 | no | no |  |  | no |  |  | 1375974.146 | 15299924.012 |  | -1
node_1376029_134_15300382_809 |  |  | PQ | ABCN | 2771.281 | 8100501 | no | no |  |  | no |  |  | 1376029.134 | 15300382.809 |  | -1
node_1376083_794_15299417_425 |  |  | PQ | AN | 2771.281 | 8100501 | no | no |  |  | no |  |  | 1376083.794 | 15299417.425 |  | -1
node_1376144_478_15299998_208 |  |  | PQ | ABCN | 2771.281 | 8100501 | no | no |  |  | no |  |  | 1376144.478 | 15299998.208 |  | -1
node_1376160_29_15300690_403 |  |  | PQ | ABCN | 2771.281 | 8100501 | no | no |  |  | no |  |  | 1376160.29 | 15300690.403 |  | -1
node_1376299_731_15298794_191 |  |  | PQ | ABCN | 2771.281 | 8100501 | no | no |  |  | no |  |  | 1376299.731 | 15298794.191 |  | -1
node_1376312_699_15299425_794 |  |  | PQ | AN | 2771.281 | 8100501 | no | no |  |  | no |  |  | 1376312.699 | 15299425.794 |  | -1
node_1376348_443_15300802_638 |  |  | PQ | ABCN | 2771.281 | 8100501 | no | no |  |  | no |  |  | 1376348.443 | 15300802.638 |  | -1
node_1376355_392_15300827_64 |  |  | PQ | ABCN | 2771.281 | 8100501 | no | no |  |  | no |  |  | 1376355.392 | 15300827.64 |  | -1
node_1376357_298_15300854_161 |  |  | PQ | ABCN | 2771.281 | 8100501 | no | no |  |  | no |  |  | 1376357.298 | 15300854.161 |  | -1
node_1376442_406_15299565_679 |  |  | PQ | ABCN | 2771.281 | 8100501 | no | no |  |  | no |  |  | 1376442.406 | 15299565.679 |  | -1
node_1376462_118_15299568_72 |  |  | PQ | ABCN | 2771.281 | 8100501 | no | no |  |  | no |  |  | 1376462.118 | 15299568.72 |  | -1
node_1376489_33_15299977_872 |  |  | PQ | ABCN | 2771.281 | 8100501 | no | no |  |  | no |  |  | 1376489.33 | 15299977.872 |  | -1
node_1376508_627_15300237_03 |  |  | PQ | ABCN | 2771.281 | 8100501 | no | no |  |  | no |  |  | 1376508.627 | 15300237.03 |  | -1
node_1376531_69_15300181_387 |  |  | PQ | AN | 2771.281 | 8100501 | no | no |  |  | no |  |  | 1376531.69 | 15300181.387 |  | -1
node_1376579_531_15298987_345 |  |  | PQ | ABCN | 2771.281 | 8100501 | no | no |  |  | no |  |  | 1376579.531 | 15298987.345 |  | -1
node_1376587_225_15300981_514 |  |  | PQ | ABCN | 2771.281 | 8100501 | no | no |  |  | no |  |  | 1376587.225 | 15300981.514 |  | -1
node_1376592_531_15298714_183 |  |  | PQ | ABCN | 2771.281 | 8100501 | no | no |  |  | no |  |  | 1376592.531 | 15298714.183 |  | -1
node_1376665_116_15298752_18 |  |  | PQ | ABCD | 2771.281 | 8100501 | no | no |  |  | no |  |  | 1376665.116 | 15298752.18 |  | -1
node_1376709_644_15298847_392 |  |  | PQ | ABCN | 2771.281 | 8100501 | no | no |  |  | no |  |  | 1376709.644 | 15298847.392 |  | -1
node_1376728_9_15298853_914 |  |  | PQ | ABCN | 2771.281 | 8100501 | no | no |  |  | no |  |  | 1376728.9 | 15298853.914 |  | -1
node_1376748_723_15298853_533 |  |  | PQ | ABCN | 2771.281 | 8100501 | no | no |  |  | no |  |  | 1376748.723 | 15298853.533 |  | -1
node_1376985_375_15299334_57 |  |  | PQ | ABCN | 2771.281 | 8100501 | no | no |  |  | no |  |  | 1376985.375 | 15299334.57 |  | -1
node_1377026_558_15298943_757 |  |  | PQ | ABCN | 2771.281 | 8100501 | no | no |  |  | no |  |  | 1377026.558 | 15298943.757 |  | -1
node_1377027_595_15298970_357 |  |  | PQ | ABCN | 2771.281 | 8100501 | no | no |  |  | no |  |  | 1377027.595 | 15298970.357 |  | -1
node_1377030_681_15298917_749 |  |  | PQ | ABCN | 2771.281 | 8100501 | no | no |  |  | no |  |  | 1377030.681 | 15298917.749 |  | -1
node_1377037_828_15299370_206 |  |  | PQ | ABCN | 2771.281 | 8100501 | no | no |  |  | no |  |  | 1377037.828 | 15299370.206 |  | -1
node_1377038_676_15299388_715 |  |  | PQ | ABCN | 2771.281 | 8100501 | no | no |  |  | no |  |  | 1377038.676 | 15299388.715 |  | -1
node_1377039_402_15299379_402 |  |  | PQ | ABCN | 2771.281 | 8100501 | no | no |  |  | no |  |  | 1377039.402 | 15299379.402 |  | -1
node_1377075_461_15299120_377 |  |  | PQ | ABCN | 2771.281 | 8100501 | no | no |  |  | no |  |  | 1377075.461 | 15299120.377 |  | -1
node_1377381_332_15298505_585 |  |  | PQ | ABCN | 2771.281 | 8100501 | no | no |  |  | no |  |  | 1377381.332 | 15298505.585 |  | -1
node_1377392_018_15298507_308 |  |  | PQ | ABCN | 2771.281 | 8100501 | no | no |  |  | no |  |  | 1377392.018 | 15298507.308 |  | -1
node_1377401_492_15298513_591 |  |  | PQ | ABCN | 2771.281 | 8100501 | no | no |  |  | no |  |  | 1377401.492 | 15298513.591 |  | -1
node_1377549_106_15299373_727 |  |  | PQ | ABCN | 2771.281 | 8100501 | no | no |  |  | no |  |  | 1377549.106 | 15299373.727 |  | -1
node_1377638_461_15299107_57 |  |  | PQ | ABCN | 2771.281 | 8100501 | no | no |  |  | no |  |  | 1377638.461 | 15299107.57 |  | -1
node_8100501_200846807 |  |  | PQ | ABCN | 2771.281 | 8100501 | no | no |  |  | no |  |  | 1375758.846 | 15297567.553 |  | -1
node_8100501_200846809 |  |  | PQ | ABCN | 2771.281 | 8100501 | no | no |  |  | no |  |  | 1375773.016 | 15297592.447 |  | -1
node_8100501_200848751 |  |  | PQ | ABCD | 2771.281 | 8100501 | no | no |  |  | no |  |  | 1377342.381 | 15298769.48 |  | -1
node_8100501_200848752 |  |  | PQ | ABCD | 2771.281 | 8100501 | no | no |  |  | no |  |  | 1377591.642 | 15298948.398 |  | -1
node_8100501_200848753 |  |  | PQ | ABCN | 2771.281 | 8100501 | no | no |  |  | no |  |  | 1377575.849 | 15299366.225 |  | -1
node_8100501_200848761 |  |  | PQ | ABCN | 2771.281 | 8100501 | no | no |  |  | no |  |  | 1377377.087 | 15298558.144 |  | -1
node_8100501_200850875 |  |  | PQ | ABCN | 2771.281 | 8100501 | no | no |  |  | no |  |  | 1377014.283 | 15299389.813 |  | -1
node_8100501_200850876 |  |  | PQ | ABCD | 2771.281 | 8100501 | no | no |  |  | no |  |  | 1377146.01 | 15299462.953 |  | -1
node_8100501_200850878 |  |  | PQ | ABCD | 2771.281 | 8100501 | no | no |  |  | no |  |  | 1377488.82 | 15299419.768 |  | -1
node_8100501_200850879 |  |  | PQ | ABCD | 2771.281 | 8100501 | no | no |  |  | no |  |  | 1377599.632 | 15299405.234 |  | -1
node_8100501_200851532 |  |  | PQ | ABCD | 2771.281 | 8100501 | no | no |  |  | no |  |  | 1375748.573 | 15297657.954 |  | -1
node_8100501_200851533 |  |  | PQ | ABCD | 2771.281 | 8100501 | no | no |  |  | no |  |  | 1375870.776 | 15298783.128 |  | -1
node_8100501_200851534 |  |  | PQ | ABCD | 2771.281 | 8100501 | no | no |  |  | no |  |  | 1375681.728 | 15297653.824 |  | -1
node_8100501_200851537 |  |  | PQ | ABCD | 2771.281 | 8100501 | no | no |  |  | no |  |  | 1375741.501 | 15297702.572 |  | -1
node_8100501_200851542 |  |  | PQ | ABCD | 2771.281 | 8100501 | no | no |  |  | no |  |  | 1375862.605 | 15298697.041 |  | -1
node_8100501_200851544 |  |  | PQ | ABCD | 2771.281 | 8100501 | no | no |  |  | no |  |  | 1375851.384 | 15298622.874 |  | -1
node_8100501_200851546 |  |  | PQ | ABCN | 2771.281 | 8100501 | no | no |  |  | no |  |  | 1375837.06 | 15298526.929 |  | -1
node_8100501_200851548 |  |  | PQ | ABCD | 2771.281 | 8100501 | no | no |  |  | no |  |  | 1375809.171 | 15298274.604 |  | -1
node_8100501_200851550 |  |  | PQ | ABCD | 2771.281 | 8100501 | no | no |  |  | no |  |  | 1375788.95 | 15298107.405 |  | -1
node_8100501_200851554 |  |  | PQ | AN | 2771.281 | 8100501 | no | no |  |  | no |  |  | 1375583.411 | 15298255.203 |  | -1
node_8100501_200851555 |  |  | PQ | AD | 2771.281 | 8100501 | no | no |  |  | no |  |  | 1375568.237 | 15298173.715 |  | -1
node_8100501_200851556 |  |  | PQ | AD | 2771.281 | 8100501 | no | no |  |  | no |  |  | 1375556.582 | 15298058.944 |  | -1
node_8100501_200851611 |  |  | PQ | ABCD | 2771.281 | 8100501 | no | no |  |  | no |  |  | 1375715.073 | 15298969.621 |  | -1
node_8100501_200851612 |  |  | PQ | ABCD | 2771.281 | 8100501 | no | no |  |  | no |  |  | 1375722.843 | 15299062.194 |  | -1
node_8100501_200851613 |  |  | PQ | ABCN | 2771.281 | 8100501 | no | no |  |  | no |  |  | 1375735.71 | 15299168.55 |  | -1
node_8100501_200851614 |  |  | PQ | ABCD | 2771.281 | 8100501 | no | no |  |  | no |  |  | 1375740.785 | 15299290.867 |  | -1
node_8100501_200851615 |  |  | PQ | ABCD | 2771.281 | 8100501 | no | no |  |  | no |  |  | 1375762.875 | 15299402.566 |  | -1
node_8100501_200851616 |  |  | PQ | ABCN | 2771.281 | 8100501 | no | no |  |  | no |  |  | 1375763.406 | 15297920.304 |  | -1
node_8100501_200851618 |  |  | PQ | ABCD | 2771.281 | 8100501 | no | no |  |  | no |  |  | 1375633.126 | 15297932.374 |  | -1
node_8100501_200851619 |  |  | PQ | ABCD | 2771.281 | 8100501 | no | no |  |  | no |  |  | 1375542.636 | 15297939.585 |  | -1
node_8100501_200851621 |  |  | PQ | ABCN | 2771.281 | 8100501 | no | no |  |  | no |  |  | 1375398.225 | 15297958.109 |  | -1
node_8100501_200851622 |  |  | PQ | ABCN | 2771.281 | 8100501 | no | no |  |  | no |  |  | 1375308.73 | 15297967.653 |  | -1
node_8100501_200851624 |  |  | PQ | AD | 2771.281 | 8100501 | no | no |  |  | no |  |  | 1375970.097 | 15299434.765 |  | -1
node_8100501_200851625 |  |  | PQ | AN | 2771.281 | 8100501 | no | no |  |  | no |  |  | 1376076.09 | 15299430.599 |  | -1
node_8100501_200851626 |  |  | PQ | AD | 2771.281 | 8100501 | no | no |  |  | no |  |  | 1376194.897 | 15299405.934 |  | -1
node_8100501_200851627 |  |  | PQ | AN | 2771.281 | 8100501 | no | no |  |  | no |  |  | 1376306.981 | 15299394.626 |  | -1
node_8100501_200851633 |  |  | PQ | AN | 2771.281 | 8100501 | no | no |  |  | no |  |  | 1375231.155 | 15299522.407 |  | -1
node_8100501_200851634 |  |  | PQ | AD | 2771.281 | 8100501 | no | no |  |  | no |  |  | 1375336.356 | 15299510.791 |  | -1
node_8100501_200851635 |  |  | PQ | AD | 2771.281 | 8100501 | no | no |  |  | no |  |  | 1375405.227 | 15299500.222 |  | -1
node_8100501_200851636 |  |  | PQ | ABCD | 2771.281 | 8100501 | no | no |  |  | no |  |  | 1375483.106 | 15299485.574 |  | -1
node_8100501_200851637 |  |  | PQ | ABCD | 2771.281 | 8100501 | no | no |  |  | no |  |  | 1375549.955 | 15299474.645 |  | -1
node_8100501_200851638 |  |  | PQ | ABCD | 2771.281 | 8100501 | no | no |  |  | no |  |  | 1375665.682 | 15299462.407 |  | -1
node_8100501_200851639 |  |  | PQ | ABCN | 2771.281 | 8100501 | no | no |  |  | no |  |  | 1375760.722 | 15299457.521 |  | -1
node_8100501_200851640 |  |  | PQ | AD | 2771.281 | 8100501 | no | no |  |  | no |  |  | 1375868.714 | 15299444.428 |  | -1
node_8100501_200851799 |  |  | PQ | ABCN | 2771.281 | 8100501 | no | no |  |  | no |  |  | 1376551.102 | 15298998.567 |  | -1
node_8100501_200851800 |  |  | PQ | ABCD | 2771.281 | 8100501 | no | no |  |  | no |  |  | 1377092.502 | 15298772.413 |  | -1
node_8100501_200851801 |  |  | PQ | ABCD | 2771.281 | 8100501 | no | no |  |  | no |  |  | 1376961.025 | 15298768.841 |  | -1
node_8100501_200851802 |  |  | PQ | ABCN | 2771.281 | 8100501 | no | no |  |  | no |  |  | 1376742.775 | 15298751.856 |  | -1
node_8100501_200851804 |  |  | PQ | ABCD | 2771.281 | 8100501 | no | no |  |  | no |  |  | 1376677.534 | 15298753.821 |  | -1
node_8100501_200851805 |  |  | PQ | ABCN | 2771.281 | 8100501 | no | no |  |  | no |  |  | 1376600.835 | 15298743.263 |  | -1
node_8100501_200851806 |  |  | PQ | ABCD | 2771.281 | 8100501 | no | no |  |  | no |  |  | 1376536.89 | 15298760.011 |  | -1
node_8100501_200851808 |  |  | PQ | ABCN | 2771.281 | 8100501 | no | no |  |  | no |  |  | 1376418.382 | 15298751.064 |  | -1
node_8100501_200851810 |  |  | PQ | ABCN | 2771.281 | 8100501 | no | no |  |  | no |  |  | 1376298.633 | 15298761.045 |  | -1
node_8100501_200851812 |  |  | PQ | ABCD | 2771.281 | 8100501 | no | no |  |  | no |  |  | 1376156.796 | 15298769.508 |  | -1
node_8100501_200851815 |  |  | PQ | ABCN | 2771.281 | 8100501 | no | no |  |  | no |  |  | 1375972.667 | 15298841.904 |  | -1
node_8100501_200851818 |  |  | PQ | ABCD | 2771.281 | 8100501 | no | no |  |  | no |  |  | 1375794.286 | 15298905.908 |  | -1
node_8100501_200851860 |  |  | PQ | ABCN | 2771.281 | 8100501 | no | no |  |  | no |  |  | 1375469.936 | 15299476.314 |  | -1
node_8100501_200851862 |  |  | PQ | ABCD | 2771.281 | 8100501 | no | no |  |  | no |  |  | 1375461.371 | 15299642.81 |  | -1
node_8100501_200853472 |  |  | PQ | ABCN | 2771.281 | 8100501 | no | no |  |  | no |  |  | 1377090.999 | 15298961.884 |  | -1
node_8100501_200853473 |  |  | PQ | ABCN | 2771.281 | 8100501 | no | no |  |  | no |  |  | 1377043.216 | 15299106.111 |  | -1
node_8100501_200853476 |  |  | PQ | ABCD | 2771.281 | 8100501 | no | no |  |  | no |  |  | 1377008.339 | 15299214.405 |  | -1
node_8100501_200853477 |  |  | PQ | ABCD | 2771.281 | 8100501 | no | no |  |  | no |  |  | 1377012.966 | 15299316.637 |  | -1
node_8100501_200853479 |  |  | PQ | ABCN | 2771.281 | 8100501 | no | no |  |  | no |  |  | 1376966.09 | 15299330.122 |  | -1
node_8100501_200853481 |  |  | PQ | ABCD | 2771.281 | 8100501 | no | no |  |  | no |  |  | 1376989.235 | 15299374.711 |  | -1
node_8100501_200857185 |  |  | PQ | ABCD | 2771.281 | 8100501 | no | no |  |  | no |  |  | 1377620.822 | 15298951.329 |  | -1
node_8100501_200857196 |  |  | PQ | ABCD | 2771.281 | 8100501 | no | no |  |  | no |  |  | 1377618.476 | 15299195.277 |  | -1
node_8100501_200857197 |  |  | PQ | ABCN | 2771.281 | 8100501 | no | no |  |  | no |  |  | 1377620.659 | 15299109.267 |  | -1
node_8100501_200857214 |  |  | PQ | ABCD | 2771.281 | 8100501 | no | no |  |  | no |  |  | 1377619.537 | 15299019.308 |  | -1
node_8100501_200859382 |  |  | PQ | ABCN | 2771.281 | 8100501 | no | no |  |  | no |  |  | 1375726.499 | 15300249.526 |  | -1
node_8100501_200859383 |  |  | PQ | ABCN | 2771.281 | 8100501 | no | no |  |  | no |  |  | 1376439.818 | 15299666.819 |  | -1
node_8100501_200859384 |  |  | PQ | ABCN | 2771.281 | 8100501 | no | no |  |  | no |  |  | 1375890.129 | 15300254.538 |  | -1
node_8100501_200859386 |  |  | PQ | ABCD | 2771.281 | 8100501 | no | no |  |  | no |  |  | 1375995.19 | 15300255.698 |  | -1
node_8100501_200859387 |  |  | PQ | ABCN | 2771.281 | 8100501 | no | no |  |  | no |  |  | 1376011.539 | 15300253.225 |  | -1
node_8100501_200859388 |  |  | PQ | ABCD | 2771.281 | 8100501 | no | no |  |  | no |  |  | 1376312.908 | 15300259.316 |  | -1
node_8100501_200859389 |  |  | PQ | ABCN | 2771.281 | 8100501 | no | no |  |  | no |  |  | 1376489.751 | 15300206.643 |  | -1
node_8100501_200859391 |  |  | PQ | ABCN | 2771.281 | 8100501 | no | no |  |  | no |  |  | 1376457.206 | 15299982.709 |  | -1
node_8100501_200859392 |  |  | PQ | ABCD | 2771.281 | 8100501 | no | no |  |  | no |  |  | 1376252.281 | 15299971.838 |  | -1
node_8100501_200859393 |  |  | PQ | ABCN | 2771.281 | 8100501 | no | no |  |  | no |  |  | 1376149.337 | 15299953.853 |  | -1
node_8100501_200859394 |  |  | PQ | ABCN | 2771.281 | 8100501 | no | no |  |  | no |  |  | 1376043.334 | 15299956.286 |  | -1
node_8100501_200859395 |  |  | PQ | ABCD | 2771.281 | 8100501 | no | no |  |  | no |  |  | 1376445.205 | 15299818.956 |  | -1
node_8100501_200859470 |  |  | PQ | ABCD | 2771.281 | 8100501 | no | no |  |  | no |  |  | 1375431.534 | 15300706.251 |  | -1
node_8100501_200859472 |  |  | PQ | ABCN | 2771.281 | 8100501 | no | no |  |  | no |  |  | 1375572.814 | 15300714.141 |  | -1
node_8100501_200859473 |  |  | PQ | ABCD | 2771.281 | 8100501 | no | no |  |  | no |  |  | 1375745.617 | 15300728.018 |  | -1
node_8100501_200859474 |  |  | PQ | ABCD | 2771.281 | 8100501 | no | no |  |  | no |  |  | 1375862.278 | 15300731.226 |  | -1
node_8100501_200859475 |  |  | PQ | ABCD | 2771.281 | 8100501 | no | no |  |  | no |  |  | 1375864.305 | 15300762.847 |  | -1
node_8100501_200859476 |  |  | PQ | ABCN | 2771.281 | 8100501 | no | no |  |  | no |  |  | 1375846.652 | 15300857.175 |  | -1
node_8100501_200859477 |  |  | PQ | ABCD | 2771.281 | 8100501 | no | no |  |  | no |  |  | 1376074.283 | 15300747.437 |  | -1
node_8100501_200859478 |  |  | PQ | ABCN | 2771.281 | 8100501 | no | no |  |  | no |  |  | 1376165.703 | 15300722.751 |  | -1
node_8100501_200859479 |  |  | PQ | ABCN | 2771.281 | 8100501 | no | no |  |  | no |  |  | 1376289.843 | 15300712.888 |  | -1
node_8100501_200859480 |  |  | PQ | ABCN | 2771.281 | 8100501 | no | no |  |  | no |  |  | 1376274.592 | 15300839.485 |  | -1
node_8100501_200859510 |  |  | PQ | ABCD | 2771.281 | 8100501 | no | no |  |  | no |  |  | 1375306.647 | 15300711.571 |  | -1
node_8100501_200859511 |  |  | PQ | ABCD | 2771.281 | 8100501 | no | no |  |  | no |  |  | 1375071.168 | 15300736.021 |  | -1
node_8100501_200859512 |  |  | PQ | ABCN | 2771.281 | 8100501 | no | no |  |  | no |  |  | 1374915.748 | 15300756.464 |  | -1
node_8100501_200859513 |  |  | PQ | ABCD | 2771.281 | 8100501 | no | no |  |  | no |  |  | 1374763.389 | 15300773.791 |  | -1
node_8100501_200859514 |  |  | PQ | ABCD | 2771.281 | 8100501 | no | no |  |  | no |  |  | 1374537.54 | 15300796.033 |  | -1
node_8100501_200859702 |  |  | PQ | ABCN | 2771.281 | 8100501 | no | no |  |  | no |  |  | 1375458.492 | 15299758.729 |  | -1
node_8100501_200859703 |  |  | PQ | ABCN | 2771.281 | 8100501 | no | no |  |  | no |  |  | 1375361.472 | 15300742.607 |  | -1
node_8100501_200859704 |  |  | PQ | ABCD | 2771.281 | 8100501 | no | no |  |  | no |  |  | 1375357.763 | 15300848.959 |  | -1
node_8100501_200859705 |  |  | PQ | ABCN | 2771.281 | 8100501 | no | no |  |  | no |  |  | 1375351.119 | 15300903.839 |  | -1
node_8100501_200859706 |  |  | PQ | ABCD | 2771.281 | 8100501 | no | no |  |  | no |  |  | 1375348.857 | 15300986.505 |  | -1
node_8100501_200859717 |  |  | PQ | ABCD | 2771.281 | 8100501 | no | no |  |  | no |  |  | 1375452.467 | 15299832.523 |  | -1
node_8100501_200859728 |  |  | PQ | ABCN | 2771.281 | 8100501 | no | no |  |  | no |  |  | 1375404.389 | 15299871.087 |  | -1
node_8100501_200859740 |  |  | PQ | ABCN | 2771.281 | 8100501 | no | no |  |  | no |  |  | 1375399.9 | 15299998.97 |  | -1
node_8100501_200859761 |  |  | PQ | ABCD | 2771.281 | 8100501 | no | no |  |  | no |  |  | 1375393.99 | 15300111.921 |  | -1
node_8100501_200859762 |  |  | PQ | ABCD | 2771.281 | 8100501 | no | no |  |  | no |  |  | 1375353.661 | 15300193.15 |  | -1
node_8100501_200859763 |  |  | PQ | ABCN | 2771.281 | 8100501 | no | no |  |  | no |  |  | 1375241.582 | 15300203.743 |  | -1
node_8100501_200859783 |  |  | PQ | ABCD | 2771.281 | 8100501 | no | no |  |  | no |  |  | 1375385.509 | 15300246.898 |  | -1
node_8100501_200859784 |  |  | PQ | ABCN | 2771.281 | 8100501 | no | no |  |  | no |  |  | 1375379.499 | 15300350.07 |  | -1
node_8100501_200859786 |  |  | PQ | ABCN | 2771.281 | 8100501 | no | no |  |  | no |  |  | 1375368.165 | 15300570.773 |  | -1
node_8100501_200917367 |  |  | PQ | AN | 2771.281 | 8100501 | no | no |  |  | no |  |  | 1376982.095 | 15299650.894 |  | -1
node_8100501_200917368 |  |  | PQ | AN | 2771.281 | 8100501 | no | no |  |  | no |  |  | 1377126.614 | 15299658.663 |  | -1
node_8100501_200917369 |  |  | PQ | AD | 2771.281 | 8100501 | no | no |  |  | no |  |  | 1377021.528 | 15299800.79 |  | -1
node_8100501_200917370 |  |  | PQ | AN | 2771.281 | 8100501 | no | no |  |  | no |  |  | 1377163.322 | 15299807.57 |  | -1
node_8100501_200917371 |  |  | PQ | AN | 2771.281 | 8100501 | no | no |  |  | no |  |  | 1377327.513 | 15299817.597 |  | -1
node_8100501_200917372 |  |  | PQ | AN | 2771.281 | 8100501 | no | no |  |  | no |  |  | 1376904.345 | 15299815.269 |  | -1
node_8100501_200917428 |  |  | PQ | ABCN | 2771.281 | 8100501 | no | no |  |  | no |  |  | 1375757.125 | 15297408.985 |  | -1
node_8100501_200917455 |  |  | PQ | AN | 2771.281 | 8100501 | no | no |  |  | no |  |  | 1376773.862 | 15299815.615 |  | -1
node_8100501_200961775 |  |  | PQ | ABCN | 2771.281 | 8100501 | no | no |  |  | no |  |  | 1375819.159 | 15297467.814 |  | -1
node_8100501_200974618 |  |  | PQ | ABCD | 2771.281 | 8100501 | no | no |  |  | no |  |  | 1376066.879 | 15298808.3 |  | -1
node_8100501_200976174 |  |  | PQ | ABCD | 2771.281 | 8100501 | no | no |  |  | no |  |  | 1375882.933 | 15298874.473 |  | -1
node_8100501_200979926 |  |  | PQ | ABCN | 2771.281 | 8100501 | no | no |  |  | no |  |  | 1375608.994 | 15300248.132 |  | -1
node_8100501_201027288 |  |  | PQ | ABCN | 2771.281 | 8100501 | no | no |  |  | no |  |  | 1376027.691 | 15300359.505 |  | -1
node_8100501_201027289 |  |  | PQ | ABCN | 2771.281 | 8100501 | no | no |  |  | no |  |  | 1376148.985 | 15299975.652 |  | -1
node_8100501_201027293 |  |  | PQ | ABCN | 2771.281 | 8100501 | no | no |  |  | no |  |  | 1376552.661 | 15300951.582 |  | -1
node_8100501_201027297 |  |  | PQ | AN | 2771.281 | 8100501 | no | no |  |  | no |  |  | 1376504.823 | 15300200.198 |  | -1
node_8100501_201044596 |  |  | PQ | ABCD | 2771.281 | 8100501 | no | no |  |  | no |  |  | 1375703.981 | 15298945.998 |  | -1
node_8100501_201054805 |  |  | PQ | ABCN | 2771.281 | 8100501 | no | no |  |  | no |  |  | 1375803.161 | 15297510.786 |  | -1
node_8100501_201054806 |  |  | PQ | ABCN | 2771.281 | 8100501 | no | no |  |  | no |  |  | 1375784.976 | 15297560.647 |  | -1
node_8100501_201054807 |  |  | PQ | ABCN | 2771.281 | 8100501 | no | no |  |  | no |  |  | 1375760.017 | 15297627.137 |  | -1
node_8100501_310005555 |  |  | PQ | ABCD | 2771.281 | 8100501 | no | no |  |  | no |  |  | 1375511.097 | 15297684.567 |  | -1
node_8100501_310005680 |  |  | PQ | ABCD | 2771.281 | 8100501 | no | no |  |  | no |  |  | 1375391.12 | 15297697.23 |  | -1
node_8100501_310005681 |  |  | PQ | ABCD | 2771.281 | 8100501 | no | no |  |  | no |  |  | 1375408.602 | 15297738.722 |  | -1
node_8100501_310031147 |  |  | PQ | ABCD | 2771.281 | 8100501 | no | no |  |  | no |  |  | 1377614.078 | 15299253.903 |  | -1
node_8100501_311907639 |  |  | PQ | AN | 2771.281 | 8100501 | no | no |  |  | no |  |  | 1375720.183 | 15300276.763 |  | -1
node_8100501_312015040 |  |  | PQ | ABCD | 2771.281 | 8100501 | no | no |  |  | no |  |  | 1375752.661 | 15297534.682 |  | -1
node_8100501_312015046 |  |  | PQ | ABCD | 2771.281 | 8100501 | no | no |  |  | no |  |  | 1375848.154 | 15297361.728 |  | -1
node_8100501_312015048 |  |  | PQ | ABCD | 2771.281 | 8100501 | no | no |  |  | no |  |  | 1375891.44 | 15297252.004 |  | -1
node_8100501_312015049 |  |  | PQ | ABCD | 2771.281 | 8100501 | no | no |  |  | no |  |  | 1375946.445 | 15297094.467 |  | -1
node_8100501_312033835 |  |  | PQ | ABCD | 2771.281 | 8100501 | no | no |  |  | no |  |  | 1375715.426 | 15297655.906 |  | -1
node_220416211 |  |  | PQ | ABCD | 2771.281 | 8100501 | no | no |  |  | no |  |  | 1375716.822 | 15298988.217 |  | -1
node_311918779 |  |  | PQ | ABCD | 2771.281 | 8100501 | no | no |  |  | no |  |  | 1375715.937 | 15298978.808 |  | -1
node_312042029 |  |  | PQ | ABCD | 2771.281 | 8100501 | no | no |  |  | no |  |  | 1375669.223 | 15297652.577 |  | -1
node_SOURCE_8100501 |  |  | SWING | ABCN | 2771.281 | 8100501 | no | no |  |  | no |  |  | 1375700.763 | 15297354.063 |  | -1
node_intto1_8100501_200850875 |  |  | PQ | ABCD | 2771.281 | 8100501 | no | no |  |  | no |  |  | 1377014.283 | 15299389.813 |  | -1
node_intto1_8100501_200851532 |  |  | PQ | ABCD | 2771.281 | 8100501 | no | no |  |  | no |  |  | 1375748.573 | 15297657.954 |  | -1
node_intto1_8100501_200851640 |  |  | PQ | AD | 2771.281 | 8100501 | no | no |  |  | no |  |  | 1375868.714 | 15299444.428 |  | -1
node_intto1_8100501_200851799 |  |  | PQ | ABCN | 2771.281 | 8100501 | no | no |  |  | no |  |  | 1376551.102 | 15298998.567 |  | -1
node_intto1_8100501_200851806 |  |  | PQ | ABCD | 2771.281 | 8100501 | no | no |  |  | no |  |  | 1376536.89 | 15298760.011 |  | -1
node_intto1_8100501_200851812 |  |  | PQ | ABCD | 2771.281 | 8100501 | no | no |  |  | no |  |  | 1376156.796 | 15298769.508 |  | -1
node_intto1_8100501_200859388 |  |  | PQ | ABCD | 2771.281 | 8100501 | no | no |  |  | no |  |  | 1376312.908 | 15300259.316 |  | -1
node_intto1_8100501_201027289 |  |  | PQ | ABCN | 2771.281 | 8100501 | no | no |  |  | no |  |  | 1376148.985 | 15299975.652 |  | -1
node_intto1_8100501_201027293 |  |  | PQ | ABCN | 2771.281 | 8100501 | no | no |  |  | no |  |  | 1376552.661 | 15300951.582 |  | -1
node_intto1_8100501_201054805 |  |  | PQ | ABCN | 2771.281 | 8100501 | no | no |  |  | no |  |  | 1375803.161 | 15297510.786 |  | -1
node_intto1_8100501_310005555 |  |  | PQ | ABCD | 2771.281 | 8100501 | no | no |  |  | no |  |  | 1375511.097 | 15297684.567 |  | -1
node_intto1_8100501_310005681 |  |  | PQ | ABCD | 2771.281 | 8100501 | no | no |  |  | no |  |  | 1375408.602 | 15297738.722 |  | -1
node_intto1_8100501_311907639 |  |  | PQ | AN | 2771.281 | 8100501 | no | no |  |  | no |  |  | 1375720.183 | 15300276.763 |  | -1
node_intto1_8100501_312015040 |  |  | PQ | ABCD | 2771.281 | 8100501 | no | no |  |  | no |  |  | 1375752.661 | 15297534.682 |  | -1
node_intto1_220416211 |  |  | PQ | ABCD | 2771.281 | 8100501 | no | no |  |  | no |  |  | 1375716.822 | 15298988.217 |  | -1
node_intto1_311918779 |  |  | PQ | ABCD | 2771.281 | 8100501 | no | no |  |  | no |  |  | 1375715.937 | 15298978.808 |  | -1
node_intto1_312042029 |  |  | PQ | ABCD | 2771.281 | 8100501 | no | no |  |  | no |  |  | 1375669.223 | 15297652.577 |  | -1

## overhead_line
data_type | static
owner_type | feeder
owner | 8100501
object | overhead_line
name | groupid | phases | fr | to | length | configuration | dcircuit | selected | monitored | monitored_fields | class_monitored_fields | played | played_fields | comments | R | X | B | lim_kw
oh_line_8100501_200848751 |  | ABCD | node_8100501_200848752 | node_8100501_200848751 | 306.827 | bal_3P_1/0AC | 8100501 | no | no |  |  | no |  |  | 0 | 0 | 0 | 0
oh_line_8100501_200848752 |  | ABCD | node_8100501_200857185 | node_8100501_200848752 | 29.326 | bal_3P_1/0AC | 8100501 | no | no |  |  | no |  |  | 0 | 0 | 0 | 0
oh_line_8100501_200848753 |  | ABCD | node_8100501_200850879 | node_8100501_200848753 | 45.688 | bal_3P_1/0AC | 8100501 | no | no |  |  | no |  |  | 0 | 0 | 0 | 0
oh_line_8100501_200848761 |  | ABCD | node_8100501_200848751 | node_8100501_200848761 | 214.166 | bal_3P_1/0AC | 8100501 | no | no |  |  | no |  |  | 0 | 0 | 0 | 0
oh_line_8100501_200850875 |  | ABCD | node_8100501_200853477 | node_intto1_8100501_200850875 | 73.19 | bal_3P_1/0AC | 8100501 | no | no |  |  | no |  |  | 0 | 0 | 0 | 0
oh_line_8100501_200850876 |  | ABCD | node_8100501_200850875 | node_8100501_200850876 | 150.67 | bal_3P_1/0AC | 8100501 | no | no |  |  | no |  |  | 0 | 0 | 0 | 0
oh_line_8100501_200850878 |  | ABCD | node_8100501_200850876 | node_8100501_200850878 | 345.519 | bal_3P_1/0AC | 8100501 | no | no |  |  | no |  |  | 0 | 0 | 0 | 0
oh_line_8100501_200850879 |  | ABCD | node_8100501_200850878 | node_8100501_200850879 | 111.761 | bal_3P_1/0AC | 8100501 | no | no |  |  | no |  |  | 0 | 0 | 0 | 0
oh_line_8100501_200851532 |  | ABCD | node_8100501_201054807 | node_intto1_8100501_200851532 | 32.873 | bal_3P_477AL | 8100501 | no | no |  |  | no |  |  | 0 | 0 | 0 | 0
oh_line_8100501_200851533 |  | ABCD | node_8100501_200851542 | node_8100501_200851533 | 86.473 | bal_3P_477AL | 8100501 | no | no |  |  | no |  |  | 0 | 0 | 0 | 0
oh_line_8100501_200851534-1 |  | ABCD | node_8100501_312033835 | node_8100501_200851534 | 33.762 | bal_3P_4/0AC | 8100501 | no | no |  |  | no |  |  | 0 | 0 | 0 | 0
oh_line_8100501_200851534-2 |  | ABCD | node_8100501_200851534 | node_intto1_312042029 | 12.567 | bal_3P_477AL | 8100501 | no | no |  |  | no |  |  | 0 | 0 | 0 | 0
oh_line_8100501_200851534-3 |  | ABCD | node_312042029 | node_1375496_477_15297635_607 | 173.584 | bal_3P_477AL | 8100501 | no | no |  |  | no |  |  | 0 | 0 | 0 | 0
oh_line_8100501_200851537 |  | ABCD | node_8100501_200851532 | node_8100501_200851537 | 45.176 | bal_3P_477AL | 8100501 | no | no |  |  | no |  |  | 0 | 0 | 0 | 0
oh_line_8100501_200851542 |  | ABCD | node_8100501_200851544 | node_8100501_200851542 | 75.011 | bal_3P_477AL | 8100501 | no | no |  |  | no |  |  | 0 | 0 | 0 | 0
oh_line_8100501_200851544 |  | ABCD | node_8100501_200851546 | node_8100501_200851544 | 97.008 | bal_3P_477AL | 8100501 | no | no |  |  | no |  |  | 0 | 0 | 0 | 0
oh_line_8100501_200851546 |  | ABCD | node_8100501_200851548 | node_8100501_200851546 | 253.861 | bal_3P_477AL | 8100501 | no | no |  |  | no |  |  | 0 | 0 | 0 | 0
oh_line_8100501_200851548 |  | ABCD | node_8100501_200851550 | node_8100501_200851548 | 168.418 | bal_3P_477AL | 8100501 | no | no |  |  | no |  |  | 0 | 0 | 0 | 0
oh_line_8100501_200851550 |  | ABCD | node_8100501_200851616 | node_8100501_200851550 | 188.837 | bal_3P_477AL | 8100501 | no | no |  |  | no |  |  | 0 | 0 | 0 | 0
oh_line_8100501_200851554 |  | AD | node_8100501_200851555 | node_8100501_200851554 | 82.889 | bal_1P_1/0AC | 8100501 | no | no |  |  | no |  |  | 0 | 0 | 0 | 0
oh_line_8100501_200851555 |  | AD | node_8100501_200851556 | node_8100501_200851555 | 115.361 | bal_1P_1/0AC | 8100501 | no | no |  |  | no |  |  | 0 | 0 | 0 | 0
oh_line_8100501_200851556 |  | AD | node_8100501_200851619 | node_8100501_200851556 | 120.171 | bal_1P_1/0AC | 8100501 | no | no |  |  | no |  |  | 0 | 0 | 0 | 0
oh_line_8100501_200851611 |  | ABCD | node_8100501_201044596 | node_8100501_200851611 | 26.097 | bal_3P_477AL | 8100501 | no | no |  |  | no |  |  | 0 | 0 | 0 | 0
oh_line_8100501_200851612-1 |  | ABCD | node_220416211 | node_8100501_200851612 | 74.221 | bal_3P_477AL | 8100501 | no | no |  |  | no |  |  | 0 | 0 | 0 | 0
oh_line_8100501_200851612-2 |  | ABCD | node_311918779 | node_intto1_220416211 | 9.45 | bal_3P_477AL | 8100501 | no | no |  |  | no |  |  | 0 | 0 | 0 | 0
oh_line_8100501_200851612-3 |  | ABCD | node_8100501_200851611 | node_intto1_311918779 | 9.227 | bal_3P_477AL | 8100501 | no | no |  |  | no |  |  | 0 | 0 | 0 | 0
oh_line_8100501_200851613 |  | ABCD | node_8100501_200851612 | node_8100501_200851613 | 107.132 | bal_3P_477AL | 8100501 | no | no |  |  | no |  |  | 0 | 0 | 0 | 0
oh_line_8100501_200851614 |  | ABCD | node_8100501_200851613 | node_8100501_200851614 | 122.422 | bal_3P_477AL | 8100501 | no | no |  |  | no |  |  | 0 | 0 | 0 | 0
oh_line_8100501_200851615 |  | ABCD | node_8100501_200851614 | node_8100501_200851615 | 113.862 | bal_3P_477AL | 8100501 | no | no |  |  | no |  |  | 0 | 0 | 0 | 0
oh_line_8100501_200851616 |  | ABCD | node_8100501_200851537 | node_8100501_200851616 | 218.83 | bal_3P_477AL | 8100501 | no | no |  |  | no |  |  | 0 | 0 | 0 | 0
oh_line_8100501_200851618 |  | ABCD | node_8100501_200851616 | node_8100501_200851618 | 130.838 | bal_3P_2/0CU | 8100501 | no | no |  |  | no |  |  | 0 | 0 | 0 | 0
oh_line_8100501_200851619 |  | ABCD | node_8100501_200851618 | node_8100501_200851619 | 90.777 | bal_3P_2/0CU | 8100501 | no | no |  |  | no |  |  | 0 | 0 | 0 | 0
oh_line_8100501_200851621 |  | ABCD | node_8100501_200851619 | node_8100501_200851621 | 145.595 | bal_3P_2/0CU | 8100501 | no | no |  |  | no |  |  | 0 | 0 | 0 | 0
oh_line_8100501_200851622 |  | ABCD | node_8100501_200851621 | node_8100501_200851622 | 90.002 | bal_3P_2/0CU | 8100501 | no | no |  |  | no |  |  | 0 | 0 | 0 | 0
oh_line_8100501_200851624 |  | AD | node_8100501_200851640 | node_8100501_200851624 | 101.842 | bal_1P_4CU | 8100501 | no | no |  |  | no |  |  | 0 | 0 | 0 | 0
oh_line_8100501_200851625 |  | AD | node_8100501_200851624 | node_8100501_200851625 | 106.075 | bal_1P_4CU | 8100501 | no | no |  |  | no |  |  | 0 | 0 | 0 | 0
oh_line_8100501_200851626 |  | AD | node_8100501_200851625 | node_8100501_200851626 | 121.341 | bal_1P_4CU | 8100501 | no | no |  |  | no |  |  | 0 | 0 | 0 | 0
oh_line_8100501_200851627 |  | AD | node_8100501_200851626 | node_8100501_200851627 | 112.653 | bal_1P_4CU | 8100501 | no | no |  |  | no |  |  | 0 | 0 | 0 | 0
oh_line_8100501_200851633 |  | AD | node_8100501_200851634 | node_8100501_200851633 | 105.841 | bal_1P_1/0AA | 8100501 | no | no |  |  | no |  |  | 0 | 0 | 0 | 0
oh_line_8100501_200851634 |  | AD | node_8100501_200851635 | node_8100501_200851634 | 69.677 | bal_1P_1/0AA | 8100501 | no | no |  |  | no |  |  | 0 | 0 | 0 | 0
oh_line_8100501_200851635 |  | AD | node_8100501_200851860 | node_8100501_200851635 | 68.985 | bal_1P_1/0AA | 8100501 | no | no |  |  | no |  |  | 0 | 0 | 0 | 0
oh_line_8100501_200851636 |  | ABCD | node_8100501_200851637 | node_8100501_200851636 | 67.736 | bal_3P_477AL | 8100501 | no | no |  |  | no |  |  | 0 | 0 | 0 | 0
oh_line_8100501_200851637 |  | ABCD | node_8100501_200851638 | node_8100501_200851637 | 116.373 | bal_3P_477AL | 8100501 | no | no |  |  | no |  |  | 0 | 0 | 0 | 0
oh_line_8100501_200851638 |  | ABCD | node_8100501_200851639 | node_8100501_200851638 | 95.166 | bal_3P_477AL | 8100501 | no | no |  |  | no |  |  | 0 | 0 | 0 | 0
oh_line_8100501_200851639 |  | ABCD | node_8100501_200851615 | node_8100501_200851639 | 54.997 | bal_3P_477AL | 8100501 | no | no |  |  | no |  |  | 0 | 0 | 0 | 0
oh_line_8100501_200851640 |  | AD | node_8100501_200851639 | node_intto1_8100501_200851640 | 108.786 | bal_1P_4CU | 8100501 | no | no |  |  | no |  |  | 0 | 0 | 0 | 0
oh_line_8100501_200851800 |  | ABCD | node_8100501_200851801 | node_8100501_200851800 | 131.526 | bal_3P_1/0AC | 8100501 | no | no |  |  | no |  |  | 0 | 0 | 0 | 0
oh_line_8100501_200851801 |  | ABCD | node_8100501_200851802 | node_8100501_200851801 | 218.909 | bal_3P_1/0AC | 8100501 | no | no |  |  | no |  |  | 0 | 0 | 0 | 0
oh_line_8100501_200851802 |  | ABCD | node_8100501_200851804 | node_8100501_200851802 | 65.271 | bal_3P_1/0AC | 8100501 | no | no |  |  | no |  |  | 0 | 0 | 0 | 0
oh_line_8100501_200851804-1 |  | ABCD | node_1376665_116_15298752_18 | node_8100501_200851804 | 12.526 | bal_3P_2/0CU | 8100501 | no | no |  |  | no |  |  | 0 | 0 | 0 | 0
oh_line_8100501_200851804-2 |  | ABCD | node_8100501_200851805 | node_1376665_116_15298752_18 | 64.897 | bal_3P_2/0CU | 8100501 | no | no |  |  | no |  |  | 0 | 0 | 0 | 0
oh_line_8100501_200851805 |  | ABCD | node_8100501_200851806 | node_8100501_200851805 | 66.102 | bal_3P_2/0CU | 8100501 | no | no |  |  | no |  |  | 0 | 0 | 0 | 0
oh_line_8100501_200851806 |  | ABCD | node_8100501_200851808 | node_intto1_8100501_200851806 | 118.846 | bal_3P_2/0CU | 8100501 | no | no |  |  | no |  |  | 0 | 0 | 0 | 0
oh_line_8100501_200851808 |  | ABCD | node_8100501_200851810 | node_8100501_200851808 | 120.164 | bal_3P_2/0CU | 8100501 | no | no |  |  | no |  |  | 0 | 0 | 0 | 0
oh_line_8100501_200851810 |  | ABCD | node_8100501_200851812 | node_8100501_200851810 | 142.089 | bal_3P_2/0CU | 8100501 | no | no |  |  | no |  |  | 0 | 0 | 0 | 0
oh_line_8100501_200851812 |  | ABCD | node_8100501_200974618 | node_intto1_8100501_200851812 | 97.936 | bal_3P_2/0CU | 8100501 | no | no |  |  | no |  |  | 0 | 0 | 0 | 0
oh_line_8100501_200851815 |  | ABCD | node_8100501_200976174 | node_8100501_200851815 | 95.462 | bal_3P_2/0CU | 8100501 | no | no |  |  | no |  |  | 0 | 0 | 0 | 0
oh_line_8100501_200851818 |  | ABCD | node_8100501_200976174 | node_8100501_200851818 | 94.055 | bal_3P_477AL | 8100501 | no | no |  |  | no |  |  | 0 | 0 | 0 | 0
oh_line_8100501_200851860 |  | ABCD | node_8100501_200851636 | node_8100501_200851860 | 16.099 | bal_3P_477AL | 8100501 | no | no |  |  | no |  |  | 0 | 0 | 0 | 0
oh_line_8100501_200851862 |  | ABCD | node_8100501_200851860 | node_8100501_200851862 | 166.716 | bal_3P_477AL | 8100501 | no | no |  |  | no |  |  | 0 | 0 | 0 | 0
oh_line_8100501_200853472 |  | ABCD | node_8100501_200851800 | node_8100501_200853472 | 189.477 | bal_3P_1/0AC | 8100501 | no | no |  |  | no |  |  | 0 | 0 | 0 | 0
oh_line_8100501_200853473 |  | ABCD | node_8100501_200853472 | node_8100501_200853473 | 151.936 | bal_3P_1/0AC | 8100501 | no | no |  |  | no |  |  | 0 | 0 | 0 | 0
oh_line_8100501_200853476 |  | ABCD | node_8100501_200853473 | node_8100501_200853476 | 113.772 | bal_3P_1/0AC | 8100501 | no | no |  |  | no |  |  | 0 | 0 | 0 | 0
oh_line_8100501_200853477 |  | ABCD | node_8100501_200853476 | node_8100501_200853477 | 102.337 | bal_3P_1/0AC | 8100501 | no | no |  |  | no |  |  | 0 | 0 | 0 | 0
oh_line_8100501_200853479 |  | ABCD | node_8100501_200853476 | node_8100501_200853479 | 123.189 | bal_3P_1/0AC | 8100501 | no | no |  |  | no |  |  | 0 | 0 | 0 | 0
oh_line_8100501_200853481 |  | ABCD | node_8100501_200853479 | node_8100501_200853481 | 50.238 | bal_3P_4AC | 8100501 | no | no |  |  | no |  |  | 0 | 0 | 0 | 0
oh_line_8100501_200857185 |  | ABCD | node_8100501_200857214 | node_8100501_200857185 | 67.99 | bal_3P_2CU | 8100501 | no | no |  |  | no |  |  | 0 | 0 | 0 | 0
oh_line_8100501_200857196 |  | ABCD | node_8100501_310031147 | node_8100501_200857196 | 58.791 | bal_3P_2CU | 8100501 | no | no |  |  | no |  |  | 0 | 0 | 0 | 0
oh_line_8100501_200857197 |  | ABCD | node_8100501_200857196 | node_8100501_200857197 | 86.038 | bal_3P_2CU | 8100501 | no | no |  |  | no |  |  | 0 | 0 | 0 | 0
oh_line_8100501_200857214 |  | ABCD | node_8100501_200857197 | node_8100501_200857214 | 89.966 | bal_3P_2CU | 8100501 | no | no |  |  | no |  |  | 0 | 0 | 0 | 0
oh_line_8100501_200859382 |  | ABCD | node_8100501_200979926 | node_8100501_200859382 | 117.513 | bal_3P_4/0AA | 8100501 | no | no |  |  | no |  |  | 0 | 0 | 0 | 0
oh_line_8100501_200859383 |  | ABCD | node_8100501_200859395 | node_8100501_200859383 | 152.232 | bal_3P_1/0AC | 8100501 | no | no |  |  | no |  |  | 0 | 0 | 0 | 0
oh_line_8100501_200859384 |  | ABCD | node_8100501_200859382 | node_8100501_200859384 | 163.706 | bal_3P_4/0AA | 8100501 | no | no |  |  | no |  |  | 0 | 0 | 0 | 0
oh_line_8100501_200859386 |  | ABCD | node_8100501_200859384 | node_8100501_200859386 | 105.068 | bal_3P_4/0AA | 8100501 | no | no |  |  | no |  |  | 0 | 0 | 0 | 0
oh_line_8100501_200859387 |  | ABCD | node_8100501_200859386 | node_8100501_200859387 | 16.535 | bal_3P_4/0AA | 8100501 | no | no |  |  | no |  |  | 0 | 0 | 0 | 0
oh_line_8100501_200859388 |  | ABCD | node_8100501_200859387 | node_intto1_8100501_200859388 | 301.431 | bal_3P_1/0AC | 8100501 | no | no |  |  | no |  |  | 0 | 0 | 0 | 0
oh_line_8100501_200859389 |  | ABCD | node_8100501_200859388 | node_8100501_200859389 | 184.521 | bal_3P_1/0AC | 8100501 | no | no |  |  | no |  |  | 0 | 0 | 0 | 0
oh_line_8100501_200859391 |  | ABCD | node_8100501_200859389 | node_8100501_200859391 | 226.286 | bal_3P_1/0AC | 8100501 | no | no |  |  | no |  |  | 0 | 0 | 0 | 0
oh_line_8100501_200859392 |  | ABCD | node_8100501_200859391 | node_8100501_200859392 | 205.213 | bal_3P_1/0AA | 8100501 | no | no |  |  | no |  |  | 0 | 0 | 0 | 0
oh_line_8100501_200859393 |  | ABCD | node_8100501_200859392 | node_8100501_200859393 | 104.504 | bal_3P_1/0AA | 8100501 | no | no |  |  | no |  |  | 0 | 0 | 0 | 0
oh_line_8100501_200859394 |  | ABCD | node_8100501_200859393 | node_8100501_200859394 | 106.03 | bal_3P_1/0AA | 8100501 | no | no |  |  | no |  |  | 0 | 0 | 0 | 0
oh_line_8100501_200859395 |  | ABCD | node_8100501_200859391 | node_8100501_200859395 | 164.192 | bal_3P_1/0AC | 8100501 | no | no |  |  | no |  |  | 0 | 0 | 0 | 0
oh_line_8100501_200859470 |  | ABCD | node_8100501_200859703 | node_8100501_200859470 | 78.933 | bal_3P_4/0AL | 8100501 | no | no |  |  | no |  |  | 0 | 0 | 0 | 0
oh_line_8100501_200859472 |  | ABCD | node_8100501_200859470 | node_8100501_200859472 | 141.5 | bal_3P_4/0AL | 8100501 | no | no |  |  | no |  |  | 0 | 0 | 0 | 0
oh_line_8100501_200859473 |  | ABCD | node_8100501_200859472 | node_8100501_200859473 | 173.358 | bal_3P_4/0AL | 8100501 | no | no |  |  | no |  |  | 0 | 0 | 0 | 0
oh_line_8100501_200859474 |  | ABCD | node_8100501_200859473 | node_8100501_200859474 | 116.705 | bal_3P_4/0AL | 8100501 | no | no |  |  | no |  |  | 0 | 0 | 0 | 0
oh_line_8100501_200859475 |  | ABCD | node_8100501_200859474 | node_8100501_200859475 | 31.685 | bal_3P_1/0AC | 8100501 | no | no |  |  | no |  |  | 0 | 0 | 0 | 0
oh_line_8100501_200859476 |  | ABCD | node_8100501_200859475 | node_8100501_200859476 | 95.966 | bal_3P_1/0AC | 8100501 | no | no |  |  | no |  |  | 0 | 0 | 0 | 0
oh_line_8100501_200859477 |  | ABCD | node_8100501_200859474 | node_8100501_200859477 | 212.624 | bal_3P_4/0AL | 8100501 | no | no |  |  | no |  |  | 0 | 0 | 0 | 0
oh_line_8100501_200859478 |  | ABCD | node_8100501_200859477 | node_8100501_200859478 | 94.694 | bal_3P_1/0AA | 8100501 | no | no |  |  | no |  |  | 0 | 0 | 0 | 0
oh_line_8100501_200859479 |  | ABCD | node_8100501_200859478 | node_8100501_200859479 | 124.531 | bal_3P_1/0AA | 8100501 | no | no |  |  | no |  |  | 0 | 0 | 0 | 0
oh_line_8100501_200859480 |  | ABCD | node_8100501_200859477 | node_8100501_200859480 | 220.447 | bal_3P_4/0AL | 8100501 | no | no |  |  | no |  |  | 0 | 0 | 0 | 0
oh_line_8100501_200859510 |  | ABCD | node_8100501_200859703 | node_8100501_200859510 | 63.001 | bal_3P_477AL | 8100501 | no | no |  |  | no |  |  | 0 | 0 | 0 | 0
oh_line_8100501_200859511 |  | ABCD | node_8100501_200859510 | node_8100501_200859511 | 236.745 | bal_3P_4/0AL | 8100501 | no | no |  |  | no |  |  | 0 | 0 | 0 | 0
oh_line_8100501_200859512 |  | ABCD | node_8100501_200859511 | node_8100501_200859512 | 156.759 | bal_3P_4/0AL | 8100501 | no | no |  |  | no |  |  | 0 | 0 | 0 | 0
oh_line_8100501_200859513 |  | ABCD | node_8100501_200859512 | node_8100501_200859513 | 153.341 | bal_3P_4/0AL | 8100501 | no | no |  |  | no |  |  | 0 | 0 | 0 | 0
oh_line_8100501_200859514 |  | ABCD | node_8100501_200859513 | node_8100501_200859514 | 226.941 | bal_3P_4/0AL | 8100501 | no | no |  |  | no |  |  | 0 | 0 | 0 | 0
oh_line_8100501_200859702 |  | ABCD | node_8100501_200851862 | node_8100501_200859702 | 115.954 | bal_3P_477AL | 8100501 | no | no |  |  | no |  |  | 0 | 0 | 0 | 0
oh_line_8100501_200859703 |  | ABCD | node_8100501_200859786 | node_8100501_200859703 | 171.965 | bal_3P_477AL | 8100501 | no | no |  |  | no |  |  | 0 | 0 | 0 | 0
oh_line_8100501_200859704-1 |  | ABCD | node_8100501_200859703 | node_1375357_613_15300839_652 | 97.121 | bal_3P_477AL | 8100501 | no | no |  |  | no |  |  | 0 | 0 | 0 | 0
oh_line_8100501_200859704-2 |  | ABCD | node_1375357_613_15300839_652 | node_8100501_200859704 | 9.308 | bal_3P_477AL | 8100501 | no | no |  |  | no |  |  | 0 | 0 | 0 | 0
oh_line_8100501_200859705 |  | ABCD | node_8100501_200859704 | node_8100501_200859705 | 55.281 | bal_3P_477AL | 8100501 | no | no |  |  | no |  |  | 0 | 0 | 0 | 0
oh_line_8100501_200859706 |  | ABCD | node_8100501_200859705 | node_8100501_200859706 | 82.697 | bal_3P_477AL | 8100501 | no | no |  |  | no |  |  | 0 | 0 | 0 | 0
oh_line_8100501_200859717 |  | ABCD | node_8100501_200859702 | node_8100501_200859717 | 74.04 | bal_3P_477AL | 8100501 | no | no |  |  | no |  |  | 0 | 0 | 0 | 0
oh_line_8100501_200859728 |  | ABCD | node_8100501_200859717 | node_8100501_200859728 | 61.633 | bal_3P_477AL | 8100501 | no | no |  |  | no |  |  | 0 | 0 | 0 | 0
oh_line_8100501_200859740 |  | ABCD | node_8100501_200859728 | node_8100501_200859740 | 127.962 | bal_3P_477AL | 8100501 | no | no |  |  | no |  |  | 0 | 0 | 0 | 0
oh_line_8100501_200859761 |  | ABCD | node_8100501_200859740 | node_8100501_200859761 | 113.106 | bal_3P_477AL | 8100501 | no | no |  |  | no |  |  | 0 | 0 | 0 | 0
oh_line_8100501_200859762 |  | ABCD | node_8100501_200859761 | node_8100501_200859762 | 90.689 | bal_3P_1/0AA | 8100501 | no | no |  |  | no |  |  | 0 | 0 | 0 | 0
oh_line_8100501_200859763 |  | ABCD | node_8100501_200859762 | node_8100501_200859763 | 112.578 | bal_3P_1/0AA | 8100501 | no | no |  |  | no |  |  | 0 | 0 | 0 | 0
oh_line_8100501_200859783 |  | ABCD | node_8100501_200859761 | node_8100501_200859783 | 135.243 | bal_3P_477AL | 8100501 | no | no |  |  | no |  |  | 0 | 0 | 0 | 0
oh_line_8100501_200859784 |  | ABCD | node_8100501_200859783 | node_8100501_200859784 | 103.347 | bal_3P_477AL | 8100501 | no | no |  |  | no |  |  | 0 | 0 | 0 | 0
oh_line_8100501_200859786 |  | ABCD | node_8100501_200859784 | node_8100501_200859786 | 220.993 | bal_3P_477AL | 8100501 | no | no |  |  | no |  |  | 0 | 0 | 0 | 0
oh_line_8100501_200917367 |  | AD | node_8100501_200853481 | node_8100501_200917367 | 276.275 | bal_1P_2AC | 8100501 | no | no |  |  | no |  |  | 0 | 0 | 0 | 0
oh_line_8100501_200917369 |  | AD | node_8100501_200917367 | node_8100501_200917369 | 154.997 | bal_1P_1/0AC | 8100501 | no | no |  |  | no |  |  | 0 | 0 | 0 | 0
oh_line_8100501_200917370 |  | AD | node_8100501_200917369 | node_8100501_200917370 | 141.956 | bal_1P_1/0AC | 8100501 | no | no |  |  | no |  |  | 0 | 0 | 0 | 0
oh_line_8100501_200917372 |  | AD | node_8100501_200917369 | node_8100501_200917372 | 118.074 | bal_1P_1/0AC | 8100501 | no | no |  |  | no |  |  | 0 | 0 | 0 | 0
oh_line_8100501_200961775 |  | ABCD | node_8100501_200917428 | node_8100501_200961775 | 85.493 | bal_3P_477AL | 8100501 | no | no |  |  | no |  |  | 0 | 0 | 0 | 0
oh_line_8100501_200974618 |  | ABCD | node_8100501_200851815 | node_8100501_200974618 | 100.026 | bal_3P_2/0CU | 8100501 | no | no |  |  | no |  |  | 0 | 0 | 0 | 0
oh_line_8100501_200976174 |  | ABCD | node_8100501_200851533 | node_8100501_200976174 | 92.15 | bal_3P_477AL | 8100501 | no | no |  |  | no |  |  | 0 | 0 | 0 | 0
oh_line_8100501_200979926 |  | ABCD | node_8100501_200859783 | node_8100501_200979926 | 223.489 | bal_3P_4/0AA | 8100501 | no | no |  |  | no |  |  | 0 | 0 | 0 | 0
oh_line_8100501_201044596 |  | ABCD | node_8100501_200851818 | node_8100501_201044596 | 98.805 | bal_3P_477AL | 8100501 | no | no |  |  | no |  |  | 0 | 0 | 0 | 0
oh_line_8100501_310005555 |  | ABCD | node_1375496_477_15297635_607 | node_intto1_8100501_310005555 | 51.096 | bal_3P_477AL | 8100501 | no | no |  |  | no |  |  | 0 | 0 | 0 | 0
oh_line_8100501_310005680 |  | ABCD | node_1375496_477_15297635_607 | node_8100501_310005680 | 122.055 | bal_3P_477AL | 8100501 | no | no |  |  | no |  |  | 0 | 0 | 0 | 0
oh_line_8100501_310005681 |  | ABCD | node_8100501_310005680 | node_intto1_8100501_310005681 | 45.025 | bal_3P_477AL | 8100501 | no | no |  |  | no |  |  | 0 | 0 | 0 | 0
oh_line_8100501_310031147 |  | ABCD | node_8100501_200848753 | node_8100501_310031147 | 118.65 | bal_3P_2CU | 8100501 | no | no |  |  | no |  |  | 0 | 0 | 0 | 0
oh_line_8100501_312015040 |  | ABCD | node_8100501_200851534 | node_intto1_8100501_312015040 | 138.659 | bal_3P_477AL | 8100501 | no | no |  |  | no |  |  | 0 | 0 | 0 | 0
oh_line_8100501_312015046 |  | ABCD | node_8100501_312015040 | node_8100501_312015046 | 197.565 | bal_3P_477AL | 8100501 | no | no |  |  | no |  |  | 0 | 0 | 0 | 0
oh_line_8100501_312015048 |  | ABCD | node_8100501_312015046 | node_8100501_312015048 | 117.953 | bal_3P_477AL | 8100501 | no | no |  |  | no |  |  | 0 | 0 | 0 | 0
oh_line_8100501_312015049 |  | ABCD | node_8100501_312015048 | node_8100501_312015049 | 166.864 | bal_3P_477AL | 8100501 | no | no |  |  | no |  |  | 0 | 0 | 0 | 0
oh_line_8100501_312033835 |  | ABCD | node_8100501_200851532 | node_8100501_312033835 | 33.21 | bal_3P_4/0AC | 8100501 | no | no |  |  | no |  |  | 0 | 0 | 0 | 0
oh_line_TAP_OH_902568 |  | ABCN | node_8100501_200848753 | node_1377549_106_15299373_727 | 0.033 | unb_TAPWIRE_OH | 8100501 | no | no |  |  | no |  |  | 0 | 0 | 0 | 0
oh_line_TAP_OH_903291 |  | AN | node_8100501_200851554 | node_1375609_733_15298247_506 | 0.033 | unb_TAPWIRE_OH | 8100501 | no | no |  |  | no |  |  | 0 | 0 | 0 | 0
oh_line_TAP_OH_903305 |  | ABCN | node_8100501_200851613 | node_1375769_936_15299161_794 | 0.033 | unb_TAPWIRE_OH | 8100501 | no | no |  |  | no |  |  | 0 | 0 | 0 | 0
oh_line_TAP_OH_903306 |  | ABCN | node_8100501_200851616 | node_1375787_087_15297882_908 | 0.033 | unb_TAPWIRE_OH | 8100501 | no | no |  |  | no |  |  | 0 | 0 | 0 | 0
oh_line_TAP_OH_903307 |  | ABCN | node_8100501_200851621 | node_1375401_314_15297989_451 | 0.033 | unb_TAPWIRE_OH | 8100501 | no | no |  |  | no |  |  | 0 | 0 | 0 | 0
oh_line_TAP_OH_903309 |  | AN | node_8100501_200851625 | node_1376083_794_15299417_425 | 0.033 | unb_TAPWIRE_OH | 8100501 | no | no |  |  | no |  |  | 0 | 0 | 0 | 0
oh_line_TAP_OH_903310 |  | AN | node_8100501_200851627 | node_1376312_699_15299425_794 | 0.033 | unb_TAPWIRE_OH | 8100501 | no | no |  |  | no |  |  | 0 | 0 | 0 | 0
oh_line_TAP_OH_903311 |  | AN | node_8100501_200851633 | node_1375232_738_15299552_315 | 0.033 | unb_TAPWIRE_OH | 8100501 | no | no |  |  | no |  |  | 0 | 0 | 0 | 0
oh_line_TAP_OH_903312 |  | ABCN | node_8100501_200851639 | node_1375761_452_15299487_761 | 0.033 | unb_TAPWIRE_OH | 8100501 | no | no |  |  | no |  |  | 0 | 0 | 0 | 0
oh_line_TAP_OH_903342 |  | ABCN | node_8100501_200851805 | node_1376592_531_15298714_183 | 0.033 | unb_TAPWIRE_OH | 8100501 | no | no |  |  | no |  |  | 0 | 0 | 0 | 0
oh_line_TAP_OH_903343 |  | ABCN | node_8100501_200851810 | node_1376299_731_15298794_191 | 0.033 | unb_TAPWIRE_OH | 8100501 | no | no |  |  | no |  |  | 0 | 0 | 0 | 0
oh_line_TAP_OH_903772 |  | ABCN | node_8100501_200853473 | node_1377075_461_15299120_377 | 0.033 | unb_TAPWIRE_OH | 8100501 | no | no |  |  | no |  |  | 0 | 0 | 0 | 0
oh_line_TAP_OH_903773 |  | ABCN | node_8100501_200853479 | node_1376985_375_15299334_57 | 0.033 | unb_TAPWIRE_OH | 8100501 | no | no |  |  | no |  |  | 0 | 0 | 0 | 0
oh_line_TAP_OH_904386 |  | ABCN | node_8100501_200857197 | node_1377638_461_15299107_57 | 0.033 | unb_TAPWIRE_OH | 8100501 | no | no |  |  | no |  |  | 0 | 0 | 0 | 0
oh_line_TAP_OH_904804 |  | ABCN | node_8100501_200859389 | node_1376508_627_15300237_03 | 0.033 | unb_TAPWIRE_OH | 8100501 | no | no |  |  | no |  |  | 0 | 0 | 0 | 0
oh_line_TAP_OH_904805 |  | ABCN | node_8100501_200859391 | node_1376489_33_15299977_872 | 0.033 | unb_TAPWIRE_OH | 8100501 | no | no |  |  | no |  |  | 0 | 0 | 0 | 0
oh_line_TAP_OH_904820 |  | ABCN | node_8100501_200859472 | node_1375581_006_15300686_867 | 0.033 | unb_TAPWIRE_OH | 8100501 | no | no |  |  | no |  |  | 0 | 0 | 0 | 0
oh_line_TAP_OH_904822 |  | ABCN | node_8100501_200859478 | node_1376160_29_15300690_403 | 0.033 | unb_TAPWIRE_OH | 8100501 | no | no |  |  | no |  |  | 0 | 0 | 0 | 0
oh_line_TAP_OH_904862 |  | ABCN | node_8100501_200859703 | node_1375394_109_15300760_324 | 0.033 | unb_TAPWIRE_OH | 8100501 | no | no |  |  | no |  |  | 0 | 0 | 0 | 0
oh_line_TAP_OH_904887 |  | ABCN | node_8100501_200859786 | node_1375406_632_15300566_613 | 0.033 | unb_TAPWIRE_OH | 8100501 | no | no |  |  | no |  |  | 0 | 0 | 0 | 0
oh_line_TAP_OH_2136123 |  | ABCN | node_8100501_200859702 | node_1375528_127_15299763_302 | 0.033 | unb_TAPWIRE_OH | 8100501 | no | no |  |  | no |  |  | 0 | 0 | 0 | 0
oh_line_TAP_OH_2136124 |  | ABCN | node_8100501_200859702 | node_1375524_504_15299789_448 | 0.033 | unb_TAPWIRE_OH | 8100501 | no | no |  |  | no |  |  | 0 | 0 | 0 | 0
oh_line_TAP_OH_2136125 |  | ABCN | node_8100501_200859702 | node_1375526_581_15299736_742 | 0.033 | unb_TAPWIRE_OH | 8100501 | no | no |  |  | no |  |  | 0 | 0 | 0 | 0
oh_line_TAP_OH_2136126 |  | ABCN | node_8100501_200859784 | node_1375307_097_15300348_603 | 0.033 | unb_TAPWIRE_OH | 8100501 | no | no |  |  | no |  |  | 0 | 0 | 0 | 0
oh_line_TAP_OH_2136127 |  | ABCN | node_8100501_200859784 | node_1375309_969_15300322_283 | 0.033 | unb_TAPWIRE_OH | 8100501 | no | no |  |  | no |  |  | 0 | 0 | 0 | 0
oh_line_TAP_OH_2136128 |  | ABCN | node_8100501_200859784 | node_1375309_401_15300375_071 | 0.033 | unb_TAPWIRE_OH | 8100501 | no | no |  |  | no |  |  | 0 | 0 | 0 | 0
oh_line_TAP_OH_2136140 |  | ABCN | node_8100501_200859480 | node_1376355_392_15300827_64 | 0.033 | unb_TAPWIRE_OH | 8100501 | no | no |  |  | no |  |  | 0 | 0 | 0 | 0
oh_line_TAP_OH_2136141 |  | ABCN | node_8100501_200859480 | node_1376357_298_15300854_161 | 0.033 | unb_TAPWIRE_OH | 8100501 | no | no |  |  | no |  |  | 0 | 0 | 0 | 0
oh_line_TAP_OH_2136142 |  | ABCN | node_8100501_200859480 | node_1376348_443_15300802_638 | 0.033 | unb_TAPWIRE_OH | 8100501 | no | no |  |  | no |  |  | 0 | 0 | 0 | 0
oh_line_TAP_OH_2136175 |  | ABCN | node_8100501_200851815 | node_1375925_24_15298753_265 | 0.033 | unb_TAPWIRE_OH | 8100501 | no | no |  |  | no |  |  | 0 | 0 | 0 | 0
oh_line_TAP_OH_2136176 |  | ABCN | node_8100501_200851815 | node_1375942_823_15298741_122 | 0.033 | unb_TAPWIRE_OH | 8100501 | no | no |  |  | no |  |  | 0 | 0 | 0 | 0
oh_line_TAP_OH_2136192 |  | ABCN | node_8100501_200850875 | node_1377039_402_15299379_402 | 0.033 | unb_TAPWIRE_OH | 8100501 | no | no |  |  | no |  |  | 0 | 0 | 0 | 0
oh_line_TAP_OH_2136193 |  | ABCN | node_8100501_200850875 | node_1377038_676_15299388_715 | 0.033 | unb_TAPWIRE_OH | 8100501 | no | no |  |  | no |  |  | 0 | 0 | 0 | 0
oh_line_TAP_OH_2136194 |  | ABCN | node_8100501_200850875 | node_1377037_828_15299370_206 | 0.033 | unb_TAPWIRE_OH | 8100501 | no | no |  |  | no |  |  | 0 | 0 | 0 | 0
oh_line_TAP_OH_2136206 |  | ABCN | node_8100501_200859705 | node_1375430_018_15300916_12 | 0.033 | unb_TAPWIRE_OH | 8100501 | no | no |  |  | no |  |  | 0 | 0 | 0 | 0
oh_line_TAP_OH_2136207 |  | ABCN | node_8100501_200859705 | node_1375426_125_15300942_193 | 0.033 | unb_TAPWIRE_OH | 8100501 | no | no |  |  | no |  |  | 0 | 0 | 0 | 0
oh_line_TAP_OH_2136208 |  | ABCN | node_8100501_200859705 | node_1375428_747_15300889_536 | 0.033 | unb_TAPWIRE_OH | 8100501 | no | no |  |  | no |  |  | 0 | 0 | 0 | 0
oh_line_TAP_OH_2142935 |  | ABCN | node_8100501_200859394 | node_1375970_778_15299950_222 | 0.033 | unb_TAPWIRE_OH | 8100501 | no | no |  |  | no |  |  | 0 | 0 | 0 | 0
oh_line_TAP_OH_2142936 |  | ABCN | node_8100501_200859394 | node_1375974_146_15299924_012 | 0.033 | unb_TAPWIRE_OH | 8100501 | no | no |  |  | no |  |  | 0 | 0 | 0 | 0
oh_line_TAP_OH_2142937 |  | ABCN | node_8100501_200859394 | node_1375972_582_15299976_755 | 0.033 | unb_TAPWIRE_OH | 8100501 | no | no |  |  | no |  |  | 0 | 0 | 0 | 0
oh_line_TAP_OH_2142946 |  | ABCN | node_8100501_200859512 | node_1374933_861_15300852_285 | 0.033 | unb_TAPWIRE_OH | 8100501 | no | no |  |  | no |  |  | 0 | 0 | 0 | 0
oh_line_TAP_OH_2142947 |  | ABCN | node_8100501_200859512 | node_1374914_04_15300852_679 | 0.033 | unb_TAPWIRE_OH | 8100501 | no | no |  |  | no |  |  | 0 | 0 | 0 | 0
oh_line_TAP_OH_2142948 |  | ABCN | node_8100501_200859512 | node_1374952_895_15300845_014 | 0.033 | unb_TAPWIRE_OH | 8100501 | no | no |  |  | no |  |  | 0 | 0 | 0 | 0
oh_line_TAP_OH_2142976 |  | ABCN | node_8100501_200979926 | node_1375603_434_15300142_863 | 0.033 | unb_TAPWIRE_OH | 8100501 | no | no |  |  | no |  |  | 0 | 0 | 0 | 0
oh_line_TAP_OH_2142977 |  | ABCN | node_8100501_200979926 | node_1375623_098_15300146_438 | 0.033 | unb_TAPWIRE_OH | 8100501 | no | no |  |  | no |  |  | 0 | 0 | 0 | 0
oh_line_TAP_OH_2143004 |  | ABCN | node_8100501_200859763 | node_1375255_111_15300305_642 | 0.033 | unb_TAPWIRE_OH | 8100501 | no | no |  |  | no |  |  | 0 | 0 | 0 | 0
oh_line_TAP_OH_2143005 |  | ABCN | node_8100501_200859763 | node_1375235_297_15300306_378 | 0.033 | unb_TAPWIRE_OH | 8100501 | no | no |  |  | no |  |  | 0 | 0 | 0 | 0
oh_line_TAP_OH_2143006 |  | ABCN | node_8100501_200859763 | node_1375274_073_15300298_042 | 0.033 | unb_TAPWIRE_OH | 8100501 | no | no |  |  | no |  |  | 0 | 0 | 0 | 0
oh_line_TAP_OH_2143046 |  | ABCN | node_8100501_200851622 | node_1375307_401_15298059_59 | 0.033 | unb_TAPWIRE_OH | 8100501 | no | no |  |  | no |  |  | 0 | 0 | 0 | 0
oh_line_TAP_OH_2143047 |  | ABCN | node_8100501_200851622 | node_1375287_719_15298056_191 | 0.033 | unb_TAPWIRE_OH | 8100501 | no | no |  |  | no |  |  | 0 | 0 | 0 | 0
oh_line_TAP_OH_2143048 |  | ABCN | node_8100501_200851622 | node_1375327_033_15298056_037 | 0.033 | unb_TAPWIRE_OH | 8100501 | no | no |  |  | no |  |  | 0 | 0 | 0 | 0
oh_line_TAP_OH_2145720 |  | ABCN | node_8100501_200853472 | node_1377026_558_15298943_757 | 0.033 | unb_TAPWIRE_OH | 8100501 | no | no |  |  | no |  |  | 0 | 0 | 0 | 0
oh_line_TAP_OH_2145721 |  | ABCN | node_8100501_200853472 | node_1377030_681_15298917_749 | 0.033 | unb_TAPWIRE_OH | 8100501 | no | no |  |  | no |  |  | 0 | 0 | 0 | 0
oh_line_TAP_OH_2145722 |  | ABCN | node_8100501_200853472 | node_1377027_595_15298970_357 | 0.033 | unb_TAPWIRE_OH | 8100501 | no | no |  |  | no |  |  | 0 | 0 | 0 | 0
oh_line_TAP_OH_2145725 |  | ABCN | node_8100501_200859740 | node_1375470_51_15300005_219 | 0.033 | unb_TAPWIRE_OH | 8100501 | no | no |  |  | no |  |  | 0 | 0 | 0 | 0
oh_line_TAP_OH_2145726 |  | ABCN | node_8100501_200859740 | node_1375466_62_15300031_293 | 0.033 | unb_TAPWIRE_OH | 8100501 | no | no |  |  | no |  |  | 0 | 0 | 0 | 0
oh_line_TAP_OH_2224920 |  | ABCN | node_8100501_200848761 | node_1377392_018_15298507_308 | 0.033 | unb_TAPWIRE_OH | 8100501 | no | no |  |  | no |  |  | 0 | 0 | 0 | 0
oh_line_TAP_OH_2224921 |  | ABCN | node_8100501_200848761 | node_1377401_492_15298513_591 | 0.033 | unb_TAPWIRE_OH | 8100501 | no | no |  |  | no |  |  | 0 | 0 | 0 | 0
oh_line_TAP_OH_2224922 |  | ABCN | node_8100501_200848761 | node_1377381_332_15298505_585 | 0.033 | unb_TAPWIRE_OH | 8100501 | no | no |  |  | no |  |  | 0 | 0 | 0 | 0
oh_line_TAP_OH_2224931 |  | ABCN | node_8100501_200851860 | node_1375539_376_15299434_865 | 0.033 | unb_TAPWIRE_OH | 8100501 | no | no |  |  | no |  |  | 0 | 0 | 0 | 0
oh_line_TAP_OH_2224932 |  | ABCN | node_8100501_200851860 | node_1375544_324_15299460_695 | 0.033 | unb_TAPWIRE_OH | 8100501 | no | no |  |  | no |  |  | 0 | 0 | 0 | 0
oh_line_TAP_OH_2224933 |  | ABCN | node_8100501_200851860 | node_1375529_627_15299411_589 | 0.033 | unb_TAPWIRE_OH | 8100501 | no | no |  |  | no |  |  | 0 | 0 | 0 | 0
oh_line_TAP_OH_2224934 |  | ABCN | node_8100501_200851802 | node_1376728_9_15298853_914 | 0.033 | unb_TAPWIRE_OH | 8100501 | no | no |  |  | no |  |  | 0 | 0 | 0 | 0
oh_line_TAP_OH_2224935 |  | ABCN | node_8100501_200851802 | node_1376709_644_15298847_392 | 0.033 | unb_TAPWIRE_OH | 8100501 | no | no |  |  | no |  |  | 0 | 0 | 0 | 0
oh_line_TAP_OH_2224936 |  | ABCN | node_8100501_200851802 | node_1376748_723_15298853_533 | 0.033 | unb_TAPWIRE_OH | 8100501 | no | no |  |  | no |  |  | 0 | 0 | 0 | 0
oh_line_TAP_OH_2224948 |  | ABCN | node_8100501_200851546 | node_1375915_791_15298511_042 | 0.033 | unb_TAPWIRE_OH | 8100501 | no | no |  |  | no |  |  | 0 | 0 | 0 | 0
oh_line_TAP_OH_2224949 |  | ABCN | node_8100501_200851546 | node_1375914_866_15298537_632 | 0.033 | unb_TAPWIRE_OH | 8100501 | no | no |  |  | no |  |  | 0 | 0 | 0 | 0
oh_line_TAP_OH_2224965 |  | ABCN | node_8100501_200859384 | node_1375893_873_15300147_571 | 0.033 | unb_TAPWIRE_OH | 8100501 | no | no |  |  | no |  |  | 0 | 0 | 0 | 0
oh_line_TAP_OH_2224966 |  | ABCN | node_8100501_200859384 | node_1375913_453_15300151_938 | 0.033 | unb_TAPWIRE_OH | 8100501 | no | no |  |  | no |  |  | 0 | 0 | 0 | 0
oh_line_TAP_OH_2224967 |  | ABCN | node_8100501_200859384 | node_1375874_154_15300150_151 | 0.033 | unb_TAPWIRE_OH | 8100501 | no | no |  |  | no |  |  | 0 | 0 | 0 | 0
oh_line_TAP_OH_2224971 |  | ABCN | node_8100501_200859728 | node_1375335_407_15299835_572 | 0.033 | unb_TAPWIRE_OH | 8100501 | no | no |  |  | no |  |  | 0 | 0 | 0 | 0
oh_line_TAP_OH_2224972 |  | ABCN | node_8100501_200859728 | node_1375344_035_15299811_678 | 0.033 | unb_TAPWIRE_OH | 8100501 | no | no |  |  | no |  |  | 0 | 0 | 0 | 0
oh_line_TAP_OH_2224973 |  | ABCN | node_8100501_200859728 | node_1375331_693_15299861_694 | 0.033 | unb_TAPWIRE_OH | 8100501 | no | no |  |  | no |  |  | 0 | 0 | 0 | 0
oh_line_TAP_OH_2224974 |  | ABCN | node_8100501_200859476 | node_1375870_861_15300954_075 | 0.033 | unb_TAPWIRE_OH | 8100501 | no | no |  |  | no |  |  | 0 | 0 | 0 | 0
oh_line_TAP_OH_2224975 |  | ABCN | node_8100501_200859476 | node_1375851_406_15300959_018 | 0.033 | unb_TAPWIRE_OH | 8100501 | no | no |  |  | no |  |  | 0 | 0 | 0 | 0
oh_line_TAP_OH_2224976 |  | ABCN | node_8100501_200859476 | node_1375888_666_15300942_529 | 0.033 | unb_TAPWIRE_OH | 8100501 | no | no |  |  | no |  |  | 0 | 0 | 0 | 0
oh_line_TAP_OH_2224988 |  | ABCN | node_8100501_200859383 | node_1376442_406_15299565_679 | 0.033 | unb_TAPWIRE_OH | 8100501 | no | no |  |  | no |  |  | 0 | 0 | 0 | 0
oh_line_TAP_OH_2224989 |  | ABCN | node_8100501_200859383 | node_1376462_118_15299568_72 | 0.033 | unb_TAPWIRE_OH | 8100501 | no | no |  |  | no |  |  | 0 | 0 | 0 | 0

## overhead_line_conductor
data_type | static
owner_type | feeder
owner | 8100501
object | overhead_line_conductor
name | groupid | geometric_mean_radius | resistance | diameter | rating_summer_continuous | rating_summer_emergency | rating_winter_continuous | rating_winter_emergency | dcircuit | selected | comments
oh_cond_1/0_AAAC |  | 0.012 | 0.876 | 0.398 | 235 | 235 | 310 | 310 |  | no
oh_cond_1/0_ACSR |  | 0.012 | 0.888 | 0.398 | 265 | 265 | 330 | 330 |  | no
oh_cond_2/0_CU |  | 0.013 | 0.44 | 0.414 | 295 | 295 | 425 | 425 |  | no
oh_cond_2_ACSR |  | 0.01 | 1.41 | 0.325 | 195 | 195 | 245 | 245 |  | no
oh_cond_2_CU |  | 0.009 | 0.873 | 0.292 | 190 | 190 | 270 | 270 |  | no
oh_cond_4/0_AAAC |  | 0.017 | 0.439 | 0.563 | 365 | 365 | 480 | 480 |  | no
oh_cond_4/0_ACSR |  | 0.017 | 0.445 | 0.563 | 410 | 410 | 515 | 515 |  | no
oh_cond_4/0_AL |  | 0.016 | 0.442 | 0.522 | 365 | 365 | 480 | 480 |  | no
oh_cond_4_ACSR |  | 0.008 | 2.24 | 0.25 | 145 | 145 | 185 | 185 |  | no
oh_cond_4_CU |  | 0.007 | 1.388 | 0.232 | 140 | 140 | 200 | 200 |  | no
oh_cond_477_MCM_AL |  | 0.025 | 0.198 | 0.792 | 605 | 605 | 810 | 810 |  | no
oh_cond_WP-4/0-CU |  | 0.015 | 0.273 | 0.81 | 340 | 340 | 390 | 390 |  | no

## regulator
data_type | static
owner_type | feeder
owner | 8100501
object | regulator
name | groupid | phases | fr | to | configuration | sense_node | dcircuit | selected | monitored | monitored_fields | class_monitored_fields | played | played_fields | comments
regulator_220431678 |  | ABCD | node_intto1_8100501_201054805 | node_8100501_201054805 | config_regulator_220431678 |  | 8100501 | no | no |  |  | no

## regulator_configuration
data_type | static
owner_type | feeder
owner | 8100501
object | regulator_configuration
name | groupid | connect_type | band_center | band_width | time_delay | dwell_time | raise_taps | lower_taps | current_transducer_ratio | power_transducer_ratio | compensator_r_setting_A | compensator_x_setting_A | compensator_r_setting_B | compensator_x_setting_B | compensator_r_setting_C | compensator_x_setting_C | CT_phase | PT_phase | regulation | control_level | Control | Type | tap_pos_A | tap_pos_B | tap_pos_C | dcircuit | selected | comments
config_regulator_220431678 |  | WYE_WYE | 123 | 3 |  |  | 16 | 16 | 250 | 40 | 0 | 0 | 0 | 0 | 0 | 0 | A | A | 0.1 | INDIVIDUAL | OUTPUT_VOLTAGE | A | 0 | 0 | 0 |  | no

## switch
data_type | static
owner_type | feeder
owner | 8100501
object | switch
name | groupid | phases | fr | to | phase_A_state | phase_B_state | phase_C_state | operating_mode | status | dcircuit | selected | monitored | monitored_fields | class_monitored_fields | played | played_fields | comments
switch_220416211 |  | ABCD | node_intto1_220416211 | node_220416211 | CLOSED | CLOSED | CLOSED | INDIVIDUAL |  | 8100501 | no | no |  |  | no
switch_220416264 |  | ABCD | node_intto1_8100501_200851812 | node_8100501_200851812 | CLOSED | CLOSED | CLOSED | INDIVIDUAL |  | 8100501 | no | no |  |  | no
switch_220416644 |  | ABCD | node_intto1_8100501_200859388 | node_8100501_200859388 | CLOSED | CLOSED | CLOSED | INDIVIDUAL |  | 8100501 | no | no |  |  | no
switch_310005559 |  | ABCD | node_intto1_8100501_310005555 | node_8100501_310005555 | CLOSED | CLOSED | CLOSED | INDIVIDUAL |  | 8100501 | no | no |  |  | no
switch_310005684 |  | ABCD | node_intto1_8100501_310005681 | node_8100501_310005681 | CLOSED | CLOSED | CLOSED | INDIVIDUAL |  | 8100501 | no | no |  |  | no
switch_312008552 |  | ABCD | node_intto1_8100501_200851532 | node_8100501_200851532 | CLOSED | CLOSED | CLOSED | INDIVIDUAL |  | 8100501 | no | no |  |  | no
switch_312015050 |  | ABCD | node_intto1_8100501_312015040 | node_8100501_312015040 | CLOSED | CLOSED | CLOSED | INDIVIDUAL |  | 8100501 | no | no |  |  | no
switch_312042029 |  | ABCD | node_intto1_312042029 | node_312042029 | CLOSED | CLOSED | CLOSED | INDIVIDUAL |  | 8100501 | no | no |  |  | no

## underground_line
data_type | static
owner_type | feeder
owner | 8100501
object | underground_line
name | groupid | phases | fr | to | length | configuration | dcircuit | selected | monitored | monitored_fields | class_monitored_fields | played | played_fields | comments
und_line_8100501_200846807 |  | ABCN | node_8100501_201054806 | node_8100501_200846807 | 27.028 | und_3P_DELTACUST | 8100501 | no | no |  |  | no
und_line_8100501_200846809 |  | ABCN | node_8100501_201054806 | node_8100501_200846809 | 33.975 | und_3P_350CUURD | 8100501 | no | no |  |  | no
und_line_8100501_200851799 |  | ABCN | node_8100501_200851808 | node_intto1_8100501_200851799 | 280.843 | und_3P_2ALURD | 8100501 | no | no |  |  | no
und_line_8100501_200917368 |  | AN | node_8100501_200917367 | node_8100501_200917368 | 144.728 | und_1P_2ALURD | 8100501 | no | no |  |  | no
und_line_8100501_200917371 |  | AN | node_8100501_200917370 | node_8100501_200917371 | 164.496 | und_1P_2ALURD | 8100501 | no | no |  |  | no
und_line_8100501_200917428 |  | ABCN | node_SOURCE_8100501 | node_8100501_200917428 | 78.697 | und_3P_350CUURD | 8100501 | no | no |  |  | no
und_line_8100501_200917455 |  | AN | node_8100501_200917372 | node_8100501_200917455 | 130.484 | und_1P_2ALURD | 8100501 | no | no |  |  | no
und_line_8100501_201027288 |  | ABCN | node_8100501_200859387 | node_8100501_201027288 | 107.5 | und_3P_DELTACUST | 8100501 | no | no |  |  | no
und_line_8100501_201027289 |  | ABCN | node_8100501_200859393 | node_intto1_8100501_201027289 | 21.802 | und_3P_1/0ALURD | 8100501 | no | no |  |  | no
und_line_8100501_201027293 |  | ABCN | node_8100501_200859479 | node_intto1_8100501_201027293 | 355.048 | und_3P_DELTACUST | 8100501 | no | no |  |  | no
und_line_8100501_201027297 |  | AN | node_8100501_200859389 | node_8100501_201027297 | 16.392 | und_1P_DELTACUST | 8100501 | no | no |  |  | no
und_line_8100501_201054805 |  | ABCN | node_8100501_200961775 | node_intto1_8100501_201054805 | 45.853 | und_3P_350CUURD | 8100501 | no | no |  |  | no
und_line_8100501_201054806 |  | ABCN | node_8100501_201054805 | node_8100501_201054806 | 53.074 | und_3P_350CUURD | 8100501 | no | no |  |  | no
und_line_8100501_201054807 |  | ABCN | node_8100501_200846809 | node_8100501_201054807 | 37.046 | und_3P_4CUURD_4CU(N) | 8100501 | no | no |  |  | no
und_line_8100501_311907639 |  | AN | node_8100501_200859382 | node_intto1_8100501_311907639 | 27.961 | und_1P_1/0ALURD | 8100501 | no | no |  |  | no
und_line_TAP_UG_65342 |  | ABCN | node_8100501_201027288 | node_1376029_134_15300382_809 | 0.033 | und_TAPWIRE_UG | 8100501 | no | no |  |  | no
und_line_TAP_UG_65343 |  | ABCN | node_8100501_201027289 | node_1376144_478_15299998_208 | 0.033 | und_TAPWIRE_UG | 8100501 | no | no |  |  | no
und_line_TAP_UG_65344 |  | ABCN | node_8100501_201027293 | node_1376587_225_15300981_514 | 0.033 | und_TAPWIRE_UG | 8100501 | no | no |  |  | no
und_line_TAP_UG_65347 |  | AN | node_8100501_201027297 | node_1376531_69_15300181_387 | 0.033 | und_TAPWIRE_UG | 8100501 | no | no |  |  | no
und_line_TAP_UG_948259 |  | ABCN | node_8100501_200851799 | node_1376579_531_15298987_345 | 0.033 | und_TAPWIRE_UG | 8100501 | no | no |  |  | no

## underground_line_conductor
data_type | static
owner_type | feeder
owner | 8100501
object | underground_line_conductor
name | groupid | outer_diameter | conductor_gmr | conductor_diameter | conductor_resistance | neutral_gmr | neutral_diameter | neutral_resistance | neutral_strands | insulation_relative_permitivitty | shield_gmr | shield_resistance | rating_summer_continuous | rating_summer_emergency | rating_winter_continuous | rating_winter_emergency | dcircuit | selected | comments
und_cond_1P_1/0ALURD | [12 empty] | 226 | 226 | 237 | 237 |  | no
und_cond_1P_2ALURD | [12 empty] | 125 | 125 | 140 | 140 |  | no
und_cond_1P_DELTACUST | [12 empty] | 685 | 685 | 685 | 685 |  | no
und_cond_3P_1/0ALURD | [12 empty] | 160 | 160 | 180 | 180 |  | no
und_cond_3P_2ALURD | [12 empty] | 125 | 125 | 140 | 140 |  | no
und_cond_3P_4CUURD_4CU(N) | [12 empty] | 109 | 109 | 114 | 114 |  | no
und_cond_3P_350CUURD | [12 empty] | 401 | 401 | 422 | 422 |  | no
und_cond_3P_DELTACUST | [12 empty] | 685 | 685 | 685 | 685 |  | no
und_cond_TAPWIRE_UG | [12 empty] | 99999999 | 99999999 | 99999999 | 99999999 |  | no