## capacitor
data_type | static
owner_type | feeder
owner | 8100502
object | capacitor
name | groupid | parent | phases | nominal_voltage | pt_phase | phases_connected | switchA | switchB | switchC | control | voltage_set_high | voltage_set_low | VAr_set_high | VAr_set_low | current_set_high | current_set_low | capacitor_A | capacitor_B | capacitor_C | cap_nominal_voltage | time_delay | dwell_time | lockout_time | remote_sense | remote_sense_B | control_level | dcircuit | selected | monitored | monitored_fields | class_monitored_fields | played | played_fields | comments
cap_220369286 |  | node_1381136_766_15296859_907 | ABCN | 0 |  | ABCN | CLOSED | CLOSED | CLOSED | MANUAL | [6 empty] | 100000 | 100000 | 100000 | 4800 | [6 empty] | 8100502 | no | no |  |  | no
cap_220369289 |  | node_1380012_55_15296776_033 | ABCN | 0 |  | ABCN | CLOSED | CLOSED | CLOSED | MANUAL | [6 empty] | 100000 | 100000 | 100000 | 4800 | [6 empty] | 8100502 | no | no |  |  | no
cap_220369321 |  | node_1378344_92_15293948_119 | ABCN | 0 |  | ABCN | CLOSED | CLOSED | CLOSED | MANUAL | [6 empty] | 100000 | 100000 | 100000 | 4800 | [6 empty] | 8100502 | no | no |  |  | no

## feeder
data_type | static
owner_type | feeder
owner | 8100502
object | feeder
name | transmission_bus | ARC | ADR | slack_bus | nom_voltages | num_nodes | num_ohlines | num_uglines | num_transformers | num_generators | num_pvs | num_storages | num_loads | miles | mw | mvar | losses_mw | losses_mvar | comments | use_feeder_load_shape | load_shape_scale | use_feeder_pv_shape | pv_shape_scale | description | restore_time | griddisconnect_scenario_probability | gridconnect_scenario_probability | use_energy_not_served | VOLL | discount_rate | yearly_load_growth_percent | planning_horizon | enable_traditional_project_deferral | lifetime_of_investment_years | start_year | base_year | year_the_investment_is_committed | revenue_requirement_scaling_factor | discount_rate | inflation_rate_for_investment | traditional_project_invested_capital | periodicity_of_investment_in_years | priority | maximum_total_investment_cost | DER_portfolio_NPV | DER_portfolio_BC_ratio | total_system_energy_avoided_cost_NPV | total_system_capacity_avoided_cost_NPV | total_system_ancillary_services_avoided_cost_NPV | total_system_CO2_avoided_cost_NPV | total_system_loss_of_load_avoided_cost_NPV | total_system_distribution_capacity_avoided_cost_NPV | total_system_investment_and_operational_cost_NPV | feeder_solar_pv_operating_cost_USdollarperkWh | feeder_energy_storage_operating_cost_USdollarperkWh | feeder_distributed_generator_operating_cost_USdollarperkWh | feeder_distributed_generator_CO2_cost_USdollarperkWh | feeder_demand_response_operating_cost_USdollarperkWh | feeder_solar_pv_investment_cost_USdollarperkW | feeder_energy_storage_investment_cost_USdollarperkW | feeder_distributed_generator_investment_cost_USdollarperkW | feeder_demand_response_investment_cost_USdollarperkW
8100502 |  | ts_slack | none | node_SOURCE_8100502 | 2771.281 | 494 | 453 | 17 | 0 | 0 | 0 | 0 | 133 | 7.04 | 5.152 | 2.195 | 0 | 0 |  | 0 | 0 | 1 | 0 |  | 0 | 0 | 0 | 0 | 0 | 0 | 0 | 0 | 0 | 0 | 0 | 0 | 0 | 0 | 0 | 0 | 0 | 0 | 0 | 999999999 | 0 | 0 | 0 | 0 | 0 | 0 | 0 | 0 | 0 | 0 | 0 | 0 | 0 | 0 | 0 | 0 | 0 | 0

## fuse
data_type | static
owner_type | feeder
owner | 8100502
object | fuse
name | groupid | phases | fr | to | phase_A_status | phase_B_status | phase_C_status | repair_dist_type | current_limit | mean_replacement_time | status | dcircuit | selected | monitored | monitored_fields | class_monitored_fields | played | played_fields | comments
fuse_220386306 |  | ABCD | node_intto1_1375125_423_15296285_667 | node_1375125_423_15296285_667 | GOOD | GOOD | GOOD |  | 30 |  |  | 8100502 | no | no |  |  | no
fuse_220386429 |  | ABCN | node_intto1_8100502_201027295 | node_8100502_201027295 | GOOD | GOOD | GOOD |  | 75 |  |  | 8100502 | no | no |  |  | no
fuse_220386430 |  | AD | node_intto1_8100502_200857519 | node_8100502_200857519 | GOOD | GOOD | GOOD |  | 100 |  |  | 8100502 | no | no |  |  | no
fuse_220386431 |  | ABCD | node_intto1_8100502_200857598 | node_8100502_200857598 | GOOD | GOOD | GOOD |  | 100 |  |  | 8100502 | no | no |  |  | no
fuse_220386437 |  | AD | node_intto1_8100502_200857434 | node_8100502_200857434 | GOOD | GOOD | GOOD |  | 100 |  |  | 8100502 | no | no |  |  | no
fuse_220386447 |  | ABCD | node_intto1_8100502_200857972 | node_8100502_200857972 | GOOD | GOOD | GOOD |  | 100 |  |  | 8100502 | no | no |  |  | no
fuse_220386449 |  | AD | node_intto1_8100502_200857647 | node_8100502_200857647 | GOOD | GOOD | GOOD |  | 100 |  |  | 8100502 | no | no |  |  | no
fuse_220386452 |  | AD | node_intto1_8100502_200857343 | node_8100502_200857343 | GOOD | GOOD | GOOD |  | 100 |  |  | 8100502 | no | no |  |  | no
fuse_220386453 |  | ABCD | node_intto1_8100502_200857554 | node_8100502_200857554 | GOOD | GOOD | GOOD |  | 100 |  |  | 8100502 | no | no |  |  | no
fuse_220386455 |  | ABCD | node_intto1_8100502_200857539 | node_8100502_200857539 | GOOD | GOOD | GOOD |  | 100 |  |  | 8100502 | no | no |  |  | no
fuse_220386456 |  | ABCN | node_intto1_8100502_200856463 | node_8100502_200856463 | GOOD | GOOD | GOOD |  | 75 |  |  | 8100502 | no | no |  |  | no
fuse_220386457 |  | ABCD | node_intto1_8100502_200857498 | node_8100502_200857498 | GOOD | GOOD | GOOD |  | 200 |  |  | 8100502 | no | no |  |  | no
fuse_220386458 |  | AD | node_intto1_8100502_201027290 | node_8100502_201027290 | GOOD | GOOD | GOOD |  | 15 |  |  | 8100502 | no | no |  |  | no
fuse_220386460 |  | ABCN | node_intto1_8100502_201027282 | node_8100502_201027282 | GOOD | GOOD | GOOD |  | 30 |  |  | 8100502 | no | no |  |  | no
fuse_220386511 |  | ABCD | node_intto1_8100502_200859307 | node_8100502_200859307 | GOOD | GOOD | GOOD |  | 20 |  |  | 8100502 | no | no |  |  | no
fuse_220386587 |  | ABCN | node_intto1_8100502_201027296 | node_8100502_201027296 | GOOD | GOOD | GOOD |  | 80 |  |  | 8100502 | no | no |  |  | no
fuse_310040667 |  | AD | node_intto1_8100502_200857543 | node_8100502_200857543 | GOOD | GOOD | GOOD |  | 100 |  |  | 8100502 | no | no |  |  | no
fuse_311935006 |  | ABCD | node_intto1_8100502_200859300 | node_8100502_200859300 | GOOD | GOOD | GOOD |  | 40 |  |  | 8100502 | no | no |  |  | no

## line_configuration
data_type | static
owner_type | feeder
owner | 8100502
object | line_configuration
name | groupid | conductor_A | conductor_B | conductor_C | conductor_N | spacing | z11 | z12 | z13 | z21 | z22 | z23 | z31 | z32 | z33 | c11 | c12 | c13 | c21 | c22 | c23 | c31 | c32 | c33 | dcircuit | selected | comments
bal_1P_1/0AA |  | oh_cond_1/0_AAAC | oh_cond_1/0_AAAC | oh_cond_1/0_AAAC |  |  | 0.972+1.499j | 0.095+0.781j | 0.095+0.781j | 0.095+0.781j | 0.972+1.499j | 0.095+0.781j | 0.095+0.781j | 0.095+0.781j | 0.972+1.499j | 12.796 | -3.172 | -3.172 | -3.172 | 12.796 | -3.172 | -3.172 | -3.172 | 12.796 |  | no
bal_1P_1/0AC |  | oh_cond_1/0_ACSR | oh_cond_1/0_ACSR | oh_cond_1/0_ACSR |  |  | 0.983+1.218j | 0.095+0.781j | 0.095+0.781j | 0.095+0.781j | 0.983+1.218j | 0.095+0.781j | 0.095+0.781j | 0.095+0.781j | 0.983+1.218j | 12.796 | -3.172 | -3.172 | -3.172 | 12.796 | -3.172 | -3.172 | -3.172 | 12.796 |  | no
bal_1P_2CU |  | oh_cond_2_CU | oh_cond_2_CU | oh_cond_2_CU |  |  | 0.968+1.536j | 0.095+0.781j | 0.095+0.781j | 0.095+0.781j | 0.968+1.536j | 0.095+0.781j | 0.095+0.781j | 0.095+0.781j | 0.968+1.536j | 12.191 | -2.94 | -2.94 | -2.94 | 12.191 | -2.94 | -2.94 | -2.94 | 12.191 |  | no
bal_1P_4CU |  | oh_cond_4_CU | oh_cond_4_CU | oh_cond_4_CU |  |  | 1.483+1.565j | 0.095+0.781j | 0.095+0.781j | 0.095+0.781j | 1.483+1.565j | 0.095+0.781j | 0.095+0.781j | 0.095+0.781j | 1.483+1.565j | 11.78 | -2.785 | -2.785 | -2.785 | 11.78 | -2.785 | -2.785 | -2.785 | 11.78 |  | no
bal_3P_1/0AA |  | oh_cond_1/0_AAAC | oh_cond_1/0_AAAC | oh_cond_1/0_AAAC |  |  | 0.972+1.499j | 0.095+0.781j | 0.095+0.781j | 0.095+0.781j | 0.972+1.499j | 0.095+0.781j | 0.095+0.781j | 0.095+0.781j | 0.972+1.499j | 12.796 | -3.172 | -3.172 | -3.172 | 12.796 | -3.172 | -3.172 | -3.172 | 12.796 |  | no
bal_3P_1/0AC |  | oh_cond_1/0_ACSR | oh_cond_1/0_ACSR | oh_cond_1/0_ACSR |  |  | 0.983+1.497j | 0.095+0.781j | 0.095+0.781j | 0.095+0.781j | 0.983+1.497j | 0.095+0.781j | 0.095+0.781j | 0.095+0.781j | 0.983+1.497j | 12.796 | -3.172 | -3.172 | -3.172 | 12.796 | -3.172 | -3.172 | -3.172 | 12.796 |  | no
bal_3P_2/0CU |  | oh_cond_2/0_CU | oh_cond_2/0_CU | oh_cond_2/0_CU |  |  | 0.535+1.487j | 0.095+0.781j | 0.095+0.781j | 0.095+0.781j | 0.535+1.487j | 0.095+0.781j | 0.095+0.781j | 0.095+0.781j | 0.535+1.487j | 12.878 | -3.204 | -3.204 | -3.204 | 12.878 | -3.204 | -3.204 | -3.204 | 12.878 |  | no
bal_3P_2AC |  | oh_cond_2_ACSR | oh_cond_2_ACSR | oh_cond_2_ACSR |  |  | 1.505+1.527j | 0.095+0.781j | 0.095+0.781j | 0.095+0.781j | 1.505+1.527j | 0.095+0.781j | 0.095+0.781j | 0.095+0.781j | 1.505+1.527j | 12.393 | -3.017 | -3.017 | -3.017 | 12.393 | -3.017 | -3.017 | -3.017 | 12.393 |  | no
bal_3P_2CU |  | oh_cond_2_CU | oh_cond_2_CU | oh_cond_2_CU |  |  | 0.968+1.536j | 0.095+0.781j | 0.095+0.781j | 0.095+0.781j | 0.968+1.536j | 0.095+0.781j | 0.095+0.781j | 0.095+0.781j | 0.968+1.536j | 12.191 | -2.94 | -2.94 | -2.94 | 12.191 | -2.94 | -2.94 | -2.94 | 12.191 |  | no
bal_3P_4/0AL |  | oh_cond_4/0_AL | oh_cond_4/0_AL | oh_cond_4/0_AL |  |  | 0.537+1.466j | 0.095+0.781j | 0.095+0.781j | 0.095+0.781j | 0.537+1.466j | 0.095+0.781j | 0.095+0.781j | 0.095+0.781j | 0.537+1.466j | 13.381 | -3.4 | -3.4 | -3.4 | 13.381 | -3.4 | -3.4 | -3.4 | 13.381 |  | no
bal_3P_4CU |  | oh_cond_4_CU | oh_cond_4_CU | oh_cond_4_CU |  |  | 1.483+1.565j | 0.095+0.781j | 0.095+0.781j | 0.095+0.781j | 1.483+1.565j | 0.095+0.781j | 0.095+0.781j | 0.095+0.781j | 1.483+1.565j | 11.78 | -2.785 | -2.785 | -2.785 | 11.78 | -2.785 | -2.785 | -2.785 | 11.78 |  | no
bal_3P_336AL |  | oh_cond_336_5_MCM_AL | oh_cond_336_5_MCM_AL | oh_cond_336_5_MCM_AL |  |  | 0.374+1.431j | 0.095+0.781j | 0.095+0.781j | 0.095+0.781j | 0.374+1.431j | 0.095+0.781j | 0.095+0.781j | 0.095+0.781j | 0.374+1.431j | 13.957 | -3.628 | -3.628 | -3.628 | 13.957 | -3.628 | -3.628 | -3.628 | 13.957 |  | no
bal_3P_477AL |  | oh_cond_477_MCM_AL | oh_cond_477_MCM_AL | oh_cond_477_MCM_AL |  |  | 0.293+1.41j | 0.095+0.775j | 0.095+0.775j | 0.095+0.775j | 0.293+1.41j | 0.095+0.775j | 0.095+0.775j | 0.095+0.775j | 0.293+1.41j | 14.305 | -3.735 | -3.735 | -3.735 | 14.305 | -3.735 | -3.735 | -3.735 | 14.305 |  | no
bal_3P_DELTACUST |  | oh_cond_2/0_CU | oh_cond_2/0_CU | oh_cond_2/0_CU | oh_cond_3_#7_CWD_30% |  | 0.66+1.378j | 0.22+0.666j | 0.22+0.666j | 0.22+0.666j | 0.66+1.378j | 0.22+0.666j | 0.22+0.666j | 0.22+0.666j | 0.66+1.378j | 13.24 | -2.712 | -2.712 | -2.712 | 13.24 | -2.712 | -2.712 | -2.712 | 13.24 |  | no
unb_3P_2-1/0AC_1/0AA_1/0AA(N) |  | oh_cond_1/0_ACSR | oh_cond_1/0_ACSR | oh_cond_1/0_AAAC | oh_cond_1/0_AAAC |  | 1.089+1.184j | 0.201+0.467j | 0.201+0.467j | 0.201+0.467j | 1.089+1.184j | 0.201+0.467j | 0.201+0.467j | 0.201+0.467j | 1.078+1.186j | 13.25 | -2.735 | -2.735 | -2.735 | 13.25 | -2.735 | -2.735 | -2.735 | 13.25 |  | no
unb_TAPWIRE_OH |  | oh_cond_WP-4/0-CU | oh_cond_WP-4/0-CU | oh_cond_WP-4/0-CU | oh_cond_WP-4/0-CU |  | 0.365+1.097j | 0.093+0.433j | 0.094+0.34j | 0.093+0.433j | 0.368+1.078j | 0.095+0.401j | 0.094+0.34j | 0.095+0.401j | 0.368+1.077j | 14.911 | -4.341 | -1.953 | -4.341 | 15.781 | -3.724 | -1.953 | -3.724 | 14.818 |  | no
und_3P_1/0ALURD |  | und_cond_3P_1/0ALURD | und_cond_3P_1/0ALURD | und_cond_3P_1/0ALURD |  |  | 1.61+0.653j | 0.525+0.251j | 0.525+0.251j | 0.525+0.251j | 1.61+0.653j | 0.525+0.251j | 0.525+0.251j | 0.525+0.251j | 1.61+0.653j | 530.19 | 0 | 0 | 0 | 530.19 | 0 | 0 | 0 | 530.19 |  | no
und_3P_2ALURD |  | und_cond_3P_2ALURD | und_cond_3P_2ALURD | und_cond_3P_2ALURD |  |  | 2.125+0.49j | 0.384+0.067j | 0.384+0.067j | 0.384+0.067j | 2.125+0.49j | 0.384+0.067j | 0.384+0.067j | 0.384+0.067j | 2.125+0.49j | 401.498 | 0 | 0 | 0 | 401.498 | 0 | 0 | 0 | 401.498 |  | no
und_3P_4/0ALURD |  | und_cond_3P_4/0ALURD | und_cond_3P_4/0ALURD | und_cond_3P_4/0ALURD |  |  | 0.72+0.337j | 0.14+0.016j | 0.14+0.016j | 0.14+0.016j | 0.72+0.337j | 0.14+0.016j | 0.14+0.016j | 0.14+0.016j | 0.72+0.337j | 617.704 | 0 | 0 | 0 | 617.704 | 0 | 0 | 0 | 617.704 |  | no
und_3P_4CUURD_4CU(N) |  | und_cond_3P_4CUURD_4CU(N) | und_cond_3P_4CUURD_4CU(N) | und_cond_3P_4CUURD_4CU(N) |  |  | 2.079+0.602j | 0.395+0.15j | 0.395+0.15j | 0.395+0.15j | 2.079+0.602j | 0.395+0.15j | 0.395+0.15j | 0.395+0.15j | 2.079+0.602j | 318.933 | 0 | 0 | 0 | 318.933 | 0 | 0 | 0 | 318.933 |  | no
und_3P_350CUURD |  | und_cond_3P_350CUURD | und_cond_3P_350CUURD | und_cond_3P_350CUURD |  |  | 0.277+0.267j | 0.044+0.015j | 0.044+0.015j | 0.044+0.015j | 0.277+0.267j | 0.044+0.015j | 0.044+0.015j | 0.044+0.015j | 0.277+0.267j | 751.36 | 0 | 0 | 0 | 751.36 | 0 | 0 | 0 | 751.36 |  | no
und_TAPWIRE_UG |  | und_cond_TAPWIRE_UG | und_cond_TAPWIRE_UG | und_cond_TAPWIRE_UG |  |  | 0.001+0.001j | 0.0+0.0j | 0.0+0.0j | 0.0+0.0j | 0.001+0.001j | 0.0+0.0j | 0.0+0.0j | 0.0+0.0j | 0.001+0.001j | 0 | 0 | 0 | 0 | 0 | 0 | 0 | 0 | 0 |  | no

## load
data_type | static
owner_type | feeder
owner | 8100502
object | load
name | groupid | parent | bustype | phases | nominal_voltage | load_class | constant_power_A | constant_power_B | constant_power_C | constant_current_A | constant_current_B | constant_current_C | constant_impedance_A | constant_impedance_B | constant_impedance_C | base_power_A | base_power_B | base_power_C | power_pf_A | power_pf_B | power_pf_C | current_pf_A | current_pf_B | current_pf_C | impedance_pf_A | impedance_pf_B | impedance_pf_C | power_fraction_A | power_fraction_B | power_fraction_C | current_fraction_A | current_fraction_B | current_fraction_C | impedance_fraction_A | impedance_fraction_B | impedance_fraction_C | dcircuit | selected | monitored | monitored_fields | class_monitored_fields | played | played_fields | base_kw_A | base_kw_B | base_kw_C | kw_A | kw_B | kw_C | comments | critical_load | dem_resp_lb | dem_resp_ub | dem_resp_shortage_cost | dem_resp_surplus_cost | num_customers
load_220346862 |  | node_1379862_099_15295865_112 |  | ABCN | 0 | Residential | 66948+28519.729j | 66948+28519.729j | 66948+28519.729j | 0 | 0 | 0 | [24 empty] | 8100502 | no | no |  |  | no |  | 0 | 0 | 0 | 0 | 0 | 0 |  | 1 | 1 | 1 | 0 | 0 | 0
load_220346939 |  | node_1378631_88_15295076_725 |  | AN | 0 | Residential | 30420+12958.866j | 0 | 0 | 0 | 0 | 0 | [24 empty] | 8100502 | no | no |  |  | no |  | 0 | 0 | 0 | 0 | 0 | 0 |  | 1 | 1 | 1 | 0 | 0 | 0
load_220346940 |  | node_1378769_285_15294902_814 |  | AN | 0 | Residential | 112694.4+48007.613j | 0 | 0 | 0 | 0 | 0 | [24 empty] | 8100502 | no | no |  |  | no |  | 0 | 0 | 0 | 0 | 0 | 0 |  | 1 | 1 | 1 | 0 | 0 | 0
load_220346941 |  | node_1378898_741_15294742_086 |  | AN | 0 | Residential | 33444+14247.084j | 0 | 0 | 0 | 0 | 0 | [24 empty] | 8100502 | no | no |  |  | no |  | 0 | 0 | 0 | 0 | 0 | 0 |  | 1 | 1 | 1 | 0 | 0 | 0
load_220346942 |  | node_1379292_787_15294216_91 |  | AN | 0 | Residential | 76629.6+32644.073j | 0 | 0 | 0 | 0 | 0 | [24 empty] | 8100502 | no | no |  |  | no |  | 0 | 0 | 0 | 0 | 0 | 0 |  | 1 | 1 | 1 | 0 | 0 | 0
load_220346950 |  | node_1382282_653_15296974_886 |  | AN | 0 | NonResidential | 0 | 0 | 0 | 0 | 0 | 0 | [24 empty] | 8100502 | no | no |  |  | no |  | 0 | 0 | 0 | 0 | 0 | 0 |  | 1 | 1 | 1 | 0 | 0 | 0
load_220346951 |  | node_1382001_485_15296893_134 |  | AN | 0 | NonResidential | 316.8+134.956j | 0 | 0 | 0 | 0 | 0 | [24 empty] | 8100502 | no | no |  |  | no |  | 0 | 0 | 0 | 0 | 0 | 0 |  | 1 | 1 | 1 | 0 | 0 | 0
load_220346952 |  | node_1381684_66_15296869_683 |  | AN | 0 | Residential | 63640.8+27110.867j | 0 | 0 | 0 | 0 | 0 | [24 empty] | 8100502 | no | no |  |  | no |  | 0 | 0 | 0 | 0 | 0 | 0 |  | 1 | 1 | 1 | 0 | 0 | 0
load_220346954 |  | node_1381242_465_15296903_892 |  | AN | 0 | NonResidential | 21888+9324.249j | 0 | 0 | 0 | 0 | 0 | [24 empty] | 8100502 | no | no |  |  | no |  | 0 | 0 | 0 | 0 | 0 | 0 |  | 1 | 1 | 1 | 0 | 0 | 0
load_220346955 |  | node_1381014_802_15296820_99 |  | AN | 0 | Residential | 63662.4+27120.069j | 0 | 0 | 0 | 0 | 0 | [24 empty] | 8100502 | no | no |  |  | no |  | 0 | 0 | 0 | 0 | 0 | 0 |  | 1 | 1 | 1 | 0 | 0 | 0
load_220346960 |  | node_1379755_948_15296737_655 |  | AN | 0 | NonResidential | 3268.8+1392.503j | 0 | 0 | 0 | 0 | 0 | [24 empty] | 8100502 | no | no |  |  | no |  | 0 | 0 | 0 | 0 | 0 | 0 |  | 1 | 1 | 1 | 0 | 0 | 0
load_220346964 |  | node_1378836_5_15296810_113 |  | AN | 0 | NonResidential | 0 | 0 | 0 | 0 | 0 | 0 | [24 empty] | 8100502 | no | no |  |  | no |  | 0 | 0 | 0 | 0 | 0 | 0 |  | 1 | 1 | 1 | 0 | 0 | 0
load_220346965 |  | node_1378875_719_15296814_214 |  | BN | 0 | NonResidential | 0 | 0 | 0 | 0 | 0 | 0 | [24 empty] | 8100502 | no | no |  |  | no |  | 0 | 0 | 0 | 0 | 0 | 0 |  | 1 | 1 | 1 | 0 | 0 | 0
load_220346966 |  | node_1378855_926_15296815_629 |  | CN | 0 | NonResidential | 0 | 0 | 0 | 0 | 0 | 0 | [24 empty] | 8100502 | no | no |  |  | no |  | 0 | 0 | 0 | 0 | 0 | 0 |  | 1 | 1 | 1 | 0 | 0 | 0
load_220346967 |  | node_1378662_497_15296726_914 |  | AN | 0 | NonResidential | 5000+2129.991j | 0 | 0 | 0 | 0 | 0 | [24 empty] | 8100502 | no | no |  |  | no |  | 0 | 0 | 0 | 0 | 0 | 0 |  | 1 | 1 | 1 | 0 | 0 | 0
load_220346968 |  | node_1378482_537_15296656_933 |  | AN | 0 | Residential | 22896+9753.655j | 0 | 0 | 0 | 0 | 0 | [24 empty] | 8100502 | no | no |  |  | no |  | 0 | 0 | 0 | 0 | 0 | 0 |  | 1 | 1 | 1 | 0 | 0 | 0
load_220346969 |  | node_1378256_477_15296881_074 |  | AN | 0 | NonResidential | 6333.333+2697.989j | 0 | 0 | 0 | 0 | 0 | [24 empty] | 8100502 | no | no |  |  | no |  | 0 | 0 | 0 | 0 | 0 | 0 |  | 1 | 1 | 1 | 0 | 0 | 0
load_220346970 |  | node_1378258_521_15296854_608 |  | BN | 0 | NonResidential | 0 | 6333.333+2697.989j | 0 | 0 | 0 | 0 | [24 empty] | 8100502 | no | no |  |  | no |  | 0 | 0 | 0 | 0 | 0 | 0 |  | 1 | 1 | 1 | 0 | 0 | 0
load_220346971 |  | node_1378259_607_15296907_396 |  | CN | 0 | NonResidential | 0 | 0 | 6333.333+2697.989j | 0 | 0 | 0 | [24 empty] | 8100502 | no | no |  |  | no |  | 0 | 0 | 0 | 0 | 0 | 0 |  | 1 | 1 | 1 | 0 | 0 | 0
load_220346972 |  | node_1377875_757_15296517_241 |  | AN | 0 | NonResidential | 6000+2555.989j | 0 | 0 | 0 | 0 | 0 | [24 empty] | 8100502 | no | no |  |  | no |  | 0 | 0 | 0 | 0 | 0 | 0 |  | 1 | 1 | 1 | 0 | 0 | 0
load_220346973 |  | node_1377893_996_15296527_855 |  | AN | 0 | Residential | 15750+6709.472j | 0 | 0 | 0 | 0 | 0 | [24 empty] | 8100502 | no | no |  |  | no |  | 0 | 0 | 0 | 0 | 0 | 0 |  | 1 | 1 | 1 | 0 | 0 | 0
load_220346974 |  | node_1382619_629_15296967_874 |  | AN | 0 | Residential | 62172+26485.161j | 0 | 0 | 0 | 0 | 0 | [24 empty] | 8100502 | no | no |  |  | no |  | 0 | 0 | 0 | 0 | 0 | 0 |  | 1 | 1 | 1 | 0 | 0 | 0
load_220346975 |  | node_1381831_099_15297223_842 |  | AN | 0 | Residential | 102211.2+43541.789j | 0 | 0 | 0 | 0 | 0 | [24 empty] | 8100502 | no | no |  |  | no |  | 0 | 0 | 0 | 0 | 0 | 0 |  | 1 | 1 | 1 | 0 | 0 | 0
load_220346979 |  | node_1382505_15_15297213_462 |  | AN | 0 | NonResidential | 0 | 0 | 0 | 0 | 0 | 0 | [24 empty] | 8100502 | no | no |  |  | no |  | 0 | 0 | 0 | 0 | 0 | 0 |  | 1 | 1 | 1 | 0 | 0 | 0
load_220346980 |  | node_1382077_352_15297245_103 |  | AN | 0 | NonResidential | 8560.8+3646.886j | 0 | 0 | 0 | 0 | 0 | [24 empty] | 8100502 | no | no |  |  | no |  | 0 | 0 | 0 | 0 | 0 | 0 |  | 1 | 1 | 1 | 0 | 0 | 0
load_220346983 |  | node_1378693_275_15296358_857 |  | AN | 0 | Residential | 48823.2+20798.596j | 0 | 0 | 0 | 0 | 0 | [24 empty] | 8100502 | no | no |  |  | no |  | 0 | 0 | 0 | 0 | 0 | 0 |  | 1 | 1 | 1 | 0 | 0 | 0
load_220346984 |  | node_1377507_903_15296174_966 |  | AN | 0 | Residential | 99540+42403.862j | 0 | 0 | 0 | 0 | 0 | [24 empty] | 8100502 | no | no |  |  | no |  | 0 | 0 | 0 | 0 | 0 | 0 |  | 1 | 1 | 1 | 0 | 0 | 0
load_220346985 |  | node_1377956_816_15296345_781 |  | AN | 0 | Residential | 61862.4+26353.272j | 0 | 0 | 0 | 0 | 0 | [24 empty] | 8100502 | no | no |  |  | no |  | 0 | 0 | 0 | 0 | 0 | 0 |  | 1 | 1 | 1 | 0 | 0 | 0
load_220346986 |  | node_1377893_569_15296006_387 |  | AN | 0 | NonResidential | 9000+3833.984j | 0 | 0 | 0 | 0 | 0 | [24 empty] | 8100502 | no | no |  |  | no |  | 0 | 0 | 0 | 0 | 0 | 0 |  | 1 | 1 | 1 | 0 | 0 | 0
load_220346987 |  | node_1377933_531_15295733_064 |  | AN | 0 | Residential | 61329.6+26126.3j | 0 | 0 | 0 | 0 | 0 | [24 empty] | 8100502 | no | no |  |  | no |  | 0 | 0 | 0 | 0 | 0 | 0 |  | 1 | 1 | 1 | 0 | 0 | 0
load_220346988 |  | node_1377693_502_15295683_28 |  | AN | 0 | Residential | 137196+58445.251j | 0 | 0 | 0 | 0 | 0 | [24 empty] | 8100502 | no | no |  |  | no |  | 0 | 0 | 0 | 0 | 0 | 0 |  | 1 | 1 | 1 | 0 | 0 | 0
load_220346995 |  | node_1381677_166_15296009_122 |  | AN | 0 | NonResidential | 2512.8+1070.448j | 0 | 0 | 0 | 0 | 0 | [24 empty] | 8100502 | no | no |  |  | no |  | 0 | 0 | 0 | 0 | 0 | 0 |  | 1 | 1 | 1 | 0 | 0 | 0
load_220346996 |  | node_1381235_069_15295947_524 |  | AN | 0 | NonResidential | 1281.6+545.959j | 0 | 0 | 0 | 0 | 0 | [24 empty] | 8100502 | no | no |  |  | no |  | 0 | 0 | 0 | 0 | 0 | 0 |  | 1 | 1 | 1 | 0 | 0 | 0
load_220346997 |  | node_1380922_337_15295883_991 |  | AN | 0 | Residential | 19447.2+8284.473j | 0 | 0 | 0 | 0 | 0 | [24 empty] | 8100502 | no | no |  |  | no |  | 0 | 0 | 0 | 0 | 0 | 0 |  | 1 | 1 | 1 | 0 | 0 | 0
load_220346998 |  | node_1380483_987_15295878_732 |  | AN | 0 | NonResidential | 1843.2+785.2j | 0 | 0 | 0 | 0 | 0 | [24 empty] | 8100502 | no | no |  |  | no |  | 0 | 0 | 0 | 0 | 0 | 0 |  | 1 | 1 | 1 | 0 | 0 | 0
load_220346999 |  | node_1380217_18_15295822_263 |  | AN | 0 | Residential | 70315.2+29954.15j | 0 | 0 | 0 | 0 | 0 | [24 empty] | 8100502 | no | no |  |  | no |  | 0 | 0 | 0 | 0 | 0 | 0 |  | 1 | 1 | 1 | 0 | 0 | 0
load_220347000 |  | node_1379495_579_15295760_812 |  | AN | 0 | NonResidential | 8666.667+3691.985j | 0 | 0 | 0 | 0 | 0 | [24 empty] | 8100502 | no | no |  |  | no |  | 0 | 0 | 0 | 0 | 0 | 0 |  | 1 | 1 | 1 | 0 | 0 | 0
load_220347001 |  | node_1379476_458_15295753_582 |  | BN | 0 | NonResidential | 0 | 8666.667+3691.985j | 0 | 0 | 0 | 0 | [24 empty] | 8100502 | no | no |  |  | no |  | 0 | 0 | 0 | 0 | 0 | 0 |  | 1 | 1 | 1 | 0 | 0 | 0
load_220347002 |  | node_1379515_408_15295761_162 |  | CN | 0 | Residential | 0 | 0 | 19665.6+8377.511j | 0 | 0 | 0 | [24 empty] | 8100502 | no | no |  |  | no |  | 0 | 0 | 0 | 0 | 0 | 0 |  | 1 | 1 | 1 | 0 | 0 | 0
load_220347003 |  | node_1379086_603_15295573_917 |  | AN | 0 | Residential | 84960+36192.808j | 0 | 0 | 0 | 0 | 0 | [24 empty] | 8100502 | no | no |  |  | no |  | 0 | 0 | 0 | 0 | 0 | 0 |  | 1 | 1 | 1 | 0 | 0 | 0
load_220347004 |  | node_1379000_207_15296184_13 |  | AN | 0 | NonResidential | 597.6+254.577j | 0 | 0 | 0 | 0 | 0 | [24 empty] | 8100502 | no | no |  |  | no |  | 0 | 0 | 0 | 0 | 0 | 0 |  | 1 | 1 | 1 | 0 | 0 | 0
load_220347009 |  | node_1379589_008_15296516_02 |  | AN | 0 | Residential | 99309.6+42305.712j | 0 | 0 | 0 | 0 | 0 | [24 empty] | 8100502 | no | no |  |  | no |  | 0 | 0 | 0 | 0 | 0 | 0 |  | 1 | 1 | 1 | 0 | 0 | 0
load_220347010 |  | node_1380419_344_15296216_02 |  | AN | 0 | Residential | 91022.4+38775.38j | 0 | 0 | 0 | 0 | 0 | [24 empty] | 8100502 | no | no |  |  | no |  | 0 | 0 | 0 | 0 | 0 | 0 |  | 1 | 1 | 1 | 0 | 0 | 0
load_220347011 |  | node_1380392_342_15297197_337 |  | AN | 0 | NonResidential | 0 | 0 | 0 | 0 | 0 | 0 | [24 empty] | 8100502 | no | no |  |  | no |  | 0 | 0 | 0 | 0 | 0 | 0 |  | 1 | 1 | 1 | 0 | 0 | 0
load_220347012 |  | node_1380396_191_15297171_251 |  | BN | 0 | NonResidential | 0 | 0 | 0 | 0 | 0 | 0 | [24 empty] | 8100502 | no | no |  |  | no |  | 0 | 0 | 0 | 0 | 0 | 0 |  | 1 | 1 | 1 | 0 | 0 | 0
load_220347013 |  | node_1380393_658_15297223_917 |  | CN | 0 | NonResidential | 0 | 0 | 0 | 0 | 0 | 0 | [24 empty] | 8100502 | no | no |  |  | no |  | 0 | 0 | 0 | 0 | 0 | 0 |  | 1 | 1 | 1 | 0 | 0 | 0
load_220347018 |  | node_1380610_286_15297129_37 |  | AN | 0 | Residential | 44344.8+18890.806j | 0 | 0 | 0 | 0 | 0 | [24 empty] | 8100502 | no | no |  |  | no |  | 0 | 0 | 0 | 0 | 0 | 0 |  | 1 | 1 | 1 | 0 | 0 | 0
load_220347019 |  | node_1380609_462_15297150_179 |  | BN | 0 | NonResidential | 0 | 8333.333+3549.985j | 0 | 0 | 0 | 0 | [24 empty] | 8100502 | no | no |  |  | no |  | 0 | 0 | 0 | 0 | 0 | 0 |  | 1 | 1 | 1 | 0 | 0 | 0
load_220347020 |  | node_1380611_633_15297112_575 |  | CN | 0 | Residential | 0 | 0 | 44344.8+18890.806j | 0 | 0 | 0 | [24 empty] | 8100502 | no | no |  |  | no |  | 0 | 0 | 0 | 0 | 0 | 0 |  | 1 | 1 | 1 | 0 | 0 | 0
load_220347021 |  | node_1380627_063_15296993_291 |  | AN | 0 | Residential | 76723.2+32683.946j | 0 | 0 | 0 | 0 | 0 | [24 empty] | 8100502 | no | no |  |  | no |  | 0 | 0 | 0 | 0 | 0 | 0 |  | 1 | 1 | 1 | 0 | 0 | 0
load_220347023 |  | node_1380676_003_15296127_079 |  | AN | 0 | Residential | 65872.8+28061.695j | 0 | 0 | 0 | 0 | 0 | [24 empty] | 8100502 | no | no |  |  | no |  | 0 | 0 | 0 | 0 | 0 | 0 |  | 1 | 1 | 1 | 0 | 0 | 0
load_220347025 |  | node_1380951_197_15296707_289 |  | AN | 0 | NonResidential | 6696+2852.484j | 0 | 0 | 0 | 0 | 0 | [24 empty] | 8100502 | no | no |  |  | no |  | 0 | 0 | 0 | 0 | 0 | 0 |  | 1 | 1 | 1 | 0 | 0 | 0
load_220347026 |  | node_1380981_921_15296309_524 |  | AN | 0 | Residential | 42372+18050.396j | 0 | 0 | 0 | 0 | 0 | [24 empty] | 8100502 | no | no |  |  | no |  | 0 | 0 | 0 | 0 | 0 | 0 |  | 1 | 1 | 1 | 0 | 0 | 0
load_220347027 |  | node_1380998_754_15296189_212 |  | AN | 0 | Residential | 27640.8+11774.931j | 0 | 0 | 0 | 0 | 0 | [24 empty] | 8100502 | no | no |  |  | no |  | 0 | 0 | 0 | 0 | 0 | 0 |  | 1 | 1 | 1 | 0 | 0 | 0
load_220347032 |  | node_1381517_813_15297014_069 |  | AN | 0 | Residential | 24631.2+10492.847j | 0 | 0 | 0 | 0 | 0 | [24 empty] | 8100502 | no | no |  |  | no |  | 0 | 0 | 0 | 0 | 0 | 0 |  | 1 | 1 | 1 | 0 | 0 | 0
load_220347033 |  | node_1381489_791_15296522_202 |  | AN | 0 | Residential | 103514.4+44096.95j | 0 | 0 | 0 | 0 | 0 | [24 empty] | 8100502 | no | no |  |  | no |  | 0 | 0 | 0 | 0 | 0 | 0 |  | 1 | 1 | 1 | 0 | 0 | 0
load_220347047 |  | node_1381806_961_15296402_572 |  | AN | 0 | NonResidential | 6228+2653.117j | 0 | 0 | 0 | 0 | 0 | [24 empty] | 8100502 | no | no |  |  | no |  | 0 | 0 | 0 | 0 | 0 | 0 |  | 1 | 1 | 1 | 0 | 0 | 0
load_220347054 |  | node_1382077_394_15296589_686 |  | AN | 0 | NonResidential | 4000+1703.993j | 0 | 0 | 0 | 0 | 0 | [24 empty] | 8100502 | no | no |  |  | no |  | 0 | 0 | 0 | 0 | 0 | 0 |  | 1 | 1 | 1 | 0 | 0 | 0
load_220347055 |  | node_1382279_096_15296601_777 |  | AN | 0 | Residential | 130233.6+55479.281j | 0 | 0 | 0 | 0 | 0 | [24 empty] | 8100502 | no | no |  |  | no |  | 0 | 0 | 0 | 0 | 0 | 0 |  | 1 | 1 | 1 | 0 | 0 | 0
load_220347056 |  | node_1382291_043_15296424_634 |  | AN | 0 | NonResidential | 15000+6389.973j | 0 | 0 | 0 | 0 | 0 | [24 empty] | 8100502 | no | no |  |  | no |  | 0 | 0 | 0 | 0 | 0 | 0 |  | 1 | 1 | 1 | 0 | 0 | 0
load_220347063 |  | node_1378613_071_15294495_992 |  | AN | 0 | Residential | 69292.8+29518.609j | 0 | 0 | 0 | 0 | 0 | [24 empty] | 8100502 | no | no |  |  | no |  | 0 | 0 | 0 | 0 | 0 | 0 |  | 1 | 1 | 1 | 0 | 0 | 0
load_220347064 |  | node_1378881_439_15294199_556 |  | AN | 0 | Residential | 125690.4+53543.886j | 0 | 0 | 0 | 0 | 0 | [24 empty] | 8100502 | no | no |  |  | no |  | 0 | 0 | 0 | 0 | 0 | 0 |  | 1 | 1 | 1 | 0 | 0 | 0
load_220347065 |  | node_1378674_669_15294086_231 |  | AN | 0 | Residential | 29145.6+12415.974j | 0 | 0 | 0 | 0 | 0 | [24 empty] | 8100502 | no | no |  |  | no |  | 0 | 0 | 0 | 0 | 0 | 0 |  | 1 | 1 | 1 | 0 | 0 | 0
load_220347086 |  | node_1379937_773_15295499_423 |  | AN | 0 | Residential | 132768+56558.931j | 0 | 0 | 0 | 0 | 0 | [24 empty] | 8100502 | no | no |  |  | no |  | 0 | 0 | 0 | 0 | 0 | 0 |  | 1 | 1 | 1 | 0 | 0 | 0
load_220347090 |  | node_1379722_469_15295423_992 |  | AN | 0 | NonResidential | 13000+5537.977j | 0 | 0 | 0 | 0 | 0 | [24 empty] | 8100502 | no | no |  |  | no |  | 0 | 0 | 0 | 0 | 0 | 0 |  | 1 | 1 | 1 | 0 | 0 | 0
load_220347091 |  | node_1379774_043_15295053_17 |  | AN | 0 | Residential | 60408+25733.7j | 0 | 0 | 0 | 0 | 0 | [24 empty] | 8100502 | no | no |  |  | no |  | 0 | 0 | 0 | 0 | 0 | 0 |  | 1 | 1 | 1 | 0 | 0 | 0
load_220347093 |  | node_1379385_832_15295085_363 |  | AN | 0 | NonResidential | 604.8+257.644j | 0 | 0 | 0 | 0 | 0 | [24 empty] | 8100502 | no | no |  |  | no |  | 0 | 0 | 0 | 0 | 0 | 0 |  | 1 | 1 | 1 | 0 | 0 | 0
load_220347095 |  | node_1379200_213_15294863_499 |  | AN | 0 | Residential | 104695.2+44599.968j | 0 | 0 | 0 | 0 | 0 | [24 empty] | 8100502 | no | no |  |  | no |  | 0 | 0 | 0 | 0 | 0 | 0 |  | 1 | 1 | 1 | 0 | 0 | 0
load_220347104 |  | node_1379904_745_15294354_928 |  | AN | 0 | Residential | 70617.6+30082.972j | 0 | 0 | 0 | 0 | 0 | [24 empty] | 8100502 | no | no |  |  | no |  | 0 | 0 | 0 | 0 | 0 | 0 |  | 1 | 1 | 1 | 0 | 0 | 0
load_220347105 |  | node_1379609_586_15294374_593 |  | AN | 0 | Residential | 84996+36208.144j | 0 | 0 | 0 | 0 | 0 | [24 empty] | 8100502 | no | no |  |  | no |  | 0 | 0 | 0 | 0 | 0 | 0 |  | 1 | 1 | 1 | 0 | 0 | 0
load_220347106 |  | node_1379479_544_15294431_875 |  | AN | 0 | NonResidential | 10000+4259.982j | 0 | 0 | 0 | 0 | 0 | [24 empty] | 8100502 | no | no |  |  | no |  | 0 | 0 | 0 | 0 | 0 | 0 |  | 1 | 1 | 1 | 0 | 0 | 0
load_220347107 |  | node_1379460_625_15294423_724 |  | AN | 0 | NonResidential | 10000+4259.982j | 0 | 0 | 0 | 0 | 0 | [24 empty] | 8100502 | no | no |  |  | no |  | 0 | 0 | 0 | 0 | 0 | 0 |  | 1 | 1 | 1 | 0 | 0 | 0
load_220347139 |  | node_1379835_709_15296214_901 |  | AN | 0 | NonResidential | 1000+425.998j | 0 | 0 | 0 | 0 | 0 | [24 empty] | 8100502 | no | no |  |  | no |  | 0 | 0 | 0 | 0 | 0 | 0 |  | 1 | 1 | 1 | 0 | 0 | 0
load_220347458 |  | node_1378420_092_15295087_603 |  | AN | 0 | Residential | 6487.2+2763.536j | 0 | 0 | 0 | 0 | 0 | [24 empty] | 8100502 | no | no |  |  | no |  | 0 | 0 | 0 | 0 | 0 | 0 |  | 1 | 1 | 1 | 0 | 0 | 0
load_220347586 |  | node_1377235_698_15295906_392 |  | AN | 0 | Residential | 76953.6+32782.096j | 0 | 0 | 0 | 0 | 0 | [24 empty] | 8100502 | no | no |  |  | no |  | 0 | 0 | 0 | 0 | 0 | 0 |  | 1 | 1 | 1 | 0 | 0 | 0
load_220350204 |  | node_1375770_758_15296038_569 |  | AN | 0 | NonResidential | 0 | 0 | 0 | 0 | 0 | 0 | [24 empty] | 8100502 | no | no |  |  | no |  | 0 | 0 | 0 | 0 | 0 | 0 |  | 1 | 1 | 1 | 0 | 0 | 0
load_220350205 |  | node_1375767_982_15296030_728 |  | BN | 0 | NonResidential | 0 | 0 | 0 | 0 | 0 | 0 | [24 empty] | 8100502 | no | no |  |  | no |  | 0 | 0 | 0 | 0 | 0 | 0 |  | 1 | 1 | 1 | 0 | 0 | 0
load_220350206 |  | node_1375775_022_15296045_734 |  | CN | 0 | NonResidential | 0 | 0 | 0 | 0 | 0 | 0 | [24 empty] | 8100502 | no | no |  |  | no |  | 0 | 0 | 0 | 0 | 0 | 0 |  | 1 | 1 | 1 | 0 | 0 | 0
load_220350207 |  | node_1375760_907_15296122_571 |  | AN | 0 | Residential | 388.8+165.628j | 0 | 0 | 0 | 0 | 0 | [24 empty] | 8100502 | no | no |  |  | no |  | 0 | 0 | 0 | 0 | 0 | 0 |  | 1 | 1 | 1 | 0 | 0 | 0
load_220431813 |  | node_1375328_227_15296247_872 |  | AN | 0 | NonResidential | 74666.667+31807.867j | 0 | 0 | 0 | 0 | 0 | [24 empty] | 8100502 | no | no |  |  | no |  | 0 | 0 | 0 | 0 | 0 | 0 |  | 1 | 1 | 1 | 0 | 0 | 0
load_220431814 |  | node_1375346_974_15296261_529 |  | BN | 0 | NonResidential | 0 | 74666.667+31807.867j | 0 | 0 | 0 | 0 | [24 empty] | 8100502 | no | no |  |  | no |  | 0 | 0 | 0 | 0 | 0 | 0 |  | 1 | 1 | 1 | 0 | 0 | 0
load_220431815 |  | node_1375365_3_15296283_512 |  | CN | 0 | NonResidential | 0 | 0 | 74666.667+31807.867j | 0 | 0 | 0 | [24 empty] | 8100502 | no | no |  |  | no |  | 0 | 0 | 0 | 0 | 0 | 0 |  | 1 | 1 | 1 | 0 | 0 | 0
load_220432434 |  | node_1380515_495_15295761_443 |  | AN | 0 | NonResidential | 0 | 0 | 0 | 0 | 0 | 0 | [24 empty] | 8100502 | no | no |  |  | no |  | 0 | 0 | 0 | 0 | 0 | 0 |  | 1 | 1 | 1 | 0 | 0 | 0
load_220439486 |  | node_1377988_883_15296788_865 |  | AN | 0 | NonResidential | 10000+4259.982j | 0 | 0 | 0 | 0 | 0 | [24 empty] | 8100502 | no | no |  |  | no |  | 0 | 0 | 0 | 0 | 0 | 0 |  | 1 | 1 | 1 | 0 | 0 | 0
load_220467354 |  | node_1378195_043_15295817_489 |  | AN | 0 | NonResidential | 6000+2555.989j | 0 | 0 | 0 | 0 | 0 | [24 empty] | 8100502 | no | no |  |  | no |  | 0 | 0 | 0 | 0 | 0 | 0 |  | 1 | 1 | 1 | 0 | 0 | 0
load_220499096 |  | node_1379905_099_15294711_94 |  | AN | 0 | NonResidential | 0 | 0 | 0 | 0 | 0 | 0 | [24 empty] | 8100502 | no | no |  |  | no |  | 0 | 0 | 0 | 0 | 0 | 0 |  | 1 | 1 | 1 | 0 | 0 | 0
load_220500149 |  | node_1377920_632_15295147_08 |  | AN | 0 | Residential | 7435.2+3167.382j | 0 | 0 | 0 | 0 | 0 | [24 empty] | 8100502 | no | no |  |  | no |  | 0 | 0 | 0 | 0 | 0 | 0 |  | 1 | 1 | 1 | 0 | 0 | 0
load_220500165 |  | node_1377902_948_15295158_967 |  | BN | 0 | Residential | 0 | 7435.2+3167.382j | 0 | 0 | 0 | 0 | [24 empty] | 8100502 | no | no |  |  | no |  | 0 | 0 | 0 | 0 | 0 | 0 |  | 1 | 1 | 1 | 0 | 0 | 0
load_220500166 |  | node_1377935_391_15295129_43 |  | CN | 0 | Residential | 0 | 0 | 7435.2+3167.382j | 0 | 0 | 0 | [24 empty] | 8100502 | no | no |  |  | no |  | 0 | 0 | 0 | 0 | 0 | 0 |  | 1 | 1 | 1 | 0 | 0 | 0
load_220511222 |  | node_1378919_41_15296649_82 |  | AN | 0 | NonResidential | 0 | 0 | 0 | 0 | 0 | 0 | [24 empty] | 8100502 | no | no |  |  | no |  | 0 | 0 | 0 | 0 | 0 | 0 |  | 1 | 1 | 1 | 0 | 0 | 0
load_220511223 |  | node_1378924_352_15296624_078 |  | BN | 0 | NonResidential | 0 | 0 | 0 | 0 | 0 | 0 | [24 empty] | 8100502 | no | no |  |  | no |  | 0 | 0 | 0 | 0 | 0 | 0 |  | 1 | 1 | 1 | 0 | 0 | 0
load_220511224 |  | node_1378919_605_15296676_448 |  | CN | 0 | NonResidential | 0 | 0 | 0 | 0 | 0 | 0 | [24 empty] | 8100502 | no | no |  |  | no |  | 0 | 0 | 0 | 0 | 0 | 0 |  | 1 | 1 | 1 | 0 | 0 | 0
load_220518328 |  | node_1378418_213_15295034_847 |  | BN | 0 | Residential | 0 | 6487.2+2763.536j | 0 | 0 | 0 | 0 | [24 empty] | 8100502 | no | no |  |  | no |  | 0 | 0 | 0 | 0 | 0 | 0 |  | 1 | 1 | 1 | 0 | 0 | 0
load_220522816 |  | node_1377336_225_15296480_199 |  | AN | 0 | Residential | 77882.4+33177.763j | 0 | 0 | 0 | 0 | 0 | [24 empty] | 8100502 | no | no |  |  | no |  | 0 | 0 | 0 | 0 | 0 | 0 |  | 1 | 1 | 1 | 0 | 0 | 0
load_220522817 |  | node_1377752_168_15296560_852 |  | AN | 0 | Residential | 58024.8+24718.461j | 0 | 0 | 0 | 0 | 0 | [24 empty] | 8100502 | no | no |  |  | no |  | 0 | 0 | 0 | 0 | 0 | 0 |  | 1 | 1 | 1 | 0 | 0 | 0
load_220522840 |  | node_1379063_701_15295273_906 |  | AN | 0 | Residential | 56246.4+23960.866j | 0 | 0 | 0 | 0 | 0 | [24 empty] | 8100502 | no | no |  |  | no |  | 0 | 0 | 0 | 0 | 0 | 0 |  | 1 | 1 | 1 | 0 | 0 | 0
load_220530078 |  | node_1378527_296_15297000_699 |  | ABCN | 0 | NonResidential | 0 | 0 | 0 | 0 | 0 | 0 | [24 empty] | 8100502 | no | no |  |  | no |  | 0 | 0 | 0 | 0 | 0 | 0 |  | 1 | 1 | 1 | 0 | 0 | 0
load_220531845 |  | node_1381067_082_15296596_249 |  | ABCN | 0 | NonResidential | 35000+14909.938j | 35000+14909.938j | 35000+14909.938j | 0 | 0 | 0 | [24 empty] | 8100502 | no | no |  |  | no |  | 0 | 0 | 0 | 0 | 0 | 0 |  | 1 | 1 | 1 | 0 | 0 | 0
load_220543320 |  | node_1380510_023_15296722_043 |  | AN | 0 | Residential | 260618.4+111022.973j | 0 | 0 | 0 | 0 | 0 | [24 empty] | 8100502 | no | no |  |  | no |  | 0 | 0 | 0 | 0 | 0 | 0 |  | 1 | 1 | 1 | 0 | 0 | 0
load_220543323 |  | node_1380529_29_15296728_51 |  | AN | 0 | Residential | 260618.4+111022.973j | 0 | 0 | 0 | 0 | 0 | [24 empty] | 8100502 | no | no |  |  | no |  | 0 | 0 | 0 | 0 | 0 | 0 |  | 1 | 1 | 1 | 0 | 0 | 0
load_220543548 |  | node_1379278_637_15296201_327 |  | AN | 0 | Residential | 106826.4+45507.856j | 0 | 0 | 0 | 0 | 0 | [24 empty] | 8100502 | no | no |  |  | no |  | 0 | 0 | 0 | 0 | 0 | 0 |  | 1 | 1 | 1 | 0 | 0 | 0
load_220544103 |  | node_1378141_781_15294517_784 |  | AN | 0 | Residential | 47692.8+20317.048j | 0 | 0 | 0 | 0 | 0 | [24 empty] | 8100502 | no | no |  |  | no |  | 0 | 0 | 0 | 0 | 0 | 0 |  | 1 | 1 | 1 | 0 | 0 | 0
load_220565080 |  | node_1380716_631_15296701_788 |  | AN | 0 | Residential | 2894.4+1233.009j | 0 | 0 | 0 | 0 | 0 | [24 empty] | 8100502 | no | no |  |  | no |  | 0 | 0 | 0 | 0 | 0 | 0 |  | 1 | 1 | 1 | 0 | 0 | 0
load_220576014 |  | node_1379255_935_15296572_431 |  | AN | 0 | Residential | 41133.6+17522.84j | 0 | 0 | 0 | 0 | 0 | [24 empty] | 8100502 | no | no |  |  | no |  | 0 | 0 | 0 | 0 | 0 | 0 |  | 1 | 1 | 1 | 0 | 0 | 0
load_220576015 |  | node_1379203_97_15296646_969 |  | AN | 0 | NonResidential | 0 | 0 | 0 | 0 | 0 | 0 | [24 empty] | 8100502 | no | no |  |  | no |  | 0 | 0 | 0 | 0 | 0 | 0 |  | 1 | 1 | 1 | 0 | 0 | 0
load_220576016 |  | node_1379207_635_15296620_834 |  | BN | 0 | NonResidential | 0 | 0 | 0 | 0 | 0 | 0 | [24 empty] | 8100502 | no | no |  |  | no |  | 0 | 0 | 0 | 0 | 0 | 0 |  | 1 | 1 | 1 | 0 | 0 | 0
load_220576017 |  | node_1379205_474_15296673_533 |  | CN | 0 | NonResidential | 0 | 0 | 0 | 0 | 0 | 0 | [24 empty] | 8100502 | no | no |  |  | no |  | 0 | 0 | 0 | 0 | 0 | 0 |  | 1 | 1 | 1 | 0 | 0 | 0
load_220596744 |  | node_1380154_274_15296774_86 |  | AN | 0 | Residential | 206035.2+87770.628j | 0 | 0 | 0 | 0 | 0 | [24 empty] | 8100502 | no | no |  |  | no |  | 0 | 0 | 0 | 0 | 0 | 0 |  | 1 | 1 | 1 | 0 | 0 | 0
load_220638923 |  | node_1378087_768_15294168_268 |  | AN | 0 | Residential | 48636+20718.849j | 0 | 0 | 0 | 0 | 0 | [24 empty] | 8100502 | no | no |  |  | no |  | 0 | 0 | 0 | 0 | 0 | 0 |  | 1 | 1 | 1 | 0 | 0 | 0
load_220647777 |  | node_1377697_542_15295063_191 |  | AN | 0 | Residential | 13708.8+5839.924j | 0 | 0 | 0 | 0 | 0 | [24 empty] | 8100502 | no | no |  |  | no |  | 0 | 0 | 0 | 0 | 0 | 0 |  | 1 | 1 | 1 | 0 | 0 | 0
load_220647787 |  | node_1378808_472_15295525_747 |  | AN | 0 | Residential | 27136.8+11560.228j | 0 | 0 | 0 | 0 | 0 | [24 empty] | 8100502 | no | no |  |  | no |  | 0 | 0 | 0 | 0 | 0 | 0 |  | 1 | 1 | 1 | 0 | 0 | 0
load_220647878 |  | node_1378113_577_15296144_342 |  | AN | 0 | NonResidential | 0 | 0 | 0 | 0 | 0 | 0 | [24 empty] | 8100502 | no | no |  |  | no |  | 0 | 0 | 0 | 0 | 0 | 0 |  | 1 | 1 | 1 | 0 | 0 | 0
load_220647966 |  | node_1378695_726_15296252_654 |  | AN | 0 | Residential | 109396.8+46602.842j | 0 | 0 | 0 | 0 | 0 | [24 empty] | 8100502 | no | no |  |  | no |  | 0 | 0 | 0 | 0 | 0 | 0 |  | 1 | 1 | 1 | 0 | 0 | 0
load_220647975 |  | node_1378714_792_15295965_862 |  | AN | 0 | NonResidential | 12736.8+5425.854j | 0 | 0 | 0 | 0 | 0 | [24 empty] | 8100502 | no | no |  |  | no |  | 0 | 0 | 0 | 0 | 0 | 0 |  | 1 | 1 | 1 | 0 | 0 | 0
load_220650237 |  | node_1378421_738_15295061_082 |  | CN | 0 | Residential | 0 | 0 | 6487.2+2763.536j | 0 | 0 | 0 | [24 empty] | 8100502 | no | no |  |  | no |  | 0 | 0 | 0 | 0 | 0 | 0 |  | 1 | 1 | 1 | 0 | 0 | 0
load_220650389 |  | node_1380104_38_15295800_296 |  | AN | 0 | NonResidential | 0 | 0 | 0 | 0 | 0 | 0 | [24 empty] | 8100502 | no | no |  |  | no |  | 0 | 0 | 0 | 0 | 0 | 0 |  | 1 | 1 | 1 | 0 | 0 | 0
load_220650399 |  | node_1380093_011_15295798_3 |  | AN | 0 | NonResidential | 0 | 0 | 0 | 0 | 0 | 0 | [24 empty] | 8100502 | no | no |  |  | no |  | 0 | 0 | 0 | 0 | 0 | 0 |  | 1 | 1 | 1 | 0 | 0 | 0
load_220653487 |  | node_1379698_219_15295724_093 |  | AN | 0 | Residential | 19954.8+8500.709j | 0 | 0 | 0 | 0 | 0 | [24 empty] | 8100502 | no | no |  |  | no |  | 0 | 0 | 0 | 0 | 0 | 0 |  | 1 | 1 | 1 | 0 | 0 | 0
load_220653498 |  | node_1379697_632_15295750_703 |  | AN | 0 | Residential | 19954.8+8500.709j | 0 | 0 | 0 | 0 | 0 | [24 empty] | 8100502 | no | no |  |  | no |  | 0 | 0 | 0 | 0 | 0 | 0 |  | 1 | 1 | 1 | 0 | 0 | 0
load_310040685 |  | node_1380672_327_15296476_234 |  | AN | 0 | Residential | 96328.8+41035.897j | 0 | 0 | 0 | 0 | 0 | [24 empty] | 8100502 | no | no |  |  | no |  | 0 | 0 | 0 | 0 | 0 | 0 |  | 1 | 1 | 1 | 0 | 0 | 0
load_310040701 |  | node_1378083_625_15294888_593 |  | AN | 0 | Residential | 60235.2+25660.088j | 0 | 0 | 0 | 0 | 0 | [24 empty] | 8100502 | no | no |  |  | no |  | 0 | 0 | 0 | 0 | 0 | 0 |  | 1 | 1 | 1 | 0 | 0 | 0
load_311894227 |  | node_1378386_342_15296060_066 |  | AN | 0 | NonResidential | 27333.333+11643.951j | 0 | 0 | 0 | 0 | 0 | [24 empty] | 8100502 | no | no |  |  | no |  | 0 | 0 | 0 | 0 | 0 | 0 |  | 1 | 1 | 1 | 0 | 0 | 0
load_311894229 |  | node_1378402_39_15296052_083 |  | BN | 0 | NonResidential | 0 | 27333.333+11643.951j | 0 | 0 | 0 | 0 | [24 empty] | 8100502 | no | no |  |  | no |  | 0 | 0 | 0 | 0 | 0 | 0 |  | 1 | 1 | 1 | 0 | 0 | 0
load_311894231 |  | node_1378421_704_15296047_529 |  | CN | 0 | NonResidential | 0 | 0 | 27333.333+11643.951j | 0 | 0 | 0 | [24 empty] | 8100502 | no | no |  |  | no |  | 0 | 0 | 0 | 0 | 0 | 0 |  | 1 | 1 | 1 | 0 | 0 | 0
load_311909656 |  | node_1378890_991_15296735_958 |  | AN | 0 | NonResidential | 23000+9797.959j | 0 | 0 | 0 | 0 | 0 | [24 empty] | 8100502 | no | no |  |  | no |  | 0 | 0 | 0 | 0 | 0 | 0 |  | 1 | 1 | 1 | 0 | 0 | 0
load_311997745 |  | node_1380682_561_15297133_082 |  | ABCN | 0 | NonResidential | 0 | 0 | 0 | 0 | 0 | 0 | [24 empty] | 8100502 | no | no |  |  | no |  | 0 | 0 | 0 | 0 | 0 | 0 |  | 1 | 1 | 1 | 0 | 0 | 0
load_311997747 |  | node_1381223_784_15297161_416 |  | ABCN | 0 | Residential | 23232+9896.791j | 23232+9896.791j | 23232+9896.791j | 0 | 0 | 0 | [24 empty] | 8100502 | no | no |  |  | no |  | 0 | 0 | 0 | 0 | 0 | 0 |  | 1 | 1 | 1 | 0 | 0 | 0
load_312032174 |  | node_312032174-L |  | AN | 0 | NonResidential | 60+25.56j | 0 | 0 | 0 | 0 | 0 | [24 empty] | 8100502 | no | no |  |  | no |  | 0 | 0 | 0 | 0 | 0 | 0 |  | 1 | 1 | 1 | 0 | 0 | 0
load_312032175 |  | node_312032175-L |  | BN | 0 | NonResidential | 0 | 60+25.56j | 0 | 0 | 0 | 0 | [24 empty] | 8100502 | no | no |  |  | no |  | 0 | 0 | 0 | 0 | 0 | 0 |  | 1 | 1 | 1 | 0 | 0 | 0
load_312032177 |  | node_312032177-L |  | CN | 0 | NonResidential | 0 | 0 | 60+25.56j | 0 | 0 | 0 | [24 empty] | 8100502 | no | no |  |  | no |  | 0 | 0 | 0 | 0 | 0 | 0 |  | 1 | 1 | 1 | 0 | 0 | 0
load_312121300 |  | node_1381640_667_15296821_144 |  | AN | 0 | NonResidential | 0 | 0 | 0 | 0 | 0 | 0 | [24 empty] | 8100502 | no | no |  |  | no |  | 0 | 0 | 0 | 0 | 0 | 0 |  | 1 | 1 | 1 | 0 | 0 | 0
load_312121301 |  | node_1381646_187_15296824_117 |  | BN | 0 | NonResidential | 0 | 0 | 0 | 0 | 0 | 0 | [24 empty] | 8100502 | no | no |  |  | no |  | 0 | 0 | 0 | 0 | 0 | 0 |  | 1 | 1 | 1 | 0 | 0 | 0
load_312121302 |  | node_1381653_34_15296828_805 |  | CN | 0 | NonResidential | 0 | 0 | 0 | 0 | 0 | 0 | [24 empty] | 8100502 | no | no |  |  | no |  | 0 | 0 | 0 | 0 | 0 | 0 |  | 1 | 1 | 1 | 0 | 0 | 0

## node
data_type | static
owner_type | feeder
owner | 8100502
object | node
name | groupid | parent | bustype | phases | nominal_voltage | dcircuit | selected | monitored | monitored_fields | class_monitored_fields | played | played_fields | subsystem | x | y | comments | dist_to_slack
node_1375125_423_15296285_667 |  |  | PQ | ABCD | 2771.281 | 8100502 | no | no |  |  | no |  |  | 1375125.423 | 15296285.667 |  | -1
node_1375328_227_15296247_872 |  |  | PQ | ABCN | 2771.281 | 8100502 | no | no |  |  | no |  |  | 1375328.227 | 15296247.872 |  | -1
node_1375346_974_15296261_529 |  |  | PQ | ABCN | 2771.281 | 8100502 | no | no |  |  | no |  |  | 1375346.974 | 15296261.529 |  | -1
node_1375365_3_15296283_512 |  |  | PQ | ABCN | 2771.281 | 8100502 | no | no |  |  | no |  |  | 1375365.3 | 15296283.512 |  | -1
node_1375760_907_15296122_571 |  |  | PQ | ABCN | 2771.281 | 8100502 | no | no |  |  | no |  |  | 1375760.907 | 15296122.571 |  | -1
node_1375767_982_15296030_728 |  |  | PQ | ABCN | 2771.281 | 8100502 | no | no |  |  | no |  |  | 1375767.982 | 15296030.728 |  | -1
node_1375770_758_15296038_569 |  |  | PQ | ABCN | 2771.281 | 8100502 | no | no |  |  | no |  |  | 1375770.758 | 15296038.569 |  | -1
node_1375775_022_15296045_734 |  |  | PQ | ABCN | 2771.281 | 8100502 | no | no |  |  | no |  |  | 1375775.022 | 15296045.734 |  | -1
node_1377235_698_15295906_392 |  |  | PQ | AN | 2771.281 | 8100502 | no | no |  |  | no |  |  | 1377235.698 | 15295906.392 |  | -1
node_1377336_225_15296480_199 |  |  | PQ | ABCN | 2771.281 | 8100502 | no | no |  |  | no |  |  | 1377336.225 | 15296480.199 |  | -1
node_1377507_903_15296174_966 |  |  | PQ | AN | 2771.281 | 8100502 | no | no |  |  | no |  |  | 1377507.903 | 15296174.966 |  | -1
node_1377693_502_15295683_28 |  |  | PQ | AN | 2771.281 | 8100502 | no | no |  |  | no |  |  | 1377693.502 | 15295683.28 |  | -1
node_1377697_542_15295063_191 |  |  | PQ | AN | 2771.281 | 8100502 | no | no |  |  | no |  |  | 1377697.542 | 15295063.191 |  | -1
node_1377752_168_15296560_852 |  |  | PQ | ABCN | 2771.281 | 8100502 | no | no |  |  | no |  |  | 1377752.168 | 15296560.852 |  | -1
node_1377875_757_15296517_241 |  |  | PQ | ABCN | 2771.281 | 8100502 | no | no |  |  | no |  |  | 1377875.757 | 15296517.241 |  | -1
node_1377893_569_15296006_387 |  |  | PQ | AN | 2771.281 | 8100502 | no | no |  |  | no |  |  | 1377893.569 | 15296006.387 |  | -1
node_1377893_996_15296527_855 |  |  | PQ | ABCN | 2771.281 | 8100502 | no | no |  |  | no |  |  | 1377893.996 | 15296527.855 |  | -1
node_1377902_948_15295158_967 |  |  | PQ | ABCN | 2771.281 | 8100502 | no | no |  |  | no |  |  | 1377902.948 | 15295158.967 |  | -1
node_1377920_632_15295147_08 |  |  | PQ | ABCN | 2771.281 | 8100502 | no | no |  |  | no |  |  | 1377920.632 | 15295147.08 |  | -1
node_1377933_531_15295733_064 |  |  | PQ | AN | 2771.281 | 8100502 | no | no |  |  | no |  |  | 1377933.531 | 15295733.064 |  | -1
node_1377935_391_15295129_43 |  |  | PQ | ABCN | 2771.281 | 8100502 | no | no |  |  | no |  |  | 1377935.391 | 15295129.43 |  | -1
node_1377956_816_15296345_781 |  |  | PQ | AN | 2771.281 | 8100502 | no | no |  |  | no |  |  | 1377956.816 | 15296345.781 |  | -1
node_1377988_883_15296788_865 |  |  | PQ | ABCN | 2771.281 | 8100502 | no | no |  |  | no |  |  | 1377988.883 | 15296788.865 |  | -1
node_1378083_625_15294888_593 |  |  | PQ | ABCN | 2771.281 | 8100502 | no | no |  |  | no |  |  | 1378083.625 | 15294888.593 |  | -1
node_1378087_768_15294168_268 |  |  | PQ | ABCN | 2771.281 | 8100502 | no | no |  |  | no |  |  | 1378087.768 | 15294168.268 |  | -1
node_1378113_577_15296144_342 |  |  | PQ | AN | 2771.281 | 8100502 | no | no |  |  | no |  |  | 1378113.577 | 15296144.342 |  | -1
node_1378141_781_15294517_784 |  |  | PQ | AN | 2771.281 | 8100502 | no | no |  |  | no |  |  | 1378141.781 | 15294517.784 |  | -1
node_1378195_043_15295817_489 |  |  | PQ | AN | 2771.281 | 8100502 | no | no |  |  | no |  |  | 1378195.043 | 15295817.489 |  | -1
node_1378256_477_15296881_074 |  |  | PQ | ABCN | 2771.281 | 8100502 | no | no |  |  | no |  |  | 1378256.477 | 15296881.074 |  | -1
node_1378258_521_15296854_608 |  |  | PQ | ABCN | 2771.281 | 8100502 | no | no |  |  | no |  |  | 1378258.521 | 15296854.608 |  | -1
node_1378259_607_15296907_396 |  |  | PQ | ABCN | 2771.281 | 8100502 | no | no |  |  | no |  |  | 1378259.607 | 15296907.396 |  | -1
node_1378344_92_15293948_119 |  |  | PQ | ABCD | 2771.281 | 8100502 | no | no |  |  | no |  |  | 1378344.92 | 15293948.119 |  | -1
node_1378386_342_15296060_066 |  |  | PQ | ABCN | 2771.281 | 8100502 | no | no |  |  | no |  |  | 1378386.342 | 15296060.066 |  | -1
node_1378402_39_15296052_083 |  |  | PQ | ABCN | 2771.281 | 8100502 | no | no |  |  | no |  |  | 1378402.39 | 15296052.083 |  | -1
node_1378418_213_15295034_847 |  |  | PQ | ABCN | 2771.281 | 8100502 | no | no |  |  | no |  |  | 1378418.213 | 15295034.847 |  | -1
node_1378420_092_15295087_603 |  |  | PQ | ABCN | 2771.281 | 8100502 | no | no |  |  | no |  |  | 1378420.092 | 15295087.603 |  | -1
node_1378421_704_15296047_529 |  |  | PQ | ABCN | 2771.281 | 8100502 | no | no |  |  | no |  |  | 1378421.704 | 15296047.529 |  | -1
node_1378421_738_15295061_082 |  |  | PQ | ABCN | 2771.281 | 8100502 | no | no |  |  | no |  |  | 1378421.738 | 15295061.082 |  | -1
node_1378482_537_15296656_933 |  |  | PQ | ABCN | 2771.281 | 8100502 | no | no |  |  | no |  |  | 1378482.537 | 15296656.933 |  | -1
node_1378527_296_15297000_699 |  |  | PQ | ABCN | 2771.281 | 8100502 | no | no |  |  | no |  |  | 1378527.296 | 15297000.699 |  | -1
node_1378613_071_15294495_992 |  |  | PQ | AN | 2771.281 | 8100502 | no | no |  |  | no |  |  | 1378613.071 | 15294495.992 |  | -1
node_1378631_88_15295076_725 |  |  | PQ | AN | 2771.281 | 8100502 | no | no |  |  | no |  |  | 1378631.88 | 15295076.725 |  | -1
node_1378662_497_15296726_914 |  |  | PQ | ABCN | 2771.281 | 8100502 | no | no |  |  | no |  |  | 1378662.497 | 15296726.914 |  | -1
node_1378674_669_15294086_231 |  |  | PQ | ABCN | 2771.281 | 8100502 | no | no |  |  | no |  |  | 1378674.669 | 15294086.231 |  | -1
node_1378693_275_15296358_857 |  |  | PQ | AN | 2771.281 | 8100502 | no | no |  |  | no |  |  | 1378693.275 | 15296358.857 |  | -1
node_1378695_726_15296252_654 |  |  | PQ | ABCN | 2771.281 | 8100502 | no | no |  |  | no |  |  | 1378695.726 | 15296252.654 |  | -1
node_1378714_792_15295965_862 |  |  | PQ | AN | 2771.281 | 8100502 | no | no |  |  | no |  |  | 1378714.792 | 15295965.862 |  | -1
node_1378769_285_15294902_814 |  |  | PQ | AN | 2771.281 | 8100502 | no | no |  |  | no |  |  | 1378769.285 | 15294902.814 |  | -1
node_1378808_472_15295525_747 |  |  | PQ | AN | 2771.281 | 8100502 | no | no |  |  | no |  |  | 1378808.472 | 15295525.747 |  | -1
node_1378836_5_15296810_113 |  |  | PQ | ABCN | 2771.281 | 8100502 | no | no |  |  | no |  |  | 1378836.5 | 15296810.113 |  | -1
node_1378855_926_15296815_629 |  |  | PQ | ABCN | 2771.281 | 8100502 | no | no |  |  | no |  |  | 1378855.926 | 15296815.629 |  | -1
node_1378875_719_15296814_214 |  |  | PQ | ABCN | 2771.281 | 8100502 | no | no |  |  | no |  |  | 1378875.719 | 15296814.214 |  | -1
node_1378881_439_15294199_556 |  |  | PQ | ABCN | 2771.281 | 8100502 | no | no |  |  | no |  |  | 1378881.439 | 15294199.556 |  | -1
node_1378890_991_15296735_958 |  |  | PQ | ABCN | 2771.281 | 8100502 | no | no |  |  | no |  |  | 1378890.991 | 15296735.958 |  | -1
node_1378898_741_15294742_086 |  |  | PQ | AN | 2771.281 | 8100502 | no | no |  |  | no |  |  | 1378898.741 | 15294742.086 |  | -1
node_1378919_41_15296649_82 |  |  | PQ | ABCN | 2771.281 | 8100502 | no | no |  |  | no |  |  | 1378919.41 | 15296649.82 |  | -1
node_1378919_605_15296676_448 |  |  | PQ | ABCN | 2771.281 | 8100502 | no | no |  |  | no |  |  | 1378919.605 | 15296676.448 |  | -1
node_1378924_352_15296624_078 |  |  | PQ | ABCN | 2771.281 | 8100502 | no | no |  |  | no |  |  | 1378924.352 | 15296624.078 |  | -1
node_1379000_207_15296184_13 |  |  | PQ | AN | 2771.281 | 8100502 | no | no |  |  | no |  |  | 1379000.207 | 15296184.13 |  | -1
node_1379063_701_15295273_906 |  |  | PQ | AN | 2771.281 | 8100502 | no | no |  |  | no |  |  | 1379063.701 | 15295273.906 |  | -1
node_1379086_603_15295573_917 |  |  | PQ | AN | 2771.281 | 8100502 | no | no |  |  | no |  |  | 1379086.603 | 15295573.917 |  | -1
node_1379200_213_15294863_499 |  |  | PQ | AN | 2771.281 | 8100502 | no | no |  |  | no |  |  | 1379200.213 | 15294863.499 |  | -1
node_1379203_97_15296646_969 |  |  | PQ | ABCN | 2771.281 | 8100502 | no | no |  |  | no |  |  | 1379203.97 | 15296646.969 |  | -1
node_1379205_474_15296673_533 |  |  | PQ | ABCN | 2771.281 | 8100502 | no | no |  |  | no |  |  | 1379205.474 | 15296673.533 |  | -1
node_1379207_635_15296620_834 |  |  | PQ | ABCN | 2771.281 | 8100502 | no | no |  |  | no |  |  | 1379207.635 | 15296620.834 |  | -1
node_1379255_935_15296572_431 |  |  | PQ | ABCN | 2771.281 | 8100502 | no | no |  |  | no |  |  | 1379255.935 | 15296572.431 |  | -1
node_1379278_637_15296201_327 |  |  | PQ | AN | 2771.281 | 8100502 | no | no |  |  | no |  |  | 1379278.637 | 15296201.327 |  | -1
node_1379292_787_15294216_91 |  |  | PQ | AN | 2771.281 | 8100502 | no | no |  |  | no |  |  | 1379292.787 | 15294216.91 |  | -1
node_1379385_832_15295085_363 |  |  | PQ | AN | 2771.281 | 8100502 | no | no |  |  | no |  |  | 1379385.832 | 15295085.363 |  | -1
node_1379460_625_15294423_724 |  |  | PQ | ABCN | 2771.281 | 8100502 | no | no |  |  | no |  |  | 1379460.625 | 15294423.724 |  | -1
node_1379476_458_15295753_582 |  |  | PQ | ABCN | 2771.281 | 8100502 | no | no |  |  | no |  |  | 1379476.458 | 15295753.582 |  | -1
node_1379479_544_15294431_875 |  |  | PQ | ABCN | 2771.281 | 8100502 | no | no |  |  | no |  |  | 1379479.544 | 15294431.875 |  | -1
node_1379495_579_15295760_812 |  |  | PQ | ABCN | 2771.281 | 8100502 | no | no |  |  | no |  |  | 1379495.579 | 15295760.812 |  | -1
node_1379515_408_15295761_162 |  |  | PQ | ABCN | 2771.281 | 8100502 | no | no |  |  | no |  |  | 1379515.408 | 15295761.162 |  | -1
node_1379589_008_15296516_02 |  |  | PQ | ABCN | 2771.281 | 8100502 | no | no |  |  | no |  |  | 1379589.008 | 15296516.02 |  | -1
node_1379609_586_15294374_593 |  |  | PQ | ABCN | 2771.281 | 8100502 | no | no |  |  | no |  |  | 1379609.586 | 15294374.593 |  | -1
node_1379697_632_15295750_703 |  |  | PQ | ABCN | 2771.281 | 8100502 | no | no |  |  | no |  |  | 1379697.632 | 15295750.703 |  | -1
node_1379698_219_15295724_093 |  |  | PQ | ABCN | 2771.281 | 8100502 | no | no |  |  | no |  |  | 1379698.219 | 15295724.093 |  | -1
node_1379722_469_15295423_992 |  |  | PQ | ABCN | 2771.281 | 8100502 | no | no |  |  | no |  |  | 1379722.469 | 15295423.992 |  | -1
node_1379755_948_15296737_655 |  |  | PQ | ABCN | 2771.281 | 8100502 | no | no |  |  | no |  |  | 1379755.948 | 15296737.655 |  | -1
node_1379774_043_15295053_17 |  |  | PQ | ABCN | 2771.281 | 8100502 | no | no |  |  | no |  |  | 1379774.043 | 15295053.17 |  | -1
node_1379835_709_15296214_901 |  |  | PQ | AN | 2771.281 | 8100502 | no | no |  |  | no |  |  | 1379835.709 | 15296214.901 |  | -1
node_1379862_099_15295865_112 |  |  | PQ | ABCN | 2771.281 | 8100502 | no | no |  |  | no |  |  | 1379862.099 | 15295865.112 |  | -1
node_1379904_745_15294354_928 |  |  | PQ | ABCN | 2771.281 | 8100502 | no | no |  |  | no |  |  | 1379904.745 | 15294354.928 |  | -1
node_1379905_099_15294711_94 |  |  | PQ | ABCN | 2771.281 | 8100502 | no | no |  |  | no |  |  | 1379905.099 | 15294711.94 |  | -1
node_1379937_773_15295499_423 |  |  | PQ | AN | 2771.281 | 8100502 | no | no |  |  | no |  |  | 1379937.773 | 15295499.423 |  | -1
node_1380012_55_15296776_033 |  |  | PQ | ABCD | 2771.281 | 8100502 | no | no |  |  | no |  |  | 1380012.55 | 15296776.033 |  | -1
node_1380093_011_15295798_3 |  |  | PQ | AN | 2771.281 | 8100502 | no | no |  |  | no |  |  | 1380093.011 | 15295798.3 |  | -1
node_1380104_38_15295800_296 |  |  | PQ | AN | 2771.281 | 8100502 | no | no |  |  | no |  |  | 1380104.38 | 15295800.296 |  | -1
node_1380154_274_15296774_86 |  |  | PQ | ABCN | 2771.281 | 8100502 | no | no |  |  | no |  |  | 1380154.274 | 15296774.86 |  | -1
node_1380217_18_15295822_263 |  |  | PQ | AN | 2771.281 | 8100502 | no | no |  |  | no |  |  | 1380217.18 | 15295822.263 |  | -1
node_1380392_342_15297197_337 |  |  | PQ | ABCN | 2771.281 | 8100502 | no | no |  |  | no |  |  | 1380392.342 | 15297197.337 |  | -1
node_1380393_658_15297223_917 |  |  | PQ | ABCN | 2771.281 | 8100502 | no | no |  |  | no |  |  | 1380393.658 | 15297223.917 |  | -1
node_1380396_191_15297171_251 |  |  | PQ | ABCN | 2771.281 | 8100502 | no | no |  |  | no |  |  | 1380396.191 | 15297171.251 |  | -1
node_1380419_344_15296216_02 |  |  | PQ | AN | 2771.281 | 8100502 | no | no |  |  | no |  |  | 1380419.344 | 15296216.02 |  | -1
node_1380483_987_15295878_732 |  |  | PQ | AN | 2771.281 | 8100502 | no | no |  |  | no |  |  | 1380483.987 | 15295878.732 |  | -1
node_1380510_023_15296722_043 |  |  | PQ | ABCN | 2771.281 | 8100502 | no | no |  |  | no |  |  | 1380510.023 | 15296722.043 |  | -1
node_1380515_495_15295761_443 |  |  | PQ | AN | 2771.281 | 8100502 | no | no |  |  | no |  |  | 1380515.495 | 15295761.443 |  | -1
node_1380529_29_15296728_51 |  |  | PQ | ABCN | 2771.281 | 8100502 | no | no |  |  | no |  |  | 1380529.29 | 15296728.51 |  | -1
node_1380609_462_15297150_179 |  |  | PQ | ABCN | 2771.281 | 8100502 | no | no |  |  | no |  |  | 1380609.462 | 15297150.179 |  | -1
node_1380610_286_15297129_37 |  |  | PQ | ABCN | 2771.281 | 8100502 | no | no |  |  | no |  |  | 1380610.286 | 15297129.37 |  | -1
node_1380611_633_15297112_575 |  |  | PQ | ABCN | 2771.281 | 8100502 | no | no |  |  | no |  |  | 1380611.633 | 15297112.575 |  | -1
node_1380627_063_15296993_291 |  |  | PQ | ABCN | 2771.281 | 8100502 | no | no |  |  | no |  |  | 1380627.063 | 15296993.291 |  | -1
node_1380672_327_15296476_234 |  |  | PQ | AN | 2771.281 | 8100502 | no | no |  |  | no |  |  | 1380672.327 | 15296476.234 |  | -1
node_1380676_003_15296127_079 |  |  | PQ | AN | 2771.281 | 8100502 | no | no |  |  | no |  |  | 1380676.003 | 15296127.079 |  | -1
node_1380682_561_15297133_082 |  |  | PQ | ABCN | 2771.281 | 8100502 | no | no |  |  | no |  |  | 1380682.561 | 15297133.082 |  | -1
node_1380716_631_15296701_788 |  |  | PQ | AN | 2771.281 | 8100502 | no | no |  |  | no |  |  | 1380716.631 | 15296701.788 |  | -1
node_1380922_337_15295883_991 |  |  | PQ | AN | 2771.281 | 8100502 | no | no |  |  | no |  |  | 1380922.337 | 15295883.991 |  | -1
node_1380951_197_15296707_289 |  |  | PQ | ABCN | 2771.281 | 8100502 | no | no |  |  | no |  |  | 1380951.197 | 15296707.289 |  | -1
node_1380981_921_15296309_524 |  |  | PQ | AN | 2771.281 | 8100502 | no | no |  |  | no |  |  | 1380981.921 | 15296309.524 |  | -1
node_1380998_754_15296189_212 |  |  | PQ | AN | 2771.281 | 8100502 | no | no |  |  | no |  |  | 1380998.754 | 15296189.212 |  | -1
node_1381014_802_15296820_99 |  |  | PQ | ABCN | 2771.281 | 8100502 | no | no |  |  | no |  |  | 1381014.802 | 15296820.99 |  | -1
node_1381067_082_15296596_249 |  |  | PQ | ABCN | 2771.281 | 8100502 | no | no |  |  | no |  |  | 1381067.082 | 15296596.249 |  | -1
node_1381136_766_15296859_907 |  |  | PQ | ABCD | 2771.281 | 8100502 | no | no |  |  | no |  |  | 1381136.766 | 15296859.907 |  | -1
node_1381223_784_15297161_416 |  |  | PQ | ABCN | 2771.281 | 8100502 | no | no |  |  | no |  |  | 1381223.784 | 15297161.416 |  | -1
node_1381235_069_15295947_524 |  |  | PQ | AN | 2771.281 | 8100502 | no | no |  |  | no |  |  | 1381235.069 | 15295947.524 |  | -1
node_1381242_465_15296903_892 |  |  | PQ | ABCN | 2771.281 | 8100502 | no | no |  |  | no |  |  | 1381242.465 | 15296903.892 |  | -1
node_1381489_791_15296522_202 |  |  | PQ | AN | 2771.281 | 8100502 | no | no |  |  | no |  |  | 1381489.791 | 15296522.202 |  | -1
node_1381517_813_15297014_069 |  |  | PQ | ABCN | 2771.281 | 8100502 | no | no |  |  | no |  |  | 1381517.813 | 15297014.069 |  | -1
node_1381640_667_15296821_144 |  |  | PQ | ABCN | 2771.281 | 8100502 | no | no |  |  | no |  |  | 1381640.667 | 15296821.144 |  | -1
node_1381646_187_15296824_117 |  |  | PQ | ABCN | 2771.281 | 8100502 | no | no |  |  | no |  |  | 1381646.187 | 15296824.117 |  | -1
node_1381653_34_15296828_805 |  |  | PQ | ABCN | 2771.281 | 8100502 | no | no |  |  | no |  |  | 1381653.34 | 15296828.805 |  | -1
node_1381677_166_15296009_122 |  |  | PQ | AN | 2771.281 | 8100502 | no | no |  |  | no |  |  | 1381677.166 | 15296009.122 |  | -1
node_1381684_66_15296869_683 |  |  | PQ | ABCN | 2771.281 | 8100502 | no | no |  |  | no |  |  | 1381684.66 | 15296869.683 |  | -1
node_1381806_961_15296402_572 |  |  | PQ | AN | 2771.281 | 8100502 | no | no |  |  | no |  |  | 1381806.961 | 15296402.572 |  | -1
node_1381831_099_15297223_842 |  |  | PQ | AN | 2771.281 | 8100502 | no | no |  |  | no |  |  | 1381831.099 | 15297223.842 |  | -1
node_1382001_485_15296893_134 |  |  | PQ | ABCN | 2771.281 | 8100502 | no | no |  |  | no |  |  | 1382001.485 | 15296893.134 |  | -1
node_1382077_352_15297245_103 |  |  | PQ | AN | 2771.281 | 8100502 | no | no |  |  | no |  |  | 1382077.352 | 15297245.103 |  | -1
node_1382077_394_15296589_686 |  |  | PQ | AN | 2771.281 | 8100502 | no | no |  |  | no |  |  | 1382077.394 | 15296589.686 |  | -1
node_1382279_096_15296601_777 |  |  | PQ | AN | 2771.281 | 8100502 | no | no |  |  | no |  |  | 1382279.096 | 15296601.777 |  | -1
node_1382282_653_15296974_886 |  |  | PQ | ABCN | 2771.281 | 8100502 | no | no |  |  | no |  |  | 1382282.653 | 15296974.886 |  | -1
node_1382291_043_15296424_634 |  |  | PQ | AN | 2771.281 | 8100502 | no | no |  |  | no |  |  | 1382291.043 | 15296424.634 |  | -1
node_1382505_15_15297213_462 |  |  | PQ | AN | 2771.281 | 8100502 | no | no |  |  | no |  |  | 1382505.15 | 15297213.462 |  | -1
node_1382619_629_15296967_874 |  |  | PQ | ABCN | 2771.281 | 8100502 | no | no |  |  | no |  |  | 1382619.629 | 15296967.874 |  | -1
node_8100502_200856394 |  |  | PQ | ABCN | 2771.281 | 8100502 | no | no |  |  | no |  |  | 1376073.316 | 15296867.356 |  | -1
node_8100502_200856395 |  |  | PQ | ABCN | 2771.281 | 8100502 | no | no |  |  | no |  |  | 1376060.753 | 15296910.065 |  | -1
node_8100502_200856463 |  |  | PQ | ABCN | 2771.281 | 8100502 | no | no |  |  | no |  |  | 1379826.162 | 15295860.033 |  | -1
node_8100502_200857183 |  |  | PQ | ABCD | 2771.281 | 8100502 | no | no |  |  | no |  |  | 1377892.666 | 15296918.064 |  | -1
node_8100502_200857187 |  |  | PQ | ABCD | 2771.281 | 8100502 | no | no |  |  | no |  |  | 1377848.156 | 15296917.411 |  | -1
node_8100502_200857194 |  |  | PQ | ABCD | 2771.281 | 8100502 | no | no |  |  | no |  |  | 1378003.281 | 15296657.021 |  | -1
node_8100502_200857195 |  |  | PQ | ABCD | 2771.281 | 8100502 | no | no |  |  | no |  |  | 1378063.621 | 15296497.059 |  | -1
node_8100502_200857199 |  |  | PQ | AN | 2771.281 | 8100502 | no | no |  |  | no |  |  | 1378602.095 | 15295063.349 |  | -1
node_8100502_200857203 |  |  | PQ | AN | 2771.281 | 8100502 | no | no |  |  | no |  |  | 1378732.713 | 15294889.41 |  | -1
node_8100502_200857205 |  |  | PQ | AN | 2771.281 | 8100502 | no | no |  |  | no |  |  | 1378869.37 | 15294726.71 |  | -1
node_8100502_200857206 |  |  | PQ | AD | 2771.281 | 8100502 | no | no |  |  | no |  |  | 1378936.324 | 15294639.078 |  | -1
node_8100502_200857208 |  |  | PQ | AD | 2771.281 | 8100502 | no | no |  |  | no |  |  | 1379002.606 | 15294559.937 |  | -1
node_8100502_200857209 |  |  | PQ | AD | 2771.281 | 8100502 | no | no |  |  | no |  |  | 1379071.539 | 15294482.732 |  | -1
node_8100502_200857210 |  |  | PQ | AD | 2771.281 | 8100502 | no | no |  |  | no |  |  | 1379129.448 | 15294414.927 |  | -1
node_8100502_200857211 |  |  | PQ | AN | 2771.281 | 8100502 | no | no |  |  | no |  |  | 1379271.866 | 15294242.169 |  | -1
node_8100502_200857253 |  |  | PQ | ABCD | 2771.281 | 8100502 | no | no |  |  | no |  |  | 1382490.54 | 15296965.086 |  | -1
node_8100502_200857254 |  |  | PQ | ABCD | 2771.281 | 8100502 | no | no |  |  | no |  |  | 1382389.43 | 15296955.709 |  | -1
node_8100502_200857255 |  |  | PQ | ABCN | 2771.281 | 8100502 | no | no |  |  | no |  |  | 1382288.786 | 15296946.025 |  | -1
node_8100502_200857256 |  |  | PQ | ABCD | 2771.281 | 8100502 | no | no |  |  | no |  |  | 1382192.329 | 15296932.54 |  | -1
node_8100502_200857257 |  |  | PQ | ABCD | 2771.281 | 8100502 | no | no |  |  | no |  |  | 1382086.391 | 15296921.34 |  | -1
node_8100502_200857259 |  |  | PQ | ABCN | 2771.281 | 8100502 | no | no |  |  | no |  |  | 1381993.976 | 15296921.632 |  | -1
node_8100502_200857260 |  |  | PQ | ABCD | 2771.281 | 8100502 | no | no |  |  | no |  |  | 1381891.829 | 15296915.715 |  | -1
node_8100502_200857261 |  |  | PQ | ABCD | 2771.281 | 8100502 | no | no |  |  | no |  |  | 1381791.632 | 15296912.26 |  | -1
node_8100502_200857263 |  |  | PQ | ABCN | 2771.281 | 8100502 | no | no |  |  | no |  |  | 1381683.555 | 15296906.856 |  | -1
node_8100502_200857264 |  |  | PQ | ABCD | 2771.281 | 8100502 | no | no |  |  | no |  |  | 1381618.309 | 15296899.892 |  | -1
node_8100502_200857265 |  |  | PQ | ABCD | 2771.281 | 8100502 | no | no |  |  | no |  |  | 1381366.39 | 15296877.41 |  | -1
node_8100502_200857267 |  |  | PQ | ABCD | 2771.281 | 8100502 | no | no |  |  | no |  |  | 1381141.54 | 15296860.124 |  | -1
node_8100502_200857268 |  |  | PQ | ABCD | 2771.281 | 8100502 | no | no |  |  | no |  |  | 1381068.284 | 15296859.563 |  | -1
node_8100502_200857271 |  |  | PQ | ABCD | 2771.281 | 8100502 | no | no |  |  | no |  |  | 1380906.804 | 15296849.786 |  | -1
node_8100502_200857272 |  |  | PQ | ABCD | 2771.281 | 8100502 | no | no |  |  | no |  |  | 1380815.766 | 15296842.923 |  | -1
node_8100502_200857273 |  |  | PQ | ABCD | 2771.281 | 8100502 | no | no |  |  | no |  |  | 1380763.288 | 15296840.325 |  | -1
node_8100502_200857278 |  |  | PQ | ABCD | 2771.281 | 8100502 | no | no |  |  | no |  |  | 1380416.606 | 15296823.214 |  | -1
node_8100502_200857279 |  |  | PQ | ABCD | 2771.281 | 8100502 | no | no |  |  | no |  |  | 1380296.46 | 15296808.603 |  | -1
node_8100502_200857280 |  |  | PQ | ABCD | 2771.281 | 8100502 | no | no |  |  | no |  |  | 1380196.964 | 15296804.05 |  | -1
node_8100502_200857281 |  |  | PQ | ABCN | 2771.281 | 8100502 | no | no |  |  | no |  |  | 1380139.4 | 15296795.827 |  | -1
node_8100502_200857282 |  |  | PQ | ABCD | 2771.281 | 8100502 | no | no |  |  | no |  |  | 1380019.886 | 15296773.985 |  | -1
node_8100502_200857283 |  |  | PQ | ABCD | 2771.281 | 8100502 | no | no |  |  | no |  |  | 1379962.165 | 15296787.071 |  | -1
node_8100502_200857284 |  |  | PQ | ABCD | 2771.281 | 8100502 | no | no |  |  | no |  |  | 1379842.785 | 15296776.391 |  | -1
node_8100502_200857285 |  |  | PQ | ABCN | 2771.281 | 8100502 | no | no |  |  | no |  |  | 1379754.651 | 15296776.567 |  | -1
node_8100502_200857286 |  |  | PQ | ABCD | 2771.281 | 8100502 | no | no |  |  | no |  |  | 1379666.475 | 15296763.861 |  | -1
node_8100502_200857289 |  |  | PQ | ABCD | 2771.281 | 8100502 | no | no |  |  | no |  |  | 1379537.123 | 15296758.834 |  | -1
node_8100502_200857290 |  |  | PQ | ABCD | 2771.281 | 8100502 | no | no |  |  | no |  |  | 1379455.827 | 15296749.945 |  | -1
node_8100502_200857291 |  |  | PQ | ABCD | 2771.281 | 8100502 | no | no |  |  | no |  |  | 1379367.066 | 15296756.382 |  | -1
node_8100502_200857292 |  |  | PQ | ABCD | 2771.281 | 8100502 | no | no |  |  | no |  |  | 1379262.383 | 15296747.955 |  | -1
node_8100502_200857297 |  |  | PQ | ABCD | 2771.281 | 8100502 | no | no |  |  | no |  |  | 1379181.55 | 15296746.773 |  | -1
node_8100502_200857298 |  |  | PQ | ABCD | 2771.281 | 8100502 | no | no |  |  | no |  |  | 1379087.57 | 15296753.01 |  | -1
node_8100502_200857299 |  |  | PQ | ABCN | 2771.281 | 8100502 | no | no |  |  | no |  |  | 1378980.733 | 15296721.637 |  | -1
node_8100502_200857300 |  |  | PQ | ABCN | 2771.281 | 8100502 | no | no |  |  | no |  |  | 1378892.282 | 15296713.144 |  | -1
node_8100502_200857301 |  |  | PQ | ABCN | 2771.281 | 8100502 | no | no |  |  | no |  |  | 1378859.342 | 15296711.119 |  | -1
node_8100502_200857303 |  |  | PQ | ABCD | 2771.281 | 8100502 | no | no |  |  | no |  |  | 1378814.011 | 15296705.301 |  | -1
node_8100502_200857306 |  |  | PQ | ABCN | 2771.281 | 8100502 | no | no |  |  | no |  |  | 1378672.127 | 15296699.158 |  | -1
node_8100502_200857308 |  |  | PQ | ABCN | 2771.281 | 8100502 | no | no |  |  | no |  |  | 1378482.208 | 15296687.288 |  | -1
node_8100502_200857309 |  |  | PQ | ABCD | 2771.281 | 8100502 | no | no |  |  | no |  |  | 1378386.854 | 15296682.294 |  | -1
node_8100502_200857310 |  |  | PQ | ABCD | 2771.281 | 8100502 | no | no |  |  | no |  |  | 1378343.828 | 15296706.347 |  | -1
node_8100502_200857311 |  |  | PQ | ABCN | 2771.281 | 8100502 | no | no |  |  | no |  |  | 1378325.99 | 15296887.405 |  | -1
node_8100502_200857312 |  |  | PQ | ABCN | 2771.281 | 8100502 | no | no |  |  | no |  |  | 1378329.447 | 15296924.833 |  | -1
node_8100502_200857313 |  |  | PQ | ABCD | 2771.281 | 8100502 | no | no |  |  | no |  |  | 1378291.701 | 15296676.084 |  | -1
node_8100502_200857315 |  |  | PQ | ABCD | 2771.281 | 8100502 | no | no |  |  | no |  |  | 1378231.75 | 15296673.808 |  | -1
node_8100502_200857317 |  |  | PQ | ABCD | 2771.281 | 8100502 | no | no |  |  | no |  |  | 1378051.63 | 15296670.313 |  | -1
node_8100502_200857318 |  |  | PQ | ABCD | 2771.281 | 8100502 | no | no |  |  | no |  |  | 1377971.037 | 15296642.405 |  | -1
node_8100502_200857319 |  |  | PQ | ABCN | 2771.281 | 8100502 | no | no |  |  | no |  |  | 1377849.908 | 15296619.193 |  | -1
node_8100502_200857320 |  |  | PQ | ABCD | 2771.281 | 8100502 | no | no |  |  | no |  |  | 1377810.681 | 15296611.201 |  | -1
node_8100502_200857321 |  |  | PQ | ABCN | 2771.281 | 8100502 | no | no |  |  | no |  |  | 1377737.309 | 15296593.963 |  | -1
node_8100502_200857325 |  |  | PQ | ABCD | 2771.281 | 8100502 | no | no |  |  | no |  |  | 1377418.92 | 15296533.158 |  | -1
node_8100502_200857326 |  |  | PQ | ABCN | 2771.281 | 8100502 | no | no |  |  | no |  |  | 1377325.759 | 15296511.349 |  | -1
node_8100502_200857329 |  |  | PQ | ABCD | 2771.281 | 8100502 | no | no |  |  | no |  |  | 1377026.303 | 15296446.391 |  | -1
node_8100502_200857330 |  |  | PQ | ABCD | 2771.281 | 8100502 | no | no |  |  | no |  |  | 1376864.177 | 15296414.691 |  | -1
node_8100502_200857331 |  |  | PQ | ABCD | 2771.281 | 8100502 | no | no |  |  | no |  |  | 1376700.152 | 15296388.484 |  | -1
node_8100502_200857333 |  |  | PQ | ABCD | 2771.281 | 8100502 | no | no |  |  | no |  |  | 1376662.168 | 15296570.521 |  | -1
node_8100502_200857336 |  |  | PQ | ABCN | 2771.281 | 8100502 | no | no |  |  | no |  |  | 1382590.1 | 15296972.09 |  | -1
node_8100502_200857342 |  |  | PQ | AD | 2771.281 | 8100502 | no | no |  |  | no |  |  | 1382181.989 | 15296978.657 |  | -1
node_8100502_200857343 |  |  | PQ | AD | 2771.281 | 8100502 | no | no |  |  | no |  |  | 1382172.549 | 15297096.784 |  | -1
node_8100502_200857344 |  |  | PQ | AD | 2771.281 | 8100502 | no | no |  |  | no |  |  | 1382164.988 | 15297189.836 |  | -1
node_8100502_200857346 |  |  | PQ | AN | 2771.281 | 8100502 | no | no |  |  | no |  |  | 1381832.534 | 15297189.711 |  | -1
node_8100502_200857353 |  |  | PQ | AN | 2771.281 | 8100502 | no | no |  |  | no |  |  | 1382509.163 | 15297253.222 |  | -1
node_8100502_200857354 |  |  | PQ | AD | 2771.281 | 8100502 | no | no |  |  | no |  |  | 1382383.37 | 15297238.434 |  | -1
node_8100502_200857355 |  |  | PQ | AD | 2771.281 | 8100502 | no | no |  |  | no |  |  | 1382266.699 | 15297227.478 |  | -1
node_8100502_200857356 |  |  | PQ | AD | 2771.281 | 8100502 | no | no |  |  | no |  |  | 1382172.171 | 15297221.771 |  | -1
node_8100502_200857357 |  |  | PQ | AN | 2771.281 | 8100502 | no | no |  |  | no |  |  | 1382077.417 | 15297212.805 |  | -1
node_8100502_200857358 |  |  | PQ | AD | 2771.281 | 8100502 | no | no |  |  | no |  |  | 1381956.563 | 15297201.923 |  | -1
node_8100502_200857377 |  |  | PQ | AN | 2771.281 | 8100502 | no | no |  |  | no |  |  | 1378667.912 | 15296391.973 |  | -1
node_8100502_200857378 |  |  | PQ | AD | 2771.281 | 8100502 | no | no |  |  | no |  |  | 1377609.282 | 15296249.299 |  | -1
node_8100502_200857379 |  |  | PQ | AN | 2771.281 | 8100502 | no | no |  |  | no |  |  | 1377485.149 | 15296222.662 |  | -1
node_8100502_200857386 |  |  | PQ | AN | 2771.281 | 8100502 | no | no |  |  | no |  |  | 1377965.155 | 15296321.056 |  | -1
node_8100502_200857387 |  |  | PQ | AD | 2771.281 | 8100502 | no | no |  |  | no |  |  | 1377826.041 | 15296285.309 |  | -1
node_8100502_200857388 |  |  | PQ | AD | 2771.281 | 8100502 | no | no |  |  | no |  |  | 1377722.597 | 15296270.811 |  | -1
node_8100502_200857389 |  |  | PQ | ABCD | 2771.281 | 8100502 | no | no |  |  | no |  |  | 1378658.876 | 15296140.044 |  | -1
node_8100502_200857390 |  |  | PQ | AD | 2771.281 | 8100502 | no | no |  |  | no |  |  | 1377536.254 | 15295975.651 |  | -1
node_8100502_200857391 |  |  | PQ | AD | 2771.281 | 8100502 | no | no |  |  | no |  |  | 1377421.305 | 15295955.553 |  | -1
node_8100502_200857392 |  |  | PQ | AD | 2771.281 | 8100502 | no | no |  |  | no |  |  | 1377307.133 | 15295928.828 |  | -1
node_8100502_200857393 |  |  | PQ | ABCD | 2771.281 | 8100502 | no | no |  |  | no |  |  | 1378528.93 | 15296130.841 |  | -1
node_8100502_200857394 |  |  | PQ | ABCN | 2771.281 | 8100502 | no | no |  |  | no |  |  | 1378426.266 | 15296125.746 |  | -1
node_8100502_200857396 |  |  | PQ | AD | 2771.281 | 8100502 | no | no |  |  | no |  |  | 1378009.726 | 15296071.969 |  | -1
node_8100502_200857398 |  |  | PQ | AN | 2771.281 | 8100502 | no | no |  |  | no |  |  | 1377886.242 | 15296048.568 |  | -1
node_8100502_200857399 |  |  | PQ | AD | 2771.281 | 8100502 | no | no |  |  | no |  |  | 1377773.857 | 15296021.993 |  | -1
node_8100502_200857400 |  |  | PQ | AD | 2771.281 | 8100502 | no | no |  |  | no |  |  | 1377654.986 | 15295998.347 |  | -1
node_8100502_200857402 |  |  | PQ | AD | 2771.281 | 8100502 | no | no |  |  | no |  |  | 1377585.016 | 15295699.885 |  | -1
node_8100502_200857403 |  |  | PQ | AD | 2771.281 | 8100502 | no | no |  |  | no |  |  | 1377439.274 | 15295669.734 |  | -1
node_8100502_200857407 |  |  | PQ | AN | 2771.281 | 8100502 | no | no |  |  | no |  |  | 1378165.027 | 15295817.182 |  | -1
node_8100502_200857408 |  |  | PQ | AD | 2771.281 | 8100502 | no | no |  |  | no |  |  | 1378047.998 | 15295792.952 |  | -1
node_8100502_200857409 |  |  | PQ | AN | 2771.281 | 8100502 | no | no |  |  | no |  |  | 1377927.221 | 15295766.47 |  | -1
node_8100502_200857410 |  |  | PQ | AD | 2771.281 | 8100502 | no | no |  |  | no |  |  | 1377809.541 | 15295750.821 |  | -1
node_8100502_200857411 |  |  | PQ | AN | 2771.281 | 8100502 | no | no |  |  | no |  |  | 1377690.885 | 15295721.055 |  | -1
node_8100502_200857423 |  |  | PQ | AD | 2771.281 | 8100502 | no | no |  |  | no |  |  | 1381774.917 | 15296058.149 |  | -1
node_8100502_200857424 |  |  | PQ | AN | 2771.281 | 8100502 | no | no |  |  | no |  |  | 1381662.521 | 15296029.211 |  | -1
node_8100502_200857425 |  |  | PQ | AD | 2771.281 | 8100502 | no | no |  |  | no |  |  | 1381596.892 | 15296022.211 |  | -1
node_8100502_200857426 |  |  | PQ | AD | 2771.281 | 8100502 | no | no |  |  | no |  |  | 1381547.524 | 15296024.679 |  | -1
node_8100502_200857428 |  |  | PQ | AD | 2771.281 | 8100502 | no | no |  |  | no |  |  | 1381444.163 | 15296002.518 |  | -1
node_8100502_200857429 |  |  | PQ | AD | 2771.281 | 8100502 | no | no |  |  | no |  |  | 1381317.565 | 15295976.006 |  | -1
node_8100502_200857430 |  |  | PQ | AN | 2771.281 | 8100502 | no | no |  |  | no |  |  | 1381222.835 | 15295967.723 |  | -1
node_8100502_200857431 |  |  | PQ | AD | 2771.281 | 8100502 | no | no |  |  | no |  |  | 1381138.842 | 15295953.675 |  | -1
node_8100502_200857432 |  |  | PQ | AD | 2771.281 | 8100502 | no | no |  |  | no |  |  | 1381038.126 | 15295933.302 |  | -1
node_8100502_200857433 |  |  | PQ | AN | 2771.281 | 8100502 | no | no |  |  | no |  |  | 1380917.704 | 15295918.834 |  | -1
node_8100502_200857434 |  |  | PQ | AD | 2771.281 | 8100502 | no | no |  |  | no |  |  | 1380776.616 | 15295892.737 |  | -1
node_8100502_200857435 |  |  | PQ | AD | 2771.281 | 8100502 | no | no |  |  | no |  |  | 1380679.901 | 15295878.404 |  | -1
node_8100502_200857436 |  |  | PQ | AD | 2771.281 | 8100502 | no | no |  |  | no |  |  | 1380569.247 | 15295858.916 |  | -1
node_8100502_200857437 |  |  | PQ | AN | 2771.281 | 8100502 | no | no |  |  | no |  |  | 1380484.582 | 15295842.224 |  | -1
node_8100502_200857438 |  |  | PQ | AD | 2771.281 | 8100502 | no | no |  |  | no |  |  | 1380368.226 | 15295818.22 |  | -1
node_8100502_200857439 |  |  | PQ | AD | 2771.281 | 8100502 | no | no |  |  | no |  |  | 1380280.002 | 15295807.124 |  | -1
node_8100502_200857442 |  |  | PQ | AN | 2771.281 | 8100502 | no | no |  |  | no |  |  | 1380199.347 | 15295798.296 |  | -1
node_8100502_200857443 |  |  | PQ | AN | 2771.281 | 8100502 | no | no |  |  | no |  |  | 1380102.039 | 15295780.894 |  | -1
node_8100502_200857444 |  |  | PQ | AD | 2771.281 | 8100502 | no | no |  |  | no |  |  | 1379994.416 | 15295763.962 |  | -1
node_8100502_200857447 |  |  | PQ | AD | 2771.281 | 8100502 | no | no |  |  | no |  |  | 1379902.083 | 15295706.901 |  | -1
node_8100502_200857449 |  |  | PQ | AD | 2771.281 | 8100502 | no | no |  |  | no |  |  | 1379847.461 | 15295704.153 |  | -1
node_8100502_200857450 |  |  | PQ | AD | 2771.281 | 8100502 | no | no |  |  | no |  |  | 1379722.528 | 15295719.845 |  | -1
node_8100502_200857452 |  |  | PQ | ABCN | 2771.281 | 8100502 | no | no |  |  | no |  |  | 1379498.74 | 15295651.02 |  | -1
node_8100502_200857453 |  |  | PQ | ABCD | 2771.281 | 8100502 | no | no |  |  | no |  |  | 1379413.298 | 15295639.278 |  | -1
node_8100502_200857454 |  |  | PQ | AD | 2771.281 | 8100502 | no | no |  |  | no |  |  | 1379334.578 | 15295628.088 |  | -1
node_8100502_200857455 |  |  | PQ | AD | 2771.281 | 8100502 | no | no |  |  | no |  |  | 1379207.711 | 15295620.564 |  | -1
node_8100502_200857456 |  |  | PQ | AN | 2771.281 | 8100502 | no | no |  |  | no |  |  | 1379063.12 | 15295600.293 |  | -1
node_8100502_200857462 |  |  | PQ | AN | 2771.281 | 8100502 | no | no |  |  | no |  |  | 1378778.452 | 15295524.307 |  | -1
node_8100502_200857469 |  |  | PQ | ABCN | 2771.281 | 8100502 | no | no |  |  | no |  |  | 1378997.826 | 15296676.834 |  | -1
node_8100502_200857472 |  |  | PQ | AD | 2771.281 | 8100502 | no | no |  |  | no |  |  | 1379001.425 | 15296554.426 |  | -1
node_8100502_200857474 |  |  | PQ | AD | 2771.281 | 8100502 | no | no |  |  | no |  |  | 1379014.254 | 15296366.709 |  | -1
node_8100502_200857476 |  |  | PQ | AN | 2771.281 | 8100502 | no | no |  |  | no |  |  | 1379023.322 | 15296189.746 |  | -1
node_8100502_200857483 |  |  | PQ | ABCN | 2771.281 | 8100502 | no | no |  |  | no |  |  | 1379285.294 | 15296586.588 |  | -1
node_8100502_200857484 |  |  | PQ | AD | 2771.281 | 8100502 | no | no |  |  | no |  |  | 1379277.242 | 15296491.659 |  | -1
node_8100502_200857485 |  |  | PQ | AD | 2771.281 | 8100502 | no | no |  |  | no |  |  | 1379294.696 | 15296388.391 |  | -1
node_8100502_200857486 |  |  | PQ | AD | 2771.281 | 8100502 | no | no |  |  | no |  |  | 1379298.662 | 15296297.581 |  | -1
node_8100502_200857487 |  |  | PQ | AN | 2771.281 | 8100502 | no | no |  |  | no |  |  | 1379305.744 | 15296209.993 |  | -1
node_8100502_200857494 |  |  | PQ | ABCN | 2771.281 | 8100502 | no | no |  |  | no |  |  | 1379621.172 | 15295732.451 |  | -1
node_8100502_200857497 |  |  | PQ | ABCD | 2771.281 | 8100502 | no | no |  |  | no |  |  | 1379566.956 | 15296619.808 |  | -1
node_8100502_200857498 |  |  | PQ | ABCN | 2771.281 | 8100502 | no | no |  |  | no |  |  | 1379566.765 | 15296516.377 |  | -1
node_8100502_200857499 |  |  | PQ | ABCD | 2771.281 | 8100502 | no | no |  |  | no |  |  | 1379576.165 | 15296396.022 |  | -1
node_8100502_200857500 |  |  | PQ | ABCD | 2771.281 | 8100502 | no | no |  |  | no |  |  | 1379582.23 | 15296271.117 |  | -1
node_8100502_200857501 |  |  | PQ | ABCD | 2771.281 | 8100502 | no | no |  |  | no |  |  | 1379595.866 | 15296139.887 |  | -1
node_8100502_200857502 |  |  | PQ | ABCD | 2771.281 | 8100502 | no | no |  |  | no |  |  | 1379599.097 | 15296025.199 |  | -1
node_8100502_200857503 |  |  | PQ | ABCN | 2771.281 | 8100502 | no | no |  |  | no |  |  | 1379609.147 | 15295877.243 |  | -1
node_8100502_200857519 |  |  | PQ | AD | 2771.281 | 8100502 | no | no |  |  | no |  |  | 1380421.847 | 15296656.547 |  | -1
node_8100502_200857520 |  |  | PQ | AD | 2771.281 | 8100502 | no | no |  |  | no |  |  | 1380427.299 | 15296577.287 |  | -1
node_8100502_200857521 |  |  | PQ | AD | 2771.281 | 8100502 | no | no |  |  | no |  |  | 1380429.209 | 15296462.619 |  | -1
node_8100502_200857522 |  |  | PQ | AD | 2771.281 | 8100502 | no | no |  |  | no |  |  | 1380436.239 | 15296333.47 |  | -1
node_8100502_200857523 |  |  | PQ | AN | 2771.281 | 8100502 | no | no |  |  | no |  |  | 1380447.266 | 15296207.652 |  | -1
node_8100502_200857527 |  |  | PQ | ABCN | 2771.281 | 8100502 | no | no |  |  | no |  |  | 1380457.34 | 15297202.813 |  | -1
node_8100502_200857528 |  |  | PQ | ABCD | 2771.281 | 8100502 | no | no |  |  | no |  |  | 1380645.2 | 15297227.23 |  | -1
node_8100502_200857538 |  |  | PQ | ABCN | 2771.281 | 8100502 | no | no |  |  | no |  |  | 1380649.534 | 15297114.47 |  | -1
node_8100502_200857539 |  |  | PQ | ABCN | 2771.281 | 8100502 | no | no |  |  | no |  |  | 1380654.091 | 15297004.236 |  | -1
node_8100502_200857543 |  |  | PQ | AD | 2771.281 | 8100502 | no | no |  |  | no |  |  | 1380681.985 | 15296596.604 |  | -1
node_8100502_200857544 |  |  | PQ | AN | 2771.281 | 8100502 | no | no |  |  | no |  |  | 1380689.399 | 15296470.888 |  | -1
node_8100502_200857545 |  |  | PQ | AD | 2771.281 | 8100502 | no | no |  |  | no |  |  | 1380693.065 | 15296349.179 |  | -1
node_8100502_200857546 |  |  | PQ | AD | 2771.281 | 8100502 | no | no |  |  | no |  |  | 1380702.18 | 15296258.58 |  | -1
node_8100502_200857547 |  |  | PQ | AN | 2771.281 | 8100502 | no | no |  |  | no |  |  | 1380711.938 | 15296131.779 |  | -1
node_8100502_200857553 |  |  | PQ | ABCD | 2771.281 | 8100502 | no | no |  |  | no |  |  | 1380974.95 | 15296792.942 |  | -1
node_8100502_200857554 |  |  | PQ | ABCN | 2771.281 | 8100502 | no | no |  |  | no |  |  | 1380985.107 | 15296712.281 |  | -1
node_8100502_200857555 |  |  | PQ | ABCN | 2771.281 | 8100502 | no | no |  |  | no |  |  | 1380989.331 | 15296564.944 |  | -1
node_8100502_200857556 |  |  | PQ | AD | 2771.281 | 8100502 | no | no |  |  | no |  |  | 1381002.918 | 15296458.264 |  | -1
node_8100502_200857557 |  |  | PQ | AN | 2771.281 | 8100502 | no | no |  |  | no |  |  | 1381012.315 | 15296311.412 |  | -1
node_8100502_200857558 |  |  | PQ | AN | 2771.281 | 8100502 | no | no |  |  | no |  |  | 1381023.099 | 15296202.513 |  | -1
node_8100502_200857574 |  |  | PQ | ABCD | 2771.281 | 8100502 | no | no |  |  | no |  |  | 1381476.984 | 15297125.069 |  | -1
node_8100502_200857575 |  |  | PQ | ABCN | 2771.281 | 8100502 | no | no |  |  | no |  |  | 1381484.119 | 15297011.816 |  | -1
node_8100502_200857577 |  |  | PQ | ABCD | 2771.281 | 8100502 | no | no |  |  | no |  |  | 1381490.631 | 15296897.853 |  | -1
node_8100502_200857578 |  |  | PQ | AD | 2771.281 | 8100502 | no | no |  |  | no |  |  | 1381504.506 | 15296836.411 |  | -1
node_8100502_200857580 |  |  | PQ | AD | 2771.281 | 8100502 | no | no |  |  | no |  |  | 1381509.273 | 15296730.849 |  | -1
node_8100502_200857581 |  |  | PQ | AD | 2771.281 | 8100502 | no | no |  |  | no |  |  | 1381517.28 | 15296611.379 |  | -1
node_8100502_200857582 |  |  | PQ | AN | 2771.281 | 8100502 | no | no |  |  | no |  |  | 1381522.555 | 15296526.72 |  | -1
node_8100502_200857598 |  |  | PQ | ABCD | 2771.281 | 8100502 | no | no |  |  | no |  |  | 1381811.723 | 15296868.35 |  | -1
node_8100502_200857599 |  |  | PQ | ABCD | 2771.281 | 8100502 | no | no |  |  | no |  |  | 1381817.992 | 15296762.072 |  | -1
node_8100502_200857600 |  |  | PQ | AD | 2771.281 | 8100502 | no | no |  |  | no |  |  | 1381826.342 | 15296650.744 |  | -1
node_8100502_200857601 |  |  | PQ | AD | 2771.281 | 8100502 | no | no |  |  | no |  |  | 1381834.968 | 15296533.177 |  | -1
node_8100502_200857602 |  |  | PQ | AN | 2771.281 | 8100502 | no | no |  |  | no |  |  | 1381840.286 | 15296408.133 |  | -1
node_8100502_200857619 |  |  | PQ | AD | 2771.281 | 8100502 | no | no |  |  | no |  |  | 1382098.559 | 15296803.509 |  | -1
node_8100502_200857631 |  |  | PQ | AD | 2771.281 | 8100502 | no | no |  |  | no |  |  | 1382105.185 | 15296699.129 |  | -1
node_8100502_200857640 |  |  | PQ | AN | 2771.281 | 8100502 | no | no |  |  | no |  |  | 1382108.176 | 15296594.458 |  | -1
node_8100502_200857646 |  |  | PQ | AD | 2771.281 | 8100502 | no | no |  |  | no |  |  | 1382300.228 | 15296875.513 |  | -1
node_8100502_200857647 |  |  | PQ | AD | 2771.281 | 8100502 | no | no |  |  | no |  |  | 1382308.868 | 15296747.976 |  | -1
node_8100502_200857648 |  |  | PQ | AN | 2771.281 | 8100502 | no | no |  |  | no |  |  | 1382312.043 | 15296606.277 |  | -1
node_8100502_200857649 |  |  | PQ | AD | 2771.281 | 8100502 | no | no |  |  | no |  |  | 1382319.02 | 15296515.336 |  | -1
node_8100502_200857650 |  |  | PQ | AN | 2771.281 | 8100502 | no | no |  |  | no |  |  | 1382322.002 | 15296417.873 |  | -1
node_8100502_200857707 |  |  | PQ | AD | 2771.281 | 8100502 | no | no |  |  | no |  |  | 1378871.604 | 15294593.131 |  | -1
node_8100502_200857708 |  |  | PQ | AD | 2771.281 | 8100502 | no | no |  |  | no |  |  | 1378768.031 | 15294538.311 |  | -1
node_8100502_200857709 |  |  | PQ | AN | 2771.281 | 8100502 | no | no |  |  | no |  |  | 1378624.989 | 15294460.164 |  | -1
node_8100502_200857713 |  |  | PQ | ABCD | 2771.281 | 8100502 | no | no |  |  | no |  |  | 1379027.63 | 15294238.141 |  | -1
node_8100502_200857714 |  |  | PQ | ABCN | 2771.281 | 8100502 | no | no |  |  | no |  |  | 1378896.845 | 15294173.039 |  | -1
node_8100502_200857715 |  |  | PQ | ABCD | 2771.281 | 8100502 | no | no |  |  | no |  |  | 1378783.34 | 15294117.564 |  | -1
node_8100502_200857716 |  |  | PQ | ABCN | 2771.281 | 8100502 | no | no |  |  | no |  |  | 1378692.566 | 15294063.387 |  | -1
node_8100502_200857717 |  |  | PQ | ABCD | 2771.281 | 8100502 | no | no |  |  | no |  |  | 1378555.25 | 15293991.488 |  | -1
node_8100502_200857718 |  |  | PQ | ABCD | 2771.281 | 8100502 | no | no |  |  | no |  |  | 1378448.493 | 15293935.722 |  | -1
node_8100502_200857719 |  |  | PQ | ABCD | 2771.281 | 8100502 | no | no |  |  | no |  |  | 1378367.163 | 15293890.426 |  | -1
node_8100502_200857720 |  |  | PQ | ABCD | 2771.281 | 8100502 | no | no |  |  | no |  |  | 1379127.827 | 15294287.482 |  | -1
node_8100502_200857820 |  |  | PQ | AD | 2771.281 | 8100502 | no | no |  |  | no |  |  | 1379927.864 | 15295637.266 |  | -1
node_8100502_200857837 |  |  | PQ | AN | 2771.281 | 8100502 | no | no |  |  | no |  |  | 1379969.218 | 15295499.911 |  | -1
node_8100502_200857865 |  |  | PQ | ABCD | 2771.281 | 8100502 | no | no |  |  | no |  |  | 1379630.921 | 15295586.004 |  | -1
node_8100502_200857868 |  |  | PQ | ABCD | 2771.281 | 8100502 | no | no |  |  | no |  |  | 1379973.968 | 15294505.416 |  | -1
node_8100502_200857869 |  |  | PQ | ABCD | 2771.281 | 8100502 | no | no |  |  | no |  |  | 1380004.482 | 15294398.224 |  | -1
node_8100502_200857876 |  |  | PQ | ABCD | 2771.281 | 8100502 | no | no |  |  | no |  |  | 1379663.123 | 15295501.362 |  | -1
node_8100502_200857878 |  |  | PQ | ABCD | 2771.281 | 8100502 | no | no |  |  | no |  |  | 1379740.165 | 15295273.127 |  | -1
node_8100502_200857879 |  |  | PQ | ABCD | 2771.281 | 8100502 | no | no |  |  | no |  |  | 1379768.199 | 15295164.624 |  | -1
node_8100502_200857880 |  |  | PQ | ABCN | 2771.281 | 8100502 | no | no |  |  | no |  |  | 1379809.439 | 15295056.748 |  | -1
node_8100502_200857881 |  |  | PQ | ABCD | 2771.281 | 8100502 | no | no |  |  | no |  |  | 1379835.356 | 15294939.394 |  | -1
node_8100502_200857882 |  |  | PQ | ABCD | 2771.281 | 8100502 | no | no |  |  | no |  |  | 1379885.251 | 15294817.093 |  | -1
node_8100502_200857894 |  |  | PQ | AN | 2771.281 | 8100502 | no | no |  |  | no |  |  | 1379376.777 | 15295061.899 |  | -1
node_8100502_200857907 |  |  | PQ | AD | 2771.281 | 8100502 | no | no |  |  | no |  |  | 1379277.168 | 15294566.595 |  | -1
node_8100502_200857908 |  |  | PQ | AD | 2771.281 | 8100502 | no | no |  |  | no |  |  | 1379320.838 | 15294463.727 |  | -1
node_8100502_200857909 |  |  | PQ | AD | 2771.281 | 8100502 | no | no |  |  | no |  |  | 1379352.617 | 15294390.541 |  | -1
node_8100502_200857911 |  |  | PQ | AN | 2771.281 | 8100502 | no | no |  |  | no |  |  | 1379030.972 | 15295268.463 |  | -1
node_8100502_200857912 |  |  | PQ | AD | 2771.281 | 8100502 | no | no |  |  | no |  |  | 1379061.684 | 15295173.163 |  | -1
node_8100502_200857913 |  |  | PQ | AD | 2771.281 | 8100502 | no | no |  |  | no |  |  | 1379093.386 | 15295072.845 |  | -1
node_8100502_200857914 |  |  | PQ | AD | 2771.281 | 8100502 | no | no |  |  | no |  |  | 1379122.32 | 15294984.089 |  | -1
node_8100502_200857915 |  |  | PQ | AN | 2771.281 | 8100502 | no | no |  |  | no |  |  | 1379165.511 | 15294858.808 |  | -1
node_8100502_200857916 |  |  | PQ | AD | 2771.281 | 8100502 | no | no |  |  | no |  |  | 1379205.379 | 15294752.558 |  | -1
node_8100502_200857972 |  |  | PQ | ABCD | 2771.281 | 8100502 | no | no |  |  | no |  |  | 1379975.193 | 15294407.868 |  | -1
node_8100502_200857973 |  |  | PQ | ABCN | 2771.281 | 8100502 | no | no |  |  | no |  |  | 1379892.206 | 15294392.137 |  | -1
node_8100502_200857975 |  |  | PQ | ABCD | 2771.281 | 8100502 | no | no |  |  | no |  |  | 1379764.377 | 15294378.856 |  | -1
node_8100502_200857976 |  |  | PQ | ABCD | 2771.281 | 8100502 | no | no |  |  | no |  |  | 1379635.5 | 15294364.044 |  | -1
node_8100502_200857977 |  |  | PQ | ABCN | 2771.281 | 8100502 | no | no |  |  | no |  |  | 1379581.233 | 15294358.909 |  | -1
node_8100502_200857978 |  |  | PQ | ABCN | 2771.281 | 8100502 | no | no |  |  | no |  |  | 1379484.956 | 15294347.788 |  | -1
node_8100502_200857979 |  |  | PQ | ABCD | 2771.281 | 8100502 | no | no |  |  | no |  |  | 1379376.455 | 15294332.149 |  | -1
node_8100502_200857980 |  |  | PQ | ABCD | 2771.281 | 8100502 | no | no |  |  | no |  |  | 1379225.108 | 15294300.196 |  | -1
node_8100502_200857981 |  |  | PQ | ABCD | 2771.281 | 8100502 | no | no |  |  | no |  |  | 1379165.703 | 15294309.309 |  | -1
node_8100502_200857989 |  |  | PQ | AD | 2771.281 | 8100502 | no | no |  |  | no |  |  | 1379389.506 | 15295061.005 |  | -1
node_8100502_200857990 |  |  | PQ | AD | 2771.281 | 8100502 | no | no |  |  | no |  |  | 1379495.819 | 15295091.69 |  | -1
node_8100502_200857991 |  |  | PQ | AD | 2771.281 | 8100502 | no | no |  |  | no |  |  | 1379615.149 | 15295134.598 |  | -1
node_8100502_200858128 |  |  | PQ | AD | 2771.281 | 8100502 | no | no |  |  | no |  |  | 1379843.879 | 15296660.327 |  | -1
node_8100502_200858129 |  |  | PQ | AD | 2771.281 | 8100502 | no | no |  |  | no |  |  | 1379850.108 | 15296539.347 |  | -1
node_8100502_200858130 |  |  | PQ | AD | 2771.281 | 8100502 | no | no |  |  | no |  |  | 1379861.976 | 15296484.886 |  | -1
node_8100502_200858132 |  |  | PQ | AD | 2771.281 | 8100502 | no | no |  |  | no |  |  | 1379863.071 | 15296331.806 |  | -1
node_8100502_200858133 |  |  | PQ | AN | 2771.281 | 8100502 | no | no |  |  | no |  |  | 1379872.568 | 15296214.091 |  | -1
node_8100502_200859048 |  |  | PQ | ABCN | 2771.281 | 8100502 | no | no |  |  | no |  |  | 1378343.844 | 15295067.754 |  | -1
node_8100502_200859050 |  |  | PQ | ABCD | 2771.281 | 8100502 | no | no |  |  | no |  |  | 1378199.431 | 15294989.809 |  | -1
node_8100502_200859051 |  |  | PQ | ABCN | 2771.281 | 8100502 | no | no |  |  | no |  |  | 1378065.63 | 15294921.226 |  | -1
node_8100502_200859052 |  |  | PQ | ABCD | 2771.281 | 8100502 | no | no |  |  | no |  |  | 1377928.195 | 15294854.747 |  | -1
node_8100502_200859053 |  |  | PQ | ABCD | 2771.281 | 8100502 | no | no |  |  | no |  |  | 1378698.32 | 15296622.984 |  | -1
node_8100502_200859054 |  |  | PQ | AD | 2771.281 | 8100502 | no | no |  |  | no |  |  | 1378753.202 | 15295766.979 |  | -1
node_8100502_200859055 |  |  | PQ | AD | 2771.281 | 8100502 | no | no |  |  | no |  |  | 1378755.363 | 15295694.395 |  | -1
node_8100502_200859056 |  |  | PQ | ABCD | 2771.281 | 8100502 | no | no |  |  | no |  |  | 1378700.132 | 15296537.562 |  | -1
node_8100502_200859057 |  |  | PQ | ABCD | 2771.281 | 8100502 | no | no |  |  | no |  |  | 1378706.579 | 15296440.029 |  | -1
node_8100502_200859059 |  |  | PQ | ABCD | 2771.281 | 8100502 | no | no |  |  | no |  |  | 1378712.452 | 15296358.416 |  | -1
node_8100502_200859060 |  |  | PQ | ABCN | 2771.281 | 8100502 | no | no |  |  | no |  |  | 1378717.025 | 15296260.619 |  | -1
node_8100502_200859061 |  |  | PQ | ABCD | 2771.281 | 8100502 | no | no |  |  | no |  |  | 1378724.501 | 15296158.183 |  | -1
node_8100502_200859062 |  |  | PQ | AD | 2771.281 | 8100502 | no | no |  |  | no |  |  | 1378732.587 | 15296062.107 |  | -1
node_8100502_200859063 |  |  | PQ | AN | 2771.281 | 8100502 | no | no |  |  | no |  |  | 1378736.624 | 15295968.591 |  | -1
node_8100502_200859064 |  |  | PQ | AD | 2771.281 | 8100502 | no | no |  |  | no |  |  | 1378745.477 | 15295867.269 |  | -1
node_8100502_200859098 |  |  | PQ | ABCD | 2771.281 | 8100502 | no | no |  |  | no |  |  | 1375994.834 | 15296721.641 |  | -1
node_8100502_200859100 |  |  | PQ | ABCD | 2771.281 | 8100502 | no | no |  |  | no |  |  | 1376026.058 | 15296722.826 |  | -1
node_8100502_200859101 |  |  | PQ | ABCN | 2771.281 | 8100502 | no | no |  |  | no |  |  | 1376144.761 | 15296676.424 |  | -1
node_8100502_200859102 |  |  | PQ | ABCD | 2771.281 | 8100502 | no | no |  |  | no |  |  | 1376190.508 | 15296741.953 |  | -1
node_8100502_200859103 |  |  | PQ | ABCD | 2771.281 | 8100502 | no | no |  |  | no |  |  | 1376279.381 | 15296746.83 |  | -1
node_8100502_200859104 |  |  | PQ | ABCD | 2771.281 | 8100502 | no | no |  |  | no |  |  | 1376512.613 | 15296775.803 |  | -1
node_8100502_200859105 |  |  | PQ | ABCD | 2771.281 | 8100502 | no | no |  |  | no |  |  | 1376662.201 | 15296792.853 |  | -1
node_8100502_200859107 |  |  | PQ | ABCD | 2771.281 | 8100502 | no | no |  |  | no |  |  | 1377571.713 | 15296900.598 |  | -1
node_8100502_200859108 |  |  | PQ | ABCD | 2771.281 | 8100502 | no | no |  |  | no |  |  | 1377707.938 | 15296914.399 |  | -1
node_8100502_200859109 |  |  | PQ | ABCD | 2771.281 | 8100502 | no | no |  |  | no |  |  | 1377716.683 | 15296919.056 |  | -1
node_8100502_200859299 |  |  | PQ | ABCD | 2771.281 | 8100502 | no | no |  |  | no |  |  | 1378341.932 | 15293956.652 |  | -1
node_8100502_200859300 |  |  | PQ | ABCD | 2771.281 | 8100502 | no | no |  |  | no |  |  | 1378256.413 | 15294050.079 |  | -1
node_8100502_200859301 |  |  | PQ | ABCN | 2771.281 | 8100502 | no | no |  |  | no |  |  | 1378134.975 | 15294198.061 |  | -1
node_8100502_200859302 |  |  | PQ | ABCD | 2771.281 | 8100502 | no | no |  |  | no |  |  | 1378038.138 | 15294328.064 |  | -1
node_8100502_200859303 |  |  | PQ | ABCD | 2771.281 | 8100502 | no | no |  |  | no |  |  | 1377958.885 | 15294469.874 |  | -1
node_8100502_200859304 |  |  | PQ | ABCD | 2771.281 | 8100502 | no | no |  |  | no |  |  | 1377912.613 | 15294571.553 |  | -1
node_8100502_200859305 |  |  | PQ | ABCD | 2771.281 | 8100502 | no | no |  |  | no |  |  | 1377864.344 | 15294680.406 |  | -1
node_8100502_200859306 |  |  | PQ | ABCD | 2771.281 | 8100502 | no | no |  |  | no |  |  | 1377815.237 | 15294782.622 |  | -1
node_8100502_200859307 |  |  | PQ | ABCN | 2771.281 | 8100502 | no | no |  |  | no |  |  | 1377775.834 | 15294866.145 |  | -1
node_8100502_200859398 |  |  | PQ | AD | 2771.281 | 8100502 | no | no |  |  | no |  |  | 1377505.594 | 15295311.459 |  | -1
node_8100502_200859399 |  |  | PQ | AD | 2771.281 | 8100502 | no | no |  |  | no |  |  | 1377627.974 | 15295176.422 |  | -1
node_8100502_200859402 |  |  | PQ | AD | 2771.281 | 8100502 | no | no |  |  | no |  |  | 1377148.662 | 15296155.177 |  | -1
node_8100502_200859403 |  |  | PQ | AD | 2771.281 | 8100502 | no | no |  |  | no |  |  | 1377210.149 | 15296040.417 |  | -1
node_8100502_200859404 |  |  | PQ | AN | 2771.281 | 8100502 | no | no |  |  | no |  |  | 1377267.832 | 15295920.169 |  | -1
node_8100502_200859405 |  |  | PQ | AD | 2771.281 | 8100502 | no | no |  |  | no |  |  | 1377321.902 | 15295773.233 |  | -1
node_8100502_200859406 |  |  | PQ | AD | 2771.281 | 8100502 | no | no |  |  | no |  |  | 1377380.823 | 15295613.644 |  | -1
node_8100502_200859407 |  |  | PQ | AD | 2771.281 | 8100502 | no | no |  |  | no |  |  | 1377388.958 | 15295440.671 |  | -1
node_8100502_200859408 |  |  | PQ | AD | 2771.281 | 8100502 | no | no |  |  | no |  |  | 1377458.995 | 15295365.405 |  | -1
node_8100502_200866853 |  |  | PQ | ABCN | 2771.281 | 8100502 | no | no |  |  | no |  |  | 1375741.785 | 15296039.074 |  | -1
node_8100502_200866854 |  |  | PQ | ABCN | 2771.281 | 8100502 | no | no |  |  | no |  |  | 1375738.648 | 15296105.667 |  | -1
node_8100502_200866855 |  |  | PQ | ABCD | 2771.281 | 8100502 | no | no |  |  | no |  |  | 1375558.938 | 15296251.098 |  | -1
node_8100502_200866856 |  |  | PQ | ABCN | 2771.281 | 8100502 | no | no |  |  | no |  |  | 1375371.563 | 15296413.591 |  | -1
node_8100502_200917430 |  |  | PQ | ABCN | 2771.281 | 8100502 | no | no |  |  | no |  |  | 1376018.663 | 15296979.402 |  | -1
node_8100502_200917435 |  |  | PQ | ABCD | 2771.281 | 8100502 | no | no |  |  | no |  |  | 1375829.344 | 15296087.153 |  | -1
node_8100502_200940864 |  |  | PQ | ABCD | 2771.281 | 8100502 | no | no |  |  | no |  |  | 1378580.56 | 15296694.615 |  | -1
node_8100502_200944266 |  |  | PQ | AD | 2771.281 | 8100502 | no | no |  |  | no |  |  | 1378666.018 | 15294977.286 |  | -1
node_8100502_200944269 |  |  | PQ | AD | 2771.281 | 8100502 | no | no |  |  | no |  |  | 1378826.558 | 15294780.643 |  | -1
node_8100502_200944271 |  |  | PQ | ABCD | 2771.281 | 8100502 | no | no |  |  | no |  |  | 1378713.266 | 15296702.182 |  | -1
node_8100502_200944275 |  |  | PQ | ABCD | 2771.281 | 8100502 | no | no |  |  | no |  |  | 1377616.412 | 15296568.231 |  | -1
node_8100502_200944276 |  |  | PQ | ABCD | 2771.281 | 8100502 | no | no |  |  | no |  |  | 1377520.525 | 15296551.066 |  | -1
node_8100502_200944278 |  |  | PQ | ABCD | 2771.281 | 8100502 | no | no |  |  | no |  |  | 1377228.703 | 15296493.812 |  | -1
node_8100502_200944279 |  |  | PQ | ABCD | 2771.281 | 8100502 | no | no |  |  | no |  |  | 1377121.845 | 15296470.072 |  | -1
node_8100502_200944281 |  |  | PQ | AD | 2771.281 | 8100502 | no | no |  |  | no |  |  | 1377373.701 | 15296201.724 |  | -1
node_8100502_200944282 |  |  | PQ | AD | 2771.281 | 8100502 | no | no |  |  | no |  |  | 1377247.947 | 15296175.858 |  | -1
node_8100502_200944295 |  |  | PQ | AN | 2771.281 | 8100502 | no | no |  |  | no |  |  | 1377669.251 | 15295052.158 |  | -1
node_8100502_200953666 |  |  | PQ | ABCN | 2771.281 | 8100502 | no | no |  |  | no |  |  | 1379686.935 | 15295406.018 |  | -1
node_8100502_200953667 |  |  | PQ | ABCN | 2771.281 | 8100502 | no | no |  |  | no |  |  | 1380990.533 | 15296852.355 |  | -1
node_8100502_200953669 |  |  | PQ | ABCN | 2771.281 | 8100502 | no | no |  |  | no |  |  | 1381244.603 | 15296870.26 |  | -1
node_8100502_200953830 |  |  | PQ | ABCD | 2771.281 | 8100502 | no | no |  |  | no |  |  | 1379943.785 | 15294606.784 |  | -1
node_8100502_200954363 |  |  | PQ | ABCN | 2771.281 | 8100502 | no | no |  |  | no |  |  | 1376171.742 | 15296801.01 |  | -1
node_8100502_200954364 |  |  | PQ | ABCN | 2771.281 | 8100502 | no | no |  |  | no |  |  | 1376001.916 | 15296788.001 |  | -1
node_8100502_200968601 |  |  | PQ | AD | 2771.281 | 8100502 | no | no |  |  | no |  |  | 1379748.519 | 15295175.857 |  | -1
node_8100502_200969067 |  |  | PQ | ABCD | 2771.281 | 8100502 | no | no |  |  | no |  |  | 1378084.317 | 15296386.159 |  | -1
node_8100502_200970227 |  |  | PQ | ABCN | 2771.281 | 8100502 | no | no |  |  | no |  |  | 1379922.985 | 15294697.53 |  | -1
node_8100502_200970777 |  |  | PQ | AN | 2771.281 | 8100502 | no | no |  |  | no |  |  | 1378125.861 | 15294552.739 |  | -1
node_8100502_200970778 |  |  | PQ | AD | 2771.281 | 8100502 | no | no |  |  | no |  |  | 1378029.269 | 15294499.32 |  | -1
node_8100502_200975018 |  |  | PQ | AN | 2771.281 | 8100502 | no | no |  |  | no |  |  | 1378091.937 | 15296148.368 |  | -1
node_8100502_200975024 |  |  | PQ | AD | 2771.281 | 8100502 | no | no |  |  | no |  |  | 1377058.401 | 15296387.527 |  | -1
node_8100502_200978159 |  |  | PQ | ABCN | 2771.281 | 8100502 | no | no |  |  | no |  |  | 1377879.955 | 15295066.053 |  | -1
node_8100502_200978599 |  |  | PQ | ABCD | 2771.281 | 8100502 | no | no |  |  | no |  |  | 1380656.048 | 15296938.309 |  | -1
node_8100502_200982497 |  |  | PQ | ABCD | 2771.281 | 8100502 | no | no |  |  | no |  |  | 1380660.151 | 15296831.355 |  | -1
node_8100502_200982498 |  |  | PQ | AN | 2771.281 | 8100502 | no | no |  |  | no |  |  | 1380701.96 | 15296695.872 |  | -1
node_8100502_200982499 |  |  | PQ | ABCD | 2771.281 | 8100502 | no | no |  |  | no |  |  | 1380587.733 | 15296835.112 |  | -1
node_8100502_200982500 |  |  | PQ | ABCN | 2771.281 | 8100502 | no | no |  |  | no |  |  | 1380507.417 | 15296824.236 |  | -1
node_8100502_200985601 |  |  | PQ | ABCN | 2771.281 | 8100502 | no | no |  |  | no |  |  | 1379283.02 | 15296652.667 |  | -1
node_8100502_201027282 |  |  | PQ | ABCN | 2771.281 | 8100502 | no | no |  |  | no |  |  | 1381037.783 | 15296585.312 |  | -1
node_8100502_201027290 |  |  | PQ | AN | 2771.281 | 8100502 | no | no |  |  | no |  |  | 1380526.186 | 15295786.198 |  | -1
node_8100502_201027295 |  |  | PQ | ABCN | 2771.281 | 8100502 | no | no |  |  | no |  |  | 1378493.11 | 15296983.737 |  | -1
node_8100502_201027296 |  |  | PQ | ABCN | 2771.281 | 8100502 | no | no |  |  | no |  |  | 1375357.317 | 15296389.898 |  | -1
node_8100502_201045351 |  |  | PQ | ABCN | 2771.281 | 8100502 | no | no |  |  | no |  |  | 1378414.98 | 15296086.529 |  | -1
node_8100502_201045986 |  |  | PQ | ABCN | 2771.281 | 8100502 | no | no |  |  | no |  |  | 1377955.425 | 15296784.967 |  | -1
node_8100502_201055590 |  |  | PQ | AD | 2771.281 | 8100502 | no | no |  |  | no |  |  | 1379240.051 | 15294656.319 |  | -1
node_8100502_201061185 |  |  | PQ | ABCD | 2771.281 | 8100502 | no | no |  |  | no |  |  | 1379595.85 | 15295665.779 |  | -1
node_8100502_311901386 |  |  | PQ | ABCN | 2771.281 | 8100502 | no | no |  |  | no |  |  | 1375314.407 | 15296303.337 |  | -1
node_8100502_311997742 |  |  | PQ | ABCN | 2771.281 | 8100502 | no | no |  |  | no |  |  | 1380679.503 | 15297070.482 |  | -1
node_8100502_311997743 |  |  | PQ | ABCN | 2771.281 | 8100502 | no | no |  |  | no |  |  | 1380678.972 | 15297089.344 |  | -1
node_8100502_311997744 |  |  | PQ | ABCN | 2771.281 | 8100502 | no | no |  |  | no |  |  | 1381219.446 | 15297118.748 |  | -1
node_8100502_312000292 |  |  | PQ | ABCN | 2771.281 | 8100502 | no | no |  |  | no |  |  | 1380651.384 | 15297069.726 |  | -1
node_8100502_312000293 |  |  | PQ | ABCD | 2771.281 | 8100502 | no | no |  |  | no |  |  | 1380679.899 | 15297059.255 |  | -1
node_8100502_312032173 |  |  | PQ | ABCD | 2771.281 | 8100502 | no | no |  |  | no |  |  | 1377639.737 | 15296907.489 |  | -1
node_8100502_312105923 |  |  | PQ | ABCN | 2771.281 | 8100502 | no | no |  |  | no |  |  | 1381639.337 | 15296846.559 |  | -1
node_312117430 |  |  | PQ | ABCD | 2771.281 | 8100502 | no | no |  |  | no |  |  | 1376147.183 | 15296679.78 |  | -1
node_312117436 |  |  | PQ | ABCD | 2771.281 | 8100502 | no | no |  |  | no |  |  | 1376148.836 | 15296682.068 |  | -1
node_312117440 |  |  | PQ | ABCD | 2771.281 | 8100502 | no | no |  |  | no |  |  | 1376150.336 | 15296684.218 |  | -1
node_SOURCE_8100502 |  |  | SWING | ABCN | 2771.281 | 8100502 | no | no |  |  | no |  |  | 1375693.637 | 15297337.623 |  | -1
node_intto1_1375125_423_15296285_667 |  |  | PQ | ABCD | 2771.281 | 8100502 | no | no |  |  | no |  |  | 1375125.423 | 15296285.667 |  | -1
node_intto1_8100502_200856463 |  |  | PQ | ABCN | 2771.281 | 8100502 | no | no |  |  | no |  |  | 1379826.162 | 15295860.033 |  | -1
node_intto1_8100502_200857309 |  |  | PQ | ABCD | 2771.281 | 8100502 | no | no |  |  | no |  |  | 1378386.854 | 15296682.294 |  | -1
node_intto1_8100502_200857310 |  |  | PQ | ABCD | 2771.281 | 8100502 | no | no |  |  | no |  |  | 1378343.828 | 15296706.347 |  | -1
node_intto1_8100502_200857343 |  |  | PQ | AD | 2771.281 | 8100502 | no | no |  |  | no |  |  | 1382172.549 | 15297096.784 |  | -1
node_intto1_8100502_200857434 |  |  | PQ | AD | 2771.281 | 8100502 | no | no |  |  | no |  |  | 1380776.616 | 15295892.737 |  | -1
node_intto1_8100502_200857498 |  |  | PQ | ABCD | 2771.281 | 8100502 | no | no |  |  | no |  |  | 1379566.765 | 15296516.377 |  | -1
node_intto1_8100502_200857519 |  |  | PQ | AD | 2771.281 | 8100502 | no | no |  |  | no |  |  | 1380421.847 | 15296656.547 |  | -1
node_intto1_8100502_200857539 |  |  | PQ | ABCD | 2771.281 | 8100502 | no | no |  |  | no |  |  | 1380654.091 | 15297004.236 |  | -1
node_intto1_8100502_200857543 |  |  | PQ | AD | 2771.281 | 8100502 | no | no |  |  | no |  |  | 1380681.985 | 15296596.604 |  | -1
node_intto1_8100502_200857554 |  |  | PQ | ABCD | 2771.281 | 8100502 | no | no |  |  | no |  |  | 1380985.107 | 15296712.281 |  | -1
node_intto1_8100502_200857598 |  |  | PQ | ABCD | 2771.281 | 8100502 | no | no |  |  | no |  |  | 1381811.723 | 15296868.35 |  | -1
node_intto1_8100502_200857647 |  |  | PQ | AD | 2771.281 | 8100502 | no | no |  |  | no |  |  | 1382308.868 | 15296747.976 |  | -1
node_intto1_8100502_200857972 |  |  | PQ | ABCD | 2771.281 | 8100502 | no | no |  |  | no |  |  | 1379975.193 | 15294407.868 |  | -1
node_intto1_8100502_200859300 |  |  | PQ | ABCD | 2771.281 | 8100502 | no | no |  |  | no |  |  | 1378256.413 | 15294050.079 |  | -1
node_intto1_8100502_200859307 |  |  | PQ | ABCD | 2771.281 | 8100502 | no | no |  |  | no |  |  | 1377775.834 | 15294866.145 |  | -1
node_intto1_8100502_201027282 |  |  | PQ | ABCN | 2771.281 | 8100502 | no | no |  |  | no |  |  | 1381037.783 | 15296585.312 |  | -1
node_intto1_8100502_201027290 |  |  | PQ | AD | 2771.281 | 8100502 | no | no |  |  | no |  |  | 1380526.186 | 15295786.198 |  | -1
node_intto1_8100502_201027295 |  |  | PQ | ABCN | 2771.281 | 8100502 | no | no |  |  | no |  |  | 1378493.11 | 15296983.737 |  | -1
node_intto1_8100502_201027296 |  |  | PQ | ABCN | 2771.281 | 8100502 | no | no |  |  | no |  |  | 1375357.317 | 15296389.898 |  | -1
node_intto1_312117430 |  |  | PQ | ABCD | 2771.281 | 8100502 | no | no |  |  | no |  |  | 1376147.183 | 15296679.78 |  | -1
node_intto1_312117436 |  |  | PQ | ABCD | 2771.281 | 8100502 | no | no |  |  | no |  |  | 1376148.836 | 15296682.068 |  | -1
node_intto1_312117440 |  |  | PQ | ABCD | 2771.281 | 8100502 | no | no |  |  | no |  |  | 1376150.336 | 15296684.218 |  | -1

## overhead_line
data_type | static
owner_type | feeder
owner | 8100502
object | overhead_line
name | groupid | phases | fr | to | length | configuration | dcircuit | selected | monitored | monitored_fields | class_monitored_fields | played | played_fields | comments | R | X | B | lim_kw
oh_line_8100502_200857183 |  | ABCD | node_8100502_201045986 | node_8100502_200857183 | 147.151 | bal_3P_477AL | 8100502 | no | no |  |  | no |  |  | 0 | 0 | 0 | 0
oh_line_8100502_200857187 |  | ABCD | node_8100502_200857183 | node_8100502_200857187 | 44.515 | bal_3P_477AL | 8100502 | no | no |  |  | no |  |  | 0 | 0 | 0 | 0
oh_line_8100502_200857194 |  | ABCD | node_8100502_200857318 | node_8100502_200857194 | 35.403 | bal_3P_477AL | 8100502 | no | no |  |  | no |  |  | 0 | 0 | 0 | 0
oh_line_8100502_200857195 |  | ABCD | node_8100502_200857194 | node_8100502_200857195 | 170.964 | bal_3P_477AL | 8100502 | no | no |  |  | no |  |  | 0 | 0 | 0 | 0
oh_line_8100502_200857199 |  | AD | node_8100502_200944266 | node_8100502_200857199 | 107.206 | bal_1P_1/0AA | 8100502 | no | no |  |  | no |  |  | 0 | 0 | 0 | 0
oh_line_8100502_200857203 |  | AD | node_8100502_200944269 | node_8100502_200857203 | 143.657 | bal_1P_1/0AA | 8100502 | no | no |  |  | no |  |  | 0 | 0 | 0 | 0
oh_line_8100502_200857205 |  | AD | node_8100502_200857206 | node_8100502_200857205 | 110.282 | bal_1P_4CU | 8100502 | no | no |  |  | no |  |  | 0 | 0 | 0 | 0
oh_line_8100502_200857206 |  | AD | node_8100502_200857208 | node_8100502_200857206 | 103.231 | bal_1P_4CU | 8100502 | no | no |  |  | no |  |  | 0 | 0 | 0 | 0
oh_line_8100502_200857208 |  | AD | node_8100502_200857209 | node_8100502_200857208 | 103.5 | bal_1P_4CU | 8100502 | no | no |  |  | no |  |  | 0 | 0 | 0 | 0
oh_line_8100502_200857209 |  | AD | node_8100502_200857210 | node_8100502_200857209 | 89.168 | bal_1P_4CU | 8100502 | no | no |  |  | no |  |  | 0 | 0 | 0 | 0
oh_line_8100502_200857210 |  | AD | node_8100502_200857980 | node_8100502_200857210 | 149.379 | bal_1P_4CU | 8100502 | no | no |  |  | no |  |  | 0 | 0 | 0 | 0
oh_line_8100502_200857211 |  | AD | node_8100502_200857980 | node_8100502_200857211 | 74.521 | bal_1P_4CU | 8100502 | no | no |  |  | no |  |  | 0 | 0 | 0 | 0
oh_line_8100502_200857253 |  | ABCD | node_8100502_200857254 | node_8100502_200857253 | 101.544 | bal_3P_2/0CU | 8100502 | no | no |  |  | no |  |  | 0 | 0 | 0 | 0
oh_line_8100502_200857254 |  | ABCD | node_8100502_200857255 | node_8100502_200857254 | 101.109 | bal_3P_2/0CU | 8100502 | no | no |  |  | no |  |  | 0 | 0 | 0 | 0
oh_line_8100502_200857255 |  | ABCD | node_8100502_200857256 | node_8100502_200857255 | 97.395 | bal_3P_2/0CU | 8100502 | no | no |  |  | no |  |  | 0 | 0 | 0 | 0
oh_line_8100502_200857256 |  | ABCD | node_8100502_200857257 | node_8100502_200857256 | 106.528 | bal_3P_2/0CU | 8100502 | no | no |  |  | no |  |  | 0 | 0 | 0 | 0
oh_line_8100502_200857257 |  | ABCD | node_8100502_200857259 | node_8100502_200857257 | 92.416 | bal_3P_2/0CU | 8100502 | no | no |  |  | no |  |  | 0 | 0 | 0 | 0
oh_line_8100502_200857259 |  | ABCD | node_8100502_200857260 | node_8100502_200857259 | 102.317 | bal_3P_2/0CU | 8100502 | no | no |  |  | no |  |  | 0 | 0 | 0 | 0
oh_line_8100502_200857260 |  | ABCD | node_8100502_200857261 | node_8100502_200857260 | 100.257 | bal_3P_2/0CU | 8100502 | no | no |  |  | no |  |  | 0 | 0 | 0 | 0
oh_line_8100502_200857261 |  | ABCD | node_8100502_200857263 | node_8100502_200857261 | 108.212 | bal_3P_2/0CU | 8100502 | no | no |  |  | no |  |  | 0 | 0 | 0 | 0
oh_line_8100502_200857263 |  | ABCD | node_8100502_200857264 | node_8100502_200857263 | 65.617 | bal_3P_2/0CU | 8100502 | no | no |  |  | no |  |  | 0 | 0 | 0 | 0
oh_line_8100502_200857264 |  | ABCD | node_8100502_200857577 | node_8100502_200857264 | 127.694 | bal_3P_2/0CU | 8100502 | no | no |  |  | no |  |  | 0 | 0 | 0 | 0
oh_line_8100502_200857265 |  | ABCD | node_8100502_200953669 | node_8100502_200857265 | 121.997 | bal_3P_2/0CU | 8100502 | no | no |  |  | no |  |  | 0 | 0 | 0 | 0
oh_line_8100502_200857267-1 |  | ABCD | node_8100502_200857268 | node_1381136_766_15296859_907 | 68.483 | bal_3P_2/0CU | 8100502 | no | no |  |  | no |  |  | 0 | 0 | 0 | 0
oh_line_8100502_200857267-2 |  | ABCD | node_1381136_766_15296859_907 | node_8100502_200857267 | 4.779 | bal_3P_2/0CU | 8100502 | no | no |  |  | no |  |  | 0 | 0 | 0 | 0
oh_line_8100502_200857268 |  | ABCD | node_8100502_200953667 | node_8100502_200857268 | 78.085 | bal_3P_2/0CU | 8100502 | no | no |  |  | no |  |  | 0 | 0 | 0 | 0
oh_line_8100502_200857271 |  | ABCD | node_8100502_200857272 | node_8100502_200857271 | 91.296 | bal_3P_2/0CU | 8100502 | no | no |  |  | no |  |  | 0 | 0 | 0 | 0
oh_line_8100502_200857272 |  | ABCD | node_8100502_200857273 | node_8100502_200857272 | 52.542 | bal_3P_2/0CU | 8100502 | no | no |  |  | no |  |  | 0 | 0 | 0 | 0
oh_line_8100502_200857273 |  | ABCD | node_8100502_200982497 | node_8100502_200857273 | 103.526 | bal_3P_2/0CU | 8100502 | no | no |  |  | no |  |  | 0 | 0 | 0 | 0
oh_line_8100502_200857278 |  | ABCD | node_8100502_200857279 | node_8100502_200857278 | 121.031 | bal_3P_2/0CU | 8100502 | no | no |  |  | no |  |  | 0 | 0 | 0 | 0
oh_line_8100502_200857279 |  | ABCD | node_8100502_200857280 | node_8100502_200857279 | 99.6 | bal_3P_2/0CU | 8100502 | no | no |  |  | no |  |  | 0 | 0 | 0 | 0
oh_line_8100502_200857280 |  | ABCD | node_8100502_200857281 | node_8100502_200857280 | 58.149 | bal_3P_2/0CU | 8100502 | no | no |  |  | no |  |  | 0 | 0 | 0 | 0
oh_line_8100502_200857281 |  | ABCD | node_8100502_200857282 | node_8100502_200857281 | 121.494 | bal_3P_2/0CU | 8100502 | no | no |  |  | no |  |  | 0 | 0 | 0 | 0
oh_line_8100502_200857282-1 |  | ABCD | node_8100502_200857283 | node_1380012_55_15296776_033 | 51.58 | bal_3P_2/0CU | 8100502 | no | no |  |  | no |  |  | 0 | 0 | 0 | 0
oh_line_8100502_200857282-2 |  | ABCD | node_1380012_55_15296776_033 | node_8100502_200857282 | 7.617 | bal_3P_2/0CU | 8100502 | no | no |  |  | no |  |  | 0 | 0 | 0 | 0
oh_line_8100502_200857283 |  | ABCD | node_8100502_200857284 | node_8100502_200857283 | 119.857 | bal_3P_2/0CU | 8100502 | no | no |  |  | no |  |  | 0 | 0 | 0 | 0
oh_line_8100502_200857284 |  | ABCD | node_8100502_200857285 | node_8100502_200857284 | 88.134 | bal_3P_2/0CU | 8100502 | no | no |  |  | no |  |  | 0 | 0 | 0 | 0
oh_line_8100502_200857285 |  | ABCD | node_8100502_200857286 | node_8100502_200857285 | 89.087 | bal_3P_336AL | 8100502 | no | no |  |  | no |  |  | 0 | 0 | 0 | 0
oh_line_8100502_200857286 |  | ABCD | node_8100502_200857289 | node_8100502_200857286 | 129.449 | bal_3P_336AL | 8100502 | no | no |  |  | no |  |  | 0 | 0 | 0 | 0
oh_line_8100502_200857289 |  | ABCD | node_8100502_200857290 | node_8100502_200857289 | 81.78 | bal_3P_336AL | 8100502 | no | no |  |  | no |  |  | 0 | 0 | 0 | 0
oh_line_8100502_200857290 |  | ABCD | node_8100502_200857291 | node_8100502_200857290 | 88.994 | bal_3P_336AL | 8100502 | no | no |  |  | no |  |  | 0 | 0 | 0 | 0
oh_line_8100502_200857291 |  | ABCD | node_8100502_200857292 | node_8100502_200857291 | 105.022 | bal_3P_336AL | 8100502 | no | no |  |  | no |  |  | 0 | 0 | 0 | 0
oh_line_8100502_200857292 |  | ABCD | node_8100502_200857297 | node_8100502_200857292 | 80.841 | bal_3P_336AL | 8100502 | no | no |  |  | no |  |  | 0 | 0 | 0 | 0
oh_line_8100502_200857297 |  | ABCD | node_8100502_200857298 | node_8100502_200857297 | 94.186 | bal_3P_336AL | 8100502 | no | no |  |  | no |  |  | 0 | 0 | 0 | 0
oh_line_8100502_200857298 |  | ABCD | node_8100502_200857299 | node_8100502_200857298 | 111.349 | bal_3P_336AL | 8100502 | no | no |  |  | no |  |  | 0 | 0 | 0 | 0
oh_line_8100502_200857299 |  | ABCD | node_8100502_200857300 | node_8100502_200857299 | 88.857 | bal_3P_336AL | 8100502 | no | no |  |  | no |  |  | 0 | 0 | 0 | 0
oh_line_8100502_200857300 |  | ABCD | node_8100502_200857301 | node_8100502_200857300 | 33.002 | bal_3P_336AL | 8100502 | no | no |  |  | no |  |  | 0 | 0 | 0 | 0
oh_line_8100502_200857301 |  | ABCD | node_8100502_200857303 | node_8100502_200857301 | 45.703 | bal_3P_336AL | 8100502 | no | no |  |  | no |  |  | 0 | 0 | 0 | 0
oh_line_8100502_200857303 |  | ABCD | node_8100502_200944271 | node_8100502_200857303 | 100.793 | bal_3P_336AL | 8100502 | no | no |  |  | no |  |  | 0 | 0 | 0 | 0
oh_line_8100502_200857306 |  | ABCD | node_8100502_200940864 | node_8100502_200857306 | 91.679 | bal_3P_336AL | 8100502 | no | no |  |  | no |  |  | 0 | 0 | 0 | 0
oh_line_8100502_200857308 |  | ABCD | node_8100502_200857309 | node_8100502_200857308 | 95.485 | bal_3P_336AL | 8100502 | no | no |  |  | no |  |  | 0 | 0 | 0 | 0
oh_line_8100502_200857309 |  | ABCD | node_8100502_200857313 | node_intto1_8100502_200857309 | 95.355 | bal_3P_336AL | 8100502 | no | no |  |  | no |  |  | 0 | 0 | 0 | 0
oh_line_8100502_200857310 |  | ABCD | node_8100502_200857309 | node_intto1_8100502_200857310 | 49.3 | bal_3P_1/0AC | 8100502 | no | no |  |  | no |  |  | 0 | 0 | 0 | 0
oh_line_8100502_200857311 |  | ABCD | node_8100502_200857310 | node_8100502_200857311 | 181.934 | bal_3P_1/0AC | 8100502 | no | no |  |  | no |  |  | 0 | 0 | 0 | 0
oh_line_8100502_200857312 |  | ABCD | node_8100502_200857311 | node_8100502_200857312 | 37.588 | bal_3P_1/0AA | 8100502 | no | no |  |  | no |  |  | 0 | 0 | 0 | 0
oh_line_8100502_200857313 |  | ABCD | node_8100502_200857315 | node_8100502_200857313 | 59.994 | bal_3P_477AL | 8100502 | no | no |  |  | no |  |  | 0 | 0 | 0 | 0
oh_line_8100502_200857315 |  | ABCD | node_8100502_200857317 | node_8100502_200857315 | 180.154 | bal_3P_477AL | 8100502 | no | no |  |  | no |  |  | 0 | 0 | 0 | 0
oh_line_8100502_200857317 |  | ABCD | node_8100502_200857194 | node_8100502_200857317 | 50.142 | bal_3P_477AL | 8100502 | no | no |  |  | no |  |  | 0 | 0 | 0 | 0
oh_line_8100502_200857318 |  | ABCD | node_8100502_200857319 | node_8100502_200857318 | 123.333 | bal_3P_477AL | 8100502 | no | no |  |  | no |  |  | 0 | 0 | 0 | 0
oh_line_8100502_200857319 |  | ABCD | node_8100502_200857320 | node_8100502_200857319 | 40.033 | bal_3P_477AL | 8100502 | no | no |  |  | no |  |  | 0 | 0 | 0 | 0
oh_line_8100502_200857320 |  | ABCD | node_8100502_200857321 | node_8100502_200857320 | 75.369 | bal_3P_477AL | 8100502 | no | no |  |  | no |  |  | 0 | 0 | 0 | 0
oh_line_8100502_200857321 |  | ABCD | node_8100502_200944275 | node_8100502_200857321 | 123.605 | bal_3P_477AL | 8100502 | no | no |  |  | no |  |  | 0 | 0 | 0 | 0
oh_line_8100502_200857325 |  | ABCD | node_8100502_200857326 | node_8100502_200857325 | 95.68 | bal_3P_477AL | 8100502 | no | no |  |  | no |  |  | 0 | 0 | 0 | 0
oh_line_8100502_200857326 |  | ABCD | node_8100502_200944278 | node_8100502_200857326 | 98.627 | bal_3P_477AL | 8100502 | no | no |  |  | no |  |  | 0 | 0 | 0 | 0
oh_line_8100502_200857329 |  | ABCD | node_8100502_200857330 | node_8100502_200857329 | 165.196 | bal_3P_477AL | 8100502 | no | no |  |  | no |  |  | 0 | 0 | 0 | 0
oh_line_8100502_200857330 |  | ABCD | node_8100502_200857331 | node_8100502_200857330 | 166.105 | bal_3P_477AL | 8100502 | no | no |  |  | no |  |  | 0 | 0 | 0 | 0
oh_line_8100502_200857331 |  | ABCD | node_8100502_200857333 | node_8100502_200857331 | 185.957 | bal_3P_477AL | 8100502 | no | no |  |  | no |  |  | 0 | 0 | 0 | 0
oh_line_8100502_200857333 |  | ABCD | node_8100502_200859105 | node_8100502_200857333 | 222.332 | bal_3P_477AL | 8100502 | no | no |  |  | no |  |  | 0 | 0 | 0 | 0
oh_line_8100502_200857336 |  | ABCD | node_8100502_200857253 | node_8100502_200857336 | 99.807 | bal_3P_2/0CU | 8100502 | no | no |  |  | no |  |  | 0 | 0 | 0 | 0
oh_line_8100502_200857342 |  | AD | node_8100502_200857256 | node_8100502_200857342 | 47.262 | bal_1P_4CU | 8100502 | no | no |  |  | no |  |  | 0 | 0 | 0 | 0
oh_line_8100502_200857343 |  | AD | node_8100502_200857342 | node_intto1_8100502_200857343 | 118.508 | bal_1P_4CU | 8100502 | no | no |  |  | no |  |  | 0 | 0 | 0 | 0
oh_line_8100502_200857344 |  | AD | node_8100502_200857343 | node_8100502_200857344 | 93.359 | bal_1P_4CU | 8100502 | no | no |  |  | no |  |  | 0 | 0 | 0 | 0
oh_line_8100502_200857346 |  | AD | node_8100502_200857358 | node_8100502_200857346 | 124.629 | bal_1P_1/0AA | 8100502 | no | no |  |  | no |  |  | 0 | 0 | 0 | 0
oh_line_8100502_200857353 |  | AD | node_8100502_200857354 | node_8100502_200857353 | 126.659 | bal_1P_1/0AA | 8100502 | no | no |  |  | no |  |  | 0 | 0 | 0 | 0
oh_line_8100502_200857354 |  | AD | node_8100502_200857355 | node_8100502_200857354 | 117.184 | bal_1P_1/0AA | 8100502 | no | no |  |  | no |  |  | 0 | 0 | 0 | 0
oh_line_8100502_200857355 |  | AD | node_8100502_200857356 | node_8100502_200857355 | 94.701 | bal_1P_1/0AA | 8100502 | no | no |  |  | no |  |  | 0 | 0 | 0 | 0
oh_line_8100502_200857356 |  | AD | node_8100502_200857344 | node_8100502_200857356 | 32.733 | bal_1P_4CU | 8100502 | no | no |  |  | no |  |  | 0 | 0 | 0 | 0
oh_line_8100502_200857357 |  | AD | node_8100502_200857356 | node_8100502_200857357 | 95.177 | bal_1P_1/0AA | 8100502 | no | no |  |  | no |  |  | 0 | 0 | 0 | 0
oh_line_8100502_200857358 |  | AD | node_8100502_200857357 | node_8100502_200857358 | 121.343 | bal_1P_1/0AA | 8100502 | no | no |  |  | no |  |  | 0 | 0 | 0 | 0
oh_line_8100502_200857377 |  | AD | node_8100502_200859057 | node_8100502_200857377 | 61.681 | bal_1P_1/0AA | 8100502 | no | no |  |  | no |  |  | 0 | 0 | 0 | 0
oh_line_8100502_200857378 |  | AD | node_8100502_200857379 | node_8100502_200857378 | 126.959 | bal_1P_1/0AA | 8100502 | no | no |  |  | no |  |  | 0 | 0 | 0 | 0
oh_line_8100502_200857379 |  | AD | node_8100502_200944281 | node_8100502_200857379 | 113.398 | bal_1P_1/0AA | 8100502 | no | no |  |  | no |  |  | 0 | 0 | 0 | 0
oh_line_8100502_200857386 |  | AD | node_8100502_200857387 | node_8100502_200857386 | 143.634 | bal_1P_1/0AA | 8100502 | no | no |  |  | no |  |  | 0 | 0 | 0 | 0
oh_line_8100502_200857387 |  | AD | node_8100502_200857388 | node_8100502_200857387 | 104.455 | bal_1P_1/0AA | 8100502 | no | no |  |  | no |  |  | 0 | 0 | 0 | 0
oh_line_8100502_200857388 |  | AD | node_8100502_200857378 | node_8100502_200857388 | 115.339 | bal_1P_1/0AA | 8100502 | no | no |  |  | no |  |  | 0 | 0 | 0 | 0
oh_line_8100502_200857389 |  | ABCD | node_8100502_200859061 | node_8100502_200857389 | 68.086 | bal_3P_1/0AA | 8100502 | no | no |  |  | no |  |  | 0 | 0 | 0 | 0
oh_line_8100502_200857390 |  | AD | node_8100502_200857391 | node_8100502_200857390 | 116.692 | bal_1P_1/0AC | 8100502 | no | no |  |  | no |  |  | 0 | 0 | 0 | 0
oh_line_8100502_200857391 |  | AD | node_8100502_200857392 | node_8100502_200857391 | 117.258 | bal_1P_1/0AC | 8100502 | no | no |  |  | no |  |  | 0 | 0 | 0 | 0
oh_line_8100502_200857392 |  | AD | node_8100502_200859404 | node_8100502_200857392 | 40.244 | bal_1P_1/0AC | 8100502 | no | no |  |  | no |  |  | 0 | 0 | 0 | 0
oh_line_8100502_200857393 |  | ABCD | node_8100502_200857389 | node_8100502_200857393 | 130.271 | bal_3P_1/0AA | 8100502 | no | no |  |  | no |  |  | 0 | 0 | 0 | 0
oh_line_8100502_200857394 |  | ABCD | node_8100502_200857393 | node_8100502_200857394 | 102.791 | bal_3P_1/0AA | 8100502 | no | no |  |  | no |  |  | 0 | 0 | 0 | 0
oh_line_8100502_200857396 |  | AD | node_8100502_200857398 | node_8100502_200857396 | 125.681 | bal_1P_1/0AC | 8100502 | no | no |  |  | no |  |  | 0 | 0 | 0 | 0
oh_line_8100502_200857398 |  | AD | node_8100502_200857399 | node_8100502_200857398 | 115.484 | bal_1P_1/0AC | 8100502 | no | no |  |  | no |  |  | 0 | 0 | 0 | 0
oh_line_8100502_200857399 |  | AD | node_8100502_200857400 | node_8100502_200857399 | 121.2 | bal_1P_1/0AC | 8100502 | no | no |  |  | no |  |  | 0 | 0 | 0 | 0
oh_line_8100502_200857400 |  | AD | node_8100502_200857390 | node_8100502_200857400 | 120.882 | bal_1P_1/0AC | 8100502 | no | no |  |  | no |  |  | 0 | 0 | 0 | 0
oh_line_8100502_200857402 |  | AD | node_8100502_200857403 | node_8100502_200857402 | 148.829 | bal_1P_1/0AA | 8100502 | no | no |  |  | no |  |  | 0 | 0 | 0 | 0
oh_line_8100502_200857403 |  | AD | node_8100502_200859406 | node_8100502_200857403 | 81.01 | bal_1P_1/0AA | 8100502 | no | no |  |  | no |  |  | 0 | 0 | 0 | 0
oh_line_8100502_200857407 |  | AD | node_8100502_200857408 | node_8100502_200857407 | 119.512 | bal_1P_1/0AC | 8100502 | no | no |  |  | no |  |  | 0 | 0 | 0 | 0
oh_line_8100502_200857408 |  | AD | node_8100502_200857409 | node_8100502_200857408 | 123.646 | bal_1P_1/0AC | 8100502 | no | no |  |  | no |  |  | 0 | 0 | 0 | 0
oh_line_8100502_200857409 |  | AD | node_8100502_200857410 | node_8100502_200857409 | 118.716 | bal_1P_1/0AC | 8100502 | no | no |  |  | no |  |  | 0 | 0 | 0 | 0
oh_line_8100502_200857410 |  | AD | node_8100502_200857411 | node_8100502_200857410 | 122.333 | bal_1P_1/0AC | 8100502 | no | no |  |  | no |  |  | 0 | 0 | 0 | 0
oh_line_8100502_200857411 |  | AD | node_8100502_200857402 | node_8100502_200857411 | 107.964 | bal_1P_1/0AA | 8100502 | no | no |  |  | no |  |  | 0 | 0 | 0 | 0
oh_line_8100502_200857423 |  | AD | node_8100502_200857424 | node_8100502_200857423 | 116.062 | bal_1P_2CU | 8100502 | no | no |  |  | no |  |  | 0 | 0 | 0 | 0
oh_line_8100502_200857424 |  | AD | node_8100502_200857425 | node_8100502_200857424 | 66.002 | bal_1P_2CU | 8100502 | no | no |  |  | no |  |  | 0 | 0 | 0 | 0
oh_line_8100502_200857425 |  | AD | node_8100502_200857426 | node_8100502_200857425 | 49.43 | bal_1P_2CU | 8100502 | no | no |  |  | no |  |  | 0 | 0 | 0 | 0
oh_line_8100502_200857426 |  | AD | node_8100502_200857428 | node_8100502_200857426 | 105.709 | bal_1P_2CU | 8100502 | no | no |  |  | no |  |  | 0 | 0 | 0 | 0
oh_line_8100502_200857428 |  | AD | node_8100502_200857429 | node_8100502_200857428 | 129.345 | bal_1P_2CU | 8100502 | no | no |  |  | no |  |  | 0 | 0 | 0 | 0
oh_line_8100502_200857429 |  | AD | node_8100502_200857430 | node_8100502_200857429 | 95.092 | bal_1P_2CU | 8100502 | no | no |  |  | no |  |  | 0 | 0 | 0 | 0
oh_line_8100502_200857430 |  | AD | node_8100502_200857431 | node_8100502_200857430 | 85.159 | bal_1P_1/0AC | 8100502 | no | no |  |  | no |  |  | 0 | 0 | 0 | 0
oh_line_8100502_200857431 |  | AD | node_8100502_200857432 | node_8100502_200857431 | 102.756 | bal_1P_1/0AC | 8100502 | no | no |  |  | no |  |  | 0 | 0 | 0 | 0
oh_line_8100502_200857432 |  | AD | node_8100502_200857433 | node_8100502_200857432 | 121.287 | bal_1P_1/0AC | 8100502 | no | no |  |  | no |  |  | 0 | 0 | 0 | 0
oh_line_8100502_200857433 |  | AD | node_8100502_200857434 | node_8100502_200857433 | 143.481 | bal_1P_2CU | 8100502 | no | no |  |  | no |  |  | 0 | 0 | 0 | 0
oh_line_8100502_200857434 |  | AD | node_8100502_200857435 | node_intto1_8100502_200857434 | 97.772 | bal_1P_2CU | 8100502 | no | no |  |  | no |  |  | 0 | 0 | 0 | 0
oh_line_8100502_200857435 |  | AD | node_8100502_200857436 | node_8100502_200857435 | 112.356 | bal_1P_2CU | 8100502 | no | no |  |  | no |  |  | 0 | 0 | 0 | 0
oh_line_8100502_200857436 |  | AD | node_8100502_200857437 | node_8100502_200857436 | 86.295 | bal_1P_2CU | 8100502 | no | no |  |  | no |  |  | 0 | 0 | 0 | 0
oh_line_8100502_200857437 |  | AD | node_8100502_200857438 | node_8100502_200857437 | 118.806 | bal_1P_2CU | 8100502 | no | no |  |  | no |  |  | 0 | 0 | 0 | 0
oh_line_8100502_200857438 |  | AD | node_8100502_200857439 | node_8100502_200857438 | 88.919 | bal_1P_2CU | 8100502 | no | no |  |  | no |  |  | 0 | 0 | 0 | 0
oh_line_8100502_200857439 |  | AD | node_8100502_200857442 | node_8100502_200857439 | 81.137 | bal_1P_2CU | 8100502 | no | no |  |  | no |  |  | 0 | 0 | 0 | 0
oh_line_8100502_200857442 |  | AD | node_8100502_200857443 | node_8100502_200857442 | 98.851 | bal_1P_2CU | 8100502 | no | no |  |  | no |  |  | 0 | 0 | 0 | 0
oh_line_8100502_200857443 |  | AD | node_8100502_200857444 | node_8100502_200857443 | 108.947 | bal_1P_2CU | 8100502 | no | no |  |  | no |  |  | 0 | 0 | 0 | 0
oh_line_8100502_200857444 |  | AD | node_8100502_200857447 | node_8100502_200857444 | 108.542 | bal_1P_2CU | 8100502 | no | no |  |  | no |  |  | 0 | 0 | 0 | 0
oh_line_8100502_200857447 |  | AD | node_8100502_200857449 | node_8100502_200857447 | 54.691 | bal_1P_2CU | 8100502 | no | no |  |  | no |  |  | 0 | 0 | 0 | 0
oh_line_8100502_200857449 |  | AD | node_8100502_200857450 | node_8100502_200857449 | 125.914 | bal_1P_2CU | 8100502 | no | no |  |  | no |  |  | 0 | 0 | 0 | 0
oh_line_8100502_200857450 |  | AD | node_8100502_201061185 | node_8100502_200857450 | 137.733 | bal_1P_2CU | 8100502 | no | no |  |  | no |  |  | 0 | 0 | 0 | 0
oh_line_8100502_200857452 |  | ABCD | node_8100502_201061185 | node_8100502_200857452 | 98.225 | bal_3P_2CU | 8100502 | no | no |  |  | no |  |  | 0 | 0 | 0 | 0
oh_line_8100502_200857453 |  | ABCD | node_8100502_200857452 | node_8100502_200857453 | 86.246 | bal_3P_2CU | 8100502 | no | no |  |  | no |  |  | 0 | 0 | 0 | 0
oh_line_8100502_200857454 |  | AD | node_8100502_200857453 | node_8100502_200857454 | 79.511 | bal_1P_4CU | 8100502 | no | no |  |  | no |  |  | 0 | 0 | 0 | 0
oh_line_8100502_200857455 |  | AD | node_8100502_200857454 | node_8100502_200857455 | 127.089 | bal_1P_4CU | 8100502 | no | no |  |  | no |  |  | 0 | 0 | 0 | 0
oh_line_8100502_200857456 |  | AD | node_8100502_200857455 | node_8100502_200857456 | 146.005 | bal_1P_4CU | 8100502 | no | no |  |  | no |  |  | 0 | 0 | 0 | 0
oh_line_8100502_200857462 |  | AD | node_8100502_200859055 | node_8100502_200857462 | 171.647 | bal_1P_1/0AA | 8100502 | no | no |  |  | no |  |  | 0 | 0 | 0 | 0
oh_line_8100502_200857469 |  | ABCN | node_8100502_200857299 | node_8100502_200857469 | 47.953 | unb_3P_2-1/0AC_1/0AA_1/0AA(N) | 8100502 | no | no |  |  | no |  |  | 0 | 0 | 0 | 0
oh_line_8100502_200857472 |  | AD | node_8100502_200857469 | node_8100502_200857472 | 122.461 | bal_1P_1/0AC | 8100502 | no | no |  |  | no |  |  | 0 | 0 | 0 | 0
oh_line_8100502_200857474 |  | AD | node_8100502_200857472 | node_8100502_200857474 | 188.155 | bal_1P_1/0AC | 8100502 | no | no |  |  | no |  |  | 0 | 0 | 0 | 0
oh_line_8100502_200857476 |  | AD | node_8100502_200857474 | node_8100502_200857476 | 177.196 | bal_1P_1/0AC | 8100502 | no | no |  |  | no |  |  | 0 | 0 | 0 | 0
oh_line_8100502_200857483 |  | ABCD | node_8100502_200985601 | node_8100502_200857483 | 66.118 | bal_3P_1/0AC | 8100502 | no | no |  |  | no |  |  | 0 | 0 | 0 | 0
oh_line_8100502_200857484 |  | AD | node_8100502_200857483 | node_8100502_200857484 | 95.271 | bal_1P_4CU | 8100502 | no | no |  |  | no |  |  | 0 | 0 | 0 | 0
oh_line_8100502_200857485 |  | AD | node_8100502_200857484 | node_8100502_200857485 | 104.732 | bal_1P_4CU | 8100502 | no | no |  |  | no |  |  | 0 | 0 | 0 | 0
oh_line_8100502_200857486 |  | AD | node_8100502_200857485 | node_8100502_200857486 | 90.897 | bal_1P_4CU | 8100502 | no | no |  |  | no |  |  | 0 | 0 | 0 | 0
oh_line_8100502_200857487 |  | AD | node_8100502_200857486 | node_8100502_200857487 | 87.874 | bal_1P_4CU | 8100502 | no | no |  |  | no |  |  | 0 | 0 | 0 | 0
oh_line_8100502_200857494 |  | ABCD | node_8100502_200857503 | node_8100502_200857494 | 145.291 | bal_3P_2/0CU | 8100502 | no | no |  |  | no |  |  | 0 | 0 | 0 | 0
oh_line_8100502_200857497 |  | ABCD | node_8100502_200857289 | node_8100502_200857497 | 142.19 | bal_3P_2/0CU | 8100502 | no | no |  |  | no |  |  | 0 | 0 | 0 | 0
oh_line_8100502_200857498 |  | ABCD | node_8100502_200857497 | node_intto1_8100502_200857498 | 103.431 | bal_3P_2/0CU | 8100502 | no | no |  |  | no |  |  | 0 | 0 | 0 | 0
oh_line_8100502_200857499 |  | ABCD | node_8100502_200857498 | node_8100502_200857499 | 120.722 | bal_3P_2/0CU | 8100502 | no | no |  |  | no |  |  | 0 | 0 | 0 | 0
oh_line_8100502_200857500 |  | ABCD | node_8100502_200857499 | node_8100502_200857500 | 125.053 | bal_3P_2/0CU | 8100502 | no | no |  |  | no |  |  | 0 | 0 | 0 | 0
oh_line_8100502_200857501 |  | ABCD | node_8100502_200857500 | node_8100502_200857501 | 131.936 | bal_3P_2/0CU | 8100502 | no | no |  |  | no |  |  | 0 | 0 | 0 | 0
oh_line_8100502_200857502 |  | ABCD | node_8100502_200857501 | node_8100502_200857502 | 114.734 | bal_3P_2/0CU | 8100502 | no | no |  |  | no |  |  | 0 | 0 | 0 | 0
oh_line_8100502_200857503 |  | ABCD | node_8100502_200857502 | node_8100502_200857503 | 148.297 | bal_3P_2/0CU | 8100502 | no | no |  |  | no |  |  | 0 | 0 | 0 | 0
oh_line_8100502_200857519 |  | AD | node_8100502_200857278 | node_intto1_8100502_200857519 | 166.75 | bal_1P_1/0AC | 8100502 | no | no |  |  | no |  |  | 0 | 0 | 0 | 0
oh_line_8100502_200857520 |  | AD | node_8100502_200857519 | node_8100502_200857520 | 79.447 | bal_1P_1/0AC | 8100502 | no | no |  |  | no |  |  | 0 | 0 | 0 | 0
oh_line_8100502_200857521 |  | AD | node_8100502_200857520 | node_8100502_200857521 | 114.684 | bal_1P_1/0AC | 8100502 | no | no |  |  | no |  |  | 0 | 0 | 0 | 0
oh_line_8100502_200857522 |  | AD | node_8100502_200857521 | node_8100502_200857522 | 129.34 | bal_1P_1/0AC | 8100502 | no | no |  |  | no |  |  | 0 | 0 | 0 | 0
oh_line_8100502_200857523 |  | AD | node_8100502_200857522 | node_8100502_200857523 | 126.3 | bal_1P_1/0AC | 8100502 | no | no |  |  | no |  |  | 0 | 0 | 0 | 0
oh_line_8100502_200857527 |  | ABCD | node_8100502_200857528 | node_8100502_200857527 | 189.441 | bal_3P_1/0AA | 8100502 | no | no |  |  | no |  |  | 0 | 0 | 0 | 0
oh_line_8100502_200857528 |  | ABCD | node_8100502_200857538 | node_8100502_200857528 | 112.843 | bal_3P_1/0AA | 8100502 | no | no |  |  | no |  |  | 0 | 0 | 0 | 0
oh_line_8100502_200857538 |  | ABCD | node_8100502_312000292 | node_8100502_200857538 | 44.782 | bal_3P_2/0CU | 8100502 | no | no |  |  | no |  |  | 0 | 0 | 0 | 0
oh_line_8100502_200857539 |  | ABCD | node_8100502_200978599 | node_intto1_8100502_200857539 | 65.96 | bal_3P_2/0CU | 8100502 | no | no |  |  | no |  |  | 0 | 0 | 0 | 0
oh_line_8100502_200857543 |  | AD | node_8100502_200982498 | node_intto1_8100502_200857543 | 101.266 | bal_1P_1/0AA | 8100502 | no | no |  |  | no |  |  | 0 | 0 | 0 | 0
oh_line_8100502_200857544 |  | AD | node_8100502_200857543 | node_8100502_200857544 | 125.935 | bal_1P_1/0AA | 8100502 | no | no |  |  | no |  |  | 0 | 0 | 0 | 0
oh_line_8100502_200857545 |  | AD | node_8100502_200857544 | node_8100502_200857545 | 121.764 | bal_1P_1/0AA | 8100502 | no | no |  |  | no |  |  | 0 | 0 | 0 | 0
oh_line_8100502_200857546 |  | AD | node_8100502_200857545 | node_8100502_200857546 | 91.057 | bal_1P_1/0AA | 8100502 | no | no |  |  | no |  |  | 0 | 0 | 0 | 0
oh_line_8100502_200857547 |  | AD | node_8100502_200857546 | node_8100502_200857547 | 127.176 | bal_1P_1/0AA | 8100502 | no | no |  |  | no |  |  | 0 | 0 | 0 | 0
oh_line_8100502_200857553 |  | ABCD | node_8100502_200953667 | node_8100502_200857553 | 61.423 | bal_3P_4CU | 8100502 | no | no |  |  | no |  |  | 0 | 0 | 0 | 0
oh_line_8100502_200857554 |  | ABCD | node_8100502_200857553 | node_intto1_8100502_200857554 | 81.304 | bal_3P_4CU | 8100502 | no | no |  |  | no |  |  | 0 | 0 | 0 | 0
oh_line_8100502_200857555 |  | ABCD | node_8100502_200857554 | node_8100502_200857555 | 147.398 | bal_3P_4CU | 8100502 | no | no |  |  | no |  |  | 0 | 0 | 0 | 0
oh_line_8100502_200857556 |  | AD | node_8100502_200857555 | node_8100502_200857556 | 107.542 | bal_1P_1/0AA | 8100502 | no | no |  |  | no |  |  | 0 | 0 | 0 | 0
oh_line_8100502_200857557 |  | AD | node_8100502_200857556 | node_8100502_200857557 | 147.152 | bal_1P_1/0AA | 8100502 | no | no |  |  | no |  |  | 0 | 0 | 0 | 0
oh_line_8100502_200857558 |  | AD | node_8100502_200857557 | node_8100502_200857558 | 109.432 | bal_1P_1/0AA | 8100502 | no | no |  |  | no |  |  | 0 | 0 | 0 | 0
oh_line_8100502_200857574 |  | ABCD | node_8100502_200857575 | node_8100502_200857574 | 113.478 | bal_3P_1/0AA | 8100502 | no | no |  |  | no |  |  | 0 | 0 | 0 | 0
oh_line_8100502_200857575 |  | ABCD | node_8100502_200857577 | node_8100502_200857575 | 114.149 | bal_3P_2/0CU | 8100502 | no | no |  |  | no |  |  | 0 | 0 | 0 | 0
oh_line_8100502_200857577 |  | ABCD | node_8100502_200857265 | node_8100502_200857577 | 125.911 | bal_3P_2/0CU | 8100502 | no | no |  |  | no |  |  | 0 | 0 | 0 | 0
oh_line_8100502_200857578 |  | AD | node_8100502_200857577 | node_8100502_200857578 | 62.989 | bal_1P_1/0AA | 8100502 | no | no |  |  | no |  |  | 0 | 0 | 0 | 0
oh_line_8100502_200857580 |  | AD | node_8100502_200857578 | node_8100502_200857580 | 105.67 | bal_1P_1/0AA | 8100502 | no | no |  |  | no |  |  | 0 | 0 | 0 | 0
oh_line_8100502_200857581 |  | AD | node_8100502_200857580 | node_8100502_200857581 | 119.738 | bal_1P_1/0AA | 8100502 | no | no |  |  | no |  |  | 0 | 0 | 0 | 0
oh_line_8100502_200857582 |  | AD | node_8100502_200857581 | node_8100502_200857582 | 84.822 | bal_1P_1/0AA | 8100502 | no | no |  |  | no |  |  | 0 | 0 | 0 | 0
oh_line_8100502_200857598 |  | ABCD | node_8100502_200857261 | node_intto1_8100502_200857598 | 48.295 | bal_3P_1/0AC | 8100502 | no | no |  |  | no |  |  | 0 | 0 | 0 | 0
oh_line_8100502_200857599 |  | ABCD | node_8100502_200857598 | node_8100502_200857599 | 106.463 | bal_3P_1/0AC | 8100502 | no | no |  |  | no |  |  | 0 | 0 | 0 | 0
oh_line_8100502_200857600 |  | AD | node_8100502_200857599 | node_8100502_200857600 | 111.641 | bal_1P_1/0AA | 8100502 | no | no |  |  | no |  |  | 0 | 0 | 0 | 0
oh_line_8100502_200857601 |  | AD | node_8100502_200857600 | node_8100502_200857601 | 117.884 | bal_1P_1/0AA | 8100502 | no | no |  |  | no |  |  | 0 | 0 | 0 | 0
oh_line_8100502_200857602 |  | AD | node_8100502_200857601 | node_8100502_200857602 | 125.157 | bal_1P_1/0AA | 8100502 | no | no |  |  | no |  |  | 0 | 0 | 0 | 0
oh_line_8100502_200857619 |  | AD | node_8100502_200857257 | node_8100502_200857619 | 118.458 | bal_1P_1/0AA | 8100502 | no | no |  |  | no |  |  | 0 | 0 | 0 | 0
oh_line_8100502_200857631 |  | AD | node_8100502_200857619 | node_8100502_200857631 | 104.589 | bal_1P_1/0AA | 8100502 | no | no |  |  | no |  |  | 0 | 0 | 0 | 0
oh_line_8100502_200857640 |  | AD | node_8100502_200857631 | node_8100502_200857640 | 104.714 | bal_1P_1/0AA | 8100502 | no | no |  |  | no |  |  | 0 | 0 | 0 | 0
oh_line_8100502_200857646 |  | AD | node_8100502_200857255 | node_8100502_200857646 | 71.434 | bal_1P_4CU | 8100502 | no | no |  |  | no |  |  | 0 | 0 | 0 | 0
oh_line_8100502_200857647 |  | AD | node_8100502_200857646 | node_intto1_8100502_200857647 | 127.83 | bal_1P_4CU | 8100502 | no | no |  |  | no |  |  | 0 | 0 | 0 | 0
oh_line_8100502_200857648 |  | AD | node_8100502_200857647 | node_8100502_200857648 | 141.735 | bal_1P_4CU | 8100502 | no | no |  |  | no |  |  | 0 | 0 | 0 | 0
oh_line_8100502_200857649 |  | AD | node_8100502_200857648 | node_8100502_200857649 | 91.208 | bal_1P_1/0AC | 8100502 | no | no |  |  | no |  |  | 0 | 0 | 0 | 0
oh_line_8100502_200857650 |  | AD | node_8100502_200857649 | node_8100502_200857650 | 97.509 | bal_1P_1/0AC | 8100502 | no | no |  |  | no |  |  | 0 | 0 | 0 | 0
oh_line_8100502_200857707 |  | AD | node_8100502_200857206 | node_8100502_200857707 | 79.371 | bal_1P_1/0AA | 8100502 | no | no |  |  | no |  |  | 0 | 0 | 0 | 0
oh_line_8100502_200857708 |  | AD | node_8100502_200857707 | node_8100502_200857708 | 117.186 | bal_1P_1/0AA | 8100502 | no | no |  |  | no |  |  | 0 | 0 | 0 | 0
oh_line_8100502_200857709 |  | AD | node_8100502_200857708 | node_8100502_200857709 | 162.998 | bal_1P_1/0AA | 8100502 | no | no |  |  | no |  |  | 0 | 0 | 0 | 0
oh_line_8100502_200857713 |  | ABCD | node_8100502_200857720 | node_8100502_200857713 | 111.688 | bal_3P_2CU | 8100502 | no | no |  |  | no |  |  | 0 | 0 | 0 | 0
oh_line_8100502_200857714 |  | ABCD | node_8100502_200857713 | node_8100502_200857714 | 146.092 | bal_3P_2CU | 8100502 | no | no |  |  | no |  |  | 0 | 0 | 0 | 0
oh_line_8100502_200857715 |  | ABCD | node_8100502_200857714 | node_8100502_200857715 | 126.337 | bal_3P_1/0AC | 8100502 | no | no |  |  | no |  |  | 0 | 0 | 0 | 0
oh_line_8100502_200857716 |  | ABCD | node_8100502_200857715 | node_8100502_200857716 | 105.712 | bal_3P_1/0AC | 8100502 | no | no |  |  | no |  |  | 0 | 0 | 0 | 0
oh_line_8100502_200857717 |  | ABCD | node_8100502_200857716 | node_8100502_200857717 | 155 | bal_3P_1/0AC | 8100502 | no | no |  |  | no |  |  | 0 | 0 | 0 | 0
oh_line_8100502_200857718 |  | ABCD | node_8100502_200857717 | node_8100502_200857718 | 120.445 | bal_3P_1/0AC | 8100502 | no | no |  |  | no |  |  | 0 | 0 | 0 | 0
oh_line_8100502_200857719 |  | ABCD | node_8100502_200857718 | node_8100502_200857719 | 93.093 | bal_3P_1/0AC | 8100502 | no | no |  |  | no |  |  | 0 | 0 | 0 | 0
oh_line_8100502_200857720 |  | ABCD | node_8100502_200857981 | node_8100502_200857720 | 43.715 | bal_3P_2CU | 8100502 | no | no |  |  | no |  |  | 0 | 0 | 0 | 0
oh_line_8100502_200857820 |  | AD | node_8100502_200857447 | node_8100502_200857820 | 74.254 | bal_1P_1/0AA | 8100502 | no | no |  |  | no |  |  | 0 | 0 | 0 | 0
oh_line_8100502_200857837 |  | AD | node_8100502_200857820 | node_8100502_200857837 | 143.446 | bal_1P_1/0AA | 8100502 | no | no |  |  | no |  |  | 0 | 0 | 0 | 0
oh_line_8100502_200857865 |  | ABCD | node_8100502_201061185 | node_8100502_200857865 | 87.143 | bal_3P_2/0CU | 8100502 | no | no |  |  | no |  |  | 0 | 0 | 0 | 0
oh_line_8100502_200857868 |  | ABCD | node_8100502_200953830 | node_8100502_200857868 | 105.766 | bal_3P_2/0CU | 8100502 | no | no |  |  | no |  |  | 0 | 0 | 0 | 0
oh_line_8100502_200857869 |  | ABCD | node_8100502_200857868 | node_8100502_200857869 | 111.451 | bal_3P_2/0CU | 8100502 | no | no |  |  | no |  |  | 0 | 0 | 0 | 0
oh_line_8100502_200857876 |  | ABCD | node_8100502_200857865 | node_8100502_200857876 | 90.561 | bal_3P_2/0CU | 8100502 | no | no |  |  | no |  |  | 0 | 0 | 0 | 0
oh_line_8100502_200857878 |  | ABCD | node_8100502_200953666 | node_8100502_200857878 | 143.155 | bal_3P_2/0CU | 8100502 | no | no |  |  | no |  |  | 0 | 0 | 0 | 0
oh_line_8100502_200857879 |  | ABCD | node_8100502_200857878 | node_8100502_200857879 | 112.066 | bal_3P_2/0CU | 8100502 | no | no |  |  | no |  |  | 0 | 0 | 0 | 0
oh_line_8100502_200857880 |  | ABCD | node_8100502_200857879 | node_8100502_200857880 | 115.491 | bal_3P_2/0CU | 8100502 | no | no |  |  | no |  |  | 0 | 0 | 0 | 0
oh_line_8100502_200857881 |  | ABCD | node_8100502_200857880 | node_8100502_200857881 | 120.181 | bal_3P_2/0CU | 8100502 | no | no |  |  | no |  |  | 0 | 0 | 0 | 0
oh_line_8100502_200857882 |  | ABCD | node_8100502_200857881 | node_8100502_200857882 | 132.088 | bal_3P_2/0CU | 8100502 | no | no |  |  | no |  |  | 0 | 0 | 0 | 0
oh_line_8100502_200857894 |  | AD | node_8100502_200857989 | node_8100502_200857894 | 12.761 | bal_1P_1/0AC | 8100502 | no | no |  |  | no |  |  | 0 | 0 | 0 | 0
oh_line_8100502_200857907 |  | AD | node_8100502_200857908 | node_8100502_200857907 | 111.753 | bal_1P_1/0AC | 8100502 | no | no |  |  | no |  |  | 0 | 0 | 0 | 0
oh_line_8100502_200857908 |  | AD | node_8100502_200857909 | node_8100502_200857908 | 79.788 | bal_1P_1/0AC | 8100502 | no | no |  |  | no |  |  | 0 | 0 | 0 | 0
oh_line_8100502_200857909 |  | AD | node_8100502_200857979 | node_8100502_200857909 | 63.07 | bal_1P_1/0AC | 8100502 | no | no |  |  | no |  |  | 0 | 0 | 0 | 0
oh_line_8100502_200857911 |  | AD | node_8100502_200857912 | node_8100502_200857911 | 100.126 | bal_1P_1/0AA | 8100502 | no | no |  |  | no |  |  | 0 | 0 | 0 | 0
oh_line_8100502_200857912 |  | AD | node_8100502_200857913 | node_8100502_200857912 | 105.208 | bal_1P_1/0AA | 8100502 | no | no |  |  | no |  |  | 0 | 0 | 0 | 0
oh_line_8100502_200857913 |  | AD | node_8100502_200857914 | node_8100502_200857913 | 93.354 | bal_1P_1/0AA | 8100502 | no | no |  |  | no |  |  | 0 | 0 | 0 | 0
oh_line_8100502_200857914 |  | AD | node_8100502_200857915 | node_8100502_200857914 | 132.517 | bal_1P_1/0AA | 8100502 | no | no |  |  | no |  |  | 0 | 0 | 0 | 0
oh_line_8100502_200857915 |  | AD | node_8100502_200857916 | node_8100502_200857915 | 113.484 | bal_1P_1/0AC | 8100502 | no | no |  |  | no |  |  | 0 | 0 | 0 | 0
oh_line_8100502_200857916 |  | AD | node_8100502_201055590 | node_8100502_200857916 | 102.294 | bal_1P_1/0AC | 8100502 | no | no |  |  | no |  |  | 0 | 0 | 0 | 0
oh_line_8100502_200857972 |  | ABCD | node_8100502_200857869 | node_intto1_8100502_200857972 | 30.841 | bal_3P_2CU | 8100502 | no | no |  |  | no |  |  | 0 | 0 | 0 | 0
oh_line_8100502_200857973 |  | ABCD | node_8100502_200857972 | node_8100502_200857973 | 84.465 | bal_3P_2CU | 8100502 | no | no |  |  | no |  |  | 0 | 0 | 0 | 0
oh_line_8100502_200857975 |  | ABCD | node_8100502_200857973 | node_8100502_200857975 | 128.517 | bal_3P_2CU | 8100502 | no | no |  |  | no |  |  | 0 | 0 | 0 | 0
oh_line_8100502_200857976 |  | ABCD | node_8100502_200857975 | node_8100502_200857976 | 129.726 | bal_3P_2CU | 8100502 | no | no |  |  | no |  |  | 0 | 0 | 0 | 0
oh_line_8100502_200857977 |  | ABCD | node_8100502_200857976 | node_8100502_200857977 | 54.509 | bal_3P_2CU | 8100502 | no | no |  |  | no |  |  | 0 | 0 | 0 | 0
oh_line_8100502_200857978 |  | ABCD | node_8100502_200857977 | node_8100502_200857978 | 96.917 | bal_3P_2CU | 8100502 | no | no |  |  | no |  |  | 0 | 0 | 0 | 0
oh_line_8100502_200857979 |  | ABCD | node_8100502_200857978 | node_8100502_200857979 | 109.622 | bal_3P_2CU | 8100502 | no | no |  |  | no |  |  | 0 | 0 | 0 | 0
oh_line_8100502_200857980 |  | ABCD | node_8100502_200857979 | node_8100502_200857980 | 154.684 | bal_3P_2CU | 8100502 | no | no |  |  | no |  |  | 0 | 0 | 0 | 0
oh_line_8100502_200857981 |  | ABCD | node_8100502_200857980 | node_8100502_200857981 | 60.1 | bal_3P_2CU | 8100502 | no | no |  |  | no |  |  | 0 | 0 | 0 | 0
oh_line_8100502_200857989 |  | AD | node_8100502_200857990 | node_8100502_200857989 | 110.653 | bal_1P_1/0AC | 8100502 | no | no |  |  | no |  |  | 0 | 0 | 0 | 0
oh_line_8100502_200857990 |  | AD | node_8100502_200857991 | node_8100502_200857990 | 126.81 | bal_1P_1/0AC | 8100502 | no | no |  |  | no |  |  | 0 | 0 | 0 | 0
oh_line_8100502_200857991 |  | AD | node_8100502_200968601 | node_8100502_200857991 | 139.606 | bal_1P_1/0AC | 8100502 | no | no |  |  | no |  |  | 0 | 0 | 0 | 0
oh_line_8100502_200858128 |  | AD | node_8100502_200857284 | node_8100502_200858128 | 116.069 | bal_1P_1/0AC | 8100502 | no | no |  |  | no |  |  | 0 | 0 | 0 | 0
oh_line_8100502_200858129 |  | AD | node_8100502_200858128 | node_8100502_200858129 | 121.14 | bal_1P_1/0AC | 8100502 | no | no |  |  | no |  |  | 0 | 0 | 0 | 0
oh_line_8100502_200858130 |  | AD | node_8100502_200858129 | node_8100502_200858130 | 55.74 | bal_1P_1/0AC | 8100502 | no | no |  |  | no |  |  | 0 | 0 | 0 | 0
oh_line_8100502_200858132 |  | AD | node_8100502_200858130 | node_8100502_200858132 | 153.084 | bal_1P_1/0AC | 8100502 | no | no |  |  | no |  |  | 0 | 0 | 0 | 0
oh_line_8100502_200858133 |  | AD | node_8100502_200858132 | node_8100502_200858133 | 118.097 | bal_1P_1/0AC | 8100502 | no | no |  |  | no |  |  | 0 | 0 | 0 | 0
oh_line_8100502_200859048 |  | ABCD | node_8100502_200859050 | node_8100502_200859048 | 164.105 | bal_3P_1/0AA | 8100502 | no | no |  |  | no |  |  | 0 | 0 | 0 | 0
oh_line_8100502_200859050 |  | ABCD | node_8100502_200859051 | node_8100502_200859050 | 150.354 | bal_3P_1/0AA | 8100502 | no | no |  |  | no |  |  | 0 | 0 | 0 | 0
oh_line_8100502_200859051 |  | ABCD | node_8100502_200859052 | node_8100502_200859051 | 152.669 | bal_3P_4CU | 8100502 | no | no |  |  | no |  |  | 0 | 0 | 0 | 0
oh_line_8100502_200859052 |  | ABCD | node_8100502_200859306 | node_8100502_200859052 | 134.02 | bal_3P_4CU | 8100502 | no | no |  |  | no |  |  | 0 | 0 | 0 | 0
oh_line_8100502_200859053 |  | ABCD | node_8100502_200857306 | node_8100502_200859053 | 80.552 | bal_3P_1/0AA | 8100502 | no | no |  |  | no |  |  | 0 | 0 | 0 | 0
oh_line_8100502_200859054 |  | AD | node_8100502_200859064 | node_8100502_200859054 | 100.587 | bal_1P_1/0AA | 8100502 | no | no |  |  | no |  |  | 0 | 0 | 0 | 0
oh_line_8100502_200859055 |  | AD | node_8100502_200859054 | node_8100502_200859055 | 72.616 | bal_1P_1/0AA | 8100502 | no | no |  |  | no |  |  | 0 | 0 | 0 | 0
oh_line_8100502_200859056 |  | ABCD | node_8100502_200859053 | node_8100502_200859056 | 85.441 | bal_3P_1/0AA | 8100502 | no | no |  |  | no |  |  | 0 | 0 | 0 | 0
oh_line_8100502_200859057 |  | ABCD | node_8100502_200859056 | node_8100502_200859057 | 97.746 | bal_3P_1/0AA | 8100502 | no | no |  |  | no |  |  | 0 | 0 | 0 | 0
oh_line_8100502_200859059 |  | ABCD | node_8100502_200859057 | node_8100502_200859059 | 81.824 | bal_3P_1/0AA | 8100502 | no | no |  |  | no |  |  | 0 | 0 | 0 | 0
oh_line_8100502_200859060 |  | ABCD | node_8100502_200859059 | node_8100502_200859060 | 97.904 | bal_3P_1/0AA | 8100502 | no | no |  |  | no |  |  | 0 | 0 | 0 | 0
oh_line_8100502_200859061 |  | ABCD | node_8100502_200859060 | node_8100502_200859061 | 102.708 | bal_3P_1/0AA | 8100502 | no | no |  |  | no |  |  | 0 | 0 | 0 | 0
oh_line_8100502_200859062 |  | AD | node_8100502_200859061 | node_8100502_200859062 | 96.415 | bal_1P_1/0AA | 8100502 | no | no |  |  | no |  |  | 0 | 0 | 0 | 0
oh_line_8100502_200859063 |  | AD | node_8100502_200859062 | node_8100502_200859063 | 93.603 | bal_1P_1/0AA | 8100502 | no | no |  |  | no |  |  | 0 | 0 | 0 | 0
oh_line_8100502_200859064 |  | AD | node_8100502_200859063 | node_8100502_200859064 | 101.709 | bal_1P_1/0AA | 8100502 | no | no |  |  | no |  |  | 0 | 0 | 0 | 0
oh_line_8100502_200859098 |  | ABCD | node_8100502_200859100 | node_8100502_200859098 | 31.247 | bal_3P_2/0CU | 8100502 | no | no |  |  | no |  |  | 0 | 0 | 0 | 0
oh_line_8100502_200859100 |  | ABCD | node_8100502_200859101 | node_8100502_200859100 | 127.45 | bal_3P_2/0CU | 8100502 | no | no |  |  | no |  |  | 0 | 0 | 0 | 0
oh_line_8100502_200859102-1 |  | ABCD | node_8100502_200859101 | node_intto1_312117430 | 4.139 | bal_3P_477AL | 8100502 | no | no |  |  | no |  |  | 0 | 0 | 0 | 0
oh_line_8100502_200859102-2 |  | ABCD | node_312117430 | node_intto1_312117436 | 2.823 | bal_3P_477AL | 8100502 | no | no |  |  | no |  |  | 0 | 0 | 0 | 0
oh_line_8100502_200859102-3 |  | ABCD | node_312117436 | node_intto1_312117440 | 2.622 | bal_3P_477AL | 8100502 | no | no |  |  | no |  |  | 0 | 0 | 0 | 0
oh_line_8100502_200859102-4 |  | ABCD | node_312117440 | node_8100502_200859102 | 70.335 | bal_3P_477AL | 8100502 | no | no |  |  | no |  |  | 0 | 0 | 0 | 0
oh_line_8100502_200859103 |  | ABCD | node_8100502_200859102 | node_8100502_200859103 | 89.007 | bal_3P_477AL | 8100502 | no | no |  |  | no |  |  | 0 | 0 | 0 | 0
oh_line_8100502_200859104 |  | ABCD | node_8100502_200859103 | node_8100502_200859104 | 235.025 | bal_3P_477AL | 8100502 | no | no |  |  | no |  |  | 0 | 0 | 0 | 0
oh_line_8100502_200859105 |  | ABCD | node_8100502_200859104 | node_8100502_200859105 | 150.556 | bal_3P_477AL | 8100502 | no | no |  |  | no |  |  | 0 | 0 | 0 | 0
oh_line_8100502_200859107 |  | ABCD | node_8100502_312032173 | node_8100502_200859107 | 68.372 | bal_3P_477AL | 8100502 | no | no |  |  | no |  |  | 0 | 0 | 0 | 0
oh_line_8100502_200859108 |  | ABCD | node_8100502_200859109 | node_8100502_200859108 | 9.909 | bal_3P_477AL | 8100502 | no | no |  |  | no |  |  | 0 | 0 | 0 | 0
oh_line_8100502_200859109 |  | ABCD | node_8100502_200857187 | node_8100502_200859109 | 131.483 | bal_3P_477AL | 8100502 | no | no |  |  | no |  |  | 0 | 0 | 0 | 0
oh_line_8100502_200859299-1 |  | ABCD | node_1378344_92_15293948_119 | node_8100502_200859299 | 9.041 | bal_3P_1/0AC | 8100502 | no | no |  |  | no |  |  | 0 | 0 | 0 | 0
oh_line_8100502_200859299-2 |  | ABCD | node_8100502_200857719 | node_1378344_92_15293948_119 | 61.832 | bal_3P_1/0AC | 8100502 | no | no |  |  | no |  |  | 0 | 0 | 0 | 0
oh_line_8100502_200859300 |  | ABCD | node_8100502_200859299 | node_intto1_8100502_200859300 | 126.657 | bal_3P_1/0AC | 8100502 | no | no |  |  | no |  |  | 0 | 0 | 0 | 0
oh_line_8100502_200859301 |  | ABCD | node_8100502_200859300 | node_8100502_200859301 | 191.432 | bal_3P_1/0AC | 8100502 | no | no |  |  | no |  |  | 0 | 0 | 0 | 0
oh_line_8100502_200859302 |  | ABCD | node_8100502_200859301 | node_8100502_200859302 | 162.106 | bal_3P_1/0AC | 8100502 | no | no |  |  | no |  |  | 0 | 0 | 0 | 0
oh_line_8100502_200859303 |  | ABCD | node_8100502_200859302 | node_8100502_200859303 | 162.453 | bal_3P_1/0AC | 8100502 | no | no |  |  | no |  |  | 0 | 0 | 0 | 0
oh_line_8100502_200859304 |  | ABCD | node_8100502_200859303 | node_8100502_200859304 | 111.713 | bal_3P_1/0AC | 8100502 | no | no |  |  | no |  |  | 0 | 0 | 0 | 0
oh_line_8100502_200859305 |  | ABCD | node_8100502_200859304 | node_8100502_200859305 | 119.075 | bal_3P_1/0AC | 8100502 | no | no |  |  | no |  |  | 0 | 0 | 0 | 0
oh_line_8100502_200859306 |  | ABCD | node_8100502_200859305 | node_8100502_200859306 | 113.4 | bal_3P_1/0AC | 8100502 | no | no |  |  | no |  |  | 0 | 0 | 0 | 0
oh_line_8100502_200859307 |  | ABCD | node_8100502_200859306 | node_intto1_8100502_200859307 | 92.352 | bal_3P_1/0AA | 8100502 | no | no |  |  | no |  |  | 0 | 0 | 0 | 0
oh_line_8100502_200859398 |  | AD | node_8100502_200859408 | node_8100502_200859398 | 71.286 | bal_1P_1/0AA | 8100502 | no | no |  |  | no |  |  | 0 | 0 | 0 | 0
oh_line_8100502_200859399 |  | AD | node_8100502_200859398 | node_8100502_200859399 | 182.241 | bal_1P_1/0AA | 8100502 | no | no |  |  | no |  |  | 0 | 0 | 0 | 0
oh_line_8100502_200859402 |  | AD | node_8100502_200975024 | node_8100502_200859402 | 249.266 | bal_1P_1/0AA | 8100502 | no | no |  |  | no |  |  | 0 | 0 | 0 | 0
oh_line_8100502_200859403 |  | AD | node_8100502_200859402 | node_8100502_200859403 | 130.195 | bal_1P_1/0AA | 8100502 | no | no |  |  | no |  |  | 0 | 0 | 0 | 0
oh_line_8100502_200859404 |  | AD | node_8100502_200859403 | node_8100502_200859404 | 133.367 | bal_1P_1/0AA | 8100502 | no | no |  |  | no |  |  | 0 | 0 | 0 | 0
oh_line_8100502_200859405 |  | AD | node_8100502_200859404 | node_8100502_200859405 | 156.57 | bal_1P_1/0AA | 8100502 | no | no |  |  | no |  |  | 0 | 0 | 0 | 0
oh_line_8100502_200859406 |  | AD | node_8100502_200859405 | node_8100502_200859406 | 170.118 | bal_1P_1/0AA | 8100502 | no | no |  |  | no |  |  | 0 | 0 | 0 | 0
oh_line_8100502_200859407 |  | AD | node_8100502_200859406 | node_8100502_200859407 | 173.164 | bal_1P_1/0AA | 8100502 | no | no |  |  | no |  |  | 0 | 0 | 0 | 0
oh_line_8100502_200859408 |  | AD | node_8100502_200859407 | node_8100502_200859408 | 102.811 | bal_1P_1/0AA | 8100502 | no | no |  |  | no |  |  | 0 | 0 | 0 | 0
oh_line_8100502_200866853 |  | ABCD | node_8100502_200917435 | node_8100502_200866853 | 99.891 | bal_3P_4/0AL | 8100502 | no | no |  |  | no |  |  | 0 | 0 | 0 | 0
oh_line_8100502_200866854 |  | ABCD | node_8100502_200866853 | node_8100502_200866854 | 66.667 | bal_3P_4/0AL | 8100502 | no | no |  |  | no |  |  | 0 | 0 | 0 | 0
oh_line_8100502_200866855 |  | ABCD | node_8100502_200866854 | node_8100502_200866855 | 231.184 | bal_3P_4/0AL | 8100502 | no | no |  |  | no |  |  | 0 | 0 | 0 | 0
oh_line_8100502_200866856 |  | ABCD | node_8100502_200866855 | node_8100502_200866856 | 248.019 | bal_3P_4/0AL | 8100502 | no | no |  |  | no |  |  | 0 | 0 | 0 | 0
oh_line_8100502_200917435 |  | ABCD | node_8100502_200859098 | node_8100502_200917435 | 655.714 | bal_3P_2/0CU | 8100502 | no | no |  |  | no |  |  | 0 | 0 | 0 | 0
oh_line_8100502_200940864 |  | ABCD | node_8100502_200857308 | node_8100502_200940864 | 98.625 | bal_3P_336AL | 8100502 | no | no |  |  | no |  |  | 0 | 0 | 0 | 0
oh_line_8100502_200944266 |  | AD | node_8100502_200857203 | node_8100502_200944266 | 110.319 | bal_1P_4CU | 8100502 | no | no |  |  | no |  |  | 0 | 0 | 0 | 0
oh_line_8100502_200944269 |  | AD | node_8100502_200857205 | node_8100502_200944269 | 68.86 | bal_1P_1/0AA | 8100502 | no | no |  |  | no |  |  | 0 | 0 | 0 | 0
oh_line_8100502_200944271 |  | ABCD | node_8100502_200857306 | node_8100502_200944271 | 41.25 | bal_3P_336AL | 8100502 | no | no |  |  | no |  |  | 0 | 0 | 0 | 0
oh_line_8100502_200944275 |  | ABCD | node_8100502_200944276 | node_8100502_200944275 | 97.412 | bal_3P_477AL | 8100502 | no | no |  |  | no |  |  | 0 | 0 | 0 | 0
oh_line_8100502_200944276 |  | ABCD | node_8100502_200857325 | node_8100502_200944276 | 103.171 | bal_3P_477AL | 8100502 | no | no |  |  | no |  |  | 0 | 0 | 0 | 0
oh_line_8100502_200944278 |  | ABCD | node_8100502_200944279 | node_8100502_200944278 | 109.464 | bal_3P_477AL | 8100502 | no | no |  |  | no |  |  | 0 | 0 | 0 | 0
oh_line_8100502_200944279 |  | ABCD | node_8100502_200857329 | node_8100502_200944279 | 98.433 | bal_3P_477AL | 8100502 | no | no |  |  | no |  |  | 0 | 0 | 0 | 0
oh_line_8100502_200944281 |  | AD | node_8100502_200944282 | node_8100502_200944281 | 128.386 | bal_1P_1/0AA | 8100502 | no | no |  |  | no |  |  | 0 | 0 | 0 | 0
oh_line_8100502_200944282 |  | AD | node_8100502_200859402 | node_8100502_200944282 | 101.416 | bal_1P_1/0AA | 8100502 | no | no |  |  | no |  |  | 0 | 0 | 0 | 0
oh_line_8100502_200944295 |  | AD | node_8100502_200859399 | node_8100502_200944295 | 130.94 | bal_1P_4CU | 8100502 | no | no |  |  | no |  |  | 0 | 0 | 0 | 0
oh_line_8100502_200953666 |  | ABCD | node_8100502_200857876 | node_8100502_200953666 | 98.272 | bal_3P_2/0CU | 8100502 | no | no |  |  | no |  |  | 0 | 0 | 0 | 0
oh_line_8100502_200953667 |  | ABCD | node_8100502_200857271 | node_8100502_200953667 | 83.769 | bal_3P_2/0CU | 8100502 | no | no |  |  | no |  |  | 0 | 0 | 0 | 0
oh_line_8100502_200953669 |  | ABCD | node_8100502_200857267 | node_8100502_200953669 | 103.56 | bal_3P_2/0CU | 8100502 | no | no |  |  | no |  |  | 0 | 0 | 0 | 0
oh_line_8100502_200953830 |  | ABCD | node_8100502_200970227 | node_8100502_200953830 | 93.099 | bal_3P_2/0CU | 8100502 | no | no |  |  | no |  |  | 0 | 0 | 0 | 0
oh_line_8100502_200968601 |  | AD | node_8100502_200857879 | node_8100502_200968601 | 22.66 | bal_1P_1/0AC | 8100502 | no | no |  |  | no |  |  | 0 | 0 | 0 | 0
oh_line_8100502_200969067 |  | ABCD | node_8100502_200857195 | node_8100502_200969067 | 112.815 | bal_3P_477AL | 8100502 | no | no |  |  | no |  |  | 0 | 0 | 0 | 0
oh_line_8100502_200970227 |  | ABCD | node_8100502_200857882 | node_8100502_200970227 | 125.376 | bal_3P_2/0CU | 8100502 | no | no |  |  | no |  |  | 0 | 0 | 0 | 0
oh_line_8100502_200970777 |  | AD | node_8100502_200970778 | node_8100502_200970777 | 110.379 | bal_1P_1/0AA | 8100502 | no | no |  |  | no |  |  | 0 | 0 | 0 | 0
oh_line_8100502_200970778 |  | AD | node_8100502_200859303 | node_8100502_200970778 | 76.295 | bal_1P_1/0AA | 8100502 | no | no |  |  | no |  |  | 0 | 0 | 0 | 0
oh_line_8100502_200975018 |  | AD | node_8100502_200857396 | node_8100502_200975018 | 112.23 | bal_1P_1/0AC | 8100502 | no | no |  |  | no |  |  | 0 | 0 | 0 | 0
oh_line_8100502_200975024 |  | AD | node_8100502_200857329 | node_8100502_200975024 | 67.046 | bal_1P_1/0AA | 8100502 | no | no |  |  | no |  |  | 0 | 0 | 0 | 0
oh_line_8100502_200978159 |  | ABCN | node_8100502_200859307 | node_8100502_200978159 | 225.399 | bal_3P_DELTACUST | 8100502 | no | no |  |  | no |  |  | 0 | 0 | 0 | 0
oh_line_8100502_200978599 |  | ABCD | node_8100502_200982497 | node_8100502_200978599 | 107.032 | bal_3P_2/0CU | 8100502 | no | no |  |  | no |  |  | 0 | 0 | 0 | 0
oh_line_8100502_200982497 |  | ABCD | node_8100502_200982499 | node_8100502_200982497 | 72.516 | bal_3P_2/0CU | 8100502 | no | no |  |  | no |  |  | 0 | 0 | 0 | 0
oh_line_8100502_200982498 |  | AD | node_8100502_200982497 | node_8100502_200982498 | 141.788 | bal_1P_1/0AA | 8100502 | no | no |  |  | no |  |  | 0 | 0 | 0 | 0
oh_line_8100502_200982499 |  | ABCD | node_8100502_200982500 | node_8100502_200982499 | 81.048 | bal_3P_2/0CU | 8100502 | no | no |  |  | no |  |  | 0 | 0 | 0 | 0
oh_line_8100502_200982500 |  | ABCD | node_8100502_200857278 | node_8100502_200982500 | 90.817 | bal_3P_2/0CU | 8100502 | no | no |  |  | no |  |  | 0 | 0 | 0 | 0
oh_line_8100502_200985601 |  | ABCD | node_8100502_200857292 | node_8100502_200985601 | 97.497 | bal_3P_1/0AC | 8100502 | no | no |  |  | no |  |  | 0 | 0 | 0 | 0
oh_line_8100502_201027290 |  | AD | node_8100502_200857436 | node_intto1_8100502_201027290 | 84.512 | bal_1P_4CU | 8100502 | no | no |  |  | no |  |  | 0 | 0 | 0 | 0
oh_line_8100502_201027296 |  | ABCN | node_8100502_200866856 | node_intto1_8100502_201027296 | 27.646 | bal_3P_DELTACUST | 8100502 | no | no |  |  | no |  |  | 0 | 0 | 0 | 0
oh_line_8100502_201045351 |  | ABCN | node_8100502_200857394 | node_8100502_201045351 | 40.808 | bal_3P_DELTACUST | 8100502 | no | no |  |  | no |  |  | 0 | 0 | 0 | 0
oh_line_8100502_201045986 |  | ABCD | node_8100502_200857194 | node_8100502_201045986 | 136.603 | bal_3P_477AL | 8100502 | no | no |  |  | no |  |  | 0 | 0 | 0 | 0
oh_line_8100502_201055590 |  | AD | node_8100502_200857907 | node_8100502_201055590 | 97.098 | bal_1P_1/0AC | 8100502 | no | no |  |  | no |  |  | 0 | 0 | 0 | 0
oh_line_8100502_201061185 |  | ABCD | node_8100502_200857494 | node_8100502_201061185 | 71.318 | bal_3P_2/0CU | 8100502 | no | no |  |  | no |  |  | 0 | 0 | 0 | 0
oh_line_8100502_311901386-1 |  | ABCD | node_8100502_311901386 | node_intto1_1375125_423_15296285_667 | 195.002 | bal_3P_2AC | 8100502 | no | no |  |  | no |  |  | 0 | 0 | 0 | 0
oh_line_8100502_311901386-2 |  | ABCN | node_8100502_201027296 | node_8100502_311901386 | 96.613 | bal_3P_DELTACUST | 8100502 | no | no |  |  | no |  |  | 0 | 0 | 0 | 0
oh_line_8100502_312000292 |  | ABCD | node_8100502_200857539 | node_8100502_312000292 | 65.546 | bal_3P_2/0CU | 8100502 | no | no |  |  | no |  |  | 0 | 0 | 0 | 0
oh_line_8100502_312000293 |  | ABCD | node_8100502_312000292 | node_8100502_312000293 | 30.377 | bal_3P_1/0AA | 8100502 | no | no |  |  | no |  |  | 0 | 0 | 0 | 0
oh_line_8100502_312032173 |  | ABCD | node_8100502_200859108 | node_8100502_312032173 | 68.55 | bal_3P_477AL | 8100502 | no | no |  |  | no |  |  | 0 | 0 | 0 | 0
oh_line_8100502_312105923 |  | ABCD | node_8100502_200857264 | node_8100502_312105923 | 57.328 | bal_3P_1/0AA | 8100502 | no | no |  |  | no |  |  | 0 | 0 | 0 | 0
oh_line_TAP_OH_904387 |  | AN | node_8100502_200857199 | node_1378631_88_15295076_725 | 0.033 | unb_TAPWIRE_OH | 8100502 | no | no |  |  | no |  |  | 0 | 0 | 0 | 0
oh_line_TAP_OH_904388 |  | AN | node_8100502_200857203 | node_1378769_285_15294902_814 | 0.033 | unb_TAPWIRE_OH | 8100502 | no | no |  |  | no |  |  | 0 | 0 | 0 | 0
oh_line_TAP_OH_904389 |  | AN | node_8100502_200857205 | node_1378898_741_15294742_086 | 0.033 | unb_TAPWIRE_OH | 8100502 | no | no |  |  | no |  |  | 0 | 0 | 0 | 0
oh_line_TAP_OH_904390 |  | AN | node_8100502_200857211 | node_1379292_787_15294216_91 | 0.033 | unb_TAPWIRE_OH | 8100502 | no | no |  |  | no |  |  | 0 | 0 | 0 | 0
oh_line_TAP_OH_904394 |  | ABCN | node_8100502_200857255 | node_1382282_653_15296974_886 | 0.033 | unb_TAPWIRE_OH | 8100502 | no | no |  |  | no |  |  | 0 | 0 | 0 | 0
oh_line_TAP_OH_904395 |  | ABCN | node_8100502_200857259 | node_1382001_485_15296893_134 | 0.033 | unb_TAPWIRE_OH | 8100502 | no | no |  |  | no |  |  | 0 | 0 | 0 | 0
oh_line_TAP_OH_904396 |  | ABCN | node_8100502_200857263 | node_1381684_66_15296869_683 | 0.033 | unb_TAPWIRE_OH | 8100502 | no | no |  |  | no |  |  | 0 | 0 | 0 | 0
oh_line_TAP_OH_904397 |  | ABCN | node_8100502_200857281 | node_1380154_274_15296774_86 | 0.033 | unb_TAPWIRE_OH | 8100502 | no | no |  |  | no |  |  | 0 | 0 | 0 | 0
oh_line_TAP_OH_904398 |  | ABCN | node_8100502_200857285 | node_1379755_948_15296737_655 | 0.033 | unb_TAPWIRE_OH | 8100502 | no | no |  |  | no |  |  | 0 | 0 | 0 | 0
oh_line_TAP_OH_904402 |  | ABCN | node_8100502_200857306 | node_1378662_497_15296726_914 | 0.033 | unb_TAPWIRE_OH | 8100502 | no | no |  |  | no |  |  | 0 | 0 | 0 | 0
oh_line_TAP_OH_904403 |  | ABCN | node_8100502_200857308 | node_1378482_537_15296656_933 | 0.033 | unb_TAPWIRE_OH | 8100502 | no | no |  |  | no |  |  | 0 | 0 | 0 | 0
oh_line_TAP_OH_904406 |  | ABCN | node_8100502_200857321 | node_1377752_168_15296560_852 | 0.033 | unb_TAPWIRE_OH | 8100502 | no | no |  |  | no |  |  | 0 | 0 | 0 | 0
oh_line_TAP_OH_904407 |  | ABCN | node_8100502_200857326 | node_1377336_225_15296480_199 | 0.033 | unb_TAPWIRE_OH | 8100502 | no | no |  |  | no |  |  | 0 | 0 | 0 | 0
oh_line_TAP_OH_904408 |  | ABCN | node_8100502_200857336 | node_1382619_629_15296967_874 | 0.033 | unb_TAPWIRE_OH | 8100502 | no | no |  |  | no |  |  | 0 | 0 | 0 | 0
oh_line_TAP_OH_904409 |  | AN | node_8100502_200857346 | node_1381831_099_15297223_842 | 0.033 | unb_TAPWIRE_OH | 8100502 | no | no |  |  | no |  |  | 0 | 0 | 0 | 0
oh_line_TAP_OH_904411 |  | AN | node_8100502_200857353 | node_1382505_15_15297213_462 | 0.033 | unb_TAPWIRE_OH | 8100502 | no | no |  |  | no |  |  | 0 | 0 | 0 | 0
oh_line_TAP_OH_904412 |  | AN | node_8100502_200857357 | node_1382077_352_15297245_103 | 0.033 | unb_TAPWIRE_OH | 8100502 | no | no |  |  | no |  |  | 0 | 0 | 0 | 0
oh_line_TAP_OH_904414 |  | AN | node_8100502_200857377 | node_1378693_275_15296358_857 | 0.033 | unb_TAPWIRE_OH | 8100502 | no | no |  |  | no |  |  | 0 | 0 | 0 | 0
oh_line_TAP_OH_904415 |  | AN | node_8100502_200857379 | node_1377507_903_15296174_966 | 0.033 | unb_TAPWIRE_OH | 8100502 | no | no |  |  | no |  |  | 0 | 0 | 0 | 0
oh_line_TAP_OH_904416 |  | AN | node_8100502_200857386 | node_1377956_816_15296345_781 | 0.033 | unb_TAPWIRE_OH | 8100502 | no | no |  |  | no |  |  | 0 | 0 | 0 | 0
oh_line_TAP_OH_904417 |  | AN | node_8100502_200857398 | node_1377893_569_15296006_387 | 0.033 | unb_TAPWIRE_OH | 8100502 | no | no |  |  | no |  |  | 0 | 0 | 0 | 0
oh_line_TAP_OH_904418 |  | AN | node_8100502_200857407 | node_1378195_043_15295817_489 | 0.033 | unb_TAPWIRE_OH | 8100502 | no | no |  |  | no |  |  | 0 | 0 | 0 | 0
oh_line_TAP_OH_904419 |  | AN | node_8100502_200857409 | node_1377933_531_15295733_064 | 0.033 | unb_TAPWIRE_OH | 8100502 | no | no |  |  | no |  |  | 0 | 0 | 0 | 0
oh_line_TAP_OH_904420 |  | AN | node_8100502_200857411 | node_1377693_502_15295683_28 | 0.033 | unb_TAPWIRE_OH | 8100502 | no | no |  |  | no |  |  | 0 | 0 | 0 | 0
oh_line_TAP_OH_904423 |  | AN | node_8100502_200857424 | node_1381677_166_15296009_122 | 0.033 | unb_TAPWIRE_OH | 8100502 | no | no |  |  | no |  |  | 0 | 0 | 0 | 0
oh_line_TAP_OH_904424 |  | AN | node_8100502_200857430 | node_1381235_069_15295947_524 | 0.033 | unb_TAPWIRE_OH | 8100502 | no | no |  |  | no |  |  | 0 | 0 | 0 | 0
oh_line_TAP_OH_904425 |  | AN | node_8100502_200857433 | node_1380922_337_15295883_991 | 0.033 | unb_TAPWIRE_OH | 8100502 | no | no |  |  | no |  |  | 0 | 0 | 0 | 0
oh_line_TAP_OH_904426 |  | AN | node_8100502_200857437 | node_1380483_987_15295878_732 | 0.033 | unb_TAPWIRE_OH | 8100502 | no | no |  |  | no |  |  | 0 | 0 | 0 | 0
oh_line_TAP_OH_904427 |  | AN | node_8100502_200857442 | node_1380217_18_15295822_263 | 0.033 | unb_TAPWIRE_OH | 8100502 | no | no |  |  | no |  |  | 0 | 0 | 0 | 0
oh_line_TAP_OH_904428 |  | AN | node_8100502_200857443 | node_1380093_011_15295798_3 | 0.033 | unb_TAPWIRE_OH | 8100502 | no | no |  |  | no |  |  | 0 | 0 | 0 | 0
oh_line_TAP_OH_904430 |  | AN | node_8100502_200857456 | node_1379086_603_15295573_917 | 0.033 | unb_TAPWIRE_OH | 8100502 | no | no |  |  | no |  |  | 0 | 0 | 0 | 0
oh_line_TAP_OH_904431 |  | AN | node_8100502_200857462 | node_1378808_472_15295525_747 | 0.033 | unb_TAPWIRE_OH | 8100502 | no | no |  |  | no |  |  | 0 | 0 | 0 | 0
oh_line_TAP_OH_904433 |  | AN | node_8100502_200857476 | node_1379000_207_15296184_13 | 0.033 | unb_TAPWIRE_OH | 8100502 | no | no |  |  | no |  |  | 0 | 0 | 0 | 0
oh_line_TAP_OH_904434 |  | ABCN | node_8100502_200857483 | node_1379255_935_15296572_431 | 0.033 | unb_TAPWIRE_OH | 8100502 | no | no |  |  | no |  |  | 0 | 0 | 0 | 0
oh_line_TAP_OH_904435 |  | AN | node_8100502_200857487 | node_1379278_637_15296201_327 | 0.033 | unb_TAPWIRE_OH | 8100502 | no | no |  |  | no |  |  | 0 | 0 | 0 | 0
oh_line_TAP_OH_904437 |  | ABCN | node_8100502_200857498 | node_1379589_008_15296516_02 | 0.033 | unb_TAPWIRE_OH | 8100502 | no | no |  |  | no |  |  | 0 | 0 | 0 | 0
oh_line_TAP_OH_904438 |  | AN | node_8100502_200857523 | node_1380419_344_15296216_02 | 0.033 | unb_TAPWIRE_OH | 8100502 | no | no |  |  | no |  |  | 0 | 0 | 0 | 0
oh_line_TAP_OH_904443 |  | ABCN | node_8100502_200857539 | node_1380627_063_15296993_291 | 0.033 | unb_TAPWIRE_OH | 8100502 | no | no |  |  | no |  |  | 0 | 0 | 0 | 0
oh_line_TAP_OH_904445 |  | AN | node_8100502_200857547 | node_1380676_003_15296127_079 | 0.033 | unb_TAPWIRE_OH | 8100502 | no | no |  |  | no |  |  | 0 | 0 | 0 | 0
oh_line_TAP_OH_904446 |  | ABCN | node_8100502_200857554 | node_1380951_197_15296707_289 | 0.033 | unb_TAPWIRE_OH | 8100502 | no | no |  |  | no |  |  | 0 | 0 | 0 | 0
oh_line_TAP_OH_904447 |  | AN | node_8100502_200857557 | node_1380981_921_15296309_524 | 0.033 | unb_TAPWIRE_OH | 8100502 | no | no |  |  | no |  |  | 0 | 0 | 0 | 0
oh_line_TAP_OH_904448 |  | AN | node_8100502_200857558 | node_1380998_754_15296189_212 | 0.033 | unb_TAPWIRE_OH | 8100502 | no | no |  |  | no |  |  | 0 | 0 | 0 | 0
oh_line_TAP_OH_904451 |  | ABCN | node_8100502_200857575 | node_1381517_813_15297014_069 | 0.033 | unb_TAPWIRE_OH | 8100502 | no | no |  |  | no |  |  | 0 | 0 | 0 | 0
oh_line_TAP_OH_904452 |  | AN | node_8100502_200857582 | node_1381489_791_15296522_202 | 0.033 | unb_TAPWIRE_OH | 8100502 | no | no |  |  | no |  |  | 0 | 0 | 0 | 0
oh_line_TAP_OH_904457 |  | AN | node_8100502_200857602 | node_1381806_961_15296402_572 | 0.033 | unb_TAPWIRE_OH | 8100502 | no | no |  |  | no |  |  | 0 | 0 | 0 | 0
oh_line_TAP_OH_904462 |  | AN | node_8100502_200857640 | node_1382077_394_15296589_686 | 0.033 | unb_TAPWIRE_OH | 8100502 | no | no |  |  | no |  |  | 0 | 0 | 0 | 0
oh_line_TAP_OH_904463 |  | AN | node_8100502_200857648 | node_1382279_096_15296601_777 | 0.033 | unb_TAPWIRE_OH | 8100502 | no | no |  |  | no |  |  | 0 | 0 | 0 | 0
oh_line_TAP_OH_904464 |  | AN | node_8100502_200857650 | node_1382291_043_15296424_634 | 0.033 | unb_TAPWIRE_OH | 8100502 | no | no |  |  | no |  |  | 0 | 0 | 0 | 0
oh_line_TAP_OH_904469 |  | AN | node_8100502_200857709 | node_1378613_071_15294495_992 | 0.033 | unb_TAPWIRE_OH | 8100502 | no | no |  |  | no |  |  | 0 | 0 | 0 | 0
oh_line_TAP_OH_904470 |  | ABCN | node_8100502_200857714 | node_1378881_439_15294199_556 | 0.033 | unb_TAPWIRE_OH | 8100502 | no | no |  |  | no |  |  | 0 | 0 | 0 | 0
oh_line_TAP_OH_904471 |  | ABCN | node_8100502_200857716 | node_1378674_669_15294086_231 | 0.033 | unb_TAPWIRE_OH | 8100502 | no | no |  |  | no |  |  | 0 | 0 | 0 | 0
oh_line_TAP_OH_904488 |  | AN | node_8100502_200857837 | node_1379937_773_15295499_423 | 0.033 | unb_TAPWIRE_OH | 8100502 | no | no |  |  | no |  |  | 0 | 0 | 0 | 0
oh_line_TAP_OH_904490 |  | ABCN | node_8100502_200857880 | node_1379774_043_15295053_17 | 0.033 | unb_TAPWIRE_OH | 8100502 | no | no |  |  | no |  |  | 0 | 0 | 0 | 0
oh_line_TAP_OH_904491 |  | AN | node_8100502_200857894 | node_1379385_832_15295085_363 | 0.033 | unb_TAPWIRE_OH | 8100502 | no | no |  |  | no |  |  | 0 | 0 | 0 | 0
oh_line_TAP_OH_904493 |  | AN | node_8100502_200857911 | node_1379063_701_15295273_906 | 0.033 | unb_TAPWIRE_OH | 8100502 | no | no |  |  | no |  |  | 0 | 0 | 0 | 0
oh_line_TAP_OH_904494 |  | AN | node_8100502_200857915 | node_1379200_213_15294863_499 | 0.033 | unb_TAPWIRE_OH | 8100502 | no | no |  |  | no |  |  | 0 | 0 | 0 | 0
oh_line_TAP_OH_904502 |  | ABCN | node_8100502_200857973 | node_1379904_745_15294354_928 | 0.033 | unb_TAPWIRE_OH | 8100502 | no | no |  |  | no |  |  | 0 | 0 | 0 | 0
oh_line_TAP_OH_904503 |  | ABCN | node_8100502_200857977 | node_1379609_586_15294374_593 | 0.033 | unb_TAPWIRE_OH | 8100502 | no | no |  |  | no |  |  | 0 | 0 | 0 | 0
oh_line_TAP_OH_904528 |  | AN | node_8100502_200858133 | node_1379835_709_15296214_901 | 0.033 | unb_TAPWIRE_OH | 8100502 | no | no |  |  | no |  |  | 0 | 0 | 0 | 0
oh_line_TAP_OH_904728 |  | ABCN | node_8100502_200859051 | node_1378083_625_15294888_593 | 0.033 | unb_TAPWIRE_OH | 8100502 | no | no |  |  | no |  |  | 0 | 0 | 0 | 0
oh_line_TAP_OH_904729 |  | ABCN | node_8100502_200859060 | node_1378695_726_15296252_654 | 0.033 | unb_TAPWIRE_OH | 8100502 | no | no |  |  | no |  |  | 0 | 0 | 0 | 0
oh_line_TAP_OH_904730 |  | AN | node_8100502_200859063 | node_1378714_792_15295965_862 | 0.033 | unb_TAPWIRE_OH | 8100502 | no | no |  |  | no |  |  | 0 | 0 | 0 | 0
oh_line_TAP_OH_904787 |  | ABCN | node_8100502_200859301 | node_1378087_768_15294168_268 | 0.033 | unb_TAPWIRE_OH | 8100502 | no | no |  |  | no |  |  | 0 | 0 | 0 | 0
oh_line_TAP_OH_904807 |  | AN | node_8100502_200859404 | node_1377235_698_15295906_392 | 0.033 | unb_TAPWIRE_OH | 8100502 | no | no |  |  | no |  |  | 0 | 0 | 0 | 0
oh_line_TAP_OH_906642 |  | ABCN | node_8100502_200866854 | node_1375760_907_15296122_571 | 0.033 | unb_TAPWIRE_OH | 8100502 | no | no |  |  | no |  |  | 0 | 0 | 0 | 0
oh_line_TAP_OH_919995 |  | AN | node_8100502_200944295 | node_1377697_542_15295063_191 | 0.033 | unb_TAPWIRE_OH | 8100502 | no | no |  |  | no |  |  | 0 | 0 | 0 | 0
oh_line_TAP_OH_921307 |  | ABCN | node_8100502_200953666 | node_1379722_469_15295423_992 | 0.033 | unb_TAPWIRE_OH | 8100502 | no | no |  |  | no |  |  | 0 | 0 | 0 | 0
oh_line_TAP_OH_921308 |  | ABCN | node_8100502_200953667 | node_1381014_802_15296820_99 | 0.033 | unb_TAPWIRE_OH | 8100502 | no | no |  |  | no |  |  | 0 | 0 | 0 | 0
oh_line_TAP_OH_921310 |  | ABCN | node_8100502_200953669 | node_1381242_465_15296903_892 | 0.033 | unb_TAPWIRE_OH | 8100502 | no | no |  |  | no |  |  | 0 | 0 | 0 | 0
oh_line_TAP_OH_924194 |  | ABCN | node_8100502_200970227 | node_1379905_099_15294711_94 | 0.033 | unb_TAPWIRE_OH | 8100502 | no | no |  |  | no |  |  | 0 | 0 | 0 | 0
oh_line_TAP_OH_924316 |  | AN | node_8100502_200970777 | node_1378141_781_15294517_784 | 0.033 | unb_TAPWIRE_OH | 8100502 | no | no |  |  | no |  |  | 0 | 0 | 0 | 0
oh_line_TAP_OH_924932 |  | AN | node_8100502_200975018 | node_1378113_577_15296144_342 | 0.033 | unb_TAPWIRE_OH | 8100502 | no | no |  |  | no |  |  | 0 | 0 | 0 | 0
oh_line_TAP_OH_926419 |  | AN | node_8100502_200982498 | node_1380716_631_15296701_788 | 0.033 | unb_TAPWIRE_OH | 8100502 | no | no |  |  | no |  |  | 0 | 0 | 0 | 0
oh_line_TAP_OH_932233 |  | AN | node_8100502_201027290 | node_1380515_495_15295761_443 | 0.033 | unb_TAPWIRE_OH | 8100502 | no | no |  |  | no |  |  | 0 | 0 | 0 | 0
oh_line_TAP_OH_934944 |  | ABCN | node_8100502_201045986 | node_1377988_883_15296788_865 | 0.033 | unb_TAPWIRE_OH | 8100502 | no | no |  |  | no |  |  | 0 | 0 | 0 | 0
oh_line_TAP_OH_1908069 |  | AN | node_8100502_200857544 | node_1380672_327_15296476_234 | 0.033 | unb_TAPWIRE_OH | 8100502 | no | no |  |  | no |  |  | 0 | 0 | 0 | 0
oh_line_TAP_OH_1950486 |  | AN | node_8100502_200857443 | node_1380104_38_15295800_296 | 0.033 | unb_TAPWIRE_OH | 8100502 | no | no |  |  | no |  |  | 0 | 0 | 0 | 0
oh_line_TAP_OH_2136162 |  | ABCN | node_8100502_200857978 | node_1379479_544_15294431_875 | 0.033 | unb_TAPWIRE_OH | 8100502 | no | no |  |  | no |  |  | 0 | 0 | 0 | 0
oh_line_TAP_OH_2136163 |  | ABCN | node_8100502_200857978 | node_1379460_625_15294423_724 | 0.033 | unb_TAPWIRE_OH | 8100502 | no | no |  |  | no |  |  | 0 | 0 | 0 | 0
oh_line_TAP_OH_2136172 |  | ABCN | node_8100502_200857469 | node_1378919_41_15296649_82 | 0.033 | unb_TAPWIRE_OH | 8100502 | no | no |  |  | no |  |  | 0 | 0 | 0 | 0
oh_line_TAP_OH_2136173 |  | ABCN | node_8100502_200857469 | node_1378924_352_15296624_078 | 0.033 | unb_TAPWIRE_OH | 8100502 | no | no |  |  | no |  |  | 0 | 0 | 0 | 0
oh_line_TAP_OH_2136174 |  | ABCN | node_8100502_200857469 | node_1378919_605_15296676_448 | 0.033 | unb_TAPWIRE_OH | 8100502 | no | no |  |  | no |  |  | 0 | 0 | 0 | 0
oh_line_TAP_OH_2136183 |  | ABCN | node_8100502_200857538 | node_1380610_286_15297129_37 | 0.033 | unb_TAPWIRE_OH | 8100502 | no | no |  |  | no |  |  | 0 | 0 | 0 | 0
oh_line_TAP_OH_2136184 |  | ABCN | node_8100502_200857538 | node_1380609_462_15297150_179 | 0.033 | unb_TAPWIRE_OH | 8100502 | no | no |  |  | no |  |  | 0 | 0 | 0 | 0
oh_line_TAP_OH_2136185 |  | ABCN | node_8100502_200857538 | node_1380611_633_15297112_575 | 0.033 | unb_TAPWIRE_OH | 8100502 | no | no |  |  | no |  |  | 0 | 0 | 0 | 0
oh_line_TAP_OH_2142930 |  | ABCN | node_8100502_311901386 | node_1375346_974_15296261_529 | 0.033 | unb_TAPWIRE_OH | 8100502 | no | no |  |  | no |  |  | 0 | 0 | 0 | 0
oh_line_TAP_OH_2142931 |  | ABCN | node_8100502_311901386 | node_1375365_3_15296283_512 | 0.033 | unb_TAPWIRE_OH | 8100502 | no | no |  |  | no |  |  | 0 | 0 | 0 | 0
oh_line_TAP_OH_2142932 |  | ABCN | node_8100502_311901386 | node_1375328_227_15296247_872 | 0.033 | unb_TAPWIRE_OH | 8100502 | no | no |  |  | no |  |  | 0 | 0 | 0 | 0
oh_line_TAP_OH_2142933 |  | ABCN | node_8100502_200857319 | node_1377875_757_15296517_241 | 0.033 | unb_TAPWIRE_OH | 8100502 | no | no |  |  | no |  |  | 0 | 0 | 0 | 0
oh_line_TAP_OH_2142934 |  | ABCN | node_8100502_200857319 | node_1377893_996_15296527_855 | 0.033 | unb_TAPWIRE_OH | 8100502 | no | no |  |  | no |  |  | 0 | 0 | 0 | 0
oh_line_TAP_OH_2142973 |  | ABCN | node_8100502_200857301 | node_1378855_926_15296815_629 | 0.033 | unb_TAPWIRE_OH | 8100502 | no | no |  |  | no |  |  | 0 | 0 | 0 | 0
oh_line_TAP_OH_2142974 |  | ABCN | node_8100502_200857301 | node_1378836_5_15296810_113 | 0.033 | unb_TAPWIRE_OH | 8100502 | no | no |  |  | no |  |  | 0 | 0 | 0 | 0
oh_line_TAP_OH_2142975 |  | ABCN | node_8100502_200857301 | node_1378875_719_15296814_214 | 0.033 | unb_TAPWIRE_OH | 8100502 | no | no |  |  | no |  |  | 0 | 0 | 0 | 0
oh_line_TAP_OH_2143033 |  | ABCN | node_8100502_200985601 | node_1379203_97_15296646_969 | 0.033 | unb_TAPWIRE_OH | 8100502 | no | no |  |  | no |  |  | 0 | 0 | 0 | 0
oh_line_TAP_OH_2143034 |  | ABCN | node_8100502_200985601 | node_1379207_635_15296620_834 | 0.033 | unb_TAPWIRE_OH | 8100502 | no | no |  |  | no |  |  | 0 | 0 | 0 | 0
oh_line_TAP_OH_2143035 |  | ABCN | node_8100502_200985601 | node_1379205_474_15296673_533 | 0.033 | unb_TAPWIRE_OH | 8100502 | no | no |  |  | no |  |  | 0 | 0 | 0 | 0
oh_line_TAP_OH_2143052 |  | ABCN | node_8100502_200857311 | node_1378256_477_15296881_074 | 0.033 | unb_TAPWIRE_OH | 8100502 | no | no |  |  | no |  |  | 0 | 0 | 0 | 0
oh_line_TAP_OH_2143053 |  | ABCN | node_8100502_200857311 | node_1378258_521_15296854_608 | 0.033 | unb_TAPWIRE_OH | 8100502 | no | no |  |  | no |  |  | 0 | 0 | 0 | 0
oh_line_TAP_OH_2143054 |  | ABCN | node_8100502_200857311 | node_1378259_607_15296907_396 | 0.033 | unb_TAPWIRE_OH | 8100502 | no | no |  |  | no |  |  | 0 | 0 | 0 | 0
oh_line_TAP_OH_2145743 |  | ABCN | node_8100502_200978159 | node_1377920_632_15295147_08 | 0.033 | unb_TAPWIRE_OH | 8100502 | no | no |  |  | no |  |  | 0 | 0 | 0 | 0
oh_line_TAP_OH_2145744 |  | ABCN | node_8100502_200978159 | node_1377902_948_15295158_967 | 0.033 | unb_TAPWIRE_OH | 8100502 | no | no |  |  | no |  |  | 0 | 0 | 0 | 0
oh_line_TAP_OH_2145745 |  | ABCN | node_8100502_200978159 | node_1377935_391_15295129_43 | 0.033 | unb_TAPWIRE_OH | 8100502 | no | no |  |  | no |  |  | 0 | 0 | 0 | 0
oh_line_TAP_OH_2145746 |  | ABCN | node_8100502_200982500 | node_1380510_023_15296722_043 | 0.033 | unb_TAPWIRE_OH | 8100502 | no | no |  |  | no |  |  | 0 | 0 | 0 | 0
oh_line_TAP_OH_2145747 |  | ABCN | node_8100502_200982500 | node_1380529_29_15296728_51 | 0.033 | unb_TAPWIRE_OH | 8100502 | no | no |  |  | no |  |  | 0 | 0 | 0 | 0
oh_line_TAP_OH_2224937 |  | ABCN | node_8100502_200866853 | node_1375770_758_15296038_569 | 0.033 | unb_TAPWIRE_OH | 8100502 | no | no |  |  | no |  |  | 0 | 0 | 0 | 0
oh_line_TAP_OH_2224938 |  | ABCN | node_8100502_200866853 | node_1375767_982_15296030_728 | 0.033 | unb_TAPWIRE_OH | 8100502 | no | no |  |  | no |  |  | 0 | 0 | 0 | 0
oh_line_TAP_OH_2224939 |  | ABCN | node_8100502_200866853 | node_1375775_022_15296045_734 | 0.033 | unb_TAPWIRE_OH | 8100502 | no | no |  |  | no |  |  | 0 | 0 | 0 | 0
oh_line_TAP_OH_2224940 |  | ABCN | node_8100502_200857494 | node_1379698_219_15295724_093 | 0.033 | unb_TAPWIRE_OH | 8100502 | no | no |  |  | no |  |  | 0 | 0 | 0 | 0
oh_line_TAP_OH_2224941 |  | ABCN | node_8100502_200857494 | node_1379697_632_15295750_703 | 0.033 | unb_TAPWIRE_OH | 8100502 | no | no |  |  | no |  |  | 0 | 0 | 0 | 0
oh_line_TAP_OH_2224942 |  | ABCN | node_8100502_200859048 | node_1378421_738_15295061_082 | 0.033 | unb_TAPWIRE_OH | 8100502 | no | no |  |  | no |  |  | 0 | 0 | 0 | 0
oh_line_TAP_OH_2224943 |  | ABCN | node_8100502_200859048 | node_1378420_092_15295087_603 | 0.033 | unb_TAPWIRE_OH | 8100502 | no | no |  |  | no |  |  | 0 | 0 | 0 | 0
oh_line_TAP_OH_2224944 |  | ABCN | node_8100502_200859048 | node_1378418_213_15295034_847 | 0.033 | unb_TAPWIRE_OH | 8100502 | no | no |  |  | no |  |  | 0 | 0 | 0 | 0
oh_line_TAP_OH_2224953 |  | ABCN | node_8100502_200857452 | node_1379495_579_15295760_812 | 0.033 | unb_TAPWIRE_OH | 8100502 | no | no |  |  | no |  |  | 0 | 0 | 0 | 0
oh_line_TAP_OH_2224954 |  | ABCN | node_8100502_200857452 | node_1379476_458_15295753_582 | 0.033 | unb_TAPWIRE_OH | 8100502 | no | no |  |  | no |  |  | 0 | 0 | 0 | 0
oh_line_TAP_OH_2224955 |  | ABCN | node_8100502_200857452 | node_1379515_408_15295761_162 | 0.033 | unb_TAPWIRE_OH | 8100502 | no | no |  |  | no |  |  | 0 | 0 | 0 | 0
oh_line_TAP_OH_2224977 |  | ABCN | node_8100502_200857527 | node_1380392_342_15297197_337 | 0.033 | unb_TAPWIRE_OH | 8100502 | no | no |  |  | no |  |  | 0 | 0 | 0 | 0
oh_line_TAP_OH_2224978 |  | ABCN | node_8100502_200857527 | node_1380396_191_15297171_251 | 0.033 | unb_TAPWIRE_OH | 8100502 | no | no |  |  | no |  |  | 0 | 0 | 0 | 0
oh_line_TAP_OH_2224979 |  | ABCN | node_8100502_200857527 | node_1380393_658_15297223_917 | 0.033 | unb_TAPWIRE_OH | 8100502 | no | no |  |  | no |  |  | 0 | 0 | 0 | 0
oh_line_TAP_OH_3002466 |  | ABCN | node_8100502_200857300 | node_1378890_991_15296735_958 | 0.033 | unb_TAPWIRE_OH | 8100502 | no | no |  |  | no |  |  | 0 | 0 | 0 | 0
oh_line_TAP_OH_3037276 |  | ABCN | node_8100502_201045351 | node_1378386_342_15296060_066 | 0.033 | unb_TAPWIRE_OH | 8100502 | no | no |  |  | no |  |  | 0 | 0 | 0 | 0
oh_line_TAP_OH_3037277 |  | ABCN | node_8100502_201045351 | node_1378402_39_15296052_083 | 0.033 | unb_TAPWIRE_OH | 8100502 | no | no |  |  | no |  |  | 0 | 0 | 0 | 0
oh_line_TAP_OH_3037278 |  | ABCN | node_8100502_201045351 | node_1378421_704_15296047_529 | 0.033 | unb_TAPWIRE_OH | 8100502 | no | no |  |  | no |  |  | 0 | 0 | 0 | 0
oh_line_TAP_OH_5288002 |  | ABCN | node_8100502_312105923 | node_1381640_667_15296821_144 | 0.033 | unb_TAPWIRE_OH | 8100502 | no | no |  |  | no |  |  | 0 | 0 | 0 | 0
oh_line_TAP_OH_5288003 |  | ABCN | node_8100502_312105923 | node_1381646_187_15296824_117 | 0.033 | unb_TAPWIRE_OH | 8100502 | no | no |  |  | no |  |  | 0 | 0 | 0 | 0
oh_line_TAP_OH_5288004 |  | ABCN | node_8100502_312105923 | node_1381653_34_15296828_805 | 0.033 | unb_TAPWIRE_OH | 8100502 | no | no |  |  | no |  |  | 0 | 0 | 0 | 0

## overhead_line_conductor
data_type | static
owner_type | feeder
owner | 8100502
object | overhead_line_conductor
name | groupid | geometric_mean_radius | resistance | diameter | rating_summer_continuous | rating_summer_emergency | rating_winter_continuous | rating_winter_emergency | dcircuit | selected | comments
oh_cond_1/0_AAAC |  | 0.012 | 0.876 | 0.398 | 235 | 235 | 310 | 310 |  | no
oh_cond_1/0_ACSR |  | 0.012 | 0.888 | 0.398 | 265 | 265 | 330 | 330 |  | no
oh_cond_2/0_CU |  | 0.013 | 0.44 | 0.414 | 295 | 295 | 425 | 425 |  | no
oh_cond_2_ACSR |  | 0.01 | 1.41 | 0.325 | 195 | 195 | 245 | 245 |  | no
oh_cond_2_CU |  | 0.009 | 0.873 | 0.292 | 190 | 190 | 270 | 270 |  | no
oh_cond_3_#7_CWD_30% |  | 0.005 | 3.07 | 0.311 | 125 | 125 | 195 | 195 |  | no
oh_cond_4/0_AL |  | 0.016 | 0.442 | 0.522 | 365 | 365 | 480 | 480 |  | no
oh_cond_4_CU |  | 0.007 | 1.388 | 0.232 | 140 | 140 | 200 | 200 |  | no
oh_cond_336_5_MCM_AL |  | 0.021 | 0.279 | 0.666 | 490 | 490 | 644 | 644 |  | no
oh_cond_477_MCM_AL |  | 0.025 | 0.198 | 0.792 | 605 | 605 | 810 | 810 |  | no
oh_cond_WP-4/0-CU |  | 0.015 | 0.273 | 0.81 | 340 | 340 | 390 | 390 |  | no

## switch
data_type | static
owner_type | feeder
owner | 8100502
object | switch
name | groupid | phases | fr | to | phase_A_state | phase_B_state | phase_C_state | operating_mode | status | dcircuit | selected | monitored | monitored_fields | class_monitored_fields | played | played_fields | comments
switch_220416638 |  | ABCD | node_intto1_8100502_200857310 | node_8100502_200857310 | CLOSED | CLOSED | CLOSED | INDIVIDUAL |  | 8100502 | no | no |  |  | no
switch_220416639 |  | ABCD | node_intto1_8100502_200857309 | node_8100502_200857309 | CLOSED | CLOSED | CLOSED | INDIVIDUAL |  | 8100502 | no | no |  |  | no
switch_312117430 |  | ABCD | node_intto1_312117430 | node_312117430 | CLOSED | CLOSED | CLOSED | INDIVIDUAL |  | 8100502 | no | no |  |  | no
switch_312117436 |  | ABCD | node_intto1_312117436 | node_312117436 | CLOSED | CLOSED | CLOSED | INDIVIDUAL |  | 8100502 | no | no |  |  | no
switch_312117440 |  | ABCD | node_intto1_312117440 | node_312117440 | CLOSED | CLOSED | CLOSED | INDIVIDUAL |  | 8100502 | no | no |  |  | no

## underground_line
data_type | static
owner_type | feeder
owner | 8100502
object | underground_line
name | groupid | phases | fr | to | length | configuration | dcircuit | selected | monitored | monitored_fields | class_monitored_fields | played | played_fields | comments
und_line_8100502_200856394 |  | ABCN | node_8100502_200856395 | node_8100502_200856394 | 44.519 | und_3P_350CUURD | 8100502 | no | no |  |  | no
und_line_8100502_200856395 |  | ABCN | node_8100502_200917430 | node_8100502_200856395 | 81.112 | und_3P_350CUURD | 8100502 | no | no |  |  | no
und_line_8100502_200856463 |  | ABCN | node_8100502_200857503 | node_intto1_8100502_200856463 | 217.704 | und_3P_1/0ALURD | 8100502 | no | no |  |  | no
und_line_8100502_200859101 |  | ABCN | node_8100502_200856394 | node_8100502_200859101 | 203.861 | und_3P_350CUURD | 8100502 | no | no |  |  | no
und_line_8100502_200917430 |  | ABCN | node_SOURCE_8100502 | node_8100502_200917430 | 483.699 | und_3P_350CUURD | 8100502 | no | no |  |  | no
und_line_8100502_200954363 |  | ABCN | node_8100502_200859101 | node_8100502_200954363 | 127.474 | und_3P_350CUURD | 8100502 | no | no |  |  | no
und_line_8100502_200954364 |  | ABCN | node_8100502_200859101 | node_8100502_200954364 | 181.257 | und_3P_350CUURD | 8100502 | no | no |  |  | no
und_line_8100502_201027282 |  | ABCN | node_8100502_200857555 | node_intto1_8100502_201027282 | 52.561 | und_3P_4CUURD_4CU(N) | 8100502 | no | no |  |  | no
und_line_8100502_201027295 |  | ABCN | node_8100502_200857312 | node_intto1_8100502_201027295 | 173.941 | und_3P_2ALURD | 8100502 | no | no |  |  | no
und_line_8100502_311997742 |  | ABCN | node_8100502_312000292 | node_8100502_311997742 | 28.13 | und_3P_4/0ALURD | 8100502 | no | no |  |  | no
und_line_8100502_311997743 |  | ABCN | node_8100502_311997742 | node_8100502_311997743 | 18.869 | und_3P_2ALURD | 8100502 | no | no |  |  | no
und_line_8100502_311997744 |  | ABCN | node_8100502_311997743 | node_8100502_311997744 | 541.273 | und_3P_2ALURD | 8100502 | no | no |  |  | no
und_line_TAP_UG_59445 |  | ABCN | node_8100502_200856463 | node_1379862_099_15295865_112 | 0.033 | und_TAPWIRE_UG | 8100502 | no | no |  |  | no
und_line_TAP_UG_65338 |  | ABCN | node_8100502_201027282 | node_1381067_082_15296596_249 | 0.033 | und_TAPWIRE_UG | 8100502 | no | no |  |  | no
und_line_TAP_UG_65346 |  | ABCN | node_8100502_201027295 | node_1378527_296_15297000_699 | 0.033 | und_TAPWIRE_UG | 8100502 | no | no |  |  | no
und_line_TAP_UG_1820833 |  | ABCN | node_8100502_311997743 | node_1380682_561_15297133_082 | 0.033 | und_TAPWIRE_UG | 8100502 | no | no |  |  | no
und_line_TAP_UG_1820834 |  | ABCN | node_8100502_311997744 | node_1381223_784_15297161_416 | 0.033 | und_TAPWIRE_UG | 8100502 | no | no |  |  | no

## underground_line_conductor
data_type | static
owner_type | feeder
owner | 8100502
object | underground_line_conductor
name | groupid | outer_diameter | conductor_gmr | conductor_diameter | conductor_resistance | neutral_gmr | neutral_diameter | neutral_resistance | neutral_strands | insulation_relative_permitivitty | shield_gmr | shield_resistance | rating_summer_continuous | rating_summer_emergency | rating_winter_continuous | rating_winter_emergency | dcircuit | selected | comments
und_cond_3P_1/0ALURD | [12 empty] | 160 | 160 | 180 | 180 |  | no
und_cond_3P_2ALURD | [12 empty] | 125 | 125 | 140 | 140 |  | no
und_cond_3P_4/0ALURD | [12 empty] | 240 | 240 | 265 | 265 |  | no
und_cond_3P_4CUURD_4CU(N) | [12 empty] | 109 | 109 | 114 | 114 |  | no
und_cond_3P_350CUURD | [12 empty] | 401 | 401 | 422 | 422 |  | no
und_cond_TAPWIRE_UG | [12 empty] | 99999999 | 99999999 | 99999999 | 99999999 |  | no