## capacitor
data_type | static
owner_type | feeder
owner | 8100503
object | capacitor
name | groupid | parent | phases | nominal_voltage | pt_phase | phases_connected | switchA | switchB | switchC | control | voltage_set_high | voltage_set_low | VAr_set_high | VAr_set_low | current_set_high | current_set_low | capacitor_A | capacitor_B | capacitor_C | cap_nominal_voltage | time_delay | dwell_time | lockout_time | remote_sense | remote_sense_B | control_level | dcircuit | selected | monitored | monitored_fields | class_monitored_fields | played | played_fields | comments
cap_220369299 |  | node_1379553_635_15297342_135 | ABCN | 0 |  | ABCN | CLOSED | CLOSED | CLOSED | MANUAL | [6 empty] | 150000 | 150000 | 150000 | 4800 | [6 empty] | 8100503 | no | no |  |  | no
cap_220657902 |  | node_1380418_254_15297707_962 | ABCN | 0 |  | ABCN | CLOSED | CLOSED | CLOSED | MANUAL | [6 empty] | 200000 | 200000 | 200000 | 4800 | [6 empty] | 8100503 | no | no |  |  | no

## feeder
data_type | static
owner_type | feeder
owner | 8100503
object | feeder
name | transmission_bus | ARC | ADR | slack_bus | nom_voltages | num_nodes | num_ohlines | num_uglines | num_transformers | num_generators | num_pvs | num_storages | num_loads | miles | mw | mvar | losses_mw | losses_mvar | comments | use_feeder_load_shape | load_shape_scale | use_feeder_pv_shape | pv_shape_scale | description | restore_time | griddisconnect_scenario_probability | gridconnect_scenario_probability | use_energy_not_served | VOLL | discount_rate | yearly_load_growth_percent | planning_horizon | enable_traditional_project_deferral | lifetime_of_investment_years | start_year | base_year | year_the_investment_is_committed | revenue_requirement_scaling_factor | discount_rate | inflation_rate_for_investment | traditional_project_invested_capital | periodicity_of_investment_in_years | priority | maximum_total_investment_cost | DER_portfolio_NPV | DER_portfolio_BC_ratio | total_system_energy_avoided_cost_NPV | total_system_capacity_avoided_cost_NPV | total_system_ancillary_services_avoided_cost_NPV | total_system_CO2_avoided_cost_NPV | total_system_loss_of_load_avoided_cost_NPV | total_system_distribution_capacity_avoided_cost_NPV | total_system_investment_and_operational_cost_NPV | feeder_solar_pv_operating_cost_USdollarperkWh | feeder_energy_storage_operating_cost_USdollarperkWh | feeder_distributed_generator_operating_cost_USdollarperkWh | feeder_distributed_generator_CO2_cost_USdollarperkWh | feeder_demand_response_operating_cost_USdollarperkWh | feeder_solar_pv_investment_cost_USdollarperkW | feeder_energy_storage_investment_cost_USdollarperkW | feeder_distributed_generator_investment_cost_USdollarperkW | feeder_demand_response_investment_cost_USdollarperkW
8100503 |  | ts_slack | none | node_SOURCE_8100503 | 2771.281 | 228 | 212 | 2 | 0 | 0 | 0 | 0 | 57 | 3.271 | 1.448 | 0.617 | 0 | 0 |  | 0 | 0 | 1 | 0 |  | 0 | 0 | 0 | 0 | 0 | 0 | 0 | 0 | 0 | 0 | 0 | 0 | 0 | 0 | 0 | 0 | 0 | 0 | 0 | 999999999 | 0 | 0 | 0 | 0 | 0 | 0 | 0 | 0 | 0 | 0 | 0 | 0 | 0 | 0 | 0 | 0 | 0 | 0

## fuse
data_type | static
owner_type | feeder
owner | 8100503
object | fuse
name | groupid | phases | fr | to | phase_A_status | phase_B_status | phase_C_status | repair_dist_type | current_limit | mean_replacement_time | status | dcircuit | selected | monitored | monitored_fields | class_monitored_fields | played | played_fields | comments
fuse_220386402 |  | AD | node_intto1_8100503_200858020 | node_8100503_200858020 | GOOD | GOOD | GOOD |  | 125 |  |  | 8100503 | no | no |  |  | no
fuse_220386404 |  | AD | node_intto1_8100503_200858143 | node_8100503_200858143 | GOOD | GOOD | GOOD |  | 125 |  |  | 8100503 | no | no |  |  | no
fuse_220386405 |  | AD | node_intto1_8100503_200858112 | node_8100503_200858112 | GOOD | GOOD | GOOD |  | 125 |  |  | 8100503 | no | no |  |  | no
fuse_220386406 |  | AD | node_intto1_8100503_200858091 | node_8100503_200858091 | GOOD | GOOD | GOOD |  | 125 |  |  | 8100503 | no | no |  |  | no
fuse_220386407 |  | ABCD | node_intto1_8100503_200858084 | node_8100503_200858084 | GOOD | GOOD | GOOD |  | 50 |  |  | 8100503 | no | no |  |  | no
fuse_220386408 |  | ABCD | node_intto1_8100503_200858067 | node_8100503_200858067 | GOOD | GOOD | GOOD |  | 125 |  |  | 8100503 | no | no |  |  | no
fuse_220386435 |  | ABCD | node_intto1_8100503_200858043 | node_8100503_200858043 | GOOD | GOOD | GOOD |  | 100 |  |  | 8100503 | no | no |  |  | no
fuse_220553707 |  | ABCN | node_intto1_8100503_200984476 | node_8100503_200984476 | GOOD | GOOD | GOOD |  | 30 |  |  | 8100503 | no | no |  |  | no
fuse_312070766 |  | ABCD | node_intto1_312070766 | node_312070766 | GOOD | GOOD | GOOD |  | 250 |  |  | 8100503 | no | no |  |  | no

## line_configuration
data_type | static
owner_type | feeder
owner | 8100503
object | line_configuration
name | groupid | conductor_A | conductor_B | conductor_C | conductor_N | spacing | z11 | z12 | z13 | z21 | z22 | z23 | z31 | z32 | z33 | c11 | c12 | c13 | c21 | c22 | c23 | c31 | c32 | c33 | dcircuit | selected | comments
bal_1P_1/0AA |  | oh_cond_1/0_AAAC | oh_cond_1/0_AAAC | oh_cond_1/0_AAAC |  |  | 0.972+1.499j | 0.095+0.781j | 0.095+0.781j | 0.095+0.781j | 0.972+1.499j | 0.095+0.781j | 0.095+0.781j | 0.095+0.781j | 0.972+1.499j | 12.796 | -3.172 | -3.172 | -3.172 | 12.796 | -3.172 | -3.172 | -3.172 | 12.796 |  | no
bal_1P_1/0AC |  | oh_cond_1/0_ACSR | oh_cond_1/0_ACSR | oh_cond_1/0_ACSR |  |  | 0.983+1.218j | 0.095+0.781j | 0.095+0.781j | 0.095+0.781j | 0.983+1.218j | 0.095+0.781j | 0.095+0.781j | 0.095+0.781j | 0.983+1.218j | 12.796 | -3.172 | -3.172 | -3.172 | 12.796 | -3.172 | -3.172 | -3.172 | 12.796 |  | no
bal_1P_2AC |  | oh_cond_2_ACSR | oh_cond_2_ACSR | oh_cond_2_ACSR |  |  | 1.505+1.527j | 0.095+0.781j | 0.095+0.781j | 0.095+0.781j | 1.505+1.527j | 0.095+0.781j | 0.095+0.781j | 0.095+0.781j | 1.505+1.527j | 12.393 | -3.017 | -3.017 | -3.017 | 12.393 | -3.017 | -3.017 | -3.017 | 12.393 |  | no
bal_1P_4CU |  | oh_cond_4_CU | oh_cond_4_CU | oh_cond_4_CU |  |  | 1.483+1.565j | 0.095+0.781j | 0.095+0.781j | 0.095+0.781j | 1.483+1.565j | 0.095+0.781j | 0.095+0.781j | 0.095+0.781j | 1.483+1.565j | 11.78 | -2.785 | -2.785 | -2.785 | 11.78 | -2.785 | -2.785 | -2.785 | 11.78 |  | no
bal_3P_1/0AA |  | oh_cond_1/0_AAAC | oh_cond_1/0_AAAC | oh_cond_1/0_AAAC |  |  | 0.972+1.499j | 0.095+0.781j | 0.095+0.781j | 0.095+0.781j | 0.972+1.499j | 0.095+0.781j | 0.095+0.781j | 0.095+0.781j | 0.972+1.499j | 12.796 | -3.172 | -3.172 | -3.172 | 12.796 | -3.172 | -3.172 | -3.172 | 12.796 |  | no
bal_3P_1/0AC |  | oh_cond_1/0_ACSR | oh_cond_1/0_ACSR | oh_cond_1/0_ACSR |  |  | 0.983+1.497j | 0.095+0.781j | 0.095+0.781j | 0.095+0.781j | 0.983+1.497j | 0.095+0.781j | 0.095+0.781j | 0.095+0.781j | 0.983+1.497j | 12.796 | -3.172 | -3.172 | -3.172 | 12.796 | -3.172 | -3.172 | -3.172 | 12.796 |  | no
bal_3P_2/0CU |  | oh_cond_2/0_CU | oh_cond_2/0_CU | oh_cond_2/0_CU |  |  | 0.535+1.487j | 0.095+0.781j | 0.095+0.781j | 0.095+0.781j | 0.535+1.487j | 0.095+0.781j | 0.095+0.781j | 0.095+0.781j | 0.535+1.487j | 12.878 | -3.204 | -3.204 | -3.204 | 12.878 | -3.204 | -3.204 | -3.204 | 12.878 |  | no
bal_3P_2CU |  | oh_cond_2_CU | oh_cond_2_CU | oh_cond_2_CU |  |  | 0.968+1.536j | 0.095+0.781j | 0.095+0.781j | 0.095+0.781j | 0.968+1.536j | 0.095+0.781j | 0.095+0.781j | 0.095+0.781j | 0.968+1.536j | 12.191 | -2.94 | -2.94 | -2.94 | 12.191 | -2.94 | -2.94 | -2.94 | 12.191 |  | no
bal_3P_4CU |  | oh_cond_4_CU | oh_cond_4_CU | oh_cond_4_CU |  |  | 1.483+1.565j | 0.095+0.781j | 0.095+0.781j | 0.095+0.781j | 1.483+1.565j | 0.095+0.781j | 0.095+0.781j | 0.095+0.781j | 1.483+1.565j | 11.78 | -2.785 | -2.785 | -2.785 | 11.78 | -2.785 | -2.785 | -2.785 | 11.78 |  | no
bal_3P_336AC |  | oh_cond_336_5_ACSR | oh_cond_336_5_ACSR | oh_cond_336_5_ACSR |  |  | 0.373+1.413j | 0.095+0.781j | 0.095+0.781j | 0.095+0.781j | 0.373+1.413j | 0.095+0.781j | 0.095+0.781j | 0.095+0.781j | 0.373+1.413j | 14.023 | -3.655 | -3.655 | -3.655 | 14.023 | -3.655 | -3.655 | -3.655 | 14.023 |  | no
bal_3P_336AL |  | oh_cond_336_5_MCM_AL | oh_cond_336_5_MCM_AL | oh_cond_336_5_MCM_AL |  |  | 0.374+1.431j | 0.095+0.781j | 0.095+0.781j | 0.095+0.781j | 0.374+1.431j | 0.095+0.781j | 0.095+0.781j | 0.095+0.781j | 0.374+1.431j | 13.957 | -3.628 | -3.628 | -3.628 | 13.957 | -3.628 | -3.628 | -3.628 | 13.957 |  | no
bal_3P_477AL |  | oh_cond_477_MCM_AL | oh_cond_477_MCM_AL | oh_cond_477_MCM_AL |  |  | 0.293+1.41j | 0.095+0.775j | 0.095+0.775j | 0.095+0.775j | 0.293+1.41j | 0.095+0.775j | 0.095+0.775j | 0.095+0.775j | 0.293+1.41j | 14.305 | -3.735 | -3.735 | -3.735 | 14.305 | -3.735 | -3.735 | -3.735 | 14.305 |  | no
unb_3P_2-2AC_1/0AA |  | oh_cond_2_ACSR | oh_cond_2_ACSR | oh_cond_1/0_AAAC |  |  | 1.505+1.527j | 0.095+0.781j | 0.095+0.781j | 0.095+0.781j | 1.505+1.527j | 0.095+0.781j | 0.095+0.781j | 0.095+0.781j | 0.972+1.499j | 12.427 | -3.072 | -3.072 | -3.072 | 12.427 | -3.072 | -3.072 | -3.072 | 12.764 |  | no
unb_TAPWIRE_OH |  | oh_cond_WP-4/0-CU | oh_cond_WP-4/0-CU | oh_cond_WP-4/0-CU | oh_cond_WP-4/0-CU |  | 0.365+1.097j | 0.093+0.433j | 0.094+0.34j | 0.093+0.433j | 0.368+1.078j | 0.095+0.401j | 0.094+0.34j | 0.095+0.401j | 0.368+1.077j | 14.911 | -4.341 | -1.953 | -4.341 | 15.781 | -3.724 | -1.953 | -3.724 | 14.818 |  | no
und_3P_2ALURD_2AL(N) |  | und_cond_3P_2ALURD_2AL(N) | und_cond_3P_2ALURD_2AL(N) | und_cond_3P_2ALURD_2AL(N) |  |  | 2.125+0.49j | 0.384+0.067j | 0.384+0.067j | 0.384+0.067j | 2.125+0.49j | 0.384+0.067j | 0.384+0.067j | 0.384+0.067j | 2.125+0.49j | 401.497 | 0 | 0 | 0 | 401.497 | 0 | 0 | 0 | 401.497 |  | no
und_TAPWIRE_UG |  | und_cond_TAPWIRE_UG | und_cond_TAPWIRE_UG | und_cond_TAPWIRE_UG |  |  | 0.001+0.001j | 0.0+0.0j | 0.0+0.0j | 0.0+0.0j | 0.001+0.001j | 0.0+0.0j | 0.0+0.0j | 0.0+0.0j | 0.001+0.001j | 0 | 0 | 0 | 0 | 0 | 0 | 0 | 0 | 0 |  | no

## load
data_type | static
owner_type | feeder
owner | 8100503
object | load
name | groupid | parent | bustype | phases | nominal_voltage | load_class | constant_power_A | constant_power_B | constant_power_C | constant_current_A | constant_current_B | constant_current_C | constant_impedance_A | constant_impedance_B | constant_impedance_C | base_power_A | base_power_B | base_power_C | power_pf_A | power_pf_B | power_pf_C | current_pf_A | current_pf_B | current_pf_C | impedance_pf_A | impedance_pf_B | impedance_pf_C | power_fraction_A | power_fraction_B | power_fraction_C | current_fraction_A | current_fraction_B | current_fraction_C | impedance_fraction_A | impedance_fraction_B | impedance_fraction_C | dcircuit | selected | monitored | monitored_fields | class_monitored_fields | played | played_fields | base_kw_A | base_kw_B | base_kw_C | kw_A | kw_B | kw_C | comments | critical_load | dem_resp_lb | dem_resp_ub | dem_resp_shortage_cost | dem_resp_surplus_cost | num_customers
load_220344468 |  | node_1377601_528_15297942_772 |  | AN | 0 | NonResidential | 0 | 0 | 0 | 0 | 0 | 0 | [24 empty] | 8100503 | no | no |  |  | no |  | 0 | 0 | 0 | 0 | 0 | 0 |  | 1 | 1 | 1 | 0 | 0 | 0
load_220344469 |  | node_1377704_031_15297644_809 |  | AN | 0 | Residential | 40129.2+17094.968j | 0 | 0 | 0 | 0 | 0 | [24 empty] | 8100503 | no | no |  |  | no |  | 0 | 0 | 0 | 0 | 0 | 0 |  | 1 | 1 | 1 | 0 | 0 | 0
load_220344470 |  | node_1377708_931_15297619_053 |  | AN | 0 | NonResidential | 12500+5324.978j | 0 | 0 | 0 | 0 | 0 | [24 empty] | 8100503 | no | no |  |  | no |  | 0 | 0 | 0 | 0 | 0 | 0 |  | 1 | 1 | 1 | 0 | 0 | 0
load_220344722 |  | node_1377258_386_15297216_02 |  | AN | 0 | NonResidential | 424.8+180.964j | 0 | 0 | 0 | 0 | 0 | [24 empty] | 8100503 | no | no |  |  | no |  | 0 | 0 | 0 | 0 | 0 | 0 |  | 1 | 1 | 1 | 0 | 0 | 0
load_220344723 |  | node_1377525_911_15297334_378 |  | AN | 0 | NonResidential | 0 | 0 | 0 | 0 | 0 | 0 | [24 empty] | 8100503 | no | no |  |  | no |  | 0 | 0 | 0 | 0 | 0 | 0 |  | 1 | 1 | 1 | 0 | 0 | 0
load_220346933 |  | node_1377699_094_15297199_147 |  | AN | 0 | NonResidential | 5333.333+2271.99j | 0 | 0 | 0 | 0 | 0 | [24 empty] | 8100503 | no | no |  |  | no |  | 0 | 0 | 0 | 0 | 0 | 0 |  | 1 | 1 | 1 | 0 | 0 | 0
load_220346934 |  | node_1377702_588_15297191_458 |  | BN | 0 | NonResidential | 0 | 5333.333+2271.99j | 0 | 0 | 0 | 0 | [24 empty] | 8100503 | no | no |  |  | no |  | 0 | 0 | 0 | 0 | 0 | 0 |  | 1 | 1 | 1 | 0 | 0 | 0
load_220346935 |  | node_1377695_247_15297207_527 |  | CN | 0 | NonResidential | 0 | 0 | 5333.333+2271.99j | 0 | 0 | 0 | [24 empty] | 8100503 | no | no |  |  | no |  | 0 | 0 | 0 | 0 | 0 | 0 |  | 1 | 1 | 1 | 0 | 0 | 0
load_220347108 |  | node_1378541_473_15298100_516 |  | AN | 0 | Residential | 64972.8+27678.297j | 0 | 0 | 0 | 0 | 0 | [24 empty] | 8100503 | no | no |  |  | no |  | 0 | 0 | 0 | 0 | 0 | 0 |  | 1 | 1 | 1 | 0 | 0 | 0
load_220347111 |  | node_1378042_631_15297609_748 |  | AN | 0 | Residential | 64929.6+27659.894j | 0 | 0 | 0 | 0 | 0 | [24 empty] | 8100503 | no | no |  |  | no |  | 0 | 0 | 0 | 0 | 0 | 0 |  | 1 | 1 | 1 | 0 | 0 | 0
load_220347113 |  | node_1378325_515_15298844_286 |  | AN | 0 | NonResidential | 0 | 0 | 0 | 0 | 0 | 0 | [24 empty] | 8100503 | no | no |  |  | no |  | 0 | 0 | 0 | 0 | 0 | 0 |  | 1 | 1 | 1 | 0 | 0 | 0
load_220347114 |  | node_1378304_243_15299132_04 |  | AN | 0 | NonResidential | 10281.6+4379.943j | 0 | 0 | 0 | 0 | 0 | [24 empty] | 8100503 | no | no |  |  | no |  | 0 | 0 | 0 | 0 | 0 | 0 |  | 1 | 1 | 1 | 0 | 0 | 0
load_220347115 |  | node_1378632_915_15297451_068 |  | AN | 0 | Residential | 78840+33585.699j | 0 | 0 | 0 | 0 | 0 | [24 empty] | 8100503 | no | no |  |  | no |  | 0 | 0 | 0 | 0 | 0 | 0 |  | 1 | 1 | 1 | 0 | 0 | 0
load_220347116 |  | node_1378473_225_15298670_549 |  | AN | 0 | NonResidential | 6333.333+2697.989j | 0 | 0 | 0 | 0 | 0 | [24 empty] | 8100503 | no | no |  |  | no |  | 0 | 0 | 0 | 0 | 0 | 0 |  | 1 | 1 | 1 | 0 | 0 | 0
load_220347117 |  | node_1378463_239_15298647_456 |  | BN | 0 | Residential | 0 | 36477.6+15539.393j | 0 | 0 | 0 | 0 | [24 empty] | 8100503 | no | no |  |  | no |  | 0 | 0 | 0 | 0 | 0 | 0 |  | 1 | 1 | 1 | 0 | 0 | 0
load_220347118 |  | node_1378487_305_15298689_425 |  | CN | 0 | NonResidential | 0 | 0 | 6333.333+2697.989j | 0 | 0 | 0 | [24 empty] | 8100503 | no | no |  |  | no |  | 0 | 0 | 0 | 0 | 0 | 0 |  | 1 | 1 | 1 | 0 | 0 | 0
load_220347119 |  | node_1378615_727_15297788_778 |  | AN | 0 | Residential | 96602.4+41152.45j | 0 | 0 | 0 | 0 | 0 | [24 empty] | 8100503 | no | no |  |  | no |  | 0 | 0 | 0 | 0 | 0 | 0 |  | 1 | 1 | 1 | 0 | 0 | 0
load_220347120 |  | node_1378900_421_15297799_909 |  | AN | 0 | NonResidential | 7000+2981.988j | 0 | 0 | 0 | 0 | 0 | [24 empty] | 8100503 | no | no |  |  | no |  | 0 | 0 | 0 | 0 | 0 | 0 |  | 1 | 1 | 1 | 0 | 0 | 0
load_220347121 |  | node_1378907_649_15297621_296 |  | AN | 0 | Residential | 77839.2+33159.36j | 0 | 0 | 0 | 0 | 0 | [24 empty] | 8100503 | no | no |  |  | no |  | 0 | 0 | 0 | 0 | 0 | 0 |  | 1 | 1 | 1 | 0 | 0 | 0
load_220347122 |  | node_1378853_596_15298606_913 |  | AN | 0 | Residential | 91267.2+38879.664j | 0 | 0 | 0 | 0 | 0 | [24 empty] | 8100503 | no | no |  |  | no |  | 0 | 0 | 0 | 0 | 0 | 0 |  | 1 | 1 | 1 | 0 | 0 | 0
load_220347123 |  | node_1378848_962_15298299_822 |  | AN | 0 | NonResidential | 1951.2+831.208j | 0 | 0 | 0 | 0 | 0 | [24 empty] | 8100503 | no | no |  |  | no |  | 0 | 0 | 0 | 0 | 0 | 0 |  | 1 | 1 | 1 | 0 | 0 | 0
load_220347128 |  | node_1378894_431_15298997_717 |  | AN | 0 | NonResidential | 25000+10649.955j | 0 | 0 | 0 | 0 | 0 | [24 empty] | 8100503 | no | no |  |  | no |  | 0 | 0 | 0 | 0 | 0 | 0 |  | 1 | 1 | 1 | 0 | 0 | 0
load_220347129 |  | node_1379218_261_15297728_316 |  | AN | 0 | Residential | 64929.6+27659.894j | 0 | 0 | 0 | 0 | 0 | [24 empty] | 8100503 | no | no |  |  | no |  | 0 | 0 | 0 | 0 | 0 | 0 |  | 1 | 1 | 1 | 0 | 0 | 0
load_220347130 |  | node_1379148_48_15298503_752 |  | AN | 0 | Residential | 76363.2+32530.587j | 0 | 0 | 0 | 0 | 0 | [24 empty] | 8100503 | no | no |  |  | no |  | 0 | 0 | 0 | 0 | 0 | 0 |  | 1 | 1 | 1 | 0 | 0 | 0
load_220347132 |  | node_1379240_253_15298974_887 |  | AN | 0 | Residential | 8880+3782.864j | 0 | 0 | 0 | 0 | 0 | [24 empty] | 8100503 | no | no |  |  | no |  | 0 | 0 | 0 | 0 | 0 | 0 |  | 1 | 1 | 1 | 0 | 0 | 0
load_220347133 |  | node_1379253_479_15298955_17 |  | BN | 0 | NonResidential | 0 | 3333.333+1419.994j | 0 | 0 | 0 | 0 | [24 empty] | 8100503 | no | no |  |  | no |  | 0 | 0 | 0 | 0 | 0 | 0 |  | 1 | 1 | 1 | 0 | 0 | 0
load_220347134 |  | node_1379231_301_15298998_563 |  | CN | 0 | NonResidential | 0 | 0 | 3333.333+1419.994j | 0 | 0 | 0 | [24 empty] | 8100503 | no | no |  |  | no |  | 0 | 0 | 0 | 0 | 0 | 0 |  | 1 | 1 | 1 | 0 | 0 | 0
load_220347135 |  | node_1379454_401_15298409_424 |  | AN | 0 | Residential | 81993.6+34929.127j | 0 | 0 | 0 | 0 | 0 | [24 empty] | 8100503 | no | no |  |  | no |  | 0 | 0 | 0 | 0 | 0 | 0 |  | 1 | 1 | 1 | 0 | 0 | 0
load_220347136 |  | node_1379470_392_15298174_972 |  | AN | 0 | Residential | 53445.6+22767.73j | 0 | 0 | 0 | 0 | 0 | [24 empty] | 8100503 | no | no |  |  | no |  | 0 | 0 | 0 | 0 | 0 | 0 |  | 1 | 1 | 1 | 0 | 0 | 0
load_220347137 |  | node_1379495_485_15297764_673 |  | AN | 0 | Residential | 143359.2+61070.763j | 0 | 0 | 0 | 0 | 0 | [24 empty] | 8100503 | no | no |  |  | no |  | 0 | 0 | 0 | 0 | 0 | 0 |  | 1 | 1 | 1 | 0 | 0 | 0
load_220347138 |  | node_1379767_866_15297925_143 |  | AN | 0 | NonResidential | 22456.8+9566.557j | 0 | 0 | 0 | 0 | 0 | [24 empty] | 8100503 | no | no |  |  | no |  | 0 | 0 | 0 | 0 | 0 | 0 |  | 1 | 1 | 1 | 0 | 0 | 0
load_220347141 |  | node_1379737_359_15298378_673 |  | AN | 0 | NonResidential | 16012.8+6821.424j | 0 | 0 | 0 | 0 | 0 | [24 empty] | 8100503 | no | no |  |  | no |  | 0 | 0 | 0 | 0 | 0 | 0 |  | 1 | 1 | 1 | 0 | 0 | 0
load_220347202 |  | node_1380286_713_15297626_167 |  | AN | 0 | Residential | 7243.2+3085.59j | 0 | 0 | 0 | 0 | 0 | [24 empty] | 8100503 | no | no |  |  | no |  | 0 | 0 | 0 | 0 | 0 | 0 |  | 1 | 1 | 1 | 0 | 0 | 0
load_220347203 |  | node_1380222_275_15297539_06 |  | AN | 0 | NonResidential | 21000+8945.963j | 0 | 0 | 0 | 0 | 0 | [24 empty] | 8100503 | no | no |  |  | no |  | 0 | 0 | 0 | 0 | 0 | 0 |  | 1 | 1 | 1 | 0 | 0 | 0
load_220347204 |  | node_1380258_988_15297558_289 |  | BN | 0 | NonResidential | 0 | 21000+8945.963j | 0 | 0 | 0 | 0 | [24 empty] | 8100503 | no | no |  |  | no |  | 0 | 0 | 0 | 0 | 0 | 0 |  | 1 | 1 | 1 | 0 | 0 | 0
load_220347205 |  | node_1380241_558_15297545_438 |  | CN | 0 | NonResidential | 0 | 0 | 21000+8945.963j | 0 | 0 | 0 | [24 empty] | 8100503 | no | no |  |  | no |  | 0 | 0 | 0 | 0 | 0 | 0 |  | 1 | 1 | 1 | 0 | 0 | 0
load_220347208 |  | node_1379199_104_15297283_766 |  | AN | 0 | NonResidential | 2520+1073.516j | 0 | 0 | 0 | 0 | 0 | [24 empty] | 8100503 | no | no |  |  | no |  | 0 | 0 | 0 | 0 | 0 | 0 |  | 1 | 1 | 1 | 0 | 0 | 0
load_220347209 |  | node_1378797_217_15297163_965 |  | AN | 0 | Residential | 4226.4+1800.439j | 0 | 0 | 0 | 0 | 0 | [24 empty] | 8100503 | no | no |  |  | no |  | 0 | 0 | 0 | 0 | 0 | 0 |  | 1 | 1 | 1 | 0 | 0 | 0
load_220347210 |  | node_1378816_632_15297169_552 |  | AN | 0 | Residential | 4226.4+1800.439j | 0 | 0 | 0 | 0 | 0 | [24 empty] | 8100503 | no | no |  |  | no |  | 0 | 0 | 0 | 0 | 0 | 0 |  | 1 | 1 | 1 | 0 | 0 | 0
load_220347518 |  | node_1378299_957_15298705_611 |  | AN | 0 | NonResidential | 8333.333+3549.985j | 0 | 0 | 0 | 0 | 0 | [24 empty] | 8100503 | no | no |  |  | no |  | 0 | 0 | 0 | 0 | 0 | 0 |  | 1 | 1 | 1 | 0 | 0 | 0
load_220347519 |  | node_1378318_777_15298697_403 |  | BN | 0 | NonResidential | 0 | 8333.333+3549.985j | 0 | 0 | 0 | 0 | [24 empty] | 8100503 | no | no |  |  | no |  | 0 | 0 | 0 | 0 | 0 | 0 |  | 1 | 1 | 1 | 0 | 0 | 0
load_220347520 |  | node_1378283_393_15298720_096 |  | CN | 0 | NonResidential | 0 | 0 | 8333.333+3549.985j | 0 | 0 | 0 | [24 empty] | 8100503 | no | no |  |  | no |  | 0 | 0 | 0 | 0 | 0 | 0 |  | 1 | 1 | 1 | 0 | 0 | 0
load_220491605 |  | node_1378301_721_15297206_492 |  | AN | 0 | NonResidential | 1000+425.998j | 0 | 0 | 0 | 0 | 0 | [24 empty] | 8100503 | no | no |  |  | no |  | 0 | 0 | 0 | 0 | 0 | 0 |  | 1 | 1 | 1 | 0 | 0 | 0
load_220517040 |  | node_1379176_942_15298070_019 |  | AN | 0 | NonResidential | 2000+851.996j | 0 | 0 | 0 | 0 | 0 | [24 empty] | 8100503 | no | no |  |  | no |  | 0 | 0 | 0 | 0 | 0 | 0 |  | 1 | 1 | 1 | 0 | 0 | 0
load_220543197 |  | node_1378641_956_15298799_363 |  | AN | 0 | NonResidential | 0 | 0 | 0 | 0 | 0 | 0 | [24 empty] | 8100503 | no | no |  |  | no |  | 0 | 0 | 0 | 0 | 0 | 0 |  | 1 | 1 | 1 | 0 | 0 | 0
load_220553644 |  | node_1379048_925_15297663_206 |  | ABCN | 0 | Residential | 1382.4+588.9j | 1382.4+588.9j | 1382.4+588.9j | 0 | 0 | 0 | [24 empty] | 8100503 | no | no |  |  | no |  | 0 | 0 | 0 | 0 | 0 | 0 |  | 1 | 1 | 1 | 0 | 0 | 0
load_220571493 |  | node_1378833_062_15298807_468 |  | AN | 0 | Residential | 964.8+411.003j | 0 | 0 | 0 | 0 | 0 | [24 empty] | 8100503 | no | no |  |  | no |  | 0 | 0 | 0 | 0 | 0 | 0 |  | 1 | 1 | 1 | 0 | 0 | 0
load_220574016 |  | node_1375931_334_15297699_258 |  | AN | 0 | NonResidential | 64.8+27.605j | 0 | 0 | 0 | 0 | 0 | [24 empty] | 8100503 | no | no |  |  | no |  | 0 | 0 | 0 | 0 | 0 | 0 |  | 1 | 1 | 1 | 0 | 0 | 0
load_220576214 |  | node_1377043_502_15297759_063 |  | AN | 0 | NonResidential | 68.4+29.138j | 0 | 0 | 0 | 0 | 0 | [24 empty] | 8100503 | no | no |  |  | no |  | 0 | 0 | 0 | 0 | 0 | 0 |  | 1 | 1 | 1 | 0 | 0 | 0
load_220576215 |  | node_1377023_695_15297757_655 |  | AN | 0 | NonResidential | 68.4+29.138j | 0 | 0 | 0 | 0 | 0 | [24 empty] | 8100503 | no | no |  |  | no |  | 0 | 0 | 0 | 0 | 0 | 0 |  | 1 | 1 | 1 | 0 | 0 | 0
load_220576645 |  | node_1375911_781_15297694_657 |  | AN | 0 | NonResidential | 64.8+27.605j | 0 | 0 | 0 | 0 | 0 | [24 empty] | 8100503 | no | no |  |  | no |  | 0 | 0 | 0 | 0 | 0 | 0 |  | 1 | 1 | 1 | 0 | 0 | 0
load_220594473 |  | node_1377975_123_15299254_688 |  | AN | 0 | Residential | 61473.6+26187.644j | 0 | 0 | 0 | 0 | 0 | [24 empty] | 8100503 | no | no |  |  | no |  | 0 | 0 | 0 | 0 | 0 | 0 |  | 1 | 1 | 1 | 0 | 0 | 0
load_220657909 |  | node_1379758_741_15297723_329 |  | AN | 0 | Residential | 36043.2+15354.339j | 0 | 0 | 0 | 0 | 0 | [24 empty] | 8100503 | no | no |  |  | no |  | 0 | 0 | 0 | 0 | 0 | 0 |  | 1 | 1 | 1 | 0 | 0 | 0
load_220657910 |  | node_1379867_13_15297395_177 |  | AN | 0 | NonResidential | 24746.4+10541.922j | 0 | 0 | 0 | 0 | 0 | [24 empty] | 8100503 | no | no |  |  | no |  | 0 | 0 | 0 | 0 | 0 | 0 |  | 1 | 1 | 1 | 0 | 0 | 0
load_310013973 |  | node_1380475_529_15297876_939 |  | AN | 0 | NonResidential | 0 | 0 | 0 | 0 | 0 | 0 | [24 empty] | 8100503 | no | no |  |  | no |  | 0 | 0 | 0 | 0 | 0 | 0 |  | 1 | 1 | 1 | 0 | 0 | 0
load_310039803 |  | node_1378249_222_15297498_84 |  | AN | 0 | Residential | 95608.8+40729.178j | 0 | 0 | 0 | 0 | 0 | [24 empty] | 8100503 | no | no |  |  | no |  | 0 | 0 | 0 | 0 | 0 | 0 |  | 1 | 1 | 1 | 0 | 0 | 0
load_310060848 |  | node_1378235_476_15298157_847 |  | AN | 0 | NonResidential | 4478.4+1907.79j | 0 | 0 | 0 | 0 | 0 | [24 empty] | 8100503 | no | no |  |  | no |  | 0 | 0 | 0 | 0 | 0 | 0 |  | 1 | 1 | 1 | 0 | 0 | 0

## node
data_type | static
owner_type | feeder
owner | 8100503
object | node
name | groupid | parent | bustype | phases | nominal_voltage | dcircuit | selected | monitored | monitored_fields | class_monitored_fields | played | played_fields | subsystem | x | y | comments | dist_to_slack
node_1375911_781_15297694_657 |  |  | PQ | AN | 2771.281 | 8100503 | no | no |  |  | no |  |  | 1375911.781 | 15297694.657 |  | -1
node_1375931_334_15297699_258 |  |  | PQ | AN | 2771.281 | 8100503 | no | no |  |  | no |  |  | 1375931.334 | 15297699.258 |  | -1
node_1376359_249_15297608_838 |  |  | PQ | ABCD | 2771.281 | 8100503 | no | no |  |  | no |  |  | 1376359.249 | 15297608.838 |  | -1
node_1377023_695_15297757_655 |  |  | PQ | ABCN | 2771.281 | 8100503 | no | no |  |  | no |  |  | 1377023.695 | 15297757.655 |  | -1
node_1377043_502_15297759_063 |  |  | PQ | ABCN | 2771.281 | 8100503 | no | no |  |  | no |  |  | 1377043.502 | 15297759.063 |  | -1
node_1377258_386_15297216_02 |  |  | PQ | ABCN | 2771.281 | 8100503 | no | no |  |  | no |  |  | 1377258.386 | 15297216.02 |  | -1
node_1377525_911_15297334_378 |  |  | PQ | ABCN | 2771.281 | 8100503 | no | no |  |  | no |  |  | 1377525.911 | 15297334.378 |  | -1
node_1377601_528_15297942_772 |  |  | PQ | ABCN | 2771.281 | 8100503 | no | no |  |  | no |  |  | 1377601.528 | 15297942.772 |  | -1
node_1377695_247_15297207_527 |  |  | PQ | ABCN | 2771.281 | 8100503 | no | no |  |  | no |  |  | 1377695.247 | 15297207.527 |  | -1
node_1377699_094_15297199_147 |  |  | PQ | ABCN | 2771.281 | 8100503 | no | no |  |  | no |  |  | 1377699.094 | 15297199.147 |  | -1
node_1377702_588_15297191_458 |  |  | PQ | ABCN | 2771.281 | 8100503 | no | no |  |  | no |  |  | 1377702.588 | 15297191.458 |  | -1
node_1377704_031_15297644_809 |  |  | PQ | ABCN | 2771.281 | 8100503 | no | no |  |  | no |  |  | 1377704.031 | 15297644.809 |  | -1
node_1377708_931_15297619_053 |  |  | PQ | ABCN | 2771.281 | 8100503 | no | no |  |  | no |  |  | 1377708.931 | 15297619.053 |  | -1
node_1377975_123_15299254_688 |  |  | PQ | AN | 2771.281 | 8100503 | no | no |  |  | no |  |  | 1377975.123 | 15299254.688 |  | -1
node_1378042_631_15297609_748 |  |  | PQ | AN | 2771.281 | 8100503 | no | no |  |  | no |  |  | 1378042.631 | 15297609.748 |  | -1
node_1378235_476_15298157_847 |  |  | PQ | AN | 2771.281 | 8100503 | no | no |  |  | no |  |  | 1378235.476 | 15298157.847 |  | -1
node_1378249_222_15297498_84 |  |  | PQ | AN | 2771.281 | 8100503 | no | no |  |  | no |  |  | 1378249.222 | 15297498.84 |  | -1
node_1378283_393_15298720_096 |  |  | PQ | ABCN | 2771.281 | 8100503 | no | no |  |  | no |  |  | 1378283.393 | 15298720.096 |  | -1
node_1378299_957_15298705_611 |  |  | PQ | ABCN | 2771.281 | 8100503 | no | no |  |  | no |  |  | 1378299.957 | 15298705.611 |  | -1
node_1378301_721_15297206_492 |  |  | PQ | ABCN | 2771.281 | 8100503 | no | no |  |  | no |  |  | 1378301.721 | 15297206.492 |  | -1
node_1378304_243_15299132_04 |  |  | PQ | AN | 2771.281 | 8100503 | no | no |  |  | no |  |  | 1378304.243 | 15299132.04 |  | -1
node_1378318_777_15298697_403 |  |  | PQ | ABCN | 2771.281 | 8100503 | no | no |  |  | no |  |  | 1378318.777 | 15298697.403 |  | -1
node_1378325_515_15298844_286 |  |  | PQ | AN | 2771.281 | 8100503 | no | no |  |  | no |  |  | 1378325.515 | 15298844.286 |  | -1
node_1378463_239_15298647_456 |  |  | PQ | ABCN | 2771.281 | 8100503 | no | no |  |  | no |  |  | 1378463.239 | 15298647.456 |  | -1
node_1378473_225_15298670_549 |  |  | PQ | ABCN | 2771.281 | 8100503 | no | no |  |  | no |  |  | 1378473.225 | 15298670.549 |  | -1
node_1378487_305_15298689_425 |  |  | PQ | ABCN | 2771.281 | 8100503 | no | no |  |  | no |  |  | 1378487.305 | 15298689.425 |  | -1
node_1378541_473_15298100_516 |  |  | PQ | AN | 2771.281 | 8100503 | no | no |  |  | no |  |  | 1378541.473 | 15298100.516 |  | -1
node_1378615_727_15297788_778 |  |  | PQ | ABCN | 2771.281 | 8100503 | no | no |  |  | no |  |  | 1378615.727 | 15297788.778 |  | -1
node_1378632_915_15297451_068 |  |  | PQ | ABCN | 2771.281 | 8100503 | no | no |  |  | no |  |  | 1378632.915 | 15297451.068 |  | -1
node_1378641_956_15298799_363 |  |  | PQ | AN | 2771.281 | 8100503 | no | no |  |  | no |  |  | 1378641.956 | 15298799.363 |  | -1
node_1378797_217_15297163_965 |  |  | PQ | ABCN | 2771.281 | 8100503 | no | no |  |  | no |  |  | 1378797.217 | 15297163.965 |  | -1
node_1378816_632_15297169_552 |  |  | PQ | ABCN | 2771.281 | 8100503 | no | no |  |  | no |  |  | 1378816.632 | 15297169.552 |  | -1
node_1378833_062_15298807_468 |  |  | PQ | ABCN | 2771.281 | 8100503 | no | no |  |  | no |  |  | 1378833.062 | 15298807.468 |  | -1
node_1378848_962_15298299_822 |  |  | PQ | ABCN | 2771.281 | 8100503 | no | no |  |  | no |  |  | 1378848.962 | 15298299.822 |  | -1
node_1378853_596_15298606_913 |  |  | PQ | ABCN | 2771.281 | 8100503 | no | no |  |  | no |  |  | 1378853.596 | 15298606.913 |  | -1
node_1378894_431_15298997_717 |  |  | PQ | ABCN | 2771.281 | 8100503 | no | no |  |  | no |  |  | 1378894.431 | 15298997.717 |  | -1
node_1378900_421_15297799_909 |  |  | PQ | ABCN | 2771.281 | 8100503 | no | no |  |  | no |  |  | 1378900.421 | 15297799.909 |  | -1
node_1378907_649_15297621_296 |  |  | PQ | ABCN | 2771.281 | 8100503 | no | no |  |  | no |  |  | 1378907.649 | 15297621.296 |  | -1
node_1379048_925_15297663_206 |  |  | PQ | ABCN | 2771.281 | 8100503 | no | no |  |  | no |  |  | 1379048.925 | 15297663.206 |  | -1
node_1379148_48_15298503_752 |  |  | PQ | AN | 2771.281 | 8100503 | no | no |  |  | no |  |  | 1379148.48 | 15298503.752 |  | -1
node_1379176_942_15298070_019 |  |  | PQ | AN | 2771.281 | 8100503 | no | no |  |  | no |  |  | 1379176.942 | 15298070.019 |  | -1
node_1379199_104_15297283_766 |  |  | PQ | ABCN | 2771.281 | 8100503 | no | no |  |  | no |  |  | 1379199.104 | 15297283.766 |  | -1
node_1379218_261_15297728_316 |  |  | PQ | AN | 2771.281 | 8100503 | no | no |  |  | no |  |  | 1379218.261 | 15297728.316 |  | -1
node_1379231_301_15298998_563 |  |  | PQ | ABCN | 2771.281 | 8100503 | no | no |  |  | no |  |  | 1379231.301 | 15298998.563 |  | -1
node_1379240_253_15298974_887 |  |  | PQ | ABCN | 2771.281 | 8100503 | no | no |  |  | no |  |  | 1379240.253 | 15298974.887 |  | -1
node_1379253_479_15298955_17 |  |  | PQ | ABCN | 2771.281 | 8100503 | no | no |  |  | no |  |  | 1379253.479 | 15298955.17 |  | -1
node_1379454_401_15298409_424 |  |  | PQ | AN | 2771.281 | 8100503 | no | no |  |  | no |  |  | 1379454.401 | 15298409.424 |  | -1
node_1379470_392_15298174_972 |  |  | PQ | AN | 2771.281 | 8100503 | no | no |  |  | no |  |  | 1379470.392 | 15298174.972 |  | -1
node_1379495_485_15297764_673 |  |  | PQ | AN | 2771.281 | 8100503 | no | no |  |  | no |  |  | 1379495.485 | 15297764.673 |  | -1
node_1379553_635_15297342_135 |  |  | PQ | ABCD | 2771.281 | 8100503 | no | no |  |  | no |  |  | 1379553.635 | 15297342.135 |  | -1
node_1379737_359_15298378_673 |  |  | PQ | AN | 2771.281 | 8100503 | no | no |  |  | no |  |  | 1379737.359 | 15298378.673 |  | -1
node_1379758_741_15297723_329 |  |  | PQ | AN | 2771.281 | 8100503 | no | no |  |  | no |  |  | 1379758.741 | 15297723.329 |  | -1
node_1379767_866_15297925_143 |  |  | PQ | AN | 2771.281 | 8100503 | no | no |  |  | no |  |  | 1379767.866 | 15297925.143 |  | -1
node_1379867_13_15297395_177 |  |  | PQ | ABCN | 2771.281 | 8100503 | no | no |  |  | no |  |  | 1379867.13 | 15297395.177 |  | -1
node_1380222_275_15297539_06 |  |  | PQ | ABCN | 2771.281 | 8100503 | no | no |  |  | no |  |  | 1380222.275 | 15297539.06 |  | -1
node_1380241_558_15297545_438 |  |  | PQ | ABCN | 2771.281 | 8100503 | no | no |  |  | no |  |  | 1380241.558 | 15297545.438 |  | -1
node_1380258_988_15297558_289 |  |  | PQ | ABCN | 2771.281 | 8100503 | no | no |  |  | no |  |  | 1380258.988 | 15297558.289 |  | -1
node_1380286_713_15297626_167 |  |  | PQ | ABCN | 2771.281 | 8100503 | no | no |  |  | no |  |  | 1380286.713 | 15297626.167 |  | -1
node_1380418_254_15297707_962 |  |  | PQ | ABCD | 2771.281 | 8100503 | no | no |  |  | no |  |  | 1380418.254 | 15297707.962 |  | -1
node_1380475_529_15297876_939 |  |  | PQ | ABCN | 2771.281 | 8100503 | no | no |  |  | no |  |  | 1380475.529 | 15297876.939 |  | -1
node_8100503_200848754 |  |  | PQ | ABCN | 2771.281 | 8100503 | no | no |  |  | no |  |  | 1377618.703 | 15297916.366 |  | -1
node_8100503_200848755 |  |  | PQ | ABCD | 2771.281 | 8100503 | no | no |  |  | no |  |  | 1377615.004 | 15297786.676 |  | -1
node_8100503_200848756 |  |  | PQ | ABCD | 2771.281 | 8100503 | no | no |  |  | no |  |  | 1377624.725 | 15297695.507 |  | -1
node_8100503_200848758 |  |  | PQ | ABCN | 2771.281 | 8100503 | no | no |  |  | no |  |  | 1377634.447 | 15297608.299 |  | -1
node_8100503_200848760 |  |  | PQ | ABCD | 2771.281 | 8100503 | no | no |  |  | no |  |  | 1377652.732 | 15297502.875 |  | -1
node_8100503_200849548 |  |  | PQ | ABCD | 2771.281 | 8100503 | no | no |  |  | no |  |  | 1376931.337 | 15297425.18 |  | -1
node_8100503_200849549 |  |  | PQ | ABCD | 2771.281 | 8100503 | no | no |  |  | no |  |  | 1377067.71 | 15297348.146 |  | -1
node_8100503_200849550 |  |  | PQ | ABCN | 2771.281 | 8100503 | no | no |  |  | no |  |  | 1377213.452 | 15297265.265 |  | -1
node_8100503_200849551 |  |  | PQ | ABCD | 2771.281 | 8100503 | no | no |  |  | no |  |  | 1377367.222 | 15297272.892 |  | -1
node_8100503_200849552 |  |  | PQ | ABCN | 2771.281 | 8100503 | no | no |  |  | no |  |  | 1377529.695 | 15297277.921 |  | -1
node_8100503_200849553 |  |  | PQ | ABCD | 2771.281 | 8100503 | no | no |  |  | no |  |  | 1377696.627 | 15297290.344 |  | -1
node_8100503_200849555 |  |  | PQ | AN | 2771.281 | 8100503 | no | no |  |  | no |  |  | 1375934.061 | 15297597.349 |  | -1
node_8100503_200849556 |  |  | PQ | AD | 2771.281 | 8100503 | no | no |  |  | no |  |  | 1376982.39 | 15297531.884 |  | -1
node_8100503_200849558 |  |  | PQ | AD | 2771.281 | 8100503 | no | no |  |  | no |  |  | 1377016.801 | 15297668.646 |  | -1
node_8100503_200849559 |  |  | PQ | AD | 2771.281 | 8100503 | no | no |  |  | no |  |  | 1377106.011 | 15297885.2 |  | -1
node_8100503_200849560 |  |  | PQ | ABCD | 2771.281 | 8100503 | no | no |  |  | no |  |  | 1376991.156 | 15297517.769 |  | -1
node_8100503_200849561 |  |  | PQ | ABCN | 2771.281 | 8100503 | no | no |  |  | no |  |  | 1377037.067 | 15297657.371 |  | -1
node_8100503_200849564 |  |  | PQ | ABCD | 2771.281 | 8100503 | no | no |  |  | no |  |  | 1376762.783 | 15297528.115 |  | -1
node_8100503_200849565 |  |  | PQ | ABCD | 2771.281 | 8100503 | no | no |  |  | no |  |  | 1375956.027 | 15297564.784 |  | -1
node_8100503_200849566 |  |  | PQ | AD | 2771.281 | 8100503 | no | no |  |  | no |  |  | 1377125.298 | 15298109.964 |  | -1
node_8100503_200857181 |  |  | PQ | ABCN | 2771.281 | 8100503 | no | no |  |  | no |  |  | 1377731.674 | 15297213.283 |  | -1
node_8100503_200857186 |  |  | PQ | ABCD | 2771.281 | 8100503 | no | no |  |  | no |  |  | 1377734.295 | 15297126.713 |  | -1
node_8100503_200857188 |  |  | PQ | ABCD | 2771.281 | 8100503 | no | no |  |  | no |  |  | 1377705.354 | 15297370.575 |  | -1
node_8100503_200857189 |  |  | PQ | ABCD | 2771.281 | 8100503 | no | no |  |  | no |  |  | 1377777.652 | 15297203.053 |  | -1
node_8100503_200857998 |  |  | PQ | AN | 2771.281 | 8100503 | no | no |  |  | no |  |  | 1378539.865 | 15298148.505 |  | -1
node_8100503_200857999 |  |  | PQ | AD | 2771.281 | 8100503 | no | no |  |  | no |  |  | 1378463.619 | 15298140.259 |  | -1
node_8100503_200858000 |  |  | PQ | AD | 2771.281 | 8100503 | no | no |  |  | no |  |  | 1378372.831 | 15298138.777 |  | -1
node_8100503_200858001 |  |  | PQ | AN | 2771.281 | 8100503 | no | no |  |  | no |  |  | 1378238.062 | 15298124.971 |  | -1
node_8100503_200858005 |  |  | PQ | AD | 2771.281 | 8100503 | no | no |  |  | no |  |  | 1378156.335 | 15299192.563 |  | -1
node_8100503_200858006 |  |  | PQ | AD | 2771.281 | 8100503 | no | no |  |  | no |  |  | 1378070.792 | 15299209.81 |  | -1
node_8100503_200858007 |  |  | PQ | AN | 2771.281 | 8100503 | no | no |  |  | no |  |  | 1377963.575 | 15299222.323 |  | -1
node_8100503_200858017 |  |  | PQ | AN | 2771.281 | 8100503 | no | no |  |  | no |  |  | 1378010.795 | 15297609.865 |  | -1
node_8100503_200858018 |  |  | PQ | AD | 2771.281 | 8100503 | no | no |  |  | no |  |  | 1378018.28 | 15297475.852 |  | -1
node_8100503_200858019 |  |  | PQ | AD | 2771.281 | 8100503 | no | no |  |  | no |  |  | 1378022.329 | 15297379.703 |  | -1
node_8100503_200858020 |  |  | PQ | AD | 2771.281 | 8100503 | no | no |  |  | no |  |  | 1378027.158 | 15297287.156 |  | -1
node_8100503_200858024 |  |  | PQ | AN | 2771.281 | 8100503 | no | no |  |  | no |  |  | 1378279.483 | 15297502.04 |  | -1
node_8100503_200858026 |  |  | PQ | AD | 2771.281 | 8100503 | no | no |  |  | no |  |  | 1378291.554 | 15297370.779 |  | -1
node_8100503_200858027 |  |  | PQ | AD | 2771.281 | 8100503 | no | no |  |  | no |  |  | 1378289.183 | 15297297.636 |  | -1
node_8100503_200858032 |  |  | PQ | AN | 2771.281 | 8100503 | no | no |  |  | no |  |  | 1378296.27 | 15298820.94 |  | -1
node_8100503_200858033 |  |  | PQ | AD | 2771.281 | 8100503 | no | no |  |  | no |  |  | 1378293.126 | 15298906.938 |  | -1
node_8100503_200858034 |  |  | PQ | AD | 2771.281 | 8100503 | no | no |  |  | no |  |  | 1378279.028 | 15299014.136 |  | -1
node_8100503_200858035 |  |  | PQ | AN | 2771.281 | 8100503 | no | no |  |  | no |  |  | 1378273.755 | 15299124.287 |  | -1
node_8100503_200858036 |  |  | PQ | AD | 2771.281 | 8100503 | no | no |  |  | no |  |  | 1378262.902 | 15299182.507 |  | -1
node_8100503_200858039 |  |  | PQ | ABCD | 2771.281 | 8100503 | no | no |  |  | no |  |  | 1378533.932 | 15298721.077 |  | -1
node_8100503_200858040 |  |  | PQ | ABCD | 2771.281 | 8100503 | no | no |  |  | no |  |  | 1378537.492 | 15298671.011 |  | -1
node_8100503_200858041 |  |  | PQ | ABCD | 2771.281 | 8100503 | no | no |  |  | no |  |  | 1378587.054 | 15297677.873 |  | -1
node_8100503_200858042 |  |  | PQ | ABCD | 2771.281 | 8100503 | no | no |  |  | no |  |  | 1378590.211 | 15297561.2 |  | -1
node_8100503_200858043 |  |  | PQ | ABCN | 2771.281 | 8100503 | no | no |  |  | no |  |  | 1378600.014 | 15297452.661 |  | -1
node_8100503_200858044 |  |  | PQ | ABCD | 2771.281 | 8100503 | no | no |  |  | no |  |  | 1378604.41 | 15297347.101 |  | -1
node_8100503_200858045 |  |  | PQ | ABCN | 2771.281 | 8100503 | no | no |  |  | no |  |  | 1378534.438 | 15298605.697 |  | -1
node_8100503_200858048 |  |  | PQ | ABCD | 2771.281 | 8100503 | no | no |  |  | no |  |  | 1378547.52 | 15298484.501 |  | -1
node_8100503_200858049 |  |  | PQ | ABCD | 2771.281 | 8100503 | no | no |  |  | no |  |  | 1378553.489 | 15298361.872 |  | -1
node_8100503_200858050 |  |  | PQ | ABCD | 2771.281 | 8100503 | no | no |  |  | no |  |  | 1378552.913 | 15298236.898 |  | -1
node_8100503_200858051 |  |  | PQ | ABCD | 2771.281 | 8100503 | no | no |  |  | no |  |  | 1378567.383 | 15298132.552 |  | -1
node_8100503_200858052 |  |  | PQ | ABCD | 2771.281 | 8100503 | no | no |  |  | no |  |  | 1378565.016 | 15298041.065 |  | -1
node_8100503_200858053 |  |  | PQ | ABCD | 2771.281 | 8100503 | no | no |  |  | no |  |  | 1378568.258 | 15297918.173 |  | -1
node_8100503_200858054 |  |  | PQ | ABCN | 2771.281 | 8100503 | no | no |  |  | no |  |  | 1378579.596 | 15297790.414 |  | -1
node_8100503_200858062 |  |  | PQ | ABCD | 2771.281 | 8100503 | no | no |  |  | no |  |  | 1378814 | 15298714.164 |  | -1
node_8100503_200858063 |  |  | PQ | ABCD | 2771.281 | 8100503 | no | no |  |  | no |  |  | 1378855.622 | 15297913.15 |  | -1
node_8100503_200858064 |  |  | PQ | ABCN | 2771.281 | 8100503 | no | no |  |  | no |  |  | 1378861.831 | 15297800.808 |  | -1
node_8100503_200858065 |  |  | PQ | ABCD | 2771.281 | 8100503 | no | no |  |  | no |  |  | 1378864.297 | 15297713.245 |  | -1
node_8100503_200858066 |  |  | PQ | ABCN | 2771.281 | 8100503 | no | no |  |  | no |  |  | 1378875.108 | 15297620.699 |  | -1
node_8100503_200858067 |  |  | PQ | ABCD | 2771.281 | 8100503 | no | no |  |  | no |  |  | 1378878.029 | 15297518.617 |  | -1
node_8100503_200858068 |  |  | PQ | ABCD | 2771.281 | 8100503 | no | no |  |  | no |  |  | 1378882.669 | 15297413.3 |  | -1
node_8100503_200858069 |  |  | PQ | ABCN | 2771.281 | 8100503 | no | no |  |  | no |  |  | 1378817.278 | 15298606.841 |  | -1
node_8100503_200858070 |  |  | PQ | ABCD | 2771.281 | 8100503 | no | no |  |  | no |  |  | 1378822.667 | 15298518.908 |  | -1
node_8100503_200858071 |  |  | PQ | ABCD | 2771.281 | 8100503 | no | no |  |  | no |  |  | 1378827.734 | 15298424.91 |  | -1
node_8100503_200858072 |  |  | PQ | ABCN | 2771.281 | 8100503 | no | no |  |  | no |  |  | 1378831.551 | 15298324.363 |  | -1
node_8100503_200858075 |  |  | PQ | ABCD | 2771.281 | 8100503 | no | no |  |  | no |  |  | 1378837.616 | 15298227.758 |  | -1
node_8100503_200858076 |  |  | PQ | ABCD | 2771.281 | 8100503 | no | no |  |  | no |  |  | 1378846.251 | 15298112.052 |  | -1
node_8100503_200858077 |  |  | PQ | ABCD | 2771.281 | 8100503 | no | no |  |  | no |  |  | 1378847.993 | 15298014.285 |  | -1
node_8100503_200858079 |  |  | PQ | ABCN | 2771.281 | 8100503 | no | no |  |  | no |  |  | 1378862.133 | 15298804.481 |  | -1
node_8100503_200858080 |  |  | PQ | ABCD | 2771.281 | 8100503 | no | no |  |  | no |  |  | 1378859.683 | 15298898.283 |  | -1
node_8100503_200858082 |  |  | PQ | ABCN | 2771.281 | 8100503 | no | no |  |  | no |  |  | 1378858.09 | 15299003.08 |  | -1
node_8100503_200858083 |  |  | PQ | ABCD | 2771.281 | 8100503 | no | no |  |  | no |  |  | 1378850.615 | 15299116.251 |  | -1
node_8100503_200858084 |  |  | PQ | ABCD | 2771.281 | 8100503 | no | no |  |  | no |  |  | 1378891.404 | 15299075.853 |  | -1
node_8100503_200858087 |  |  | PQ | AD | 2771.281 | 8100503 | no | no |  |  | no |  |  | 1379154.755 | 15297832.19 |  | -1
node_8100503_200858089 |  |  | PQ | AN | 2771.281 | 8100503 | no | no |  |  | no |  |  | 1379167.694 | 15297718.288 |  | -1
node_8100503_200858090 |  |  | PQ | AD | 2771.281 | 8100503 | no | no |  |  | no |  |  | 1379169.746 | 15297601.321 |  | -1
node_8100503_200858091 |  |  | PQ | AD | 2771.281 | 8100503 | no | no |  |  | no |  |  | 1379180.547 | 15297508.703 |  | -1
node_8100503_200858092 |  |  | PQ | AD | 2771.281 | 8100503 | no | no |  |  | no |  |  | 1379187.133 | 15297388.135 |  | -1
node_8100503_200858093 |  |  | PQ | AN | 2771.281 | 8100503 | no | no |  |  | no |  |  | 1379115.209 | 15298507.011 |  | -1
node_8100503_200858094 |  |  | PQ | AD | 2771.281 | 8100503 | no | no |  |  | no |  |  | 1379121.9 | 15298399.734 |  | -1
node_8100503_200858095 |  |  | PQ | AD | 2771.281 | 8100503 | no | no |  |  | no |  |  | 1379121.492 | 15298305.033 |  | -1
node_8100503_200858096 |  |  | PQ | AD | 2771.281 | 8100503 | no | no |  |  | no |  |  | 1379125.038 | 15298254.684 |  | -1
node_8100503_200858097 |  |  | PQ | AD | 2771.281 | 8100503 | no | no |  |  | no |  |  | 1379130.572 | 15298163.951 |  | -1
node_8100503_200858100 |  |  | PQ | AD | 2771.281 | 8100503 | no | no |  |  | no |  |  | 1379140.043 | 15298023.483 |  | -1
node_8100503_200858101 |  |  | PQ | AD | 2771.281 | 8100503 | no | no |  |  | no |  |  | 1379147.572 | 15297926.415 |  | -1
node_8100503_200858103 |  |  | PQ | ABCD | 2771.281 | 8100503 | no | no |  |  | no |  |  | 1379018.754 | 15299252.83 |  | -1
node_8100503_200858104 |  |  | PQ | ABCD | 2771.281 | 8100503 | no | no |  |  | no |  |  | 1379157.205 | 15299235.048 |  | -1
node_8100503_200858105 |  |  | PQ | ABCN | 2771.281 | 8100503 | no | no |  |  | no |  |  | 1379304.387 | 15299037.314 |  | -1
node_8100503_200858111 |  |  | PQ | AD | 2771.281 | 8100503 | no | no |  |  | no |  |  | 1379478.919 | 15297576.941 |  | -1
node_8100503_200858112 |  |  | PQ | AD | 2771.281 | 8100503 | no | no |  |  | no |  |  | 1379485.714 | 15297468.345 |  | -1
node_8100503_200858113 |  |  | PQ | AD | 2771.281 | 8100503 | no | no |  |  | no |  |  | 1379489.539 | 15297393.445 |  | -1
node_8100503_200858117 |  |  | PQ | AN | 2771.281 | 8100503 | no | no |  |  | no |  |  | 1379425.747 | 15298412.701 |  | -1
node_8100503_200858118 |  |  | PQ | AD | 2771.281 | 8100503 | no | no |  |  | no |  |  | 1379425.949 | 15298270.939 |  | -1
node_8100503_200858119 |  |  | PQ | AN | 2771.281 | 8100503 | no | no |  |  | no |  |  | 1379440.063 | 15298179.912 |  | -1
node_8100503_200858120 |  |  | PQ | AD | 2771.281 | 8100503 | no | no |  |  | no |  |  | 1379443.999 | 15298087.121 |  | -1
node_8100503_200858121 |  |  | PQ | AD | 2771.281 | 8100503 | no | no |  |  | no |  |  | 1379448.609 | 15297944.686 |  | -1
node_8100503_200858122 |  |  | PQ | AD | 2771.281 | 8100503 | no | no |  |  | no |  |  | 1379448.236 | 15297851.154 |  | -1
node_8100503_200858123 |  |  | PQ | AN | 2771.281 | 8100503 | no | no |  |  | no |  |  | 1379461.465 | 15297761.062 |  | -1
node_8100503_200858125 |  |  | PQ | AN | 2771.281 | 8100503 | no | no |  |  | no |  |  | 1379733.379 | 15297928.222 |  | -1
node_8100503_200858135 |  |  | PQ | AD | 2771.281 | 8100503 | no | no |  |  | no |  |  | 1379736.501 | 15297826.741 |  | -1
node_8100503_200858139 |  |  | PQ | AN | 2771.281 | 8100503 | no | no |  |  | no |  |  | 1379730.093 | 15297729.248 |  | -1
node_8100503_200858141 |  |  | PQ | AD | 2771.281 | 8100503 | no | no |  |  | no |  |  | 1379736.232 | 15297624.126 |  | -1
node_8100503_200858143 |  |  | PQ | AD | 2771.281 | 8100503 | no | no |  |  | no |  |  | 1379741.712 | 15297548.942 |  | -1
node_8100503_200858144 |  |  | PQ | AD | 2771.281 | 8100503 | no | no |  |  | no |  |  | 1379748.049 | 15297428.833 |  | -1
node_8100503_200858149 |  |  | PQ | AN | 2771.281 | 8100503 | no | no |  |  | no |  |  | 1379702.464 | 15298377.542 |  | -1
node_8100503_200858150 |  |  | PQ | AD | 2771.281 | 8100503 | no | no |  |  | no |  |  | 1379709.521 | 15298279.741 |  | -1
node_8100503_200858152 |  |  | PQ | AD | 2771.281 | 8100503 | no | no |  |  | no |  |  | 1379717.799 | 15298180.207 |  | -1
node_8100503_200858153 |  |  | PQ | AD | 2771.281 | 8100503 | no | no |  |  | no |  |  | 1379722.74 | 15298111.176 |  | -1
node_8100503_200858154 |  |  | PQ | AD | 2771.281 | 8100503 | no | no |  |  | no |  |  | 1379727.411 | 15298021.598 |  | -1
node_8100503_200858250 |  |  | PQ | ABCN | 2771.281 | 8100503 | no | no |  |  | no |  |  | 1380480.34 | 15297889.349 |  | -1
node_8100503_200858272 |  |  | PQ | ABCN | 2771.281 | 8100503 | no | no |  |  | no |  |  | 1380277.959 | 15297659.899 |  | -1
node_8100503_200858273 |  |  | PQ | ABCN | 2771.281 | 8100503 | no | no |  |  | no |  |  | 1380211.378 | 15297644.269 |  | -1
node_8100503_200858274 |  |  | PQ | ABCD | 2771.281 | 8100503 | no | no |  |  | no |  |  | 1380162.218 | 15297626.154 |  | -1
node_8100503_200858279 |  |  | PQ | ABCN | 2771.281 | 8100503 | no | no |  |  | no |  |  | 1379848.578 | 15297424.242 |  | -1
node_8100503_200858280 |  |  | PQ | ABCD | 2771.281 | 8100503 | no | no |  |  | no |  |  | 1379791.609 | 15297388.718 |  | -1
node_8100503_200858281 |  |  | PQ | ABCD | 2771.281 | 8100503 | no | no |  |  | no |  |  | 1379699.55 | 15297354.37 |  | -1
node_8100503_200858283 |  |  | PQ | ABCD | 2771.281 | 8100503 | no | no |  |  | no |  |  | 1379566.554 | 15297342.897 |  | -1
node_8100503_200858285 |  |  | PQ | ABCD | 2771.281 | 8100503 | no | no |  |  | no |  |  | 1379478.53 | 15297337.703 |  | -1
node_8100503_200858289 |  |  | PQ | ABCD | 2771.281 | 8100503 | no | no |  |  | no |  |  | 1379367.091 | 15297335.462 |  | -1
node_8100503_200858290 |  |  | PQ | ABCN | 2771.281 | 8100503 | no | no |  |  | no |  |  | 1379199.703 | 15297327.186 |  | -1
node_8100503_200858291 |  |  | PQ | ABCD | 2771.281 | 8100503 | no | no |  |  | no |  |  | 1379114.065 | 15297319.322 |  | -1
node_8100503_200858292 |  |  | PQ | ABCD | 2771.281 | 8100503 | no | no |  |  | no |  |  | 1379004.504 | 15297308.065 |  | -1
node_8100503_200858294 |  |  | PQ | ABCD | 2771.281 | 8100503 | no | no |  |  | no |  |  | 1378888.403 | 15297288.956 |  | -1
node_8100503_200858295 |  |  | PQ | ABCN | 2771.281 | 8100503 | no | no |  |  | no |  |  | 1378784.044 | 15297265.656 |  | -1
node_8100503_200858296 |  |  | PQ | ABCD | 2771.281 | 8100503 | no | no |  |  | no |  |  | 1378707.309 | 15297264.542 |  | -1
node_8100503_200858297 |  |  | PQ | ABCD | 2771.281 | 8100503 | no | no |  |  | no |  |  | 1378618.261 | 15297259.746 |  | -1
node_8100503_200858298 |  |  | PQ | ABCD | 2771.281 | 8100503 | no | no |  |  | no |  |  | 1378520.422 | 15297251.376 |  | -1
node_8100503_200858299 |  |  | PQ | ABCD | 2771.281 | 8100503 | no | no |  |  | no |  |  | 1378402.672 | 15297247.62 |  | -1
node_8100503_200858301 |  |  | PQ | ABCN | 2771.281 | 8100503 | no | no |  |  | no |  |  | 1378299.789 | 15297237.857 |  | -1
node_8100503_200858302 |  |  | PQ | ABCD | 2771.281 | 8100503 | no | no |  |  | no |  |  | 1378153.993 | 15297230.051 |  | -1
node_8100503_200858303 |  |  | PQ | ABCD | 2771.281 | 8100503 | no | no |  |  | no |  |  | 1378031.099 | 15297221.725 |  | -1
node_8100503_200858304 |  |  | PQ | ABCD | 2771.281 | 8100503 | no | no |  |  | no |  |  | 1377845.618 | 15297224.558 |  | -1
node_8100503_200859220 |  |  | PQ | ABCD | 2771.281 | 8100503 | no | no |  |  | no |  |  | 1378545.333 | 15298803.5 |  | -1
node_8100503_200859222 |  |  | PQ | ABCN | 2771.281 | 8100503 | no | no |  |  | no |  |  | 1378328.69 | 15298789.135 |  | -1
node_8100503_200917429 |  |  | PQ | ABCD | 2771.281 | 8100503 | no | no |  |  | no |  |  | 1376051.152 | 15297147.543 |  | -1
node_8100503_200951420 |  |  | PQ | ABCD | 2771.281 | 8100503 | no | no |  |  | no |  |  | 1378890.127 | 15299245.505 |  | -1
node_8100503_200954360 |  |  | PQ | ABCD | 2771.281 | 8100503 | no | no |  |  | no |  |  | 1377746.888 | 15297177.82 |  | -1
node_8100503_200954362 |  |  | PQ | ABCD | 2771.281 | 8100503 | no | no |  |  | no |  |  | 1377749.628 | 15297170.196 |  | -1
node_8100503_200965492 |  |  | PQ | AN | 2771.281 | 8100503 | no | no |  |  | no |  |  | 1379138.265 | 15298068.765 |  | -1
node_8100503_200978563 |  |  | PQ | AN | 2771.281 | 8100503 | no | no |  |  | no |  |  | 1378612.505 | 15298826.277 |  | -1
node_8100503_200979600 |  |  | PQ | ABCD | 2771.281 | 8100503 | no | no |  |  | no |  |  | 1378863.248 | 15299244.232 |  | -1
node_8100503_200984475 |  |  | PQ | ABCN | 2771.281 | 8100503 | no | no |  |  | no |  |  | 1378900.085 | 15297704.073 |  | -1
node_8100503_200984476 |  |  | PQ | ABCN | 2771.281 | 8100503 | no | no |  |  | no |  |  | 1379031.899 | 15297685.965 |  | -1
node_8100503_201047153 |  |  | PQ | AD | 2771.281 | 8100503 | no | no |  |  | no |  |  | 1379470.235 | 15297667.343 |  | -1
node_8100503_201049913 |  |  | PQ | ABCD | 2771.281 | 8100503 | no | no |  |  | no |  |  | 1380006.001 | 15297526.273 |  | -1
node_8100503_201063139 |  |  | PQ | ABCD | 2771.281 | 8100503 | no | no |  |  | no |  |  | 1380540.119 | 15297775.492 |  | -1
node_8100503_201069178 |  |  | PQ | ABCD | 2771.281 | 8100503 | no | no |  |  | no |  |  | 1380413.839 | 15297705.515 |  | -1
node_8100503_201069179 |  |  | PQ | ABCD | 2771.281 | 8100503 | no | no |  |  | no |  |  | 1380074.811 | 15297571.748 |  | -1
node_8100503_201069180 |  |  | PQ | ABCD | 2771.281 | 8100503 | no | no |  |  | no |  |  | 1379942.105 | 15297483.687 |  | -1
node_220652274 |  |  | PQ | ABCD | 2771.281 | 8100503 | no | no |  |  | no |  |  | 1380488.275 | 15297874.236 |  | -1
node_312070766 |  |  | PQ | ABCD | 2771.281 | 8100503 | no | no |  |  | no |  |  | 1380538.171 | 15297779.202 |  | -1
node_SOURCE_8100503 |  |  | SWING | ABCN | 2771.281 | 8100503 | no | no |  |  | no |  |  | 1375700.811 | 15297341.219 |  | -1
node_intto1_8100503_200849555 |  |  | PQ | AD | 2771.281 | 8100503 | no | no |  |  | no |  |  | 1375934.061 | 15297597.349 |  | -1
node_intto1_8100503_200857186 |  |  | PQ | ABCD | 2771.281 | 8100503 | no | no |  |  | no |  |  | 1377734.295 | 15297126.713 |  | -1
node_intto1_8100503_200858020 |  |  | PQ | AD | 2771.281 | 8100503 | no | no |  |  | no |  |  | 1378027.158 | 15297287.156 |  | -1
node_intto1_8100503_200858043 |  |  | PQ | ABCD | 2771.281 | 8100503 | no | no |  |  | no |  |  | 1378600.014 | 15297452.661 |  | -1
node_intto1_8100503_200858067 |  |  | PQ | ABCD | 2771.281 | 8100503 | no | no |  |  | no |  |  | 1378878.029 | 15297518.617 |  | -1
node_intto1_8100503_200858084 |  |  | PQ | ABCD | 2771.281 | 8100503 | no | no |  |  | no |  |  | 1378891.404 | 15299075.853 |  | -1
node_intto1_8100503_200858091 |  |  | PQ | AD | 2771.281 | 8100503 | no | no |  |  | no |  |  | 1379180.547 | 15297508.703 |  | -1
node_intto1_8100503_200858112 |  |  | PQ | AD | 2771.281 | 8100503 | no | no |  |  | no |  |  | 1379485.714 | 15297468.345 |  | -1
node_intto1_8100503_200858143 |  |  | PQ | AD | 2771.281 | 8100503 | no | no |  |  | no |  |  | 1379741.712 | 15297548.942 |  | -1
node_intto1_8100503_200984476 |  |  | PQ | ABCN | 2771.281 | 8100503 | no | no |  |  | no |  |  | 1379031.899 | 15297685.965 |  | -1
node_intto1_8100503_201049913 |  |  | PQ | ABCD | 2771.281 | 8100503 | no | no |  |  | no |  |  | 1380006.001 | 15297526.273 |  | -1
node_intto1_220652274 |  |  | PQ | ABCD | 2771.281 | 8100503 | no | no |  |  | no |  |  | 1380488.275 | 15297874.236 |  | -1
node_intto1_312070766 |  |  | PQ | ABCD | 2771.281 | 8100503 | no | no |  |  | no |  |  | 1380538.171 | 15297779.202 |  | -1

## overhead_line
data_type | static
owner_type | feeder
owner | 8100503
object | overhead_line
name | groupid | phases | fr | to | length | configuration | dcircuit | selected | monitored | monitored_fields | class_monitored_fields | played | played_fields | comments | R | X | B | lim_kw
oh_line_8100503_200848754 |  | ABCD | node_8100503_200848755 | node_8100503_200848754 | 129.743 | bal_3P_2/0CU | 8100503 | no | no |  |  | no |  |  | 0 | 0 | 0 | 0
oh_line_8100503_200848755 |  | ABCD | node_8100503_200848756 | node_8100503_200848755 | 91.686 | bal_3P_2/0CU | 8100503 | no | no |  |  | no |  |  | 0 | 0 | 0 | 0
oh_line_8100503_200848756 |  | ABCD | node_8100503_200848758 | node_8100503_200848756 | 87.748 | bal_3P_2/0CU | 8100503 | no | no |  |  | no |  |  | 0 | 0 | 0 | 0
oh_line_8100503_200848758 |  | ABCD | node_8100503_200848760 | node_8100503_200848758 | 106.998 | bal_3P_2/0CU | 8100503 | no | no |  |  | no |  |  | 0 | 0 | 0 | 0
oh_line_8100503_200848760 |  | ABCD | node_8100503_200857188 | node_8100503_200848760 | 142.381 | bal_3P_2/0CU | 8100503 | no | no |  |  | no |  |  | 0 | 0 | 0 | 0
oh_line_8100503_200849548 |  | ABCD | node_8100503_200849564 | node_8100503_200849548 | 197.499 | bal_3P_477AL | 8100503 | no | no |  |  | no |  |  | 0 | 0 | 0 | 0
oh_line_8100503_200849549 |  | ABCD | node_8100503_200849548 | node_8100503_200849549 | 156.626 | bal_3P_477AL | 8100503 | no | no |  |  | no |  |  | 0 | 0 | 0 | 0
oh_line_8100503_200849550 |  | ABCD | node_8100503_200849549 | node_8100503_200849550 | 167.66 | bal_3P_477AL | 8100503 | no | no |  |  | no |  |  | 0 | 0 | 0 | 0
oh_line_8100503_200849551 |  | ABCD | node_8100503_200849550 | node_8100503_200849551 | 153.959 | bal_3P_336AL | 8100503 | no | no |  |  | no |  |  | 0 | 0 | 0 | 0
oh_line_8100503_200849552 |  | ABCD | node_8100503_200849551 | node_8100503_200849552 | 162.551 | bal_3P_336AL | 8100503 | no | no |  |  | no |  |  | 0 | 0 | 0 | 0
oh_line_8100503_200849553 |  | ABCD | node_8100503_200849552 | node_8100503_200849553 | 167.394 | bal_3P_336AL | 8100503 | no | no |  |  | no |  |  | 0 | 0 | 0 | 0
oh_line_8100503_200849555 |  | AD | node_8100503_200849565 | node_intto1_8100503_200849555 | 39.307 | bal_1P_2AC | 8100503 | no | no |  |  | no |  |  | 0 | 0 | 0 | 0
oh_line_8100503_200849556 |  | AD | node_8100503_200849548 | node_8100503_200849556 | 118.289 | bal_1P_2AC | 8100503 | no | no |  |  | no |  |  | 0 | 0 | 0 | 0
oh_line_8100503_200849558 |  | AD | node_8100503_200849556 | node_8100503_200849558 | 141.025 | bal_1P_2AC | 8100503 | no | no |  |  | no |  |  | 0 | 0 | 0 | 0
oh_line_8100503_200849559-1 |  | AD | node_8100503_200849558 | node_8100503_200849559 | 234.209 | bal_1P_2AC | 8100503 | no | no |  |  | no |  |  | 0 | 0 | 0 | 0
oh_line_8100503_200849560 |  | ABCD | node_8100503_200849548 | node_8100503_200849560 | 110.232 | unb_3P_2-2AC_1/0AA | 8100503 | no | no |  |  | no |  |  | 0 | 0 | 0 | 0
oh_line_8100503_200849561 |  | ABCD | node_8100503_200849560 | node_8100503_200849561 | 146.957 | unb_3P_2-2AC_1/0AA | 8100503 | no | no |  |  | no |  |  | 0 | 0 | 0 | 0
oh_line_8100503_200849564 |  | ABCD | node_1376359_249_15297608_838 | node_8100503_200849564 | 411.529 | bal_3P_336AC | 8100503 | no | no |  |  | no |  |  | 0 | 0 | 0 | 0
oh_line_8100503_200849565-1 |  | ABCD | node_8100503_200849565 | node_1376359_249_15297608_838 | 405.621 | bal_3P_336AC | 8100503 | no | no |  |  | no |  |  | 0 | 0 | 0 | 0
oh_line_8100503_200849565-2 |  | ABCD | node_8100503_200917429 | node_8100503_200849565 | 427.947 | bal_3P_477AL | 8100503 | no | no |  |  | no |  |  | 0 | 0 | 0 | 0
oh_line_8100503_200849566 |  | AD | node_8100503_200849559 | node_8100503_200849566 | 225.59 | bal_1P_2AC | 8100503 | no | no |  |  | no |  |  | 0 | 0 | 0 | 0
oh_line_8100503_200857181 |  | ABCD | node_8100503_200849553 | node_8100503_200857181 | 84.656 | bal_3P_336AL | 8100503 | no | no |  |  | no |  |  | 0 | 0 | 0 | 0
oh_line_8100503_200857186 |  | ABCD | node_8100503_200857181 | node_intto1_8100503_200857186 | 86.61 | bal_3P_477AL | 8100503 | no | no |  |  | no |  |  | 0 | 0 | 0 | 0
oh_line_8100503_200857188 |  | ABCD | node_8100503_200857189 | node_8100503_200857188 | 182.458 | bal_3P_2/0CU | 8100503 | no | no |  |  | no |  |  | 0 | 0 | 0 | 0
oh_line_8100503_200857189 |  | ABCD | node_8100503_200857181 | node_8100503_200857189 | 47.103 | bal_3P_477AL | 8100503 | no | no |  |  | no |  |  | 0 | 0 | 0 | 0
oh_line_8100503_200857998 |  | AD | node_8100503_200858051 | node_8100503_200857998 | 31.808 | bal_1P_1/0AC | 8100503 | no | no |  |  | no |  |  | 0 | 0 | 0 | 0
oh_line_8100503_200857999 |  | AD | node_8100503_200857998 | node_8100503_200857999 | 76.691 | bal_1P_1/0AC | 8100503 | no | no |  |  | no |  |  | 0 | 0 | 0 | 0
oh_line_8100503_200858000 |  | AD | node_8100503_200857999 | node_8100503_200858000 | 90.8 | bal_1P_1/0AC | 8100503 | no | no |  |  | no |  |  | 0 | 0 | 0 | 0
oh_line_8100503_200858001 |  | AD | node_8100503_200858000 | node_8100503_200858001 | 135.474 | bal_1P_1/0AC | 8100503 | no | no |  |  | no |  |  | 0 | 0 | 0 | 0
oh_line_8100503_200858005 |  | AD | node_8100503_200858036 | node_8100503_200858005 | 107.041 | bal_1P_1/0AC | 8100503 | no | no |  |  | no |  |  | 0 | 0 | 0 | 0
oh_line_8100503_200858006 |  | AD | node_8100503_200858005 | node_8100503_200858006 | 87.264 | bal_1P_1/0AC | 8100503 | no | no |  |  | no |  |  | 0 | 0 | 0 | 0
oh_line_8100503_200858007 |  | AD | node_8100503_200858006 | node_8100503_200858007 | 107.945 | bal_1P_1/0AC | 8100503 | no | no |  |  | no |  |  | 0 | 0 | 0 | 0
oh_line_8100503_200858017 |  | AD | node_8100503_200858018 | node_8100503_200858017 | 134.222 | bal_1P_1/0AC | 8100503 | no | no |  |  | no |  |  | 0 | 0 | 0 | 0
oh_line_8100503_200858018 |  | AD | node_8100503_200858019 | node_8100503_200858018 | 96.234 | bal_1P_1/0AC | 8100503 | no | no |  |  | no |  |  | 0 | 0 | 0 | 0
oh_line_8100503_200858019 |  | AD | node_8100503_200858020 | node_8100503_200858019 | 92.673 | bal_1P_1/0AC | 8100503 | no | no |  |  | no |  |  | 0 | 0 | 0 | 0
oh_line_8100503_200858020 |  | AD | node_8100503_200858303 | node_intto1_8100503_200858020 | 65.549 | bal_1P_1/0AC | 8100503 | no | no |  |  | no |  |  | 0 | 0 | 0 | 0
oh_line_8100503_200858024 |  | AD | node_8100503_200858026 | node_8100503_200858024 | 131.815 | bal_1P_1/0AA | 8100503 | no | no |  |  | no |  |  | 0 | 0 | 0 | 0
oh_line_8100503_200858026 |  | AD | node_8100503_200858027 | node_8100503_200858026 | 73.182 | bal_1P_1/0AA | 8100503 | no | no |  |  | no |  |  | 0 | 0 | 0 | 0
oh_line_8100503_200858027 |  | AD | node_8100503_200858301 | node_8100503_200858027 | 60.713 | bal_1P_1/0AA | 8100503 | no | no |  |  | no |  |  | 0 | 0 | 0 | 0
oh_line_8100503_200858032 |  | AD | node_8100503_200859222 | node_8100503_200858032 | 45.416 | bal_1P_1/0AC | 8100503 | no | no |  |  | no |  |  | 0 | 0 | 0 | 0
oh_line_8100503_200858033 |  | AD | node_8100503_200858032 | node_8100503_200858033 | 86.055 | bal_1P_1/0AC | 8100503 | no | no |  |  | no |  |  | 0 | 0 | 0 | 0
oh_line_8100503_200858034 |  | AD | node_8100503_200858033 | node_8100503_200858034 | 108.122 | bal_1P_1/0AC | 8100503 | no | no |  |  | no |  |  | 0 | 0 | 0 | 0
oh_line_8100503_200858035 |  | AD | node_8100503_200858034 | node_8100503_200858035 | 110.277 | bal_1P_1/0AC | 8100503 | no | no |  |  | no |  |  | 0 | 0 | 0 | 0
oh_line_8100503_200858036 |  | AD | node_8100503_200858035 | node_8100503_200858036 | 59.223 | bal_1P_1/0AC | 8100503 | no | no |  |  | no |  |  | 0 | 0 | 0 | 0
oh_line_8100503_200858039 |  | ABCD | node_8100503_200858040 | node_8100503_200858039 | 50.192 | bal_3P_1/0AC | 8100503 | no | no |  |  | no |  |  | 0 | 0 | 0 | 0
oh_line_8100503_200858040 |  | ABCD | node_8100503_200858045 | node_8100503_200858040 | 65.386 | bal_3P_1/0AC | 8100503 | no | no |  |  | no |  |  | 0 | 0 | 0 | 0
oh_line_8100503_200858041 |  | ABCD | node_8100503_200858042 | node_8100503_200858041 | 116.715 | bal_3P_1/0AC | 8100503 | no | no |  |  | no |  |  | 0 | 0 | 0 | 0
oh_line_8100503_200858042 |  | ABCD | node_8100503_200858043 | node_8100503_200858042 | 108.981 | bal_3P_1/0AC | 8100503 | no | no |  |  | no |  |  | 0 | 0 | 0 | 0
oh_line_8100503_200858043 |  | ABCD | node_8100503_200858044 | node_intto1_8100503_200858043 | 105.652 | bal_3P_1/0AC | 8100503 | no | no |  |  | no |  |  | 0 | 0 | 0 | 0
oh_line_8100503_200858044 |  | ABCD | node_8100503_200858297 | node_8100503_200858044 | 88.447 | bal_3P_1/0AC | 8100503 | no | no |  |  | no |  |  | 0 | 0 | 0 | 0
oh_line_8100503_200858045 |  | ABCD | node_8100503_200858048 | node_8100503_200858045 | 121.9 | bal_3P_1/0AC | 8100503 | no | no |  |  | no |  |  | 0 | 0 | 0 | 0
oh_line_8100503_200858048 |  | ABCD | node_8100503_200858049 | node_8100503_200858048 | 122.774 | bal_3P_1/0AC | 8100503 | no | no |  |  | no |  |  | 0 | 0 | 0 | 0
oh_line_8100503_200858049 |  | ABCD | node_8100503_200858050 | node_8100503_200858049 | 124.975 | bal_3P_1/0AC | 8100503 | no | no |  |  | no |  |  | 0 | 0 | 0 | 0
oh_line_8100503_200858050 |  | ABCD | node_8100503_200858051 | node_8100503_200858050 | 105.344 | bal_3P_1/0AC | 8100503 | no | no |  |  | no |  |  | 0 | 0 | 0 | 0
oh_line_8100503_200858051 |  | ABCD | node_8100503_200858052 | node_8100503_200858051 | 91.518 | bal_3P_1/0AC | 8100503 | no | no |  |  | no |  |  | 0 | 0 | 0 | 0
oh_line_8100503_200858052 |  | ABCD | node_8100503_200858053 | node_8100503_200858052 | 122.934 | bal_3P_1/0AC | 8100503 | no | no |  |  | no |  |  | 0 | 0 | 0 | 0
oh_line_8100503_200858053 |  | ABCD | node_8100503_200858054 | node_8100503_200858053 | 128.261 | bal_3P_1/0AC | 8100503 | no | no |  |  | no |  |  | 0 | 0 | 0 | 0
oh_line_8100503_200858054 |  | ABCD | node_8100503_200858041 | node_8100503_200858054 | 112.788 | bal_3P_1/0AC | 8100503 | no | no |  |  | no |  |  | 0 | 0 | 0 | 0
oh_line_8100503_200858062 |  | ABCD | node_8100503_200858069 | node_8100503_200858062 | 107.372 | bal_3P_1/0AC | 8100503 | no | no |  |  | no |  |  | 0 | 0 | 0 | 0
oh_line_8100503_200858063 |  | ABCD | node_8100503_200858064 | node_8100503_200858063 | 112.514 | bal_3P_2CU | 8100503 | no | no |  |  | no |  |  | 0 | 0 | 0 | 0
oh_line_8100503_200858064 |  | ABCD | node_8100503_200858065 | node_8100503_200858064 | 87.597 | bal_3P_2CU | 8100503 | no | no |  |  | no |  |  | 0 | 0 | 0 | 0
oh_line_8100503_200858065 |  | ABCD | node_8100503_200858066 | node_8100503_200858065 | 93.176 | bal_3P_2CU | 8100503 | no | no |  |  | no |  |  | 0 | 0 | 0 | 0
oh_line_8100503_200858066 |  | ABCD | node_8100503_200858067 | node_8100503_200858066 | 102.124 | bal_3P_2CU | 8100503 | no | no |  |  | no |  |  | 0 | 0 | 0 | 0
oh_line_8100503_200858067 |  | ABCD | node_8100503_200858068 | node_intto1_8100503_200858067 | 105.419 | bal_3P_2CU | 8100503 | no | no |  |  | no |  |  | 0 | 0 | 0 | 0
oh_line_8100503_200858068 |  | ABCD | node_8100503_200858294 | node_8100503_200858068 | 124.476 | bal_3P_2CU | 8100503 | no | no |  |  | no |  |  | 0 | 0 | 0 | 0
oh_line_8100503_200858069 |  | ABCD | node_8100503_200858070 | node_8100503_200858069 | 88.098 | bal_3P_1/0AC | 8100503 | no | no |  |  | no |  |  | 0 | 0 | 0 | 0
oh_line_8100503_200858070 |  | ABCD | node_8100503_200858071 | node_8100503_200858070 | 94.134 | bal_3P_1/0AC | 8100503 | no | no |  |  | no |  |  | 0 | 0 | 0 | 0
oh_line_8100503_200858071 |  | ABCD | node_8100503_200858072 | node_8100503_200858071 | 100.62 | bal_3P_1/0AC | 8100503 | no | no |  |  | no |  |  | 0 | 0 | 0 | 0
oh_line_8100503_200858072 |  | ABCD | node_8100503_200858075 | node_8100503_200858072 | 96.795 | bal_3P_2CU | 8100503 | no | no |  |  | no |  |  | 0 | 0 | 0 | 0
oh_line_8100503_200858075 |  | ABCD | node_8100503_200858076 | node_8100503_200858075 | 116.028 | bal_3P_2CU | 8100503 | no | no |  |  | no |  |  | 0 | 0 | 0 | 0
oh_line_8100503_200858076 |  | ABCD | node_8100503_200858077 | node_8100503_200858076 | 97.782 | bal_3P_2CU | 8100503 | no | no |  |  | no |  |  | 0 | 0 | 0 | 0
oh_line_8100503_200858077 |  | ABCD | node_8100503_200858063 | node_8100503_200858077 | 101.423 | bal_3P_2CU | 8100503 | no | no |  |  | no |  |  | 0 | 0 | 0 | 0
oh_line_8100503_200858079 |  | ABCD | node_8100503_200858062 | node_8100503_200858079 | 103.157 | bal_3P_1/0AC | 8100503 | no | no |  |  | no |  |  | 0 | 0 | 0 | 0
oh_line_8100503_200858080 |  | ABCD | node_8100503_200858079 | node_8100503_200858080 | 93.834 | bal_3P_4CU | 8100503 | no | no |  |  | no |  |  | 0 | 0 | 0 | 0
oh_line_8100503_200858082 |  | ABCD | node_8100503_200858080 | node_8100503_200858082 | 104.809 | bal_3P_4CU | 8100503 | no | no |  |  | no |  |  | 0 | 0 | 0 | 0
oh_line_8100503_200858083 |  | ABCD | node_8100503_200858082 | node_8100503_200858083 | 113.418 | bal_3P_4CU | 8100503 | no | no |  |  | no |  |  | 0 | 0 | 0 | 0
oh_line_8100503_200858084 |  | ABCD | node_8100503_200858083 | node_intto1_8100503_200858084 | 57.408 | bal_3P_1/0AA | 8100503 | no | no |  |  | no |  |  | 0 | 0 | 0 | 0
oh_line_8100503_200858087 |  | AD | node_8100503_200858089 | node_8100503_200858087 | 114.634 | bal_1P_1/0AC | 8100503 | no | no |  |  | no |  |  | 0 | 0 | 0 | 0
oh_line_8100503_200858089 |  | AD | node_8100503_200858090 | node_8100503_200858089 | 116.984 | bal_1P_4CU | 8100503 | no | no |  |  | no |  |  | 0 | 0 | 0 | 0
oh_line_8100503_200858090 |  | AD | node_8100503_200858091 | node_8100503_200858090 | 93.246 | bal_1P_4CU | 8100503 | no | no |  |  | no |  |  | 0 | 0 | 0 | 0
oh_line_8100503_200858091 |  | AD | node_8100503_200858092 | node_intto1_8100503_200858091 | 120.748 | bal_1P_4CU | 8100503 | no | no |  |  | no |  |  | 0 | 0 | 0 | 0
oh_line_8100503_200858092 |  | AD | node_8100503_200858290 | node_8100503_200858092 | 62.231 | bal_1P_4CU | 8100503 | no | no |  |  | no |  |  | 0 | 0 | 0 | 0
oh_line_8100503_200858093 |  | AD | node_8100503_200858094 | node_8100503_200858093 | 107.485 | bal_1P_1/0AC | 8100503 | no | no |  |  | no |  |  | 0 | 0 | 0 | 0
oh_line_8100503_200858094 |  | AD | node_8100503_200858095 | node_8100503_200858094 | 94.702 | bal_1P_1/0AC | 8100503 | no | no |  |  | no |  |  | 0 | 0 | 0 | 0
oh_line_8100503_200858095 |  | AD | node_8100503_200858096 | node_8100503_200858095 | 50.473 | bal_1P_1/0AC | 8100503 | no | no |  |  | no |  |  | 0 | 0 | 0 | 0
oh_line_8100503_200858096 |  | AD | node_8100503_200858097 | node_8100503_200858096 | 90.902 | bal_1P_1/0AC | 8100503 | no | no |  |  | no |  |  | 0 | 0 | 0 | 0
oh_line_8100503_200858097 |  | AD | node_8100503_200965492 | node_8100503_200858097 | 95.496 | bal_1P_1/0AC | 8100503 | no | no |  |  | no |  |  | 0 | 0 | 0 | 0
oh_line_8100503_200858100 |  | AD | node_8100503_200858101 | node_8100503_200858100 | 97.359 | bal_1P_1/0AC | 8100503 | no | no |  |  | no |  |  | 0 | 0 | 0 | 0
oh_line_8100503_200858101 |  | AD | node_8100503_200858087 | node_8100503_200858101 | 94.499 | bal_1P_1/0AC | 8100503 | no | no |  |  | no |  |  | 0 | 0 | 0 | 0
oh_line_8100503_200858103 |  | ABCD | node_8100503_200951420 | node_8100503_200858103 | 128.835 | bal_3P_1/0AC | 8100503 | no | no |  |  | no |  |  | 0 | 0 | 0 | 0
oh_line_8100503_200858104 |  | ABCD | node_8100503_200858103 | node_8100503_200858104 | 139.588 | bal_3P_1/0AC | 8100503 | no | no |  |  | no |  |  | 0 | 0 | 0 | 0
oh_line_8100503_200858105 |  | ABCD | node_8100503_200858104 | node_8100503_200858105 | 246.498 | bal_3P_1/0AC | 8100503 | no | no |  |  | no |  |  | 0 | 0 | 0 | 0
oh_line_8100503_200858111 |  | AD | node_8100503_200858112 | node_8100503_200858111 | 108.809 | bal_1P_1/0AA | 8100503 | no | no |  |  | no |  |  | 0 | 0 | 0 | 0
oh_line_8100503_200858112 |  | AD | node_8100503_200858113 | node_intto1_8100503_200858112 | 74.997 | bal_1P_1/0AA | 8100503 | no | no |  |  | no |  |  | 0 | 0 | 0 | 0
oh_line_8100503_200858113 |  | AD | node_8100503_200858285 | node_8100503_200858113 | 56.819 | bal_1P_1/0AA | 8100503 | no | no |  |  | no |  |  | 0 | 0 | 0 | 0
oh_line_8100503_200858117 |  | AD | node_8100503_200858118 | node_8100503_200858117 | 141.762 | bal_1P_1/0AC | 8100503 | no | no |  |  | no |  |  | 0 | 0 | 0 | 0
oh_line_8100503_200858118 |  | AD | node_8100503_200858119 | node_8100503_200858118 | 92.115 | bal_1P_1/0AC | 8100503 | no | no |  |  | no |  |  | 0 | 0 | 0 | 0
oh_line_8100503_200858119 |  | AD | node_8100503_200858120 | node_8100503_200858119 | 92.874 | bal_1P_1/0AC | 8100503 | no | no |  |  | no |  |  | 0 | 0 | 0 | 0
oh_line_8100503_200858120 |  | AD | node_8100503_200858121 | node_8100503_200858120 | 142.51 | bal_1P_1/0AC | 8100503 | no | no |  |  | no |  |  | 0 | 0 | 0 | 0
oh_line_8100503_200858121 |  | AD | node_8100503_200858122 | node_8100503_200858121 | 93.533 | bal_1P_1/0AA | 8100503 | no | no |  |  | no |  |  | 0 | 0 | 0 | 0
oh_line_8100503_200858122 |  | AD | node_8100503_200858123 | node_8100503_200858122 | 91.058 | bal_1P_1/0AA | 8100503 | no | no |  |  | no |  |  | 0 | 0 | 0 | 0
oh_line_8100503_200858123 |  | AD | node_8100503_201047153 | node_8100503_200858123 | 94.129 | bal_1P_1/0AA | 8100503 | no | no |  |  | no |  |  | 0 | 0 | 0 | 0
oh_line_8100503_200858125 |  | AD | node_8100503_200858135 | node_8100503_200858125 | 101.529 | bal_1P_1/0AA | 8100503 | no | no |  |  | no |  |  | 0 | 0 | 0 | 0
oh_line_8100503_200858135 |  | AD | node_8100503_200858139 | node_8100503_200858135 | 97.704 | bal_1P_1/0AA | 8100503 | no | no |  |  | no |  |  | 0 | 0 | 0 | 0
oh_line_8100503_200858139 |  | AD | node_8100503_200858141 | node_8100503_200858139 | 105.301 | bal_1P_1/0AA | 8100503 | no | no |  |  | no |  |  | 0 | 0 | 0 | 0
oh_line_8100503_200858141 |  | AD | node_8100503_200858143 | node_8100503_200858141 | 75.384 | bal_1P_1/0AA | 8100503 | no | no |  |  | no |  |  | 0 | 0 | 0 | 0
oh_line_8100503_200858143 |  | AD | node_8100503_200858144 | node_intto1_8100503_200858143 | 120.276 | bal_1P_1/0AA | 8100503 | no | no |  |  | no |  |  | 0 | 0 | 0 | 0
oh_line_8100503_200858144 |  | AD | node_8100503_200858280 | node_8100503_200858144 | 59.217 | bal_1P_1/0AA | 8100503 | no | no |  |  | no |  |  | 0 | 0 | 0 | 0
oh_line_8100503_200858149 |  | AD | node_8100503_200858150 | node_8100503_200858149 | 98.055 | bal_1P_4CU | 8100503 | no | no |  |  | no |  |  | 0 | 0 | 0 | 0
oh_line_8100503_200858150 |  | AD | node_8100503_200858152 | node_8100503_200858150 | 99.878 | bal_1P_4CU | 8100503 | no | no |  |  | no |  |  | 0 | 0 | 0 | 0
oh_line_8100503_200858152 |  | AD | node_8100503_200858153 | node_8100503_200858152 | 69.208 | bal_1P_4CU | 8100503 | no | no |  |  | no |  |  | 0 | 0 | 0 | 0
oh_line_8100503_200858153 |  | AD | node_8100503_200858154 | node_8100503_200858153 | 89.699 | bal_1P_4CU | 8100503 | no | no |  |  | no |  |  | 0 | 0 | 0 | 0
oh_line_8100503_200858154 |  | AD | node_8100503_200858125 | node_8100503_200858154 | 93.567 | bal_1P_4CU | 8100503 | no | no |  |  | no |  |  | 0 | 0 | 0 | 0
oh_line_8100503_200858250-1 |  | ABCD | node_8100503_201063139 | node_intto1_312070766 | 4.19 | bal_3P_477AL | 8100503 | no | no |  |  | no |  |  | 0 | 0 | 0 | 0
oh_line_8100503_200858250-2 |  | ABCD | node_312070766 | node_intto1_220652274 | 107.336 | bal_3P_477AL | 8100503 | no | no |  |  | no |  |  | 0 | 0 | 0 | 0
oh_line_8100503_200858250-3 |  | ABCD | node_220652274 | node_8100503_200858250 | 17.069 | bal_3P_477AL | 8100503 | no | no |  |  | no |  |  | 0 | 0 | 0 | 0
oh_line_8100503_200858272 |  | ABCD | node_8100503_200858273 | node_8100503_200858272 | 68.391 | bal_3P_477AL | 8100503 | no | no |  |  | no |  |  | 0 | 0 | 0 | 0
oh_line_8100503_200858273 |  | ABCD | node_8100503_200858274 | node_8100503_200858273 | 52.391 | bal_3P_477AL | 8100503 | no | no |  |  | no |  |  | 0 | 0 | 0 | 0
oh_line_8100503_200858274 |  | ABCD | node_8100503_201069179 | node_8100503_200858274 | 102.956 | bal_3P_477AL | 8100503 | no | no |  |  | no |  |  | 0 | 0 | 0 | 0
oh_line_8100503_200858279 |  | ABCD | node_8100503_200858280 | node_8100503_200858279 | 67.137 | bal_3P_477AL | 8100503 | no | no |  |  | no |  |  | 0 | 0 | 0 | 0
oh_line_8100503_200858280 |  | ABCD | node_8100503_200858281 | node_8100503_200858280 | 98.258 | bal_3P_477AL | 8100503 | no | no |  |  | no |  |  | 0 | 0 | 0 | 0
oh_line_8100503_200858281 |  | ABCD | node_8100503_200858283 | node_8100503_200858281 | 133.49 | bal_3P_477AL | 8100503 | no | no |  |  | no |  |  | 0 | 0 | 0 | 0
oh_line_8100503_200858283-1 |  | ABCD | node_1379553_635_15297342_135 | node_8100503_200858283 | 12.941 | bal_3P_477AL | 8100503 | no | no |  |  | no |  |  | 0 | 0 | 0 | 0
oh_line_8100503_200858283-2 |  | ABCD | node_8100503_200858285 | node_1379553_635_15297342_135 | 75.236 | bal_3P_477AL | 8100503 | no | no |  |  | no |  |  | 0 | 0 | 0 | 0
oh_line_8100503_200858285 |  | ABCD | node_8100503_200858289 | node_8100503_200858285 | 111.461 | bal_3P_477AL | 8100503 | no | no |  |  | no |  |  | 0 | 0 | 0 | 0
oh_line_8100503_200858289 |  | ABCD | node_8100503_200858290 | node_8100503_200858289 | 167.593 | bal_3P_477AL | 8100503 | no | no |  |  | no |  |  | 0 | 0 | 0 | 0
oh_line_8100503_200858290 |  | ABCD | node_8100503_200858291 | node_8100503_200858290 | 85.998 | bal_3P_477AL | 8100503 | no | no |  |  | no |  |  | 0 | 0 | 0 | 0
oh_line_8100503_200858291 |  | ABCD | node_8100503_200858292 | node_8100503_200858291 | 110.138 | bal_3P_477AL | 8100503 | no | no |  |  | no |  |  | 0 | 0 | 0 | 0
oh_line_8100503_200858292 |  | ABCD | node_8100503_200858294 | node_8100503_200858292 | 117.663 | bal_3P_477AL | 8100503 | no | no |  |  | no |  |  | 0 | 0 | 0 | 0
oh_line_8100503_200858294 |  | ABCD | node_8100503_200858295 | node_8100503_200858294 | 106.928 | bal_3P_477AL | 8100503 | no | no |  |  | no |  |  | 0 | 0 | 0 | 0
oh_line_8100503_200858295 |  | ABCD | node_8100503_200858296 | node_8100503_200858295 | 76.742 | bal_3P_477AL | 8100503 | no | no |  |  | no |  |  | 0 | 0 | 0 | 0
oh_line_8100503_200858296 |  | ABCD | node_8100503_200858297 | node_8100503_200858296 | 89.177 | bal_3P_477AL | 8100503 | no | no |  |  | no |  |  | 0 | 0 | 0 | 0
oh_line_8100503_200858297 |  | ABCD | node_8100503_200858298 | node_8100503_200858297 | 98.196 | bal_3P_477AL | 8100503 | no | no |  |  | no |  |  | 0 | 0 | 0 | 0
oh_line_8100503_200858298 |  | ABCD | node_8100503_200858299 | node_8100503_200858298 | 117.81 | bal_3P_477AL | 8100503 | no | no |  |  | no |  |  | 0 | 0 | 0 | 0
oh_line_8100503_200858299 |  | ABCD | node_8100503_200858301 | node_8100503_200858299 | 103.346 | bal_3P_477AL | 8100503 | no | no |  |  | no |  |  | 0 | 0 | 0 | 0
oh_line_8100503_200858301 |  | ABCD | node_8100503_200858302 | node_8100503_200858301 | 146.005 | bal_3P_477AL | 8100503 | no | no |  |  | no |  |  | 0 | 0 | 0 | 0
oh_line_8100503_200858302 |  | ABCD | node_8100503_200858303 | node_8100503_200858302 | 123.176 | bal_3P_477AL | 8100503 | no | no |  |  | no |  |  | 0 | 0 | 0 | 0
oh_line_8100503_200858303 |  | ABCD | node_8100503_200858304 | node_8100503_200858303 | 185.522 | bal_3P_477AL | 8100503 | no | no |  |  | no |  |  | 0 | 0 | 0 | 0
oh_line_8100503_200858304 |  | ABCD | node_8100503_200857189 | node_8100503_200858304 | 71.287 | bal_3P_477AL | 8100503 | no | no |  |  | no |  |  | 0 | 0 | 0 | 0
oh_line_8100503_200859220 |  | ABCD | node_8100503_200858039 | node_8100503_200859220 | 83.208 | bal_3P_1/0AC | 8100503 | no | no |  |  | no |  |  | 0 | 0 | 0 | 0
oh_line_8100503_200859222 |  | ABCD | node_8100503_200859220 | node_8100503_200859222 | 217.118 | bal_3P_1/0AC | 8100503 | no | no |  |  | no |  |  | 0 | 0 | 0 | 0
oh_line_8100503_200917429 |  | ABCD | node_SOURCE_8100503 | node_8100503_200917429 | 400.311 | bal_3P_477AL | 8100503 | no | no |  |  | no |  |  | 0 | 0 | 0 | 0
oh_line_8100503_200951420 |  | ABCD | node_8100503_200979600 | node_8100503_200951420 | 26.909 | bal_3P_4CU | 8100503 | no | no |  |  | no |  |  | 0 | 0 | 0 | 0
oh_line_8100503_200954360 |  | ABCD | node_8100503_200857181 | node_8100503_200954360 | 38.589 | bal_3P_336AL | 8100503 | no | no |  |  | no |  |  | 0 | 0 | 0 | 0
oh_line_8100503_200954362 |  | ABCD | node_8100503_200857186 | node_8100503_200954362 | 46.107 | bal_3P_477AL | 8100503 | no | no |  |  | no |  |  | 0 | 0 | 0 | 0
oh_line_8100503_200965492 |  | AD | node_8100503_200858100 | node_8100503_200965492 | 45.317 | bal_1P_1/0AC | 8100503 | no | no |  |  | no |  |  | 0 | 0 | 0 | 0
oh_line_8100503_200978563 |  | AD | node_8100503_200859220 | node_8100503_200978563 | 70.929 | bal_1P_1/0AA | 8100503 | no | no |  |  | no |  |  | 0 | 0 | 0 | 0
oh_line_8100503_200979600 |  | ABCD | node_8100503_200858083 | node_8100503_200979600 | 128.603 | bal_3P_4CU | 8100503 | no | no |  |  | no |  |  | 0 | 0 | 0 | 0
oh_line_8100503_200984475 |  | ABCD | node_8100503_200858065 | node_8100503_200984475 | 36.946 | bal_3P_1/0AA | 8100503 | no | no |  |  | no |  |  | 0 | 0 | 0 | 0
oh_line_8100503_201047153 |  | AD | node_8100503_200858111 | node_8100503_201047153 | 90.818 | bal_1P_1/0AA | 8100503 | no | no |  |  | no |  |  | 0 | 0 | 0 | 0
oh_line_8100503_201049913 |  | ABCD | node_8100503_201069180 | node_intto1_8100503_201049913 | 76.787 | bal_3P_477AL | 8100503 | no | no |  |  | no |  |  | 0 | 0 | 0 | 0
oh_line_8100503_201063139-1 |  | ABCD | node_1380418_254_15297707_962 | node_8100503_201063139 | 139.324 | bal_3P_477AL | 8100503 | no | no |  |  | no |  |  | 0 | 0 | 0 | 0
oh_line_8100503_201063139-2 |  | ABCD | node_8100503_201069178 | node_1380418_254_15297707_962 | 5.048 | bal_3P_477AL | 8100503 | no | no |  |  | no |  |  | 0 | 0 | 0 | 0
oh_line_8100503_201069178 |  | ABCD | node_8100503_200858272 | node_8100503_201069178 | 143.332 | bal_3P_477AL | 8100503 | no | no |  |  | no |  |  | 0 | 0 | 0 | 0
oh_line_8100503_201069179 |  | ABCD | node_8100503_201049913 | node_8100503_201069179 | 82.479 | bal_3P_477AL | 8100503 | no | no |  |  | no |  |  | 0 | 0 | 0 | 0
oh_line_8100503_201069180 |  | ABCD | node_8100503_200858279 | node_8100503_201069180 | 110.82 | bal_3P_477AL | 8100503 | no | no |  |  | no |  |  | 0 | 0 | 0 | 0
oh_line_TAP_OH_902569 |  | ABCN | node_8100503_200848754 | node_1377601_528_15297942_772 | 0.033 | unb_TAPWIRE_OH | 8100503 | no | no |  |  | no |  |  | 0 | 0 | 0 | 0
oh_line_TAP_OH_902772 |  | ABCN | node_8100503_200849550 | node_1377258_386_15297216_02 | 0.033 | unb_TAPWIRE_OH | 8100503 | no | no |  |  | no |  |  | 0 | 0 | 0 | 0
oh_line_TAP_OH_902773 |  | ABCN | node_8100503_200849552 | node_1377525_911_15297334_378 | 0.033 | unb_TAPWIRE_OH | 8100503 | no | no |  |  | no |  |  | 0 | 0 | 0 | 0
oh_line_TAP_OH_904505 |  | AN | node_8100503_200857998 | node_1378541_473_15298100_516 | 0.033 | unb_TAPWIRE_OH | 8100503 | no | no |  |  | no |  |  | 0 | 0 | 0 | 0
oh_line_TAP_OH_904506 |  | AN | node_8100503_200858001 | node_1378235_476_15298157_847 | 0.033 | unb_TAPWIRE_OH | 8100503 | no | no |  |  | no |  |  | 0 | 0 | 0 | 0
oh_line_TAP_OH_904507 |  | AN | node_8100503_200858007 | node_1377975_123_15299254_688 | 0.033 | unb_TAPWIRE_OH | 8100503 | no | no |  |  | no |  |  | 0 | 0 | 0 | 0
oh_line_TAP_OH_904508 |  | AN | node_8100503_200858017 | node_1378042_631_15297609_748 | 0.033 | unb_TAPWIRE_OH | 8100503 | no | no |  |  | no |  |  | 0 | 0 | 0 | 0
oh_line_TAP_OH_904509 |  | AN | node_8100503_200858024 | node_1378249_222_15297498_84 | 0.033 | unb_TAPWIRE_OH | 8100503 | no | no |  |  | no |  |  | 0 | 0 | 0 | 0
oh_line_TAP_OH_904510 |  | AN | node_8100503_200858032 | node_1378325_515_15298844_286 | 0.033 | unb_TAPWIRE_OH | 8100503 | no | no |  |  | no |  |  | 0 | 0 | 0 | 0
oh_line_TAP_OH_904511 |  | AN | node_8100503_200858035 | node_1378304_243_15299132_04 | 0.033 | unb_TAPWIRE_OH | 8100503 | no | no |  |  | no |  |  | 0 | 0 | 0 | 0
oh_line_TAP_OH_904512 |  | ABCN | node_8100503_200858043 | node_1378632_915_15297451_068 | 0.033 | unb_TAPWIRE_OH | 8100503 | no | no |  |  | no |  |  | 0 | 0 | 0 | 0
oh_line_TAP_OH_904514 |  | ABCN | node_8100503_200858054 | node_1378615_727_15297788_778 | 0.033 | unb_TAPWIRE_OH | 8100503 | no | no |  |  | no |  |  | 0 | 0 | 0 | 0
oh_line_TAP_OH_904515 |  | ABCN | node_8100503_200858064 | node_1378900_421_15297799_909 | 0.033 | unb_TAPWIRE_OH | 8100503 | no | no |  |  | no |  |  | 0 | 0 | 0 | 0
oh_line_TAP_OH_904516 |  | ABCN | node_8100503_200858066 | node_1378907_649_15297621_296 | 0.033 | unb_TAPWIRE_OH | 8100503 | no | no |  |  | no |  |  | 0 | 0 | 0 | 0
oh_line_TAP_OH_904517 |  | ABCN | node_8100503_200858069 | node_1378853_596_15298606_913 | 0.033 | unb_TAPWIRE_OH | 8100503 | no | no |  |  | no |  |  | 0 | 0 | 0 | 0
oh_line_TAP_OH_904518 |  | ABCN | node_8100503_200858072 | node_1378848_962_15298299_822 | 0.033 | unb_TAPWIRE_OH | 8100503 | no | no |  |  | no |  |  | 0 | 0 | 0 | 0
oh_line_TAP_OH_904519 |  | ABCN | node_8100503_200858079 | node_1378833_062_15298807_468 | 0.033 | unb_TAPWIRE_OH | 8100503 | no | no |  |  | no |  |  | 0 | 0 | 0 | 0
oh_line_TAP_OH_904520 |  | ABCN | node_8100503_200858082 | node_1378894_431_15298997_717 | 0.033 | unb_TAPWIRE_OH | 8100503 | no | no |  |  | no |  |  | 0 | 0 | 0 | 0
oh_line_TAP_OH_904521 |  | AN | node_8100503_200858089 | node_1379218_261_15297728_316 | 0.033 | unb_TAPWIRE_OH | 8100503 | no | no |  |  | no |  |  | 0 | 0 | 0 | 0
oh_line_TAP_OH_904522 |  | AN | node_8100503_200858093 | node_1379148_48_15298503_752 | 0.033 | unb_TAPWIRE_OH | 8100503 | no | no |  |  | no |  |  | 0 | 0 | 0 | 0
oh_line_TAP_OH_904524 |  | AN | node_8100503_200858117 | node_1379454_401_15298409_424 | 0.033 | unb_TAPWIRE_OH | 8100503 | no | no |  |  | no |  |  | 0 | 0 | 0 | 0
oh_line_TAP_OH_904525 |  | AN | node_8100503_200858119 | node_1379470_392_15298174_972 | 0.033 | unb_TAPWIRE_OH | 8100503 | no | no |  |  | no |  |  | 0 | 0 | 0 | 0
oh_line_TAP_OH_904526 |  | AN | node_8100503_200858123 | node_1379495_485_15297764_673 | 0.033 | unb_TAPWIRE_OH | 8100503 | no | no |  |  | no |  |  | 0 | 0 | 0 | 0
oh_line_TAP_OH_904527 |  | AN | node_8100503_200858125 | node_1379767_866_15297925_143 | 0.033 | unb_TAPWIRE_OH | 8100503 | no | no |  |  | no |  |  | 0 | 0 | 0 | 0
oh_line_TAP_OH_904529 |  | AN | node_8100503_200858139 | node_1379758_741_15297723_329 | 0.033 | unb_TAPWIRE_OH | 8100503 | no | no |  |  | no |  |  | 0 | 0 | 0 | 0
oh_line_TAP_OH_904530 |  | AN | node_8100503_200858149 | node_1379737_359_15298378_673 | 0.033 | unb_TAPWIRE_OH | 8100503 | no | no |  |  | no |  |  | 0 | 0 | 0 | 0
oh_line_TAP_OH_904556 |  | ABCN | node_8100503_200858272 | node_1380286_713_15297626_167 | 0.033 | unb_TAPWIRE_OH | 8100503 | no | no |  |  | no |  |  | 0 | 0 | 0 | 0
oh_line_TAP_OH_904558 |  | ABCN | node_8100503_200858279 | node_1379867_13_15297395_177 | 0.033 | unb_TAPWIRE_OH | 8100503 | no | no |  |  | no |  |  | 0 | 0 | 0 | 0
oh_line_TAP_OH_904559 |  | ABCN | node_8100503_200858290 | node_1379199_104_15297283_766 | 0.033 | unb_TAPWIRE_OH | 8100503 | no | no |  |  | no |  |  | 0 | 0 | 0 | 0
oh_line_TAP_OH_904562 |  | ABCN | node_8100503_200858301 | node_1378301_721_15297206_492 | 0.033 | unb_TAPWIRE_OH | 8100503 | no | no |  |  | no |  |  | 0 | 0 | 0 | 0
oh_line_TAP_OH_923216 |  | AN | node_8100503_200965492 | node_1379176_942_15298070_019 | 0.033 | unb_TAPWIRE_OH | 8100503 | no | no |  |  | no |  |  | 0 | 0 | 0 | 0
oh_line_TAP_OH_925600 |  | AN | node_8100503_200978563 | node_1378641_956_15298799_363 | 0.033 | unb_TAPWIRE_OH | 8100503 | no | no |  |  | no |  |  | 0 | 0 | 0 | 0
oh_line_TAP_OH_1440851 |  | ABCN | node_8100503_200858250 | node_1380475_529_15297876_939 | 0.033 | unb_TAPWIRE_OH | 8100503 | no | no |  |  | no |  |  | 0 | 0 | 0 | 0
oh_line_TAP_OH_2136146 |  | ABCN | node_8100503_200848758 | node_1377708_931_15297619_053 | 0.033 | unb_TAPWIRE_OH | 8100503 | no | no |  |  | no |  |  | 0 | 0 | 0 | 0
oh_line_TAP_OH_2136147 |  | ABCN | node_8100503_200848758 | node_1377704_031_15297644_809 | 0.033 | unb_TAPWIRE_OH | 8100503 | no | no |  |  | no |  |  | 0 | 0 | 0 | 0
oh_line_TAP_OH_2136197 |  | ABCN | node_8100503_200859222 | node_1378299_957_15298705_611 | 0.033 | unb_TAPWIRE_OH | 8100503 | no | no |  |  | no |  |  | 0 | 0 | 0 | 0
oh_line_TAP_OH_2136198 |  | ABCN | node_8100503_200859222 | node_1378318_777_15298697_403 | 0.033 | unb_TAPWIRE_OH | 8100503 | no | no |  |  | no |  |  | 0 | 0 | 0 | 0
oh_line_TAP_OH_2136199 |  | ABCN | node_8100503_200859222 | node_1378283_393_15298720_096 | 0.033 | unb_TAPWIRE_OH | 8100503 | no | no |  |  | no |  |  | 0 | 0 | 0 | 0
oh_line_TAP_OH_2143002 |  | ABCN | node_8100503_200849561 | node_1377043_502_15297759_063 | 0.033 | unb_TAPWIRE_OH | 8100503 | no | no |  |  | no |  |  | 0 | 0 | 0 | 0
oh_line_TAP_OH_2143003 |  | ABCN | node_8100503_200849561 | node_1377023_695_15297757_655 | 0.033 | unb_TAPWIRE_OH | 8100503 | no | no |  |  | no |  |  | 0 | 0 | 0 | 0
oh_line_TAP_OH_2145748 |  | AN | node_8100503_200849555 | node_1375931_334_15297699_258 | 0.033 | unb_TAPWIRE_OH | 8100503 | no | no |  |  | no |  |  | 0 | 0 | 0 | 0
oh_line_TAP_OH_2145749 |  | AN | node_8100503_200849555 | node_1375911_781_15297694_657 | 0.033 | unb_TAPWIRE_OH | 8100503 | no | no |  |  | no |  |  | 0 | 0 | 0 | 0
oh_line_TAP_OH_2224923 |  | ABCN | node_8100503_200858295 | node_1378797_217_15297163_965 | 0.033 | unb_TAPWIRE_OH | 8100503 | no | no |  |  | no |  |  | 0 | 0 | 0 | 0
oh_line_TAP_OH_2224924 |  | ABCN | node_8100503_200858295 | node_1378816_632_15297169_552 | 0.033 | unb_TAPWIRE_OH | 8100503 | no | no |  |  | no |  |  | 0 | 0 | 0 | 0
oh_line_TAP_OH_2224925 |  | ABCN | node_8100503_200858273 | node_1380241_558_15297545_438 | 0.033 | unb_TAPWIRE_OH | 8100503 | no | no |  |  | no |  |  | 0 | 0 | 0 | 0
oh_line_TAP_OH_2224926 |  | ABCN | node_8100503_200858273 | node_1380258_988_15297558_289 | 0.033 | unb_TAPWIRE_OH | 8100503 | no | no |  |  | no |  |  | 0 | 0 | 0 | 0
oh_line_TAP_OH_2224927 |  | ABCN | node_8100503_200858273 | node_1380222_275_15297539_06 | 0.033 | unb_TAPWIRE_OH | 8100503 | no | no |  |  | no |  |  | 0 | 0 | 0 | 0
oh_line_TAP_OH_2224928 |  | ABCN | node_8100503_200858045 | node_1378473_225_15298670_549 | 0.033 | unb_TAPWIRE_OH | 8100503 | no | no |  |  | no |  |  | 0 | 0 | 0 | 0
oh_line_TAP_OH_2224929 |  | ABCN | node_8100503_200858045 | node_1378463_239_15298647_456 | 0.033 | unb_TAPWIRE_OH | 8100503 | no | no |  |  | no |  |  | 0 | 0 | 0 | 0
oh_line_TAP_OH_2224930 |  | ABCN | node_8100503_200858045 | node_1378487_305_15298689_425 | 0.033 | unb_TAPWIRE_OH | 8100503 | no | no |  |  | no |  |  | 0 | 0 | 0 | 0
oh_line_TAP_OH_2224962 |  | ABCN | node_8100503_200858105 | node_1379240_253_15298974_887 | 0.033 | unb_TAPWIRE_OH | 8100503 | no | no |  |  | no |  |  | 0 | 0 | 0 | 0
oh_line_TAP_OH_2224963 |  | ABCN | node_8100503_200858105 | node_1379253_479_15298955_17 | 0.033 | unb_TAPWIRE_OH | 8100503 | no | no |  |  | no |  |  | 0 | 0 | 0 | 0
oh_line_TAP_OH_2224964 |  | ABCN | node_8100503_200858105 | node_1379231_301_15298998_563 | 0.033 | unb_TAPWIRE_OH | 8100503 | no | no |  |  | no |  |  | 0 | 0 | 0 | 0
oh_line_TAP_OH_2224968 |  | ABCN | node_8100503_200857181 | node_1377699_094_15297199_147 | 0.033 | unb_TAPWIRE_OH | 8100503 | no | no |  |  | no |  |  | 0 | 0 | 0 | 0
oh_line_TAP_OH_2224969 |  | ABCN | node_8100503_200857181 | node_1377702_588_15297191_458 | 0.033 | unb_TAPWIRE_OH | 8100503 | no | no |  |  | no |  |  | 0 | 0 | 0 | 0
oh_line_TAP_OH_2224970 |  | ABCN | node_8100503_200857181 | node_1377695_247_15297207_527 | 0.033 | unb_TAPWIRE_OH | 8100503 | no | no |  |  | no |  |  | 0 | 0 | 0 | 0

## overhead_line_conductor
data_type | static
owner_type | feeder
owner | 8100503
object | overhead_line_conductor
name | groupid | geometric_mean_radius | resistance | diameter | rating_summer_continuous | rating_summer_emergency | rating_winter_continuous | rating_winter_emergency | dcircuit | selected | comments
oh_cond_1/0_AAAC |  | 0.012 | 0.876 | 0.398 | 235 | 235 | 310 | 310 |  | no
oh_cond_1/0_ACSR |  | 0.012 | 0.888 | 0.398 | 265 | 265 | 330 | 330 |  | no
oh_cond_2/0_CU |  | 0.013 | 0.44 | 0.414 | 295 | 295 | 425 | 425 |  | no
oh_cond_2_ACSR |  | 0.01 | 1.41 | 0.325 | 195 | 195 | 245 | 245 |  | no
oh_cond_2_CU |  | 0.009 | 0.873 | 0.292 | 190 | 190 | 270 | 270 |  | no
oh_cond_4_CU |  | 0.007 | 1.388 | 0.232 | 140 | 140 | 200 | 200 |  | no
oh_cond_336_5_ACSR |  | 0.024 | 0.278 | 0.684 | 555 | 555 | 705 | 705 |  | no
oh_cond_336_5_MCM_AL |  | 0.021 | 0.279 | 0.666 | 490 | 490 | 644 | 644 |  | no
oh_cond_477_MCM_AL |  | 0.025 | 0.198 | 0.792 | 605 | 605 | 810 | 810 |  | no
oh_cond_WP-4/0-CU |  | 0.015 | 0.273 | 0.81 | 340 | 340 | 390 | 390 |  | no

## regulator
data_type | static
owner_type | feeder
owner | 8100503
object | regulator
name | groupid | phases | fr | to | configuration | sense_node | dcircuit | selected | monitored | monitored_fields | class_monitored_fields | played | played_fields | comments
regulator_220657905 |  | ABCD | node_intto1_8100503_201049913 | node_8100503_201049913 | config_regulator_220657905 |  | 8100503 | no | no |  |  | no

## regulator_configuration
data_type | static
owner_type | feeder
owner | 8100503
object | regulator_configuration
name | groupid | connect_type | band_center | band_width | time_delay | dwell_time | raise_taps | lower_taps | current_transducer_ratio | power_transducer_ratio | compensator_r_setting_A | compensator_x_setting_A | compensator_r_setting_B | compensator_x_setting_B | compensator_r_setting_C | compensator_x_setting_C | CT_phase | PT_phase | regulation | control_level | Control | Type | tap_pos_A | tap_pos_B | tap_pos_C | dcircuit | selected | comments
config_regulator_220657905 |  | WYE_WYE | 123 | 3 |  |  | 16 | 16 | 250 | 40 | 0 | 0 | 0 | 0 | 0 | 0 | A | A | 0.1 | INDIVIDUAL | OUTPUT_VOLTAGE | A | 1 | 1 | 1 |  | no

## switch
data_type | static
owner_type | feeder
owner | 8100503
object | switch
name | groupid | phases | fr | to | phase_A_state | phase_B_state | phase_C_state | operating_mode | status | dcircuit | selected | monitored | monitored_fields | class_monitored_fields | played | played_fields | comments
switch_722T723-220416634 |  | ABCD | node_intto1_8100503_200857186 | node_8100503_200857186 | CLOSED | CLOSED | CLOSED | INDIVIDUAL |  | 8100503 | no | no |  |  | no
switch_72314-220557267 |  | AD | node_intto1_8100503_200849555 | node_8100503_200849555 | CLOSED | CLOSED | CLOSED | INDIVIDUAL |  | 8100503 | no | no |  |  | no
switch_220652274 |  | ABCD | node_intto1_220652274 | node_220652274 | CLOSED | CLOSED | CLOSED | INDIVIDUAL |  | 8100503 | no | no |  |  | no

## underground_line
data_type | static
owner_type | feeder
owner | 8100503
object | underground_line
name | groupid | phases | fr | to | length | configuration | dcircuit | selected | monitored | monitored_fields | class_monitored_fields | played | played_fields | comments
und_line_8100503_200984476 |  | ABCN | node_8100503_200984475 | node_intto1_8100503_200984476 | 133.051 | und_3P_2ALURD_2AL(N) | 8100503 | no | no |  |  | no
und_line_TAP_UG_63022 |  | ABCN | node_8100503_200984476 | node_1379048_925_15297663_206 | 0.033 | und_TAPWIRE_UG | 8100503 | no | no |  |  | no

## underground_line_conductor
data_type | static
owner_type | feeder
owner | 8100503
object | underground_line_conductor
name | groupid | outer_diameter | conductor_gmr | conductor_diameter | conductor_resistance | neutral_gmr | neutral_diameter | neutral_resistance | neutral_strands | insulation_relative_permitivitty | shield_gmr | shield_resistance | rating_summer_continuous | rating_summer_emergency | rating_winter_continuous | rating_winter_emergency | dcircuit | selected | comments
und_cond_3P_2ALURD_2AL(N) | [12 empty] | 125 | 125 | 140 | 140 |  | no
und_cond_TAPWIRE_UG | [12 empty] | 99999999 | 99999999 | 99999999 | 99999999 |  | no