## capacitor
data_type | static
owner_type | feeder
owner | 8103301
object | capacitor
name | groupid | parent | phases | nominal_voltage | pt_phase | phases_connected | switchA | switchB | switchC | control | voltage_set_high | voltage_set_low | VAr_set_high | VAr_set_low | current_set_high | current_set_low | capacitor_A | capacitor_B | capacitor_C | cap_nominal_voltage | time_delay | dwell_time | lockout_time | remote_sense | remote_sense_B | control_level | dcircuit | selected | monitored | monitored_fields | class_monitored_fields | played | played_fields | comments
cap_220369456 |  | node_1478982_86_15356355_223 | AN | 0 |  | AN | CLOSED |  |  | MANUAL | [6 empty] | 50000 |  |  | 4800 | [6 empty] | 8103301 | no | no |  |  | no
cap_220369457 |  | node_1456424_146_15364845_134 | AN | 0 |  | AN | CLOSED |  |  | MANUAL | [6 empty] | 50000 |  |  | 4800 | [6 empty] | 8103301 | no | no |  |  | no
cap_220369458 |  | node_1459334_156_15348077_278 | AN | 0 |  | AN | CLOSED |  |  | MANUAL | [6 empty] | 50000 |  |  | 4800 | [6 empty] | 8103301 | no | no |  |  | no
cap_220369478 |  | node_1447237_716_15360768_648 | AN | 0 |  | AN | CLOSED |  |  | MANUAL | [6 empty] | 100000 |  |  | 4800 | [6 empty] | 8103301 | no | no |  |  | no
cap_220369485 |  | node_1466181_861_15380978_985 | AN | 0 |  | AN | CLOSED |  |  | MANUAL | [6 empty] | 50000 |  |  | 4800 | [6 empty] | 8103301 | no | no |  |  | no
cap_310061792 |  | node_1434320_019_15376977_498 | ABCN | 0 |  | ABCN | CLOSED | CLOSED | CLOSED | MANUAL | [6 empty] | 200000 | 200000 | 200000 | 19920 | [6 empty] | 8103301 | no | no |  |  | no

## feeder
data_type | static
owner_type | feeder
owner | 8103301
object | feeder
name | transmission_bus | ARC | ADR | slack_bus | nom_voltages | num_nodes | num_ohlines | num_uglines | num_transformers | num_generators | num_pvs | num_storages | num_loads | miles | mw | mvar | losses_mw | losses_mvar | comments | use_feeder_load_shape | load_shape_scale | use_feeder_pv_shape | pv_shape_scale | description | restore_time | griddisconnect_scenario_probability | gridconnect_scenario_probability | use_energy_not_served | VOLL | discount_rate | yearly_load_growth_percent | planning_horizon | enable_traditional_project_deferral | lifetime_of_investment_years | start_year | base_year | year_the_investment_is_committed | revenue_requirement_scaling_factor | discount_rate | inflation_rate_for_investment | traditional_project_invested_capital | periodicity_of_investment_in_years | priority | maximum_total_investment_cost | DER_portfolio_NPV | DER_portfolio_BC_ratio | total_system_energy_avoided_cost_NPV | total_system_capacity_avoided_cost_NPV | total_system_ancillary_services_avoided_cost_NPV | total_system_CO2_avoided_cost_NPV | total_system_loss_of_load_avoided_cost_NPV | total_system_distribution_capacity_avoided_cost_NPV | total_system_investment_and_operational_cost_NPV | feeder_solar_pv_operating_cost_USdollarperkWh | feeder_energy_storage_operating_cost_USdollarperkWh | feeder_distributed_generator_operating_cost_USdollarperkWh | feeder_distributed_generator_CO2_cost_USdollarperkWh | feeder_demand_response_operating_cost_USdollarperkWh | feeder_solar_pv_investment_cost_USdollarperkW | feeder_energy_storage_investment_cost_USdollarperkW | feeder_distributed_generator_investment_cost_USdollarperkW | feeder_demand_response_investment_cost_USdollarperkW
8103301 |  | ts_slack | none | node_SOURCE_8103301 | 19918.584,2771.281 | 2132 | 1967 | 38 | 14 | 0 | 0 | 0 | 587 | 73.795 | 5.178 | 2.206 | 0 | 0 |  | 0 | 0 | 1 | 0 |  | 0 | 0 | 0 | 0 | 0 | 0 | 0 | 0 | 0 | 0 | 0 | 0 | 0 | 0 | 0 | 0 | 0 | 0 | 0 | 999999999 | 0 | 0 | 0 | 0 | 0 | 0 | 0 | 0 | 0 | 0 | 0 | 0 | 0 | 0 | 0 | 0 | 0 | 0

## fuse
data_type | static
owner_type | feeder
owner | 8103301
object | fuse
name | groupid | phases | fr | to | phase_A_status | phase_B_status | phase_C_status | repair_dist_type | current_limit | mean_replacement_time | status | dcircuit | selected | monitored | monitored_fields | class_monitored_fields | played | played_fields | comments
fuse_220385697 |  | AD | node_intto1_8103301_200873404 | node_8103301_200873404 | GOOD | GOOD | GOOD |  | 50 |  |  | 8103301 | no | no |  |  | no
fuse_220385716 |  | AD | node_intto1_8103301_200873397 | node_8103301_200873397 | GOOD | GOOD | GOOD |  | 50 |  |  | 8103301 | no | no |  |  | no
fuse_220385717 |  | AD | node_intto1_8103301_200874337 | node_8103301_200874337 | GOOD | GOOD | GOOD |  | 30 |  |  | 8103301 | no | no |  |  | no
fuse_220385750 |  | AD | node_intto1_8103301_200873413 | node_8103301_200873413 | GOOD | GOOD | GOOD |  | 30 |  |  | 8103301 | no | no |  |  | no
fuse_220385768 |  | AD | node_intto1_8103301_200873655 | node_8103301_200873655 | GOOD | GOOD | GOOD |  | 50 |  |  | 8103301 | no | no |  |  | no
fuse_220385772 |  | AD | node_intto1_8103301_200874360 | node_8103301_200874360 | GOOD | GOOD | GOOD |  | 25 |  |  | 8103301 | no | no |  |  | no
fuse_220385773 |  | AN | node_intto1_220385773 | node_220385773 | GOOD | GOOD | GOOD |  | 8 |  |  | 8103301 | no | no |  |  | no
fuse_220385774 |  | AD | node_intto1_8103301_200874577 | node_8103301_200874577 | GOOD | GOOD | GOOD |  | 30 |  |  | 8103301 | no | no |  |  | no
fuse_220385775 |  | AD | node_intto1_8103301_200874341 | node_8103301_200874341 | GOOD | GOOD | GOOD |  | 20 |  |  | 8103301 | no | no |  |  | no
fuse_220385776 |  | AD | node_intto1_8103301_200874584 | node_8103301_200874584 | GOOD | GOOD | GOOD |  | 80 |  |  | 8103301 | no | no |  |  | no
fuse_220385779 |  | AN | node_intto1_220385779 | node_220385779 | GOOD | GOOD | GOOD |  | 25 |  |  | 8103301 | no | no |  |  | no
fuse_220385783 |  | AD | node_intto1_8103301_201065553 | node_8103301_201065553 | GOOD | GOOD | GOOD |  | 25 |  |  | 8103301 | no | no |  |  | no
fuse_220385784 |  | AN | node_intto1_8103301_200972578 | node_8103301_200972578 | GOOD | GOOD | GOOD |  | 10 |  |  | 8103301 | no | no |  |  | no
fuse_220385785 |  | AD | node_intto1_8103301_200874729 | node_8103301_200874729 | GOOD | GOOD | GOOD |  | 25 |  |  | 8103301 | no | no |  |  | no
fuse_220385792 |  | AD | node_intto1_8103301_200874548 | node_8103301_200874548 | GOOD | GOOD | GOOD |  | 30 |  |  | 8103301 | no | no |  |  | no
fuse_220385793 |  | AD | node_intto1_8103301_200874721 | node_8103301_200874721 | GOOD | GOOD | GOOD |  | 25 |  |  | 8103301 | no | no |  |  | no
fuse_220385794 |  | AD | node_intto1_8103301_200874049 | node_8103301_200874049 | GOOD | GOOD | GOOD |  | 40 |  |  | 8103301 | no | no |  |  | no
fuse_220385795 |  | AD | node_intto1_8103301_200874679 | node_8103301_200874679 | GOOD | GOOD | GOOD |  | 25 |  |  | 8103301 | no | no |  |  | no
fuse_220385796 |  | AD | node_intto1_8103301_200874665 | node_8103301_200874665 | GOOD | GOOD | GOOD |  | 40 |  |  | 8103301 | no | no |  |  | no
fuse_220385797 |  | ABCN | node_intto1_220385797 | node_220385797 | GOOD | GOOD | GOOD |  | 8 |  |  | 8103301 | no | no |  |  | no
fuse_220385801 |  | AD | node_intto1_8103301_200874601 | node_8103301_200874601 | GOOD | GOOD | GOOD |  | 20 |  |  | 8103301 | no | no |  |  | no
fuse_220385806 |  | AD | node_intto1_8103301_200874558 | node_8103301_200874558 | GOOD | GOOD | GOOD |  | 30 |  |  | 8103301 | no | no |  |  | no
fuse_220385807 |  | AD | node_intto1_8103301_200873640 | node_8103301_200873640 | GOOD | GOOD | GOOD |  | 40 |  |  | 8103301 | no | no |  |  | no
fuse_220385808 |  | AN | node_intto1_220385808 | node_220385808 | GOOD | GOOD | GOOD |  | 12 |  |  | 8103301 | no | no |  |  | no
fuse_220385809 |  | AD | node_intto1_8103301_200874698 | node_8103301_200874698 | GOOD | GOOD | GOOD |  | 25 |  |  | 8103301 | no | no |  |  | no
fuse_220385810 |  | AN | node_intto1_220385810 | node_220385810 | GOOD | GOOD | GOOD |  | 8 |  |  | 8103301 | no | no |  |  | no
fuse_220385811 |  | AD | node_intto1_8103301_200873604 | node_8103301_200873604 | GOOD | GOOD | GOOD |  | 25 |  |  | 8103301 | no | no |  |  | no
fuse_220385812 |  | AN | node_intto1_220385812 | node_220385812 | GOOD | GOOD | GOOD |  | 8 |  |  | 8103301 | no | no |  |  | no
fuse_220385816 |  | AD | node_intto1_8103301_200873458 | node_8103301_200873458 | GOOD | GOOD | GOOD |  | 25 |  |  | 8103301 | no | no |  |  | no
fuse_220385817 |  | AD | node_intto1_8103301_200874482 | node_8103301_200874482 | GOOD | GOOD | GOOD |  | 20 |  |  | 8103301 | no | no |  |  | no
fuse_220385818 |  | AD | node_intto1_8103301_200874448 | node_8103301_200874448 | GOOD | GOOD | GOOD |  | 30 |  |  | 8103301 | no | no |  |  | no
fuse_220385819 |  | AD | node_intto1_8103301_200873608 | node_8103301_200873608 | GOOD | GOOD | GOOD |  | 25 |  |  | 8103301 | no | no |  |  | no
fuse_220385822 |  | AN | node_intto1_220385822 | node_220385822 | GOOD | GOOD | GOOD |  | 12 |  |  | 8103301 | no | no |  |  | no
fuse_220385823 |  | AN | node_intto1_220385823 | node_220385823 | GOOD | GOOD | GOOD |  | 25 |  |  | 8103301 | no | no |  |  | no
fuse_220385824 |  | AN | node_intto1_220385824 | node_220385824 | GOOD | GOOD | GOOD |  | 8 |  |  | 8103301 | no | no |  |  | no
fuse_220385835 |  | AD | node_intto1_8103301_200874083 | node_8103301_200874083 | GOOD | GOOD | GOOD |  | 30 |  |  | 8103301 | no | no |  |  | no
fuse_220386011 |  | AN | node_intto1_8103301_200972618 | node_8103301_200972618 | GOOD | GOOD | GOOD |  | 20 |  |  | 8103301 | no | no |  |  | no
fuse_220386019 |  | AD | node_intto1_8103301_200876832 | node_8103301_200876832 | GOOD | GOOD | GOOD |  | 30 |  |  | 8103301 | no | no |  |  | no
fuse_220386021 |  | AN | node_intto1_8103301_200972931 | node_8103301_200972931 | GOOD | GOOD | GOOD |  | 25 |  |  | 8103301 | no | no |  |  | no
fuse_220386022 |  | AD | node_intto1_8103301_200878063 | node_8103301_200878063 | GOOD | GOOD | GOOD |  | 50 |  |  | 8103301 | no | no |  |  | no
fuse_220386023 |  | AD | node_intto1_8103301_200878073 | node_8103301_200878073 | GOOD | GOOD | GOOD |  | 80 |  |  | 8103301 | no | no |  |  | no
fuse_220386028 |  | AD | node_intto1_8103301_200878093 | node_8103301_200878093 | GOOD | GOOD | GOOD |  | 30 |  |  | 8103301 | no | no |  |  | no
fuse_220386104 |  | AD | node_intto1_8103301_200953469 | node_8103301_200953469 | GOOD | GOOD | GOOD |  | 25 |  |  | 8103301 | no | no |  |  | no
fuse_220386124 |  | AD | node_intto1_8103301_200876032 | node_8103301_200876032 | GOOD | GOOD | GOOD |  | 30 |  |  | 8103301 | no | no |  |  | no
fuse_220386134 |  | AD | node_intto1_8103301_200876370 | node_8103301_200876370 | GOOD | GOOD | GOOD |  | 25 |  |  | 8103301 | no | no |  |  | no
fuse_220386135 |  | AN | node_intto1_220386135 | node_220386135 | GOOD | GOOD | GOOD |  | 8 |  |  | 8103301 | no | no |  |  | no
fuse_220386149 |  | AD | node_intto1_8103301_200876050 | node_8103301_200876050 | GOOD | GOOD | GOOD |  | 40 |  |  | 8103301 | no | no |  |  | no
fuse_220386186 |  | AN | node_intto1_220386186 | node_220386186 | GOOD | GOOD | GOOD |  | 8 |  |  | 8103301 | no | no |  |  | no
fuse_220386197 |  | AD | node_intto1_8103301_200877297 | node_8103301_200877297 | GOOD | GOOD | GOOD |  | 15 |  |  | 8103301 | no | no |  |  | no
fuse_220386198 |  | AN | node_intto1_8103301_200972412 | node_8103301_200972412 | GOOD | GOOD | GOOD |  | 10 |  |  | 8103301 | no | no |  |  | no
fuse_220386199 |  | AD | node_intto1_8103301_200877278 | node_8103301_200877278 | GOOD | GOOD | GOOD |  | 15 |  |  | 8103301 | no | no |  |  | no
fuse_220386200 |  | AD | node_intto1_8103301_200959769 | node_8103301_200959769 | GOOD | GOOD | GOOD |  | 25 |  |  | 8103301 | no | no |  |  | no
fuse_220386201 |  | AN | node_intto1_220386201 | node_220386201 | GOOD | GOOD | GOOD |  | 8 |  |  | 8103301 | no | no |  |  | no
fuse_220386202 |  | AN | node_intto1_220386202 | node_220386202 | GOOD | GOOD | GOOD |  | 40 |  |  | 8103301 | no | no |  |  | no
fuse_220386203 |  | AN | node_intto1_8103301_200972958 | node_8103301_200972958 | GOOD | GOOD | GOOD |  | 15 |  |  | 8103301 | no | no |  |  | no
fuse_220386220 |  | AD | node_intto1_8103301_200877208 | node_8103301_200877208 | GOOD | GOOD | GOOD |  | 40 |  |  | 8103301 | no | no |  |  | no
fuse_220386233 |  | AD | node_intto1_8103301_200876488 | node_8103301_200876488 | GOOD | GOOD | GOOD |  | 40 |  |  | 8103301 | no | no |  |  | no
fuse_220386241 |  | AN | node_intto1_220386241 | node_220386241 | GOOD | GOOD | GOOD |  | 12 |  |  | 8103301 | no | no |  |  | no
fuse_220386243 |  | AN | node_intto1_220386243 | node_220386243 | GOOD | GOOD | GOOD |  | 25 |  |  | 8103301 | no | no |  |  | no
fuse_220389125 |  | AD | node_intto1_8103301_200911434 | node_8103301_200911434 | GOOD | GOOD | GOOD |  | 12 |  |  | 8103301 | no | no |  |  | no
fuse_220436573 |  | AN | node_intto1_8103301_200873746 | node_8103301_200873746 | GOOD | GOOD | GOOD |  | 40 |  |  | 8103301 | no | no |  |  | no
fuse_220436574 |  | AN | node_intto1_8103301_200874620 | node_8103301_200874620 | GOOD | GOOD | GOOD |  | 40 |  |  | 8103301 | no | no |  |  | no
fuse_220436579 |  | AN | node_intto1_8103301_200873963 | node_8103301_200873963 | GOOD | GOOD | GOOD |  | 40 |  |  | 8103301 | no | no |  |  | no
fuse_220436580 |  | AN | node_intto1_8103301_311906502 | node_8103301_311906502 | GOOD | GOOD | GOOD |  | 40 |  |  | 8103301 | no | no |  |  | no
fuse_220436582 |  | AN | node_intto1_8103301_200874152 | node_8103301_200874152 | GOOD | GOOD | GOOD |  | 65 |  |  | 8103301 | no | no |  |  | no
fuse_220436583 |  | AN | node_intto1_8103301_200874175 | node_8103301_200874175 | GOOD | GOOD | GOOD |  | 40 |  |  | 8103301 | no | no |  |  | no
fuse_220436584 |  | AN | node_intto1_8103301_200874194 | node_8103301_200874194 | GOOD | GOOD | GOOD |  | 40 |  |  | 8103301 | no | no |  |  | no
fuse_220436596 |  | AN | node_intto1_8103301_200876163 | node_8103301_200876163 | GOOD | GOOD | GOOD |  | 40 |  |  | 8103301 | no | no |  |  | no
fuse_220436597 |  | AN | node_intto1_8103301_200876167 | node_8103301_200876167 | GOOD | GOOD | GOOD |  | 40 |  |  | 8103301 | no | no |  |  | no
fuse_220436598 |  | AN | node_intto1_8103301_200876180 | node_8103301_200876180 | GOOD | GOOD | GOOD |  | 40 |  |  | 8103301 | no | no |  |  | no
fuse_220436599 |  | AN | node_intto1_8103301_200876188 | node_8103301_200876188 | GOOD | GOOD | GOOD |  | 40 |  |  | 8103301 | no | no |  |  | no
fuse_220436600 |  | AN | node_intto1_8103301_200877166 | node_8103301_200877166 | GOOD | GOOD | GOOD |  | 65 |  |  | 8103301 | no | no |  |  | no
fuse_220520832 |  | AD | node_intto1_8103301_200878019 | node_8103301_200878019 | GOOD | GOOD | GOOD |  | 40 |  |  | 8103301 | no | no |  |  | no
fuse_220537396 |  | AD | node_intto1_8103301_200873448 | node_8103301_200873448 | GOOD | GOOD | GOOD |  | 20 |  |  | 8103301 | no | no |  |  | no
fuse_220537398 |  | AD | node_intto1_8103301_200873440 | node_8103301_200873440 | GOOD | GOOD | GOOD |  | 30 |  |  | 8103301 | no | no |  |  | no
fuse_220538481 |  | AN | node_intto1_8103301_200957219 | node_8103301_200957219 | GOOD | GOOD | GOOD |  | 10 |  |  | 8103301 | no | no |  |  | no
fuse_220543302 |  | AN | node_intto1_8103301_201008003 | node_8103301_201008003 | GOOD | GOOD | GOOD |  | 2 |  |  | 8103301 | no | no |  |  | no
fuse_220543982 |  | AN | node_intto1_8103301_200974504 | node_8103301_200974504 | GOOD | GOOD | GOOD |  | 15 |  |  | 8103301 | no | no |  |  | no
fuse_220575180 |  | AN | node_intto1_8103301_201009865 | node_8103301_201009865 | GOOD | GOOD | GOOD |  | 25 |  |  | 8103301 | no | no |  |  | no
fuse_220649369 |  | AN | node_intto1_8103301_201059767 | node_8103301_201059767 | GOOD | GOOD | GOOD |  | 25 |  |  | 8103301 | no | no |  |  | no
fuse_220655280 |  | AD | node_intto1_8103301_200876395 | node_8103301_200876395 | GOOD | GOOD | GOOD |  | 25 |  |  | 8103301 | no | no |  |  | no
fuse_220655302 |  | AD | node_intto1_8103301_200876399 | node_8103301_200876399 | GOOD | GOOD | GOOD |  | 25 |  |  | 8103301 | no | no |  |  | no
fuse_220655304 |  | AD | node_intto1_8103301_200877261 | node_8103301_200877261 | GOOD | GOOD | GOOD |  | 65 |  |  | 8103301 | no | no |  |  | no
fuse_220655311 |  | AD | node_intto1_8103301_200876409 | node_8103301_200876409 | GOOD | GOOD | GOOD |  | 100 |  |  | 8103301 | no | no |  |  | no
fuse_220655651 |  | AD | node_intto1_8103301_201066636 | node_8103301_201066636 | GOOD | GOOD | GOOD |  | 30 |  |  | 8103301 | no | no |  |  | no
fuse_220655653 |  | AD | node_intto1_8103301_200873706 | node_8103301_200873706 | GOOD | GOOD | GOOD |  | 30 |  |  | 8103301 | no | no |  |  | no
fuse_310026871 |  | AN | node_intto1_8103301_310026874 | node_8103301_310026874 | GOOD | GOOD | GOOD |  | 20 |  |  | 8103301 | no | no |  |  | no
fuse_311901998 |  | AD | node_intto1_8103301_200873461 | node_8103301_200873461 | GOOD | GOOD | GOOD |  | 3 |  |  | 8103301 | no | no |  |  | no
fuse_311920649 |  | AD | node_intto1_8103301_200877420 | node_8103301_200877420 | GOOD | GOOD | GOOD |  | 3 |  |  | 8103301 | no | no |  |  | no
fuse_311929850 |  | AD | node_intto1_8103301_200873716 | node_8103301_200873716 | GOOD | GOOD | GOOD |  | 3 |  |  | 8103301 | no | no |  |  | no
fuse_311933134 |  | AD | node_intto1_8103301_200874050 | node_8103301_200874050 | GOOD | GOOD | GOOD |  | 3 |  |  | 8103301 | no | no |  |  | no
fuse_312040347 |  | AD | node_intto1_8103301_200874681 | node_8103301_200874681 | GOOD | GOOD | GOOD |  | 100 |  |  | 8103301 | no | no |  |  | no
fuse_312084892 |  | AN | node_intto1_8103301_312084890 | node_8103301_312084890 | GOOD | GOOD | GOOD |  | 100 |  |  | 8103301 | no | no |  |  | no
fuse_312084893 |  | AN | node_intto1_8103301_312084888 | node_8103301_312084888 | GOOD | GOOD | GOOD |  | 100 |  |  | 8103301 | no | no |  |  | no
fuse_312094101 |  | AN | node_intto1_8103301_312094100 | node_8103301_312094100 | GOOD | GOOD | GOOD |  | 10 |  |  | 8103301 | no | no |  |  | no
fuse_312151299 |  | AN | node_intto1_8103301_312151298 | node_8103301_312151298 | GOOD | GOOD | GOOD |  | 15 |  |  | 8103301 | no | no |  |  | no

## line_configuration
data_type | static
owner_type | feeder
owner | 8103301
object | line_configuration
name | groupid | conductor_A | conductor_B | conductor_C | conductor_N | spacing | z11 | z12 | z13 | z21 | z22 | z23 | z31 | z32 | z33 | c11 | c12 | c13 | c21 | c22 | c23 | c31 | c32 | c33 | dcircuit | selected | comments
bal_1P_1/0AA |  | oh_cond_1/0_AAAC | oh_cond_1/0_AAAC | oh_cond_1/0_AAAC |  |  | 0.972+1.499j | 0.095+0.781j | 0.095+0.781j | 0.095+0.781j | 0.972+1.499j | 0.095+0.781j | 0.095+0.781j | 0.095+0.781j | 0.972+1.499j | 12.796 | -3.172 | -3.172 | -3.172 | 12.796 | -3.172 | -3.172 | -3.172 | 12.796 |  | no
bal_1P_1/0AA_1/0AA(N) |  | oh_cond_1/0_AAAC | oh_cond_1/0_AAAC | oh_cond_1/0_AAAC | oh_cond_1/0_AAAC |  | 1.078+1.186j | 0.201+0.467j | 0.201+0.467j | 0.201+0.467j | 1.078+1.186j | 0.201+0.467j | 0.201+0.467j | 0.201+0.467j | 1.078+1.186j | 13.243 | -2.726 | -2.726 | -2.726 | 13.243 | -2.726 | -2.726 | -2.726 | 13.243 |  | no
bal_1P_1/0AA_4/0AL(N) |  | oh_cond_1/0_AAAC | oh_cond_1/0_AAAC | oh_cond_1/0_AAAC | oh_cond_4/0_AL |  | 1.011+1.123j | 0.134+0.404j | 0.134+0.404j | 0.134+0.404j | 1.011+1.123j | 0.134+0.404j | 0.134+0.404j | 0.134+0.404j | 1.011+1.123j | 13.261 | -2.707 | -2.707 | -2.707 | 13.261 | -2.707 | -2.707 | -2.707 | 13.261 |  | no
bal_1P_1/0AC |  | oh_cond_1/0_ACSR | oh_cond_1/0_ACSR | oh_cond_1/0_ACSR |  |  | 0.983+1.218j | 0.095+0.781j | 0.095+0.781j | 0.095+0.781j | 0.983+1.218j | 0.095+0.781j | 0.095+0.781j | 0.095+0.781j | 0.983+1.218j | 12.796 | -3.172 | -3.172 | -3.172 | 12.796 | -3.172 | -3.172 | -3.172 | 12.796 |  | no
bal_1P_1/0AC_1/0AC(N) |  | oh_cond_1/0_ACSR | oh_cond_1/0_ACSR | oh_cond_1/0_ACSR | oh_cond_1/0_ACSR |  | 1.091+1.185j | 0.203+0.469j | 0.203+0.469j | 0.203+0.469j | 1.091+1.185j | 0.203+0.469j | 0.203+0.469j | 0.203+0.469j | 1.091+1.185j | 13.243 | -2.726 | -2.726 | -2.726 | 13.243 | -2.726 | -2.726 | -2.726 | 13.243 |  | no
bal_1P_2AC |  | oh_cond_2_ACSR | oh_cond_2_ACSR | oh_cond_2_ACSR |  |  | 1.505+1.527j | 0.095+0.781j | 0.095+0.781j | 0.095+0.781j | 1.505+1.527j | 0.095+0.781j | 0.095+0.781j | 0.095+0.781j | 1.505+1.527j | 12.393 | -3.017 | -3.017 | -3.017 | 12.393 | -3.017 | -3.017 | -3.017 | 12.393 |  | no
bal_1P_2AC_2AC(N) |  | oh_cond_2_ACSR | oh_cond_2_ACSR | oh_cond_2_ACSR | oh_cond_2_ACSR |  | 1.645+1.289j | 0.235+0.543j | 0.235+0.543j | 0.235+0.543j | 1.645+1.289j | 0.235+0.543j | 0.235+0.543j | 0.235+0.543j | 1.645+1.289j | 12.813 | -2.597 | -2.597 | -2.597 | 12.813 | -2.597 | -2.597 | -2.597 | 12.813 |  | no
bal_1P_3-104CW |  | oh_cond_3_#104_CWD | oh_cond_3_#104_CWD | oh_cond_3_#104_CWD |  |  | 6.041+1.65j | 0.095+0.781j | 0.095+0.781j | 0.095+0.781j | 6.041+1.65j | 0.095+0.781j | 0.095+0.781j | 0.095+0.781j | 6.041+1.65j | 11.719 | -2.762 | -2.762 | -2.762 | 11.719 | -2.762 | -2.762 | -2.762 | 11.719 |  | no
bal_1P_4/0AA |  | oh_cond_4/0_AAAC | oh_cond_4/0_AAAC | oh_cond_4/0_AAAC |  |  | 0.534+1.457j | 0.095+0.781j | 0.095+0.781j | 0.095+0.781j | 0.534+1.457j | 0.095+0.781j | 0.095+0.781j | 0.095+0.781j | 0.534+1.457j | 13.554 | -3.469 | -3.469 | -3.469 | 13.554 | -3.469 | -3.469 | -3.469 | 13.554 |  | no
bal_1P_4/0AA_1/0AA(N) |  | oh_cond_4/0_AAAC | oh_cond_4/0_AAAC | oh_cond_4/0_AAAC | oh_cond_1/0_AAAC |  | 0.64+1.144j | 0.201+0.467j | 0.201+0.467j | 0.201+0.467j | 0.64+1.144j | 0.201+0.467j | 0.201+0.467j | 0.201+0.467j | 0.64+1.144j | 14.027 | -2.996 | -2.996 | -2.996 | 14.027 | -2.996 | -2.996 | -2.996 | 14.027 |  | no
bal_1P_4/0AC_4/0AC(N) |  | oh_cond_4/0_ACSR | oh_cond_4/0_ACSR | oh_cond_4/0_ACSR | oh_cond_4/0_ACSR |  | 0.581+1.079j | 0.136+0.403j | 0.136+0.403j | 0.136+0.403j | 0.581+1.079j | 0.136+0.403j | 0.136+0.403j | 0.136+0.403j | 0.581+1.079j | 14.052 | -2.971 | -2.971 | -2.971 | 14.052 | -2.971 | -2.971 | -2.971 | 14.052 |  | no
bal_1P_4AC |  | oh_cond_4_ACSR | oh_cond_4_ACSR | oh_cond_4_ACSR |  |  | 2.335+1.555j | 0.095+0.781j | 0.095+0.781j | 0.095+0.781j | 2.335+1.555j | 0.095+0.781j | 0.095+0.781j | 0.095+0.781j | 2.335+1.555j | 11.91 | -2.834 | -2.834 | -2.834 | 11.91 | -2.834 | -2.834 | -2.834 | 11.91 |  | no
bal_1P_4ACW |  | oh_cond_4A_CWD | oh_cond_4A_CWD | oh_cond_4A_CWD |  |  | 1.49+1.583j | 0.095+0.781j | 0.095+0.781j | 0.095+0.781j | 1.49+1.583j | 0.095+0.781j | 0.095+0.781j | 0.095+0.781j | 1.49+1.583j | 12.178 | -2.935 | -2.935 | -2.935 | 12.178 | -2.935 | -2.935 | -2.935 | 12.178 |  | no
bal_1P_4CU |  | oh_cond_4_CU | oh_cond_4_CU | oh_cond_4_CU |  |  | 1.483+1.565j | 0.095+0.781j | 0.095+0.781j | 0.095+0.781j | 1.483+1.565j | 0.095+0.781j | 0.095+0.781j | 0.095+0.781j | 1.483+1.565j | 11.78 | -2.785 | -2.785 | -2.785 | 11.78 | -2.785 | -2.785 | -2.785 | 11.78 |  | no
bal_1P_8DCW |  | oh_cond_8D_CWD | oh_cond_8D_CWD | oh_cond_8D_CWD |  |  | 3.605+1.647j | 0.095+0.781j | 0.095+0.781j | 0.095+0.781j | 3.605+1.647j | 0.095+0.781j | 0.095+0.781j | 0.095+0.781j | 3.605+1.647j | 11.681 | -2.748 | -2.748 | -2.748 | 11.681 | -2.748 | -2.748 | -2.748 | 11.681 |  | no
bal_1P_DELTACUST |  | oh_cond_2/0_CU | oh_cond_2/0_CU | oh_cond_2/0_CU | oh_cond_3_#7_CWD_30% |  | 0.66+1.378j | 0.22+0.666j | 0.22+0.666j | 0.22+0.666j | 0.66+1.378j | 0.22+0.666j | 0.22+0.666j | 0.22+0.666j | 0.66+1.378j | 13.24 | -2.712 | -2.712 | -2.712 | 13.24 | -2.712 | -2.712 | -2.712 | 13.24 |  | no
bal_1P_WYECUST |  | oh_cond_2/0_CU | oh_cond_2/0_CU | oh_cond_2/0_CU | oh_cond_3_#7_CWD_30% |  | 0.66+1.378j | 0.22+0.666j | 0.22+0.666j | 0.22+0.666j | 0.66+1.378j | 0.22+0.666j | 0.22+0.666j | 0.22+0.666j | 0.66+1.378j | 13.24 | -2.712 | -2.712 | -2.712 | 13.24 | -2.712 | -2.712 | -2.712 | 13.24 |  | no
bal_3P_1/0AA_1/0AA(N) |  | oh_cond_1/0_AAAC | oh_cond_1/0_AAAC | oh_cond_1/0_AAAC | oh_cond_1/0_AAAC |  | 1.078+1.186j | 0.201+0.467j | 0.201+0.467j | 0.201+0.467j | 1.078+1.186j | 0.201+0.467j | 0.201+0.467j | 0.201+0.467j | 1.078+1.186j | 13.243 | -2.726 | -2.726 | -2.726 | 13.243 | -2.726 | -2.726 | -2.726 | 13.243 |  | no
bal_3P_1/0AC |  | oh_cond_1/0_ACSR | oh_cond_1/0_ACSR | oh_cond_1/0_ACSR |  |  | 0.983+1.497j | 0.095+0.781j | 0.095+0.781j | 0.095+0.781j | 0.983+1.497j | 0.095+0.781j | 0.095+0.781j | 0.095+0.781j | 0.983+1.497j | 12.796 | -3.172 | -3.172 | -3.172 | 12.796 | -3.172 | -3.172 | -3.172 | 12.796 |  | no
bal_3P_1/0AC_1/0AA(N) |  | oh_cond_1/0_ACSR | oh_cond_1/0_ACSR | oh_cond_1/0_ACSR | oh_cond_1/0_AAAC |  | 1.089+1.184j | 0.201+0.467j | 0.201+0.467j | 0.201+0.467j | 1.089+1.184j | 0.201+0.467j | 0.201+0.467j | 0.201+0.467j | 1.089+1.184j | 13.243 | -2.726 | -2.726 | -2.726 | 13.243 | -2.726 | -2.726 | -2.726 | 13.243 |  | no
bal_3P_1/0AC_4/0AC(N) |  | oh_cond_1/0_ACSR | oh_cond_1/0_ACSR | oh_cond_1/0_ACSR | oh_cond_4/0_ACSR |  | 1.024+1.119j | 0.136+0.403j | 0.136+0.403j | 0.136+0.403j | 1.024+1.119j | 0.136+0.403j | 0.136+0.403j | 0.136+0.403j | 1.024+1.119j | 13.267 | -2.702 | -2.702 | -2.702 | 13.267 | -2.702 | -2.702 | -2.702 | 13.267 |  | no
bal_3P_2AC |  | oh_cond_2_ACSR | oh_cond_2_ACSR | oh_cond_2_ACSR |  |  | 1.505+1.527j | 0.095+0.781j | 0.095+0.781j | 0.095+0.781j | 1.505+1.527j | 0.095+0.781j | 0.095+0.781j | 0.095+0.781j | 1.505+1.527j | 12.393 | -3.017 | -3.017 | -3.017 | 12.393 | -3.017 | -3.017 | -3.017 | 12.393 |  | no
bal_3P_4/0AA_1/0AA(N) |  | oh_cond_4/0_AAAC | oh_cond_4/0_AAAC | oh_cond_4/0_AAAC | oh_cond_1/0_AAAC |  | 0.64+1.144j | 0.201+0.467j | 0.201+0.467j | 0.201+0.467j | 0.64+1.144j | 0.201+0.467j | 0.201+0.467j | 0.201+0.467j | 0.64+1.144j | 14.027 | -2.996 | -2.996 | -2.996 | 14.027 | -2.996 | -2.996 | -2.996 | 14.027 |  | no
bal_3P_4/0AC_1/0AA(N) |  | oh_cond_4/0_ACSR | oh_cond_4/0_ACSR | oh_cond_4/0_ACSR | oh_cond_1/0_AAAC |  | 0.646+1.144j | 0.201+0.467j | 0.201+0.467j | 0.201+0.467j | 0.646+1.144j | 0.201+0.467j | 0.201+0.467j | 0.201+0.467j | 0.646+1.144j | 14.027 | -2.996 | -2.996 | -2.996 | 14.027 | -2.996 | -2.996 | -2.996 | 14.027 |  | no
bal_3P_4/0AC_4/0AA(N) |  | oh_cond_4/0_ACSR | oh_cond_4/0_ACSR | oh_cond_4/0_ACSR | oh_cond_4/0_AAAC |  | 0.579+1.078j | 0.134+0.402j | 0.134+0.402j | 0.134+0.402j | 0.579+1.078j | 0.134+0.402j | 0.134+0.402j | 0.134+0.402j | 0.579+1.078j | 14.052 | -2.971 | -2.971 | -2.971 | 14.052 | -2.971 | -2.971 | -2.971 | 14.052 |  | no
bal_3P_4/0AC_4/0AC(N) |  | oh_cond_4/0_ACSR | oh_cond_4/0_ACSR | oh_cond_4/0_ACSR | oh_cond_4/0_ACSR |  | 0.581+1.079j | 0.136+0.403j | 0.136+0.403j | 0.136+0.403j | 0.581+1.079j | 0.136+0.403j | 0.136+0.403j | 0.136+0.403j | 0.581+1.079j | 14.052 | -2.971 | -2.971 | -2.971 | 14.052 | -2.971 | -2.971 | -2.971 | 14.052 |  | no
bal_3P_4/0AC_4/0AL(N) |  | oh_cond_4/0_ACSR | oh_cond_4/0_ACSR | oh_cond_4/0_ACSR | oh_cond_4/0_AL |  | 0.579+1.081j | 0.134+0.404j | 0.134+0.404j | 0.134+0.404j | 0.579+1.081j | 0.134+0.404j | 0.134+0.404j | 0.134+0.404j | 0.579+1.081j | 14.046 | -2.976 | -2.976 | -2.976 | 14.046 | -2.976 | -2.976 | -2.976 | 14.046 |  | no
bal_3P_336AL_1/0AA(N) |  | oh_cond_336_5_MCM_AL | oh_cond_336_5_MCM_AL | oh_cond_336_5_MCM_AL | oh_cond_1/0_AAAC |  | 0.48+1.118j | 0.201+0.467j | 0.201+0.467j | 0.201+0.467j | 0.48+1.118j | 0.201+0.467j | 0.201+0.467j | 0.201+0.467j | 0.48+1.118j | 14.443 | -3.143 | -3.143 | -3.143 | 14.443 | -3.143 | -3.143 | -3.143 | 14.443 |  | no
bal_3P_336AL_1/0AC(N) |  | oh_cond_336_5_MCM_AL | oh_cond_336_5_MCM_AL | oh_cond_336_5_MCM_AL | oh_cond_1/0_ACSR |  | 0.482+1.12j | 0.203+0.469j | 0.203+0.469j | 0.203+0.469j | 0.482+1.12j | 0.203+0.469j | 0.203+0.469j | 0.203+0.469j | 0.482+1.12j | 14.443 | -3.143 | -3.143 | -3.143 | 14.443 | -3.143 | -3.143 | -3.143 | 14.443 |  | no
bal_3P_336AL_4/0AA(N) |  | oh_cond_336_5_MCM_AL | oh_cond_336_5_MCM_AL | oh_cond_336_5_MCM_AL | oh_cond_4/0_AAAC |  | 0.413+1.053j | 0.134+0.402j | 0.134+0.402j | 0.134+0.402j | 0.413+1.053j | 0.134+0.402j | 0.134+0.402j | 0.134+0.402j | 0.413+1.053j | 14.469 | -3.116 | -3.116 | -3.116 | 14.469 | -3.116 | -3.116 | -3.116 | 14.469 |  | no
bal_3P_477AL_4/0AC(N) |  | oh_cond_477_MCM_AL | oh_cond_477_MCM_AL | oh_cond_477_MCM_AL | oh_cond_4/0_ACSR |  | 0.334+1.032j | 0.136+0.403j | 0.136+0.403j | 0.136+0.403j | 0.334+1.032j | 0.136+0.403j | 0.136+0.403j | 0.136+0.403j | 0.334+1.032j | 14.927 | -3.279 | -3.279 | -3.279 | 14.927 | -3.279 | -3.279 | -3.279 | 14.927 |  | no
unb_TAPWIRE_OH |  | oh_cond_WP-4/0-CU | oh_cond_WP-4/0-CU | oh_cond_WP-4/0-CU | oh_cond_WP-4/0-CU |  | 0.365+1.097j | 0.093+0.433j | 0.094+0.34j | 0.093+0.433j | 0.368+1.078j | 0.095+0.401j | 0.094+0.34j | 0.095+0.401j | 0.368+1.077j | 14.911 | -4.341 | -1.953 | -4.341 | 15.781 | -3.724 | -1.953 | -3.724 | 14.818 |  | no
und_1P_DELTACUST |  | und_cond_1P_DELTACUST | und_cond_1P_DELTACUST | und_cond_1P_DELTACUST |  |  | 0.179+0.233j | 0.061-0.024j | 0.061-0.024j | 0.061-0.024j | 0.179+0.233j | 0.061-0.024j | 0.061-0.024j | 0.061-0.024j | 0.179+0.233j | 324.124 | 0 | 0 | 0 | 324.124 | 0 | 0 | 0 | 324.124 |  | no
und_1P_WYECUST |  | und_cond_1P_WYECUST | und_cond_1P_WYECUST | und_cond_1P_WYECUST |  |  | 0.179+0.233j | 0.061-0.024j | 0.061-0.024j | 0.061-0.024j | 0.179+0.233j | 0.061-0.024j | 0.061-0.024j | 0.061-0.024j | 0.179+0.233j | 324.124 | 0 | 0 | 0 | 324.124 | 0 | 0 | 0 | 324.124 |  | no
und_TAPWIRE_UG |  | und_cond_TAPWIRE_UG | und_cond_TAPWIRE_UG | und_cond_TAPWIRE_UG |  |  | 0.001+0.001j | 0.0+0.0j | 0.0+0.0j | 0.0+0.0j | 0.001+0.001j | 0.0+0.0j | 0.0+0.0j | 0.0+0.0j | 0.001+0.001j | 0 | 0 | 0 | 0 | 0 | 0 | 0 | 0 | 0 |  | no

## load
data_type | static
owner_type | feeder
owner | 8103301
object | load
name | groupid | parent | bustype | phases | nominal_voltage | load_class | constant_power_A | constant_power_B | constant_power_C | constant_current_A | constant_current_B | constant_current_C | constant_impedance_A | constant_impedance_B | constant_impedance_C | base_power_A | base_power_B | base_power_C | power_pf_A | power_pf_B | power_pf_C | current_pf_A | current_pf_B | current_pf_C | impedance_pf_A | impedance_pf_B | impedance_pf_C | power_fraction_A | power_fraction_B | power_fraction_C | current_fraction_A | current_fraction_B | current_fraction_C | impedance_fraction_A | impedance_fraction_B | impedance_fraction_C | dcircuit | selected | monitored | monitored_fields | class_monitored_fields | played | played_fields | base_kw_A | base_kw_B | base_kw_C | kw_A | kw_B | kw_C | comments | critical_load | dem_resp_lb | dem_resp_ub | dem_resp_shortage_cost | dem_resp_surplus_cost | num_customers
load_220139291 |  | node_1459412_082_15349606_446 |  | AN | 0 | NonResidential | 64.8+27.605j | 0 | 0 | 0 | 0 | 0 | [24 empty] | 8103301 | no | no |  |  | no |  | 0 | 0 | 0 | 0 | 0 | 0 |  | 1 | 1 | 1 | 0 | 0 | 0
load_220336676 |  | node_1456905_261_15345612_884 |  | AN | 0 | Residential | 28850.4+12290.219j | 0 | 0 | 0 | 0 | 0 | [24 empty] | 8103301 | no | no |  |  | no |  | 0 | 0 | 0 | 0 | 0 | 0 |  | 1 | 1 | 1 | 0 | 0 | 0
load_220336677 |  | node_1458470_048_15346272_912 |  | AN | 0 | Residential | 4456.8+1898.589j | 0 | 0 | 0 | 0 | 0 | [24 empty] | 8103301 | no | no |  |  | no |  | 0 | 0 | 0 | 0 | 0 | 0 |  | 1 | 1 | 1 | 0 | 0 | 0
load_220336679 |  | node_1457946_331_15344537_585 |  | AN | 0 | NonResidential | 3549.6+1512.123j | 0 | 0 | 0 | 0 | 0 | [24 empty] | 8103301 | no | no |  |  | no |  | 0 | 0 | 0 | 0 | 0 | 0 |  | 1 | 1 | 1 | 0 | 0 | 0
load_220352661 |  | node_1455856_85_15352477_815 |  | AN | 0 | NonResidential | 856.8+364.995j | 0 | 0 | 0 | 0 | 0 | [24 empty] | 8103301 | no | no |  |  | no |  | 0 | 0 | 0 | 0 | 0 | 0 |  | 1 | 1 | 1 | 0 | 0 | 0
load_220352675 |  | node_1470027_816_15346707_587 |  | AN | 0 | Residential | 10368+4416.75j | 0 | 0 | 0 | 0 | 0 | [24 empty] | 8103301 | no | no |  |  | no |  | 0 | 0 | 0 | 0 | 0 | 0 |  | 1 | 1 | 1 | 0 | 0 | 0
load_220352676 |  | node_1469825_738_15347167_642 |  | AN | 0 | Residential | 3009.6+1282.084j | 0 | 0 | 0 | 0 | 0 | [24 empty] | 8103301 | no | no |  |  | no |  | 0 | 0 | 0 | 0 | 0 | 0 |  | 1 | 1 | 1 | 0 | 0 | 0
load_220352677 |  | node_1468980_338_15349255_811 |  | AN | 0 | Residential | 16387.2+6980.918j | 0 | 0 | 0 | 0 | 0 | [24 empty] | 8103301 | no | no |  |  | no |  | 0 | 0 | 0 | 0 | 0 | 0 |  | 1 | 1 | 1 | 0 | 0 | 0
load_220352678 |  | node_1468825_762_15349637_881 |  | AN | 0 | Residential | 19944+8496.108j | 0 | 0 | 0 | 0 | 0 | [24 empty] | 8103301 | no | no |  |  | no |  | 0 | 0 | 0 | 0 | 0 | 0 |  | 1 | 1 | 1 | 0 | 0 | 0
load_220352679 |  | node_1467818_352_15351476_942 |  | AN | 0 | Residential | 17935.2+7640.363j | 0 | 0 | 0 | 0 | 0 | [24 empty] | 8103301 | no | no |  |  | no |  | 0 | 0 | 0 | 0 | 0 | 0 |  | 1 | 1 | 1 | 0 | 0 | 0
load_220352680 |  | node_1467881_762_15351231_465 |  | AN | 0 | Residential | 5040+2147.031j | 0 | 0 | 0 | 0 | 0 | [24 empty] | 8103301 | no | no |  |  | no |  | 0 | 0 | 0 | 0 | 0 | 0 |  | 1 | 1 | 1 | 0 | 0 | 0
load_220352681 |  | node_1467668_65_15350972_691 |  | AN | 0 | Residential | 3067.2+1306.622j | 0 | 0 | 0 | 0 | 0 | [24 empty] | 8103301 | no | no |  |  | no |  | 0 | 0 | 0 | 0 | 0 | 0 |  | 1 | 1 | 1 | 0 | 0 | 0
load_220352683 |  | node_1467598_88_15354312_164 |  | AN | 0 | Residential | 1425.6+607.303j | 0 | 0 | 0 | 0 | 0 | [24 empty] | 8103301 | no | no |  |  | no |  | 0 | 0 | 0 | 0 | 0 | 0 |  | 1 | 1 | 1 | 0 | 0 | 0
load_220352684 |  | node_1467414_487_15354572_414 |  | AN | 0 | Residential | 1202.4+512.22j | 0 | 0 | 0 | 0 | 0 | [24 empty] | 8103301 | no | no |  |  | no |  | 0 | 0 | 0 | 0 | 0 | 0 |  | 1 | 1 | 1 | 0 | 0 | 0
load_220352685 |  | node_1467143_629_15354620_636 |  | AN | 0 | Other | 0 | 0 | 0 | 0 | 0 | 0 | [24 empty] | 8103301 | no | no |  |  | no |  | 0 | 0 | 0 | 0 | 0 | 0 |  | 1 | 1 | 1 | 0 | 0 | 0
load_220352686 |  | node_1467151_965_15354291_476 |  | AN | 0 | NonResidential | 1864.8+794.401j | 0 | 0 | 0 | 0 | 0 | [24 empty] | 8103301 | no | no |  |  | no |  | 0 | 0 | 0 | 0 | 0 | 0 |  | 1 | 1 | 1 | 0 | 0 | 0
load_220352687 |  | node_1466122_655_15354571_883 |  | AN | 0 | Residential | 2476.8+1055.112j | 0 | 0 | 0 | 0 | 0 | [24 empty] | 8103301 | no | no |  |  | no |  | 0 | 0 | 0 | 0 | 0 | 0 |  | 1 | 1 | 1 | 0 | 0 | 0
load_220352689 |  | node_1464766_147_15354523_676 |  | AN | 0 | Residential | 13233.6+5637.49j | 0 | 0 | 0 | 0 | 0 | [24 empty] | 8103301 | no | no |  |  | no |  | 0 | 0 | 0 | 0 | 0 | 0 |  | 1 | 1 | 1 | 0 | 0 | 0
load_220352690 |  | node_1464535_772_15354660_877 |  | AN | 0 | Other | 0 | 0 | 0 | 0 | 0 | 0 | [24 empty] | 8103301 | no | no |  |  | no |  | 0 | 0 | 0 | 0 | 0 | 0 |  | 1 | 1 | 1 | 0 | 0 | 0
load_220352691 |  | node_1464130_751_15355113_983 |  | AN | 0 | Residential | 4298.4+1831.111j | 0 | 0 | 0 | 0 | 0 | [24 empty] | 8103301 | no | no |  |  | no |  | 0 | 0 | 0 | 0 | 0 | 0 |  | 1 | 1 | 1 | 0 | 0 | 0
load_220352692 |  | node_1464129_052_15353174_736 |  | AN | 0 | Residential | 25207.2+10738.222j | 0 | 0 | 0 | 0 | 0 | [24 empty] | 8103301 | no | no |  |  | no |  | 0 | 0 | 0 | 0 | 0 | 0 |  | 1 | 1 | 1 | 0 | 0 | 0
load_220352693 |  | node_1463027_76_15353156_238 |  | AN | 0 | Residential | 12960+5520.937j | 0 | 0 | 0 | 0 | 0 | [24 empty] | 8103301 | no | no |  |  | no |  | 0 | 0 | 0 | 0 | 0 | 0 |  | 1 | 1 | 1 | 0 | 0 | 0
load_220352694 |  | node_1462726_095_15353168_145 |  | AN | 0 | Residential | 49089.6+20912.082j | 0 | 0 | 0 | 0 | 0 | [24 empty] | 8103301 | no | no |  |  | no |  | 0 | 0 | 0 | 0 | 0 | 0 |  | 1 | 1 | 1 | 0 | 0 | 0
load_220352695 |  | node_1462395_532_15353255_943 |  | AN | 0 | Residential | 8395.2+3576.34j | 0 | 0 | 0 | 0 | 0 | [24 empty] | 8103301 | no | no |  |  | no |  | 0 | 0 | 0 | 0 | 0 | 0 |  | 1 | 1 | 1 | 0 | 0 | 0
load_220352696 |  | node_1461967_984_15353224_056 |  | AN | 0 | Residential | 2052+874.148j | 0 | 0 | 0 | 0 | 0 | [24 empty] | 8103301 | no | no |  |  | no |  | 0 | 0 | 0 | 0 | 0 | 0 |  | 1 | 1 | 1 | 0 | 0 | 0
load_220352697 |  | node_1461604_684_15353194_411 |  | AN | 0 | Residential | 16005.6+6818.357j | 0 | 0 | 0 | 0 | 0 | [24 empty] | 8103301 | no | no |  |  | no |  | 0 | 0 | 0 | 0 | 0 | 0 |  | 1 | 1 | 1 | 0 | 0 | 0
load_220352698 |  | node_1461100_358_15353428_902 |  | AN | 0 | Residential | 21916.8+9336.518j | 0 | 0 | 0 | 0 | 0 | [24 empty] | 8103301 | no | no |  |  | no |  | 0 | 0 | 0 | 0 | 0 | 0 |  | 1 | 1 | 1 | 0 | 0 | 0
load_220352699 |  | node_1460444_481_15353092_807 |  | AN | 0 | Residential | 4723.2+2012.075j | 0 | 0 | 0 | 0 | 0 | [24 empty] | 8103301 | no | no |  |  | no |  | 0 | 0 | 0 | 0 | 0 | 0 |  | 1 | 1 | 1 | 0 | 0 | 0
load_220352700 |  | node_1459912_013_15353046_733 |  | AN | 0 | Residential | 9021.6+3843.186j | 0 | 0 | 0 | 0 | 0 | [24 empty] | 8103301 | no | no |  |  | no |  | 0 | 0 | 0 | 0 | 0 | 0 |  | 1 | 1 | 1 | 0 | 0 | 0
load_220352701 |  | node_1459239_353_15352846_823 |  | AN | 0 | Residential | 27928.8+11897.619j | 0 | 0 | 0 | 0 | 0 | [24 empty] | 8103301 | no | no |  |  | no |  | 0 | 0 | 0 | 0 | 0 | 0 |  | 1 | 1 | 1 | 0 | 0 | 0
load_220352702 |  | node_1458495_013_15352665_39 |  | AN | 0 | Other | 0 | 0 | 0 | 0 | 0 | 0 | [24 empty] | 8103301 | no | no |  |  | no |  | 0 | 0 | 0 | 0 | 0 | 0 |  | 1 | 1 | 1 | 0 | 0 | 0
load_220352703 |  | node_1458127_948_15352524_083 |  | AN | 0 | Other | 0 | 0 | 0 | 0 | 0 | 0 | [24 empty] | 8103301 | no | no |  |  | no |  | 0 | 0 | 0 | 0 | 0 | 0 |  | 1 | 1 | 1 | 0 | 0 | 0
load_220352705 |  | node_1456314_963_15352587_684 |  | AN | 0 | Other | 0 | 0 | 0 | 0 | 0 | 0 | [24 empty] | 8103301 | no | no |  |  | no |  | 0 | 0 | 0 | 0 | 0 | 0 |  | 1 | 1 | 1 | 0 | 0 | 0
load_220352706 |  | node_1476211_602_15370329_27 |  | AN | 0 | NonResidential | 568.8+242.308j | 0 | 0 | 0 | 0 | 0 | [24 empty] | 8103301 | no | no |  |  | no |  | 0 | 0 | 0 | 0 | 0 | 0 |  | 1 | 1 | 1 | 0 | 0 | 0
load_220352707 |  | node_1476268_763_15370554_145 |  | AN | 0 | Residential | 6156+2622.445j | 0 | 0 | 0 | 0 | 0 | [24 empty] | 8103301 | no | no |  |  | no |  | 0 | 0 | 0 | 0 | 0 | 0 |  | 1 | 1 | 1 | 0 | 0 | 0
load_220352708 |  | node_1476276_108_15375092_163 |  | AN | 0 | Residential | 10044+4278.726j | 0 | 0 | 0 | 0 | 0 | [24 empty] | 8103301 | no | no |  |  | no |  | 0 | 0 | 0 | 0 | 0 | 0 |  | 1 | 1 | 1 | 0 | 0 | 0
load_220352709 |  | node_1476277_843_15375276_005 |  | AN | 0 | Residential | 7063.2+3008.911j | 0 | 0 | 0 | 0 | 0 | [24 empty] | 8103301 | no | no |  |  | no |  | 0 | 0 | 0 | 0 | 0 | 0 |  | 1 | 1 | 1 | 0 | 0 | 0
load_220352710 |  | node_1476278_727_15375546_816 |  | AN | 0 | Residential | 4492.8+1913.925j | 0 | 0 | 0 | 0 | 0 | [24 empty] | 8103301 | no | no |  |  | no |  | 0 | 0 | 0 | 0 | 0 | 0 |  | 1 | 1 | 1 | 0 | 0 | 0
load_220352711 |  | node_1476186_101_15370776_833 |  | AN | 0 | Residential | 13701.6+5836.857j | 0 | 0 | 0 | 0 | 0 | [24 empty] | 8103301 | no | no |  |  | no |  | 0 | 0 | 0 | 0 | 0 | 0 |  | 1 | 1 | 1 | 0 | 0 | 0
load_220352712 |  | node_1476154_171_15371207_599 |  | AN | 0 | Residential | 6177.6+2631.647j | 0 | 0 | 0 | 0 | 0 | [24 empty] | 8103301 | no | no |  |  | no |  | 0 | 0 | 0 | 0 | 0 | 0 |  | 1 | 1 | 1 | 0 | 0 | 0
load_220352713 |  | node_1476221_105_15371393_672 |  | AN | 0 | Residential | 4572+1947.664j | 0 | 0 | 0 | 0 | 0 | [24 empty] | 8103301 | no | no |  |  | no |  | 0 | 0 | 0 | 0 | 0 | 0 |  | 1 | 1 | 1 | 0 | 0 | 0
load_220352714 |  | node_1476219_703_15371658_062 |  | AN | 0 | Residential | 8373.6+3567.139j | 0 | 0 | 0 | 0 | 0 | [24 empty] | 8103301 | no | no |  |  | no |  | 0 | 0 | 0 | 0 | 0 | 0 |  | 1 | 1 | 1 | 0 | 0 | 0
load_220352715 |  | node_1476153_736_15371952_777 |  | AN | 0 | Residential | 16171.2+6888.902j | 0 | 0 | 0 | 0 | 0 | [24 empty] | 8103301 | no | no |  |  | no |  | 0 | 0 | 0 | 0 | 0 | 0 |  | 1 | 1 | 1 | 0 | 0 | 0
load_220352716 |  | node_1476260_634_15372634_189 |  | AN | 0 | Residential | 5990.4+2551.9j | 0 | 0 | 0 | 0 | 0 | [24 empty] | 8103301 | no | no |  |  | no |  | 0 | 0 | 0 | 0 | 0 | 0 |  | 1 | 1 | 1 | 0 | 0 | 0
load_220352717 |  | node_1476557_236_15373131_313 |  | AN | 0 | Residential | 7048.8+3002.776j | 0 | 0 | 0 | 0 | 0 | [24 empty] | 8103301 | no | no |  |  | no |  | 0 | 0 | 0 | 0 | 0 | 0 |  | 1 | 1 | 1 | 0 | 0 | 0
load_220352718 |  | node_1476128_94_15373465_498 |  | AN | 0 | Residential | 64.8+27.605j | 0 | 0 | 0 | 0 | 0 | [24 empty] | 8103301 | no | no |  |  | no |  | 0 | 0 | 0 | 0 | 0 | 0 |  | 1 | 1 | 1 | 0 | 0 | 0
load_220352756 |  | node_1451793_656_15360093_339 |  | AN | 0 | Residential | 1231.2+524.489j | 0 | 0 | 0 | 0 | 0 | [24 empty] | 8103301 | no | no |  |  | no |  | 0 | 0 | 0 | 0 | 0 | 0 |  | 1 | 1 | 1 | 0 | 0 | 0
load_220352757 |  | node_1452133_32_15359030_765 |  | AN | 0 | Residential | 2844+1211.539j | 0 | 0 | 0 | 0 | 0 | [24 empty] | 8103301 | no | no |  |  | no |  | 0 | 0 | 0 | 0 | 0 | 0 |  | 1 | 1 | 1 | 0 | 0 | 0
load_220352758 |  | node_1452227_976_15360195_29 |  | AN | 0 | Other | 0 | 0 | 0 | 0 | 0 | 0 | [24 empty] | 8103301 | no | no |  |  | no |  | 0 | 0 | 0 | 0 | 0 | 0 |  | 1 | 1 | 1 | 0 | 0 | 0
load_220352759 |  | node_1455502_734_15357259_344 |  | AN | 0 | Residential | 7.2+3.067j | 0 | 0 | 0 | 0 | 0 | [24 empty] | 8103301 | no | no |  |  | no |  | 0 | 0 | 0 | 0 | 0 | 0 |  | 1 | 1 | 1 | 0 | 0 | 0
load_220352760 |  | node_1453659_613_15356189_115 |  | AN | 0 | Residential | 1058.4+450.877j | 0 | 0 | 0 | 0 | 0 | [24 empty] | 8103301 | no | no |  |  | no |  | 0 | 0 | 0 | 0 | 0 | 0 |  | 1 | 1 | 1 | 0 | 0 | 0
load_220352762 |  | node_1472123_742_15366840_833 |  | AN | 0 | Other | 0 | 0 | 0 | 0 | 0 | 0 | [24 empty] | 8103301 | no | no |  |  | no |  | 0 | 0 | 0 | 0 | 0 | 0 |  | 1 | 1 | 1 | 0 | 0 | 0
load_220352763 |  | node_1472307_488_15366508_495 |  | AN | 0 | Residential | 7207.2+3070.254j | 0 | 0 | 0 | 0 | 0 | [24 empty] | 8103301 | no | no |  |  | no |  | 0 | 0 | 0 | 0 | 0 | 0 |  | 1 | 1 | 1 | 0 | 0 | 0
load_220352764 |  | node_1472962_074_15365434_527 |  | AN | 0 | Residential | 10195.2+4343.137j | 0 | 0 | 0 | 0 | 0 | [24 empty] | 8103301 | no | no |  |  | no |  | 0 | 0 | 0 | 0 | 0 | 0 |  | 1 | 1 | 1 | 0 | 0 | 0
load_220352765 |  | node_1472979_38_15365044_779 |  | AN | 0 | Residential | 3592.8+1530.526j | 0 | 0 | 0 | 0 | 0 | [24 empty] | 8103301 | no | no |  |  | no |  | 0 | 0 | 0 | 0 | 0 | 0 |  | 1 | 1 | 1 | 0 | 0 | 0
load_220352767 |  | node_1474288_398_15363749_092 |  | AN | 0 | NonResidential | 3103.2+1321.958j | 0 | 0 | 0 | 0 | 0 | [24 empty] | 8103301 | no | no |  |  | no |  | 0 | 0 | 0 | 0 | 0 | 0 |  | 1 | 1 | 1 | 0 | 0 | 0
load_220352768 |  | node_1474389_59_15363438_283 |  | AN | 0 | Residential | 15940.8+6790.752j | 0 | 0 | 0 | 0 | 0 | [24 empty] | 8103301 | no | no |  |  | no |  | 0 | 0 | 0 | 0 | 0 | 0 |  | 1 | 1 | 1 | 0 | 0 | 0
load_220352769 |  | node_1474912_419_15363078_262 |  | AN | 0 | Residential | 4356+1855.648j | 0 | 0 | 0 | 0 | 0 | [24 empty] | 8103301 | no | no |  |  | no |  | 0 | 0 | 0 | 0 | 0 | 0 |  | 1 | 1 | 1 | 0 | 0 | 0
load_220352770 |  | node_1475230_025_15362999_854 |  | AN | 0 | Residential | 1540.8+656.378j | 0 | 0 | 0 | 0 | 0 | [24 empty] | 8103301 | no | no |  |  | no |  | 0 | 0 | 0 | 0 | 0 | 0 |  | 1 | 1 | 1 | 0 | 0 | 0
load_220352771 |  | node_1471637_063_15367745_543 |  | AN | 0 | Residential | 4600.8+1959.933j | 0 | 0 | 0 | 0 | 0 | [24 empty] | 8103301 | no | no |  |  | no |  | 0 | 0 | 0 | 0 | 0 | 0 |  | 1 | 1 | 1 | 0 | 0 | 0
load_220352772 |  | node_1471940_782_15367175_799 |  | AN | 0 | Residential | 18028.8+7680.237j | 0 | 0 | 0 | 0 | 0 | [24 empty] | 8103301 | no | no |  |  | no |  | 0 | 0 | 0 | 0 | 0 | 0 |  | 1 | 1 | 1 | 0 | 0 | 0
load_220352773 |  | node_1471430_249_15353751_893 |  | AN | 0 | Residential | 58125.6+24761.402j | 0 | 0 | 0 | 0 | 0 | [24 empty] | 8103301 | no | no |  |  | no |  | 0 | 0 | 0 | 0 | 0 | 0 |  | 1 | 1 | 1 | 0 | 0 | 0
load_220352774 |  | node_1472474_594_15353753_343 |  | AN | 0 | Residential | 12218.4+5205.017j | 0 | 0 | 0 | 0 | 0 | [24 empty] | 8103301 | no | no |  |  | no |  | 0 | 0 | 0 | 0 | 0 | 0 |  | 1 | 1 | 1 | 0 | 0 | 0
load_220352776 |  | node_1473884_949_15353770_591 |  | AN | 0 | Other | 0 | 0 | 0 | 0 | 0 | 0 | [24 empty] | 8103301 | no | no |  |  | no |  | 0 | 0 | 0 | 0 | 0 | 0 |  | 1 | 1 | 1 | 0 | 0 | 0
load_220352777 |  | node_1474245_609_15353896_325 |  | AN | 0 | Residential | 8632.8+3677.557j | 0 | 0 | 0 | 0 | 0 | [24 empty] | 8103301 | no | no |  |  | no |  | 0 | 0 | 0 | 0 | 0 | 0 |  | 1 | 1 | 1 | 0 | 0 | 0
load_220352778 |  | node_1474436_123_15353965_776 |  | AN | 0 | Residential | 13111.2+5585.348j | 0 | 0 | 0 | 0 | 0 | [24 empty] | 8103301 | no | no |  |  | no |  | 0 | 0 | 0 | 0 | 0 | 0 |  | 1 | 1 | 1 | 0 | 0 | 0
load_220352779 |  | node_1475080_356_15354245_661 |  | AN | 0 | NonResidential | 943.2+401.802j | 0 | 0 | 0 | 0 | 0 | [24 empty] | 8103301 | no | no |  |  | no |  | 0 | 0 | 0 | 0 | 0 | 0 |  | 1 | 1 | 1 | 0 | 0 | 0
load_220352780 |  | node_1476603_039_15353167_316 |  | AN | 0 | Residential | 8791.2+3745.036j | 0 | 0 | 0 | 0 | 0 | [24 empty] | 8103301 | no | no |  |  | no |  | 0 | 0 | 0 | 0 | 0 | 0 |  | 1 | 1 | 1 | 0 | 0 | 0
load_220352781 |  | node_1477561_486_15353026_969 |  | AN | 0 | Residential | 3391.2+1444.645j | 0 | 0 | 0 | 0 | 0 | [24 empty] | 8103301 | no | no |  |  | no |  | 0 | 0 | 0 | 0 | 0 | 0 |  | 1 | 1 | 1 | 0 | 0 | 0
load_220352782 |  | node_1477713_403_15352487_426 |  | AN | 0 | Residential | 6033.6+2570.303j | 0 | 0 | 0 | 0 | 0 | [24 empty] | 8103301 | no | no |  |  | no |  | 0 | 0 | 0 | 0 | 0 | 0 |  | 1 | 1 | 1 | 0 | 0 | 0
load_220352783 |  | node_1477991_721_15352524_892 |  | AN | 0 | Residential | 237.6+101.217j | 0 | 0 | 0 | 0 | 0 | [24 empty] | 8103301 | no | no |  |  | no |  | 0 | 0 | 0 | 0 | 0 | 0 |  | 1 | 1 | 1 | 0 | 0 | 0
load_220352784 |  | node_1478151_928_15351727_03 |  | AN | 0 | Residential | 7588.8+3232.815j | 0 | 0 | 0 | 0 | 0 | [24 empty] | 8103301 | no | no |  |  | no |  | 0 | 0 | 0 | 0 | 0 | 0 |  | 1 | 1 | 1 | 0 | 0 | 0
load_220352785 |  | node_1478453_957_15351441_748 |  | AN | 0 | Residential | 4888.8+2082.62j | 0 | 0 | 0 | 0 | 0 | [24 empty] | 8103301 | no | no |  |  | no |  | 0 | 0 | 0 | 0 | 0 | 0 |  | 1 | 1 | 1 | 0 | 0 | 0
load_220352786 |  | node_1478443_856_15351114_77 |  | AN | 0 | Residential | 3074.4+1309.689j | 0 | 0 | 0 | 0 | 0 | [24 empty] | 8103301 | no | no |  |  | no |  | 0 | 0 | 0 | 0 | 0 | 0 |  | 1 | 1 | 1 | 0 | 0 | 0
load_220352787 |  | node_1478467_18_15350994_368 |  | AN | 0 | Residential | 3736.8+1591.87j | 0 | 0 | 0 | 0 | 0 | [24 empty] | 8103301 | no | no |  |  | no |  | 0 | 0 | 0 | 0 | 0 | 0 |  | 1 | 1 | 1 | 0 | 0 | 0
load_220352788 |  | node_1478559_285_15350744_291 |  | AN | 0 | Residential | 6717.6+2861.686j | 0 | 0 | 0 | 0 | 0 | [24 empty] | 8103301 | no | no |  |  | no |  | 0 | 0 | 0 | 0 | 0 | 0 |  | 1 | 1 | 1 | 0 | 0 | 0
load_220352789 |  | node_1478816_705_15350492_264 |  | AN | 0 | Residential | 7034.4+2996.642j | 0 | 0 | 0 | 0 | 0 | [24 empty] | 8103301 | no | no |  |  | no |  | 0 | 0 | 0 | 0 | 0 | 0 |  | 1 | 1 | 1 | 0 | 0 | 0
load_220352791 |  | node_1478958_899_15356111_797 |  | AN | 0 | Residential | 7034.4+2996.642j | 0 | 0 | 0 | 0 | 0 | [24 empty] | 8103301 | no | no |  |  | no |  | 0 | 0 | 0 | 0 | 0 | 0 |  | 1 | 1 | 1 | 0 | 0 | 0
load_220352792 |  | node_1478816_491_15356252_196 |  | AN | 0 | Residential | 4910.4+2091.822j | 0 | 0 | 0 | 0 | 0 | [24 empty] | 8103301 | no | no |  |  | no |  | 0 | 0 | 0 | 0 | 0 | 0 |  | 1 | 1 | 1 | 0 | 0 | 0
load_220352793 |  | node_1479157_973_15357321_401 |  | AN | 0 | Residential | 14925.6+6358.279j | 0 | 0 | 0 | 0 | 0 | [24 empty] | 8103301 | no | no |  |  | no |  | 0 | 0 | 0 | 0 | 0 | 0 |  | 1 | 1 | 1 | 0 | 0 | 0
load_220352794 |  | node_1479182_333_15357693_093 |  | AN | 0 | Residential | 3182.4+1355.697j | 0 | 0 | 0 | 0 | 0 | [24 empty] | 8103301 | no | no |  |  | no |  | 0 | 0 | 0 | 0 | 0 | 0 |  | 1 | 1 | 1 | 0 | 0 | 0
load_220352795 |  | node_1479125_727_15358254_637 |  | AN | 0 | Residential | 18172.8+7741.58j | 0 | 0 | 0 | 0 | 0 | [24 empty] | 8103301 | no | no |  |  | no |  | 0 | 0 | 0 | 0 | 0 | 0 |  | 1 | 1 | 1 | 0 | 0 | 0
load_220352797 |  | node_1478793_222_15359726_397 |  | AN | 0 | Residential | 6084+2591.773j | 0 | 0 | 0 | 0 | 0 | [24 empty] | 8103301 | no | no |  |  | no |  | 0 | 0 | 0 | 0 | 0 | 0 |  | 1 | 1 | 1 | 0 | 0 | 0
load_220352798 |  | node_1478637_041_15359766_855 |  | AN | 0 | Other | 0 | 0 | 0 | 0 | 0 | 0 | [24 empty] | 8103301 | no | no |  |  | no |  | 0 | 0 | 0 | 0 | 0 | 0 |  | 1 | 1 | 1 | 0 | 0 | 0
load_220352799 |  | node_1478432_878_15360657_29 |  | AN | 0 | NonResidential | 748.8+318.987j | 0 | 0 | 0 | 0 | 0 | [24 empty] | 8103301 | no | no |  |  | no |  | 0 | 0 | 0 | 0 | 0 | 0 |  | 1 | 1 | 1 | 0 | 0 | 0
load_220352800 |  | node_1478150_617_15353999_044 |  | AN | 0 | Residential | 316.8+134.956j | 0 | 0 | 0 | 0 | 0 | [24 empty] | 8103301 | no | no |  |  | no |  | 0 | 0 | 0 | 0 | 0 | 0 |  | 1 | 1 | 1 | 0 | 0 | 0
load_220352801 |  | node_1478085_654_15354425_628 |  | AN | 0 | Residential | 1836+782.133j | 0 | 0 | 0 | 0 | 0 | [24 empty] | 8103301 | no | no |  |  | no |  | 0 | 0 | 0 | 0 | 0 | 0 |  | 1 | 1 | 1 | 0 | 0 | 0
load_220352802 |  | node_1478527_565_15354493_342 |  | AN | 0 | Residential | 2599.2+1107.255j | 0 | 0 | 0 | 0 | 0 | [24 empty] | 8103301 | no | no |  |  | no |  | 0 | 0 | 0 | 0 | 0 | 0 |  | 1 | 1 | 1 | 0 | 0 | 0
load_220352803 |  | node_1478806_963_15355525_076 |  | AN | 0 | Residential | 12816+5459.593j | 0 | 0 | 0 | 0 | 0 | [24 empty] | 8103301 | no | no |  |  | no |  | 0 | 0 | 0 | 0 | 0 | 0 |  | 1 | 1 | 1 | 0 | 0 | 0
load_220352805 |  | node_1468424_371_15370873_671 |  | AN | 0 | Residential | 36208.8+15424.884j | 0 | 0 | 0 | 0 | 0 | [24 empty] | 8103301 | no | no |  |  | no |  | 0 | 0 | 0 | 0 | 0 | 0 |  | 1 | 1 | 1 | 0 | 0 | 0
load_220352806 |  | node_1468771_529_15371115_245 |  | AN | 0 | Residential | 10936.8+4659.057j | 0 | 0 | 0 | 0 | 0 | [24 empty] | 8103301 | no | no |  |  | no |  | 0 | 0 | 0 | 0 | 0 | 0 |  | 1 | 1 | 1 | 0 | 0 | 0
load_220352807 |  | node_1468829_405_15371343_267 |  | AN | 0 | NonResidential | 15000+6389.973j | 0 | 0 | 0 | 0 | 0 | [24 empty] | 8103301 | no | no |  |  | no |  | 0 | 0 | 0 | 0 | 0 | 0 |  | 1 | 1 | 1 | 0 | 0 | 0
load_220352809 |  | node_1468926_786_15370685_725 |  | AN | 0 | Residential | 5076+2162.367j | 0 | 0 | 0 | 0 | 0 | [24 empty] | 8103301 | no | no |  |  | no |  | 0 | 0 | 0 | 0 | 0 | 0 |  | 1 | 1 | 1 | 0 | 0 | 0
load_220352810 |  | node_1469434_131_15370602_612 |  | AN | 0 | NonResidential | 0 | 0 | 0 | 0 | 0 | 0 | [24 empty] | 8103301 | no | no |  |  | no |  | 0 | 0 | 0 | 0 | 0 | 0 |  | 1 | 1 | 1 | 0 | 0 | 0
load_220352811 |  | node_1469719_761_15370449_257 |  | AN | 0 | Residential | 9028.8+3846.253j | 0 | 0 | 0 | 0 | 0 | [24 empty] | 8103301 | no | no |  |  | no |  | 0 | 0 | 0 | 0 | 0 | 0 |  | 1 | 1 | 1 | 0 | 0 | 0
load_220352812 |  | node_1470306_66_15370203_465 |  | AN | 0 | NonResidential | 223.2+95.083j | 0 | 0 | 0 | 0 | 0 | [24 empty] | 8103301 | no | no |  |  | no |  | 0 | 0 | 0 | 0 | 0 | 0 |  | 1 | 1 | 1 | 0 | 0 | 0
load_220352813 |  | node_1471168_707_15369922_917 |  | AN | 0 | NonResidential | 259.2+110.419j | 0 | 0 | 0 | 0 | 0 | [24 empty] | 8103301 | no | no |  |  | no |  | 0 | 0 | 0 | 0 | 0 | 0 |  | 1 | 1 | 1 | 0 | 0 | 0
load_220352814 |  | node_1471459_265_15370130_104 |  | AN | 0 | Residential | 3931.2+1674.684j | 0 | 0 | 0 | 0 | 0 | [24 empty] | 8103301 | no | no |  |  | no |  | 0 | 0 | 0 | 0 | 0 | 0 |  | 1 | 1 | 1 | 0 | 0 | 0
load_220352815 |  | node_1472399_417_15370043_305 |  | AN | 0 | Residential | 4132.8+1760.565j | 0 | 0 | 0 | 0 | 0 | [24 empty] | 8103301 | no | no |  |  | no |  | 0 | 0 | 0 | 0 | 0 | 0 |  | 1 | 1 | 1 | 0 | 0 | 0
load_220352816 |  | node_1472634_903_15370039_298 |  | AN | 0 | Residential | 19915.2+8483.84j | 0 | 0 | 0 | 0 | 0 | [24 empty] | 8103301 | no | no |  |  | no |  | 0 | 0 | 0 | 0 | 0 | 0 |  | 1 | 1 | 1 | 0 | 0 | 0
load_220352817 |  | node_1474026_369_15369887_506 |  | AN | 0 | Residential | 2239.2+953.895j | 0 | 0 | 0 | 0 | 0 | [24 empty] | 8103301 | no | no |  |  | no |  | 0 | 0 | 0 | 0 | 0 | 0 |  | 1 | 1 | 1 | 0 | 0 | 0
load_220352818 |  | node_1474446_82_15369886_776 |  | AN | 0 | Residential | 6141.6+2616.311j | 0 | 0 | 0 | 0 | 0 | [24 empty] | 8103301 | no | no |  |  | no |  | 0 | 0 | 0 | 0 | 0 | 0 |  | 1 | 1 | 1 | 0 | 0 | 0
load_220352819 |  | node_1475245_937_15369885_561 |  | AN | 0 | Residential | 1094.4+466.212j | 0 | 0 | 0 | 0 | 0 | [24 empty] | 8103301 | no | no |  |  | no |  | 0 | 0 | 0 | 0 | 0 | 0 |  | 1 | 1 | 1 | 0 | 0 | 0
load_220352820 |  | node_1475628_756_15369874_904 |  | AN | 0 | Residential | 770.4+328.189j | 0 | 0 | 0 | 0 | 0 | [24 empty] | 8103301 | no | no |  |  | no |  | 0 | 0 | 0 | 0 | 0 | 0 |  | 1 | 1 | 1 | 0 | 0 | 0
load_220352822 |  | node_1476513_673_15369913_017 |  | AN | 0 | Residential | 11952+5091.531j | 0 | 0 | 0 | 0 | 0 | [24 empty] | 8103301 | no | no |  |  | no |  | 0 | 0 | 0 | 0 | 0 | 0 |  | 1 | 1 | 1 | 0 | 0 | 0
load_220352823 |  | node_1476965_786_15370030_754 |  | AN | 0 | Residential | 20390.4+8686.274j | 0 | 0 | 0 | 0 | 0 | [24 empty] | 8103301 | no | no |  |  | no |  | 0 | 0 | 0 | 0 | 0 | 0 |  | 1 | 1 | 1 | 0 | 0 | 0
load_220352824 |  | node_1477175_799_15370027_252 |  | AN | 0 | Residential | 9979.2+4251.121j | 0 | 0 | 0 | 0 | 0 | [24 empty] | 8103301 | no | no |  |  | no |  | 0 | 0 | 0 | 0 | 0 | 0 |  | 1 | 1 | 1 | 0 | 0 | 0
load_220352825 |  | node_1477306_167_15370082_599 |  | AN | 0 | Other | 0 | 0 | 0 | 0 | 0 | 0 | [24 empty] | 8103301 | no | no |  |  | no |  | 0 | 0 | 0 | 0 | 0 | 0 |  | 1 | 1 | 1 | 0 | 0 | 0
load_220352826 |  | node_1477290_522_15370082_31 |  | BN | 0 | Other | 0 | 0 | 0 | 0 | 0 | 0 | [24 empty] | 8103301 | no | no |  |  | no |  | 0 | 0 | 0 | 0 | 0 | 0 |  | 1 | 1 | 1 | 0 | 0 | 0
load_220352827 |  | node_1477320_501_15370080_887 |  | CN | 0 | Other | 0 | 0 | 0 | 0 | 0 | 0 | [24 empty] | 8103301 | no | no |  |  | no |  | 0 | 0 | 0 | 0 | 0 | 0 |  | 1 | 1 | 1 | 0 | 0 | 0
load_220352867 |  | node_1452139_264_15372866_964 |  | AN | 0 | Residential | 9223.2+3929.067j | 0 | 0 | 0 | 0 | 0 | [24 empty] | 8103301 | no | no |  |  | no |  | 0 | 0 | 0 | 0 | 0 | 0 |  | 1 | 1 | 1 | 0 | 0 | 0
load_220352868 |  | node_1452427_002_15372927_246 |  | AN | 0 | Other | 0 | 0 | 0 | 0 | 0 | 0 | [24 empty] | 8103301 | no | no |  |  | no |  | 0 | 0 | 0 | 0 | 0 | 0 |  | 1 | 1 | 1 | 0 | 0 | 0
load_220352869 |  | node_1452710_698_15372982_59 |  | AN | 0 | Residential | 2052+874.148j | 0 | 0 | 0 | 0 | 0 | [24 empty] | 8103301 | no | no |  |  | no |  | 0 | 0 | 0 | 0 | 0 | 0 |  | 1 | 1 | 1 | 0 | 0 | 0
load_220352870 |  | node_1453352_172_15373154_852 |  | AN | 0 | NonResidential | 0 | 0 | 0 | 0 | 0 | 0 | [24 empty] | 8103301 | no | no |  |  | no |  | 0 | 0 | 0 | 0 | 0 | 0 |  | 1 | 1 | 1 | 0 | 0 | 0
load_220352871 |  | node_1453767_277_15373216_941 |  | AN | 0 | Residential | 4413.6+1880.186j | 0 | 0 | 0 | 0 | 0 | [24 empty] | 8103301 | no | no |  |  | no |  | 0 | 0 | 0 | 0 | 0 | 0 |  | 1 | 1 | 1 | 0 | 0 | 0
load_220352872 |  | node_1454205_896_15373340_426 |  | AN | 0 | Residential | 8640+3680.625j | 0 | 0 | 0 | 0 | 0 | [24 empty] | 8103301 | no | no |  |  | no |  | 0 | 0 | 0 | 0 | 0 | 0 |  | 1 | 1 | 1 | 0 | 0 | 0
load_220352873 |  | node_1455402_678_15373695_558 |  | AN | 0 | Residential | 34243.2+14587.542j | 0 | 0 | 0 | 0 | 0 | [24 empty] | 8103301 | no | no |  |  | no |  | 0 | 0 | 0 | 0 | 0 | 0 |  | 1 | 1 | 1 | 0 | 0 | 0
load_220352874 |  | node_1455823_88_15373625_226 |  | AN | 0 | Residential | 14126.4+6017.821j | 0 | 0 | 0 | 0 | 0 | [24 empty] | 8103301 | no | no |  |  | no |  | 0 | 0 | 0 | 0 | 0 | 0 |  | 1 | 1 | 1 | 0 | 0 | 0
load_220352875 |  | node_1456262_986_15373597_374 |  | AN | 0 | Residential | 7869.6+3352.436j | 0 | 0 | 0 | 0 | 0 | [24 empty] | 8103301 | no | no |  |  | no |  | 0 | 0 | 0 | 0 | 0 | 0 |  | 1 | 1 | 1 | 0 | 0 | 0
load_220352876 |  | node_1458106_693_15372205_947 |  | AN | 0 | Residential | 10972.8+4674.393j | 0 | 0 | 0 | 0 | 0 | [24 empty] | 8103301 | no | no |  |  | no |  | 0 | 0 | 0 | 0 | 0 | 0 |  | 1 | 1 | 1 | 0 | 0 | 0
load_220352877 |  | node_1458299_23_15372134_035 |  | AN | 0 | Residential | 10166.4+4330.868j | 0 | 0 | 0 | 0 | 0 | [24 empty] | 8103301 | no | no |  |  | no |  | 0 | 0 | 0 | 0 | 0 | 0 |  | 1 | 1 | 1 | 0 | 0 | 0
load_220352878 |  | node_1459084_856_15371760_181 |  | AN | 0 | Other | 0 | 0 | 0 | 0 | 0 | 0 | [24 empty] | 8103301 | no | no |  |  | no |  | 0 | 0 | 0 | 0 | 0 | 0 |  | 1 | 1 | 1 | 0 | 0 | 0
load_220352879 |  | node_1459103_554_15371751_678 |  | BN | 0 | Other | 0 | 0 | 0 | 0 | 0 | 0 | [24 empty] | 8103301 | no | no |  |  | no |  | 0 | 0 | 0 | 0 | 0 | 0 |  | 1 | 1 | 1 | 0 | 0 | 0
load_220352880 |  | node_1459068_453_15371774_926 |  | CN | 0 | Other | 0 | 0 | 0 | 0 | 0 | 0 | [24 empty] | 8103301 | no | no |  |  | no |  | 0 | 0 | 0 | 0 | 0 | 0 |  | 1 | 1 | 1 | 0 | 0 | 0
load_220352881 |  | node_1459223_643_15372151_914 |  | AN | 0 | Residential | 7250.4+3088.657j | 0 | 0 | 0 | 0 | 0 | [24 empty] | 8103301 | no | no |  |  | no |  | 0 | 0 | 0 | 0 | 0 | 0 |  | 1 | 1 | 1 | 0 | 0 | 0
load_220352882 |  | node_1459449_339_15371764_087 |  | AN | 0 | Other | 0 | 0 | 0 | 0 | 0 | 0 | [24 empty] | 8103301 | no | no |  |  | no |  | 0 | 0 | 0 | 0 | 0 | 0 |  | 1 | 1 | 1 | 0 | 0 | 0
load_220352883 |  | node_1459796_66_15371483_71 |  | AN | 0 | Residential | 1281.6+545.959j | 0 | 0 | 0 | 0 | 0 | [24 empty] | 8103301 | no | no |  |  | no |  | 0 | 0 | 0 | 0 | 0 | 0 |  | 1 | 1 | 1 | 0 | 0 | 0
load_220352884 |  | node_1460042_071_15371538_095 |  | AN | 0 | Residential | 1382.4+588.9j | 0 | 0 | 0 | 0 | 0 | [24 empty] | 8103301 | no | no |  |  | no |  | 0 | 0 | 0 | 0 | 0 | 0 |  | 1 | 1 | 1 | 0 | 0 | 0
load_220352885 |  | node_1460731_18_15371281_089 |  | AN | 0 | Residential | 4744.8+2021.276j | 0 | 0 | 0 | 0 | 0 | [24 empty] | 8103301 | no | no |  |  | no |  | 0 | 0 | 0 | 0 | 0 | 0 |  | 1 | 1 | 1 | 0 | 0 | 0
load_220352886 |  | node_1461884_204_15371357_662 |  | AN | 0 | Residential | 324+138.023j | 0 | 0 | 0 | 0 | 0 | [24 empty] | 8103301 | no | no |  |  | no |  | 0 | 0 | 0 | 0 | 0 | 0 |  | 1 | 1 | 1 | 0 | 0 | 0
load_220352888 |  | node_1462998_704_15371490_094 |  | AN | 0 | Residential | 1512+644.109j | 0 | 0 | 0 | 0 | 0 | [24 empty] | 8103301 | no | no |  |  | no |  | 0 | 0 | 0 | 0 | 0 | 0 |  | 1 | 1 | 1 | 0 | 0 | 0
load_220352890 |  | node_1463315_067_15371681_985 |  | AN | 0 | NonResidential | 15000+6389.973j | 0 | 0 | 0 | 0 | 0 | [24 empty] | 8103301 | no | no |  |  | no |  | 0 | 0 | 0 | 0 | 0 | 0 |  | 1 | 1 | 1 | 0 | 0 | 0
load_220352891 |  | node_1463906_879_15371626_667 |  | AN | 0 | Residential | 39880.8+16989.15j | 0 | 0 | 0 | 0 | 0 | [24 empty] | 8103301 | no | no |  |  | no |  | 0 | 0 | 0 | 0 | 0 | 0 |  | 1 | 1 | 1 | 0 | 0 | 0
load_220352892 |  | node_1463934_061_15371977_196 |  | AN | 0 | Residential | 8438.4+3594.743j | 0 | 0 | 0 | 0 | 0 | [24 empty] | 8103301 | no | no |  |  | no |  | 0 | 0 | 0 | 0 | 0 | 0 |  | 1 | 1 | 1 | 0 | 0 | 0
load_220352893 |  | node_1464057_71_15371367_011 |  | AN | 0 | Residential | 17899.2+7625.027j | 0 | 0 | 0 | 0 | 0 | [24 empty] | 8103301 | no | no |  |  | no |  | 0 | 0 | 0 | 0 | 0 | 0 |  | 1 | 1 | 1 | 0 | 0 | 0
load_220352894 |  | node_1464588_92_15371746_162 |  | AN | 0 | Residential | 1137.6+484.616j | 0 | 0 | 0 | 0 | 0 | [24 empty] | 8103301 | no | no |  |  | no |  | 0 | 0 | 0 | 0 | 0 | 0 |  | 1 | 1 | 1 | 0 | 0 | 0
load_220352895 |  | node_1465395_826_15370445_717 |  | AN | 0 | Residential | 15717.6+6695.67j | 0 | 0 | 0 | 0 | 0 | [24 empty] | 8103301 | no | no |  |  | no |  | 0 | 0 | 0 | 0 | 0 | 0 |  | 1 | 1 | 1 | 0 | 0 | 0
load_220352896 |  | node_1465973_834_15371088_942 |  | AN | 0 | Residential | 6379.2+2717.528j | 0 | 0 | 0 | 0 | 0 | [24 empty] | 8103301 | no | no |  |  | no |  | 0 | 0 | 0 | 0 | 0 | 0 |  | 1 | 1 | 1 | 0 | 0 | 0
load_220352897 |  | node_1466328_65_15370785_253 |  | AN | 0 | Residential | 13089.6+5576.146j | 0 | 0 | 0 | 0 | 0 | [24 empty] | 8103301 | no | no |  |  | no |  | 0 | 0 | 0 | 0 | 0 | 0 |  | 1 | 1 | 1 | 0 | 0 | 0
load_220352898 |  | node_1466496_685_15371043_352 |  | AN | 0 | Residential | 29210.4+12443.578j | 0 | 0 | 0 | 0 | 0 | [24 empty] | 8103301 | no | no |  |  | no |  | 0 | 0 | 0 | 0 | 0 | 0 |  | 1 | 1 | 1 | 0 | 0 | 0
load_220352899 |  | node_1466760_573_15371015_968 |  | AN | 0 | Residential | 7056+3005.843j | 0 | 0 | 0 | 0 | 0 | [24 empty] | 8103301 | no | no |  |  | no |  | 0 | 0 | 0 | 0 | 0 | 0 |  | 1 | 1 | 1 | 0 | 0 | 0
load_220352900 |  | node_1467274_09_15371019_121 |  | AN | 0 | NonResidential | 9500+4046.983j | 0 | 0 | 0 | 0 | 0 | [24 empty] | 8103301 | no | no |  |  | no |  | 0 | 0 | 0 | 0 | 0 | 0 |  | 1 | 1 | 1 | 0 | 0 | 0
load_220352901 |  | node_1467277_203_15371045_436 |  | AN | 0 | NonResidential | 9500+4046.983j | 0 | 0 | 0 | 0 | 0 | [24 empty] | 8103301 | no | no |  |  | no |  | 0 | 0 | 0 | 0 | 0 | 0 |  | 1 | 1 | 1 | 0 | 0 | 0
load_220352910 |  | node_1461406_146_15378899_951 |  | AN | 0 | Residential | 1216.8+518.355j | 0 | 0 | 0 | 0 | 0 | [24 empty] | 8103301 | no | no |  |  | no |  | 0 | 0 | 0 | 0 | 0 | 0 |  | 1 | 1 | 1 | 0 | 0 | 0
load_220352911 |  | node_1461096_897_15379668_39 |  | AN | 0 | Residential | 6127.2+2610.176j | 0 | 0 | 0 | 0 | 0 | [24 empty] | 8103301 | no | no |  |  | no |  | 0 | 0 | 0 | 0 | 0 | 0 |  | 1 | 1 | 1 | 0 | 0 | 0
load_220352913 |  | node_1454707_638_15376442_786 |  | AN | 0 | Residential | 6660+2837.148j | 0 | 0 | 0 | 0 | 0 | [24 empty] | 8103301 | no | no |  |  | no |  | 0 | 0 | 0 | 0 | 0 | 0 |  | 1 | 1 | 1 | 0 | 0 | 0
load_220352914 |  | node_1455061_306_15377253_303 |  | AN | 0 | Residential | 7632+3251.218j | 0 | 0 | 0 | 0 | 0 | [24 empty] | 8103301 | no | no |  |  | no |  | 0 | 0 | 0 | 0 | 0 | 0 |  | 1 | 1 | 1 | 0 | 0 | 0
load_220352915 |  | node_1454712_035_15374205_902 |  | AN | 0 | Other | 0 | 0 | 0 | 0 | 0 | 0 | [24 empty] | 8103301 | no | no |  |  | no |  | 0 | 0 | 0 | 0 | 0 | 0 |  | 1 | 1 | 1 | 0 | 0 | 0
load_220352916 |  | node_1454705_345_15374503_131 |  | AN | 0 | Residential | 3772.8+1607.206j | 0 | 0 | 0 | 0 | 0 | [24 empty] | 8103301 | no | no |  |  | no |  | 0 | 0 | 0 | 0 | 0 | 0 |  | 1 | 1 | 1 | 0 | 0 | 0
load_220352917 |  | node_1454643_009_15375372_303 |  | AN | 0 | Residential | 11786.4+5020.985j | 0 | 0 | 0 | 0 | 0 | [24 empty] | 8103301 | no | no |  |  | no |  | 0 | 0 | 0 | 0 | 0 | 0 |  | 1 | 1 | 1 | 0 | 0 | 0
load_220352918 |  | node_1455366_87_15375376_2 |  | AN | 0 | Residential | 2088+889.484j | 0 | 0 | 0 | 0 | 0 | [24 empty] | 8103301 | no | no |  |  | no |  | 0 | 0 | 0 | 0 | 0 | 0 |  | 1 | 1 | 1 | 0 | 0 | 0
load_220352920 |  | node_1459971_54_15371013_871 |  | AN | 0 | Residential | 21837.6+9302.779j | 0 | 0 | 0 | 0 | 0 | [24 empty] | 8103301 | no | no |  |  | no |  | 0 | 0 | 0 | 0 | 0 | 0 |  | 1 | 1 | 1 | 0 | 0 | 0
load_220352921 |  | node_1459915_886_15370187_913 |  | AN | 0 | Residential | 18093.6+7707.841j | 0 | 0 | 0 | 0 | 0 | [24 empty] | 8103301 | no | no |  |  | no |  | 0 | 0 | 0 | 0 | 0 | 0 |  | 1 | 1 | 1 | 0 | 0 | 0
load_220352922 |  | node_1460023_675_15368033_457 |  | AN | 0 | Residential | 41796+17805.021j | 0 | 0 | 0 | 0 | 0 | [24 empty] | 8103301 | no | no |  |  | no |  | 0 | 0 | 0 | 0 | 0 | 0 |  | 1 | 1 | 1 | 0 | 0 | 0
load_220352923 |  | node_1459604_116_15367046_456 |  | AN | 0 | Residential | 4068+1732.961j | 0 | 0 | 0 | 0 | 0 | [24 empty] | 8103301 | no | no |  |  | no |  | 0 | 0 | 0 | 0 | 0 | 0 |  | 1 | 1 | 1 | 0 | 0 | 0
load_220352924 |  | node_1460439_486_15366988_877 |  | AN | 0 | NonResidential | 0 | 0 | 0 | 0 | 0 | 0 | [24 empty] | 8103301 | no | no |  |  | no |  | 0 | 0 | 0 | 0 | 0 | 0 |  | 1 | 1 | 1 | 0 | 0 | 0
load_220352925 |  | node_1460141_618_15366730_998 |  | AN | 0 | Residential | 2253.6+960.03j | 0 | 0 | 0 | 0 | 0 | [24 empty] | 8103301 | no | no |  |  | no |  | 0 | 0 | 0 | 0 | 0 | 0 |  | 1 | 1 | 1 | 0 | 0 | 0
load_220352926 |  | node_1460041_664_15366996_879 |  | AN | 0 | Residential | 1598.4+680.916j | 0 | 0 | 0 | 0 | 0 | [24 empty] | 8103301 | no | no |  |  | no |  | 0 | 0 | 0 | 0 | 0 | 0 |  | 1 | 1 | 1 | 0 | 0 | 0
load_220352927 |  | node_1460125_882_15366230_12 |  | AN | 0 | Residential | 7142.4+3042.65j | 0 | 0 | 0 | 0 | 0 | [24 empty] | 8103301 | no | no |  |  | no |  | 0 | 0 | 0 | 0 | 0 | 0 |  | 1 | 1 | 1 | 0 | 0 | 0
load_220352928 |  | node_1460496_519_15366195_897 |  | AN | 0 | Residential | 172.8+73.612j | 0 | 0 | 0 | 0 | 0 | [24 empty] | 8103301 | no | no |  |  | no |  | 0 | 0 | 0 | 0 | 0 | 0 |  | 1 | 1 | 1 | 0 | 0 | 0
load_220352929 |  | node_1460104_086_15365845_431 |  | AN | 0 | Residential | 25610.4+10909.985j | 0 | 0 | 0 | 0 | 0 | [24 empty] | 8103301 | no | no |  |  | no |  | 0 | 0 | 0 | 0 | 0 | 0 |  | 1 | 1 | 1 | 0 | 0 | 0
load_220352930 |  | node_1459999_012_15365661_634 |  | AN | 0 | Other | 0 | 0 | 0 | 0 | 0 | 0 | [24 empty] | 8103301 | no | no |  |  | no |  | 0 | 0 | 0 | 0 | 0 | 0 |  | 1 | 1 | 1 | 0 | 0 | 0
load_220352932 |  | node_1459044_618_15364992_09 |  | AN | 0 | Residential | 23457.6+9992.896j | 0 | 0 | 0 | 0 | 0 | [24 empty] | 8103301 | no | no |  |  | no |  | 0 | 0 | 0 | 0 | 0 | 0 |  | 1 | 1 | 1 | 0 | 0 | 0
load_220352934 |  | node_1458230_361_15364888_048 |  | AN | 0 | Residential | 54525.6+23227.808j | 0 | 0 | 0 | 0 | 0 | [24 empty] | 8103301 | no | no |  |  | no |  | 0 | 0 | 0 | 0 | 0 | 0 |  | 1 | 1 | 1 | 0 | 0 | 0
load_220352935 |  | node_1458303_805_15364599_073 |  | AN | 0 | Residential | 7257.6+3091.725j | 0 | 0 | 0 | 0 | 0 | [24 empty] | 8103301 | no | no |  |  | no |  | 0 | 0 | 0 | 0 | 0 | 0 |  | 1 | 1 | 1 | 0 | 0 | 0
load_220352936 |  | node_1457728_446_15364818_731 |  | AN | 0 | Residential | 8215.2+3499.661j | 0 | 0 | 0 | 0 | 0 | [24 empty] | 8103301 | no | no |  |  | no |  | 0 | 0 | 0 | 0 | 0 | 0 |  | 1 | 1 | 1 | 0 | 0 | 0
load_220352937 |  | node_1457430_864_15364752_051 |  | AN | 0 | Residential | 20116.8+8569.721j | 0 | 0 | 0 | 0 | 0 | [24 empty] | 8103301 | no | no |  |  | no |  | 0 | 0 | 0 | 0 | 0 | 0 |  | 1 | 1 | 1 | 0 | 0 | 0
load_220352938 |  | node_1457142_462_15364746_212 |  | AN | 0 | NonResidential | 3477.6+1481.451j | 0 | 0 | 0 | 0 | 0 | [24 empty] | 8103301 | no | no |  |  | no |  | 0 | 0 | 0 | 0 | 0 | 0 |  | 1 | 1 | 1 | 0 | 0 | 0
load_220352939 |  | node_1456839_931_15364873_877 |  | AN | 0 | Residential | 7927.2+3376.973j | 0 | 0 | 0 | 0 | 0 | [24 empty] | 8103301 | no | no |  |  | no |  | 0 | 0 | 0 | 0 | 0 | 0 |  | 1 | 1 | 1 | 0 | 0 | 0
load_220352940 |  | node_1456029_844_15364810_386 |  | AN | 0 | Residential | 6040.8+2573.37j | 0 | 0 | 0 | 0 | 0 | [24 empty] | 8103301 | no | no |  |  | no |  | 0 | 0 | 0 | 0 | 0 | 0 |  | 1 | 1 | 1 | 0 | 0 | 0
load_220352941 |  | node_1455981_488_15365446_906 |  | AN | 0 | Residential | 9410.4+4008.814j | 0 | 0 | 0 | 0 | 0 | [24 empty] | 8103301 | no | no |  |  | no |  | 0 | 0 | 0 | 0 | 0 | 0 |  | 1 | 1 | 1 | 0 | 0 | 0
load_220352942 |  | node_1454870_599_15364750_896 |  | AN | 0 | Residential | 7430.4+3165.337j | 0 | 0 | 0 | 0 | 0 | [24 empty] | 8103301 | no | no |  |  | no |  | 0 | 0 | 0 | 0 | 0 | 0 |  | 1 | 1 | 1 | 0 | 0 | 0
load_220352943 |  | node_1454776_883_15364240_602 |  | AN | 0 | Residential | 2642.4+1125.658j | 0 | 0 | 0 | 0 | 0 | [24 empty] | 8103301 | no | no |  |  | no |  | 0 | 0 | 0 | 0 | 0 | 0 |  | 1 | 1 | 1 | 0 | 0 | 0
load_220352944 |  | node_1454833_665_15363294_827 |  | AN | 0 | Residential | 22003.2+9373.324j | 0 | 0 | 0 | 0 | 0 | [24 empty] | 8103301 | no | no |  |  | no |  | 0 | 0 | 0 | 0 | 0 | 0 |  | 1 | 1 | 1 | 0 | 0 | 0
load_220352946 |  | node_1467859_216_15371022_275 |  | AN | 0 | Residential | 15732+6701.804j | 0 | 0 | 0 | 0 | 0 | [24 empty] | 8103301 | no | no |  |  | no |  | 0 | 0 | 0 | 0 | 0 | 0 |  | 1 | 1 | 1 | 0 | 0 | 0
load_220352948 |  | node_1467793_378_15374451_665 |  | AN | 0 | Residential | 8539.2+3637.684j | 0 | 0 | 0 | 0 | 0 | [24 empty] | 8103301 | no | no |  |  | no |  | 0 | 0 | 0 | 0 | 0 | 0 |  | 1 | 1 | 1 | 0 | 0 | 0
load_220352949 |  | node_1467869_496_15375021_904 |  | AN | 0 | Residential | 32680.8+13921.963j | 0 | 0 | 0 | 0 | 0 | [24 empty] | 8103301 | no | no |  |  | no |  | 0 | 0 | 0 | 0 | 0 | 0 |  | 1 | 1 | 1 | 0 | 0 | 0
load_220352950 |  | node_1467977_848_15375407_779 |  | AN | 0 | Residential | 3369.6+1435.444j | 0 | 0 | 0 | 0 | 0 | [24 empty] | 8103301 | no | no |  |  | no |  | 0 | 0 | 0 | 0 | 0 | 0 |  | 1 | 1 | 1 | 0 | 0 | 0
load_220352951 |  | node_1468037_418_15375717_048 |  | AN | 0 | Residential | 4298.4+1831.111j | 0 | 0 | 0 | 0 | 0 | [24 empty] | 8103301 | no | no |  |  | no |  | 0 | 0 | 0 | 0 | 0 | 0 |  | 1 | 1 | 1 | 0 | 0 | 0
load_220352953 |  | node_1467764_065_15371943_034 |  | AN | 0 | Residential | 3211.2+1367.965j | 0 | 0 | 0 | 0 | 0 | [24 empty] | 8103301 | no | no |  |  | no |  | 0 | 0 | 0 | 0 | 0 | 0 |  | 1 | 1 | 1 | 0 | 0 | 0
load_220352954 |  | node_1467839_351_15372586_699 |  | AN | 0 | Residential | 21909.6+9333.451j | 0 | 0 | 0 | 0 | 0 | [24 empty] | 8103301 | no | no |  |  | no |  | 0 | 0 | 0 | 0 | 0 | 0 |  | 1 | 1 | 1 | 0 | 0 | 0
load_220352955 |  | node_1467779_513_15373553_103 |  | AN | 0 | Residential | 6796.8+2895.425j | 0 | 0 | 0 | 0 | 0 | [24 empty] | 8103301 | no | no |  |  | no |  | 0 | 0 | 0 | 0 | 0 | 0 |  | 1 | 1 | 1 | 0 | 0 | 0
load_220352956 |  | node_1467886_342_15373835_942 |  | AN | 0 | Residential | 3470.4+1478.384j | 0 | 0 | 0 | 0 | 0 | [24 empty] | 8103301 | no | no |  |  | no |  | 0 | 0 | 0 | 0 | 0 | 0 |  | 1 | 1 | 1 | 0 | 0 | 0
load_220352957 |  | node_1467961_198_15366464_482 |  | AN | 0 | Residential | 6595.2+2809.543j | 0 | 0 | 0 | 0 | 0 | [24 empty] | 8103301 | no | no |  |  | no |  | 0 | 0 | 0 | 0 | 0 | 0 |  | 1 | 1 | 1 | 0 | 0 | 0
load_220352958 |  | node_1467945_497_15365581_595 |  | AN | 0 | Residential | 16408.8+6990.12j | 0 | 0 | 0 | 0 | 0 | [24 empty] | 8103301 | no | no |  |  | no |  | 0 | 0 | 0 | 0 | 0 | 0 |  | 1 | 1 | 1 | 0 | 0 | 0
load_220352959 |  | node_1467928_199_15365300_608 |  | AN | 0 | Residential | 15112.8+6438.026j | 0 | 0 | 0 | 0 | 0 | [24 empty] | 8103301 | no | no |  |  | no |  | 0 | 0 | 0 | 0 | 0 | 0 |  | 1 | 1 | 1 | 0 | 0 | 0
load_220352960 |  | node_1467968_227_15365044_664 |  | AN | 0 | Residential | 2138.4+910.955j | 0 | 0 | 0 | 0 | 0 | [24 empty] | 8103301 | no | no |  |  | no |  | 0 | 0 | 0 | 0 | 0 | 0 |  | 1 | 1 | 1 | 0 | 0 | 0
load_220352961 |  | node_1467903_395_15364628_082 |  | AN | 0 | Residential | 7617.6+3245.084j | 0 | 0 | 0 | 0 | 0 | [24 empty] | 8103301 | no | no |  |  | no |  | 0 | 0 | 0 | 0 | 0 | 0 |  | 1 | 1 | 1 | 0 | 0 | 0
load_220352962 |  | node_1467726_083_15370454_947 |  | AN | 0 | NonResidential | 2419.2+1030.575j | 0 | 0 | 0 | 0 | 0 | [24 empty] | 8103301 | no | no |  |  | no |  | 0 | 0 | 0 | 0 | 0 | 0 |  | 1 | 1 | 1 | 0 | 0 | 0
load_220352963 |  | node_1467242_516_15370367_182 |  | AN | 0 | Residential | 23205.6+9885.544j | 0 | 0 | 0 | 0 | 0 | [24 empty] | 8103301 | no | no |  |  | no |  | 0 | 0 | 0 | 0 | 0 | 0 |  | 1 | 1 | 1 | 0 | 0 | 0
load_220352964 |  | node_1468086_854_15364119_437 |  | AN | 0 | Other | 0 | 0 | 0 | 0 | 0 | 0 | [24 empty] | 8103301 | no | no |  |  | no |  | 0 | 0 | 0 | 0 | 0 | 0 |  | 1 | 1 | 1 | 0 | 0 | 0
load_220352965 |  | node_1467681_215_15363683_623 |  | AN | 0 | Residential | 3600+1533.594j | 0 | 0 | 0 | 0 | 0 | [24 empty] | 8103301 | no | no |  |  | no |  | 0 | 0 | 0 | 0 | 0 | 0 |  | 1 | 1 | 1 | 0 | 0 | 0
load_220352966 |  | node_1467102_481_15361728_549 |  | AN | 0 | Residential | 20174.4+8594.258j | 0 | 0 | 0 | 0 | 0 | [24 empty] | 8103301 | no | no |  |  | no |  | 0 | 0 | 0 | 0 | 0 | 0 |  | 1 | 1 | 1 | 0 | 0 | 0
load_220352967 |  | node_1467679_607_15361167_432 |  | AN | 0 | Residential | 8726.4+3717.431j | 0 | 0 | 0 | 0 | 0 | [24 empty] | 8103301 | no | no |  |  | no |  | 0 | 0 | 0 | 0 | 0 | 0 |  | 1 | 1 | 1 | 0 | 0 | 0
load_220352968 |  | node_1466490_332_15360776_512 |  | AN | 0 | Residential | 7250.4+3088.657j | 0 | 0 | 0 | 0 | 0 | [24 empty] | 8103301 | no | no |  |  | no |  | 0 | 0 | 0 | 0 | 0 | 0 |  | 1 | 1 | 1 | 0 | 0 | 0
load_220352969 |  | node_1467838_576_15370134_673 |  | AN | 0 | Other | 0 | 0 | 0 | 0 | 0 | 0 | [24 empty] | 8103301 | no | no |  |  | no |  | 0 | 0 | 0 | 0 | 0 | 0 |  | 1 | 1 | 1 | 0 | 0 | 0
load_220352970 |  | node_1467834_748_15369895_385 |  | AN | 0 | Residential | 46576.8+19841.634j | 0 | 0 | 0 | 0 | 0 | [24 empty] | 8103301 | no | no |  |  | no |  | 0 | 0 | 0 | 0 | 0 | 0 |  | 1 | 1 | 1 | 0 | 0 | 0
load_220352971 |  | node_1467806_835_15360077_119 |  | AN | 0 | Residential | 3780+1610.273j | 0 | 0 | 0 | 0 | 0 | [24 empty] | 8103301 | no | no |  |  | no |  | 0 | 0 | 0 | 0 | 0 | 0 |  | 1 | 1 | 1 | 0 | 0 | 0
load_220352972 |  | node_1467803_774_15359806_516 |  | AN | 0 | Residential | 22305.6+9502.146j | 0 | 0 | 0 | 0 | 0 | [24 empty] | 8103301 | no | no |  |  | no |  | 0 | 0 | 0 | 0 | 0 | 0 |  | 1 | 1 | 1 | 0 | 0 | 0
load_220352973 |  | node_1467830_261_15359497_639 |  | AN | 0 | Residential | 3096+1318.89j | 0 | 0 | 0 | 0 | 0 | [24 empty] | 8103301 | no | no |  |  | no |  | 0 | 0 | 0 | 0 | 0 | 0 |  | 1 | 1 | 1 | 0 | 0 | 0
load_220352974 |  | node_1467610_67_15359280_812 |  | AN | 0 | Residential | 11044.8+4705.065j | 0 | 0 | 0 | 0 | 0 | [24 empty] | 8103301 | no | no |  |  | no |  | 0 | 0 | 0 | 0 | 0 | 0 |  | 1 | 1 | 1 | 0 | 0 | 0
load_220352975 |  | node_1468694_221_15358651_355 |  | AN | 0 | Residential | 2131.2+907.887j | 0 | 0 | 0 | 0 | 0 | [24 empty] | 8103301 | no | no |  |  | no |  | 0 | 0 | 0 | 0 | 0 | 0 |  | 1 | 1 | 1 | 0 | 0 | 0
load_220352976 |  | node_1467639_194_15358168_305 |  | AN | 0 | Residential | 8834.4+3763.439j | 0 | 0 | 0 | 0 | 0 | [24 empty] | 8103301 | no | no |  |  | no |  | 0 | 0 | 0 | 0 | 0 | 0 |  | 1 | 1 | 1 | 0 | 0 | 0
load_220352977 |  | node_1467832_815_15369510_462 |  | AN | 0 | Residential | 5342.4+2275.853j | 0 | 0 | 0 | 0 | 0 | [24 empty] | 8103301 | no | no |  |  | no |  | 0 | 0 | 0 | 0 | 0 | 0 |  | 1 | 1 | 1 | 0 | 0 | 0
load_220352978 |  | node_1467206_389_15357901_607 |  | AN | 0 | Residential | 2995.2+1275.95j | 0 | 0 | 0 | 0 | 0 | [24 empty] | 8103301 | no | no |  |  | no |  | 0 | 0 | 0 | 0 | 0 | 0 |  | 1 | 1 | 1 | 0 | 0 | 0
load_220352980 |  | node_1467143_273_15357461_421 |  | AN | 0 | Residential | 31212+13296.256j | 0 | 0 | 0 | 0 | 0 | [24 empty] | 8103301 | no | no |  |  | no |  | 0 | 0 | 0 | 0 | 0 | 0 |  | 1 | 1 | 1 | 0 | 0 | 0
load_220352981 |  | node_1467822_123_15369070_345 |  | AN | 0 | Residential | 10756.8+4582.378j | 0 | 0 | 0 | 0 | 0 | [24 empty] | 8103301 | no | no |  |  | no |  | 0 | 0 | 0 | 0 | 0 | 0 |  | 1 | 1 | 1 | 0 | 0 | 0
load_220352982 |  | node_1467574_353_15369286_823 |  | AN | 0 | Residential | 2347.2+999.903j | 0 | 0 | 0 | 0 | 0 | [24 empty] | 8103301 | no | no |  |  | no |  | 0 | 0 | 0 | 0 | 0 | 0 |  | 1 | 1 | 1 | 0 | 0 | 0
load_220352983 |  | node_1467817_743_15368744_357 |  | AN | 0 | Residential | 10303.2+4389.145j | 0 | 0 | 0 | 0 | 0 | [24 empty] | 8103301 | no | no |  |  | no |  | 0 | 0 | 0 | 0 | 0 | 0 |  | 1 | 1 | 1 | 0 | 0 | 0
load_220352984 |  | node_1467754_134_15368534_238 |  | AN | 0 | Other | 0 | 0 | 0 | 0 | 0 | 0 | [24 empty] | 8103301 | no | no |  |  | no |  | 0 | 0 | 0 | 0 | 0 | 0 |  | 1 | 1 | 1 | 0 | 0 | 0
load_220352985 |  | node_1467809_935_15368309_873 |  | AN | 0 | Residential | 2462.4+1048.978j | 0 | 0 | 0 | 0 | 0 | [24 empty] | 8103301 | no | no |  |  | no |  | 0 | 0 | 0 | 0 | 0 | 0 |  | 1 | 1 | 1 | 0 | 0 | 0
load_220352986 |  | node_1467719_539_15367215_97 |  | AN | 0 | Residential | 3499.2+1490.653j | 0 | 0 | 0 | 0 | 0 | [24 empty] | 8103301 | no | no |  |  | no |  | 0 | 0 | 0 | 0 | 0 | 0 |  | 1 | 1 | 1 | 0 | 0 | 0
load_220352987 |  | node_1468258_206_15371281_676 |  | AN | 0 | Residential | 38332.8+16329.704j | 0 | 0 | 0 | 0 | 0 | [24 empty] | 8103301 | no | no |  |  | no |  | 0 | 0 | 0 | 0 | 0 | 0 |  | 1 | 1 | 1 | 0 | 0 | 0
load_220353015 |  | node_1461495_887_15362505_766 |  | AN | 0 | NonResidential | 1094.4+466.212j | 0 | 0 | 0 | 0 | 0 | [24 empty] | 8103301 | no | no |  |  | no |  | 0 | 0 | 0 | 0 | 0 | 0 |  | 1 | 1 | 1 | 0 | 0 | 0
load_220353016 |  | node_1460499_17_15365535_456 |  | AN | 0 | Residential | 5508+2346.398j | 0 | 0 | 0 | 0 | 0 | [24 empty] | 8103301 | no | no |  |  | no |  | 0 | 0 | 0 | 0 | 0 | 0 |  | 1 | 1 | 1 | 0 | 0 | 0
load_220353017 |  | node_1460520_249_15365325_042 |  | AN | 0 | Residential | 10303.2+4389.145j | 0 | 0 | 0 | 0 | 0 | [24 empty] | 8103301 | no | no |  |  | no |  | 0 | 0 | 0 | 0 | 0 | 0 |  | 1 | 1 | 1 | 0 | 0 | 0
load_220353018 |  | node_1460709_074_15364884_496 |  | AN | 0 | Residential | 2512.8+1070.448j | 0 | 0 | 0 | 0 | 0 | [24 empty] | 8103301 | no | no |  |  | no |  | 0 | 0 | 0 | 0 | 0 | 0 |  | 1 | 1 | 1 | 0 | 0 | 0
load_220353019 |  | node_1460827_87_15365093_688 |  | AN | 0 | Residential | 6768+2883.156j | 0 | 0 | 0 | 0 | 0 | [24 empty] | 8103301 | no | no |  |  | no |  | 0 | 0 | 0 | 0 | 0 | 0 |  | 1 | 1 | 1 | 0 | 0 | 0
load_220353020 |  | node_1460787_237_15364711_947 |  | AN | 0 | Residential | 3124.8+1331.159j | 0 | 0 | 0 | 0 | 0 | [24 empty] | 8103301 | no | no |  |  | no |  | 0 | 0 | 0 | 0 | 0 | 0 |  | 1 | 1 | 1 | 0 | 0 | 0
load_220353021 |  | node_1460910_098_15364269_87 |  | AN | 0 | Other | 0 | 0 | 0 | 0 | 0 | 0 | [24 empty] | 8103301 | no | no |  |  | no |  | 0 | 0 | 0 | 0 | 0 | 0 |  | 1 | 1 | 1 | 0 | 0 | 0
load_220353023 |  | node_1461396_882_15362763_48 |  | AN | 0 | Residential | 8949.6+3812.514j | 0 | 0 | 0 | 0 | 0 | [24 empty] | 8103301 | no | no |  |  | no |  | 0 | 0 | 0 | 0 | 0 | 0 |  | 1 | 1 | 1 | 0 | 0 | 0
load_220353042 |  | node_1467374_342_15347903_461 |  | AN | 0 | NonResidential | 3124.8+1331.159j | 0 | 0 | 0 | 0 | 0 | [24 empty] | 8103301 | no | no |  |  | no |  | 0 | 0 | 0 | 0 | 0 | 0 |  | 1 | 1 | 1 | 0 | 0 | 0
load_220353047 |  | node_1454622_495_15373328_787 |  | AN | 0 | NonResidential | 17640+7514.609j | 0 | 0 | 0 | 0 | 0 | [24 empty] | 8103301 | no | no |  |  | no |  | 0 | 0 | 0 | 0 | 0 | 0 |  | 1 | 1 | 1 | 0 | 0 | 0
load_220353048 |  | node_1454730_429_15373056_163 |  | AN | 0 | Residential | 27900+11885.35j | 0 | 0 | 0 | 0 | 0 | [24 empty] | 8103301 | no | no |  |  | no |  | 0 | 0 | 0 | 0 | 0 | 0 |  | 1 | 1 | 1 | 0 | 0 | 0
load_220353049 |  | node_1454650_351_15369674_685 |  | AN | 0 | Residential | 22219.2+9465.34j | 0 | 0 | 0 | 0 | 0 | [24 empty] | 8103301 | no | no |  |  | no |  | 0 | 0 | 0 | 0 | 0 | 0 |  | 1 | 1 | 1 | 0 | 0 | 0
load_220353050 |  | node_1454688_619_15369280_308 |  | AN | 0 | Residential | 22608+9630.968j | 0 | 0 | 0 | 0 | 0 | [24 empty] | 8103301 | no | no |  |  | no |  | 0 | 0 | 0 | 0 | 0 | 0 |  | 1 | 1 | 1 | 0 | 0 | 0
load_220353051 |  | node_1454619_65_15368927_448 |  | AN | 0 | NonResidential | 2966.4+1263.681j | 0 | 0 | 0 | 0 | 0 | [24 empty] | 8103301 | no | no |  |  | no |  | 0 | 0 | 0 | 0 | 0 | 0 |  | 1 | 1 | 1 | 0 | 0 | 0
load_220353052 |  | node_1454618_701_15368695_436 |  | AN | 0 | Residential | 7236+3082.523j | 0 | 0 | 0 | 0 | 0 | [24 empty] | 8103301 | no | no |  |  | no |  | 0 | 0 | 0 | 0 | 0 | 0 |  | 1 | 1 | 1 | 0 | 0 | 0
load_220353053 |  | node_1454647_962_15368320_49 |  | AN | 0 | NonResidential | 900+383.398j | 0 | 0 | 0 | 0 | 0 | [24 empty] | 8103301 | no | no |  |  | no |  | 0 | 0 | 0 | 0 | 0 | 0 |  | 1 | 1 | 1 | 0 | 0 | 0
load_220353054 |  | node_1454646_382_15372241_494 |  | AN | 0 | Residential | 5817.6+2478.287j | 0 | 0 | 0 | 0 | 0 | [24 empty] | 8103301 | no | no |  |  | no |  | 0 | 0 | 0 | 0 | 0 | 0 |  | 1 | 1 | 1 | 0 | 0 | 0
load_220353055 |  | node_1454650_476_15371815_491 |  | AN | 0 | Other | 0 | 0 | 0 | 0 | 0 | 0 | [24 empty] | 8103301 | no | no |  |  | no |  | 0 | 0 | 0 | 0 | 0 | 0 |  | 1 | 1 | 1 | 0 | 0 | 0
load_220353056 |  | node_1454653_055_15371341_187 |  | AN | 0 | Residential | 12477.6+5315.435j | 0 | 0 | 0 | 0 | 0 | [24 empty] | 8103301 | no | no |  |  | no |  | 0 | 0 | 0 | 0 | 0 | 0 |  | 1 | 1 | 1 | 0 | 0 | 0
load_220353057 |  | node_1454643_913_15371034_77 |  | AN | 0 | Residential | 28994.4+12351.563j | 0 | 0 | 0 | 0 | 0 | [24 empty] | 8103301 | no | no |  |  | no |  | 0 | 0 | 0 | 0 | 0 | 0 |  | 1 | 1 | 1 | 0 | 0 | 0
load_220353058 |  | node_1454749_632_15370696_281 |  | AN | 0 | Residential | 7603.2+3238.95j | 0 | 0 | 0 | 0 | 0 | [24 empty] | 8103301 | no | no |  |  | no |  | 0 | 0 | 0 | 0 | 0 | 0 |  | 1 | 1 | 1 | 0 | 0 | 0
load_220353059 |  | node_1454649_896_15370044_63 |  | AN | 0 | Residential | 14630.4+6232.524j | 0 | 0 | 0 | 0 | 0 | [24 empty] | 8103301 | no | no |  |  | no |  | 0 | 0 | 0 | 0 | 0 | 0 |  | 1 | 1 | 1 | 0 | 0 | 0
load_220353094 |  | node_1461247_418_15352732_207 |  | AN | 0 | NonResidential | 0 | 0 | 0 | 0 | 0 | 0 | [24 empty] | 8103301 | no | no |  |  | no |  | 0 | 0 | 0 | 0 | 0 | 0 |  | 1 | 1 | 1 | 0 | 0 | 0
load_220353095 |  | node_1461038_591_15351822_808 |  | AN | 0 | Residential | 3067.2+1306.622j | 0 | 0 | 0 | 0 | 0 | [24 empty] | 8103301 | no | no |  |  | no |  | 0 | 0 | 0 | 0 | 0 | 0 |  | 1 | 1 | 1 | 0 | 0 | 0
load_220353096 |  | node_1461364_584_15350328_713 |  | AN | 0 | Residential | 273.6+116.553j | 0 | 0 | 0 | 0 | 0 | [24 empty] | 8103301 | no | no |  |  | no |  | 0 | 0 | 0 | 0 | 0 | 0 |  | 1 | 1 | 1 | 0 | 0 | 0
load_220353104 |  | node_1459496_272_15348394_947 |  | AN | 0 | Residential | 439.2+187.098j | 0 | 0 | 0 | 0 | 0 | [24 empty] | 8103301 | no | no |  |  | no |  | 0 | 0 | 0 | 0 | 0 | 0 |  | 1 | 1 | 1 | 0 | 0 | 0
load_220353105 |  | node_1459207_958_15347677_018 |  | AN | 0 | Residential | 112305.6+47841.985j | 0 | 0 | 0 | 0 | 0 | [24 empty] | 8103301 | no | no |  |  | no |  | 0 | 0 | 0 | 0 | 0 | 0 |  | 1 | 1 | 1 | 0 | 0 | 0
load_220353106 |  | node_1458946_267_15347195_356 |  | AN | 0 | Residential | 2347.2+999.903j | 0 | 0 | 0 | 0 | 0 | [24 empty] | 8103301 | no | no |  |  | no |  | 0 | 0 | 0 | 0 | 0 | 0 |  | 1 | 1 | 1 | 0 | 0 | 0
load_220353108 |  | node_1459450_657_15351859_017 |  | AN | 0 | Residential | 64.8+27.605j | 0 | 0 | 0 | 0 | 0 | [24 empty] | 8103301 | no | no |  |  | no |  | 0 | 0 | 0 | 0 | 0 | 0 |  | 1 | 1 | 1 | 0 | 0 | 0
load_220353109 |  | node_1459352_15_15351127_56 |  | AN | 0 | Residential | 22939.2+9772.058j | 0 | 0 | 0 | 0 | 0 | [24 empty] | 8103301 | no | no |  |  | no |  | 0 | 0 | 0 | 0 | 0 | 0 |  | 1 | 1 | 1 | 0 | 0 | 0
load_220353110 |  | node_1459320_543_15350377_48 |  | AN | 0 | Residential | 16279.2+6934.91j | 0 | 0 | 0 | 0 | 0 | [24 empty] | 8103301 | no | no |  |  | no |  | 0 | 0 | 0 | 0 | 0 | 0 |  | 1 | 1 | 1 | 0 | 0 | 0
load_220353126 |  | node_1459021_186_15358740_318 |  | AN | 0 | Residential | 2448+1042.844j | 0 | 0 | 0 | 0 | 0 | [24 empty] | 8103301 | no | no |  |  | no |  | 0 | 0 | 0 | 0 | 0 | 0 |  | 1 | 1 | 1 | 0 | 0 | 0
load_220353127 |  | node_1459279_362_15362357_102 |  | AN | 0 | Residential | 1252.8+533.691j | 0 | 0 | 0 | 0 | 0 | [24 empty] | 8103301 | no | no |  |  | no |  | 0 | 0 | 0 | 0 | 0 | 0 |  | 1 | 1 | 1 | 0 | 0 | 0
load_220353128 |  | node_1476272_855_15354149_283 |  | AN | 0 | Residential | 324+138.023j | 0 | 0 | 0 | 0 | 0 | [24 empty] | 8103301 | no | no |  |  | no |  | 0 | 0 | 0 | 0 | 0 | 0 |  | 1 | 1 | 1 | 0 | 0 | 0
load_220353129 |  | node_1476644_334_15354822_416 |  | AN | 0 | Residential | 24717.6+10529.654j | 0 | 0 | 0 | 0 | 0 | [24 empty] | 8103301 | no | no |  |  | no |  | 0 | 0 | 0 | 0 | 0 | 0 |  | 1 | 1 | 1 | 0 | 0 | 0
load_220353130 |  | node_1476694_131_15354948_167 |  | AN | 0 | Residential | 6739.2+2870.887j | 0 | 0 | 0 | 0 | 0 | [24 empty] | 8103301 | no | no |  |  | no |  | 0 | 0 | 0 | 0 | 0 | 0 |  | 1 | 1 | 1 | 0 | 0 | 0
load_220353131 |  | node_1476946_952_15355239_328 |  | AN | 0 | Other | 0 | 0 | 0 | 0 | 0 | 0 | [24 empty] | 8103301 | no | no |  |  | no |  | 0 | 0 | 0 | 0 | 0 | 0 |  | 1 | 1 | 1 | 0 | 0 | 0
load_220353132 |  | node_1476617_589_15355288_319 |  | AN | 0 | Residential | 12348+5260.226j | 0 | 0 | 0 | 0 | 0 | [24 empty] | 8103301 | no | no |  |  | no |  | 0 | 0 | 0 | 0 | 0 | 0 |  | 1 | 1 | 1 | 0 | 0 | 0
load_220353133 |  | node_1467359_058_15354984_469 |  | AN | 0 | Residential | 18648+7944.015j | 0 | 0 | 0 | 0 | 0 | [24 empty] | 8103301 | no | no |  |  | no |  | 0 | 0 | 0 | 0 | 0 | 0 |  | 1 | 1 | 1 | 0 | 0 | 0
load_220353134 |  | node_1467265_358_15355878_119 |  | AN | 0 | Other | 0 | 0 | 0 | 0 | 0 | 0 | [24 empty] | 8103301 | no | no |  |  | no |  | 0 | 0 | 0 | 0 | 0 | 0 |  | 1 | 1 | 1 | 0 | 0 | 0
load_220353135 |  | node_1467966_95_15356602_531 |  | AN | 0 | Residential | 3477.6+1481.451j | 0 | 0 | 0 | 0 | 0 | [24 empty] | 8103301 | no | no |  |  | no |  | 0 | 0 | 0 | 0 | 0 | 0 |  | 1 | 1 | 1 | 0 | 0 | 0
load_220353136 |  | node_1468895_104_15356461_311 |  | AN | 0 | Residential | 4752+2024.344j | 0 | 0 | 0 | 0 | 0 | [24 empty] | 8103301 | no | no |  |  | no |  | 0 | 0 | 0 | 0 | 0 | 0 |  | 1 | 1 | 1 | 0 | 0 | 0
load_220353137 |  | node_1467022_677_15356882_313 |  | AN | 0 | Residential | 10267.2+4373.809j | 0 | 0 | 0 | 0 | 0 | [24 empty] | 8103301 | no | no |  |  | no |  | 0 | 0 | 0 | 0 | 0 | 0 |  | 1 | 1 | 1 | 0 | 0 | 0
load_220353142 |  | node_1480125_365_15354350_352 |  | AN | 0 | Residential | 2354.4+1002.97j | 0 | 0 | 0 | 0 | 0 | [24 empty] | 8103301 | no | no |  |  | no |  | 0 | 0 | 0 | 0 | 0 | 0 |  | 1 | 1 | 1 | 0 | 0 | 0
load_220353143 |  | node_1466181_59_15376657_245 |  | AN | 0 | Residential | 4320+1840.312j | 0 | 0 | 0 | 0 | 0 | [24 empty] | 8103301 | no | no |  |  | no |  | 0 | 0 | 0 | 0 | 0 | 0 |  | 1 | 1 | 1 | 0 | 0 | 0
load_220353147 |  | node_1476177_932_15369504_371 |  | AN | 0 | Residential | 6307.2+2686.856j | 0 | 0 | 0 | 0 | 0 | [24 empty] | 8103301 | no | no |  |  | no |  | 0 | 0 | 0 | 0 | 0 | 0 |  | 1 | 1 | 1 | 0 | 0 | 0
load_220353148 |  | node_1476452_239_15369159_077 |  | AN | 0 | Residential | 3693.6+1573.467j | 0 | 0 | 0 | 0 | 0 | [24 empty] | 8103301 | no | no |  |  | no |  | 0 | 0 | 0 | 0 | 0 | 0 |  | 1 | 1 | 1 | 0 | 0 | 0
load_220353149 |  | node_1476689_194_15369125_488 |  | AN | 0 | Residential | 7581.6+3229.748j | 0 | 0 | 0 | 0 | 0 | [24 empty] | 8103301 | no | no |  |  | no |  | 0 | 0 | 0 | 0 | 0 | 0 |  | 1 | 1 | 1 | 0 | 0 | 0
load_220353150 |  | node_1476655_573_15354488_851 |  | AN | 0 | Residential | 25891.2+11029.605j | 0 | 0 | 0 | 0 | 0 | [24 empty] | 8103301 | no | no |  |  | no |  | 0 | 0 | 0 | 0 | 0 | 0 |  | 1 | 1 | 1 | 0 | 0 | 0
load_220353151 |  | node_1476916_689_15354422_375 |  | AN | 0 | Residential | 13356+5689.632j | 0 | 0 | 0 | 0 | 0 | [24 empty] | 8103301 | no | no |  |  | no |  | 0 | 0 | 0 | 0 | 0 | 0 |  | 1 | 1 | 1 | 0 | 0 | 0
load_220353152 |  | node_1477076_056_15354419_636 |  | AN | 0 | NonResidential | 4550.4+1938.462j | 0 | 0 | 0 | 0 | 0 | [24 empty] | 8103301 | no | no |  |  | no |  | 0 | 0 | 0 | 0 | 0 | 0 |  | 1 | 1 | 1 | 0 | 0 | 0
load_220353153 |  | node_1477405_555_15354416_628 |  | AN | 0 | Residential | 6199.2+2640.848j | 0 | 0 | 0 | 0 | 0 | [24 empty] | 8103301 | no | no |  |  | no |  | 0 | 0 | 0 | 0 | 0 | 0 |  | 1 | 1 | 1 | 0 | 0 | 0
load_220353170 |  | node_1459778_771_15371837_27 |  | AN | 0 | NonResidential | 1000+425.998j | 0 | 0 | 0 | 0 | 0 | [24 empty] | 8103301 | no | no |  |  | no |  | 0 | 0 | 0 | 0 | 0 | 0 |  | 1 | 1 | 1 | 0 | 0 | 0
load_220353171 |  | node_1460539_368_15373040_132 |  | AN | 0 | Residential | 12801.6+5453.459j | 0 | 0 | 0 | 0 | 0 | [24 empty] | 8103301 | no | no |  |  | no |  | 0 | 0 | 0 | 0 | 0 | 0 |  | 1 | 1 | 1 | 0 | 0 | 0
load_220353172 |  | node_1460214_773_15373708_035 |  | AN | 0 | Residential | 23378.4+9959.157j | 0 | 0 | 0 | 0 | 0 | [24 empty] | 8103301 | no | no |  |  | no |  | 0 | 0 | 0 | 0 | 0 | 0 |  | 1 | 1 | 1 | 0 | 0 | 0
load_220353173 |  | node_1460282_983_15374316_902 |  | AN | 0 | NonResidential | 9666.667+4117.983j | 0 | 0 | 0 | 0 | 0 | [24 empty] | 8103301 | no | no |  |  | no |  | 0 | 0 | 0 | 0 | 0 | 0 |  | 1 | 1 | 1 | 0 | 0 | 0
load_220353174 |  | node_1460278_677_15374290_887 |  | BN | 0 | NonResidential | 0 | 9666.667+4117.983j | 0 | 0 | 0 | 0 | [24 empty] | 8103301 | no | no |  |  | no |  | 0 | 0 | 0 | 0 | 0 | 0 |  | 1 | 1 | 1 | 0 | 0 | 0
load_220353175 |  | node_1460292_134_15374340_561 |  | CN | 0 | NonResidential | 0 | 0 | 9666.667+4117.983j | 0 | 0 | 0 | [24 empty] | 8103301 | no | no |  |  | no |  | 0 | 0 | 0 | 0 | 0 | 0 |  | 1 | 1 | 1 | 0 | 0 | 0
load_220353176 |  | node_1461206_447_15375647_757 |  | AN | 0 | Residential | 17049.6+7263.099j | 0 | 0 | 0 | 0 | 0 | [24 empty] | 8103301 | no | no |  |  | no |  | 0 | 0 | 0 | 0 | 0 | 0 |  | 1 | 1 | 1 | 0 | 0 | 0
load_220353179 |  | node_1460639_378_15377629_455 |  | AN | 0 | Residential | 0 | 0 | 0 | 0 | 0 | 0 | [24 empty] | 8103301 | no | no |  |  | no |  | 0 | 0 | 0 | 0 | 0 | 0 |  | 1 | 1 | 1 | 0 | 0 | 0
load_220353180 |  | node_1460205_07_15377524_495 |  | AN | 0 | Residential | 4564.8+1944.597j | 0 | 0 | 0 | 0 | 0 | [24 empty] | 8103301 | no | no |  |  | no |  | 0 | 0 | 0 | 0 | 0 | 0 |  | 1 | 1 | 1 | 0 | 0 | 0
load_220353181 |  | node_1462393_447_15377511_863 |  | AN | 0 | Residential | 0 | 0 | 0 | 0 | 0 | 0 | [24 empty] | 8103301 | no | no |  |  | no |  | 0 | 0 | 0 | 0 | 0 | 0 |  | 1 | 1 | 1 | 0 | 0 | 0
load_220353183 |  | node_1462984_181_15377513_912 |  | AN | 0 | Residential | 9792+4171.375j | 0 | 0 | 0 | 0 | 0 | [24 empty] | 8103301 | no | no |  |  | no |  | 0 | 0 | 0 | 0 | 0 | 0 |  | 1 | 1 | 1 | 0 | 0 | 0
load_220353184 |  | node_1463769_183_15377051_772 |  | AN | 0 | Residential | 17121.6+7293.771j | 0 | 0 | 0 | 0 | 0 | [24 empty] | 8103301 | no | no |  |  | no |  | 0 | 0 | 0 | 0 | 0 | 0 |  | 1 | 1 | 1 | 0 | 0 | 0
load_220353185 |  | node_1464291_305_15377619_992 |  | AN | 0 | Residential | 13413.6+5714.17j | 0 | 0 | 0 | 0 | 0 | [24 empty] | 8103301 | no | no |  |  | no |  | 0 | 0 | 0 | 0 | 0 | 0 |  | 1 | 1 | 1 | 0 | 0 | 0
load_220353186 |  | node_1464280_926_15377259_414 |  | AN | 0 | Residential | 5594.4+2383.204j | 0 | 0 | 0 | 0 | 0 | [24 empty] | 8103301 | no | no |  |  | no |  | 0 | 0 | 0 | 0 | 0 | 0 |  | 1 | 1 | 1 | 0 | 0 | 0
load_220353187 |  | node_1465234_184_15377230_015 |  | AN | 0 | Residential | 4039.2+1720.692j | 0 | 0 | 0 | 0 | 0 | [24 empty] | 8103301 | no | no |  |  | no |  | 0 | 0 | 0 | 0 | 0 | 0 |  | 1 | 1 | 1 | 0 | 0 | 0
load_220353188 |  | node_1454935_051_15356543_852 |  | AN | 0 | Residential | 3902.4+1662.415j | 0 | 0 | 0 | 0 | 0 | [24 empty] | 8103301 | no | no |  |  | no |  | 0 | 0 | 0 | 0 | 0 | 0 |  | 1 | 1 | 1 | 0 | 0 | 0
load_220353189 |  | node_1452867_411_15360060_007 |  | AN | 0 | NonResidential | 237.6+101.217j | 0 | 0 | 0 | 0 | 0 | [24 empty] | 8103301 | no | no |  |  | no |  | 0 | 0 | 0 | 0 | 0 | 0 |  | 1 | 1 | 1 | 0 | 0 | 0
load_220353190 |  | node_1453124_194_15360357_59 |  | AN | 0 | Residential | 2160+920.156j | 0 | 0 | 0 | 0 | 0 | [24 empty] | 8103301 | no | no |  |  | no |  | 0 | 0 | 0 | 0 | 0 | 0 |  | 1 | 1 | 1 | 0 | 0 | 0
load_220353191 |  | node_1453755_235_15360356_053 |  | AN | 0 | Residential | 12225.6+5208.084j | 0 | 0 | 0 | 0 | 0 | [24 empty] | 8103301 | no | no |  |  | no |  | 0 | 0 | 0 | 0 | 0 | 0 |  | 1 | 1 | 1 | 0 | 0 | 0
load_220353192 |  | node_1454027_425_15360357_718 |  | AN | 0 | Residential | 15199.2+6474.832j | 0 | 0 | 0 | 0 | 0 | [24 empty] | 8103301 | no | no |  |  | no |  | 0 | 0 | 0 | 0 | 0 | 0 |  | 1 | 1 | 1 | 0 | 0 | 0
load_220353193 |  | node_1454264_114_15360358_394 |  | AN | 0 | Residential | 4363.2+1858.715j | 0 | 0 | 0 | 0 | 0 | [24 empty] | 8103301 | no | no |  |  | no |  | 0 | 0 | 0 | 0 | 0 | 0 |  | 1 | 1 | 1 | 0 | 0 | 0
load_220353194 |  | node_1454763_124_15360391_657 |  | AN | 0 | Residential | 34898.4+14866.656j | 0 | 0 | 0 | 0 | 0 | [24 empty] | 8103301 | no | no |  |  | no |  | 0 | 0 | 0 | 0 | 0 | 0 |  | 1 | 1 | 1 | 0 | 0 | 0
load_220353197 |  | node_1476799_861_15362459_344 |  | AN | 0 | Residential | 2347.2+999.903j | 0 | 0 | 0 | 0 | 0 | [24 empty] | 8103301 | no | no |  |  | no |  | 0 | 0 | 0 | 0 | 0 | 0 |  | 1 | 1 | 1 | 0 | 0 | 0
load_220353198 |  | node_1477550_219_15362490_317 |  | AN | 0 | Residential | 482.4+205.502j | 0 | 0 | 0 | 0 | 0 | [24 empty] | 8103301 | no | no |  |  | no |  | 0 | 0 | 0 | 0 | 0 | 0 |  | 1 | 1 | 1 | 0 | 0 | 0
load_220353199 |  | node_1475399_15362692_773 |  | AN | 0 | Residential | 3304.8+1407.839j | 0 | 0 | 0 | 0 | 0 | [24 empty] | 8103301 | no | no |  |  | no |  | 0 | 0 | 0 | 0 | 0 | 0 |  | 1 | 1 | 1 | 0 | 0 | 0
load_220353200 |  | node_1475575_358_15362510_23 |  | AN | 0 | Residential | 15919.2+6781.551j | 0 | 0 | 0 | 0 | 0 | [24 empty] | 8103301 | no | no |  |  | no |  | 0 | 0 | 0 | 0 | 0 | 0 |  | 1 | 1 | 1 | 0 | 0 | 0
load_220353201 |  | node_1475377_355_15361184_759 |  | AN | 0 | Residential | 10936.8+4659.057j | 0 | 0 | 0 | 0 | 0 | [24 empty] | 8103301 | no | no |  |  | no |  | 0 | 0 | 0 | 0 | 0 | 0 |  | 1 | 1 | 1 | 0 | 0 | 0
load_220353202 |  | node_1476064_174_15362998_418 |  | AN | 0 | Residential | 9043.2+3852.387j | 0 | 0 | 0 | 0 | 0 | [24 empty] | 8103301 | no | no |  |  | no |  | 0 | 0 | 0 | 0 | 0 | 0 |  | 1 | 1 | 1 | 0 | 0 | 0
load_220353207 |  | node_1468030_444_15361590_721 |  | AN | 0 | Residential | 4716+2009.008j | 0 | 0 | 0 | 0 | 0 | [24 empty] | 8103301 | no | no |  |  | no |  | 0 | 0 | 0 | 0 | 0 | 0 |  | 1 | 1 | 1 | 0 | 0 | 0
load_220353631 |  | node_1445022_107_15353453_642 |  | AN | 0 | Residential | 20160+8588.124j | 0 | 0 | 0 | 0 | 0 | [24 empty] | 8103301 | no | no |  |  | no |  | 0 | 0 | 0 | 0 | 0 | 0 |  | 1 | 1 | 1 | 0 | 0 | 0
load_220353632 |  | node_1444883_47_15349304_875 |  | AN | 0 | Residential | 6019.2+2564.168j | 0 | 0 | 0 | 0 | 0 | [24 empty] | 8103301 | no | no |  |  | no |  | 0 | 0 | 0 | 0 | 0 | 0 |  | 1 | 1 | 1 | 0 | 0 | 0
load_220353633 |  | node_1445058_47_15348817_17 |  | AN | 0 | Residential | 1951.2+831.208j | 0 | 0 | 0 | 0 | 0 | [24 empty] | 8103301 | no | no |  |  | no |  | 0 | 0 | 0 | 0 | 0 | 0 |  | 1 | 1 | 1 | 0 | 0 | 0
load_220353634 |  | node_1444933_09_15348421_108 |  | AN | 0 | Residential | 7236+3082.523j | 0 | 0 | 0 | 0 | 0 | [24 empty] | 8103301 | no | no |  |  | no |  | 0 | 0 | 0 | 0 | 0 | 0 |  | 1 | 1 | 1 | 0 | 0 | 0
load_220353635 |  | node_1445417_575_15347354_06 |  | AN | 0 | Residential | 2541.6+1082.717j | 0 | 0 | 0 | 0 | 0 | [24 empty] | 8103301 | no | no |  |  | no |  | 0 | 0 | 0 | 0 | 0 | 0 |  | 1 | 1 | 1 | 0 | 0 | 0
load_220353636 |  | node_1445051_9_15352679_567 |  | AN | 0 | Residential | 20916+8910.179j | 0 | 0 | 0 | 0 | 0 | [24 empty] | 8103301 | no | no |  |  | no |  | 0 | 0 | 0 | 0 | 0 | 0 |  | 1 | 1 | 1 | 0 | 0 | 0
load_220353637 |  | node_1444967_803_15352316_362 |  | AN | 0 | Residential | 8510.4+3625.415j | 0 | 0 | 0 | 0 | 0 | [24 empty] | 8103301 | no | no |  |  | no |  | 0 | 0 | 0 | 0 | 0 | 0 |  | 1 | 1 | 1 | 0 | 0 | 0
load_220353638 |  | node_1444060_009_15351807_509 |  | AN | 0 | Residential | 10980+4677.46j | 0 | 0 | 0 | 0 | 0 | [24 empty] | 8103301 | no | no |  |  | no |  | 0 | 0 | 0 | 0 | 0 | 0 |  | 1 | 1 | 1 | 0 | 0 | 0
load_220353639 |  | node_1444855_264_15351637_36 |  | AN | 0 | Residential | 11030.4+4698.931j | 0 | 0 | 0 | 0 | 0 | [24 empty] | 8103301 | no | no |  |  | no |  | 0 | 0 | 0 | 0 | 0 | 0 |  | 1 | 1 | 1 | 0 | 0 | 0
load_220353640 |  | node_1444861_208_15350922_41 |  | AN | 0 | Residential | 3852+1640.945j | 0 | 0 | 0 | 0 | 0 | [24 empty] | 8103301 | no | no |  |  | no |  | 0 | 0 | 0 | 0 | 0 | 0 |  | 1 | 1 | 1 | 0 | 0 | 0
load_220353641 |  | node_1444868_603_15350506_459 |  | AN | 0 | Residential | 14918.4+6355.212j | 0 | 0 | 0 | 0 | 0 | [24 empty] | 8103301 | no | no |  |  | no |  | 0 | 0 | 0 | 0 | 0 | 0 |  | 1 | 1 | 1 | 0 | 0 | 0
load_220353643 |  | node_1450769_754_15359926_956 |  | AN | 0 | Residential | 7156.8+3048.784j | 0 | 0 | 0 | 0 | 0 | [24 empty] | 8103301 | no | no |  |  | no |  | 0 | 0 | 0 | 0 | 0 | 0 |  | 1 | 1 | 1 | 0 | 0 | 0
load_220353644 |  | node_1451224_092_15359970_006 |  | AN | 0 | NonResidential | 7581.6+3229.748j | 0 | 0 | 0 | 0 | 0 | [24 empty] | 8103301 | no | no |  |  | no |  | 0 | 0 | 0 | 0 | 0 | 0 |  | 1 | 1 | 1 | 0 | 0 | 0
load_220353646 |  | node_1449511_336_15359903_82 |  | AN | 0 | Residential | 3744+1594.937j | 0 | 0 | 0 | 0 | 0 | [24 empty] | 8103301 | no | no |  |  | no |  | 0 | 0 | 0 | 0 | 0 | 0 |  | 1 | 1 | 1 | 0 | 0 | 0
load_220353647 |  | node_1449836_869_15359805_905 |  | AN | 0 | Other | 0 | 0 | 0 | 0 | 0 | 0 | [24 empty] | 8103301 | no | no |  |  | no |  | 0 | 0 | 0 | 0 | 0 | 0 |  | 1 | 1 | 1 | 0 | 0 | 0
load_220353648 |  | node_1450105_443_15359856_673 |  | AN | 0 | Residential | 7171.2+3054.918j | 0 | 0 | 0 | 0 | 0 | [24 empty] | 8103301 | no | no |  |  | no |  | 0 | 0 | 0 | 0 | 0 | 0 |  | 1 | 1 | 1 | 0 | 0 | 0
load_220353686 |  | node_1434974_321_15374811_318 |  | AN | 0 | Residential | 19360.8+8247.666j | 0 | 0 | 0 | 0 | 0 | [24 empty] | 8103301 | no | no |  |  | no |  | 0 | 0 | 0 | 0 | 0 | 0 |  | 1 | 1 | 1 | 0 | 0 | 0
load_220353687 |  | node_1435201_863_15374772_497 |  | AN | 0 | Residential | 4082.4+1739.095j | 0 | 0 | 0 | 0 | 0 | [24 empty] | 8103301 | no | no |  |  | no |  | 0 | 0 | 0 | 0 | 0 | 0 |  | 1 | 1 | 1 | 0 | 0 | 0
load_220353688 |  | node_1435421_206_15374734_671 |  | AN | 0 | Residential | 3484.8+1484.519j | 0 | 0 | 0 | 0 | 0 | [24 empty] | 8103301 | no | no |  |  | no |  | 0 | 0 | 0 | 0 | 0 | 0 |  | 1 | 1 | 1 | 0 | 0 | 0
load_220353689 |  | node_1435642_063_15374823_702 |  | AN | 0 | Residential | 14810.4+6309.204j | 0 | 0 | 0 | 0 | 0 | [24 empty] | 8103301 | no | no |  |  | no |  | 0 | 0 | 0 | 0 | 0 | 0 |  | 1 | 1 | 1 | 0 | 0 | 0
load_220353690 |  | node_1435855_955_15374729_601 |  | AN | 0 | Residential | 7214.4+3073.322j | 0 | 0 | 0 | 0 | 0 | [24 empty] | 8103301 | no | no |  |  | no |  | 0 | 0 | 0 | 0 | 0 | 0 |  | 1 | 1 | 1 | 0 | 0 | 0
load_220353691 |  | node_1436497_738_15374806_989 |  | AN | 0 | Residential | 5277.6+2248.248j | 0 | 0 | 0 | 0 | 0 | [24 empty] | 8103301 | no | no |  |  | no |  | 0 | 0 | 0 | 0 | 0 | 0 |  | 1 | 1 | 1 | 0 | 0 | 0
load_220353693 |  | node_1437087_355_15374480_656 |  | AN | 0 | Residential | 35985.6+15329.801j | 0 | 0 | 0 | 0 | 0 | [24 empty] | 8103301 | no | no |  |  | no |  | 0 | 0 | 0 | 0 | 0 | 0 |  | 1 | 1 | 1 | 0 | 0 | 0
load_220353694 |  | node_1437520_711_15374603_233 |  | AN | 0 | Residential | 993.6+423.272j | 0 | 0 | 0 | 0 | 0 | [24 empty] | 8103301 | no | no |  |  | no |  | 0 | 0 | 0 | 0 | 0 | 0 |  | 1 | 1 | 1 | 0 | 0 | 0
load_220353695 |  | node_1437835_662_15374598_916 |  | AN | 0 | Residential | 6307.2+2686.856j | 0 | 0 | 0 | 0 | 0 | [24 empty] | 8103301 | no | no |  |  | no |  | 0 | 0 | 0 | 0 | 0 | 0 |  | 1 | 1 | 1 | 0 | 0 | 0
load_220353696 |  | node_1437535_362_15374180_996 |  | AN | 0 | Residential | 29952+12759.499j | 0 | 0 | 0 | 0 | 0 | [24 empty] | 8103301 | no | no |  |  | no |  | 0 | 0 | 0 | 0 | 0 | 0 |  | 1 | 1 | 1 | 0 | 0 | 0
load_220353697 |  | node_1437395_271_15373851_497 |  | AN | 0 | Residential | 3996+1702.289j | 0 | 0 | 0 | 0 | 0 | [24 empty] | 8103301 | no | no |  |  | no |  | 0 | 0 | 0 | 0 | 0 | 0 |  | 1 | 1 | 1 | 0 | 0 | 0
load_220353698 |  | node_1437303_293_15373675_625 |  | AN | 0 | Residential | 15904.8+6775.416j | 0 | 0 | 0 | 0 | 0 | [24 empty] | 8103301 | no | no |  |  | no |  | 0 | 0 | 0 | 0 | 0 | 0 |  | 1 | 1 | 1 | 0 | 0 | 0
load_220353699 |  | node_1437506_348_15373115_68 |  | AN | 0 | Residential | 12952.8+5517.87j | 0 | 0 | 0 | 0 | 0 | [24 empty] | 8103301 | no | no |  |  | no |  | 0 | 0 | 0 | 0 | 0 | 0 |  | 1 | 1 | 1 | 0 | 0 | 0
load_220353700 |  | node_1437792_847_15372993_469 |  | AN | 0 | Residential | 432+184.031j | 0 | 0 | 0 | 0 | 0 | [24 empty] | 8103301 | no | no |  |  | no |  | 0 | 0 | 0 | 0 | 0 | 0 |  | 1 | 1 | 1 | 0 | 0 | 0
load_220353701 |  | node_1438103_086_15372903_63 |  | AN | 0 | Residential | 17640+7514.609j | 0 | 0 | 0 | 0 | 0 | [24 empty] | 8103301 | no | no |  |  | no |  | 0 | 0 | 0 | 0 | 0 | 0 |  | 1 | 1 | 1 | 0 | 0 | 0
load_220353702 |  | node_1438204_907_15372152_099 |  | AN | 0 | Residential | 1274.4+542.892j | 0 | 0 | 0 | 0 | 0 | [24 empty] | 8103301 | no | no |  |  | no |  | 0 | 0 | 0 | 0 | 0 | 0 |  | 1 | 1 | 1 | 0 | 0 | 0
load_220353703 |  | node_1438728_931_15372740_88 |  | AN | 0 | Other | 0 | 0 | 0 | 0 | 0 | 0 | [24 empty] | 8103301 | no | no |  |  | no |  | 0 | 0 | 0 | 0 | 0 | 0 |  | 1 | 1 | 1 | 0 | 0 | 0
load_220353704 |  | node_1438252_513_15373372_79 |  | AN | 0 | Residential | 2901.6+1236.076j | 0 | 0 | 0 | 0 | 0 | [24 empty] | 8103301 | no | no |  |  | no |  | 0 | 0 | 0 | 0 | 0 | 0 |  | 1 | 1 | 1 | 0 | 0 | 0
load_220353705 |  | node_1440012_194_15372674_053 |  | AN | 0 | Residential | 37123.2+15814.417j | 0 | 0 | 0 | 0 | 0 | [24 empty] | 8103301 | no | no |  |  | no |  | 0 | 0 | 0 | 0 | 0 | 0 |  | 1 | 1 | 1 | 0 | 0 | 0
load_220353706 |  | node_1440672_997_15372515_748 |  | AN | 0 | NonResidential | 4600.8+1959.933j | 0 | 0 | 0 | 0 | 0 | [24 empty] | 8103301 | no | no |  |  | no |  | 0 | 0 | 0 | 0 | 0 | 0 |  | 1 | 1 | 1 | 0 | 0 | 0
load_220353707 |  | node_1441383_726_15372111_629 |  | AN | 0 | Residential | 4104+1748.297j | 0 | 0 | 0 | 0 | 0 | [24 empty] | 8103301 | no | no |  |  | no |  | 0 | 0 | 0 | 0 | 0 | 0 |  | 1 | 1 | 1 | 0 | 0 | 0
load_220353708 |  | node_1441991_309_15371875_299 |  | AN | 0 | Residential | 2440.8+1039.776j | 0 | 0 | 0 | 0 | 0 | [24 empty] | 8103301 | no | no |  |  | no |  | 0 | 0 | 0 | 0 | 0 | 0 |  | 1 | 1 | 1 | 0 | 0 | 0
load_220353709 |  | node_1442790_224_15372251_454 |  | AN | 0 | Residential | 8992.8+3830.917j | 0 | 0 | 0 | 0 | 0 | [24 empty] | 8103301 | no | no |  |  | no |  | 0 | 0 | 0 | 0 | 0 | 0 |  | 1 | 1 | 1 | 0 | 0 | 0
load_220353710 |  | node_1443077_031_15372019_731 |  | AN | 0 | Residential | 2412+1027.508j | 0 | 0 | 0 | 0 | 0 | [24 empty] | 8103301 | no | no |  |  | no |  | 0 | 0 | 0 | 0 | 0 | 0 |  | 1 | 1 | 1 | 0 | 0 | 0
load_220353711 |  | node_1443340_308_15372061_667 |  | AN | 0 | Residential | 17604+7499.273j | 0 | 0 | 0 | 0 | 0 | [24 empty] | 8103301 | no | no |  |  | no |  | 0 | 0 | 0 | 0 | 0 | 0 |  | 1 | 1 | 1 | 0 | 0 | 0
load_220353712 |  | node_1443631_849_15372294_299 |  | AN | 0 | Residential | 0 | 0 | 0 | 0 | 0 | 0 | [24 empty] | 8103301 | no | no |  |  | no |  | 0 | 0 | 0 | 0 | 0 | 0 |  | 1 | 1 | 1 | 0 | 0 | 0
load_220353713 |  | node_1443835_954_15372331_63 |  | AN | 0 | Residential | 32940+14032.381j | 0 | 0 | 0 | 0 | 0 | [24 empty] | 8103301 | no | no |  |  | no |  | 0 | 0 | 0 | 0 | 0 | 0 |  | 1 | 1 | 1 | 0 | 0 | 0
load_220353714 |  | node_1444701_426_15372454_436 |  | AN | 0 | Residential | 13838.4+5895.134j | 0 | 0 | 0 | 0 | 0 | [24 empty] | 8103301 | no | no |  |  | no |  | 0 | 0 | 0 | 0 | 0 | 0 |  | 1 | 1 | 1 | 0 | 0 | 0
load_220353715 |  | node_1445914_028_15372219_719 |  | AN | 0 | Residential | 6501.6+2769.67j | 0 | 0 | 0 | 0 | 0 | [24 empty] | 8103301 | no | no |  |  | no |  | 0 | 0 | 0 | 0 | 0 | 0 |  | 1 | 1 | 1 | 0 | 0 | 0
load_220353716 |  | node_1446205_808_15372190_18 |  | AN | 0 | Residential | 3376.8+1438.511j | 0 | 0 | 0 | 0 | 0 | [24 empty] | 8103301 | no | no |  |  | no |  | 0 | 0 | 0 | 0 | 0 | 0 |  | 1 | 1 | 1 | 0 | 0 | 0
load_220353718 |  | node_1446960_053_15372173_814 |  | AN | 0 | Residential | 35064+14937.201j | 0 | 0 | 0 | 0 | 0 | [24 empty] | 8103301 | no | no |  |  | no |  | 0 | 0 | 0 | 0 | 0 | 0 |  | 1 | 1 | 1 | 0 | 0 | 0
load_220353719 |  | node_1447567_79_15372317_845 |  | AN | 0 | Residential | 20102.4+8563.587j | 0 | 0 | 0 | 0 | 0 | [24 empty] | 8103301 | no | no |  |  | no |  | 0 | 0 | 0 | 0 | 0 | 0 |  | 1 | 1 | 1 | 0 | 0 | 0
load_220353720 |  | node_1448500_088_15372404_357 |  | AN | 0 | Residential | 180+76.68j | 0 | 0 | 0 | 0 | 0 | [24 empty] | 8103301 | no | no |  |  | no |  | 0 | 0 | 0 | 0 | 0 | 0 |  | 1 | 1 | 1 | 0 | 0 | 0
load_220353721 |  | node_1449663_493_15372657_063 |  | AN | 0 | Residential | 20808+8864.171j | 0 | 0 | 0 | 0 | 0 | [24 empty] | 8103301 | no | no |  |  | no |  | 0 | 0 | 0 | 0 | 0 | 0 |  | 1 | 1 | 1 | 0 | 0 | 0
load_220353722 |  | node_1450839_095_15372674_251 |  | AN | 0 | Residential | 0 | 0 | 0 | 0 | 0 | 0 | [24 empty] | 8103301 | no | no |  |  | no |  | 0 | 0 | 0 | 0 | 0 | 0 |  | 1 | 1 | 1 | 0 | 0 | 0
load_220353757 |  | node_1444328_515_15372392_931 |  | AN | 0 | Other | 0 | 0 | 0 | 0 | 0 | 0 | [24 empty] | 8103301 | no | no |  |  | no |  | 0 | 0 | 0 | 0 | 0 | 0 |  | 1 | 1 | 1 | 0 | 0 | 0
load_220353759 |  | node_1445024_7_15375399_43 |  | AN | 0 | Other | 0 | 0 | 0 | 0 | 0 | 0 | [24 empty] | 8103301 | no | no |  |  | no |  | 0 | 0 | 0 | 0 | 0 | 0 |  | 1 | 1 | 1 | 0 | 0 | 0
load_220353760 |  | node_1445369_877_15376055_789 |  | AN | 0 | Residential | 7552.8+3217.479j | 0 | 0 | 0 | 0 | 0 | [24 empty] | 8103301 | no | no |  |  | no |  | 0 | 0 | 0 | 0 | 0 | 0 |  | 1 | 1 | 1 | 0 | 0 | 0
load_220353761 |  | node_1445948_841_15377123_802 |  | AN | 0 | Residential | 16617.6+7079.068j | 0 | 0 | 0 | 0 | 0 | [24 empty] | 8103301 | no | no |  |  | no |  | 0 | 0 | 0 | 0 | 0 | 0 |  | 1 | 1 | 1 | 0 | 0 | 0
load_220353762 |  | node_1446207_485_15377441_41 |  | AN | 0 | Other | 0 | 0 | 0 | 0 | 0 | 0 | [24 empty] | 8103301 | no | no |  |  | no |  | 0 | 0 | 0 | 0 | 0 | 0 |  | 1 | 1 | 1 | 0 | 0 | 0
load_220353763 |  | node_1446180_113_15377123_831 |  | AN | 0 | Residential | 5320.8+2266.651j | 0 | 0 | 0 | 0 | 0 | [24 empty] | 8103301 | no | no |  |  | no |  | 0 | 0 | 0 | 0 | 0 | 0 |  | 1 | 1 | 1 | 0 | 0 | 0
load_220353764 |  | node_1447184_861_15377897_712 |  | AN | 0 | Residential | 10684.8+4551.706j | 0 | 0 | 0 | 0 | 0 | [24 empty] | 8103301 | no | no |  |  | no |  | 0 | 0 | 0 | 0 | 0 | 0 |  | 1 | 1 | 1 | 0 | 0 | 0
load_220353766 |  | node_1444428_676_15373420_318 |  | AN | 0 | Residential | 6271.2+2671.52j | 0 | 0 | 0 | 0 | 0 | [24 empty] | 8103301 | no | no |  |  | no |  | 0 | 0 | 0 | 0 | 0 | 0 |  | 1 | 1 | 1 | 0 | 0 | 0
load_220353767 |  | node_1444730_482_15373556_506 |  | AN | 0 | Residential | 0 | 0 | 0 | 0 | 0 | 0 | [24 empty] | 8103301 | no | no |  |  | no |  | 0 | 0 | 0 | 0 | 0 | 0 |  | 1 | 1 | 1 | 0 | 0 | 0
load_220353768 |  | node_1444470_365_15374069_187 |  | AN | 0 | Residential | 5738.4+2444.548j | 0 | 0 | 0 | 0 | 0 | [24 empty] | 8103301 | no | no |  |  | no |  | 0 | 0 | 0 | 0 | 0 | 0 |  | 1 | 1 | 1 | 0 | 0 | 0
load_220353769 |  | node_1444106_364_15374428_198 |  | AN | 0 | Residential | 20923.2+8913.246j | 0 | 0 | 0 | 0 | 0 | [24 empty] | 8103301 | no | no |  |  | no |  | 0 | 0 | 0 | 0 | 0 | 0 |  | 1 | 1 | 1 | 0 | 0 | 0
load_220353770 |  | node_1444646_494_15374704_599 |  | AN | 0 | Residential | 10771.2+4588.512j | 0 | 0 | 0 | 0 | 0 | [24 empty] | 8103301 | no | no |  |  | no |  | 0 | 0 | 0 | 0 | 0 | 0 |  | 1 | 1 | 1 | 0 | 0 | 0
load_220353772 |  | node_1440311_821_15368485_8 |  | AN | 0 | Residential | 3744+1594.937j | 0 | 0 | 0 | 0 | 0 | [24 empty] | 8103301 | no | no |  |  | no |  | 0 | 0 | 0 | 0 | 0 | 0 |  | 1 | 1 | 1 | 0 | 0 | 0
load_220353773 |  | node_1439952_735_15368410_135 |  | AN | 0 | Residential | 57.6+24.537j | 0 | 0 | 0 | 0 | 0 | [24 empty] | 8103301 | no | no |  |  | no |  | 0 | 0 | 0 | 0 | 0 | 0 |  | 1 | 1 | 1 | 0 | 0 | 0
load_220353774 |  | node_1440192_711_15367729_915 |  | AN | 0 | Other | 0 | 0 | 0 | 0 | 0 | 0 | [24 empty] | 8103301 | no | no |  |  | no |  | 0 | 0 | 0 | 0 | 0 | 0 |  | 1 | 1 | 1 | 0 | 0 | 0
load_220353775 |  | node_1440089_88_15367008_924 |  | AN | 0 | Residential | 1828.8+779.066j | 0 | 0 | 0 | 0 | 0 | [24 empty] | 8103301 | no | no |  |  | no |  | 0 | 0 | 0 | 0 | 0 | 0 |  | 1 | 1 | 1 | 0 | 0 | 0
load_220353776 |  | node_1441291_683_15365875_506 |  | AN | 0 | Residential | 25754.4+10971.328j | 0 | 0 | 0 | 0 | 0 | [24 empty] | 8103301 | no | no |  |  | no |  | 0 | 0 | 0 | 0 | 0 | 0 |  | 1 | 1 | 1 | 0 | 0 | 0
load_220353777 |  | node_1441495_876_15366276_657 |  | AN | 0 | Residential | 2952+1257.547j | 0 | 0 | 0 | 0 | 0 | [24 empty] | 8103301 | no | no |  |  | no |  | 0 | 0 | 0 | 0 | 0 | 0 |  | 1 | 1 | 1 | 0 | 0 | 0
load_220353778 |  | node_1441002_107_15365427_718 |  | AN | 0 | NonResidential | 900+383.398j | 0 | 0 | 0 | 0 | 0 | [24 empty] | 8103301 | no | no |  |  | no |  | 0 | 0 | 0 | 0 | 0 | 0 |  | 1 | 1 | 1 | 0 | 0 | 0
load_220353779 |  | node_1441124_462_15365235_613 |  | AN | 0 | Residential | 6602.4+2812.611j | 0 | 0 | 0 | 0 | 0 | [24 empty] | 8103301 | no | no |  |  | no |  | 0 | 0 | 0 | 0 | 0 | 0 |  | 1 | 1 | 1 | 0 | 0 | 0
load_220353780 |  | node_1441441_897_15364964_517 |  | AN | 0 | Residential | 612+260.711j | 0 | 0 | 0 | 0 | 0 | [24 empty] | 8103301 | no | no |  |  | no |  | 0 | 0 | 0 | 0 | 0 | 0 |  | 1 | 1 | 1 | 0 | 0 | 0
load_220353781 |  | node_1441777_354_15364707_546 |  | AN | 0 | Residential | 417.6+177.897j | 0 | 0 | 0 | 0 | 0 | [24 empty] | 8103301 | no | no |  |  | no |  | 0 | 0 | 0 | 0 | 0 | 0 |  | 1 | 1 | 1 | 0 | 0 | 0
load_220353782 |  | node_1442036_476_15364509_888 |  | AN | 0 | Residential | 3412.8+1453.847j | 0 | 0 | 0 | 0 | 0 | [24 empty] | 8103301 | no | no |  |  | no |  | 0 | 0 | 0 | 0 | 0 | 0 |  | 1 | 1 | 1 | 0 | 0 | 0
load_220353785 |  | node_1454696_251_15377920_95 |  | AN | 0 | Residential | 3434.4+1463.048j | 0 | 0 | 0 | 0 | 0 | [24 empty] | 8103301 | no | no |  |  | no |  | 0 | 0 | 0 | 0 | 0 | 0 |  | 1 | 1 | 1 | 0 | 0 | 0
load_220353786 |  | node_1454748_524_15378840_118 |  | AN | 0 | Residential | 36921.6+15728.536j | 0 | 0 | 0 | 0 | 0 | [24 empty] | 8103301 | no | no |  |  | no |  | 0 | 0 | 0 | 0 | 0 | 0 |  | 1 | 1 | 1 | 0 | 0 | 0
load_220353807 |  | node_1447688_356_15356522_699 |  | AN | 0 | Residential | 12081.6+5146.74j | 0 | 0 | 0 | 0 | 0 | [24 empty] | 8103301 | no | no |  |  | no |  | 0 | 0 | 0 | 0 | 0 | 0 |  | 1 | 1 | 1 | 0 | 0 | 0
load_220353808 |  | node_1447795_719_15356331_898 |  | AN | 0 | Residential | 11217.6+4778.678j | 0 | 0 | 0 | 0 | 0 | [24 empty] | 8103301 | no | no |  |  | no |  | 0 | 0 | 0 | 0 | 0 | 0 |  | 1 | 1 | 1 | 0 | 0 | 0
load_220353809 |  | node_1448605_693_15354819_207 |  | AN | 0 | Residential | 18144+7729.312j | 0 | 0 | 0 | 0 | 0 | [24 empty] | 8103301 | no | no |  |  | no |  | 0 | 0 | 0 | 0 | 0 | 0 |  | 1 | 1 | 1 | 0 | 0 | 0
load_220353810 |  | node_1447153_871_15358998_109 |  | AN | 0 | Residential | 8712+3711.296j | 0 | 0 | 0 | 0 | 0 | [24 empty] | 8103301 | no | no |  |  | no |  | 0 | 0 | 0 | 0 | 0 | 0 |  | 1 | 1 | 1 | 0 | 0 | 0
load_220353812 |  | node_1447117_331_15357996_422 |  | AN | 0 | Residential | 5558.4+2367.868j | 0 | 0 | 0 | 0 | 0 | [24 empty] | 8103301 | no | no |  |  | no |  | 0 | 0 | 0 | 0 | 0 | 0 |  | 1 | 1 | 1 | 0 | 0 | 0
load_220353813 |  | node_1447046_192_15357808_012 |  | AN | 0 | Residential | 16336.8+6959.448j | 0 | 0 | 0 | 0 | 0 | [24 empty] | 8103301 | no | no |  |  | no |  | 0 | 0 | 0 | 0 | 0 | 0 |  | 1 | 1 | 1 | 0 | 0 | 0
load_220353814 |  | node_1447484_256_15356984_016 |  | AN | 0 | Residential | 9532.8+4060.956j | 0 | 0 | 0 | 0 | 0 | [24 empty] | 8103301 | no | no |  |  | no |  | 0 | 0 | 0 | 0 | 0 | 0 |  | 1 | 1 | 1 | 0 | 0 | 0
load_220353956 |  | node_1442854_287_15354102_721 |  | AN | 0 | Residential | 15739.2+6704.871j | 0 | 0 | 0 | 0 | 0 | [24 empty] | 8103301 | no | no |  |  | no |  | 0 | 0 | 0 | 0 | 0 | 0 |  | 1 | 1 | 1 | 0 | 0 | 0
load_220353957 |  | node_1443035_657_15354232_447 |  | AN | 0 | Residential | 1137.6+484.616j | 0 | 0 | 0 | 0 | 0 | [24 empty] | 8103301 | no | no |  |  | no |  | 0 | 0 | 0 | 0 | 0 | 0 |  | 1 | 1 | 1 | 0 | 0 | 0
load_220353958 |  | node_1443116_674_15354320_209 |  | AN | 0 | Residential | 0 | 0 | 0 | 0 | 0 | 0 | [24 empty] | 8103301 | no | no |  |  | no |  | 0 | 0 | 0 | 0 | 0 | 0 |  | 1 | 1 | 1 | 0 | 0 | 0
load_220353959 |  | node_1443276_939_15354517_696 |  | AN | 0 | Residential | 187.2+79.747j | 0 | 0 | 0 | 0 | 0 | [24 empty] | 8103301 | no | no |  |  | no |  | 0 | 0 | 0 | 0 | 0 | 0 |  | 1 | 1 | 1 | 0 | 0 | 0
load_220353960 |  | node_1443670_305_15354868_366 |  | AN | 0 | Residential | 14.4+6.134j | 0 | 0 | 0 | 0 | 0 | [24 empty] | 8103301 | no | no |  |  | no |  | 0 | 0 | 0 | 0 | 0 | 0 |  | 1 | 1 | 1 | 0 | 0 | 0
load_220353961 |  | node_1443476_752_15353436_718 |  | AN | 0 | Residential | 180+76.68j | 0 | 0 | 0 | 0 | 0 | [24 empty] | 8103301 | no | no |  |  | no |  | 0 | 0 | 0 | 0 | 0 | 0 |  | 1 | 1 | 1 | 0 | 0 | 0
load_220353963 |  | node_1443824_547_15353883_615 |  | AN | 0 | Residential | 0 | 0 | 0 | 0 | 0 | 0 | [24 empty] | 8103301 | no | no |  |  | no |  | 0 | 0 | 0 | 0 | 0 | 0 |  | 1 | 1 | 1 | 0 | 0 | 0
load_220353964 |  | node_1444152_279_15354566_518 |  | AN | 0 | Residential | 2196+935.492j | 0 | 0 | 0 | 0 | 0 | [24 empty] | 8103301 | no | no |  |  | no |  | 0 | 0 | 0 | 0 | 0 | 0 |  | 1 | 1 | 1 | 0 | 0 | 0
load_220354082 |  | node_1447617_018_15370105_907 |  | AN | 0 | Residential | 6415.2+2732.864j | 0 | 0 | 0 | 0 | 0 | [24 empty] | 8103301 | no | no |  |  | no |  | 0 | 0 | 0 | 0 | 0 | 0 |  | 1 | 1 | 1 | 0 | 0 | 0
load_220354083 |  | node_1448201_554_15370419_567 |  | AN | 0 | Residential | 4507.2+1920.059j | 0 | 0 | 0 | 0 | 0 | [24 empty] | 8103301 | no | no |  |  | no |  | 0 | 0 | 0 | 0 | 0 | 0 |  | 1 | 1 | 1 | 0 | 0 | 0
load_220354085 |  | node_1447140_29_15371730_2 |  | AN | 0 | Residential | 21283.2+9066.605j | 0 | 0 | 0 | 0 | 0 | [24 empty] | 8103301 | no | no |  |  | no |  | 0 | 0 | 0 | 0 | 0 | 0 |  | 1 | 1 | 1 | 0 | 0 | 0
load_220354086 |  | node_1447252_911_15371535_796 |  | AN | 0 | Residential | 6645.6+2831.014j | 0 | 0 | 0 | 0 | 0 | [24 empty] | 8103301 | no | no |  |  | no |  | 0 | 0 | 0 | 0 | 0 | 0 |  | 1 | 1 | 1 | 0 | 0 | 0
load_220354087 |  | node_1446893_578_15371069_825 |  | AN | 0 | Residential | 8877.6+3781.842j | 0 | 0 | 0 | 0 | 0 | [24 empty] | 8103301 | no | no |  |  | no |  | 0 | 0 | 0 | 0 | 0 | 0 |  | 1 | 1 | 1 | 0 | 0 | 0
load_220354088 |  | node_1447091_554_15370977_662 |  | AN | 0 | Residential | 10526.4+4484.228j | 0 | 0 | 0 | 0 | 0 | [24 empty] | 8103301 | no | no |  |  | no |  | 0 | 0 | 0 | 0 | 0 | 0 |  | 1 | 1 | 1 | 0 | 0 | 0
load_220354089 |  | node_1447232_192_15370686_999 |  | AN | 0 | NonResidential | 50.4+21.47j | 0 | 0 | 0 | 0 | 0 | [24 empty] | 8103301 | no | no |  |  | no |  | 0 | 0 | 0 | 0 | 0 | 0 |  | 1 | 1 | 1 | 0 | 0 | 0
load_220354098 |  | node_1437911_929_15374390_015 |  | AN | 0 | Residential | 10987.2+4680.528j | 0 | 0 | 0 | 0 | 0 | [24 empty] | 8103301 | no | no |  |  | no |  | 0 | 0 | 0 | 0 | 0 | 0 |  | 1 | 1 | 1 | 0 | 0 | 0
load_220354099 |  | node_1438505_211_15374263_417 |  | AN | 0 | Residential | 15415.2+6566.848j | 0 | 0 | 0 | 0 | 0 | [24 empty] | 8103301 | no | no |  |  | no |  | 0 | 0 | 0 | 0 | 0 | 0 |  | 1 | 1 | 1 | 0 | 0 | 0
load_220354100 |  | node_1438872_333_15374244_722 |  | AN | 0 | Residential | 7279.2+3100.926j | 0 | 0 | 0 | 0 | 0 | [24 empty] | 8103301 | no | no |  |  | no |  | 0 | 0 | 0 | 0 | 0 | 0 |  | 1 | 1 | 1 | 0 | 0 | 0
load_220354101 |  | node_1439212_617_15374461_174 |  | AN | 0 | Residential | 22255.2+9480.675j | 0 | 0 | 0 | 0 | 0 | [24 empty] | 8103301 | no | no |  |  | no |  | 0 | 0 | 0 | 0 | 0 | 0 |  | 1 | 1 | 1 | 0 | 0 | 0
load_220354102 |  | node_1439905_752_15374707_573 |  | AN | 0 | Residential | 2203.2+938.559j | 0 | 0 | 0 | 0 | 0 | [24 empty] | 8103301 | no | no |  |  | no |  | 0 | 0 | 0 | 0 | 0 | 0 |  | 1 | 1 | 1 | 0 | 0 | 0
load_220354107 |  | node_1442706_768_15353164_035 |  | AN | 0 | Residential | 3895.2+1659.348j | 0 | 0 | 0 | 0 | 0 | [24 empty] | 8103301 | no | no |  |  | no |  | 0 | 0 | 0 | 0 | 0 | 0 |  | 1 | 1 | 1 | 0 | 0 | 0
load_220354108 |  | node_1440148_88_15351046_246 |  | AN | 0 | Residential | 4233.6+1803.506j | 0 | 0 | 0 | 0 | 0 | [24 empty] | 8103301 | no | no |  |  | no |  | 0 | 0 | 0 | 0 | 0 | 0 |  | 1 | 1 | 1 | 0 | 0 | 0
load_220354109 |  | node_1442286_835_15352606_928 |  | AN | 0 | Residential | 6624+2821.812j | 0 | 0 | 0 | 0 | 0 | [24 empty] | 8103301 | no | no |  |  | no |  | 0 | 0 | 0 | 0 | 0 | 0 |  | 1 | 1 | 1 | 0 | 0 | 0
load_220354110 |  | node_1441373_779_15352136_173 |  | AN | 0 | Residential | 8431.2+3591.676j | 0 | 0 | 0 | 0 | 0 | [24 empty] | 8103301 | no | no |  |  | no |  | 0 | 0 | 0 | 0 | 0 | 0 |  | 1 | 1 | 1 | 0 | 0 | 0
load_220354111 |  | node_1440812_751_15351906_249 |  | AN | 0 | Residential | 4334.4+1846.447j | 0 | 0 | 0 | 0 | 0 | [24 empty] | 8103301 | no | no |  |  | no |  | 0 | 0 | 0 | 0 | 0 | 0 |  | 1 | 1 | 1 | 0 | 0 | 0
load_220354112 |  | node_1440744_974_15351554_515 |  | AN | 0 | Other | 0 | 0 | 0 | 0 | 0 | 0 | [24 empty] | 8103301 | no | no |  |  | no |  | 0 | 0 | 0 | 0 | 0 | 0 |  | 1 | 1 | 1 | 0 | 0 | 0
load_220354113 |  | node_1440383_069_15351269_926 |  | AN | 0 | Residential | 10879.2+4634.52j | 0 | 0 | 0 | 0 | 0 | [24 empty] | 8103301 | no | no |  |  | no |  | 0 | 0 | 0 | 0 | 0 | 0 |  | 1 | 1 | 1 | 0 | 0 | 0
load_220354119 |  | node_1438140_923_15374437_477 |  | AN | 0 | Residential | 33703.2+14357.503j | 0 | 0 | 0 | 0 | 0 | [24 empty] | 8103301 | no | no |  |  | no |  | 0 | 0 | 0 | 0 | 0 | 0 |  | 1 | 1 | 1 | 0 | 0 | 0
load_220354120 |  | node_1438409_775_15374572_309 |  | AN | 0 | Residential | 44539.2+18973.62j | 0 | 0 | 0 | 0 | 0 | [24 empty] | 8103301 | no | no |  |  | no |  | 0 | 0 | 0 | 0 | 0 | 0 |  | 1 | 1 | 1 | 0 | 0 | 0
load_220354121 |  | node_1438748_259_15374748_432 |  | AN | 0 | Residential | 24861.6+10590.997j | 0 | 0 | 0 | 0 | 0 | [24 empty] | 8103301 | no | no |  |  | no |  | 0 | 0 | 0 | 0 | 0 | 0 |  | 1 | 1 | 1 | 0 | 0 | 0
load_220354122 |  | node_1439135_323_15374986_038 |  | AN | 0 | Residential | 27828+11854.678j | 0 | 0 | 0 | 0 | 0 | [24 empty] | 8103301 | no | no |  |  | no |  | 0 | 0 | 0 | 0 | 0 | 0 |  | 1 | 1 | 1 | 0 | 0 | 0
load_220354125 |  | node_1439394_207_15365762_561 |  | AN | 0 | Residential | 1965.6+837.342j | 0 | 0 | 0 | 0 | 0 | [24 empty] | 8103301 | no | no |  |  | no |  | 0 | 0 | 0 | 0 | 0 | 0 |  | 1 | 1 | 1 | 0 | 0 | 0
load_220354127 |  | node_1439388_376_15364991_915 |  | AN | 0 | Residential | 5673.6+2416.943j | 0 | 0 | 0 | 0 | 0 | [24 empty] | 8103301 | no | no |  |  | no |  | 0 | 0 | 0 | 0 | 0 | 0 |  | 1 | 1 | 1 | 0 | 0 | 0
load_220354129 |  | node_1439375_362_15364262_002 |  | AN | 0 | NonResidential | 2000+851.996j | 0 | 0 | 0 | 0 | 0 | [24 empty] | 8103301 | no | no |  |  | no |  | 0 | 0 | 0 | 0 | 0 | 0 |  | 1 | 1 | 1 | 0 | 0 | 0
load_220354131 |  | node_1447848_34_15375856_34 |  | AN | 0 | Residential | 1087.2+463.145j | 0 | 0 | 0 | 0 | 0 | [24 empty] | 8103301 | no | no |  |  | no |  | 0 | 0 | 0 | 0 | 0 | 0 |  | 1 | 1 | 1 | 0 | 0 | 0
load_220354134 |  | node_1447843_163_15375772_915 |  | AN | 0 | Other | 0 | 0 | 0 | 0 | 0 | 0 | [24 empty] | 8103301 | no | no |  |  | no |  | 0 | 0 | 0 | 0 | 0 | 0 |  | 1 | 1 | 1 | 0 | 0 | 0
load_220354135 |  | node_1448275_141_15375954_265 |  | AN | 0 | NonResidential | 2390.4+1018.306j | 0 | 0 | 0 | 0 | 0 | [24 empty] | 8103301 | no | no |  |  | no |  | 0 | 0 | 0 | 0 | 0 | 0 |  | 1 | 1 | 1 | 0 | 0 | 0
load_220354136 |  | node_1449053_768_15377297_315 |  | AN | 0 | Residential | 4910.4+2091.822j | 0 | 0 | 0 | 0 | 0 | [24 empty] | 8103301 | no | no |  |  | no |  | 0 | 0 | 0 | 0 | 0 | 0 |  | 1 | 1 | 1 | 0 | 0 | 0
load_220354137 |  | node_1449286_753_15377415_935 |  | AN | 0 | NonResidential | 14.4+6.134j | 0 | 0 | 0 | 0 | 0 | [24 empty] | 8103301 | no | no |  |  | no |  | 0 | 0 | 0 | 0 | 0 | 0 |  | 1 | 1 | 1 | 0 | 0 | 0
load_220354139 |  | node_1448231_245_15373974_463 |  | AN | 0 | Residential | 7754.4+3303.361j | 0 | 0 | 0 | 0 | 0 | [24 empty] | 8103301 | no | no |  |  | no |  | 0 | 0 | 0 | 0 | 0 | 0 |  | 1 | 1 | 1 | 0 | 0 | 0
load_220354141 |  | node_1448157_72_15374617_231 |  | AN | 0 | Residential | 3852+1640.945j | 0 | 0 | 0 | 0 | 0 | [24 empty] | 8103301 | no | no |  |  | no |  | 0 | 0 | 0 | 0 | 0 | 0 |  | 1 | 1 | 1 | 0 | 0 | 0
load_220354142 |  | node_1448288_764_15374782_98 |  | AN | 0 | Residential | 6300+2683.789j | 0 | 0 | 0 | 0 | 0 | [24 empty] | 8103301 | no | no |  |  | no |  | 0 | 0 | 0 | 0 | 0 | 0 |  | 1 | 1 | 1 | 0 | 0 | 0
load_220354143 |  | node_1447032_202_15375040_573 |  | AN | 0 | Residential | 20203.2+8606.527j | 0 | 0 | 0 | 0 | 0 | [24 empty] | 8103301 | no | no |  |  | no |  | 0 | 0 | 0 | 0 | 0 | 0 |  | 1 | 1 | 1 | 0 | 0 | 0
load_220354144 |  | node_1448277_113_15375395_33 |  | AN | 0 | Residential | 4284+1824.976j | 0 | 0 | 0 | 0 | 0 | [24 empty] | 8103301 | no | no |  |  | no |  | 0 | 0 | 0 | 0 | 0 | 0 |  | 1 | 1 | 1 | 0 | 0 | 0
load_220354146 |  | node_1445008_259_15372209_925 |  | AN | 0 | Residential | 4118.4+1754.431j | 0 | 0 | 0 | 0 | 0 | [24 empty] | 8103301 | no | no |  |  | no |  | 0 | 0 | 0 | 0 | 0 | 0 |  | 1 | 1 | 1 | 0 | 0 | 0
load_220354147 |  | node_1444404_011_15367858_194 |  | AN | 0 | Residential | 756+322.055j | 0 | 0 | 0 | 0 | 0 | [24 empty] | 8103301 | no | no |  |  | no |  | 0 | 0 | 0 | 0 | 0 | 0 |  | 1 | 1 | 1 | 0 | 0 | 0
load_220354148 |  | node_1444698_785_15367615_805 |  | AN | 0 | Residential | 6199.2+2640.848j | 0 | 0 | 0 | 0 | 0 | [24 empty] | 8103301 | no | no |  |  | no |  | 0 | 0 | 0 | 0 | 0 | 0 |  | 1 | 1 | 1 | 0 | 0 | 0
load_220354149 |  | node_1444707_777_15371888_876 |  | AN | 0 | Residential | 5400+2300.39j | 0 | 0 | 0 | 0 | 0 | [24 empty] | 8103301 | no | no |  |  | no |  | 0 | 0 | 0 | 0 | 0 | 0 |  | 1 | 1 | 1 | 0 | 0 | 0
load_220354151 |  | node_1445213_255_15371463_132 |  | AN | 0 | Residential | 8899.2+3791.043j | 0 | 0 | 0 | 0 | 0 | [24 empty] | 8103301 | no | no |  |  | no |  | 0 | 0 | 0 | 0 | 0 | 0 |  | 1 | 1 | 1 | 0 | 0 | 0
load_220354153 |  | node_1444612_724_15369938_913 |  | AN | 0 | Residential | 26092.8+11115.486j | 0 | 0 | 0 | 0 | 0 | [24 empty] | 8103301 | no | no |  |  | no |  | 0 | 0 | 0 | 0 | 0 | 0 |  | 1 | 1 | 1 | 0 | 0 | 0
load_220354154 |  | node_1445175_082_15359217_753 |  | AN | 0 | Residential | 4024.8+1714.558j | 0 | 0 | 0 | 0 | 0 | [24 empty] | 8103301 | no | no |  |  | no |  | 0 | 0 | 0 | 0 | 0 | 0 |  | 1 | 1 | 1 | 0 | 0 | 0
load_220354155 |  | node_1444974_726_15359557_544 |  | AN | 0 | Residential | 4708.8+2005.94j | 0 | 0 | 0 | 0 | 0 | [24 empty] | 8103301 | no | no |  |  | no |  | 0 | 0 | 0 | 0 | 0 | 0 |  | 1 | 1 | 1 | 0 | 0 | 0
load_220354175 |  | node_1439053_47_15366293_328 |  | AN | 0 | Residential | 11808+5030.187j | 0 | 0 | 0 | 0 | 0 | [24 empty] | 8103301 | no | no |  |  | no |  | 0 | 0 | 0 | 0 | 0 | 0 |  | 1 | 1 | 1 | 0 | 0 | 0
load_220354176 |  | node_1439113_874_15366726_525 |  | AN | 0 | Residential | 11808+5030.187j | 0 | 0 | 0 | 0 | 0 | [24 empty] | 8103301 | no | no |  |  | no |  | 0 | 0 | 0 | 0 | 0 | 0 |  | 1 | 1 | 1 | 0 | 0 | 0
load_220354189 |  | node_1443973_799_15353187_762 |  | AN | 0 | Residential | 1368+582.766j | 0 | 0 | 0 | 0 | 0 | [24 empty] | 8103301 | no | no |  |  | no |  | 0 | 0 | 0 | 0 | 0 | 0 |  | 1 | 1 | 1 | 0 | 0 | 0
load_220354193 |  | node_1451264_834_15355016_384 |  | AN | 0 | Residential | 10879.2+4634.52j | 0 | 0 | 0 | 0 | 0 | [24 empty] | 8103301 | no | no |  |  | no |  | 0 | 0 | 0 | 0 | 0 | 0 |  | 1 | 1 | 1 | 0 | 0 | 0
load_220354194 |  | node_1451273_245_15355564_866 |  | AN | 0 | Residential | 8935.2+3806.379j | 0 | 0 | 0 | 0 | 0 | [24 empty] | 8103301 | no | no |  |  | no |  | 0 | 0 | 0 | 0 | 0 | 0 |  | 1 | 1 | 1 | 0 | 0 | 0
load_220354195 |  | node_1448794_875_15355323_03 |  | AN | 0 | NonResidential | 295.2+125.755j | 0 | 0 | 0 | 0 | 0 | [24 empty] | 8103301 | no | no |  |  | no |  | 0 | 0 | 0 | 0 | 0 | 0 |  | 1 | 1 | 1 | 0 | 0 | 0
load_220354196 |  | node_1449325_828_15355313_824 |  | AN | 0 | Residential | 5630.4+2398.54j | 0 | 0 | 0 | 0 | 0 | [24 empty] | 8103301 | no | no |  |  | no |  | 0 | 0 | 0 | 0 | 0 | 0 |  | 1 | 1 | 1 | 0 | 0 | 0
load_220354407 |  | node_1447021_013_15363535_201 |  | AN | 0 | Residential | 0 | 0 | 0 | 0 | 0 | 0 | [24 empty] | 8103301 | no | no |  |  | no |  | 0 | 0 | 0 | 0 | 0 | 0 |  | 1 | 1 | 1 | 0 | 0 | 0
load_220354408 |  | node_1446432_753_15363506_683 |  | AN | 0 | Residential | 1137.6+484.616j | 0 | 0 | 0 | 0 | 0 | [24 empty] | 8103301 | no | no |  |  | no |  | 0 | 0 | 0 | 0 | 0 | 0 |  | 1 | 1 | 1 | 0 | 0 | 0
load_220354409 |  | node_1447308_279_15363560_739 |  | AN | 0 | Residential | 0 | 0 | 0 | 0 | 0 | 0 | [24 empty] | 8103301 | no | no |  |  | no |  | 0 | 0 | 0 | 0 | 0 | 0 |  | 1 | 1 | 1 | 0 | 0 | 0
load_220354410 |  | node_1448455_821_15363586_52 |  | AN | 0 | Residential | 2073.6+883.35j | 0 | 0 | 0 | 0 | 0 | [24 empty] | 8103301 | no | no |  |  | no |  | 0 | 0 | 0 | 0 | 0 | 0 |  | 1 | 1 | 1 | 0 | 0 | 0
load_220354411 |  | node_1449043_595_15363559_284 |  | AN | 0 | Residential | 6487.2+2763.536j | 0 | 0 | 0 | 0 | 0 | [24 empty] | 8103301 | no | no |  |  | no |  | 0 | 0 | 0 | 0 | 0 | 0 |  | 1 | 1 | 1 | 0 | 0 | 0
load_220354412 |  | node_1449520_5_15363426_504 |  | AN | 0 | Residential | 10087.2+4297.129j | 0 | 0 | 0 | 0 | 0 | [24 empty] | 8103301 | no | no |  |  | no |  | 0 | 0 | 0 | 0 | 0 | 0 |  | 1 | 1 | 1 | 0 | 0 | 0
load_220354413 |  | node_1449826_785_15363425_482 |  | AN | 0 | NonResidential | 2412+1027.508j | 0 | 0 | 0 | 0 | 0 | [24 empty] | 8103301 | no | no |  |  | no |  | 0 | 0 | 0 | 0 | 0 | 0 |  | 1 | 1 | 1 | 0 | 0 | 0
load_220354414 |  | node_1450630_243_15363428_341 |  | AN | 0 | Residential | 5594.4+2383.204j | 0 | 0 | 0 | 0 | 0 | [24 empty] | 8103301 | no | no |  |  | no |  | 0 | 0 | 0 | 0 | 0 | 0 |  | 1 | 1 | 1 | 0 | 0 | 0
load_220354415 |  | node_1451616_34_15363487_626 |  | AN | 0 | Residential | 4024.8+1714.558j | 0 | 0 | 0 | 0 | 0 | [24 empty] | 8103301 | no | no |  |  | no |  | 0 | 0 | 0 | 0 | 0 | 0 |  | 1 | 1 | 1 | 0 | 0 | 0
load_220354416 |  | node_1447557_977_15364870_473 |  | AN | 0 | Residential | 14061.6+5990.217j | 0 | 0 | 0 | 0 | 0 | [24 empty] | 8103301 | no | no |  |  | no |  | 0 | 0 | 0 | 0 | 0 | 0 |  | 1 | 1 | 1 | 0 | 0 | 0
load_220354417 |  | node_1447343_437_15367387_675 |  | AN | 0 | Residential | 13766.4+5864.462j | 0 | 0 | 0 | 0 | 0 | [24 empty] | 8103301 | no | no |  |  | no |  | 0 | 0 | 0 | 0 | 0 | 0 |  | 1 | 1 | 1 | 0 | 0 | 0
load_220354418 |  | node_1447617_537_15367547_866 |  | AN | 0 | Residential | 3067.2+1306.622j | 0 | 0 | 0 | 0 | 0 | [24 empty] | 8103301 | no | no |  |  | no |  | 0 | 0 | 0 | 0 | 0 | 0 |  | 1 | 1 | 1 | 0 | 0 | 0
load_220354419 |  | node_1447613_041_15367856_617 |  | AN | 0 | Residential | 5544+2361.734j | 0 | 0 | 0 | 0 | 0 | [24 empty] | 8103301 | no | no |  |  | no |  | 0 | 0 | 0 | 0 | 0 | 0 |  | 1 | 1 | 1 | 0 | 0 | 0
load_220354420 |  | node_1447707_858_15368093_729 |  | AN | 0 | Residential | 6184.8+2634.714j | 0 | 0 | 0 | 0 | 0 | [24 empty] | 8103301 | no | no |  |  | no |  | 0 | 0 | 0 | 0 | 0 | 0 |  | 1 | 1 | 1 | 0 | 0 | 0
load_220354421 |  | node_1447792_721_15368564_2 |  | AN | 0 | Residential | 40363.2+17194.651j | 0 | 0 | 0 | 0 | 0 | [24 empty] | 8103301 | no | no |  |  | no |  | 0 | 0 | 0 | 0 | 0 | 0 |  | 1 | 1 | 1 | 0 | 0 | 0
load_220354423 |  | node_1447724_755_15369689_194 |  | AN | 0 | Residential | 10274.4+4376.876j | 0 | 0 | 0 | 0 | 0 | [24 empty] | 8103301 | no | no |  |  | no |  | 0 | 0 | 0 | 0 | 0 | 0 |  | 1 | 1 | 1 | 0 | 0 | 0
load_220354426 |  | node_1446150_789_15359266_572 |  | AN | 0 | Residential | 36489.6+15544.505j | 0 | 0 | 0 | 0 | 0 | [24 empty] | 8103301 | no | no |  |  | no |  | 0 | 0 | 0 | 0 | 0 | 0 |  | 1 | 1 | 1 | 0 | 0 | 0
load_220354427 |  | node_1444851_751_15357782_944 |  | AN | 0 | Residential | 9727.2+4143.77j | 0 | 0 | 0 | 0 | 0 | [24 empty] | 8103301 | no | no |  |  | no |  | 0 | 0 | 0 | 0 | 0 | 0 |  | 1 | 1 | 1 | 0 | 0 | 0
load_220354428 |  | node_1444933_67_15356116_447 |  | AN | 0 | Residential | 12304.8+5241.823j | 0 | 0 | 0 | 0 | 0 | [24 empty] | 8103301 | no | no |  |  | no |  | 0 | 0 | 0 | 0 | 0 | 0 |  | 1 | 1 | 1 | 0 | 0 | 0
load_220354429 |  | node_1444955_406_15354139_265 |  | AN | 0 | Residential | 7574.4+3226.681j | 0 | 0 | 0 | 0 | 0 | [24 empty] | 8103301 | no | no |  |  | no |  | 0 | 0 | 0 | 0 | 0 | 0 |  | 1 | 1 | 1 | 0 | 0 | 0
load_220354430 |  | node_1445014_909_15353758_784 |  | AN | 0 | Residential | 6948+2959.836j | 0 | 0 | 0 | 0 | 0 | [24 empty] | 8103301 | no | no |  |  | no |  | 0 | 0 | 0 | 0 | 0 | 0 |  | 1 | 1 | 1 | 0 | 0 | 0
load_220354431 |  | node_1447121_064_15362141_404 |  | AN | 0 | Other | 0 | 0 | 0 | 0 | 0 | 0 | [24 empty] | 8103301 | no | no |  |  | no |  | 0 | 0 | 0 | 0 | 0 | 0 |  | 1 | 1 | 1 | 0 | 0 | 0
load_220354432 |  | node_1445523_981_15354017_887 |  | AN | 0 | Residential | 1922.4+818.939j | 0 | 0 | 0 | 0 | 0 | [24 empty] | 8103301 | no | no |  |  | no |  | 0 | 0 | 0 | 0 | 0 | 0 |  | 1 | 1 | 1 | 0 | 0 | 0
load_220354433 |  | node_1445808_564_15354256_516 |  | AN | 0 | Residential | 5140.8+2189.972j | 0 | 0 | 0 | 0 | 0 | [24 empty] | 8103301 | no | no |  |  | no |  | 0 | 0 | 0 | 0 | 0 | 0 |  | 1 | 1 | 1 | 0 | 0 | 0
load_220354434 |  | node_1446160_317_15354388_395 |  | AN | 0 | Residential | 5198.4+2214.509j | 0 | 0 | 0 | 0 | 0 | [24 empty] | 8103301 | no | no |  |  | no |  | 0 | 0 | 0 | 0 | 0 | 0 |  | 1 | 1 | 1 | 0 | 0 | 0
load_220354435 |  | node_1446436_604_15354629_571 |  | AN | 0 | Residential | 56052+23878.052j | 0 | 0 | 0 | 0 | 0 | [24 empty] | 8103301 | no | no |  |  | no |  | 0 | 0 | 0 | 0 | 0 | 0 |  | 1 | 1 | 1 | 0 | 0 | 0
load_220354436 |  | node_1446722_879_15354721_776 |  | AN | 0 | Residential | 4017.6+1711.49j | 0 | 0 | 0 | 0 | 0 | [24 empty] | 8103301 | no | no |  |  | no |  | 0 | 0 | 0 | 0 | 0 | 0 |  | 1 | 1 | 1 | 0 | 0 | 0
load_220354437 |  | node_1447123_382_15361739_065 |  | AN | 0 | Residential | 11311.2+4818.551j | 0 | 0 | 0 | 0 | 0 | [24 empty] | 8103301 | no | no |  |  | no |  | 0 | 0 | 0 | 0 | 0 | 0 |  | 1 | 1 | 1 | 0 | 0 | 0
load_220354438 |  | node_1447931_81_15353302_695 |  | AN | 0 | Other | 0 | 0 | 0 | 0 | 0 | 0 | [24 empty] | 8103301 | no | no |  |  | no |  | 0 | 0 | 0 | 0 | 0 | 0 |  | 1 | 1 | 1 | 0 | 0 | 0
load_220354439 |  | node_1448164_243_15352635_261 |  | AN | 0 | Residential | 7941.6+3383.107j | 0 | 0 | 0 | 0 | 0 | [24 empty] | 8103301 | no | no |  |  | no |  | 0 | 0 | 0 | 0 | 0 | 0 |  | 1 | 1 | 1 | 0 | 0 | 0
load_220354440 |  | node_1448138_441_15352913_876 |  | AN | 0 | Residential | 9676.8+4122.3j | 0 | 0 | 0 | 0 | 0 | [24 empty] | 8103301 | no | no |  |  | no |  | 0 | 0 | 0 | 0 | 0 | 0 |  | 1 | 1 | 1 | 0 | 0 | 0
load_220354441 |  | node_1448261_121_15353203_216 |  | AN | 0 | Residential | 5119.2+2180.77j | 0 | 0 | 0 | 0 | 0 | [24 empty] | 8103301 | no | no |  |  | no |  | 0 | 0 | 0 | 0 | 0 | 0 |  | 1 | 1 | 1 | 0 | 0 | 0
load_220354442 |  | node_1448294_812_15353755_044 |  | AN | 0 | Residential | 3549.6+1512.123j | 0 | 0 | 0 | 0 | 0 | [24 empty] | 8103301 | no | no |  |  | no |  | 0 | 0 | 0 | 0 | 0 | 0 |  | 1 | 1 | 1 | 0 | 0 | 0
load_220354443 |  | node_1448444_376_15352284_906 |  | AN | 0 | Residential | 15998.4+6815.29j | 0 | 0 | 0 | 0 | 0 | [24 empty] | 8103301 | no | no |  |  | no |  | 0 | 0 | 0 | 0 | 0 | 0 |  | 1 | 1 | 1 | 0 | 0 | 0
load_220354444 |  | node_1448675_041_15352163_47 |  | AN | 0 | Residential | 39398.4+16783.648j | 0 | 0 | 0 | 0 | 0 | [24 empty] | 8103301 | no | no |  |  | no |  | 0 | 0 | 0 | 0 | 0 | 0 |  | 1 | 1 | 1 | 0 | 0 | 0
load_220354445 |  | node_1448925_474_15352369_272 |  | AN | 0 | Residential | 9158.4+3901.462j | 0 | 0 | 0 | 0 | 0 | [24 empty] | 8103301 | no | no |  |  | no |  | 0 | 0 | 0 | 0 | 0 | 0 |  | 1 | 1 | 1 | 0 | 0 | 0
load_220354446 |  | node_1448976_647_15351807_629 |  | AN | 0 | Residential | 12700.8+5410.518j | 0 | 0 | 0 | 0 | 0 | [24 empty] | 8103301 | no | no |  |  | no |  | 0 | 0 | 0 | 0 | 0 | 0 |  | 1 | 1 | 1 | 0 | 0 | 0
load_220354447 |  | node_1449096_202_15351428_001 |  | AN | 0 | Residential | 33321.6+14194.942j | 0 | 0 | 0 | 0 | 0 | [24 empty] | 8103301 | no | no |  |  | no |  | 0 | 0 | 0 | 0 | 0 | 0 |  | 1 | 1 | 1 | 0 | 0 | 0
load_220354448 |  | node_1447125_196_15361319_858 |  | AN | 0 | Residential | 10274.4+4376.876j | 0 | 0 | 0 | 0 | 0 | [24 empty] | 8103301 | no | no |  |  | no |  | 0 | 0 | 0 | 0 | 0 | 0 |  | 1 | 1 | 1 | 0 | 0 | 0
load_220354449 |  | node_1449070_106_15351226_911 |  | AN | 0 | Residential | 27352.8+11652.244j | 0 | 0 | 0 | 0 | 0 | [24 empty] | 8103301 | no | no |  |  | no |  | 0 | 0 | 0 | 0 | 0 | 0 |  | 1 | 1 | 1 | 0 | 0 | 0
load_220354451 |  | node_1448827_524_15350022_026 |  | AN | 0 | Residential | 13824+5888.999j | 0 | 0 | 0 | 0 | 0 | [24 empty] | 8103301 | no | no |  |  | no |  | 0 | 0 | 0 | 0 | 0 | 0 |  | 1 | 1 | 1 | 0 | 0 | 0
load_220354452 |  | node_1447262_344_15361102_95 |  | AN | 0 | Residential | 828+352.727j | 0 | 0 | 0 | 0 | 0 | [24 empty] | 8103301 | no | no |  |  | no |  | 0 | 0 | 0 | 0 | 0 | 0 |  | 1 | 1 | 1 | 0 | 0 | 0
load_220354453 |  | node_1448315_075_15348302_427 |  | AN | 0 | Residential | 180+76.68j | 0 | 0 | 0 | 0 | 0 | [24 empty] | 8103301 | no | no |  |  | no |  | 0 | 0 | 0 | 0 | 0 | 0 |  | 1 | 1 | 1 | 0 | 0 | 0
load_220354454 |  | node_1447212_092_15360444_601 |  | AN | 0 | NonResidential | 4802.4+2045.814j | 0 | 0 | 0 | 0 | 0 | [24 empty] | 8103301 | no | no |  |  | no |  | 0 | 0 | 0 | 0 | 0 | 0 |  | 1 | 1 | 1 | 0 | 0 | 0
load_220355025 |  | node_1463020_676_15380134_151 |  | AN | 0 | Residential | 4982.4+2122.494j | 0 | 0 | 0 | 0 | 0 | [24 empty] | 8103301 | no | no |  |  | no |  | 0 | 0 | 0 | 0 | 0 | 0 |  | 1 | 1 | 1 | 0 | 0 | 0
load_220355026 |  | node_1464650_119_15380587_36 |  | AN | 0 | Residential | 15782.4+6723.274j | 0 | 0 | 0 | 0 | 0 | [24 empty] | 8103301 | no | no |  |  | no |  | 0 | 0 | 0 | 0 | 0 | 0 |  | 1 | 1 | 1 | 0 | 0 | 0
load_220355027 |  | node_1465776_16_15380856_773 |  | AN | 0 | Residential | 7682.4+3272.689j | 0 | 0 | 0 | 0 | 0 | [24 empty] | 8103301 | no | no |  |  | no |  | 0 | 0 | 0 | 0 | 0 | 0 |  | 1 | 1 | 1 | 0 | 0 | 0
load_220355028 |  | node_1466856_922_15381107_685 |  | AN | 0 | Residential | 41587.2+17716.073j | 0 | 0 | 0 | 0 | 0 | [24 empty] | 8103301 | no | no |  |  | no |  | 0 | 0 | 0 | 0 | 0 | 0 |  | 1 | 1 | 1 | 0 | 0 | 0
load_220355029 |  | node_1467459_465_15381173_818 |  | AN | 0 | Residential | 259.2+110.419j | 0 | 0 | 0 | 0 | 0 | [24 empty] | 8103301 | no | no |  |  | no |  | 0 | 0 | 0 | 0 | 0 | 0 |  | 1 | 1 | 1 | 0 | 0 | 0
load_220355030 |  | node_1461140_615_15380248_033 |  | AN | 0 | Residential | 5702.4+2429.212j | 0 | 0 | 0 | 0 | 0 | [24 empty] | 8103301 | no | no |  |  | no |  | 0 | 0 | 0 | 0 | 0 | 0 |  | 1 | 1 | 1 | 0 | 0 | 0
load_220355032 |  | node_1462371_854_15382077_877 |  | AN | 0 | Residential | 15328.8+6530.041j | 0 | 0 | 0 | 0 | 0 | [24 empty] | 8103301 | no | no |  |  | no |  | 0 | 0 | 0 | 0 | 0 | 0 |  | 1 | 1 | 1 | 0 | 0 | 0
load_220355033 |  | node_1464431_573_15381910_911 |  | AN | 0 | Residential | 4111.2+1751.364j | 0 | 0 | 0 | 0 | 0 | [24 empty] | 8103301 | no | no |  |  | no |  | 0 | 0 | 0 | 0 | 0 | 0 |  | 1 | 1 | 1 | 0 | 0 | 0
load_220355034 |  | node_1463866_166_15382274_168 |  | AN | 0 | Residential | 28296+12054.046j | 0 | 0 | 0 | 0 | 0 | [24 empty] | 8103301 | no | no |  |  | no |  | 0 | 0 | 0 | 0 | 0 | 0 |  | 1 | 1 | 1 | 0 | 0 | 0
load_220440906 |  | node_1448230_212_15374369_972 |  | AN | 0 | Residential | 37195.2+15845.089j | 0 | 0 | 0 | 0 | 0 | [24 empty] | 8103301 | no | no |  |  | no |  | 0 | 0 | 0 | 0 | 0 | 0 |  | 1 | 1 | 1 | 0 | 0 | 0
load_220461589 |  | node_1468005_603_15366286_936 |  | AN | 0 | Residential | 1346.4+573.564j | 0 | 0 | 0 | 0 | 0 | [24 empty] | 8103301 | no | no |  |  | no |  | 0 | 0 | 0 | 0 | 0 | 0 |  | 1 | 1 | 1 | 0 | 0 | 0
load_220461821 |  | node_1445140_35_15369168_287 |  | AN | 0 | Residential | 216+92.016j | 0 | 0 | 0 | 0 | 0 | [24 empty] | 8103301 | no | no |  |  | no |  | 0 | 0 | 0 | 0 | 0 | 0 |  | 1 | 1 | 1 | 0 | 0 | 0
load_220466623 |  | node_1436955_712_15374793_812 |  | AN | 0 | NonResidential | 4000+1703.993j | 0 | 0 | 0 | 0 | 0 | [24 empty] | 8103301 | no | no |  |  | no |  | 0 | 0 | 0 | 0 | 0 | 0 |  | 1 | 1 | 1 | 0 | 0 | 0
load_220475110 |  | node_1468423_809_15376369_024 |  | AN | 0 | NonResidential | 2541.6+1082.717j | 0 | 0 | 0 | 0 | 0 | [24 empty] | 8103301 | no | no |  |  | no |  | 0 | 0 | 0 | 0 | 0 | 0 |  | 1 | 1 | 1 | 0 | 0 | 0
load_220499095 |  | node_1461216_48_15376356_011 |  | AN | 0 | Residential | 9266.4+3947.47j | 0 | 0 | 0 | 0 | 0 | [24 empty] | 8103301 | no | no |  |  | no |  | 0 | 0 | 0 | 0 | 0 | 0 |  | 1 | 1 | 1 | 0 | 0 | 0
load_220500745 |  | node_1444936_914_15355655_653 |  | AN | 0 | NonResidential | 6739.2+2870.887j | 0 | 0 | 0 | 0 | 0 | [24 empty] | 8103301 | no | no |  |  | no |  | 0 | 0 | 0 | 0 | 0 | 0 |  | 1 | 1 | 1 | 0 | 0 | 0
load_220505827 |  | node_1463494_222_15371370_078 |  | AN | 0 | Other | 0 | 0 | 0 | 0 | 0 | 0 | [24 empty] | 8103301 | no | no |  |  | no |  | 0 | 0 | 0 | 0 | 0 | 0 |  | 1 | 1 | 1 | 0 | 0 | 0
load_220510425 |  | node_1469046_356_15370209_545 |  | AN | 0 | Other | 0 | 0 | 0 | 0 | 0 | 0 | [24 empty] | 8103301 | no | no |  |  | no |  | 0 | 0 | 0 | 0 | 0 | 0 |  | 1 | 1 | 1 | 0 | 0 | 0
load_220510804 |  | node_1444998_24_15369453_643 |  | AN | 0 | Residential | 1756.8+748.394j | 0 | 0 | 0 | 0 | 0 | [24 empty] | 8103301 | no | no |  |  | no |  | 0 | 0 | 0 | 0 | 0 | 0 |  | 1 | 1 | 1 | 0 | 0 | 0
load_220511228 |  | node_1464356_053_15371458_56 |  | AN | 0 | Other | 0 | 0 | 0 | 0 | 0 | 0 | [24 empty] | 8103301 | no | no |  |  | no |  | 0 | 0 | 0 | 0 | 0 | 0 |  | 1 | 1 | 1 | 0 | 0 | 0
load_220518540 |  | node_1444936_317_15355979_631 |  | AN | 0 | NonResidential | 8078.4+3441.384j | 0 | 0 | 0 | 0 | 0 | [24 empty] | 8103301 | no | no |  |  | no |  | 0 | 0 | 0 | 0 | 0 | 0 |  | 1 | 1 | 1 | 0 | 0 | 0
load_220518621 |  | node_1459273_935_15346671_208 |  | AN | 0 | Residential | 10764+4585.445j | 0 | 0 | 0 | 0 | 0 | [24 empty] | 8103301 | no | no |  |  | no |  | 0 | 0 | 0 | 0 | 0 | 0 |  | 1 | 1 | 1 | 0 | 0 | 0
load_220521939 |  | node_1459934_506_15368510_628 |  | AN | 0 | Residential | 12722.4+5419.72j | 0 | 0 | 0 | 0 | 0 | [24 empty] | 8103301 | no | no |  |  | no |  | 0 | 0 | 0 | 0 | 0 | 0 |  | 1 | 1 | 1 | 0 | 0 | 0
load_220522930 |  | node_1448049_902_15355270_828 |  | AN | 0 | Residential | 7336.8+3125.464j | 0 | 0 | 0 | 0 | 0 | [24 empty] | 8103301 | no | no |  |  | no |  | 0 | 0 | 0 | 0 | 0 | 0 |  | 1 | 1 | 1 | 0 | 0 | 0
load_220526692 |  | node_1444322_469_15349858_6 |  | AN | 0 | Residential | 11800.8+5027.12j | 0 | 0 | 0 | 0 | 0 | [24 empty] | 8103301 | no | no |  |  | no |  | 0 | 0 | 0 | 0 | 0 | 0 |  | 1 | 1 | 1 | 0 | 0 | 0
load_220530261 |  | node_1447373_567_15373152_482 |  | AN | 0 | Residential | 0 | 0 | 0 | 0 | 0 | 0 | [24 empty] | 8103301 | no | no |  |  | no |  | 0 | 0 | 0 | 0 | 0 | 0 |  | 1 | 1 | 1 | 0 | 0 | 0
load_220530875 |  | node_1462173_644_15385005_199 |  | AN | 0 | NonResidential | 17000+7241.97j | 0 | 0 | 0 | 0 | 0 | [24 empty] | 8103301 | no | no |  |  | no |  | 0 | 0 | 0 | 0 | 0 | 0 |  | 1 | 1 | 1 | 0 | 0 | 0
load_220531123 |  | node_1467984_731_15345944_393 |  | AN | 0 | Residential | 741.6+315.92j | 0 | 0 | 0 | 0 | 0 | [24 empty] | 8103301 | no | no |  |  | no |  | 0 | 0 | 0 | 0 | 0 | 0 |  | 1 | 1 | 1 | 0 | 0 | 0
load_220531516 |  | node_1445493_41_15354873_245 |  | AN | 0 | Other | 0 | 0 | 0 | 0 | 0 | 0 | [24 empty] | 8103301 | no | no |  |  | no |  | 0 | 0 | 0 | 0 | 0 | 0 |  | 1 | 1 | 1 | 0 | 0 | 0
load_220532254 |  | node_1446130_598_15359922_327 |  | AN | 0 | Residential | 15796.8+6729.409j | 0 | 0 | 0 | 0 | 0 | [24 empty] | 8103301 | no | no |  |  | no |  | 0 | 0 | 0 | 0 | 0 | 0 |  | 1 | 1 | 1 | 0 | 0 | 0
load_220532474 |  | node_1438729_336_15365951_469 |  | AN | 0 | Residential | 3679.2+1567.333j | 0 | 0 | 0 | 0 | 0 | [24 empty] | 8103301 | no | no |  |  | no |  | 0 | 0 | 0 | 0 | 0 | 0 |  | 1 | 1 | 1 | 0 | 0 | 0
load_220533450 |  | node_1447754_546_15368845_037 |  | AN | 0 | Residential | 3736.8+1591.87j | 0 | 0 | 0 | 0 | 0 | [24 empty] | 8103301 | no | no |  |  | no |  | 0 | 0 | 0 | 0 | 0 | 0 |  | 1 | 1 | 1 | 0 | 0 | 0
load_220533460 |  | node_1476493_93_15362459_171 |  | AN | 0 | Residential | 4442.4+1892.454j | 0 | 0 | 0 | 0 | 0 | [24 empty] | 8103301 | no | no |  |  | no |  | 0 | 0 | 0 | 0 | 0 | 0 |  | 1 | 1 | 1 | 0 | 0 | 0
load_220534757 |  | node_1444732_893_15366760_922 |  | AN | 0 | NonResidential | 1584+674.781j | 0 | 0 | 0 | 0 | 0 | [24 empty] | 8103301 | no | no |  |  | no |  | 0 | 0 | 0 | 0 | 0 | 0 |  | 1 | 1 | 1 | 0 | 0 | 0
load_220535618 |  | node_1459912_889_15369226_218 |  | AN | 0 | Residential | 10159.2+4327.801j | 0 | 0 | 0 | 0 | 0 | [24 empty] | 8103301 | no | no |  |  | no |  | 0 | 0 | 0 | 0 | 0 | 0 |  | 1 | 1 | 1 | 0 | 0 | 0
load_220542508 |  | node_1438788_334_15364223_265 |  | AN | 0 | NonResidential | 4000+1703.993j | 0 | 0 | 0 | 0 | 0 | [24 empty] | 8103301 | no | no |  |  | no |  | 0 | 0 | 0 | 0 | 0 | 0 |  | 1 | 1 | 1 | 0 | 0 | 0
load_220543728 |  | node_1447597_946_15374823_706 |  | AN | 0 | Residential | 1742.4+742.259j | 0 | 0 | 0 | 0 | 0 | [24 empty] | 8103301 | no | no |  |  | no |  | 0 | 0 | 0 | 0 | 0 | 0 |  | 1 | 1 | 1 | 0 | 0 | 0
load_220544037 |  | node_1464287_389_15353407_664 |  | AN | 0 | Residential | 4219.2+1797.372j | 0 | 0 | 0 | 0 | 0 | [24 empty] | 8103301 | no | no |  |  | no |  | 0 | 0 | 0 | 0 | 0 | 0 |  | 1 | 1 | 1 | 0 | 0 | 0
load_220544260 |  | node_1468561_53_15350295_084 |  | AN | 0 | Residential | 3240+1380.234j | 0 | 0 | 0 | 0 | 0 | [24 empty] | 8103301 | no | no |  |  | no |  | 0 | 0 | 0 | 0 | 0 | 0 |  | 1 | 1 | 1 | 0 | 0 | 0
load_220544371 |  | node_1442820_654_15353787_588 |  | AN | 0 | Residential | 9432+4018.015j | 0 | 0 | 0 | 0 | 0 | [24 empty] | 8103301 | no | no |  |  | no |  | 0 | 0 | 0 | 0 | 0 | 0 |  | 1 | 1 | 1 | 0 | 0 | 0
load_220545608 |  | node_1473882_67_15363951_206 |  | AN | 0 | Residential | 6876+2929.164j | 0 | 0 | 0 | 0 | 0 | [24 empty] | 8103301 | no | no |  |  | no |  | 0 | 0 | 0 | 0 | 0 | 0 |  | 1 | 1 | 1 | 0 | 0 | 0
load_220551714 |  | node_1467788_272_15354044_588 |  | AN | 0 | Residential | 19584+8342.749j | 0 | 0 | 0 | 0 | 0 | [24 empty] | 8103301 | no | no |  |  | no |  | 0 | 0 | 0 | 0 | 0 | 0 |  | 1 | 1 | 1 | 0 | 0 | 0
load_220566731 |  | node_1468046_609_15370927_78 |  | AN | 0 | NonResidential | 14000+5963.975j | 0 | 0 | 0 | 0 | 0 | [24 empty] | 8103301 | no | no |  |  | no |  | 0 | 0 | 0 | 0 | 0 | 0 |  | 1 | 1 | 1 | 0 | 0 | 0
load_220570472 |  | node_1457761_585_15352593_532 |  | AN | 0 | Residential | 6890.4+2935.298j | 0 | 0 | 0 | 0 | 0 | [24 empty] | 8103301 | no | no |  |  | no |  | 0 | 0 | 0 | 0 | 0 | 0 |  | 1 | 1 | 1 | 0 | 0 | 0
load_220572340 |  | node_1444966_683_15358023_439 |  | AN | 0 | Other | 0 | 0 | 0 | 0 | 0 | 0 | [24 empty] | 8103301 | no | no |  |  | no |  | 0 | 0 | 0 | 0 | 0 | 0 |  | 1 | 1 | 1 | 0 | 0 | 0
load_220575147 |  | node_1471148_349_15353731_56 |  | AN | 0 | Residential | 9799.2+4174.442j | 0 | 0 | 0 | 0 | 0 | [24 empty] | 8103301 | no | no |  |  | no |  | 0 | 0 | 0 | 0 | 0 | 0 |  | 1 | 1 | 1 | 0 | 0 | 0
load_220575169 |  | node_1470289_918_15348111_295 |  | AN | 0 | Other | 0 | 0 | 0 | 0 | 0 | 0 | [24 empty] | 8103301 | no | no |  |  | no |  | 0 | 0 | 0 | 0 | 0 | 0 |  | 1 | 1 | 1 | 0 | 0 | 0
load_220577579 |  | node_1467329_066_15345885_608 |  | AN | 0 | Residential | 19368+8250.733j | 0 | 0 | 0 | 0 | 0 | [24 empty] | 8103301 | no | no |  |  | no |  | 0 | 0 | 0 | 0 | 0 | 0 |  | 1 | 1 | 1 | 0 | 0 | 0
load_220583847 |  | node_1447420_603_15355366_965 |  | AN | 0 | Residential | 1756.8+748.394j | 0 | 0 | 0 | 0 | 0 | [24 empty] | 8103301 | no | no |  |  | no |  | 0 | 0 | 0 | 0 | 0 | 0 |  | 1 | 1 | 1 | 0 | 0 | 0
load_220596605 |  | node_1479036_694_15358527_458 |  | AN | 0 | Residential | 5954.4+2536.564j | 0 | 0 | 0 | 0 | 0 | [24 empty] | 8103301 | no | no |  |  | no |  | 0 | 0 | 0 | 0 | 0 | 0 |  | 1 | 1 | 1 | 0 | 0 | 0
load_220611735 |  | node_1461219_556_15377011_706 |  | AN | 0 | Residential | 15717.6+6695.67j | 0 | 0 | 0 | 0 | 0 | [24 empty] | 8103301 | no | no |  |  | no |  | 0 | 0 | 0 | 0 | 0 | 0 |  | 1 | 1 | 1 | 0 | 0 | 0
load_220615690 |  | node_1462746_134_15382797_941 |  | AN | 0 | Residential | 24580.8+10471.377j | 0 | 0 | 0 | 0 | 0 | [24 empty] | 8103301 | no | no |  |  | no |  | 0 | 0 | 0 | 0 | 0 | 0 |  | 1 | 1 | 1 | 0 | 0 | 0
load_220618592 |  | node_1467867_341_15374751_901 |  | AN | 0 | Residential | 15595.2+6643.527j | 0 | 0 | 0 | 0 | 0 | [24 empty] | 8103301 | no | no |  |  | no |  | 0 | 0 | 0 | 0 | 0 | 0 |  | 1 | 1 | 1 | 0 | 0 | 0
load_220618765 |  | node_1448288_383_15372701_278 |  | AN | 0 | Residential | 21967.2+9357.988j | 0 | 0 | 0 | 0 | 0 | [24 empty] | 8103301 | no | no |  |  | no |  | 0 | 0 | 0 | 0 | 0 | 0 |  | 1 | 1 | 1 | 0 | 0 | 0
load_220618771 |  | node_1448232_117_15373580_354 |  | AN | 0 | Residential | 2577.6+1098.053j | 0 | 0 | 0 | 0 | 0 | [24 empty] | 8103301 | no | no |  |  | no |  | 0 | 0 | 0 | 0 | 0 | 0 |  | 1 | 1 | 1 | 0 | 0 | 0
load_220620977 |  | node_1446773_961_15371394_103 |  | AN | 0 | Residential | 2102.4+895.619j | 0 | 0 | 0 | 0 | 0 | [24 empty] | 8103301 | no | no |  |  | no |  | 0 | 0 | 0 | 0 | 0 | 0 |  | 1 | 1 | 1 | 0 | 0 | 0
load_220621367 |  | node_1458698_953_15364827_271 |  | AN | 0 | Residential | 13600.8+5793.917j | 0 | 0 | 0 | 0 | 0 | [24 empty] | 8103301 | no | no |  |  | no |  | 0 | 0 | 0 | 0 | 0 | 0 |  | 1 | 1 | 1 | 0 | 0 | 0
load_220637051 |  | node_1463706_493_15371366_216 |  | AN | 0 | NonResidential | 5000+2129.991j | 0 | 0 | 0 | 0 | 0 | [24 empty] | 8103301 | no | no |  |  | no |  | 0 | 0 | 0 | 0 | 0 | 0 |  | 1 | 1 | 1 | 0 | 0 | 0
load_220643511 |  | node_1444642_283_15370280_911 |  | AN | 0 | Residential | 5169.6+2202.24j | 0 | 0 | 0 | 0 | 0 | [24 empty] | 8103301 | no | no |  |  | no |  | 0 | 0 | 0 | 0 | 0 | 0 |  | 1 | 1 | 1 | 0 | 0 | 0
load_220647690 |  | node_1462922_482_15383013_54 |  | AN | 0 | Residential | 381.6+162.561j | 0 | 0 | 0 | 0 | 0 | [24 empty] | 8103301 | no | no |  |  | no |  | 0 | 0 | 0 | 0 | 0 | 0 |  | 1 | 1 | 1 | 0 | 0 | 0
load_220647724 |  | node_1468639_12_15370832_25 |  | AN | 0 | Residential | 4226.4+1800.439j | 0 | 0 | 0 | 0 | 0 | [24 empty] | 8103301 | no | no |  |  | no |  | 0 | 0 | 0 | 0 | 0 | 0 |  | 1 | 1 | 1 | 0 | 0 | 0
load_220647838 |  | node_1442742_743_15352797_19 |  | AN | 0 | NonResidential | 6811.2+2901.559j | 0 | 0 | 0 | 0 | 0 | [24 empty] | 8103301 | no | no |  |  | no |  | 0 | 0 | 0 | 0 | 0 | 0 |  | 1 | 1 | 1 | 0 | 0 | 0
load_220647960 |  | node_1446151_277_15355227_419 |  | AN | 0 | Residential | 2404.8+1024.441j | 0 | 0 | 0 | 0 | 0 | [24 empty] | 8103301 | no | no |  |  | no |  | 0 | 0 | 0 | 0 | 0 | 0 |  | 1 | 1 | 1 | 0 | 0 | 0
load_220648467 |  | node_1463906_401_15382956_746 |  | AN | 0 | Residential | 2160+920.156j | 0 | 0 | 0 | 0 | 0 | [24 empty] | 8103301 | no | no |  |  | no |  | 0 | 0 | 0 | 0 | 0 | 0 |  | 1 | 1 | 1 | 0 | 0 | 0
load_220649353 |  | node_1449648_384_15363791_601 |  | AN | 0 | Residential | 352.8+150.292j | 0 | 0 | 0 | 0 | 0 | [24 empty] | 8103301 | no | no |  |  | no |  | 0 | 0 | 0 | 0 | 0 | 0 |  | 1 | 1 | 1 | 0 | 0 | 0
load_220649831 |  | node_1467359_563_15344138_355 |  | AN | 0 | Residential | 17078.4+7275.368j | 0 | 0 | 0 | 0 | 0 | [24 empty] | 8103301 | no | no |  |  | no |  | 0 | 0 | 0 | 0 | 0 | 0 |  | 1 | 1 | 1 | 0 | 0 | 0
load_220650492 |  | node_1467471_324_15367485_595 |  | AN | 0 | Residential | 6141.6+2616.311j | 0 | 0 | 0 | 0 | 0 | [24 empty] | 8103301 | no | no |  |  | no |  | 0 | 0 | 0 | 0 | 0 | 0 |  | 1 | 1 | 1 | 0 | 0 | 0
load_220650502 |  | node_1444392_639_15373170_697 |  | AN | 0 | Residential | 4831.2+2058.083j | 0 | 0 | 0 | 0 | 0 | [24 empty] | 8103301 | no | no |  |  | no |  | 0 | 0 | 0 | 0 | 0 | 0 |  | 1 | 1 | 1 | 0 | 0 | 0
load_220651571 |  | node_1459284_498_15347868_364 |  | AN | 0 | Residential | 5968.8+2542.698j | 0 | 0 | 0 | 0 | 0 | [24 empty] | 8103301 | no | no |  |  | no |  | 0 | 0 | 0 | 0 | 0 | 0 |  | 1 | 1 | 1 | 0 | 0 | 0
load_220651667 |  | node_1447782_06_15369461_183 |  | AN | 0 | Residential | 7.2+3.067j | 0 | 0 | 0 | 0 | 0 | [24 empty] | 8103301 | no | no |  |  | no |  | 0 | 0 | 0 | 0 | 0 | 0 |  | 1 | 1 | 1 | 0 | 0 | 0
load_220653913 |  | node_1468451_536_15371374_96 |  | AN | 0 | Residential | 3254.4+1386.369j | 0 | 0 | 0 | 0 | 0 | [24 empty] | 8103301 | no | no |  |  | no |  | 0 | 0 | 0 | 0 | 0 | 0 |  | 1 | 1 | 1 | 0 | 0 | 0
load_220655024 |  | node_1467824_589_15371649_849 |  | AN | 0 | Residential | 14212.8+6054.627j | 0 | 0 | 0 | 0 | 0 | [24 empty] | 8103301 | no | no |  |  | no |  | 0 | 0 | 0 | 0 | 0 | 0 |  | 1 | 1 | 1 | 0 | 0 | 0
load_220658722 |  | node_1463334_642_15371678_449 |  | AN | 0 | NonResidential | 15000+6389.973j | 0 | 0 | 0 | 0 | 0 | [24 empty] | 8103301 | no | no |  |  | no |  | 0 | 0 | 0 | 0 | 0 | 0 |  | 1 | 1 | 1 | 0 | 0 | 0
load_310008473 |  | node_1462445_52_15371453_744 |  | AN | 0 | NonResidential | 0 | 0 | 0 | 0 | 0 | 0 | [24 empty] | 8103301 | no | no |  |  | no |  | 0 | 0 | 0 | 0 | 0 | 0 |  | 1 | 1 | 1 | 0 | 0 | 0
load_310008476 |  | node_1459249_286_15365167_539 |  | AN | 0 | Residential | 1605.6+683.983j | 0 | 0 | 0 | 0 | 0 | [24 empty] | 8103301 | no | no |  |  | no |  | 0 | 0 | 0 | 0 | 0 | 0 |  | 1 | 1 | 1 | 0 | 0 | 0
load_310010255 |  | node_1473207_485_15353697_013 |  | AN | 0 | Residential | 9727.2+4143.77j | 0 | 0 | 0 | 0 | 0 | [24 empty] | 8103301 | no | no |  |  | no |  | 0 | 0 | 0 | 0 | 0 | 0 |  | 1 | 1 | 1 | 0 | 0 | 0
load_310018090 |  | node_1463266_749_15377500_117 |  | AN | 0 | Residential | 11714.4+4990.314j | 0 | 0 | 0 | 0 | 0 | [24 empty] | 8103301 | no | no |  |  | no |  | 0 | 0 | 0 | 0 | 0 | 0 |  | 1 | 1 | 1 | 0 | 0 | 0
load_310020424 |  | node_1459685_502_15367753_674 |  | AN | 0 | Residential | 12276+5229.554j | 0 | 0 | 0 | 0 | 0 | [24 empty] | 8103301 | no | no |  |  | no |  | 0 | 0 | 0 | 0 | 0 | 0 |  | 1 | 1 | 1 | 0 | 0 | 0
load_310026875 |  | node_1441375_991_15352264_188 |  | AN | 0 | Other | 0 | 0 | 0 | 0 | 0 | 0 | [24 empty] | 8103301 | no | no |  |  | no |  | 0 | 0 | 0 | 0 | 0 | 0 |  | 1 | 1 | 1 | 0 | 0 | 0
load_310045171 |  | node_1467808_813_15343745_165 |  | AN | 0 | Residential | 15055.2+6413.488j | 0 | 0 | 0 | 0 | 0 | [24 empty] | 8103301 | no | no |  |  | no |  | 0 | 0 | 0 | 0 | 0 | 0 |  | 1 | 1 | 1 | 0 | 0 | 0
load_310058697 |  | node_1458468_433_15345943_509 |  | AN | 0 | Residential | 7560+3220.547j | 0 | 0 | 0 | 0 | 0 | [24 empty] | 8103301 | no | no |  |  | no |  | 0 | 0 | 0 | 0 | 0 | 0 |  | 1 | 1 | 1 | 0 | 0 | 0
load_310059712 |  | node_1449037_785_15359308_214 |  | AN | 0 | Residential | 18871.2+8039.098j | 0 | 0 | 0 | 0 | 0 | [24 empty] | 8103301 | no | no |  |  | no |  | 0 | 0 | 0 | 0 | 0 | 0 |  | 1 | 1 | 1 | 0 | 0 | 0
load_310060041 |  | node_1460118_422_15367492_99 |  | AN | 0 | Residential | 3492+1487.586j | 0 | 0 | 0 | 0 | 0 | [24 empty] | 8103301 | no | no |  |  | no |  | 0 | 0 | 0 | 0 | 0 | 0 |  | 1 | 1 | 1 | 0 | 0 | 0
load_310060045 |  | node_1447880_748_15359881_783 |  | AN | 0 | Residential | 11685.6+4978.045j | 0 | 0 | 0 | 0 | 0 | [24 empty] | 8103301 | no | no |  |  | no |  | 0 | 0 | 0 | 0 | 0 | 0 |  | 1 | 1 | 1 | 0 | 0 | 0
load_310060777 |  | node_1446478_268_15372165_84 |  | AN | 0 | Residential | 19540.8+8324.346j | 0 | 0 | 0 | 0 | 0 | [24 empty] | 8103301 | no | no |  |  | no |  | 0 | 0 | 0 | 0 | 0 | 0 |  | 1 | 1 | 1 | 0 | 0 | 0
load_311892663 |  | node_1444720_806_15367021_193 |  | AN | 0 | Other | 0 | 0 | 0 | 0 | 0 | 0 | [24 empty] | 8103301 | no | no |  |  | no |  | 0 | 0 | 0 | 0 | 0 | 0 |  | 1 | 1 | 1 | 0 | 0 | 0
load_311892829 |  | node_1461199_195_15376761_004 |  | AN | 0 | Other | 0 | 0 | 0 | 0 | 0 | 0 | [24 empty] | 8103301 | no | no |  |  | no |  | 0 | 0 | 0 | 0 | 0 | 0 |  | 1 | 1 | 1 | 0 | 0 | 0
load_311895465 |  | node_1464643_057_15377571_774 |  | AN | 0 | Other | 0 | 0 | 0 | 0 | 0 | 0 | [24 empty] | 8103301 | no | no |  |  | no |  | 0 | 0 | 0 | 0 | 0 | 0 |  | 1 | 1 | 1 | 0 | 0 | 0
load_311896153 |  | node_1464500_9_15353361_643 |  | AN | 0 | Other | 0 | 0 | 0 | 0 | 0 | 0 | [24 empty] | 8103301 | no | no |  |  | no |  | 0 | 0 | 0 | 0 | 0 | 0 |  | 1 | 1 | 1 | 0 | 0 | 0
load_311901996 |  | node_1476252_332_15373842_522 |  | AN | 0 | Residential | 4831.2+2058.083j | 0 | 0 | 0 | 0 | 0 | [24 empty] | 8103301 | no | no |  |  | no |  | 0 | 0 | 0 | 0 | 0 | 0 |  | 1 | 1 | 1 | 0 | 0 | 0
load_311902321 |  | node_1461163_681_15371068_628 |  | AN | 0 | Residential | 7344+3128.531j | 0 | 0 | 0 | 0 | 0 | [24 empty] | 8103301 | no | no |  |  | no |  | 0 | 0 | 0 | 0 | 0 | 0 |  | 1 | 1 | 1 | 0 | 0 | 0
load_311903641 |  | node_1447314_506_15358461_793 |  | AN | 0 | Residential | 14054.4+5987.149j | 0 | 0 | 0 | 0 | 0 | [24 empty] | 8103301 | no | no |  |  | no |  | 0 | 0 | 0 | 0 | 0 | 0 |  | 1 | 1 | 1 | 0 | 0 | 0
load_311914454 |  | node_1452550_514_15360277_493 |  | AN | 0 | Other | 0 | 0 | 0 | 0 | 0 | 0 | [24 empty] | 8103301 | no | no |  |  | no |  | 0 | 0 | 0 | 0 | 0 | 0 |  | 1 | 1 | 1 | 0 | 0 | 0
load_311920652 |  | node_1448529_421_15355412_208 |  | AN | 0 | Other | 0 | 0 | 0 | 0 | 0 | 0 | [24 empty] | 8103301 | no | no |  |  | no |  | 0 | 0 | 0 | 0 | 0 | 0 |  | 1 | 1 | 1 | 0 | 0 | 0
load_311930036 |  | node_1479212_011_15357962_165 |  | AN | 0 | Other | 0 | 0 | 0 | 0 | 0 | 0 | [24 empty] | 8103301 | no | no |  |  | no |  | 0 | 0 | 0 | 0 | 0 | 0 |  | 1 | 1 | 1 | 0 | 0 | 0
load_311933133 |  | node_1460035_251_15370594_397 |  | AN | 0 | NonResidential | 1072.8+457.011j | 0 | 0 | 0 | 0 | 0 | [24 empty] | 8103301 | no | no |  |  | no |  | 0 | 0 | 0 | 0 | 0 | 0 |  | 1 | 1 | 1 | 0 | 0 | 0
load_311933138 |  | node_1454045_138_15369293_663 |  | AN | 0 | Other | 0 | 0 | 0 | 0 | 0 | 0 | [24 empty] | 8103301 | no | no |  |  | no |  | 0 | 0 | 0 | 0 | 0 | 0 |  | 1 | 1 | 1 | 0 | 0 | 0
load_312022926 |  | node_1468074_465_15353468_182 |  | AN | 0 | NonResidential | 2390.4+1018.306j | 0 | 0 | 0 | 0 | 0 | [24 empty] | 8103301 | no | no |  |  | no |  | 0 | 0 | 0 | 0 | 0 | 0 |  | 1 | 1 | 1 | 0 | 0 | 0
load_312032188 |  | node_1469467_443_15348302_154 |  | AN | 0 | NonResidential | 2541.6+1082.717j | 0 | 0 | 0 | 0 | 0 | [24 empty] | 8103301 | no | no |  |  | no |  | 0 | 0 | 0 | 0 | 0 | 0 |  | 1 | 1 | 1 | 0 | 0 | 0
load_312052208 |  | node_1444712_112_15367320_542 |  | AN | 0 | Residential | 7581.6+3229.748j | 0 | 0 | 0 | 0 | 0 | [24 empty] | 8103301 | no | no |  |  | no |  | 0 | 0 | 0 | 0 | 0 | 0 |  | 1 | 1 | 1 | 0 | 0 | 0
load_312083167 |  | node_1448967_085_15350350_648 |  | AN | 0 | Residential | 9597.6+4088.56j | 0 | 0 | 0 | 0 | 0 | [24 empty] | 8103301 | no | no |  |  | no |  | 0 | 0 | 0 | 0 | 0 | 0 |  | 1 | 1 | 1 | 0 | 0 | 0
load_312084891 |  | node_1473983_396_15370546_046 |  | AN | 0 | Residential | 6890.4+2935.298j | 0 | 0 | 0 | 0 | 0 | [24 empty] | 8103301 | no | no |  |  | no |  | 0 | 0 | 0 | 0 | 0 | 0 |  | 1 | 1 | 1 | 0 | 0 | 0
load_312094103 |  | node_1460536_465_15353526_336 |  | AN | 0 | Residential | 4039.2+1720.692j | 0 | 0 | 0 | 0 | 0 | [24 empty] | 8103301 | no | no |  |  | no |  | 0 | 0 | 0 | 0 | 0 | 0 |  | 1 | 1 | 1 | 0 | 0 | 0
load_312120317 |  | node_1444851_221_15366473_505 |  | AN | 0 | Other | 0 | 0 | 0 | 0 | 0 | 0 | [24 empty] | 8103301 | no | no |  |  | no |  | 0 | 0 | 0 | 0 | 0 | 0 |  | 1 | 1 | 1 | 0 | 0 | 0
load_312128070 |  | node_1439210_519_15365324_703 |  | AN | 0 | Other | 0 | 0 | 0 | 0 | 0 | 0 | [24 empty] | 8103301 | no | no |  |  | no |  | 0 | 0 | 0 | 0 | 0 | 0 |  | 1 | 1 | 1 | 0 | 0 | 0
load_312139331 |  | node_1443435_992_15354821_661 |  | AN | 0 | Other | 0 | 0 | 0 | 0 | 0 | 0 | [24 empty] | 8103301 | no | no |  |  | no |  | 0 | 0 | 0 | 0 | 0 | 0 |  | 1 | 1 | 1 | 0 | 0 | 0
load_312159401 |  | node_1442854_29_15352480_386 |  | AN | 0 | Other | 0 | 0 | 0 | 0 | 0 | 0 | [24 empty] | 8103301 | no | no |  |  | no |  | 0 | 0 | 0 | 0 | 0 | 0 |  | 1 | 1 | 1 | 0 | 0 | 0

## node
data_type | static
owner_type | feeder
owner | 8103301
object | node
name | groupid | parent | bustype | phases | nominal_voltage | dcircuit | selected | monitored | monitored_fields | class_monitored_fields | played | played_fields | subsystem | x | y | comments | dist_to_slack
node_1434320_019_15376977_498 |  |  | PQ | ABCN | 19918.584 | 8103301 | no | no |  |  | no |  |  | 1434320.019 | 15376977.498 |  | -1
node_1434974_321_15374811_318 |  |  | PQ | ABCN | 19918.584 | 8103301 | no | no |  |  | no |  |  | 1434974.321 | 15374811.318 |  | -1
node_1435201_863_15374772_497 |  |  | PQ | ABCN | 19918.584 | 8103301 | no | no |  |  | no |  |  | 1435201.863 | 15374772.497 |  | -1
node_1435421_206_15374734_671 |  |  | PQ | ABCN | 19918.584 | 8103301 | no | no |  |  | no |  |  | 1435421.206 | 15374734.671 |  | -1
node_1435642_063_15374823_702 |  |  | PQ | ABCN | 19918.584 | 8103301 | no | no |  |  | no |  |  | 1435642.063 | 15374823.702 |  | -1
node_1435855_955_15374729_601 |  |  | PQ | ABCN | 19918.584 | 8103301 | no | no |  |  | no |  |  | 1435855.955 | 15374729.601 |  | -1
node_1436497_738_15374806_989 |  |  | PQ | ABCN | 19918.584 | 8103301 | no | no |  |  | no |  |  | 1436497.738 | 15374806.989 |  | -1
node_1436955_712_15374793_812 |  |  | PQ | ABCN | 19918.584 | 8103301 | no | no |  |  | no |  |  | 1436955.712 | 15374793.812 |  | -1
node_1437087_355_15374480_656 |  |  | PQ | AN | 19918.584 | 8103301 | no | no |  |  | no |  |  | 1437087.355 | 15374480.656 |  | -1
node_1437303_293_15373675_625 |  |  | PQ | ABCN | 19918.584 | 8103301 | no | no |  |  | no |  |  | 1437303.293 | 15373675.625 |  | -1
node_1437395_271_15373851_497 |  |  | PQ | ABCN | 19918.584 | 8103301 | no | no |  |  | no |  |  | 1437395.271 | 15373851.497 |  | -1
node_1437506_348_15373115_68 |  |  | PQ | ABCN | 19918.584 | 8103301 | no | no |  |  | no |  |  | 1437506.348 | 15373115.68 |  | -1
node_1437520_711_15374603_233 |  |  | PQ | ABCN | 19918.584 | 8103301 | no | no |  |  | no |  |  | 1437520.711 | 15374603.233 |  | -1
node_1437535_362_15374180_996 |  |  | PQ | ABCN | 19918.584 | 8103301 | no | no |  |  | no |  |  | 1437535.362 | 15374180.996 |  | -1
node_1437792_847_15372993_469 |  |  | PQ | ABCN | 19918.584 | 8103301 | no | no |  |  | no |  |  | 1437792.847 | 15372993.469 |  | -1
node_1437835_662_15374598_916 |  |  | PQ | AN | 19918.584 | 8103301 | no | no |  |  | no |  |  | 1437835.662 | 15374598.916 |  | -1
node_1437911_929_15374390_015 |  |  | PQ | AN | 2771.281 | 8103301 | no | no |  |  | no |  |  | 1437911.929 | 15374390.015 |  | -1
node_1438103_086_15372903_63 |  |  | PQ | ABCN | 19918.584 | 8103301 | no | no |  |  | no |  |  | 1438103.086 | 15372903.63 |  | -1
node_1438140_923_15374437_477 |  |  | PQ | AN | 2771.281 | 8103301 | no | no |  |  | no |  |  | 1438140.923 | 15374437.477 |  | -1
node_1438204_907_15372152_099 |  |  | PQ | AN | 19918.584 | 8103301 | no | no |  |  | no |  |  | 1438204.907 | 15372152.099 |  | -1
node_1438252_513_15373372_79 |  |  | PQ | AN | 19918.584 | 8103301 | no | no |  |  | no |  |  | 1438252.513 | 15373372.79 |  | -1
node_1438409_775_15374572_309 |  |  | PQ | AN | 2771.281 | 8103301 | no | no |  |  | no |  |  | 1438409.775 | 15374572.309 |  | -1
node_1438505_211_15374263_417 |  |  | PQ | AN | 2771.281 | 8103301 | no | no |  |  | no |  |  | 1438505.211 | 15374263.417 |  | -1
node_1438728_931_15372740_88 |  |  | PQ | ABCN | 19918.584 | 8103301 | no | no |  |  | no |  |  | 1438728.931 | 15372740.88 |  | -1
node_1438729_336_15365951_469 |  |  | PQ | AN | 2771.281 | 8103301 | no | no |  |  | no |  |  | 1438729.336 | 15365951.469 |  | -1
node_1438748_259_15374748_432 |  |  | PQ | AN | 2771.281 | 8103301 | no | no |  |  | no |  |  | 1438748.259 | 15374748.432 |  | -1
node_1438788_334_15364223_265 |  |  | PQ | AN | 2771.281 | 8103301 | no | no |  |  | no |  |  | 1438788.334 | 15364223.265 |  | -1
node_1438872_333_15374244_722 |  |  | PQ | AN | 2771.281 | 8103301 | no | no |  |  | no |  |  | 1438872.333 | 15374244.722 |  | -1
node_1439053_47_15366293_328 |  |  | PQ | AN | 2771.281 | 8103301 | no | no |  |  | no |  |  | 1439053.47 | 15366293.328 |  | -1
node_1439113_874_15366726_525 |  |  | PQ | AN | 2771.281 | 8103301 | no | no |  |  | no |  |  | 1439113.874 | 15366726.525 |  | -1
node_1439135_323_15374986_038 |  |  | PQ | AN | 2771.281 | 8103301 | no | no |  |  | no |  |  | 1439135.323 | 15374986.038 |  | -1
node_1439210_519_15365324_703 |  |  | PQ | AN | 2771.281 | 8103301 | no | no |  |  | no |  |  | 1439210.519 | 15365324.703 |  | -1
node_1439212_617_15374461_174 |  |  | PQ | AN | 2771.281 | 8103301 | no | no |  |  | no |  |  | 1439212.617 | 15374461.174 |  | -1
node_1439375_362_15364262_002 |  |  | PQ | AN | 2771.281 | 8103301 | no | no |  |  | no |  |  | 1439375.362 | 15364262.002 |  | -1
node_1439388_376_15364991_915 |  |  | PQ | AN | 2771.281 | 8103301 | no | no |  |  | no |  |  | 1439388.376 | 15364991.915 |  | -1
node_1439394_207_15365762_561 |  |  | PQ | AN | 2771.281 | 8103301 | no | no |  |  | no |  |  | 1439394.207 | 15365762.561 |  | -1
node_1439905_752_15374707_573 |  |  | PQ | AN | 2771.281 | 8103301 | no | no |  |  | no |  |  | 1439905.752 | 15374707.573 |  | -1
node_1439952_735_15368410_135 |  |  | PQ | AN | 2771.281 | 8103301 | no | no |  |  | no |  |  | 1439952.735 | 15368410.135 |  | -1
node_1440012_194_15372674_053 |  |  | PQ | ABCN | 19918.584 | 8103301 | no | no |  |  | no |  |  | 1440012.194 | 15372674.053 |  | -1
node_1440089_88_15367008_924 |  |  | PQ | AN | 2771.281 | 8103301 | no | no |  |  | no |  |  | 1440089.88 | 15367008.924 |  | -1
node_1440148_88_15351046_246 |  |  | PQ | AN | 2771.281 | 8103301 | no | no |  |  | no |  |  | 1440148.88 | 15351046.246 |  | -1
node_1440192_711_15367729_915 |  |  | PQ | AN | 2771.281 | 8103301 | no | no |  |  | no |  |  | 1440192.711 | 15367729.915 |  | -1
node_1440311_821_15368485_8 |  |  | PQ | AN | 2771.281 | 8103301 | no | no |  |  | no |  |  | 1440311.821 | 15368485.8 |  | -1
node_1440383_069_15351269_926 |  |  | PQ | AN | 2771.281 | 8103301 | no | no |  |  | no |  |  | 1440383.069 | 15351269.926 |  | -1
node_1440672_997_15372515_748 |  |  | PQ | ABCN | 19918.584 | 8103301 | no | no |  |  | no |  |  | 1440672.997 | 15372515.748 |  | -1
node_1440744_974_15351554_515 |  |  | PQ | AN | 2771.281 | 8103301 | no | no |  |  | no |  |  | 1440744.974 | 15351554.515 |  | -1
node_1440812_751_15351906_249 |  |  | PQ | AN | 2771.281 | 8103301 | no | no |  |  | no |  |  | 1440812.751 | 15351906.249 |  | -1
node_1441002_107_15365427_718 |  |  | PQ | AN | 2771.281 | 8103301 | no | no |  |  | no |  |  | 1441002.107 | 15365427.718 |  | -1
node_1441124_462_15365235_613 |  |  | PQ | AN | 2771.281 | 8103301 | no | no |  |  | no |  |  | 1441124.462 | 15365235.613 |  | -1
node_1441291_683_15365875_506 |  |  | PQ | AN | 2771.281 | 8103301 | no | no |  |  | no |  |  | 1441291.683 | 15365875.506 |  | -1
node_1441373_779_15352136_173 |  |  | PQ | AN | 2771.281 | 8103301 | no | no |  |  | no |  |  | 1441373.779 | 15352136.173 |  | -1
node_1441375_991_15352264_188 |  |  | PQ | AN | 2771.281 | 8103301 | no | no |  |  | no |  |  | 1441375.991 | 15352264.188 |  | -1
node_1441383_726_15372111_629 |  |  | PQ | ABCN | 19918.584 | 8103301 | no | no |  |  | no |  |  | 1441383.726 | 15372111.629 |  | -1
node_1441441_897_15364964_517 |  |  | PQ | AN | 2771.281 | 8103301 | no | no |  |  | no |  |  | 1441441.897 | 15364964.517 |  | -1
node_1441495_876_15366276_657 |  |  | PQ | AN | 2771.281 | 8103301 | no | no |  |  | no |  |  | 1441495.876 | 15366276.657 |  | -1
node_1441777_354_15364707_546 |  |  | PQ | AN | 2771.281 | 8103301 | no | no |  |  | no |  |  | 1441777.354 | 15364707.546 |  | -1
node_1441991_309_15371875_299 |  |  | PQ | AN | 19918.584 | 8103301 | no | no |  |  | no |  |  | 1441991.309 | 15371875.299 |  | -1
node_1442036_476_15364509_888 |  |  | PQ | AN | 2771.281 | 8103301 | no | no |  |  | no |  |  | 1442036.476 | 15364509.888 |  | -1
node_1442286_835_15352606_928 |  |  | PQ | AN | 2771.281 | 8103301 | no | no |  |  | no |  |  | 1442286.835 | 15352606.928 |  | -1
node_1442706_768_15353164_035 |  |  | PQ | AN | 2771.281 | 8103301 | no | no |  |  | no |  |  | 1442706.768 | 15353164.035 |  | -1
node_1442742_743_15352797_19 |  |  | PQ | AN | 2771.281 | 8103301 | no | no |  |  | no |  |  | 1442742.743 | 15352797.19 |  | -1
node_1442790_224_15372251_454 |  |  | PQ | ABCN | 19918.584 | 8103301 | no | no |  |  | no |  |  | 1442790.224 | 15372251.454 |  | -1
node_1442820_654_15353787_588 |  |  | PQ | AN | 2771.281 | 8103301 | no | no |  |  | no |  |  | 1442820.654 | 15353787.588 |  | -1
node_1442854_29_15352480_386 |  |  | PQ | AN | 2771.281 | 8103301 | no | no |  |  | no |  |  | 1442854.29 | 15352480.386 |  | -1
node_1442854_287_15354102_721 |  |  | PQ | AN | 2771.281 | 8103301 | no | no |  |  | no |  |  | 1442854.287 | 15354102.721 |  | -1
node_1443035_657_15354232_447 |  |  | PQ | AN | 2771.281 | 8103301 | no | no |  |  | no |  |  | 1443035.657 | 15354232.447 |  | -1
node_1443077_031_15372019_731 |  |  | PQ | AN | 19918.584 | 8103301 | no | no |  |  | no |  |  | 1443077.031 | 15372019.731 |  | -1
node_1443116_674_15354320_209 |  |  | PQ | AN | 2771.281 | 8103301 | no | no |  |  | no |  |  | 1443116.674 | 15354320.209 |  | -1
node_1443276_939_15354517_696 |  |  | PQ | AN | 2771.281 | 8103301 | no | no |  |  | no |  |  | 1443276.939 | 15354517.696 |  | -1
node_1443340_308_15372061_667 |  |  | PQ | AN | 19918.584 | 8103301 | no | no |  |  | no |  |  | 1443340.308 | 15372061.667 |  | -1
node_1443435_992_15354821_661 |  |  | PQ | AN | 2771.281 | 8103301 | no | no |  |  | no |  |  | 1443435.992 | 15354821.661 |  | -1
node_1443476_752_15353436_718 |  |  | PQ | AN | 2771.281 | 8103301 | no | no |  |  | no |  |  | 1443476.752 | 15353436.718 |  | -1
node_1443631_849_15372294_299 |  |  | PQ | ABCN | 19918.584 | 8103301 | no | no |  |  | no |  |  | 1443631.849 | 15372294.299 |  | -1
node_1443670_305_15354868_366 |  |  | PQ | AN | 2771.281 | 8103301 | no | no |  |  | no |  |  | 1443670.305 | 15354868.366 |  | -1
node_1443824_547_15353883_615 |  |  | PQ | AN | 2771.281 | 8103301 | no | no |  |  | no |  |  | 1443824.547 | 15353883.615 |  | -1
node_1443835_954_15372331_63 |  |  | PQ | ABCN | 19918.584 | 8103301 | no | no |  |  | no |  |  | 1443835.954 | 15372331.63 |  | -1
node_1443973_799_15353187_762 |  |  | PQ | AN | 2771.281 | 8103301 | no | no |  |  | no |  |  | 1443973.799 | 15353187.762 |  | -1
node_1444060_009_15351807_509 |  |  | PQ | AN | 2771.281 | 8103301 | no | no |  |  | no |  |  | 1444060.009 | 15351807.509 |  | -1
node_1444106_364_15374428_198 |  |  | PQ | AN | 2771.281 | 8103301 | no | no |  |  | no |  |  | 1444106.364 | 15374428.198 |  | -1
node_1444152_279_15354566_518 |  |  | PQ | AN | 2771.281 | 8103301 | no | no |  |  | no |  |  | 1444152.279 | 15354566.518 |  | -1
node_1444322_469_15349858_6 |  |  | PQ | AN | 2771.281 | 8103301 | no | no |  |  | no |  |  | 1444322.469 | 15349858.6 |  | -1
node_1444328_515_15372392_931 |  |  | PQ | AN | 19918.584 | 8103301 | no | no |  |  | no |  |  | 1444328.515 | 15372392.931 |  | -1
node_1444392_639_15373170_697 |  |  | PQ | AN | 2771.281 | 8103301 | no | no |  |  | no |  |  | 1444392.639 | 15373170.697 |  | -1
node_1444404_011_15367858_194 |  |  | PQ | AN | 2771.281 | 8103301 | no | no |  |  | no |  |  | 1444404.011 | 15367858.194 |  | -1
node_1444428_676_15373420_318 |  |  | PQ | AN | 2771.281 | 8103301 | no | no |  |  | no |  |  | 1444428.676 | 15373420.318 |  | -1
node_1444470_365_15374069_187 |  |  | PQ | AN | 2771.281 | 8103301 | no | no |  |  | no |  |  | 1444470.365 | 15374069.187 |  | -1
node_1444612_724_15369938_913 |  |  | PQ | AN | 2771.281 | 8103301 | no | no |  |  | no |  |  | 1444612.724 | 15369938.913 |  | -1
node_1444642_283_15370280_911 |  |  | PQ | AN | 2771.281 | 8103301 | no | no |  |  | no |  |  | 1444642.283 | 15370280.911 |  | -1
node_1444646_494_15374704_599 |  |  | PQ | AN | 2771.281 | 8103301 | no | no |  |  | no |  |  | 1444646.494 | 15374704.599 |  | -1
node_1444698_785_15367615_805 |  |  | PQ | AN | 2771.281 | 8103301 | no | no |  |  | no |  |  | 1444698.785 | 15367615.805 |  | -1
node_1444701_426_15372454_436 |  |  | PQ | ABCN | 19918.584 | 8103301 | no | no |  |  | no |  |  | 1444701.426 | 15372454.436 |  | -1
node_1444707_777_15371888_876 |  |  | PQ | AN | 2771.281 | 8103301 | no | no |  |  | no |  |  | 1444707.777 | 15371888.876 |  | -1
node_1444712_112_15367320_542 |  |  | PQ | AN | 2771.281 | 8103301 | no | no |  |  | no |  |  | 1444712.112 | 15367320.542 |  | -1
node_1444720_806_15367021_193 |  |  | PQ | AN | 2771.281 | 8103301 | no | no |  |  | no |  |  | 1444720.806 | 15367021.193 |  | -1
node_1444730_482_15373556_506 |  |  | PQ | AN | 2771.281 | 8103301 | no | no |  |  | no |  |  | 1444730.482 | 15373556.506 |  | -1
node_1444732_893_15366760_922 |  |  | PQ | AN | 2771.281 | 8103301 | no | no |  |  | no |  |  | 1444732.893 | 15366760.922 |  | -1
node_1444851_221_15366473_505 |  |  | PQ | AN | 2771.281 | 8103301 | no | no |  |  | no |  |  | 1444851.221 | 15366473.505 |  | -1
node_1444851_751_15357782_944 |  |  | PQ | AN | 2771.281 | 8103301 | no | no |  |  | no |  |  | 1444851.751 | 15357782.944 |  | -1
node_1444855_264_15351637_36 |  |  | PQ | AN | 2771.281 | 8103301 | no | no |  |  | no |  |  | 1444855.264 | 15351637.36 |  | -1
node_1444861_208_15350922_41 |  |  | PQ | AN | 2771.281 | 8103301 | no | no |  |  | no |  |  | 1444861.208 | 15350922.41 |  | -1
node_1444868_603_15350506_459 |  |  | PQ | AN | 2771.281 | 8103301 | no | no |  |  | no |  |  | 1444868.603 | 15350506.459 |  | -1
node_1444883_47_15349304_875 |  |  | PQ | AN | 2771.281 | 8103301 | no | no |  |  | no |  |  | 1444883.47 | 15349304.875 |  | -1
node_1444933_09_15348421_108 |  |  | PQ | AN | 2771.281 | 8103301 | no | no |  |  | no |  |  | 1444933.09 | 15348421.108 |  | -1
node_1444933_67_15356116_447 |  |  | PQ | AN | 2771.281 | 8103301 | no | no |  |  | no |  |  | 1444933.67 | 15356116.447 |  | -1
node_1444936_317_15355979_631 |  |  | PQ | AN | 2771.281 | 8103301 | no | no |  |  | no |  |  | 1444936.317 | 15355979.631 |  | -1
node_1444936_914_15355655_653 |  |  | PQ | AN | 2771.281 | 8103301 | no | no |  |  | no |  |  | 1444936.914 | 15355655.653 |  | -1
node_1444955_406_15354139_265 |  |  | PQ | AN | 2771.281 | 8103301 | no | no |  |  | no |  |  | 1444955.406 | 15354139.265 |  | -1
node_1444966_683_15358023_439 |  |  | PQ | AN | 2771.281 | 8103301 | no | no |  |  | no |  |  | 1444966.683 | 15358023.439 |  | -1
node_1444967_803_15352316_362 |  |  | PQ | AN | 2771.281 | 8103301 | no | no |  |  | no |  |  | 1444967.803 | 15352316.362 |  | -1
node_1444974_726_15359557_544 |  |  | PQ | AN | 2771.281 | 8103301 | no | no |  |  | no |  |  | 1444974.726 | 15359557.544 |  | -1
node_1444998_24_15369453_643 |  |  | PQ | AN | 2771.281 | 8103301 | no | no |  |  | no |  |  | 1444998.24 | 15369453.643 |  | -1
node_1445008_259_15372209_925 |  |  | PQ | AN | 2771.281 | 8103301 | no | no |  |  | no |  |  | 1445008.259 | 15372209.925 |  | -1
node_1445014_909_15353758_784 |  |  | PQ | AN | 2771.281 | 8103301 | no | no |  |  | no |  |  | 1445014.909 | 15353758.784 |  | -1
node_1445022_107_15353453_642 |  |  | PQ | AN | 2771.281 | 8103301 | no | no |  |  | no |  |  | 1445022.107 | 15353453.642 |  | -1
node_1445024_7_15375399_43 |  |  | PQ | AN | 2771.281 | 8103301 | no | no |  |  | no |  |  | 1445024.7 | 15375399.43 |  | -1
node_1445051_9_15352679_567 |  |  | PQ | AN | 2771.281 | 8103301 | no | no |  |  | no |  |  | 1445051.9 | 15352679.567 |  | -1
node_1445058_47_15348817_17 |  |  | PQ | AN | 2771.281 | 8103301 | no | no |  |  | no |  |  | 1445058.47 | 15348817.17 |  | -1
node_1445140_35_15369168_287 |  |  | PQ | AN | 2771.281 | 8103301 | no | no |  |  | no |  |  | 1445140.35 | 15369168.287 |  | -1
node_1445175_082_15359217_753 |  |  | PQ | AN | 2771.281 | 8103301 | no | no |  |  | no |  |  | 1445175.082 | 15359217.753 |  | -1
node_1445213_255_15371463_132 |  |  | PQ | AN | 2771.281 | 8103301 | no | no |  |  | no |  |  | 1445213.255 | 15371463.132 |  | -1
node_1445369_877_15376055_789 |  |  | PQ | AN | 2771.281 | 8103301 | no | no |  |  | no |  |  | 1445369.877 | 15376055.789 |  | -1
node_1445417_575_15347354_06 |  |  | PQ | AN | 2771.281 | 8103301 | no | no |  |  | no |  |  | 1445417.575 | 15347354.06 |  | -1
node_1445493_41_15354873_245 |  |  | PQ | AN | 2771.281 | 8103301 | no | no |  |  | no |  |  | 1445493.41 | 15354873.245 |  | -1
node_1445523_981_15354017_887 |  |  | PQ | AN | 2771.281 | 8103301 | no | no |  |  | no |  |  | 1445523.981 | 15354017.887 |  | -1
node_1445808_564_15354256_516 |  |  | PQ | AN | 2771.281 | 8103301 | no | no |  |  | no |  |  | 1445808.564 | 15354256.516 |  | -1
node_1445914_028_15372219_719 |  |  | PQ | ABCN | 19918.584 | 8103301 | no | no |  |  | no |  |  | 1445914.028 | 15372219.719 |  | -1
node_1445948_841_15377123_802 |  |  | PQ | AN | 2771.281 | 8103301 | no | no |  |  | no |  |  | 1445948.841 | 15377123.802 |  | -1
node_1446130_598_15359922_327 |  |  | PQ | AN | 2771.281 | 8103301 | no | no |  |  | no |  |  | 1446130.598 | 15359922.327 |  | -1
node_1446150_789_15359266_572 |  |  | PQ | AN | 2771.281 | 8103301 | no | no |  |  | no |  |  | 1446150.789 | 15359266.572 |  | -1
node_1446151_277_15355227_419 |  |  | PQ | AN | 2771.281 | 8103301 | no | no |  |  | no |  |  | 1446151.277 | 15355227.419 |  | -1
node_1446160_317_15354388_395 |  |  | PQ | AN | 2771.281 | 8103301 | no | no |  |  | no |  |  | 1446160.317 | 15354388.395 |  | -1
node_1446180_113_15377123_831 |  |  | PQ | AN | 2771.281 | 8103301 | no | no |  |  | no |  |  | 1446180.113 | 15377123.831 |  | -1
node_1446205_808_15372190_18 |  |  | PQ | ABCN | 19918.584 | 8103301 | no | no |  |  | no |  |  | 1446205.808 | 15372190.18 |  | -1
node_1446207_485_15377441_41 |  |  | PQ | AN | 2771.281 | 8103301 | no | no |  |  | no |  |  | 1446207.485 | 15377441.41 |  | -1
node_1446432_753_15363506_683 |  |  | PQ | AN | 2771.281 | 8103301 | no | no |  |  | no |  |  | 1446432.753 | 15363506.683 |  | -1
node_1446436_604_15354629_571 |  |  | PQ | AN | 2771.281 | 8103301 | no | no |  |  | no |  |  | 1446436.604 | 15354629.571 |  | -1
node_1446478_268_15372165_84 |  |  | PQ | ABCN | 19918.584 | 8103301 | no | no |  |  | no |  |  | 1446478.268 | 15372165.84 |  | -1
node_1446722_879_15354721_776 |  |  | PQ | AN | 2771.281 | 8103301 | no | no |  |  | no |  |  | 1446722.879 | 15354721.776 |  | -1
node_1446773_961_15371394_103 |  |  | PQ | AN | 19918.584 | 8103301 | no | no |  |  | no |  |  | 1446773.961 | 15371394.103 |  | -1
node_1446893_578_15371069_825 |  |  | PQ | AN | 19918.584 | 8103301 | no | no |  |  | no |  |  | 1446893.578 | 15371069.825 |  | -1
node_1446960_053_15372173_814 |  |  | PQ | ABCN | 19918.584 | 8103301 | no | no |  |  | no |  |  | 1446960.053 | 15372173.814 |  | -1
node_1447021_013_15363535_201 |  |  | PQ | AN | 2771.281 | 8103301 | no | no |  |  | no |  |  | 1447021.013 | 15363535.201 |  | -1
node_1447032_202_15375040_573 |  |  | PQ | AN | 2771.281 | 8103301 | no | no |  |  | no |  |  | 1447032.202 | 15375040.573 |  | -1
node_1447046_192_15357808_012 |  |  | PQ | AN | 2771.281 | 8103301 | no | no |  |  | no |  |  | 1447046.192 | 15357808.012 |  | -1
node_1447091_554_15370977_662 |  |  | PQ | AN | 19918.584 | 8103301 | no | no |  |  | no |  |  | 1447091.554 | 15370977.662 |  | -1
node_1447117_331_15357996_422 |  |  | PQ | AN | 2771.281 | 8103301 | no | no |  |  | no |  |  | 1447117.331 | 15357996.422 |  | -1
node_1447121_064_15362141_404 |  |  | PQ | AN | 2771.281 | 8103301 | no | no |  |  | no |  |  | 1447121.064 | 15362141.404 |  | -1
node_1447123_382_15361739_065 |  |  | PQ | AN | 2771.281 | 8103301 | no | no |  |  | no |  |  | 1447123.382 | 15361739.065 |  | -1
node_1447125_196_15361319_858 |  |  | PQ | AN | 2771.281 | 8103301 | no | no |  |  | no |  |  | 1447125.196 | 15361319.858 |  | -1
node_1447140_29_15371730_2 |  |  | PQ | AN | 19918.584 | 8103301 | no | no |  |  | no |  |  | 1447140.29 | 15371730.2 |  | -1
node_1447153_871_15358998_109 |  |  | PQ | AN | 2771.281 | 8103301 | no | no |  |  | no |  |  | 1447153.871 | 15358998.109 |  | -1
node_1447184_861_15377897_712 |  |  | PQ | AN | 2771.281 | 8103301 | no | no |  |  | no |  |  | 1447184.861 | 15377897.712 |  | -1
node_1447212_092_15360444_601 |  |  | PQ | AN | 2771.281 | 8103301 | no | no |  |  | no |  |  | 1447212.092 | 15360444.601 |  | -1
node_1447232_192_15370686_999 |  |  | PQ | AN | 19918.584 | 8103301 | no | no |  |  | no |  |  | 1447232.192 | 15370686.999 |  | -1
node_1447237_716_15360768_648 |  |  | PQ | AD | 2771.281 | 8103301 | no | no |  |  | no |  |  | 1447237.716 | 15360768.648 |  | -1
node_1447252_911_15371535_796 |  |  | PQ | AN | 19918.584 | 8103301 | no | no |  |  | no |  |  | 1447252.911 | 15371535.796 |  | -1
node_1447262_344_15361102_95 |  |  | PQ | AN | 2771.281 | 8103301 | no | no |  |  | no |  |  | 1447262.344 | 15361102.95 |  | -1
node_1447308_279_15363560_739 |  |  | PQ | AN | 2771.281 | 8103301 | no | no |  |  | no |  |  | 1447308.279 | 15363560.739 |  | -1
node_1447314_506_15358461_793 |  |  | PQ | AN | 2771.281 | 8103301 | no | no |  |  | no |  |  | 1447314.506 | 15358461.793 |  | -1
node_1447343_437_15367387_675 |  |  | PQ | AN | 2771.281 | 8103301 | no | no |  |  | no |  |  | 1447343.437 | 15367387.675 |  | -1
node_1447373_567_15373152_482 |  |  | PQ | AN | 2771.281 | 8103301 | no | no |  |  | no |  |  | 1447373.567 | 15373152.482 |  | -1
node_1447420_603_15355366_965 |  |  | PQ | AN | 2771.281 | 8103301 | no | no |  |  | no |  |  | 1447420.603 | 15355366.965 |  | -1
node_1447484_256_15356984_016 |  |  | PQ | AN | 2771.281 | 8103301 | no | no |  |  | no |  |  | 1447484.256 | 15356984.016 |  | -1
node_1447557_977_15364870_473 |  |  | PQ | AN | 2771.281 | 8103301 | no | no |  |  | no |  |  | 1447557.977 | 15364870.473 |  | -1
node_1447567_79_15372317_845 |  |  | PQ | ABCN | 19918.584 | 8103301 | no | no |  |  | no |  |  | 1447567.79 | 15372317.845 |  | -1
node_1447597_946_15374823_706 |  |  | PQ | AN | 2771.281 | 8103301 | no | no |  |  | no |  |  | 1447597.946 | 15374823.706 |  | -1
node_1447613_041_15367856_617 |  |  | PQ | AN | 2771.281 | 8103301 | no | no |  |  | no |  |  | 1447613.041 | 15367856.617 |  | -1
node_1447617_018_15370105_907 |  |  | PQ | AN | 19918.584 | 8103301 | no | no |  |  | no |  |  | 1447617.018 | 15370105.907 |  | -1
node_1447617_537_15367547_866 |  |  | PQ | AN | 2771.281 | 8103301 | no | no |  |  | no |  |  | 1447617.537 | 15367547.866 |  | -1
node_1447688_356_15356522_699 |  |  | PQ | AN | 2771.281 | 8103301 | no | no |  |  | no |  |  | 1447688.356 | 15356522.699 |  | -1
node_1447707_858_15368093_729 |  |  | PQ | AN | 2771.281 | 8103301 | no | no |  |  | no |  |  | 1447707.858 | 15368093.729 |  | -1
node_1447724_755_15369689_194 |  |  | PQ | AN | 2771.281 | 8103301 | no | no |  |  | no |  |  | 1447724.755 | 15369689.194 |  | -1
node_1447754_546_15368845_037 |  |  | PQ | AN | 2771.281 | 8103301 | no | no |  |  | no |  |  | 1447754.546 | 15368845.037 |  | -1
node_1447782_06_15369461_183 |  |  | PQ | AN | 2771.281 | 8103301 | no | no |  |  | no |  |  | 1447782.06 | 15369461.183 |  | -1
node_1447792_721_15368564_2 |  |  | PQ | AN | 2771.281 | 8103301 | no | no |  |  | no |  |  | 1447792.721 | 15368564.2 |  | -1
node_1447795_719_15356331_898 |  |  | PQ | AN | 2771.281 | 8103301 | no | no |  |  | no |  |  | 1447795.719 | 15356331.898 |  | -1
node_1447843_163_15375772_915 |  |  | PQ | AN | 2771.281 | 8103301 | no | no |  |  | no |  |  | 1447843.163 | 15375772.915 |  | -1
node_1447848_34_15375856_34 |  |  | PQ | AN | 2771.281 | 8103301 | no | no |  |  | no |  |  | 1447848.34 | 15375856.34 |  | -1
node_1447880_748_15359881_783 |  |  | PQ | AN | 2771.281 | 8103301 | no | no |  |  | no |  |  | 1447880.748 | 15359881.783 |  | -1
node_1447931_81_15353302_695 |  |  | PQ | AN | 2771.281 | 8103301 | no | no |  |  | no |  |  | 1447931.81 | 15353302.695 |  | -1
node_1448049_902_15355270_828 |  |  | PQ | AN | 2771.281 | 8103301 | no | no |  |  | no |  |  | 1448049.902 | 15355270.828 |  | -1
node_1448138_441_15352913_876 |  |  | PQ | AN | 2771.281 | 8103301 | no | no |  |  | no |  |  | 1448138.441 | 15352913.876 |  | -1
node_1448157_72_15374617_231 |  |  | PQ | AN | 2771.281 | 8103301 | no | no |  |  | no |  |  | 1448157.72 | 15374617.231 |  | -1
node_1448164_243_15352635_261 |  |  | PQ | AN | 2771.281 | 8103301 | no | no |  |  | no |  |  | 1448164.243 | 15352635.261 |  | -1
node_1448201_554_15370419_567 |  |  | PQ | AN | 19918.584 | 8103301 | no | no |  |  | no |  |  | 1448201.554 | 15370419.567 |  | -1
node_1448230_212_15374369_972 |  |  | PQ | AN | 2771.281 | 8103301 | no | no |  |  | no |  |  | 1448230.212 | 15374369.972 |  | -1
node_1448231_245_15373974_463 |  |  | PQ | AN | 2771.281 | 8103301 | no | no |  |  | no |  |  | 1448231.245 | 15373974.463 |  | -1
node_1448232_117_15373580_354 |  |  | PQ | AN | 2771.281 | 8103301 | no | no |  |  | no |  |  | 1448232.117 | 15373580.354 |  | -1
node_1448261_121_15353203_216 |  |  | PQ | AN | 2771.281 | 8103301 | no | no |  |  | no |  |  | 1448261.121 | 15353203.216 |  | -1
node_1448275_141_15375954_265 |  |  | PQ | AN | 2771.281 | 8103301 | no | no |  |  | no |  |  | 1448275.141 | 15375954.265 |  | -1
node_1448277_113_15375395_33 |  |  | PQ | AN | 2771.281 | 8103301 | no | no |  |  | no |  |  | 1448277.113 | 15375395.33 |  | -1
node_1448288_383_15372701_278 |  |  | PQ | AN | 2771.281 | 8103301 | no | no |  |  | no |  |  | 1448288.383 | 15372701.278 |  | -1
node_1448288_764_15374782_98 |  |  | PQ | AN | 2771.281 | 8103301 | no | no |  |  | no |  |  | 1448288.764 | 15374782.98 |  | -1
node_1448294_812_15353755_044 |  |  | PQ | AN | 2771.281 | 8103301 | no | no |  |  | no |  |  | 1448294.812 | 15353755.044 |  | -1
node_1448315_075_15348302_427 |  |  | PQ | AN | 2771.281 | 8103301 | no | no |  |  | no |  |  | 1448315.075 | 15348302.427 |  | -1
node_1448444_376_15352284_906 |  |  | PQ | AN | 2771.281 | 8103301 | no | no |  |  | no |  |  | 1448444.376 | 15352284.906 |  | -1
node_1448455_821_15363586_52 |  |  | PQ | AN | 2771.281 | 8103301 | no | no |  |  | no |  |  | 1448455.821 | 15363586.52 |  | -1
node_1448500_088_15372404_357 |  |  | PQ | ABCN | 19918.584 | 8103301 | no | no |  |  | no |  |  | 1448500.088 | 15372404.357 |  | -1
node_1448529_421_15355412_208 |  |  | PQ | AN | 2771.281 | 8103301 | no | no |  |  | no |  |  | 1448529.421 | 15355412.208 |  | -1
node_1448605_693_15354819_207 |  |  | PQ | AN | 2771.281 | 8103301 | no | no |  |  | no |  |  | 1448605.693 | 15354819.207 |  | -1
node_1448675_041_15352163_47 |  |  | PQ | AN | 2771.281 | 8103301 | no | no |  |  | no |  |  | 1448675.041 | 15352163.47 |  | -1
node_1448794_875_15355323_03 |  |  | PQ | AN | 2771.281 | 8103301 | no | no |  |  | no |  |  | 1448794.875 | 15355323.03 |  | -1
node_1448827_524_15350022_026 |  |  | PQ | AN | 2771.281 | 8103301 | no | no |  |  | no |  |  | 1448827.524 | 15350022.026 |  | -1
node_1448925_474_15352369_272 |  |  | PQ | AN | 2771.281 | 8103301 | no | no |  |  | no |  |  | 1448925.474 | 15352369.272 |  | -1
node_1448967_085_15350350_648 |  |  | PQ | AN | 2771.281 | 8103301 | no | no |  |  | no |  |  | 1448967.085 | 15350350.648 |  | -1
node_1448976_647_15351807_629 |  |  | PQ | AN | 2771.281 | 8103301 | no | no |  |  | no |  |  | 1448976.647 | 15351807.629 |  | -1
node_1449037_785_15359308_214 |  |  | PQ | AN | 2771.281 | 8103301 | no | no |  |  | no |  |  | 1449037.785 | 15359308.214 |  | -1
node_1449043_595_15363559_284 |  |  | PQ | AN | 2771.281 | 8103301 | no | no |  |  | no |  |  | 1449043.595 | 15363559.284 |  | -1
node_1449053_768_15377297_315 |  |  | PQ | AN | 2771.281 | 8103301 | no | no |  |  | no |  |  | 1449053.768 | 15377297.315 |  | -1
node_1449070_106_15351226_911 |  |  | PQ | AN | 2771.281 | 8103301 | no | no |  |  | no |  |  | 1449070.106 | 15351226.911 |  | -1
node_1449096_202_15351428_001 |  |  | PQ | AN | 2771.281 | 8103301 | no | no |  |  | no |  |  | 1449096.202 | 15351428.001 |  | -1
node_1449286_753_15377415_935 |  |  | PQ | AN | 2771.281 | 8103301 | no | no |  |  | no |  |  | 1449286.753 | 15377415.935 |  | -1
node_1449325_828_15355313_824 |  |  | PQ | AN | 2771.281 | 8103301 | no | no |  |  | no |  |  | 1449325.828 | 15355313.824 |  | -1
node_1449511_336_15359903_82 |  |  | PQ | AN | 2771.281 | 8103301 | no | no |  |  | no |  |  | 1449511.336 | 15359903.82 |  | -1
node_1449520_5_15363426_504 |  |  | PQ | AN | 2771.281 | 8103301 | no | no |  |  | no |  |  | 1449520.5 | 15363426.504 |  | -1
node_1449648_384_15363791_601 |  |  | PQ | AN | 2771.281 | 8103301 | no | no |  |  | no |  |  | 1449648.384 | 15363791.601 |  | -1
node_1449663_493_15372657_063 |  |  | PQ | ABCN | 19918.584 | 8103301 | no | no |  |  | no |  |  | 1449663.493 | 15372657.063 |  | -1
node_1449826_785_15363425_482 |  |  | PQ | AN | 2771.281 | 8103301 | no | no |  |  | no |  |  | 1449826.785 | 15363425.482 |  | -1
node_1449836_869_15359805_905 |  |  | PQ | AN | 2771.281 | 8103301 | no | no |  |  | no |  |  | 1449836.869 | 15359805.905 |  | -1
node_1450105_443_15359856_673 |  |  | PQ | AN | 2771.281 | 8103301 | no | no |  |  | no |  |  | 1450105.443 | 15359856.673 |  | -1
node_1450630_243_15363428_341 |  |  | PQ | AN | 2771.281 | 8103301 | no | no |  |  | no |  |  | 1450630.243 | 15363428.341 |  | -1
node_1450769_754_15359926_956 |  |  | PQ | AN | 2771.281 | 8103301 | no | no |  |  | no |  |  | 1450769.754 | 15359926.956 |  | -1
node_1450839_095_15372674_251 |  |  | PQ | ABCN | 19918.584 | 8103301 | no | no |  |  | no |  |  | 1450839.095 | 15372674.251 |  | -1
node_1451224_092_15359970_006 |  |  | PQ | AN | 2771.281 | 8103301 | no | no |  |  | no |  |  | 1451224.092 | 15359970.006 |  | -1
node_1451264_834_15355016_384 |  |  | PQ | AN | 2771.281 | 8103301 | no | no |  |  | no |  |  | 1451264.834 | 15355016.384 |  | -1
node_1451273_245_15355564_866 |  |  | PQ | AN | 2771.281 | 8103301 | no | no |  |  | no |  |  | 1451273.245 | 15355564.866 |  | -1
node_1451616_34_15363487_626 |  |  | PQ | AN | 2771.281 | 8103301 | no | no |  |  | no |  |  | 1451616.34 | 15363487.626 |  | -1
node_1451793_656_15360093_339 |  |  | PQ | AN | 2771.281 | 8103301 | no | no |  |  | no |  |  | 1451793.656 | 15360093.339 |  | -1
node_1452133_32_15359030_765 |  |  | PQ | AN | 2771.281 | 8103301 | no | no |  |  | no |  |  | 1452133.32 | 15359030.765 |  | -1
node_1452139_264_15372866_964 |  |  | PQ | ABCN | 19918.584 | 8103301 | no | no |  |  | no |  |  | 1452139.264 | 15372866.964 |  | -1
node_1452227_976_15360195_29 |  |  | PQ | AN | 2771.281 | 8103301 | no | no |  |  | no |  |  | 1452227.976 | 15360195.29 |  | -1
node_1452427_002_15372927_246 |  |  | PQ | ABCN | 19918.584 | 8103301 | no | no |  |  | no |  |  | 1452427.002 | 15372927.246 |  | -1
node_1452550_514_15360277_493 |  |  | PQ | AN | 2771.281 | 8103301 | no | no |  |  | no |  |  | 1452550.514 | 15360277.493 |  | -1
node_1452710_698_15372982_59 |  |  | PQ | ABCN | 19918.584 | 8103301 | no | no |  |  | no |  |  | 1452710.698 | 15372982.59 |  | -1
node_1452867_411_15360060_007 |  |  | PQ | AN | 2771.281 | 8103301 | no | no |  |  | no |  |  | 1452867.411 | 15360060.007 |  | -1
node_1453124_194_15360357_59 |  |  | PQ | AN | 2771.281 | 8103301 | no | no |  |  | no |  |  | 1453124.194 | 15360357.59 |  | -1
node_1453352_172_15373154_852 |  |  | PQ | ABCN | 19918.584 | 8103301 | no | no |  |  | no |  |  | 1453352.172 | 15373154.852 |  | -1
node_1453659_613_15356189_115 |  |  | PQ | AN | 2771.281 | 8103301 | no | no |  |  | no |  |  | 1453659.613 | 15356189.115 |  | -1
node_1453755_235_15360356_053 |  |  | PQ | AN | 2771.281 | 8103301 | no | no |  |  | no |  |  | 1453755.235 | 15360356.053 |  | -1
node_1453767_277_15373216_941 |  |  | PQ | ABCN | 19918.584 | 8103301 | no | no |  |  | no |  |  | 1453767.277 | 15373216.941 |  | -1
node_1454027_425_15360357_718 |  |  | PQ | AN | 2771.281 | 8103301 | no | no |  |  | no |  |  | 1454027.425 | 15360357.718 |  | -1
node_1454045_138_15369293_663 |  |  | PQ | AN | 2771.281 | 8103301 | no | no |  |  | no |  |  | 1454045.138 | 15369293.663 |  | -1
node_1454205_896_15373340_426 |  |  | PQ | ABCN | 19918.584 | 8103301 | no | no |  |  | no |  |  | 1454205.896 | 15373340.426 |  | -1
node_1454264_114_15360358_394 |  |  | PQ | AN | 2771.281 | 8103301 | no | no |  |  | no |  |  | 1454264.114 | 15360358.394 |  | -1
node_1454618_701_15368695_436 |  |  | PQ | AN | 2771.281 | 8103301 | no | no |  |  | no |  |  | 1454618.701 | 15368695.436 |  | -1
node_1454619_65_15368927_448 |  |  | PQ | AN | 2771.281 | 8103301 | no | no |  |  | no |  |  | 1454619.65 | 15368927.448 |  | -1
node_1454622_495_15373328_787 |  |  | PQ | AN | 2771.281 | 8103301 | no | no |  |  | no |  |  | 1454622.495 | 15373328.787 |  | -1
node_1454643_009_15375372_303 |  |  | PQ | AN | 2771.281 | 8103301 | no | no |  |  | no |  |  | 1454643.009 | 15375372.303 |  | -1
node_1454643_913_15371034_77 |  |  | PQ | AN | 2771.281 | 8103301 | no | no |  |  | no |  |  | 1454643.913 | 15371034.77 |  | -1
node_1454646_382_15372241_494 |  |  | PQ | AN | 2771.281 | 8103301 | no | no |  |  | no |  |  | 1454646.382 | 15372241.494 |  | -1
node_1454647_962_15368320_49 |  |  | PQ | AN | 2771.281 | 8103301 | no | no |  |  | no |  |  | 1454647.962 | 15368320.49 |  | -1
node_1454649_896_15370044_63 |  |  | PQ | AN | 2771.281 | 8103301 | no | no |  |  | no |  |  | 1454649.896 | 15370044.63 |  | -1
node_1454650_351_15369674_685 |  |  | PQ | AN | 2771.281 | 8103301 | no | no |  |  | no |  |  | 1454650.351 | 15369674.685 |  | -1
node_1454650_476_15371815_491 |  |  | PQ | AN | 2771.281 | 8103301 | no | no |  |  | no |  |  | 1454650.476 | 15371815.491 |  | -1
node_1454653_055_15371341_187 |  |  | PQ | AN | 2771.281 | 8103301 | no | no |  |  | no |  |  | 1454653.055 | 15371341.187 |  | -1
node_1454688_619_15369280_308 |  |  | PQ | AN | 2771.281 | 8103301 | no | no |  |  | no |  |  | 1454688.619 | 15369280.308 |  | -1
node_1454696_251_15377920_95 |  |  | PQ | AN | 2771.281 | 8103301 | no | no |  |  | no |  |  | 1454696.251 | 15377920.95 |  | -1
node_1454705_345_15374503_131 |  |  | PQ | AN | 2771.281 | 8103301 | no | no |  |  | no |  |  | 1454705.345 | 15374503.131 |  | -1
node_1454707_638_15376442_786 |  |  | PQ | AN | 2771.281 | 8103301 | no | no |  |  | no |  |  | 1454707.638 | 15376442.786 |  | -1
node_1454712_035_15374205_902 |  |  | PQ | AN | 2771.281 | 8103301 | no | no |  |  | no |  |  | 1454712.035 | 15374205.902 |  | -1
node_1454730_429_15373056_163 |  |  | PQ | AN | 2771.281 | 8103301 | no | no |  |  | no |  |  | 1454730.429 | 15373056.163 |  | -1
node_1454748_524_15378840_118 |  |  | PQ | AN | 2771.281 | 8103301 | no | no |  |  | no |  |  | 1454748.524 | 15378840.118 |  | -1
node_1454749_632_15370696_281 |  |  | PQ | AN | 2771.281 | 8103301 | no | no |  |  | no |  |  | 1454749.632 | 15370696.281 |  | -1
node_1454763_124_15360391_657 |  |  | PQ | AN | 2771.281 | 8103301 | no | no |  |  | no |  |  | 1454763.124 | 15360391.657 |  | -1
node_1454776_883_15364240_602 |  |  | PQ | AN | 2771.281 | 8103301 | no | no |  |  | no |  |  | 1454776.883 | 15364240.602 |  | -1
node_1454833_665_15363294_827 |  |  | PQ | AN | 2771.281 | 8103301 | no | no |  |  | no |  |  | 1454833.665 | 15363294.827 |  | -1
node_1454870_599_15364750_896 |  |  | PQ | AN | 2771.281 | 8103301 | no | no |  |  | no |  |  | 1454870.599 | 15364750.896 |  | -1
node_1454935_051_15356543_852 |  |  | PQ | AN | 2771.281 | 8103301 | no | no |  |  | no |  |  | 1454935.051 | 15356543.852 |  | -1
node_1455061_306_15377253_303 |  |  | PQ | AN | 2771.281 | 8103301 | no | no |  |  | no |  |  | 1455061.306 | 15377253.303 |  | -1
node_1455366_87_15375376_2 |  |  | PQ | AN | 2771.281 | 8103301 | no | no |  |  | no |  |  | 1455366.87 | 15375376.2 |  | -1
node_1455402_678_15373695_558 |  |  | PQ | ABCN | 19918.584 | 8103301 | no | no |  |  | no |  |  | 1455402.678 | 15373695.558 |  | -1
node_1455502_734_15357259_344 |  |  | PQ | AN | 2771.281 | 8103301 | no | no |  |  | no |  |  | 1455502.734 | 15357259.344 |  | -1
node_1455823_88_15373625_226 |  |  | PQ | ABCN | 19918.584 | 8103301 | no | no |  |  | no |  |  | 1455823.88 | 15373625.226 |  | -1
node_1455856_85_15352477_815 |  |  | PQ | AN | 2771.281 | 8103301 | no | no |  |  | no |  |  | 1455856.85 | 15352477.815 |  | -1
node_1455981_488_15365446_906 |  |  | PQ | AN | 2771.281 | 8103301 | no | no |  |  | no |  |  | 1455981.488 | 15365446.906 |  | -1
node_1456029_844_15364810_386 |  |  | PQ | AN | 2771.281 | 8103301 | no | no |  |  | no |  |  | 1456029.844 | 15364810.386 |  | -1
node_1456262_986_15373597_374 |  |  | PQ | ABCN | 19918.584 | 8103301 | no | no |  |  | no |  |  | 1456262.986 | 15373597.374 |  | -1
node_1456314_963_15352587_684 |  |  | PQ | AN | 2771.281 | 8103301 | no | no |  |  | no |  |  | 1456314.963 | 15352587.684 |  | -1
node_1456424_146_15364845_134 |  |  | PQ | AD | 2771.281 | 8103301 | no | no |  |  | no |  |  | 1456424.146 | 15364845.134 |  | -1
node_1456839_931_15364873_877 |  |  | PQ | AN | 2771.281 | 8103301 | no | no |  |  | no |  |  | 1456839.931 | 15364873.877 |  | -1
node_1456905_261_15345612_884 |  |  | PQ | AN | 2771.281 | 8103301 | no | no |  |  | no |  |  | 1456905.261 | 15345612.884 |  | -1
node_1457142_462_15364746_212 |  |  | PQ | AN | 2771.281 | 8103301 | no | no |  |  | no |  |  | 1457142.462 | 15364746.212 |  | -1
node_1457430_864_15364752_051 |  |  | PQ | AN | 2771.281 | 8103301 | no | no |  |  | no |  |  | 1457430.864 | 15364752.051 |  | -1
node_1457728_446_15364818_731 |  |  | PQ | AN | 2771.281 | 8103301 | no | no |  |  | no |  |  | 1457728.446 | 15364818.731 |  | -1
node_1457761_585_15352593_532 |  |  | PQ | AN | 2771.281 | 8103301 | no | no |  |  | no |  |  | 1457761.585 | 15352593.532 |  | -1
node_1457946_331_15344537_585 |  |  | PQ | AN | 2771.281 | 8103301 | no | no |  |  | no |  |  | 1457946.331 | 15344537.585 |  | -1
node_1458106_693_15372205_947 |  |  | PQ | ABCN | 19918.584 | 8103301 | no | no |  |  | no |  |  | 1458106.693 | 15372205.947 |  | -1
node_1458127_948_15352524_083 |  |  | PQ | AN | 2771.281 | 8103301 | no | no |  |  | no |  |  | 1458127.948 | 15352524.083 |  | -1
node_1458230_361_15364888_048 |  |  | PQ | AN | 2771.281 | 8103301 | no | no |  |  | no |  |  | 1458230.361 | 15364888.048 |  | -1
node_1458299_23_15372134_035 |  |  | PQ | ABCN | 19918.584 | 8103301 | no | no |  |  | no |  |  | 1458299.23 | 15372134.035 |  | -1
node_1458303_805_15364599_073 |  |  | PQ | AN | 2771.281 | 8103301 | no | no |  |  | no |  |  | 1458303.805 | 15364599.073 |  | -1
node_1458468_433_15345943_509 |  |  | PQ | AN | 2771.281 | 8103301 | no | no |  |  | no |  |  | 1458468.433 | 15345943.509 |  | -1
node_1458470_048_15346272_912 |  |  | PQ | AN | 2771.281 | 8103301 | no | no |  |  | no |  |  | 1458470.048 | 15346272.912 |  | -1
node_1458495_013_15352665_39 |  |  | PQ | AN | 2771.281 | 8103301 | no | no |  |  | no |  |  | 1458495.013 | 15352665.39 |  | -1
node_1458698_953_15364827_271 |  |  | PQ | AN | 2771.281 | 8103301 | no | no |  |  | no |  |  | 1458698.953 | 15364827.271 |  | -1
node_1458946_267_15347195_356 |  |  | PQ | AN | 2771.281 | 8103301 | no | no |  |  | no |  |  | 1458946.267 | 15347195.356 |  | -1
node_1459021_186_15358740_318 |  |  | PQ | AN | 2771.281 | 8103301 | no | no |  |  | no |  |  | 1459021.186 | 15358740.318 |  | -1
node_1459044_618_15364992_09 |  |  | PQ | AN | 2771.281 | 8103301 | no | no |  |  | no |  |  | 1459044.618 | 15364992.09 |  | -1
node_1459068_453_15371774_926 |  |  | PQ | ABCN | 19918.584 | 8103301 | no | no |  |  | no |  |  | 1459068.453 | 15371774.926 |  | -1
node_1459084_856_15371760_181 |  |  | PQ | ABCN | 19918.584 | 8103301 | no | no |  |  | no |  |  | 1459084.856 | 15371760.181 |  | -1
node_1459103_554_15371751_678 |  |  | PQ | ABCN | 19918.584 | 8103301 | no | no |  |  | no |  |  | 1459103.554 | 15371751.678 |  | -1
node_1459207_958_15347677_018 |  |  | PQ | AN | 2771.281 | 8103301 | no | no |  |  | no |  |  | 1459207.958 | 15347677.018 |  | -1
node_1459223_643_15372151_914 |  |  | PQ | AN | 19918.584 | 8103301 | no | no |  |  | no |  |  | 1459223.643 | 15372151.914 |  | -1
node_1459239_353_15352846_823 |  |  | PQ | AN | 2771.281 | 8103301 | no | no |  |  | no |  |  | 1459239.353 | 15352846.823 |  | -1
node_1459249_286_15365167_539 |  |  | PQ | AN | 2771.281 | 8103301 | no | no |  |  | no |  |  | 1459249.286 | 15365167.539 |  | -1
node_1459273_935_15346671_208 |  |  | PQ | AN | 2771.281 | 8103301 | no | no |  |  | no |  |  | 1459273.935 | 15346671.208 |  | -1
node_1459279_362_15362357_102 |  |  | PQ | AN | 2771.281 | 8103301 | no | no |  |  | no |  |  | 1459279.362 | 15362357.102 |  | -1
node_1459284_498_15347868_364 |  |  | PQ | AN | 2771.281 | 8103301 | no | no |  |  | no |  |  | 1459284.498 | 15347868.364 |  | -1
node_1459320_543_15350377_48 |  |  | PQ | AN | 2771.281 | 8103301 | no | no |  |  | no |  |  | 1459320.543 | 15350377.48 |  | -1
node_1459334_156_15348077_278 |  |  | PQ | AD | 2771.281 | 8103301 | no | no |  |  | no |  |  | 1459334.156 | 15348077.278 |  | -1
node_1459352_15_15351127_56 |  |  | PQ | AN | 2771.281 | 8103301 | no | no |  |  | no |  |  | 1459352.15 | 15351127.56 |  | -1
node_1459412_082_15349606_446 |  |  | PQ | AN | 2771.281 | 8103301 | no | no |  |  | no |  |  | 1459412.082 | 15349606.446 |  | -1
node_1459449_339_15371764_087 |  |  | PQ | ABCN | 19918.584 | 8103301 | no | no |  |  | no |  |  | 1459449.339 | 15371764.087 |  | -1
node_1459450_657_15351859_017 |  |  | PQ | AN | 2771.281 | 8103301 | no | no |  |  | no |  |  | 1459450.657 | 15351859.017 |  | -1
node_1459496_272_15348394_947 |  |  | PQ | AN | 2771.281 | 8103301 | no | no |  |  | no |  |  | 1459496.272 | 15348394.947 |  | -1
node_1459604_116_15367046_456 |  |  | PQ | AN | 2771.281 | 8103301 | no | no |  |  | no |  |  | 1459604.116 | 15367046.456 |  | -1
node_1459685_502_15367753_674 |  |  | PQ | AN | 2771.281 | 8103301 | no | no |  |  | no |  |  | 1459685.502 | 15367753.674 |  | -1
node_1459778_771_15371837_27 |  |  | PQ | ABCN | 2771.281 | 8103301 | no | no |  |  | no |  |  | 1459778.771 | 15371837.27 |  | -1
node_1459796_66_15371483_71 |  |  | PQ | ABCN | 19918.584 | 8103301 | no | no |  |  | no |  |  | 1459796.66 | 15371483.71 |  | -1
node_1459912_013_15353046_733 |  |  | PQ | AN | 2771.281 | 8103301 | no | no |  |  | no |  |  | 1459912.013 | 15353046.733 |  | -1
node_1459912_889_15369226_218 |  |  | PQ | AN | 2771.281 | 8103301 | no | no |  |  | no |  |  | 1459912.889 | 15369226.218 |  | -1
node_1459915_886_15370187_913 |  |  | PQ | AN | 2771.281 | 8103301 | no | no |  |  | no |  |  | 1459915.886 | 15370187.913 |  | -1
node_1459934_506_15368510_628 |  |  | PQ | AN | 2771.281 | 8103301 | no | no |  |  | no |  |  | 1459934.506 | 15368510.628 |  | -1
node_1459971_54_15371013_871 |  |  | PQ | AN | 2771.281 | 8103301 | no | no |  |  | no |  |  | 1459971.54 | 15371013.871 |  | -1
node_1459999_012_15365661_634 |  |  | PQ | AN | 2771.281 | 8103301 | no | no |  |  | no |  |  | 1459999.012 | 15365661.634 |  | -1
node_1460023_675_15368033_457 |  |  | PQ | AN | 2771.281 | 8103301 | no | no |  |  | no |  |  | 1460023.675 | 15368033.457 |  | -1
node_1460035_251_15370594_397 |  |  | PQ | AN | 2771.281 | 8103301 | no | no |  |  | no |  |  | 1460035.251 | 15370594.397 |  | -1
node_1460041_664_15366996_879 |  |  | PQ | AN | 2771.281 | 8103301 | no | no |  |  | no |  |  | 1460041.664 | 15366996.879 |  | -1
node_1460042_071_15371538_095 |  |  | PQ | AN | 19918.584 | 8103301 | no | no |  |  | no |  |  | 1460042.071 | 15371538.095 |  | -1
node_1460104_086_15365845_431 |  |  | PQ | AN | 2771.281 | 8103301 | no | no |  |  | no |  |  | 1460104.086 | 15365845.431 |  | -1
node_1460118_422_15367492_99 |  |  | PQ | AN | 2771.281 | 8103301 | no | no |  |  | no |  |  | 1460118.422 | 15367492.99 |  | -1
node_1460125_882_15366230_12 |  |  | PQ | AN | 2771.281 | 8103301 | no | no |  |  | no |  |  | 1460125.882 | 15366230.12 |  | -1
node_1460141_618_15366730_998 |  |  | PQ | AN | 2771.281 | 8103301 | no | no |  |  | no |  |  | 1460141.618 | 15366730.998 |  | -1
node_1460205_07_15377524_495 |  |  | PQ | AN | 2771.281 | 8103301 | no | no |  |  | no |  |  | 1460205.07 | 15377524.495 |  | -1
node_1460214_773_15373708_035 |  |  | PQ | ABCN | 2771.281 | 8103301 | no | no |  |  | no |  |  | 1460214.773 | 15373708.035 |  | -1
node_1460278_677_15374290_887 |  |  | PQ | ABCN | 2771.281 | 8103301 | no | no |  |  | no |  |  | 1460278.677 | 15374290.887 |  | -1
node_1460282_983_15374316_902 |  |  | PQ | ABCN | 2771.281 | 8103301 | no | no |  |  | no |  |  | 1460282.983 | 15374316.902 |  | -1
node_1460292_134_15374340_561 |  |  | PQ | ABCN | 2771.281 | 8103301 | no | no |  |  | no |  |  | 1460292.134 | 15374340.561 |  | -1
node_1460439_486_15366988_877 |  |  | PQ | AN | 2771.281 | 8103301 | no | no |  |  | no |  |  | 1460439.486 | 15366988.877 |  | -1
node_1460444_481_15353092_807 |  |  | PQ | AN | 2771.281 | 8103301 | no | no |  |  | no |  |  | 1460444.481 | 15353092.807 |  | -1
node_1460496_519_15366195_897 |  |  | PQ | AN | 2771.281 | 8103301 | no | no |  |  | no |  |  | 1460496.519 | 15366195.897 |  | -1
node_1460499_17_15365535_456 |  |  | PQ | AN | 2771.281 | 8103301 | no | no |  |  | no |  |  | 1460499.17 | 15365535.456 |  | -1
node_1460520_249_15365325_042 |  |  | PQ | AN | 2771.281 | 8103301 | no | no |  |  | no |  |  | 1460520.249 | 15365325.042 |  | -1
node_1460536_465_15353526_336 |  |  | PQ | AN | 2771.281 | 8103301 | no | no |  |  | no |  |  | 1460536.465 | 15353526.336 |  | -1
node_1460539_368_15373040_132 |  |  | PQ | AN | 2771.281 | 8103301 | no | no |  |  | no |  |  | 1460539.368 | 15373040.132 |  | -1
node_1460639_378_15377629_455 |  |  | PQ | AN | 2771.281 | 8103301 | no | no |  |  | no |  |  | 1460639.378 | 15377629.455 |  | -1
node_1460709_074_15364884_496 |  |  | PQ | AN | 2771.281 | 8103301 | no | no |  |  | no |  |  | 1460709.074 | 15364884.496 |  | -1
node_1460731_18_15371281_089 |  |  | PQ | ABCN | 19918.584 | 8103301 | no | no |  |  | no |  |  | 1460731.18 | 15371281.089 |  | -1
node_1460787_237_15364711_947 |  |  | PQ | AN | 2771.281 | 8103301 | no | no |  |  | no |  |  | 1460787.237 | 15364711.947 |  | -1
node_1460827_87_15365093_688 |  |  | PQ | AN | 2771.281 | 8103301 | no | no |  |  | no |  |  | 1460827.87 | 15365093.688 |  | -1
node_1460910_098_15364269_87 |  |  | PQ | AN | 2771.281 | 8103301 | no | no |  |  | no |  |  | 1460910.098 | 15364269.87 |  | -1
node_1461038_591_15351822_808 |  |  | PQ | AN | 2771.281 | 8103301 | no | no |  |  | no |  |  | 1461038.591 | 15351822.808 |  | -1
node_1461096_897_15379668_39 |  |  | PQ | AN | 2771.281 | 8103301 | no | no |  |  | no |  |  | 1461096.897 | 15379668.39 |  | -1
node_1461100_358_15353428_902 |  |  | PQ | AN | 2771.281 | 8103301 | no | no |  |  | no |  |  | 1461100.358 | 15353428.902 |  | -1
node_1461140_615_15380248_033 |  |  | PQ | AN | 2771.281 | 8103301 | no | no |  |  | no |  |  | 1461140.615 | 15380248.033 |  | -1
node_1461163_681_15371068_628 |  |  | PQ | AN | 19918.584 | 8103301 | no | no |  |  | no |  |  | 1461163.681 | 15371068.628 |  | -1
node_1461199_195_15376761_004 |  |  | PQ | AN | 2771.281 | 8103301 | no | no |  |  | no |  |  | 1461199.195 | 15376761.004 |  | -1
node_1461206_447_15375647_757 |  |  | PQ | AN | 2771.281 | 8103301 | no | no |  |  | no |  |  | 1461206.447 | 15375647.757 |  | -1
node_1461216_48_15376356_011 |  |  | PQ | AN | 2771.281 | 8103301 | no | no |  |  | no |  |  | 1461216.48 | 15376356.011 |  | -1
node_1461219_556_15377011_706 |  |  | PQ | AN | 2771.281 | 8103301 | no | no |  |  | no |  |  | 1461219.556 | 15377011.706 |  | -1
node_1461247_418_15352732_207 |  |  | PQ | AN | 2771.281 | 8103301 | no | no |  |  | no |  |  | 1461247.418 | 15352732.207 |  | -1
node_1461364_584_15350328_713 |  |  | PQ | AN | 2771.281 | 8103301 | no | no |  |  | no |  |  | 1461364.584 | 15350328.713 |  | -1
node_1461396_882_15362763_48 |  |  | PQ | AN | 2771.281 | 8103301 | no | no |  |  | no |  |  | 1461396.882 | 15362763.48 |  | -1
node_1461406_146_15378899_951 |  |  | PQ | AN | 2771.281 | 8103301 | no | no |  |  | no |  |  | 1461406.146 | 15378899.951 |  | -1
node_1461495_887_15362505_766 |  |  | PQ | AN | 2771.281 | 8103301 | no | no |  |  | no |  |  | 1461495.887 | 15362505.766 |  | -1
node_1461604_684_15353194_411 |  |  | PQ | AN | 2771.281 | 8103301 | no | no |  |  | no |  |  | 1461604.684 | 15353194.411 |  | -1
node_1461884_204_15371357_662 |  |  | PQ | ABCN | 19918.584 | 8103301 | no | no |  |  | no |  |  | 1461884.204 | 15371357.662 |  | -1
node_1461967_984_15353224_056 |  |  | PQ | AN | 2771.281 | 8103301 | no | no |  |  | no |  |  | 1461967.984 | 15353224.056 |  | -1
node_1462173_644_15385005_199 |  |  | PQ | AN | 2771.281 | 8103301 | no | no |  |  | no |  |  | 1462173.644 | 15385005.199 |  | -1
node_1462371_854_15382077_877 |  |  | PQ | AN | 2771.281 | 8103301 | no | no |  |  | no |  |  | 1462371.854 | 15382077.877 |  | -1
node_1462393_447_15377511_863 |  |  | PQ | AN | 2771.281 | 8103301 | no | no |  |  | no |  |  | 1462393.447 | 15377511.863 |  | -1
node_1462395_532_15353255_943 |  |  | PQ | AN | 2771.281 | 8103301 | no | no |  |  | no |  |  | 1462395.532 | 15353255.943 |  | -1
node_1462445_52_15371453_744 |  |  | PQ | ABCN | 19918.584 | 8103301 | no | no |  |  | no |  |  | 1462445.52 | 15371453.744 |  | -1
node_1462726_095_15353168_145 |  |  | PQ | AN | 2771.281 | 8103301 | no | no |  |  | no |  |  | 1462726.095 | 15353168.145 |  | -1
node_1462746_134_15382797_941 |  |  | PQ | AN | 2771.281 | 8103301 | no | no |  |  | no |  |  | 1462746.134 | 15382797.941 |  | -1
node_1462922_482_15383013_54 |  |  | PQ | AN | 2771.281 | 8103301 | no | no |  |  | no |  |  | 1462922.482 | 15383013.54 |  | -1
node_1462984_181_15377513_912 |  |  | PQ | AN | 2771.281 | 8103301 | no | no |  |  | no |  |  | 1462984.181 | 15377513.912 |  | -1
node_1462998_704_15371490_094 |  |  | PQ | ABCN | 19918.584 | 8103301 | no | no |  |  | no |  |  | 1462998.704 | 15371490.094 |  | -1
node_1463020_676_15380134_151 |  |  | PQ | AN | 2771.281 | 8103301 | no | no |  |  | no |  |  | 1463020.676 | 15380134.151 |  | -1
node_1463027_76_15353156_238 |  |  | PQ | AN | 2771.281 | 8103301 | no | no |  |  | no |  |  | 1463027.76 | 15353156.238 |  | -1
node_1463266_749_15377500_117 |  |  | PQ | AN | 2771.281 | 8103301 | no | no |  |  | no |  |  | 1463266.749 | 15377500.117 |  | -1
node_1463315_067_15371681_985 |  |  | PQ | ABCN | 19918.584 | 8103301 | no | no |  |  | no |  |  | 1463315.067 | 15371681.985 |  | -1
node_1463334_642_15371678_449 |  |  | PQ | ABCN | 19918.584 | 8103301 | no | no |  |  | no |  |  | 1463334.642 | 15371678.449 |  | -1
node_1463494_222_15371370_078 |  |  | PQ | ABCN | 19918.584 | 8103301 | no | no |  |  | no |  |  | 1463494.222 | 15371370.078 |  | -1
node_1463706_493_15371366_216 |  |  | PQ | ABCN | 19918.584 | 8103301 | no | no |  |  | no |  |  | 1463706.493 | 15371366.216 |  | -1
node_1463769_183_15377051_772 |  |  | PQ | AN | 2771.281 | 8103301 | no | no |  |  | no |  |  | 1463769.183 | 15377051.772 |  | -1
node_1463866_166_15382274_168 |  |  | PQ | AN | 2771.281 | 8103301 | no | no |  |  | no |  |  | 1463866.166 | 15382274.168 |  | -1
node_1463906_401_15382956_746 |  |  | PQ | AN | 2771.281 | 8103301 | no | no |  |  | no |  |  | 1463906.401 | 15382956.746 |  | -1
node_1463906_879_15371626_667 |  |  | PQ | AN | 19918.584 | 8103301 | no | no |  |  | no |  |  | 1463906.879 | 15371626.667 |  | -1
node_1463934_061_15371977_196 |  |  | PQ | AN | 19918.584 | 8103301 | no | no |  |  | no |  |  | 1463934.061 | 15371977.196 |  | -1
node_1464057_71_15371367_011 |  |  | PQ | ABCN | 19918.584 | 8103301 | no | no |  |  | no |  |  | 1464057.71 | 15371367.011 |  | -1
node_1464129_052_15353174_736 |  |  | PQ | AN | 2771.281 | 8103301 | no | no |  |  | no |  |  | 1464129.052 | 15353174.736 |  | -1
node_1464130_751_15355113_983 |  |  | PQ | AN | 2771.281 | 8103301 | no | no |  |  | no |  |  | 1464130.751 | 15355113.983 |  | -1
node_1464280_926_15377259_414 |  |  | PQ | AN | 2771.281 | 8103301 | no | no |  |  | no |  |  | 1464280.926 | 15377259.414 |  | -1
node_1464287_389_15353407_664 |  |  | PQ | AN | 2771.281 | 8103301 | no | no |  |  | no |  |  | 1464287.389 | 15353407.664 |  | -1
node_1464291_305_15377619_992 |  |  | PQ | AN | 2771.281 | 8103301 | no | no |  |  | no |  |  | 1464291.305 | 15377619.992 |  | -1
node_1464356_053_15371458_56 |  |  | PQ | AN | 19918.584 | 8103301 | no | no |  |  | no |  |  | 1464356.053 | 15371458.56 |  | -1
node_1464431_573_15381910_911 |  |  | PQ | AN | 2771.281 | 8103301 | no | no |  |  | no |  |  | 1464431.573 | 15381910.911 |  | -1
node_1464500_9_15353361_643 |  |  | PQ | AN | 2771.281 | 8103301 | no | no |  |  | no |  |  | 1464500.9 | 15353361.643 |  | -1
node_1464535_772_15354660_877 |  |  | PQ | AN | 2771.281 | 8103301 | no | no |  |  | no |  |  | 1464535.772 | 15354660.877 |  | -1
node_1464588_92_15371746_162 |  |  | PQ | AN | 19918.584 | 8103301 | no | no |  |  | no |  |  | 1464588.92 | 15371746.162 |  | -1
node_1464643_057_15377571_774 |  |  | PQ | AN | 2771.281 | 8103301 | no | no |  |  | no |  |  | 1464643.057 | 15377571.774 |  | -1
node_1464650_119_15380587_36 |  |  | PQ | AN | 2771.281 | 8103301 | no | no |  |  | no |  |  | 1464650.119 | 15380587.36 |  | -1
node_1464766_147_15354523_676 |  |  | PQ | AN | 2771.281 | 8103301 | no | no |  |  | no |  |  | 1464766.147 | 15354523.676 |  | -1
node_1465234_184_15377230_015 |  |  | PQ | AN | 2771.281 | 8103301 | no | no |  |  | no |  |  | 1465234.184 | 15377230.015 |  | -1
node_1465395_826_15370445_717 |  |  | PQ | AN | 19918.584 | 8103301 | no | no |  |  | no |  |  | 1465395.826 | 15370445.717 |  | -1
node_1465776_16_15380856_773 |  |  | PQ | AN | 2771.281 | 8103301 | no | no |  |  | no |  |  | 1465776.16 | 15380856.773 |  | -1
node_1465973_834_15371088_942 |  |  | PQ | ABCN | 19918.584 | 8103301 | no | no |  |  | no |  |  | 1465973.834 | 15371088.942 |  | -1
node_1466122_655_15354571_883 |  |  | PQ | AN | 2771.281 | 8103301 | no | no |  |  | no |  |  | 1466122.655 | 15354571.883 |  | -1
node_1466181_59_15376657_245 |  |  | PQ | AN | 2771.281 | 8103301 | no | no |  |  | no |  |  | 1466181.59 | 15376657.245 |  | -1
node_1466181_861_15380978_985 |  |  | PQ | AD | 2771.281 | 8103301 | no | no |  |  | no |  |  | 1466181.861 | 15380978.985 |  | -1
node_1466328_65_15370785_253 |  |  | PQ | AN | 19918.584 | 8103301 | no | no |  |  | no |  |  | 1466328.65 | 15370785.253 |  | -1
node_1466490_332_15360776_512 |  |  | PQ | AN | 19918.584 | 8103301 | no | no |  |  | no |  |  | 1466490.332 | 15360776.512 |  | -1
node_1466496_685_15371043_352 |  |  | PQ | ABCN | 19918.584 | 8103301 | no | no |  |  | no |  |  | 1466496.685 | 15371043.352 |  | -1
node_1466760_573_15371015_968 |  |  | PQ | ABCN | 19918.584 | 8103301 | no | no |  |  | no |  |  | 1466760.573 | 15371015.968 |  | -1
node_1466856_922_15381107_685 |  |  | PQ | AN | 2771.281 | 8103301 | no | no |  |  | no |  |  | 1466856.922 | 15381107.685 |  | -1
node_1467022_677_15356882_313 |  |  | PQ | AN | 2771.281 | 8103301 | no | no |  |  | no |  |  | 1467022.677 | 15356882.313 |  | -1
node_1467102_481_15361728_549 |  |  | PQ | AN | 19918.584 | 8103301 | no | no |  |  | no |  |  | 1467102.481 | 15361728.549 |  | -1
node_1467143_273_15357461_421 |  |  | PQ | AN | 2771.281 | 8103301 | no | no |  |  | no |  |  | 1467143.273 | 15357461.421 |  | -1
node_1467143_629_15354620_636 |  |  | PQ | AN | 2771.281 | 8103301 | no | no |  |  | no |  |  | 1467143.629 | 15354620.636 |  | -1
node_1467151_965_15354291_476 |  |  | PQ | AN | 2771.281 | 8103301 | no | no |  |  | no |  |  | 1467151.965 | 15354291.476 |  | -1
node_1467206_389_15357901_607 |  |  | PQ | AN | 19918.584 | 8103301 | no | no |  |  | no |  |  | 1467206.389 | 15357901.607 |  | -1
node_1467242_516_15370367_182 |  |  | PQ | AN | 19918.584 | 8103301 | no | no |  |  | no |  |  | 1467242.516 | 15370367.182 |  | -1
node_1467265_358_15355878_119 |  |  | PQ | AN | 2771.281 | 8103301 | no | no |  |  | no |  |  | 1467265.358 | 15355878.119 |  | -1
node_1467274_09_15371019_121 |  |  | PQ | ABCN | 19918.584 | 8103301 | no | no |  |  | no |  |  | 1467274.09 | 15371019.121 |  | -1
node_1467277_203_15371045_436 |  |  | PQ | ABCN | 19918.584 | 8103301 | no | no |  |  | no |  |  | 1467277.203 | 15371045.436 |  | -1
node_1467329_066_15345885_608 |  |  | PQ | AN | 2771.281 | 8103301 | no | no |  |  | no |  |  | 1467329.066 | 15345885.608 |  | -1
node_1467359_058_15354984_469 |  |  | PQ | AN | 2771.281 | 8103301 | no | no |  |  | no |  |  | 1467359.058 | 15354984.469 |  | -1
node_1467359_563_15344138_355 |  |  | PQ | AN | 2771.281 | 8103301 | no | no |  |  | no |  |  | 1467359.563 | 15344138.355 |  | -1
node_1467374_342_15347903_461 |  |  | PQ | AN | 2771.281 | 8103301 | no | no |  |  | no |  |  | 1467374.342 | 15347903.461 |  | -1
node_1467414_487_15354572_414 |  |  | PQ | AN | 2771.281 | 8103301 | no | no |  |  | no |  |  | 1467414.487 | 15354572.414 |  | -1
node_1467459_465_15381173_818 |  |  | PQ | AN | 2771.281 | 8103301 | no | no |  |  | no |  |  | 1467459.465 | 15381173.818 |  | -1
node_1467471_324_15367485_595 |  |  | PQ | AN | 19918.584 | 8103301 | no | no |  |  | no |  |  | 1467471.324 | 15367485.595 |  | -1
node_1467574_353_15369286_823 |  |  | PQ | AN | 19918.584 | 8103301 | no | no |  |  | no |  |  | 1467574.353 | 15369286.823 |  | -1
node_1467598_88_15354312_164 |  |  | PQ | AN | 2771.281 | 8103301 | no | no |  |  | no |  |  | 1467598.88 | 15354312.164 |  | -1
node_1467610_67_15359280_812 |  |  | PQ | AN | 19918.584 | 8103301 | no | no |  |  | no |  |  | 1467610.67 | 15359280.812 |  | -1
node_1467639_194_15358168_305 |  |  | PQ | AN | 19918.584 | 8103301 | no | no |  |  | no |  |  | 1467639.194 | 15358168.305 |  | -1
node_1467668_65_15350972_691 |  |  | PQ | AN | 2771.281 | 8103301 | no | no |  |  | no |  |  | 1467668.65 | 15350972.691 |  | -1
node_1467679_607_15361167_432 |  |  | PQ | AN | 19918.584 | 8103301 | no | no |  |  | no |  |  | 1467679.607 | 15361167.432 |  | -1
node_1467681_215_15363683_623 |  |  | PQ | AN | 19918.584 | 8103301 | no | no |  |  | no |  |  | 1467681.215 | 15363683.623 |  | -1
node_1467719_539_15367215_97 |  |  | PQ | AN | 19918.584 | 8103301 | no | no |  |  | no |  |  | 1467719.539 | 15367215.97 |  | -1
node_1467726_083_15370454_947 |  |  | PQ | AN | 19918.584 | 8103301 | no | no |  |  | no |  |  | 1467726.083 | 15370454.947 |  | -1
node_1467754_134_15368534_238 |  |  | PQ | AN | 19918.584 | 8103301 | no | no |  |  | no |  |  | 1467754.134 | 15368534.238 |  | -1
node_1467764_065_15371943_034 |  |  | PQ | AN | 2771.281 | 8103301 | no | no |  |  | no |  |  | 1467764.065 | 15371943.034 |  | -1
node_1467779_513_15373553_103 |  |  | PQ | AN | 2771.281 | 8103301 | no | no |  |  | no |  |  | 1467779.513 | 15373553.103 |  | -1
node_1467788_272_15354044_588 |  |  | PQ | AN | 2771.281 | 8103301 | no | no |  |  | no |  |  | 1467788.272 | 15354044.588 |  | -1
node_1467793_378_15374451_665 |  |  | PQ | AN | 2771.281 | 8103301 | no | no |  |  | no |  |  | 1467793.378 | 15374451.665 |  | -1
node_1467803_774_15359806_516 |  |  | PQ | AN | 19918.584 | 8103301 | no | no |  |  | no |  |  | 1467803.774 | 15359806.516 |  | -1
node_1467806_835_15360077_119 |  |  | PQ | AN | 19918.584 | 8103301 | no | no |  |  | no |  |  | 1467806.835 | 15360077.119 |  | -1
node_1467808_813_15343745_165 |  |  | PQ | AN | 2771.281 | 8103301 | no | no |  |  | no |  |  | 1467808.813 | 15343745.165 |  | -1
node_1467809_935_15368309_873 |  |  | PQ | AN | 19918.584 | 8103301 | no | no |  |  | no |  |  | 1467809.935 | 15368309.873 |  | -1
node_1467817_743_15368744_357 |  |  | PQ | AN | 19918.584 | 8103301 | no | no |  |  | no |  |  | 1467817.743 | 15368744.357 |  | -1
node_1467818_352_15351476_942 |  |  | PQ | AN | 2771.281 | 8103301 | no | no |  |  | no |  |  | 1467818.352 | 15351476.942 |  | -1
node_1467822_123_15369070_345 |  |  | PQ | AN | 19918.584 | 8103301 | no | no |  |  | no |  |  | 1467822.123 | 15369070.345 |  | -1
node_1467824_589_15371649_849 |  |  | PQ | AN | 2771.281 | 8103301 | no | no |  |  | no |  |  | 1467824.589 | 15371649.849 |  | -1
node_1467830_261_15359497_639 |  |  | PQ | AN | 19918.584 | 8103301 | no | no |  |  | no |  |  | 1467830.261 | 15359497.639 |  | -1
node_1467832_815_15369510_462 |  |  | PQ | AN | 19918.584 | 8103301 | no | no |  |  | no |  |  | 1467832.815 | 15369510.462 |  | -1
node_1467834_748_15369895_385 |  |  | PQ | AN | 19918.584 | 8103301 | no | no |  |  | no |  |  | 1467834.748 | 15369895.385 |  | -1
node_1467838_576_15370134_673 |  |  | PQ | AN | 19918.584 | 8103301 | no | no |  |  | no |  |  | 1467838.576 | 15370134.673 |  | -1
node_1467839_351_15372586_699 |  |  | PQ | AN | 2771.281 | 8103301 | no | no |  |  | no |  |  | 1467839.351 | 15372586.699 |  | -1
node_1467859_216_15371022_275 |  |  | PQ | AN | 19918.584 | 8103301 | no | no |  |  | no |  |  | 1467859.216 | 15371022.275 |  | -1
node_1467867_341_15374751_901 |  |  | PQ | AN | 2771.281 | 8103301 | no | no |  |  | no |  |  | 1467867.341 | 15374751.901 |  | -1
node_1467869_496_15375021_904 |  |  | PQ | AN | 2771.281 | 8103301 | no | no |  |  | no |  |  | 1467869.496 | 15375021.904 |  | -1
node_1467881_762_15351231_465 |  |  | PQ | AN | 2771.281 | 8103301 | no | no |  |  | no |  |  | 1467881.762 | 15351231.465 |  | -1
node_1467886_342_15373835_942 |  |  | PQ | AN | 2771.281 | 8103301 | no | no |  |  | no |  |  | 1467886.342 | 15373835.942 |  | -1
node_1467903_395_15364628_082 |  |  | PQ | AN | 19918.584 | 8103301 | no | no |  |  | no |  |  | 1467903.395 | 15364628.082 |  | -1
node_1467928_199_15365300_608 |  |  | PQ | AN | 19918.584 | 8103301 | no | no |  |  | no |  |  | 1467928.199 | 15365300.608 |  | -1
node_1467945_497_15365581_595 |  |  | PQ | AN | 19918.584 | 8103301 | no | no |  |  | no |  |  | 1467945.497 | 15365581.595 |  | -1
node_1467961_198_15366464_482 |  |  | PQ | AN | 19918.584 | 8103301 | no | no |  |  | no |  |  | 1467961.198 | 15366464.482 |  | -1
node_1467966_95_15356602_531 |  |  | PQ | AN | 2771.281 | 8103301 | no | no |  |  | no |  |  | 1467966.95 | 15356602.531 |  | -1
node_1467968_227_15365044_664 |  |  | PQ | AN | 19918.584 | 8103301 | no | no |  |  | no |  |  | 1467968.227 | 15365044.664 |  | -1
node_1467977_848_15375407_779 |  |  | PQ | AN | 2771.281 | 8103301 | no | no |  |  | no |  |  | 1467977.848 | 15375407.779 |  | -1
node_1467984_731_15345944_393 |  |  | PQ | AN | 2771.281 | 8103301 | no | no |  |  | no |  |  | 1467984.731 | 15345944.393 |  | -1
node_1468005_603_15366286_936 |  |  | PQ | AN | 19918.584 | 8103301 | no | no |  |  | no |  |  | 1468005.603 | 15366286.936 |  | -1
node_1468030_444_15361590_721 |  |  | PQ | AN | 19918.584 | 8103301 | no | no |  |  | no |  |  | 1468030.444 | 15361590.721 |  | -1
node_1468037_418_15375717_048 |  |  | PQ | AN | 2771.281 | 8103301 | no | no |  |  | no |  |  | 1468037.418 | 15375717.048 |  | -1
node_1468046_609_15370927_78 |  |  | PQ | ABCN | 19918.584 | 8103301 | no | no |  |  | no |  |  | 1468046.609 | 15370927.78 |  | -1
node_1468074_465_15353468_182 |  |  | PQ | AN | 2771.281 | 8103301 | no | no |  |  | no |  |  | 1468074.465 | 15353468.182 |  | -1
node_1468086_854_15364119_437 |  |  | PQ | AN | 19918.584 | 8103301 | no | no |  |  | no |  |  | 1468086.854 | 15364119.437 |  | -1
node_1468258_206_15371281_676 |  |  | PQ | AN | 19918.584 | 8103301 | no | no |  |  | no |  |  | 1468258.206 | 15371281.676 |  | -1
node_1468423_809_15376369_024 |  |  | PQ | AN | 2771.281 | 8103301 | no | no |  |  | no |  |  | 1468423.809 | 15376369.024 |  | -1
node_1468424_371_15370873_671 |  |  | PQ | ABCN | 19918.584 | 8103301 | no | no |  |  | no |  |  | 1468424.371 | 15370873.671 |  | -1
node_1468451_536_15371374_96 |  |  | PQ | AN | 19918.584 | 8103301 | no | no |  |  | no |  |  | 1468451.536 | 15371374.96 |  | -1
node_1468561_53_15350295_084 |  |  | PQ | AN | 2771.281 | 8103301 | no | no |  |  | no |  |  | 1468561.53 | 15350295.084 |  | -1
node_1468639_12_15370832_25 |  |  | PQ | ABCN | 19918.584 | 8103301 | no | no |  |  | no |  |  | 1468639.12 | 15370832.25 |  | -1
node_1468694_221_15358651_355 |  |  | PQ | AN | 19918.584 | 8103301 | no | no |  |  | no |  |  | 1468694.221 | 15358651.355 |  | -1
node_1468771_529_15371115_245 |  |  | PQ | AN | 19918.584 | 8103301 | no | no |  |  | no |  |  | 1468771.529 | 15371115.245 |  | -1
node_1468825_762_15349637_881 |  |  | PQ | AN | 2771.281 | 8103301 | no | no |  |  | no |  |  | 1468825.762 | 15349637.881 |  | -1
node_1468829_405_15371343_267 |  |  | PQ | AN | 19918.584 | 8103301 | no | no |  |  | no |  |  | 1468829.405 | 15371343.267 |  | -1
node_1468895_104_15356461_311 |  |  | PQ | AN | 2771.281 | 8103301 | no | no |  |  | no |  |  | 1468895.104 | 15356461.311 |  | -1
node_1468926_786_15370685_725 |  |  | PQ | ABCN | 19918.584 | 8103301 | no | no |  |  | no |  |  | 1468926.786 | 15370685.725 |  | -1
node_1468980_338_15349255_811 |  |  | PQ | AN | 2771.281 | 8103301 | no | no |  |  | no |  |  | 1468980.338 | 15349255.811 |  | -1
node_1469046_356_15370209_545 |  |  | PQ | AN | 19918.584 | 8103301 | no | no |  |  | no |  |  | 1469046.356 | 15370209.545 |  | -1
node_1469434_131_15370602_612 |  |  | PQ | ABCN | 19918.584 | 8103301 | no | no |  |  | no |  |  | 1469434.131 | 15370602.612 |  | -1
node_1469467_443_15348302_154 |  |  | PQ | AN | 2771.281 | 8103301 | no | no |  |  | no |  |  | 1469467.443 | 15348302.154 |  | -1
node_1469719_761_15370449_257 |  |  | PQ | ABCN | 19918.584 | 8103301 | no | no |  |  | no |  |  | 1469719.761 | 15370449.257 |  | -1
node_1469825_738_15347167_642 |  |  | PQ | AN | 2771.281 | 8103301 | no | no |  |  | no |  |  | 1469825.738 | 15347167.642 |  | -1
node_1470027_816_15346707_587 |  |  | PQ | AN | 2771.281 | 8103301 | no | no |  |  | no |  |  | 1470027.816 | 15346707.587 |  | -1
node_1470289_918_15348111_295 |  |  | PQ | AN | 2771.281 | 8103301 | no | no |  |  | no |  |  | 1470289.918 | 15348111.295 |  | -1
node_1470306_66_15370203_465 |  |  | PQ | AN | 19918.584 | 8103301 | no | no |  |  | no |  |  | 1470306.66 | 15370203.465 |  | -1
node_1471148_349_15353731_56 |  |  | PQ | AN | 2771.281 | 8103301 | no | no |  |  | no |  |  | 1471148.349 | 15353731.56 |  | -1
node_1471168_707_15369922_917 |  |  | PQ | AN | 19918.584 | 8103301 | no | no |  |  | no |  |  | 1471168.707 | 15369922.917 |  | -1
node_1471430_249_15353751_893 |  |  | PQ | AN | 2771.281 | 8103301 | no | no |  |  | no |  |  | 1471430.249 | 15353751.893 |  | -1
node_1471459_265_15370130_104 |  |  | PQ | ABCN | 19918.584 | 8103301 | no | no |  |  | no |  |  | 1471459.265 | 15370130.104 |  | -1
node_1471637_063_15367745_543 |  |  | PQ | AN | 2771.281 | 8103301 | no | no |  |  | no |  |  | 1471637.063 | 15367745.543 |  | -1
node_1471940_782_15367175_799 |  |  | PQ | AN | 2771.281 | 8103301 | no | no |  |  | no |  |  | 1471940.782 | 15367175.799 |  | -1
node_1472123_742_15366840_833 |  |  | PQ | AN | 2771.281 | 8103301 | no | no |  |  | no |  |  | 1472123.742 | 15366840.833 |  | -1
node_1472307_488_15366508_495 |  |  | PQ | AN | 2771.281 | 8103301 | no | no |  |  | no |  |  | 1472307.488 | 15366508.495 |  | -1
node_1472399_417_15370043_305 |  |  | PQ | ABCN | 19918.584 | 8103301 | no | no |  |  | no |  |  | 1472399.417 | 15370043.305 |  | -1
node_1472474_594_15353753_343 |  |  | PQ | AN | 2771.281 | 8103301 | no | no |  |  | no |  |  | 1472474.594 | 15353753.343 |  | -1
node_1472634_903_15370039_298 |  |  | PQ | ABCN | 19918.584 | 8103301 | no | no |  |  | no |  |  | 1472634.903 | 15370039.298 |  | -1
node_1472962_074_15365434_527 |  |  | PQ | AN | 2771.281 | 8103301 | no | no |  |  | no |  |  | 1472962.074 | 15365434.527 |  | -1
node_1472979_38_15365044_779 |  |  | PQ | AN | 2771.281 | 8103301 | no | no |  |  | no |  |  | 1472979.38 | 15365044.779 |  | -1
node_1473207_485_15353697_013 |  |  | PQ | AN | 2771.281 | 8103301 | no | no |  |  | no |  |  | 1473207.485 | 15353697.013 |  | -1
node_1473882_67_15363951_206 |  |  | PQ | AN | 2771.281 | 8103301 | no | no |  |  | no |  |  | 1473882.67 | 15363951.206 |  | -1
node_1473884_949_15353770_591 |  |  | PQ | AN | 2771.281 | 8103301 | no | no |  |  | no |  |  | 1473884.949 | 15353770.591 |  | -1
node_1473983_396_15370546_046 |  |  | PQ | AN | 19918.584 | 8103301 | no | no |  |  | no |  |  | 1473983.396 | 15370546.046 |  | -1
node_1474026_369_15369887_506 |  |  | PQ | ABCN | 19918.584 | 8103301 | no | no |  |  | no |  |  | 1474026.369 | 15369887.506 |  | -1
node_1474245_609_15353896_325 |  |  | PQ | AN | 2771.281 | 8103301 | no | no |  |  | no |  |  | 1474245.609 | 15353896.325 |  | -1
node_1474288_398_15363749_092 |  |  | PQ | AN | 2771.281 | 8103301 | no | no |  |  | no |  |  | 1474288.398 | 15363749.092 |  | -1
node_1474389_59_15363438_283 |  |  | PQ | AN | 2771.281 | 8103301 | no | no |  |  | no |  |  | 1474389.59 | 15363438.283 |  | -1
node_1474436_123_15353965_776 |  |  | PQ | AN | 2771.281 | 8103301 | no | no |  |  | no |  |  | 1474436.123 | 15353965.776 |  | -1
node_1474446_82_15369886_776 |  |  | PQ | ABCN | 19918.584 | 8103301 | no | no |  |  | no |  |  | 1474446.82 | 15369886.776 |  | -1
node_1474912_419_15363078_262 |  |  | PQ | AN | 2771.281 | 8103301 | no | no |  |  | no |  |  | 1474912.419 | 15363078.262 |  | -1
node_1475080_356_15354245_661 |  |  | PQ | AN | 2771.281 | 8103301 | no | no |  |  | no |  |  | 1475080.356 | 15354245.661 |  | -1
node_1475230_025_15362999_854 |  |  | PQ | AN | 2771.281 | 8103301 | no | no |  |  | no |  |  | 1475230.025 | 15362999.854 |  | -1
node_1475245_937_15369885_561 |  |  | PQ | ABCN | 19918.584 | 8103301 | no | no |  |  | no |  |  | 1475245.937 | 15369885.561 |  | -1
node_1475377_355_15361184_759 |  |  | PQ | AN | 2771.281 | 8103301 | no | no |  |  | no |  |  | 1475377.355 | 15361184.759 |  | -1
node_1475399_15362692_773 |  |  | PQ | AN | 2771.281 | 8103301 | no | no |  |  | no |  |  | 1475399 | 15362692.773 |  | -1
node_1475575_358_15362510_23 |  |  | PQ | AN | 2771.281 | 8103301 | no | no |  |  | no |  |  | 1475575.358 | 15362510.23 |  | -1
node_1475628_756_15369874_904 |  |  | PQ | ABCN | 19918.584 | 8103301 | no | no |  |  | no |  |  | 1475628.756 | 15369874.904 |  | -1
node_1476064_174_15362998_418 |  |  | PQ | AN | 2771.281 | 8103301 | no | no |  |  | no |  |  | 1476064.174 | 15362998.418 |  | -1
node_1476128_94_15373465_498 |  |  | PQ | AN | 2771.281 | 8103301 | no | no |  |  | no |  |  | 1476128.94 | 15373465.498 |  | -1
node_1476153_736_15371952_777 |  |  | PQ | AN | 2771.281 | 8103301 | no | no |  |  | no |  |  | 1476153.736 | 15371952.777 |  | -1
node_1476154_171_15371207_599 |  |  | PQ | AN | 2771.281 | 8103301 | no | no |  |  | no |  |  | 1476154.171 | 15371207.599 |  | -1
node_1476177_932_15369504_371 |  |  | PQ | AN | 19918.584 | 8103301 | no | no |  |  | no |  |  | 1476177.932 | 15369504.371 |  | -1
node_1476186_101_15370776_833 |  |  | PQ | AN | 2771.281 | 8103301 | no | no |  |  | no |  |  | 1476186.101 | 15370776.833 |  | -1
node_1476211_602_15370329_27 |  |  | PQ | AN | 2771.281 | 8103301 | no | no |  |  | no |  |  | 1476211.602 | 15370329.27 |  | -1
node_1476219_703_15371658_062 |  |  | PQ | AN | 2771.281 | 8103301 | no | no |  |  | no |  |  | 1476219.703 | 15371658.062 |  | -1
node_1476221_105_15371393_672 |  |  | PQ | AN | 2771.281 | 8103301 | no | no |  |  | no |  |  | 1476221.105 | 15371393.672 |  | -1
node_1476252_332_15373842_522 |  |  | PQ | AN | 2771.281 | 8103301 | no | no |  |  | no |  |  | 1476252.332 | 15373842.522 |  | -1
node_1476260_634_15372634_189 |  |  | PQ | AN | 2771.281 | 8103301 | no | no |  |  | no |  |  | 1476260.634 | 15372634.189 |  | -1
node_1476268_763_15370554_145 |  |  | PQ | AN | 2771.281 | 8103301 | no | no |  |  | no |  |  | 1476268.763 | 15370554.145 |  | -1
node_1476272_855_15354149_283 |  |  | PQ | AN | 2771.281 | 8103301 | no | no |  |  | no |  |  | 1476272.855 | 15354149.283 |  | -1
node_1476276_108_15375092_163 |  |  | PQ | AN | 2771.281 | 8103301 | no | no |  |  | no |  |  | 1476276.108 | 15375092.163 |  | -1
node_1476277_843_15375276_005 |  |  | PQ | AN | 2771.281 | 8103301 | no | no |  |  | no |  |  | 1476277.843 | 15375276.005 |  | -1
node_1476278_727_15375546_816 |  |  | PQ | AN | 2771.281 | 8103301 | no | no |  |  | no |  |  | 1476278.727 | 15375546.816 |  | -1
node_1476452_239_15369159_077 |  |  | PQ | AN | 19918.584 | 8103301 | no | no |  |  | no |  |  | 1476452.239 | 15369159.077 |  | -1
node_1476493_93_15362459_171 |  |  | PQ | AN | 2771.281 | 8103301 | no | no |  |  | no |  |  | 1476493.93 | 15362459.171 |  | -1
node_1476513_673_15369913_017 |  |  | PQ | ABCN | 19918.584 | 8103301 | no | no |  |  | no |  |  | 1476513.673 | 15369913.017 |  | -1
node_1476557_236_15373131_313 |  |  | PQ | AN | 2771.281 | 8103301 | no | no |  |  | no |  |  | 1476557.236 | 15373131.313 |  | -1
node_1476603_039_15353167_316 |  |  | PQ | AN | 2771.281 | 8103301 | no | no |  |  | no |  |  | 1476603.039 | 15353167.316 |  | -1
node_1476617_589_15355288_319 |  |  | PQ | AN | 2771.281 | 8103301 | no | no |  |  | no |  |  | 1476617.589 | 15355288.319 |  | -1
node_1476644_334_15354822_416 |  |  | PQ | AN | 2771.281 | 8103301 | no | no |  |  | no |  |  | 1476644.334 | 15354822.416 |  | -1
node_1476655_573_15354488_851 |  |  | PQ | AN | 2771.281 | 8103301 | no | no |  |  | no |  |  | 1476655.573 | 15354488.851 |  | -1
node_1476689_194_15369125_488 |  |  | PQ | AN | 19918.584 | 8103301 | no | no |  |  | no |  |  | 1476689.194 | 15369125.488 |  | -1
node_1476694_131_15354948_167 |  |  | PQ | AN | 2771.281 | 8103301 | no | no |  |  | no |  |  | 1476694.131 | 15354948.167 |  | -1
node_1476799_861_15362459_344 |  |  | PQ | AN | 2771.281 | 8103301 | no | no |  |  | no |  |  | 1476799.861 | 15362459.344 |  | -1
node_1476916_689_15354422_375 |  |  | PQ | AN | 2771.281 | 8103301 | no | no |  |  | no |  |  | 1476916.689 | 15354422.375 |  | -1
node_1476946_952_15355239_328 |  |  | PQ | AN | 2771.281 | 8103301 | no | no |  |  | no |  |  | 1476946.952 | 15355239.328 |  | -1
node_1476965_786_15370030_754 |  |  | PQ | ABCN | 19918.584 | 8103301 | no | no |  |  | no |  |  | 1476965.786 | 15370030.754 |  | -1
node_1477076_056_15354419_636 |  |  | PQ | AN | 2771.281 | 8103301 | no | no |  |  | no |  |  | 1477076.056 | 15354419.636 |  | -1
node_1477175_799_15370027_252 |  |  | PQ | ABCN | 19918.584 | 8103301 | no | no |  |  | no |  |  | 1477175.799 | 15370027.252 |  | -1
node_1477290_522_15370082_31 |  |  | PQ | ABCN | 19918.584 | 8103301 | no | no |  |  | no |  |  | 1477290.522 | 15370082.31 |  | -1
node_1477306_167_15370082_599 |  |  | PQ | ABCN | 19918.584 | 8103301 | no | no |  |  | no |  |  | 1477306.167 | 15370082.599 |  | -1
node_1477320_501_15370080_887 |  |  | PQ | ABCN | 19918.584 | 8103301 | no | no |  |  | no |  |  | 1477320.501 | 15370080.887 |  | -1
node_1477405_555_15354416_628 |  |  | PQ | AN | 2771.281 | 8103301 | no | no |  |  | no |  |  | 1477405.555 | 15354416.628 |  | -1
node_1477550_219_15362490_317 |  |  | PQ | AN | 2771.281 | 8103301 | no | no |  |  | no |  |  | 1477550.219 | 15362490.317 |  | -1
node_1477561_486_15353026_969 |  |  | PQ | AN | 2771.281 | 8103301 | no | no |  |  | no |  |  | 1477561.486 | 15353026.969 |  | -1
node_1477713_403_15352487_426 |  |  | PQ | AN | 2771.281 | 8103301 | no | no |  |  | no |  |  | 1477713.403 | 15352487.426 |  | -1
node_1477991_721_15352524_892 |  |  | PQ | AN | 2771.281 | 8103301 | no | no |  |  | no |  |  | 1477991.721 | 15352524.892 |  | -1
node_1478085_654_15354425_628 |  |  | PQ | AN | 2771.281 | 8103301 | no | no |  |  | no |  |  | 1478085.654 | 15354425.628 |  | -1
node_1478150_617_15353999_044 |  |  | PQ | AN | 2771.281 | 8103301 | no | no |  |  | no |  |  | 1478150.617 | 15353999.044 |  | -1
node_1478151_928_15351727_03 |  |  | PQ | AN | 2771.281 | 8103301 | no | no |  |  | no |  |  | 1478151.928 | 15351727.03 |  | -1
node_1478432_878_15360657_29 |  |  | PQ | AN | 2771.281 | 8103301 | no | no |  |  | no |  |  | 1478432.878 | 15360657.29 |  | -1
node_1478443_856_15351114_77 |  |  | PQ | AN | 2771.281 | 8103301 | no | no |  |  | no |  |  | 1478443.856 | 15351114.77 |  | -1
node_1478453_957_15351441_748 |  |  | PQ | AN | 2771.281 | 8103301 | no | no |  |  | no |  |  | 1478453.957 | 15351441.748 |  | -1
node_1478467_18_15350994_368 |  |  | PQ | AN | 2771.281 | 8103301 | no | no |  |  | no |  |  | 1478467.18 | 15350994.368 |  | -1
node_1478527_565_15354493_342 |  |  | PQ | AN | 2771.281 | 8103301 | no | no |  |  | no |  |  | 1478527.565 | 15354493.342 |  | -1
node_1478559_285_15350744_291 |  |  | PQ | AN | 2771.281 | 8103301 | no | no |  |  | no |  |  | 1478559.285 | 15350744.291 |  | -1
node_1478637_041_15359766_855 |  |  | PQ | AN | 2771.281 | 8103301 | no | no |  |  | no |  |  | 1478637.041 | 15359766.855 |  | -1
node_1478793_222_15359726_397 |  |  | PQ | AN | 2771.281 | 8103301 | no | no |  |  | no |  |  | 1478793.222 | 15359726.397 |  | -1
node_1478806_963_15355525_076 |  |  | PQ | AN | 2771.281 | 8103301 | no | no |  |  | no |  |  | 1478806.963 | 15355525.076 |  | -1
node_1478816_491_15356252_196 |  |  | PQ | AN | 2771.281 | 8103301 | no | no |  |  | no |  |  | 1478816.491 | 15356252.196 |  | -1
node_1478816_705_15350492_264 |  |  | PQ | AN | 2771.281 | 8103301 | no | no |  |  | no |  |  | 1478816.705 | 15350492.264 |  | -1
node_1478958_899_15356111_797 |  |  | PQ | AN | 2771.281 | 8103301 | no | no |  |  | no |  |  | 1478958.899 | 15356111.797 |  | -1
node_1478982_86_15356355_223 |  |  | PQ | AD | 2771.281 | 8103301 | no | no |  |  | no |  |  | 1478982.86 | 15356355.223 |  | -1
node_1479036_694_15358527_458 |  |  | PQ | AN | 2771.281 | 8103301 | no | no |  |  | no |  |  | 1479036.694 | 15358527.458 |  | -1
node_1479125_727_15358254_637 |  |  | PQ | AN | 2771.281 | 8103301 | no | no |  |  | no |  |  | 1479125.727 | 15358254.637 |  | -1
node_1479157_973_15357321_401 |  |  | PQ | AN | 2771.281 | 8103301 | no | no |  |  | no |  |  | 1479157.973 | 15357321.401 |  | -1
node_1479182_333_15357693_093 |  |  | PQ | AN | 2771.281 | 8103301 | no | no |  |  | no |  |  | 1479182.333 | 15357693.093 |  | -1
node_1479212_011_15357962_165 |  |  | PQ | AN | 2771.281 | 8103301 | no | no |  |  | no |  |  | 1479212.011 | 15357962.165 |  | -1
node_1480125_365_15354350_352 |  |  | PQ | AN | 2771.281 | 8103301 | no | no |  |  | no |  |  | 1480125.365 | 15354350.352 |  | -1
node_8103301_200826059 |  |  | PQ | AD | 2771.281 | 8103301 | no | no |  |  | no |  |  | 1467366.63 | 15345401.369 |  | -1
node_8103301_200826060 |  |  | PQ | AD | 2771.281 | 8103301 | no | no |  |  | no |  |  | 1467372.909 | 15344877.022 |  | -1
node_8103301_200826061 |  |  | PQ | AD | 2771.281 | 8103301 | no | no |  |  | no |  |  | 1467377.343 | 15344446.855 |  | -1
node_8103301_200826062 |  |  | PQ | AN | 2771.281 | 8103301 | no | no |  |  | no |  |  | 1467382.875 | 15344169.669 |  | -1
node_8103301_200826064 |  |  | PQ | AD | 2771.281 | 8103301 | no | no |  |  | no |  |  | 1467388.575 | 15343814.084 |  | -1
node_8103301_200826065 |  |  | PQ | AD | 2771.281 | 8103301 | no | no |  |  | no |  |  | 1467632.458 | 15343775.041 |  | -1
node_8103301_200826176 |  |  | PQ | AN | 2771.281 | 8103301 | no | no |  |  | no |  |  | 1456936.863 | 15345619.122 |  | -1
node_8103301_200826177 |  |  | PQ | AN | 2771.281 | 8103301 | no | no |  |  | no |  |  | 1458500.002 | 15346262.165 |  | -1
node_8103301_200826178 |  |  | PQ | AN | 2771.281 | 8103301 | no | no |  |  | no |  |  | 1458500.853 | 15345942.912 |  | -1
node_8103301_200826179 |  |  | PQ | AD | 2771.281 | 8103301 | no | no |  |  | no |  |  | 1458499.318 | 15345702.475 |  | -1
node_8103301_200826180 |  |  | PQ | AD | 2771.281 | 8103301 | no | no |  |  | no |  |  | 1458541.34 | 15345546.031 |  | -1
node_8103301_200826181 |  |  | PQ | AD | 2771.281 | 8103301 | no | no |  |  | no |  |  | 1458353.244 | 15345191.274 |  | -1
node_8103301_200826182 |  |  | PQ | AD | 2771.281 | 8103301 | no | no |  |  | no |  |  | 1458166.493 | 15344870.746 |  | -1
node_8103301_200826183 |  |  | PQ | AN | 2771.281 | 8103301 | no | no |  |  | no |  |  | 1457961.503 | 15344566.739 |  | -1
node_8103301_200873348 |  |  | PQ | AD | 2771.281 | 8103301 | no | no |  |  | no |  |  | 1456116.257 | 15352445.376 |  | -1
node_8103301_200873349 |  |  | PQ | AN | 2771.281 | 8103301 | no | no |  |  | no |  |  | 1455889.581 | 15352466.362 |  | -1
node_8103301_200873370 |  |  | PQ | AN | 2771.281 | 8103301 | no | no |  |  | no |  |  | 1470034.573 | 15346734.123 |  | -1
node_8103301_200873372 |  |  | PQ | AN | 2771.281 | 8103301 | no | no |  |  | no |  |  | 1469853.193 | 15347173.695 |  | -1
node_8103301_200873373 |  |  | PQ | AD | 2771.281 | 8103301 | no | no |  |  | no |  |  | 1469708.617 | 15347531.542 |  | -1
node_8103301_200873376 |  |  | PQ | AD | 2771.281 | 8103301 | no | no |  |  | no |  |  | 1469316.034 | 15348510.497 |  | -1
node_8103301_200873377 |  |  | PQ | AD | 2771.281 | 8103301 | no | no |  |  | no |  |  | 1469173.901 | 15348863.431 |  | -1
node_8103301_200873378 |  |  | PQ | AN | 2771.281 | 8103301 | no | no |  |  | no |  |  | 1469008.312 | 15349262.776 |  | -1
node_8103301_200873379 |  |  | PQ | AN | 2771.281 | 8103301 | no | no |  |  | no |  |  | 1468856.513 | 15349648.728 |  | -1
node_8103301_200873380 |  |  | PQ | AD | 2771.281 | 8103301 | no | no |  |  | no |  |  | 1468758.044 | 15349883.035 |  | -1
node_8103301_200873382 |  |  | PQ | AD | 2771.281 | 8103301 | no | no |  |  | no |  |  | 1468415.082 | 15350720.898 |  | -1
node_8103301_200873383 |  |  | PQ | AD | 2771.281 | 8103301 | no | no |  |  | no |  |  | 1468220.79 | 15351167.608 |  | -1
node_8103301_200873384 |  |  | PQ | AD | 2771.281 | 8103301 | no | no |  |  | no |  |  | 1467871.395 | 15351551.55 |  | -1
node_8103301_200873385 |  |  | PQ | AN | 2771.281 | 8103301 | no | no |  |  | no |  |  | 1467786.395 | 15351487.447 |  | -1
node_8103301_200873386 |  |  | PQ | AN | 2771.281 | 8103301 | no | no |  |  | no |  |  | 1467866.729 | 15351255.648 |  | -1
node_8103301_200873390 |  |  | PQ | AD | 2771.281 | 8103301 | no | no |  |  | no |  |  | 1467696.246 | 15351268.341 |  | -1
node_8103301_200873391 |  |  | PQ | AN | 2771.281 | 8103301 | no | no |  |  | no |  |  | 1467674.035 | 15351012.981 |  | -1
node_8103301_200873392 |  |  | PQ | AD | 2771.281 | 8103301 | no | no |  |  | no |  |  | 1468038.995 | 15352001.403 |  | -1
node_8103301_200873393 |  |  | PQ | AD | 2771.281 | 8103301 | no | no |  |  | no |  |  | 1468187.303 | 15352309.089 |  | -1
node_8103301_200873394 |  |  | PQ | AD | 2771.281 | 8103301 | no | no |  |  | no |  |  | 1468278.07 | 15352508.366 |  | -1
node_8103301_200873395 |  |  | PQ | AD | 2771.281 | 8103301 | no | no |  |  | no |  |  | 1468259.554 | 15352994.202 |  | -1
node_8103301_200873396 |  |  | PQ | AD | 2771.281 | 8103301 | no | no |  |  | no |  |  | 1468252.739 | 15353079.49 |  | -1
node_8103301_200873397 |  |  | PQ | AD | 2771.281 | 8103301 | no | no |  |  | no |  |  | 1468209.598 | 15353191.316 |  | -1
node_8103301_200873398 |  |  | PQ | AN | 2771.281 | 8103301 | no | no |  |  | no |  |  | 1468103.743 | 15353446.503 |  | -1
node_8103301_200873399 |  |  | PQ | AD | 2771.281 | 8103301 | no | no |  |  | no |  |  | 1468072.934 | 15353709.472 |  | -1
node_8103301_200873400 |  |  | PQ | AN | 2771.281 | 8103301 | no | no |  |  | no |  |  | 1467811.34 | 15354057.25 |  | -1
node_8103301_200873401 |  |  | PQ | AN | 2771.281 | 8103301 | no | no |  |  | no |  |  | 1467623.638 | 15354326.282 |  | -1
node_8103301_200873402 |  |  | PQ | AN | 2771.281 | 8103301 | no | no |  |  | no |  |  | 1467427.267 | 15354594.857 |  | -1
node_8103301_200873404 |  |  | PQ | AN | 2771.281 | 8103301 | no | no |  |  | no |  |  | 1467117.273 | 15354599.474 |  | -1
node_8103301_200873406 |  |  | PQ | AN | 2771.281 | 8103301 | no | no |  |  | no |  |  | 1467146.072 | 15354323.505 |  | -1
node_8103301_200873407 |  |  | PQ | AD | 2771.281 | 8103301 | no | no |  |  | no |  |  | 1466773.375 | 15354574.079 |  | -1
node_8103301_200873408 |  |  | PQ | AD | 2771.281 | 8103301 | no | no |  |  | no |  |  | 1466457.026 | 15354550.4 |  | -1
node_8103301_200873409 |  |  | PQ | AN | 2771.281 | 8103301 | no | no |  |  | no |  |  | 1466120.692 | 15354538.246 |  | -1
node_8103301_200873410 |  |  | PQ | AD | 2771.281 | 8103301 | no | no |  |  | no |  |  | 1465710.934 | 15354522.04 |  | -1
node_8103301_200873411 |  |  | PQ | AD | 2771.281 | 8103301 | no | no |  |  | no |  |  | 1465497.591 | 15354510.148 |  | -1
node_8103301_200873412 |  |  | PQ | AD | 2771.281 | 8103301 | no | no |  |  | no |  |  | 1465356.183 | 15354377.742 |  | -1
node_8103301_200873413 |  |  | PQ | AD | 2771.281 | 8103301 | no | no |  |  | no |  |  | 1465198.573 | 15354342.433 |  | -1
node_8103301_200873414 |  |  | PQ | AD | 2771.281 | 8103301 | no | no |  |  | no |  |  | 1464957.607 | 15354384.443 |  | -1
node_8103301_200873415 |  |  | PQ | AN | 2771.281 | 8103301 | no | no |  |  | no |  |  | 1464739.001 | 15354490.509 |  | -1
node_8103301_200873416 |  |  | PQ | AN | 2771.281 | 8103301 | no | no |  |  | no |  |  | 1464512.031 | 15354640.04 |  | -1
node_8103301_200873417 |  |  | PQ | AD | 2771.281 | 8103301 | no | no |  |  | no |  |  | 1464289.813 | 15354798.31 |  | -1
node_8103301_200873418 |  |  | PQ | AN | 2771.281 | 8103301 | no | no |  |  | no |  |  | 1464155.032 | 15355089.522 |  | -1
node_8103301_200873419 |  |  | PQ | AD | 2771.281 | 8103301 | no | no |  |  | no |  |  | 1465221.365 | 15354254.342 |  | -1
node_8103301_200873420 |  |  | PQ | AD | 2771.281 | 8103301 | no | no |  |  | no |  |  | 1464829.951 | 15353876.136 |  | -1
node_8103301_200873421 |  |  | PQ | AD | 2771.281 | 8103301 | no | no |  |  | no |  |  | 1464468.094 | 15353540.187 |  | -1
node_8103301_200873423 |  |  | PQ | AN | 2771.281 | 8103301 | no | no |  |  | no |  |  | 1464110.126 | 15353203.44 |  | -1
node_8103301_200873424 |  |  | PQ | AD | 2771.281 | 8103301 | no | no |  |  | no |  |  | 1463758.417 | 15353176.765 |  | -1
node_8103301_200873425 |  |  | PQ | AD | 2771.281 | 8103301 | no | no |  |  | no |  |  | 1463384.63 | 15353167.49 |  | -1
node_8103301_200873426 |  |  | PQ | AN | 2771.281 | 8103301 | no | no |  |  | no |  |  | 1463023.586 | 15353189.327 |  | -1
node_8103301_200873429 |  |  | PQ | AN | 2771.281 | 8103301 | no | no |  |  | no |  |  | 1462725.033 | 15353212.263 |  | -1
node_8103301_200873431 |  |  | PQ | AN | 2771.281 | 8103301 | no | no |  |  | no |  |  | 1462389.612 | 15353226.63 |  | -1
node_8103301_200873433 |  |  | PQ | AN | 2771.281 | 8103301 | no | no |  |  | no |  |  | 1461971.713 | 15353186.424 |  | -1
node_8103301_200873435 |  |  | PQ | AN | 2771.281 | 8103301 | no | no |  |  | no |  |  | 1461607.435 | 15353162.124 |  | -1
node_8103301_200873437 |  |  | PQ | AD | 2771.281 | 8103301 | no | no |  |  | no |  |  | 1461271.201 | 15353128.468 |  | -1
node_8103301_200873438 |  |  | PQ | AN | 2771.281 | 8103301 | no | no |  |  | no |  |  | 1461125.056 | 15353420.645 |  | -1
node_8103301_200873440 |  |  | PQ | AD | 2771.281 | 8103301 | no | no |  |  | no |  |  | 1460858.606 | 15353087.491 |  | -1
node_8103301_200873441 |  |  | PQ | AN | 2771.281 | 8103301 | no | no |  |  | no |  |  | 1460451.413 | 15353066.159 |  | -1
node_8103301_200873442 |  |  | PQ | AN | 2771.281 | 8103301 | no | no |  |  | no |  |  | 1459929.352 | 15353030.219 |  | -1
node_8103301_200873443 |  |  | PQ | AD | 2771.281 | 8103301 | no | no |  |  | no |  |  | 1459653.291 | 15352937.264 |  | -1
node_8103301_200873444 |  |  | PQ | AD | 2771.281 | 8103301 | no | no |  |  | no |  |  | 1459391.065 | 15352859.544 |  | -1
node_8103301_200873445 |  |  | PQ | AN | 2771.281 | 8103301 | no | no |  |  | no |  |  | 1459248.261 | 15352815.571 |  | -1
node_8103301_200873447 |  |  | PQ | AD | 2771.281 | 8103301 | no | no |  |  | no |  |  | 1458876.016 | 15352709.138 |  | -1
node_8103301_200873448 |  |  | PQ | AN | 2771.281 | 8103301 | no | no |  |  | no |  |  | 1458499.734 | 15352635.105 |  | -1
node_8103301_200873450 |  |  | PQ | AN | 2771.281 | 8103301 | no | no |  |  | no |  |  | 1458117.253 | 15352565.246 |  | -1
node_8103301_200873451 |  |  | PQ | AN | 2771.281 | 8103301 | no | no |  |  | no |  |  | 1457758.796 | 15352562.703 |  | -1
node_8103301_200873453 |  |  | PQ | AD | 2771.281 | 8103301 | no | no |  |  | no |  |  | 1457386.181 | 15352558.078 |  | -1
node_8103301_200873455 |  |  | PQ | AN | 2771.281 | 8103301 | no | no |  |  | no |  |  | 1456332.44 | 15352561.203 |  | -1
node_8103301_200873456 |  |  | PQ | AD | 2771.281 | 8103301 | no | no |  |  | no |  |  | 1476321.369 | 15370023.777 |  | -1
node_8103301_200873458 |  |  | PQ | AN | 2771.281 | 8103301 | no | no |  |  | no |  |  | 1476235.288 | 15370339.482 |  | -1
node_8103301_200873459 |  |  | PQ | AN | 2771.281 | 8103301 | no | no |  |  | no |  |  | 1476221.891 | 15370574.196 |  | -1
node_8103301_200873460 |  |  | PQ | AN | 2771.281 | 8103301 | no | no |  |  | no |  |  | 1476215.627 | 15373809.398 |  | -1
node_8103301_200873461 |  |  | PQ | AD | 2771.281 | 8103301 | no | no |  |  | no |  |  | 1476220.881 | 15374267.47 |  | -1
node_8103301_200873462 |  |  | PQ | AD | 2771.281 | 8103301 | no | no |  |  | no |  |  | 1476229.5 | 15374656.759 |  | -1
node_8103301_200873463 |  |  | PQ | AN | 2771.281 | 8103301 | no | no |  |  | no |  |  | 1476239.527 | 15375094.913 |  | -1
node_8103301_200873464 |  |  | PQ | AN | 2771.281 | 8103301 | no | no |  |  | no |  |  | 1476242.52 | 15375279.494 |  | -1
node_8103301_200873465 |  |  | PQ | AN | 2771.281 | 8103301 | no | no |  |  | no |  |  | 1476242.95 | 15375544.746 |  | -1
node_8103301_200873467 |  |  | PQ | AN | 2771.281 | 8103301 | no | no |  |  | no |  |  | 1476217.558 | 15370788.411 |  | -1
node_8103301_200873469 |  |  | PQ | AN | 2771.281 | 8103301 | no | no |  |  | no |  |  | 1476186.383 | 15371209.325 |  | -1
node_8103301_200873471 |  |  | PQ | AN | 2771.281 | 8103301 | no | no |  |  | no |  |  | 1476186.557 | 15371404.649 |  | -1
node_8103301_200873472 |  |  | PQ | AN | 2771.281 | 8103301 | no | no |  |  | no |  |  | 1476181.46 | 15371655.582 |  | -1
node_8103301_200873473 |  |  | PQ | AN | 2771.281 | 8103301 | no | no |  |  | no |  |  | 1476180.751 | 15371949.51 |  | -1
node_8103301_200873474 |  |  | PQ | AD | 2771.281 | 8103301 | no | no |  |  | no |  |  | 1476180.562 | 15372343.978 |  | -1
node_8103301_200873475 |  |  | PQ | AN | 2771.281 | 8103301 | no | no |  |  | no |  |  | 1476225.385 | 15372642.845 |  | -1
node_8103301_200873476 |  |  | PQ | AD | 2771.281 | 8103301 | no | no |  |  | no |  |  | 1476218.937 | 15372883.718 |  | -1
node_8103301_200873477 |  |  | PQ | AD | 2771.281 | 8103301 | no | no |  |  | no |  |  | 1476218.965 | 15373142.884 |  | -1
node_8103301_200873478 |  |  | PQ | AN | 2771.281 | 8103301 | no | no |  |  | no |  |  | 1476524.57 | 15373138.649 |  | -1
node_8103301_200873480 |  |  | PQ | AN | 2771.281 | 8103301 | no | no |  |  | no |  |  | 1476157.539 | 15373468.936 |  | -1
node_8103301_200873601 |  |  | PQ | AN | 2771.281 | 8103301 | no | no |  |  | no |  |  | 1451809.4 | 15360067.705 |  | -1
node_8103301_200873603 |  |  | PQ | AD | 2771.281 | 8103301 | no | no |  |  | no |  |  | 1451781.572 | 15359930.756 |  | -1
node_8103301_200873604 |  |  | PQ | AD | 2771.281 | 8103301 | no | no |  |  | no |  |  | 1451832.739 | 15359554.316 |  | -1
node_8103301_200873605 |  |  | PQ | AD | 2771.281 | 8103301 | no | no |  |  | no |  |  | 1451897.034 | 15359163.59 |  | -1
node_8103301_200873606 |  |  | PQ | AN | 2771.281 | 8103301 | no | no |  |  | no |  |  | 1452100.735 | 15359043.03 |  | -1
node_8103301_200873607 |  |  | PQ | AN | 2771.281 | 8103301 | no | no |  |  | no |  |  | 1452236.393 | 15360164.477 |  | -1
node_8103301_200873608 |  |  | PQ | AD | 2771.281 | 8103301 | no | no |  |  | no |  |  | 1452684.434 | 15359999.971 |  | -1
node_8103301_200873609 |  |  | PQ | AD | 2771.281 | 8103301 | no | no |  |  | no |  |  | 1453051.968 | 15359853.676 |  | -1
node_8103301_200873610 |  |  | PQ | AD | 2771.281 | 8103301 | no | no |  |  | no |  |  | 1453386.684 | 15359724.751 |  | -1
node_8103301_200873611 |  |  | PQ | AD | 2771.281 | 8103301 | no | no |  |  | no |  |  | 1453732.804 | 15359604.951 |  | -1
node_8103301_200873612 |  |  | PQ | AD | 2771.281 | 8103301 | no | no |  |  | no |  |  | 1454098.107 | 15359453.562 |  | -1
node_8103301_200873613 |  |  | PQ | AD | 2771.281 | 8103301 | no | no |  |  | no |  |  | 1454202.832 | 15359048.666 |  | -1
node_8103301_200873614 |  |  | PQ | AD | 2771.281 | 8103301 | no | no |  |  | no |  |  | 1454309.292 | 15358645.555 |  | -1
node_8103301_200873615 |  |  | PQ | AD | 2771.281 | 8103301 | no | no |  |  | no |  |  | 1454391.285 | 15358279.043 |  | -1
node_8103301_200873616 |  |  | PQ | AD | 2771.281 | 8103301 | no | no |  |  | no |  |  | 1454466.227 | 15357959.048 |  | -1
node_8103301_200873617 |  |  | PQ | AD | 2771.281 | 8103301 | no | no |  |  | no |  |  | 1454511.577 | 15357561.071 |  | -1
node_8103301_200873618 |  |  | PQ | AD | 2771.281 | 8103301 | no | no |  |  | no |  |  | 1454541.2 | 15357257.669 |  | -1
node_8103301_200873619 |  |  | PQ | AD | 2771.281 | 8103301 | no | no |  |  | no |  |  | 1454561.491 | 15357003.007 |  | -1
node_8103301_200873620 |  |  | PQ | AD | 2771.281 | 8103301 | no | no |  |  | no |  |  | 1454920.169 | 15357102.347 |  | -1
node_8103301_200873621 |  |  | PQ | AD | 2771.281 | 8103301 | no | no |  |  | no |  |  | 1455200.026 | 15357181.236 |  | -1
node_8103301_200873622 |  |  | PQ | AN | 2771.281 | 8103301 | no | no |  |  | no |  |  | 1455465.255 | 15357260.244 |  | -1
node_8103301_200873623 |  |  | PQ | AD | 2771.281 | 8103301 | no | no |  |  | no |  |  | 1454311.112 | 15356756.316 |  | -1
node_8103301_200873624 |  |  | PQ | AD | 2771.281 | 8103301 | no | no |  |  | no |  |  | 1454078.484 | 15356526.146 |  | -1
node_8103301_200873627 |  |  | PQ | AN | 2771.281 | 8103301 | no | no |  |  | no |  |  | 1472371.093 | 15369902.802 |  | -1
node_8103301_200873628 |  |  | PQ | AD | 2771.281 | 8103301 | no | no |  |  | no |  |  | 1472320.374 | 15369682.834 |  | -1
node_8103301_200873629 |  |  | PQ | AN | 2771.281 | 8103301 | no | no |  |  | no |  |  | 1472150.677 | 15366857.838 |  | -1
node_8103301_200873630 |  |  | PQ | AN | 2771.281 | 8103301 | no | no |  |  | no |  |  | 1472333.911 | 15366523.248 |  | -1
node_8103301_200873631 |  |  | PQ | AD | 2771.281 | 8103301 | no | no |  |  | no |  |  | 1472496.197 | 15366240.486 |  | -1
node_8103301_200873632 |  |  | PQ | AD | 2771.281 | 8103301 | no | no |  |  | no |  |  | 1472639.082 | 15365975.289 |  | -1
node_8103301_200873633 |  |  | PQ | AD | 2771.281 | 8103301 | no | no |  |  | no |  |  | 1472835.265 | 15365676.12 |  | -1
node_8103301_200873634 |  |  | PQ | AN | 2771.281 | 8103301 | no | no |  |  | no |  |  | 1472992.844 | 15365446.373 |  | -1
node_8103301_200873635 |  |  | PQ | AD | 2771.281 | 8103301 | no | no |  |  | no |  |  | 1473193.642 | 15365121.442 |  | -1
node_8103301_200873636 |  |  | PQ | AN | 2771.281 | 8103301 | no | no |  |  | no |  |  | 1473020.87 | 15365067.255 |  | -1
node_8103301_200873637 |  |  | PQ | AD | 2771.281 | 8103301 | no | no |  |  | no |  |  | 1473439.862 | 15364729.512 |  | -1
node_8103301_200873638 |  |  | PQ | AD | 2771.281 | 8103301 | no | no |  |  | no |  |  | 1473666.834 | 15364357.936 |  | -1
node_8103301_200873639 |  |  | PQ | AN | 2771.281 | 8103301 | no | no |  |  | no |  |  | 1473908.25 | 15363972.329 |  | -1
node_8103301_200873640 |  |  | PQ | AD | 2771.281 | 8103301 | no | no |  |  | no |  |  | 1472216.798 | 15369370.063 |  | -1
node_8103301_200873641 |  |  | PQ | AN | 2771.281 | 8103301 | no | no |  |  | no |  |  | 1474260.896 | 15363705.981 |  | -1
node_8103301_200873644 |  |  | PQ | AN | 2771.281 | 8103301 | no | no |  |  | no |  |  | 1474411.68 | 15363451.72 |  | -1
node_8103301_200873645 |  |  | PQ | AD | 2771.281 | 8103301 | no | no |  |  | no |  |  | 1474643.034 | 15363265.593 |  | -1
node_8103301_200873646 |  |  | PQ | AN | 2771.281 | 8103301 | no | no |  |  | no |  |  | 1474923.605 | 15363094.042 |  | -1
node_8103301_200873647 |  |  | PQ | AN | 2771.281 | 8103301 | no | no |  |  | no |  |  | 1475209.563 | 15362966.336 |  | -1
node_8103301_200873648 |  |  | PQ | AD | 2771.281 | 8103301 | no | no |  |  | no |  |  | 1472087.105 | 15369000.931 |  | -1
node_8103301_200873649 |  |  | PQ | AD | 2771.281 | 8103301 | no | no |  |  | no |  |  | 1471987.758 | 15368700.956 |  | -1
node_8103301_200873650 |  |  | PQ | AD | 2771.281 | 8103301 | no | no |  |  | no |  |  | 1471882.387 | 15368392.215 |  | -1
node_8103301_200873651 |  |  | PQ | AD | 2771.281 | 8103301 | no | no |  |  | no |  |  | 1471748.003 | 15368015.85 |  | -1
node_8103301_200873652 |  |  | PQ | AN | 2771.281 | 8103301 | no | no |  |  | no |  |  | 1471662.704 | 15367750.871 |  | -1
node_8103301_200873653 |  |  | PQ | AD | 2771.281 | 8103301 | no | no |  |  | no |  |  | 1471820.343 | 15367457.504 |  | -1
node_8103301_200873654 |  |  | PQ | AN | 2771.281 | 8103301 | no | no |  |  | no |  |  | 1471964.312 | 15367192.38 |  | -1
node_8103301_200873655 |  |  | PQ | AD | 2771.281 | 8103301 | no | no |  |  | no |  |  | 1468454.344 | 15353745.792 |  | -1
node_8103301_200873656 |  |  | PQ | AN | 2771.281 | 8103301 | no | no |  |  | no |  |  | 1471429.764 | 15353717.445 |  | -1
node_8103301_200873658 |  |  | PQ | AD | 2771.281 | 8103301 | no | no |  |  | no |  |  | 1471757.577 | 15353707.557 |  | -1
node_8103301_200873660 |  |  | PQ | AN | 2771.281 | 8103301 | no | no |  |  | no |  |  | 1472479.307 | 15353716.066 |  | -1
node_8103301_200873662 |  |  | PQ | AD | 2771.281 | 8103301 | no | no |  |  | no |  |  | 1472833.073 | 15353727.656 |  | -1
node_8103301_200873664 |  |  | PQ | AD | 2771.281 | 8103301 | no | no |  |  | no |  |  | 1473716.647 | 15353753.163 |  | -1
node_8103301_200873665 |  |  | PQ | AN | 2771.281 | 8103301 | no | no |  |  | no |  |  | 1473869.15 | 15353803.086 |  | -1
node_8103301_200873666 |  |  | PQ | AD | 2771.281 | 8103301 | no | no |  |  | no |  |  | 1474103.024 | 15353874.49 |  | -1
node_8103301_200873668 |  |  | PQ | AN | 2771.281 | 8103301 | no | no |  |  | no |  |  | 1474230.198 | 15353932.432 |  | -1
node_8103301_200873669 |  |  | PQ | AN | 2771.281 | 8103301 | no | no |  |  | no |  |  | 1474431.041 | 15353994.139 |  | -1
node_8103301_200873671 |  |  | PQ | AD | 2771.281 | 8103301 | no | no |  |  | no |  |  | 1474772.466 | 15354108.042 |  | -1
node_8103301_200873672 |  |  | PQ | AD | 2771.281 | 8103301 | no | no |  |  | no |  |  | 1468787.399 | 15353757.343 |  | -1
node_8103301_200873673 |  |  | PQ | AN | 2771.281 | 8103301 | no | no |  |  | no |  |  | 1475085.367 | 15354209.97 |  | -1
node_8103301_200873674 |  |  | PQ | AD | 2771.281 | 8103301 | no | no |  |  | no |  |  | 1475311.522 | 15354199.205 |  | -1
node_8103301_200873675 |  |  | PQ | AD | 2771.281 | 8103301 | no | no |  |  | no |  |  | 1475688.701 | 15354023.191 |  | -1
node_8103301_200873676 |  |  | PQ | AD | 2771.281 | 8103301 | no | no |  |  | no |  |  | 1476000.512 | 15353868.277 |  | -1
node_8103301_200873677 |  |  | PQ | AD | 2771.281 | 8103301 | no | no |  |  | no |  |  | 1476299.364 | 15353712.314 |  | -1
node_8103301_200873678 |  |  | PQ | AD | 2771.281 | 8103301 | no | no |  |  | no |  |  | 1476659.084 | 15353541.072 |  | -1
node_8103301_200873679 |  |  | PQ | AD | 2771.281 | 8103301 | no | no |  |  | no |  |  | 1476941.608 | 15353396.943 |  | -1
node_8103301_200873680 |  |  | PQ | AD | 2771.281 | 8103301 | no | no |  |  | no |  |  | 1476695.056 | 15353244.326 |  | -1
node_8103301_200873681 |  |  | PQ | AN | 2771.281 | 8103301 | no | no |  |  | no |  |  | 1476622.897 | 15353195.363 |  | -1
node_8103301_200873682 |  |  | PQ | AD | 2771.281 | 8103301 | no | no |  |  | no |  |  | 1477270.16 | 15353239.425 |  | -1
node_8103301_200873684 |  |  | PQ | AN | 2771.281 | 8103301 | no | no |  |  | no |  |  | 1477584.366 | 15353041.776 |  | -1
node_8103301_200873685 |  |  | PQ | AD | 2771.281 | 8103301 | no | no |  |  | no |  |  | 1477726.025 | 15352844.547 |  | -1
node_8103301_200873686 |  |  | PQ | AD | 2771.281 | 8103301 | no | no |  |  | no |  |  | 1477902.337 | 15352604.205 |  | -1
node_8103301_200873687 |  |  | PQ | AN | 2771.281 | 8103301 | no | no |  |  | no |  |  | 1477739.837 | 15352500.541 |  | -1
node_8103301_200873688 |  |  | PQ | AD | 2771.281 | 8103301 | no | no |  |  | no |  |  | 1469148.66 | 15353753.682 |  | -1
node_8103301_200873689 |  |  | PQ | AN | 2771.281 | 8103301 | no | no |  |  | no |  |  | 1477964.806 | 15352516.435 |  | -1
node_8103301_200873690 |  |  | PQ | AD | 2771.281 | 8103301 | no | no |  |  | no |  |  | 1478001.869 | 15352282.391 |  | -1
node_8103301_200873691 |  |  | PQ | AD | 2771.281 | 8103301 | no | no |  |  | no |  |  | 1478064.973 | 15351881.745 |  | -1
node_8103301_200873692 |  |  | PQ | AN | 2771.281 | 8103301 | no | no |  |  | no |  |  | 1478168.866 | 15351740.682 |  | -1
node_8103301_200873693 |  |  | PQ | AN | 2771.281 | 8103301 | no | no |  |  | no |  |  | 1478421.155 | 15351429.757 |  | -1
node_8103301_200873695 |  |  | PQ | AN | 2771.281 | 8103301 | no | no |  |  | no |  |  | 1478460.133 | 15351120.565 |  | -1
node_8103301_200873696 |  |  | PQ | AN | 2771.281 | 8103301 | no | no |  |  | no |  |  | 1478503.846 | 15351000.995 |  | -1
node_8103301_200873697 |  |  | PQ | AN | 2771.281 | 8103301 | no | no |  |  | no |  |  | 1478593.117 | 15350760.916 |  | -1
node_8103301_200873699 |  |  | PQ | AN | 2771.281 | 8103301 | no | no |  |  | no |  |  | 1478806.109 | 15350519.774 |  | -1
node_8103301_200873700 |  |  | PQ | AD | 2771.281 | 8103301 | no | no |  |  | no |  |  | 1469440.996 | 15353758.046 |  | -1
node_8103301_200873701 |  |  | PQ | AD | 2771.281 | 8103301 | no | no |  |  | no |  |  | 1469874.898 | 15353763.84 |  | -1
node_8103301_200873702 |  |  | PQ | AD | 2771.281 | 8103301 | no | no |  |  | no |  |  | 1470209.933 | 15353759.715 |  | -1
node_8103301_200873703 |  |  | PQ | AD | 2771.281 | 8103301 | no | no |  |  | no |  |  | 1470562.927 | 15353765.343 |  | -1
node_8103301_200873704 |  |  | PQ | AD | 2771.281 | 8103301 | no | no |  |  | no |  |  | 1470881.681 | 15353763.758 |  | -1
node_8103301_200873705 |  |  | PQ | AN | 2771.281 | 8103301 | no | no |  |  | no |  |  | 1471148.739 | 15353763.789 |  | -1
node_8103301_200873706 |  |  | PQ | AD | 2771.281 | 8103301 | no | no |  |  | no |  |  | 1477732.018 | 15353411.789 |  | -1
node_8103301_200873707 |  |  | PQ | AN | 2771.281 | 8103301 | no | no |  |  | no |  |  | 1478932.075 | 15356123.363 |  | -1
node_8103301_200873708 |  |  | PQ | AN | 2771.281 | 8103301 | no | no |  |  | no |  |  | 1478841.209 | 15356227.811 |  | -1
node_8103301_200873709 |  |  | PQ | AD | 2771.281 | 8103301 | no | no |  |  | no |  |  | 1478990.727 | 15356391.142 |  | -1
node_8103301_200873710 |  |  | PQ | AD | 2771.281 | 8103301 | no | no |  |  | no |  |  | 1479045.874 | 15356674.102 |  | -1
node_8103301_200873711 |  |  | PQ | AD | 2771.281 | 8103301 | no | no |  |  | no |  |  | 1479103.574 | 15356885.011 |  | -1
node_8103301_200873712 |  |  | PQ | AN | 2771.281 | 8103301 | no | no |  |  | no |  |  | 1479125.598 | 15357332.467 |  | -1
node_8103301_200873714 |  |  | PQ | AN | 2771.281 | 8103301 | no | no |  |  | no |  |  | 1479155.045 | 15357706.243 |  | -1
node_8103301_200873715 |  |  | PQ | AN | 2771.281 | 8103301 | no | no |  |  | no |  |  | 1479168.722 | 15357957.57 |  | -1
node_8103301_200873716 |  |  | PQ | AN | 2771.281 | 8103301 | no | no |  |  | no |  |  | 1479095.967 | 15358253.144 |  | -1
node_8103301_200873718 |  |  | PQ | AN | 2771.281 | 8103301 | no | no |  |  | no |  |  | 1479003.564 | 15358529.832 |  | -1
node_8103301_200873719 |  |  | PQ | AD | 2771.281 | 8103301 | no | no |  |  | no |  |  | 1478868.364 | 15358949.386 |  | -1
node_8103301_200873720 |  |  | PQ | AD | 2771.281 | 8103301 | no | no |  |  | no |  |  | 1478789.869 | 15359206.748 |  | -1
node_8103301_200873721 |  |  | PQ | AD | 2771.281 | 8103301 | no | no |  |  | no |  |  | 1478925.574 | 15359212.957 |  | -1
node_8103301_200873722 |  |  | PQ | AD | 2771.281 | 8103301 | no | no |  |  | no |  |  | 1478861.546 | 15359466.54 |  | -1
node_8103301_200873723 |  |  | PQ | AN | 2771.281 | 8103301 | no | no |  |  | no |  |  | 1478796.531 | 15359690.948 |  | -1
node_8103301_200873724 |  |  | PQ | AD | 2771.281 | 8103301 | no | no |  |  | no |  |  | 1477945.469 | 15353735.609 |  | -1
node_8103301_200873725 |  |  | PQ | AD | 2771.281 | 8103301 | no | no |  |  | no |  |  | 1478751.557 | 15359318.1 |  | -1
node_8103301_200873726 |  |  | PQ | AN | 2771.281 | 8103301 | no | no |  |  | no |  |  | 1478608.133 | 15359759.253 |  | -1
node_8103301_200873727 |  |  | PQ | AD | 2771.281 | 8103301 | no | no |  |  | no |  |  | 1478472.662 | 15360067.03 |  | -1
node_8103301_200873728 |  |  | PQ | AD | 2771.281 | 8103301 | no | no |  |  | no |  |  | 1478321.149 | 15360365.044 |  | -1
node_8103301_200873729 |  |  | PQ | AN | 2771.281 | 8103301 | no | no |  |  | no |  |  | 1478434.994 | 15360629.352 |  | -1
node_8103301_200873730 |  |  | PQ | AN | 2771.281 | 8103301 | no | no |  |  | no |  |  | 1478128.617 | 15354017.223 |  | -1
node_8103301_200873731 |  |  | PQ | AD | 2771.281 | 8103301 | no | no |  |  | no |  |  | 1478367.234 | 15354328.916 |  | -1
node_8103301_200873732 |  |  | PQ | AN | 2771.281 | 8103301 | no | no |  |  | no |  |  | 1478123.231 | 15354423.01 |  | -1
node_8103301_200873733 |  |  | PQ | AN | 2771.281 | 8103301 | no | no |  |  | no |  |  | 1478493.963 | 15354500.59 |  | -1
node_8103301_200873734 |  |  | PQ | AD | 2771.281 | 8103301 | no | no |  |  | no |  |  | 1478594.761 | 15354849.69 |  | -1
node_8103301_200873735 |  |  | PQ | AD | 2771.281 | 8103301 | no | no |  |  | no |  |  | 1478686.312 | 15355206.554 |  | -1
node_8103301_200873736 |  |  | PQ | AN | 2771.281 | 8103301 | no | no |  |  | no |  |  | 1478776.502 | 15355536.62 |  | -1
node_8103301_200873738 |  |  | PQ | AD | 2771.281 | 8103301 | no | no |  |  | no |  |  | 1478849.407 | 15355790.763 |  | -1
node_8103301_200873743 |  |  | PQ | ABCN | 19918.584 | 8103301 | no | no |  |  | no |  |  | 1468419.72 | 15370841.973 |  | -1
node_8103301_200873745 |  |  | PQ | ABCN | 19918.584 | 8103301 | no | no |  |  | no |  |  | 1468655.938 | 15370809.206 |  | -1
node_8103301_200873746 |  |  | PQ | AN | 19918.584 | 8103301 | no | no |  |  | no |  |  | 1468736.162 | 15371128.677 |  | -1
node_8103301_200873748 |  |  | PQ | AN | 19918.584 | 8103301 | no | no |  |  | no |  |  | 1468794.178 | 15371359.732 |  | -1
node_8103301_200873749 |  |  | PQ | AN | 19918.584 | 8103301 | no | no |  |  | no |  |  | 1468472.69 | 15371403.307 |  | -1
node_8103301_200873751 |  |  | PQ | ABCN | 19918.584 | 8103301 | no | no |  |  | no |  |  | 1468933.548 | 15370714.212 |  | -1
node_8103301_200873752 |  |  | PQ | ABCN | 19918.584 | 8103301 | no | no |  |  | no |  |  | 1469191.78 | 15370633.38 |  | -1
node_8103301_200873753 |  |  | PQ | ABCN | 19918.584 | 8103301 | no | no |  |  | no |  |  | 1469424.641 | 15370564.16 |  | -1
node_8103301_200873755 |  |  | PQ | ABCN | 19918.584 | 8103301 | no | no |  |  | no |  |  | 1469572.051 | 15370519.293 |  | -1
node_8103301_200873756 |  |  | PQ | ABCN | 19918.584 | 8103301 | no | no |  |  | no |  |  | 1469728.536 | 15370476.785 |  | -1
node_8103301_200873758 |  |  | PQ | ABCN | 19918.584 | 8103301 | no | no |  |  | no |  |  | 1469981.853 | 15370425.123 |  | -1
node_8103301_200873759 |  |  | PQ | ABCN | 19918.584 | 8103301 | no | no |  |  | no |  |  | 1470325.41 | 15370366.472 |  | -1
node_8103301_200873760 |  |  | PQ | ABCN | 19918.584 | 8103301 | no | no |  |  | no |  |  | 1470660.989 | 15370304.948 |  | -1
node_8103301_200873761 |  |  | PQ | AN | 19918.584 | 8103301 | no | no |  |  | no |  |  | 1470617.994 | 15370149.204 |  | -1
node_8103301_200873762 |  |  | PQ | AN | 19918.584 | 8103301 | no | no |  |  | no |  |  | 1470336.977 | 15370193.01 |  | -1
node_8103301_200873763 |  |  | PQ | ABCN | 19918.584 | 8103301 | no | no |  |  | no |  |  | 1471015.394 | 15370235.176 |  | -1
node_8103301_200873764 |  |  | PQ | ABCN | 19918.584 | 8103301 | no | no |  |  | no |  |  | 1471185.377 | 15370211.147 |  | -1
node_8103301_200873765 |  |  | PQ | AN | 19918.584 | 8103301 | no | no |  |  | no |  |  | 1471169.736 | 15369952.542 |  | -1
node_8103301_200873766 |  |  | PQ | ABCN | 19918.584 | 8103301 | no | no |  |  | no |  |  | 1471463.262 | 15370159.604 |  | -1
node_8103301_200873767 |  |  | PQ | ABCN | 19918.584 | 8103301 | no | no |  |  | no |  |  | 1471806.867 | 15370095.9 |  | -1
node_8103301_200873768 |  |  | PQ | ABCN | 19918.584 | 8103301 | no | no |  |  | no |  |  | 1472106.82 | 15370053.079 |  | -1
node_8103301_200873769 |  |  | PQ | ABCN | 19918.584 | 8103301 | no | no |  |  | no |  |  | 1472394.037 | 15370012.526 |  | -1
node_8103301_200873770 |  |  | PQ | ABCN | 19918.584 | 8103301 | no | no |  |  | no |  |  | 1472633.639 | 15370010.18 |  | -1
node_8103301_200873772 |  |  | PQ | ABCN | 19918.584 | 8103301 | no | no |  |  | no |  |  | 1472825.148 | 15369909.427 |  | -1
node_8103301_200873773 |  |  | PQ | ABCN | 19918.584 | 8103301 | no | no |  |  | no |  |  | 1473073.227 | 15369917.787 |  | -1
node_8103301_200873774 |  |  | PQ | ABCN | 19918.584 | 8103301 | no | no |  |  | no |  |  | 1473309.655 | 15369925.55 |  | -1
node_8103301_200873775 |  |  | PQ | ABCN | 19918.584 | 8103301 | no | no |  |  | no |  |  | 1473551.928 | 15369929.315 |  | -1
node_8103301_200873777 |  |  | PQ | ABCN | 19918.584 | 8103301 | no | no |  |  | no |  |  | 1473789.283 | 15369932.208 |  | -1
node_8103301_200873778 |  |  | PQ | ABCN | 19918.584 | 8103301 | no | no |  |  | no |  |  | 1474032.14 | 15369922.286 |  | -1
node_8103301_200873779 |  |  | PQ | ABCN | 19918.584 | 8103301 | no | no |  |  | no |  |  | 1474234.622 | 15369932.081 |  | -1
node_8103301_200873780 |  |  | PQ | ABCN | 19918.584 | 8103301 | no | no |  |  | no |  |  | 1474445.413 | 15369917.558 |  | -1
node_8103301_200873782 |  |  | PQ | ABCN | 19918.584 | 8103301 | no | no |  |  | no |  |  | 1474720.411 | 15369924.589 |  | -1
node_8103301_200873783 |  |  | PQ | ABCN | 19918.584 | 8103301 | no | no |  |  | no |  |  | 1474990.559 | 15369914.157 |  | -1
node_8103301_200873784 |  |  | PQ | ABCN | 19918.584 | 8103301 | no | no |  |  | no |  |  | 1475241.232 | 15369923.491 |  | -1
node_8103301_200873785 |  |  | PQ | ABCN | 19918.584 | 8103301 | no | no |  |  | no |  |  | 1475429.182 | 15369915.916 |  | -1
node_8103301_200873786 |  |  | PQ | ABCN | 19918.584 | 8103301 | no | no |  |  | no |  |  | 1475629.963 | 15369913.719 |  | -1
node_8103301_200873787 |  |  | PQ | ABCN | 19918.584 | 8103301 | no | no |  |  | no |  |  | 1475927.851 | 15369912.347 |  | -1
node_8103301_200873788 |  |  | PQ | ABCN | 19918.584 | 8103301 | no | no |  |  | no |  |  | 1476138.645 | 15369934.794 |  | -1
node_8103301_200873789 |  |  | PQ | ABCN | 19918.584 | 8103301 | no | no |  |  | no |  |  | 1476331.928 | 15369951.823 |  | -1
node_8103301_200873790 |  |  | PQ | ABCN | 19918.584 | 8103301 | no | no |  |  | no |  |  | 1476515.659 | 15369946.267 |  | -1
node_8103301_200873792 |  |  | PQ | ABCN | 19918.584 | 8103301 | no | no |  |  | no |  |  | 1476737.409 | 15370009.087 |  | -1
node_8103301_200873793 |  |  | PQ | ABCN | 19918.584 | 8103301 | no | no |  |  | no |  |  | 1476961.791 | 15370002.145 |  | -1
node_8103301_200873795 |  |  | PQ | ABCN | 19918.584 | 8103301 | no | no |  |  | no |  |  | 1477171.838 | 15369995.647 |  | -1
node_8103301_200873798 |  |  | PQ | ABCN | 19918.584 | 8103301 | no | no |  |  | no |  |  | 1477303.824 | 15369992.348 |  | -1
node_8103301_200873889 |  |  | PQ | ABCN | 19918.584 | 8103301 | no | no |  |  | no |  |  | 1451800.607 | 15372826.519 |  | -1
node_8103301_200873890 |  |  | PQ | ABCN | 19918.584 | 8103301 | no | no |  |  | no |  |  | 1452132.61 | 15372903.536 |  | -1
node_8103301_200873891 |  |  | PQ | ABCN | 19918.584 | 8103301 | no | no |  |  | no |  |  | 1452413.077 | 15372952.012 |  | -1
node_8103301_200873892 |  |  | PQ | ABCN | 19918.584 | 8103301 | no | no |  |  | no |  |  | 1452704.431 | 15373014.487 |  | -1
node_8103301_200873893 |  |  | PQ | ABCN | 19918.584 | 8103301 | no | no |  |  | no |  |  | 1452928.995 | 15373062.699 |  | -1
node_8103301_200873895 |  |  | PQ | ABCN | 19918.584 | 8103301 | no | no |  |  | no |  |  | 1453125.104 | 15373159.717 |  | -1
node_8103301_200873897 |  |  | PQ | ABCN | 19918.584 | 8103301 | no | no |  |  | no |  |  | 1453345.178 | 15373192.147 |  | -1
node_8103301_200873898 |  |  | PQ | ABCN | 19918.584 | 8103301 | no | no |  |  | no |  |  | 1453544.456 | 15373203.889 |  | -1
node_8103301_200873901 |  |  | PQ | ABCN | 19918.584 | 8103301 | no | no |  |  | no |  |  | 1453759.68 | 15373249.073 |  | -1
node_8103301_200873902 |  |  | PQ | ABCN | 19918.584 | 8103301 | no | no |  |  | no |  |  | 1453960.734 | 15373291.363 |  | -1
node_8103301_200873904 |  |  | PQ | ABCN | 19918.584 | 8103301 | no | no |  |  | no |  |  | 1454195.185 | 15373372.153 |  | -1
node_8103301_200873905 |  |  | PQ | ABCN | 19918.584 | 8103301 | no | no |  |  | no |  |  | 1454434.132 | 15373433.888 |  | -1
node_8103301_200873906 |  |  | PQ | ABCN | 19918.584 | 8103301 | no | no |  |  | no |  |  | 1454663.848 | 15373500.507 |  | -1
node_8103301_200873907 |  |  | PQ | ABCN | 19918.584 | 8103301 | no | no |  |  | no |  |  | 1454926.31 | 15373562.993 |  | -1
node_8103301_200873908 |  |  | PQ | ABCN | 19918.584 | 8103301 | no | no |  |  | no |  |  | 1455213.287 | 15373628.493 |  | -1
node_8103301_200873909 |  |  | PQ | ABCN | 19918.584 | 8103301 | no | no |  |  | no |  |  | 1455405.647 | 15373663.007 |  | -1
node_8103301_200873911 |  |  | PQ | ABCN | 19918.584 | 8103301 | no | no |  |  | no |  |  | 1455589.308 | 15373688.583 |  | -1
node_8103301_200873912 |  |  | PQ | ABCN | 19918.584 | 8103301 | no | no |  |  | no |  |  | 1455827.237 | 15373645.728 |  | -1
node_8103301_200873913 |  |  | PQ | ABCN | 19918.584 | 8103301 | no | no |  |  | no |  |  | 1456031.313 | 15373609.893 |  | -1
node_8103301_200873914 |  |  | PQ | ABCN | 19918.584 | 8103301 | no | no |  |  | no |  |  | 1456248.403 | 15373564.388 |  | -1
node_8103301_200873915 |  |  | PQ | ABCN | 19918.584 | 8103301 | no | no |  |  | no |  |  | 1456449.94 | 15373451.895 |  | -1
node_8103301_200873916 |  |  | PQ | ABCN | 19918.584 | 8103301 | no | no |  |  | no |  |  | 1456633.353 | 15373353.019 |  | -1
node_8103301_200873917 |  |  | PQ | ABCN | 19918.584 | 8103301 | no | no |  |  | no |  |  | 1456812.967 | 15373257.701 |  | -1
node_8103301_200873918 |  |  | PQ | ABCN | 19918.584 | 8103301 | no | no |  |  | no |  |  | 1457005.562 | 15373151.778 |  | -1
node_8103301_200873919 |  |  | PQ | ABCN | 19918.584 | 8103301 | no | no |  |  | no |  |  | 1457134.879 | 15372956.55 |  | -1
node_8103301_200873920 |  |  | PQ | ABCN | 19918.584 | 8103301 | no | no |  |  | no |  |  | 1457294.882 | 15372766.744 |  | -1
node_8103301_200873921 |  |  | PQ | ABCN | 19918.584 | 8103301 | no | no |  |  | no |  |  | 1457492.222 | 15372540.954 |  | -1
node_8103301_200873922 |  |  | PQ | ABCN | 19918.584 | 8103301 | no | no |  |  | no |  |  | 1457589.384 | 15372427.481 |  | -1
node_8103301_200873923 |  |  | PQ | ABCN | 19918.584 | 8103301 | no | no |  |  | no |  |  | 1457700.32 | 15372296.631 |  | -1
node_8103301_200873924 |  |  | PQ | ABCN | 19918.584 | 8103301 | no | no |  |  | no |  |  | 1457874.92 | 15372233.298 |  | -1
node_8103301_200873925 |  |  | PQ | ABCN | 19918.584 | 8103301 | no | no |  |  | no |  |  | 1458114.019 | 15372235.661 |  | -1
node_8103301_200873927 |  |  | PQ | ABCN | 19918.584 | 8103301 | no | no |  |  | no |  |  | 1458312.627 | 15372163.947 |  | -1
node_8103301_200873928 |  |  | PQ | ABCN | 19918.584 | 8103301 | no | no |  |  | no |  |  | 1458546.014 | 15372076.042 |  | -1
node_8103301_200873929 |  |  | PQ | ABCN | 19918.584 | 8103301 | no | no |  |  | no |  |  | 1458774.094 | 15371988.76 |  | -1
node_8103301_200873930 |  |  | PQ | ABCN | 19918.584 | 8103301 | no | no |  |  | no |  |  | 1458983.628 | 15371903.487 |  | -1
node_8103301_200873931 |  |  | PQ | ABCN | 19918.584 | 8103301 | no | no |  |  | no |  |  | 1459116.123 | 15371863.543 |  | -1
node_8103301_200873932 |  |  | PQ | AN | 19918.584 | 8103301 | no | no |  |  | no |  |  | 1459211.125 | 15372126.893 |  | -1
node_8103301_200873933 |  |  | PQ | ABCN | 19918.584 | 8103301 | no | no |  |  | no |  |  | 1459203.9 | 15371827.389 |  | -1
node_8103301_200873934 |  |  | PQ | ABCN | 19918.584 | 8103301 | no | no |  |  | no |  |  | 1459430.781 | 15371748.18 |  | -1
node_8103301_200873935 |  |  | PQ | ABCN | 19918.584 | 8103301 | no | no |  |  | no |  |  | 1459641.733 | 15371583.781 |  | -1
node_8103301_200873936 |  |  | PQ | ABCN | 19918.584 | 8103301 | no | no |  |  | no |  |  | 1459804.928 | 15371512.111 |  | -1
node_8103301_200873937 |  |  | PQ | ABCN | 19918.584 | 8103301 | no | no |  |  | no |  |  | 1460035.592 | 15371428.733 |  | -1
node_8103301_200873938 |  |  | PQ | AN | 19918.584 | 8103301 | no | no |  |  | no |  |  | 1460040.526 | 15371499.098 |  | -1
node_8103301_200873939 |  |  | PQ | ABCN | 19918.584 | 8103301 | no | no |  |  | no |  |  | 1460264.38 | 15371346.163 |  | -1
node_8103301_200873941 |  |  | PQ | ABCN | 19918.584 | 8103301 | no | no |  |  | no |  |  | 1460471.346 | 15371268.792 |  | -1
node_8103301_200873942 |  |  | PQ | ABCN | 19918.584 | 8103301 | no | no |  |  | no |  |  | 1460729.474 | 15371317.987 |  | -1
node_8103301_200873943 |  |  | PQ | ABCN | 19918.584 | 8103301 | no | no |  |  | no |  |  | 1460945.618 | 15371328.707 |  | -1
node_8103301_200873944 |  |  | PQ | ABCN | 19918.584 | 8103301 | no | no |  |  | no |  |  | 1461161.911 | 15371342.629 |  | -1
node_8103301_200873945 |  |  | PQ | ABCN | 19918.584 | 8103301 | no | no |  |  | no |  |  | 1461405.249 | 15371356.783 |  | -1
node_8103301_200873946 |  |  | PQ | ABCN | 19918.584 | 8103301 | no | no |  |  | no |  |  | 1461644.24 | 15371370.733 |  | -1
node_8103301_200873947 |  |  | PQ | ABCN | 19918.584 | 8103301 | no | no |  |  | no |  |  | 1461885.604 | 15371390.072 |  | -1
node_8103301_200873948 |  |  | PQ | ABCN | 19918.584 | 8103301 | no | no |  |  | no |  |  | 1462166.202 | 15371405.091 |  | -1
node_8103301_200873950 |  |  | PQ | ABCN | 19918.584 | 8103301 | no | no |  |  | no |  |  | 1462721.759 | 15371439.972 |  | -1
node_8103301_200873951 |  |  | PQ | ABCN | 19918.584 | 8103301 | no | no |  |  | no |  |  | 1462998.153 | 15371455.775 |  | -1
node_8103301_200873953 |  |  | PQ | ABCN | 19918.584 | 8103301 | no | no |  |  | no |  |  | 1463291.603 | 15371474.882 |  | -1
node_8103301_200873954 |  |  | PQ | ABCN | 19918.584 | 8103301 | no | no |  |  | no |  |  | 1463314.015 | 15371580.188 |  | -1
node_8103301_200873955 |  |  | PQ | ABCN | 19918.584 | 8103301 | no | no |  |  | no |  |  | 1463496.086 | 15371399.451 |  | -1
node_8103301_200873956 |  |  | PQ | ABCN | 19918.584 | 8103301 | no | no |  |  | no |  |  | 1463699.108 | 15371401.076 |  | -1
node_8103301_200873957 |  |  | PQ | AN | 19918.584 | 8103301 | no | no |  |  | no |  |  | 1463804.371 | 15371510.549 |  | -1
node_8103301_200873958 |  |  | PQ | AN | 19918.584 | 8103301 | no | no |  |  | no |  |  | 1463874.517 | 15371641.349 |  | -1
node_8103301_200873959 |  |  | PQ | AN | 19918.584 | 8103301 | no | no |  |  | no |  |  | 1463925.68 | 15371944.82 |  | -1
node_8103301_200873960 |  |  | PQ | ABCN | 19918.584 | 8103301 | no | no |  |  | no |  |  | 1463939.496 | 15371399.506 |  | -1
node_8103301_200873961 |  |  | PQ | ABCN | 19918.584 | 8103301 | no | no |  |  | no |  |  | 1464055.223 | 15371399.072 |  | -1
node_8103301_200873962 |  |  | PQ | AN | 19918.584 | 8103301 | no | no |  |  | no |  |  | 1464092.374 | 15371500.082 |  | -1
node_8103301_200873963 |  |  | PQ | AN | 19918.584 | 8103301 | no | no |  |  | no |  |  | 1464353.588 | 15371490.97 |  | -1
node_8103301_200873964 |  |  | PQ | AN | 19918.584 | 8103301 | no | no |  |  | no |  |  | 1464570.838 | 15371517.239 |  | -1
node_8103301_200873965 |  |  | PQ | AN | 19918.584 | 8103301 | no | no |  |  | no |  |  | 1464581.827 | 15371714.161 |  | -1
node_8103301_200873966 |  |  | PQ | ABCN | 19918.584 | 8103301 | no | no |  |  | no |  |  | 1464293.573 | 15371368.033 |  | -1
node_8103301_200873967 |  |  | PQ | ABCN | 19918.584 | 8103301 | no | no |  |  | no |  |  | 1464559.398 | 15371328.165 |  | -1
node_8103301_200873968 |  |  | PQ | ABCN | 19918.584 | 8103301 | no | no |  |  | no |  |  | 1464835.597 | 15371319.411 |  | -1
node_8103301_200873969 |  |  | PQ | ABCN | 19918.584 | 8103301 | no | no |  |  | no |  |  | 1465058.058 | 15371311.894 |  | -1
node_8103301_200873970 |  |  | PQ | ABCN | 19918.584 | 8103301 | no | no |  |  | no |  |  | 1465288.468 | 15371250.593 |  | -1
node_8103301_200873972 |  |  | PQ | ABCN | 19918.584 | 8103301 | no | no |  |  | no |  |  | 1465519.714 | 15371190.473 |  | -1
node_8103301_200873973 |  |  | PQ | AN | 19918.584 | 8103301 | no | no |  |  | no |  |  | 1465497.016 | 15371184.063 |  | -1
node_8103301_200873974 |  |  | PQ | AN | 19918.584 | 8103301 | no | no |  |  | no |  |  | 1465485.704 | 15370746.273 |  | -1
node_8103301_200873975 |  |  | PQ | AN | 19918.584 | 8103301 | no | no |  |  | no |  |  | 1465398.557 | 15370476.184 |  | -1
node_8103301_200873976 |  |  | PQ | ABCN | 19918.584 | 8103301 | no | no |  |  | no |  |  | 1465743.925 | 15371158.943 |  | -1
node_8103301_200873977 |  |  | PQ | ABCN | 19918.584 | 8103301 | no | no |  |  | no |  |  | 1465976.821 | 15371117.634 |  | -1
node_8103301_200873979 |  |  | PQ | AN | 19918.584 | 8103301 | no | no |  |  | no |  |  | 1466315.288 | 15370813.424 |  | -1
node_8103301_200873980 |  |  | PQ | ABCN | 19918.584 | 8103301 | no | no |  |  | no |  |  | 1466490.759 | 15371081.32 |  | -1
node_8103301_200873983 |  |  | PQ | ABCN | 19918.584 | 8103301 | no | no |  |  | no |  |  | 1466762.535 | 15371046.756 |  | -1
node_8103301_200873985 |  |  | PQ | ABCN | 19918.584 | 8103301 | no | no |  |  | no |  |  | 1466968.76 | 15371016.226 |  | -1
node_8103301_200873986 |  |  | PQ | ABCN | 19918.584 | 8103301 | no | no |  |  | no |  |  | 1467168.576 | 15370968.685 |  | -1
node_8103301_200873987 |  |  | PQ | ABCN | 19918.584 | 8103301 | no | no |  |  | no |  |  | 1467199.541 | 15371047.931 |  | -1
node_8103301_200873989 |  |  | PQ | ABCN | 19918.584 | 8103301 | no | no |  |  | no |  |  | 1467304.424 | 15370950.372 |  | -1
node_8103301_200873990 |  |  | PQ | ABCN | 19918.584 | 8103301 | no | no |  |  | no |  |  | 1467450.194 | 15370914.62 |  | -1
node_8103301_200873991 |  |  | PQ | ABCN | 19918.584 | 8103301 | no | no |  |  | no |  |  | 1467734.411 | 15370881.793 |  | -1
node_8103301_200873992 |  |  | PQ | ABCN | 19918.584 | 8103301 | no | no |  |  | no |  |  | 1467938.24 | 15370918.617 |  | -1
node_8103301_200873993 |  |  | PQ | ABCN | 19918.584 | 8103301 | no | no |  |  | no |  |  | 1468039.703 | 15370901.551 |  | -1
node_8103301_200873995 |  |  | PQ | ABCN | 19918.584 | 8103301 | no | no |  |  | no |  |  | 1468202.594 | 15370880.755 |  | -1
node_8103301_200874012 |  |  | PQ | AD | 2771.281 | 8103301 | no | no |  |  | no |  |  | 1461131.234 | 15377900.43 |  | -1
node_8103301_200874014 |  |  | PQ | AD | 2771.281 | 8103301 | no | no |  |  | no |  |  | 1462625.291 | 15380057.316 |  | -1
node_8103301_200874015 |  |  | PQ | AD | 2771.281 | 8103301 | no | no |  |  | no |  |  | 1461130.049 | 15378478.939 |  | -1
node_8103301_200874016 |  |  | PQ | AD | 2771.281 | 8103301 | no | no |  |  | no |  |  | 1461126.804 | 15378771.037 |  | -1
node_8103301_200874017 |  |  | PQ | AD | 2771.281 | 8103301 | no | no |  |  | no |  |  | 1461124.22 | 15379066.622 |  | -1
node_8103301_200874018 |  |  | PQ | AN | 2771.281 | 8103301 | no | no |  |  | no |  |  | 1461379.289 | 15378913.717 |  | -1
node_8103301_200874019 |  |  | PQ | AD | 2771.281 | 8103301 | no | no |  |  | no |  |  | 1461124.107 | 15379346.15 |  | -1
node_8103301_200874020 |  |  | PQ | AN | 2771.281 | 8103301 | no | no |  |  | no |  |  | 1461122.363 | 15379646.757 |  | -1
node_8103301_200874021 |  |  | PQ | AD | 2771.281 | 8103301 | no | no |  |  | no |  |  | 1461190.157 | 15379649.327 |  | -1
node_8103301_200874022 |  |  | PQ | AD | 2771.281 | 8103301 | no | no |  |  | no |  |  | 1461401.715 | 15379722.954 |  | -1
node_8103301_200874023 |  |  | PQ | AD | 2771.281 | 8103301 | no | no |  |  | no |  |  | 1461959.012 | 15379871.538 |  | -1
node_8103301_200874024 |  |  | PQ | AD | 2771.281 | 8103301 | no | no |  |  | no |  |  | 1462248.189 | 15379961.623 |  | -1
node_8103301_200874025 |  |  | PQ | AN | 19918.584 | 8103301 | no | no |  |  | no |  |  | 1454672.693 | 15373534.801 |  | -1
node_8103301_200874026 |  |  | PQ | AN | 2771.281 | 8103301 | no | no |  |  | no |  |  | 1454683.509 | 15373599.523 |  | -1
node_8103301_200874027 |  |  | PQ | AD | 2771.281 | 8103301 | no | no |  |  | no |  |  | 1454676.72 | 15376136.872 |  | -1
node_8103301_200874028 |  |  | PQ | AN | 2771.281 | 8103301 | no | no |  |  | no |  |  | 1454674.038 | 15376440.626 |  | -1
node_8103301_200874029 |  |  | PQ | AD | 2771.281 | 8103301 | no | no |  |  | no |  |  | 1454672.951 | 15376733.382 |  | -1
node_8103301_200874030 |  |  | PQ | AD | 2771.281 | 8103301 | no | no |  |  | no |  |  | 1454671.808 | 15377029.527 |  | -1
node_8103301_200874031 |  |  | PQ | AD | 2771.281 | 8103301 | no | no |  |  | no |  |  | 1454700.869 | 15377206.667 |  | -1
node_8103301_200874032 |  |  | PQ | AD | 2771.281 | 8103301 | no | no |  |  | no |  |  | 1454741.881 | 15377230.379 |  | -1
node_8103301_200874033 |  |  | PQ | AN | 2771.281 | 8103301 | no | no |  |  | no |  |  | 1455028.292 | 15377244.235 |  | -1
node_8103301_200874034 |  |  | PQ | AD | 2771.281 | 8103301 | no | no |  |  | no |  |  | 1454668.322 | 15377533.76 |  | -1
node_8103301_200874035 |  |  | PQ | AD | 2771.281 | 8103301 | no | no |  |  | no |  |  | 1454676.993 | 15377734.141 |  | -1
node_8103301_200874036 |  |  | PQ | AD | 2771.281 | 8103301 | no | no |  |  | no |  |  | 1454679.472 | 15373903.289 |  | -1
node_8103301_200874037 |  |  | PQ | AN | 2771.281 | 8103301 | no | no |  |  | no |  |  | 1454678.683 | 15374201.841 |  | -1
node_8103301_200874038 |  |  | PQ | AN | 2771.281 | 8103301 | no | no |  |  | no |  |  | 1454675.209 | 15374498.715 |  | -1
node_8103301_200874039 |  |  | PQ | AD | 2771.281 | 8103301 | no | no |  |  | no |  |  | 1454673.843 | 15374798.28 |  | -1
node_8103301_200874040 |  |  | PQ | AD | 2771.281 | 8103301 | no | no |  |  | no |  |  | 1454673.358 | 15375099.139 |  | -1
node_8103301_200874041 |  |  | PQ | AN | 2771.281 | 8103301 | no | no |  |  | no |  |  | 1454671.804 | 15375367.696 |  | -1
node_8103301_200874042 |  |  | PQ | AD | 2771.281 | 8103301 | no | no |  |  | no |  |  | 1454973.995 | 15375367.23 |  | -1
node_8103301_200874043 |  |  | PQ | AN | 2771.281 | 8103301 | no | no |  |  | no |  |  | 1455330.158 | 15375366.142 |  | -1
node_8103301_200874045 |  |  | PQ | AD | 2771.281 | 8103301 | no | no |  |  | no |  |  | 1454678.972 | 15375624.828 |  | -1
node_8103301_200874046 |  |  | PQ | AD | 2771.281 | 8103301 | no | no |  |  | no |  |  | 1454672.189 | 15375883.896 |  | -1
node_8103301_200874047 |  |  | PQ | AN | 2771.281 | 8103301 | no | no |  |  | no |  |  | 1460017.712 | 15371284.187 |  | -1
node_8103301_200874048 |  |  | PQ | AN | 2771.281 | 8103301 | no | no |  |  | no |  |  | 1460003.971 | 15371020.857 |  | -1
node_8103301_200874049 |  |  | PQ | AN | 2771.281 | 8103301 | no | no |  |  | no |  |  | 1459975.78 | 15370599.587 |  | -1
node_8103301_200874050 |  |  | PQ | AN | 2771.281 | 8103301 | no | no |  |  | no |  |  | 1459946.481 | 15370186.736 |  | -1
node_8103301_200874051 |  |  | PQ | AD | 2771.281 | 8103301 | no | no |  |  | no |  |  | 1459890.52 | 15369849.419 |  | -1
node_8103301_200874052 |  |  | PQ | AN | 2771.281 | 8103301 | no | no |  |  | no |  |  | 1459945.656 | 15369228.898 |  | -1
node_8103301_200874053 |  |  | PQ | AD | 2771.281 | 8103301 | no | no |  |  | no |  |  | 1459949.614 | 15368828.077 |  | -1
node_8103301_200874054 |  |  | PQ | AD | 2771.281 | 8103301 | no | no |  |  | no |  |  | 1459970.691 | 15368446.891 |  | -1
node_8103301_200874055 |  |  | PQ | AN | 2771.281 | 8103301 | no | no |  |  | no |  |  | 1459989.392 | 15368033.98 |  | -1
node_8103301_200874057 |  |  | PQ | AD | 2771.281 | 8103301 | no | no |  |  | no |  |  | 1460036.959 | 15367765.856 |  | -1
node_8103301_200874058 |  |  | PQ | AN | 2771.281 | 8103301 | no | no |  |  | no |  |  | 1459908.353 | 15367788.659 |  | -1
node_8103301_200874060 |  |  | PQ | AD | 2771.281 | 8103301 | no | no |  |  | no |  |  | 1459765.55 | 15367196.804 |  | -1
node_8103301_200874061 |  |  | PQ | AN | 2771.281 | 8103301 | no | no |  |  | no |  |  | 1459628.115 | 15367068.808 |  | -1
node_8103301_200874062 |  |  | PQ | AD | 2771.281 | 8103301 | no | no |  |  | no |  |  | 1460129.563 | 15367209.018 |  | -1
node_8103301_200874063 |  |  | PQ | AD | 2771.281 | 8103301 | no | no |  |  | no |  |  | 1460179.014 | 15366915.691 |  | -1
node_8103301_200874064 |  |  | PQ | AN | 2771.281 | 8103301 | no | no |  |  | no |  |  | 1460406.343 | 15366980.972 |  | -1
node_8103301_200874065 |  |  | PQ | AD | 2771.281 | 8103301 | no | no |  |  | no |  |  | 1460189.43 | 15366496.739 |  | -1
node_8103301_200874066 |  |  | PQ | AN | 2771.281 | 8103301 | no | no |  |  | no |  |  | 1460109.205 | 15366722.885 |  | -1
node_8103301_200874067 |  |  | PQ | AN | 2771.281 | 8103301 | no | no |  |  | no |  |  | 1460051.568 | 15366967.433 |  | -1
node_8103301_200874068 |  |  | PQ | AN | 2771.281 | 8103301 | no | no |  |  | no |  |  | 1460163.67 | 15366236.532 |  | -1
node_8103301_200874069 |  |  | PQ | AN | 2771.281 | 8103301 | no | no |  |  | no |  |  | 1460465.291 | 15366201.742 |  | -1
node_8103301_200874070 |  |  | PQ | AD | 2771.281 | 8103301 | no | no |  |  | no |  |  | 1460307.17 | 15365895.928 |  | -1
node_8103301_200874071 |  |  | PQ | AD | 2771.281 | 8103301 | no | no |  |  | no |  |  | 1460250.111 | 15365870.52 |  | -1
node_8103301_200874072 |  |  | PQ | AN | 2771.281 | 8103301 | no | no |  |  | no |  |  | 1460128.755 | 15365821.878 |  | -1
node_8103301_200874073 |  |  | PQ | AN | 2771.281 | 8103301 | no | no |  |  | no |  |  | 1460019.914 | 15365643.062 |  | -1
node_8103301_200874075 |  |  | PQ | AD | 2771.281 | 8103301 | no | no |  |  | no |  |  | 1459804.956 | 15365396.612 |  | -1
node_8103301_200874076 |  |  | PQ | AD | 2771.281 | 8103301 | no | no |  |  | no |  |  | 1459536.243 | 15365227.171 |  | -1
node_8103301_200874077 |  |  | PQ | AN | 2771.281 | 8103301 | no | no |  |  | no |  |  | 1459266.581 | 15365140.1 |  | -1
node_8103301_200874078 |  |  | PQ | AN | 2771.281 | 8103301 | no | no |  |  | no |  |  | 1459058.494 | 15364971.169 |  | -1
node_8103301_200874082 |  |  | PQ | AD | 2771.281 | 8103301 | no | no |  |  | no |  |  | 1458438.41 | 15364860.399 |  | -1
node_8103301_200874083 |  |  | PQ | AN | 2771.281 | 8103301 | no | no |  |  | no |  |  | 1458234.647 | 15364855.716 |  | -1
node_8103301_200874084 |  |  | PQ | AN | 2771.281 | 8103301 | no | no |  |  | no |  |  | 1458286.862 | 15364639.688 |  | -1
node_8103301_200874085 |  |  | PQ | AD | 2771.281 | 8103301 | no | no |  |  | no |  |  | 1458022.53 | 15364790.069 |  | -1
node_8103301_200874086 |  |  | PQ | AN | 2771.281 | 8103301 | no | no |  |  | no |  |  | 1457725.005 | 15364785.099 |  | -1
node_8103301_200874087 |  |  | PQ | AN | 2771.281 | 8103301 | no | no |  |  | no |  |  | 1457432.767 | 15364781.552 |  | -1
node_8103301_200874089 |  |  | PQ | AN | 2771.281 | 8103301 | no | no |  |  | no |  |  | 1457142.372 | 15364773.775 |  | -1
node_8103301_200874092 |  |  | PQ | AN | 2771.281 | 8103301 | no | no |  |  | no |  |  | 1456836.164 | 15364845.355 |  | -1
node_8103301_200874095 |  |  | PQ | AD | 2771.281 | 8103301 | no | no |  |  | no |  |  | 1456419.165 | 15364845.131 |  | -1
node_8103301_200874096 |  |  | PQ | AN | 2771.281 | 8103301 | no | no |  |  | no |  |  | 1456025.136 | 15364846.128 |  | -1
node_8103301_200874097 |  |  | PQ | AD | 2771.281 | 8103301 | no | no |  |  | no |  |  | 1456004.47 | 15365134.005 |  | -1
node_8103301_200874098 |  |  | PQ | AN | 2771.281 | 8103301 | no | no |  |  | no |  |  | 1455984.463 | 15365414.723 |  | -1
node_8103301_200874099 |  |  | PQ | AD | 2771.281 | 8103301 | no | no |  |  | no |  |  | 1455691.977 | 15364846.719 |  | -1
node_8103301_200874100 |  |  | PQ | AD | 2771.281 | 8103301 | no | no |  |  | no |  |  | 1455344.223 | 15364844.51 |  | -1
node_8103301_200874101 |  |  | PQ | AN | 2771.281 | 8103301 | no | no |  |  | no |  |  | 1454893.149 | 15364724.253 |  | -1
node_8103301_200874102 |  |  | PQ | AD | 2771.281 | 8103301 | no | no |  |  | no |  |  | 1454789.499 | 15364594.377 |  | -1
node_8103301_200874103 |  |  | PQ | AN | 2771.281 | 8103301 | no | no |  |  | no |  |  | 1454810.343 | 15364233.924 |  | -1
node_8103301_200874104 |  |  | PQ | AD | 2771.281 | 8103301 | no | no |  |  | no |  |  | 1454842.393 | 15363969.248 |  | -1
node_8103301_200874105 |  |  | PQ | AD | 2771.281 | 8103301 | no | no |  |  | no |  |  | 1454852.3 | 15363638.21 |  | -1
node_8103301_200874106 |  |  | PQ | AN | 2771.281 | 8103301 | no | no |  |  | no |  |  | 1454861.538 | 15363312.09 |  | -1
node_8103301_200874107 |  |  | PQ | AD | 2771.281 | 8103301 | no | no |  |  | no |  |  | 1454882.765 | 15362952.257 |  | -1
node_8103301_200874109 |  |  | PQ | AN | 19918.584 | 8103301 | no | no |  |  | no |  |  | 1467826.648 | 15371032.137 |  | -1
node_8103301_200874110 |  |  | PQ | AN | 19918.584 | 8103301 | no | no |  |  | no |  |  | 1467785.189 | 15371198.143 |  | -1
node_8103301_200874112 |  |  | PQ | AN | 2771.281 | 8103301 | no | no |  |  | no |  |  | 1467788.088 | 15371305.482 |  | -1
node_8103301_200874113 |  |  | PQ | AD | 2771.281 | 8103301 | no | no |  |  | no |  |  | 1467899.846 | 15374181.54 |  | -1
node_8103301_200874114 |  |  | PQ | AN | 2771.281 | 8103301 | no | no |  |  | no |  |  | 1467828.208 | 15374460.564 |  | -1
node_8103301_200874116 |  |  | PQ | AN | 2771.281 | 8103301 | no | no |  |  | no |  |  | 1467841.314 | 15375034.325 |  | -1
node_8103301_200874117 |  |  | PQ | AN | 2771.281 | 8103301 | no | no |  |  | no |  |  | 1468008.949 | 15375373.773 |  | -1
node_8103301_200874119 |  |  | PQ | AN | 2771.281 | 8103301 | no | no |  |  | no |  |  | 1468004.787 | 15375707.011 |  | -1
node_8103301_200874120 |  |  | PQ | AD | 2771.281 | 8103301 | no | no |  |  | no |  |  | 1467837.906 | 15375804.425 |  | -1
node_8103301_200874121 |  |  | PQ | AD | 2771.281 | 8103301 | no | no |  |  | no |  |  | 1467791.182 | 15371440.723 |  | -1
node_8103301_200874123 |  |  | PQ | AD | 2771.281 | 8103301 | no | no |  |  | no |  |  | 1467793.584 | 15371756.262 |  | -1
node_8103301_200874124 |  |  | PQ | AN | 2771.281 | 8103301 | no | no |  |  | no |  |  | 1467793.802 | 15371945.836 |  | -1
node_8103301_200874126 |  |  | PQ | AD | 2771.281 | 8103301 | no | no |  |  | no |  |  | 1467802.317 | 15372258.796 |  | -1
node_8103301_200874127 |  |  | PQ | AN | 2771.281 | 8103301 | no | no |  |  | no |  |  | 1467803.989 | 15372591.138 |  | -1
node_8103301_200874128 |  |  | PQ | AD | 2771.281 | 8103301 | no | no |  |  | no |  |  | 1467808.257 | 15372979.394 |  | -1
node_8103301_200874129 |  |  | PQ | AD | 2771.281 | 8103301 | no | no |  |  | no |  |  | 1467804.529 | 15373266.34 |  | -1
node_8103301_200874130 |  |  | PQ | AN | 2771.281 | 8103301 | no | no |  |  | no |  |  | 1467817.119 | 15373550.401 |  | -1
node_8103301_200874132 |  |  | PQ | AN | 2771.281 | 8103301 | no | no |  |  | no |  |  | 1467850.262 | 15373839.473 |  | -1
node_8103301_200874133 |  |  | PQ | AN | 19918.584 | 8103301 | no | no |  |  | no |  |  | 1467809.976 | 15370679.406 |  | -1
node_8103301_200874134 |  |  | PQ | AN | 19918.584 | 8103301 | no | no |  |  | no |  |  | 1467896.961 | 15367430.095 |  | -1
node_8103301_200874135 |  |  | PQ | AN | 19918.584 | 8103301 | no | no |  |  | no |  |  | 1467956.653 | 15367247.992 |  | -1
node_8103301_200874136 |  |  | PQ | AN | 19918.584 | 8103301 | no | no |  |  | no |  |  | 1468005.815 | 15367093.542 |  | -1
node_8103301_200874137 |  |  | PQ | AN | 19918.584 | 8103301 | no | no |  |  | no |  |  | 1468028.232 | 15366841.374 |  | -1
node_8103301_200874138 |  |  | PQ | AN | 19918.584 | 8103301 | no | no |  |  | no |  |  | 1468011.614 | 15366660.503 |  | -1
node_8103301_200874139 |  |  | PQ | AN | 19918.584 | 8103301 | no | no |  |  | no |  |  | 1467991.411 | 15366449.86 |  | -1
node_8103301_200874140 |  |  | PQ | AN | 19918.584 | 8103301 | no | no |  |  | no |  |  | 1467970.122 | 15366292.021 |  | -1
node_8103301_200874141 |  |  | PQ | AN | 19918.584 | 8103301 | no | no |  |  | no |  |  | 1467941.325 | 15366017.801 |  | -1
node_8103301_200874142 |  |  | PQ | AN | 19918.584 | 8103301 | no | no |  |  | no |  |  | 1467908.625 | 15365735.935 |  | -1
node_8103301_200874144 |  |  | PQ | AN | 19918.584 | 8103301 | no | no |  |  | no |  |  | 1467912.375 | 15365588.857 |  | -1
node_8103301_200874146 |  |  | PQ | AN | 19918.584 | 8103301 | no | no |  |  | no |  |  | 1467958.751 | 15365312.408 |  | -1
node_8103301_200874147 |  |  | PQ | AN | 19918.584 | 8103301 | no | no |  |  | no |  |  | 1468002.386 | 15365050.716 |  | -1
node_8103301_200874148 |  |  | PQ | AN | 19918.584 | 8103301 | no | no |  |  | no |  |  | 1468026.051 | 15364826.184 |  | -1
node_8103301_200874149 |  |  | PQ | AN | 19918.584 | 8103301 | no | no |  |  | no |  |  | 1467935.678 | 15364611.818 |  | -1
node_8103301_200874152 |  |  | PQ | AN | 19918.584 | 8103301 | no | no |  |  | no |  |  | 1467750.981 | 15370460.296 |  | -1
node_8103301_200874154 |  |  | PQ | AN | 19918.584 | 8103301 | no | no |  |  | no |  |  | 1467759.405 | 15370370.852 |  | -1
node_8103301_200874155 |  |  | PQ | AN | 19918.584 | 8103301 | no | no |  |  | no |  |  | 1467718.027 | 15370369.018 |  | -1
node_8103301_200874156 |  |  | PQ | AN | 19918.584 | 8103301 | no | no |  |  | no |  |  | 1467489.914 | 15370370.857 |  | -1
node_8103301_200874157 |  |  | PQ | AN | 19918.584 | 8103301 | no | no |  |  | no |  |  | 1467272.359 | 15370380.129 |  | -1
node_8103301_200874158 |  |  | PQ | AN | 19918.584 | 8103301 | no | no |  |  | no |  |  | 1467837.67 | 15364406.436 |  | -1
node_8103301_200874159 |  |  | PQ | AN | 19918.584 | 8103301 | no | no |  |  | no |  |  | 1467941.026 | 15364290.205 |  | -1
node_8103301_200874160 |  |  | PQ | AN | 19918.584 | 8103301 | no | no |  |  | no |  |  | 1468065.061 | 15364136.087 |  | -1
node_8103301_200874161 |  |  | PQ | AN | 19918.584 | 8103301 | no | no |  |  | no |  |  | 1467771.917 | 15364246.793 |  | -1
node_8103301_200874162 |  |  | PQ | AN | 19918.584 | 8103301 | no | no |  |  | no |  |  | 1467717.931 | 15363957.935 |  | -1
node_8103301_200874163 |  |  | PQ | AN | 19918.584 | 8103301 | no | no |  |  | no |  |  | 1467652.606 | 15363673.957 |  | -1
node_8103301_200874164 |  |  | PQ | AN | 19918.584 | 8103301 | no | no |  |  | no |  |  | 1467582.887 | 15363382.391 |  | -1
node_8103301_200874166 |  |  | PQ | AN | 19918.584 | 8103301 | no | no |  |  | no |  |  | 1467522.044 | 15363099.745 |  | -1
node_8103301_200874167 |  |  | PQ | AN | 19918.584 | 8103301 | no | no |  |  | no |  |  | 1467430.774 | 15362808.801 |  | -1
node_8103301_200874168 |  |  | PQ | AN | 19918.584 | 8103301 | no | no |  |  | no |  |  | 1467290.221 | 15362556.4 |  | -1
node_8103301_200874169 |  |  | PQ | AN | 19918.584 | 8103301 | no | no |  |  | no |  |  | 1467116.475 | 15362366.569 |  | -1
node_8103301_200874170 |  |  | PQ | AN | 19918.584 | 8103301 | no | no |  |  | no |  |  | 1467043.443 | 15362062.84 |  | -1
node_8103301_200874171 |  |  | PQ | AN | 19918.584 | 8103301 | no | no |  |  | no |  |  | 1467125.368 | 15361748.294 |  | -1
node_8103301_200874172 |  |  | PQ | AN | 19918.584 | 8103301 | no | no |  |  | no |  |  | 1467318.344 | 15361629.451 |  | -1
node_8103301_200874173 |  |  | PQ | AN | 19918.584 | 8103301 | no | no |  |  | no |  |  | 1467473.706 | 15361371.101 |  | -1
node_8103301_200874174 |  |  | PQ | AN | 19918.584 | 8103301 | no | no |  |  | no |  |  | 1467648.995 | 15361177.635 |  | -1
node_8103301_200874175 |  |  | PQ | AN | 19918.584 | 8103301 | no | no |  |  | no |  |  | 1467507.105 | 15361097.758 |  | -1
node_8103301_200874176 |  |  | PQ | AN | 19918.584 | 8103301 | no | no |  |  | no |  |  | 1467178.964 | 15360997.296 |  | -1
node_8103301_200874177 |  |  | PQ | AN | 19918.584 | 8103301 | no | no |  |  | no |  |  | 1466849.023 | 15360886.708 |  | -1
node_8103301_200874178 |  |  | PQ | AN | 19918.584 | 8103301 | no | no |  |  | no |  |  | 1466523.099 | 15360792.039 |  | -1
node_8103301_200874179 |  |  | PQ | AN | 19918.584 | 8103301 | no | no |  |  | no |  |  | 1467704.322 | 15360935.548 |  | -1
node_8103301_200874180 |  |  | PQ | AN | 19918.584 | 8103301 | no | no |  |  | no |  |  | 1467804.436 | 15370135.226 |  | -1
node_8103301_200874181 |  |  | PQ | AN | 19918.584 | 8103301 | no | no |  |  | no |  |  | 1467797.879 | 15369897.441 |  | -1
node_8103301_200874183 |  |  | PQ | AN | 19918.584 | 8103301 | no | no |  |  | no |  |  | 1467748.88 | 15360771.079 |  | -1
node_8103301_200874184 |  |  | PQ | AN | 19918.584 | 8103301 | no | no |  |  | no |  |  | 1467801.396 | 15360551.79 |  | -1
node_8103301_200874185 |  |  | PQ | AN | 19918.584 | 8103301 | no | no |  |  | no |  |  | 1467850.68 | 15360342.952 |  | -1
node_8103301_200874186 |  |  | PQ | AN | 19918.584 | 8103301 | no | no |  |  | no |  |  | 1467844.005 | 15360091.968 |  | -1
node_8103301_200874187 |  |  | PQ | AN | 19918.584 | 8103301 | no | no |  |  | no |  |  | 1467842.388 | 15359815.193 |  | -1
node_8103301_200874188 |  |  | PQ | AN | 19918.584 | 8103301 | no | no |  |  | no |  |  | 1467845.722 | 15359643.989 |  | -1
node_8103301_200874189 |  |  | PQ | AN | 19918.584 | 8103301 | no | no |  |  | no |  |  | 1467801.893 | 15359521.57 |  | -1
node_8103301_200874190 |  |  | PQ | AN | 19918.584 | 8103301 | no | no |  |  | no |  |  | 1467638.919 | 15359284.389 |  | -1
node_8103301_200874192 |  |  | PQ | AN | 19918.584 | 8103301 | no | no |  |  | no |  |  | 1467558.647 | 15359004.648 |  | -1
node_8103301_200874193 |  |  | PQ | AN | 19918.584 | 8103301 | no | no |  |  | no |  |  | 1467500.033 | 15358810.737 |  | -1
node_8103301_200874194 |  |  | PQ | AN | 19918.584 | 8103301 | no | no |  |  | no |  |  | 1467765.063 | 15358800.906 |  | -1
node_8103301_200874195 |  |  | PQ | AN | 19918.584 | 8103301 | no | no |  |  | no |  |  | 1468092.139 | 15358783.968 |  | -1
node_8103301_200874196 |  |  | PQ | AN | 19918.584 | 8103301 | no | no |  |  | no |  |  | 1468383.143 | 15358769.279 |  | -1
node_8103301_200874197 |  |  | PQ | AN | 19918.584 | 8103301 | no | no |  |  | no |  |  | 1468656.351 | 15358658.087 |  | -1
node_8103301_200874198 |  |  | PQ | AN | 19918.584 | 8103301 | no | no |  |  | no |  |  | 1467418.382 | 15358517.483 |  | -1
node_8103301_200874199 |  |  | PQ | AN | 19918.584 | 8103301 | no | no |  |  | no |  |  | 1467347.659 | 15358265.626 |  | -1
node_8103301_200874200 |  |  | PQ | AN | 19918.584 | 8103301 | no | no |  |  | no |  |  | 1467604.082 | 15358176.104 |  | -1
node_8103301_200874201 |  |  | PQ | AN | 19918.584 | 8103301 | no | no |  |  | no |  |  | 1467799.622 | 15369737.864 |  | -1
node_8103301_200874202 |  |  | PQ | AN | 19918.584 | 8103301 | no | no |  |  | no |  |  | 1467795.383 | 15369511.861 |  | -1
node_8103301_200874204 |  |  | PQ | AN | 19918.584 | 8103301 | no | no |  |  | no |  |  | 1467279.425 | 15358035.862 |  | -1
node_8103301_200874205 |  |  | PQ | AN | 19918.584 | 8103301 | no | no |  |  | no |  |  | 1467236.61 | 15357883.151 |  | -1
node_8103301_200874206 |  |  | PQ | AN | 2771.281 | 8103301 | no | no |  |  | no |  |  | 1467195.096 | 15357746.746 |  | -1
node_8103301_200874207 |  |  | PQ | AN | 2771.281 | 8103301 | no | no |  |  | no |  |  | 1467106.554 | 15357472.249 |  | -1
node_8103301_200874208 |  |  | PQ | AN | 19918.584 | 8103301 | no | no |  |  | no |  |  | 1467792.032 | 15369357.147 |  | -1
node_8103301_200874210 |  |  | PQ | AN | 19918.584 | 8103301 | no | no |  |  | no |  |  | 1467594.315 | 15369265.127 |  | -1
node_8103301_200874211 |  |  | PQ | AN | 19918.584 | 8103301 | no | no |  |  | no |  |  | 1467787.381 | 15368745.412 |  | -1
node_8103301_200874212 |  |  | PQ | AN | 19918.584 | 8103301 | no | no |  |  | no |  |  | 1467786.063 | 15368533.487 |  | -1
node_8103301_200874213 |  |  | PQ | AN | 19918.584 | 8103301 | no | no |  |  | no |  |  | 1467788.224 | 15368309.213 |  | -1
node_8103301_200874214 |  |  | PQ | AN | 19918.584 | 8103301 | no | no |  |  | no |  |  | 1467795.239 | 15368020.514 |  | -1
node_8103301_200874215 |  |  | PQ | AN | 19918.584 | 8103301 | no | no |  |  | no |  |  | 1467795.643 | 15367744.58 |  | -1
node_8103301_200874216 |  |  | PQ | AN | 19918.584 | 8103301 | no | no |  |  | no |  |  | 1467790.114 | 15367445.692 |  | -1
node_8103301_200874217 |  |  | PQ | AN | 19918.584 | 8103301 | no | no |  |  | no |  |  | 1467720.427 | 15367239.261 |  | -1
node_8103301_200874219 |  |  | PQ | AN | 19918.584 | 8103301 | no | no |  |  | no |  |  | 1468190.258 | 15371067.357 |  | -1
node_8103301_200874220 |  |  | PQ | AN | 19918.584 | 8103301 | no | no |  |  | no |  |  | 1468226.949 | 15371300.286 |  | -1
node_8103301_200874277 |  |  | PQ | AN | 2771.281 | 8103301 | no | no |  |  | no |  |  | 1461477.44 | 15362529.468 |  | -1
node_8103301_200874278 |  |  | PQ | AN | 2771.281 | 8103301 | no | no |  |  | no |  |  | 1460463.879 | 15365519.368 |  | -1
node_8103301_200874280 |  |  | PQ | AN | 2771.281 | 8103301 | no | no |  |  | no |  |  | 1460549.161 | 15365327.694 |  | -1
node_8103301_200874281 |  |  | PQ | AD | 2771.281 | 8103301 | no | no |  |  | no |  |  | 1460694.082 | 15364999.67 |  | -1
node_8103301_200874282 |  |  | PQ | AN | 2771.281 | 8103301 | no | no |  |  | no |  |  | 1460739.144 | 15364893.619 |  | -1
node_8103301_200874283 |  |  | PQ | AN | 2771.281 | 8103301 | no | no |  |  | no |  |  | 1460846.134 | 15365068.364 |  | -1
node_8103301_200874285 |  |  | PQ | AN | 2771.281 | 8103301 | no | no |  |  | no |  |  | 1460814.792 | 15364708.262 |  | -1
node_8103301_200874286 |  |  | PQ | AN | 2771.281 | 8103301 | no | no |  |  | no |  |  | 1460937.232 | 15364280.286 |  | -1
node_8103301_200874287 |  |  | PQ | AD | 2771.281 | 8103301 | no | no |  |  | no |  |  | 1461045.969 | 15363894.067 |  | -1
node_8103301_200874288 |  |  | PQ | AD | 2771.281 | 8103301 | no | no |  |  | no |  |  | 1461205.804 | 15363316.329 |  | -1
node_8103301_200874289 |  |  | PQ | AD | 2771.281 | 8103301 | no | no |  |  | no |  |  | 1461300.602 | 15362999.952 |  | -1
node_8103301_200874290 |  |  | PQ | AN | 2771.281 | 8103301 | no | no |  |  | no |  |  | 1461371.466 | 15362738.631 |  | -1
node_8103301_200874337 |  |  | PQ | AD | 2771.281 | 8103301 | no | no |  |  | no |  |  | 1468559.207 | 15348346.221 |  | -1
node_8103301_200874338 |  |  | PQ | AN | 2771.281 | 8103301 | no | no |  |  | no |  |  | 1467772.919 | 15343763.048 |  | -1
node_8103301_200874339 |  |  | PQ | AD | 2771.281 | 8103301 | no | no |  |  | no |  |  | 1468066.901 | 15348239.872 |  | -1
node_8103301_200874340 |  |  | PQ | AD | 2771.281 | 8103301 | no | no |  |  | no |  |  | 1467501.927 | 15348119.123 |  | -1
node_8103301_200874341 |  |  | PQ | AN | 2771.281 | 8103301 | no | no |  |  | no |  |  | 1467403.567 | 15347900.964 |  | -1
node_8103301_200874342 |  |  | PQ | AD | 2771.281 | 8103301 | no | no |  |  | no |  |  | 1467390.627 | 15347457.108 |  | -1
node_8103301_200874344 |  |  | PQ | AD | 2771.281 | 8103301 | no | no |  |  | no |  |  | 1467367.074 | 15346494.314 |  | -1
node_8103301_200874345 |  |  | PQ | AN | 2771.281 | 8103301 | no | no |  |  | no |  |  | 1467474.644 | 15346347.102 |  | -1
node_8103301_200874357 |  |  | PQ | AN | 2771.281 | 8103301 | no | no |  |  | no |  |  | 1454661.799 | 15373397.801 |  | -1
node_8103301_200874359 |  |  | PQ | AN | 2771.281 | 8103301 | no | no |  |  | no |  |  | 1454653.61 | 15373324.747 |  | -1
node_8103301_200874360 |  |  | PQ | AN | 2771.281 | 8103301 | no | no |  |  | no |  |  | 1454708.702 | 15373059.239 |  | -1
node_8103301_200874362 |  |  | PQ | AN | 2771.281 | 8103301 | no | no |  |  | no |  |  | 1454700.633 | 15369688.368 |  | -1
node_8103301_200874364 |  |  | PQ | AD | 2771.281 | 8103301 | no | no |  |  | no |  |  | 1454650.722 | 15369528.639 |  | -1
node_8103301_200874365 |  |  | PQ | AN | 2771.281 | 8103301 | no | no |  |  | no |  |  | 1454656.271 | 15369229.364 |  | -1
node_8103301_200874367 |  |  | PQ | AN | 2771.281 | 8103301 | no | no |  |  | no |  |  | 1454651.641 | 15368928.66 |  | -1
node_8103301_200874368 |  |  | PQ | AN | 2771.281 | 8103301 | no | no |  |  | no |  |  | 1454650.808 | 15368695.574 |  | -1
node_8103301_200874369 |  |  | PQ | AN | 2771.281 | 8103301 | no | no |  |  | no |  |  | 1454651.37 | 15368354.787 |  | -1
node_8103301_200874370 |  |  | PQ | AD | 2771.281 | 8103301 | no | no |  |  | no |  |  | 1454718.17 | 15372742.144 |  | -1
node_8103301_200874371 |  |  | PQ | AD | 2771.281 | 8103301 | no | no |  |  | no |  |  | 1454732.684 | 15372499.96 |  | -1
node_8103301_200874372 |  |  | PQ | AN | 2771.281 | 8103301 | no | no |  |  | no |  |  | 1454692.308 | 15372236.504 |  | -1
node_8103301_200874373 |  |  | PQ | AN | 2771.281 | 8103301 | no | no |  |  | no |  |  | 1454683.82 | 15371809.104 |  | -1
node_8103301_200874374 |  |  | PQ | AN | 2771.281 | 8103301 | no | no |  |  | no |  |  | 1454685.49 | 15371340.443 |  | -1
node_8103301_200874376 |  |  | PQ | AN | 2771.281 | 8103301 | no | no |  |  | no |  |  | 1454668.887 | 15371042.513 |  | -1
node_8103301_200874377 |  |  | PQ | AN | 2771.281 | 8103301 | no | no |  |  | no |  |  | 1454725.621 | 15370693.981 |  | -1
node_8103301_200874378 |  |  | PQ | AD | 2771.281 | 8103301 | no | no |  |  | no |  |  | 1454684.686 | 15370371.533 |  | -1
node_8103301_200874379 |  |  | PQ | AN | 2771.281 | 8103301 | no | no |  |  | no |  |  | 1454682.314 | 15370040.156 |  | -1
node_8103301_200874447 |  |  | PQ | AD | 2771.281 | 8103301 | no | no |  |  | no |  |  | 1461179.886 | 15352224.591 |  | -1
node_8103301_200874448 |  |  | PQ | AN | 2771.281 | 8103301 | no | no |  |  | no |  |  | 1461279.287 | 15352740.065 |  | -1
node_8103301_200874449 |  |  | PQ | AD | 2771.281 | 8103301 | no | no |  |  | no |  |  | 1461232.978 | 15352403.972 |  | -1
node_8103301_200874450 |  |  | PQ | AN | 2771.281 | 8103301 | no | no |  |  | no |  |  | 1461061.981 | 15351803.105 |  | -1
node_8103301_200874452 |  |  | PQ | AD | 2771.281 | 8103301 | no | no |  |  | no |  |  | 1460914.991 | 15351267.764 |  | -1
node_8103301_200874453 |  |  | PQ | AD | 2771.281 | 8103301 | no | no |  |  | no |  |  | 1461027.78 | 15351033.473 |  | -1
node_8103301_200874454 |  |  | PQ | AD | 2771.281 | 8103301 | no | no |  |  | no |  |  | 1461258.159 | 15350751.245 |  | -1
node_8103301_200874455 |  |  | PQ | AD | 2771.281 | 8103301 | no | no |  |  | no |  |  | 1461296.526 | 15350562.132 |  | -1
node_8103301_200874456 |  |  | PQ | AN | 2771.281 | 8103301 | no | no |  |  | no |  |  | 1461362.191 | 15350345.006 |  | -1
node_8103301_200874480 |  |  | PQ | AD | 2771.281 | 8103301 | no | no |  |  | no |  |  | 1459280.179 | 15352026.818 |  | -1
node_8103301_200874481 |  |  | PQ | AD | 2771.281 | 8103301 | no | no |  |  | no |  |  | 1459129.746 | 15351458.955 |  | -1
node_8103301_200874482 |  |  | PQ | AD | 2771.281 | 8103301 | no | no |  |  | no |  |  | 1458941.317 | 15352377.247 |  | -1
node_8103301_200874483 |  |  | PQ | AD | 2771.281 | 8103301 | no | no |  |  | no |  |  | 1459461.263 | 15348799.768 |  | -1
node_8103301_200874484 |  |  | PQ | AN | 2771.281 | 8103301 | no | no |  |  | no |  |  | 1459462.833 | 15348409.905 |  | -1
node_8103301_200874486 |  |  | PQ | AD | 2771.281 | 8103301 | no | no |  |  | no |  |  | 1459330.565 | 15348075.707 |  | -1
node_8103301_200874487 |  |  | PQ | AN | 2771.281 | 8103301 | no | no |  |  | no |  |  | 1459179.51 | 15347684.32 |  | -1
node_8103301_200874489 |  |  | PQ | AN | 2771.281 | 8103301 | no | no |  |  | no |  |  | 1458981.183 | 15347184.912 |  | -1
node_8103301_200874490 |  |  | PQ | AD | 2771.281 | 8103301 | no | no |  |  | no |  |  | 1458740.027 | 15346722.369 |  | -1
node_8103301_200874491 |  |  | PQ | AD | 2771.281 | 8103301 | no | no |  |  | no |  |  | 1458775.108 | 15346716.726 |  | -1
node_8103301_200874492 |  |  | PQ | AD | 2771.281 | 8103301 | no | no |  |  | no |  |  | 1459011.838 | 15346702.963 |  | -1
node_8103301_200874493 |  |  | PQ | AN | 2771.281 | 8103301 | no | no |  |  | no |  |  | 1459245.478 | 15346682.286 |  | -1
node_8103301_200874495 |  |  | PQ | AD | 2771.281 | 8103301 | no | no |  |  | no |  |  | 1459007.891 | 15352066.468 |  | -1
node_8103301_200874496 |  |  | PQ | AN | 2771.281 | 8103301 | no | no |  |  | no |  |  | 1459431.371 | 15351843.691 |  | -1
node_8103301_200874497 |  |  | PQ | AD | 2771.281 | 8103301 | no | no |  |  | no |  |  | 1459379.616 | 15351588.91 |  | -1
node_8103301_200874498 |  |  | PQ | AD | 2771.281 | 8103301 | no | no |  |  | no |  |  | 1459378.749 | 15351298.481 |  | -1
node_8103301_200874499 |  |  | PQ | AN | 2771.281 | 8103301 | no | no |  |  | no |  |  | 1459385.947 | 15351130.016 |  | -1
node_8103301_200874501 |  |  | PQ | AD | 2771.281 | 8103301 | no | no |  |  | no |  |  | 1459060.914 | 15351762.253 |  | -1
node_8103301_200874502 |  |  | PQ | AD | 2771.281 | 8103301 | no | no |  |  | no |  |  | 1459190.54 | 15351177.555 |  | -1
node_8103301_200874503 |  |  | PQ | AD | 2771.281 | 8103301 | no | no |  |  | no |  |  | 1459258.948 | 15350820.623 |  | -1
node_8103301_200874504 |  |  | PQ | AN | 2771.281 | 8103301 | no | no |  |  | no |  |  | 1459352.697 | 15350380.61 |  | -1
node_8103301_200874506 |  |  | PQ | AD | 2771.281 | 8103301 | no | no |  |  | no |  |  | 1459431.184 | 15349912.661 |  | -1
node_8103301_200874507 |  |  | PQ | AN | 2771.281 | 8103301 | no | no |  |  | no |  |  | 1459449.591 | 15349598.584 |  | -1
node_8103301_200874508 |  |  | PQ | AD | 2771.281 | 8103301 | no | no |  |  | no |  |  | 1459444.581 | 15349190.345 |  | -1
node_8103301_200874540 |  |  | PQ | AD | 2771.281 | 8103301 | no | no |  |  | no |  |  | 1461169.193 | 15362569.989 |  | -1
node_8103301_200874542 |  |  | PQ | AD | 2771.281 | 8103301 | no | no |  |  | no |  |  | 1459439.082 | 15359458.45 |  | -1
node_8103301_200874543 |  |  | PQ | AD | 2771.281 | 8103301 | no | no |  |  | no |  |  | 1459316.945 | 15359176.23 |  | -1
node_8103301_200874544 |  |  | PQ | AN | 2771.281 | 8103301 | no | no |  |  | no |  |  | 1459043.884 | 15358724.038 |  | -1
node_8103301_200874546 |  |  | PQ | AD | 2771.281 | 8103301 | no | no |  |  | no |  |  | 1458895.856 | 15358615.899 |  | -1
node_8103301_200874547 |  |  | PQ | AD | 2771.281 | 8103301 | no | no |  |  | no |  |  | 1458659.74 | 15358441.358 |  | -1
node_8103301_200874548 |  |  | PQ | AD | 2771.281 | 8103301 | no | no |  |  | no |  |  | 1460705.154 | 15362383.557 |  | -1
node_8103301_200874549 |  |  | PQ | AD | 2771.281 | 8103301 | no | no |  |  | no |  |  | 1460192.677 | 15362308.983 |  | -1
node_8103301_200874550 |  |  | PQ | AD | 2771.281 | 8103301 | no | no |  |  | no |  |  | 1459880.914 | 15362329.776 |  | -1
node_8103301_200874551 |  |  | PQ | AN | 2771.281 | 8103301 | no | no |  |  | no |  |  | 1459311.97 | 15362359.164 |  | -1
node_8103301_200874552 |  |  | PQ | AD | 2771.281 | 8103301 | no | no |  |  | no |  |  | 1460082.605 | 15361792.683 |  | -1
node_8103301_200874553 |  |  | PQ | AD | 2771.281 | 8103301 | no | no |  |  | no |  |  | 1460037.642 | 15361571.393 |  | -1
node_8103301_200874554 |  |  | PQ | AD | 2771.281 | 8103301 | no | no |  |  | no |  |  | 1459949.959 | 15361166.677 |  | -1
node_8103301_200874555 |  |  | PQ | AD | 2771.281 | 8103301 | no | no |  |  | no |  |  | 1459870.505 | 15360781.475 |  | -1
node_8103301_200874556 |  |  | PQ | AD | 2771.281 | 8103301 | no | no |  |  | no |  |  | 1459799.407 | 15360489.597 |  | -1
node_8103301_200874557 |  |  | PQ | AD | 2771.281 | 8103301 | no | no |  |  | no |  |  | 1459721.738 | 15360122.508 |  | -1
node_8103301_200874558 |  |  | PQ | AN | 2771.281 | 8103301 | no | no |  |  | no |  |  | 1476244.215 | 15354138.288 |  | -1
node_8103301_200874559 |  |  | PQ | AD | 2771.281 | 8103301 | no | no |  |  | no |  |  | 1476157.21 | 15354168.632 |  | -1
node_8103301_200874560 |  |  | PQ | AD | 2771.281 | 8103301 | no | no |  |  | no |  |  | 1476631.481 | 15354579.344 |  | -1
node_8103301_200874561 |  |  | PQ | AD | 2771.281 | 8103301 | no | no |  |  | no |  |  | 1476621.532 | 15354691.303 |  | -1
node_8103301_200874562 |  |  | PQ | AN | 2771.281 | 8103301 | no | no |  |  | no |  |  | 1476611.54 | 15354822.035 |  | -1
node_8103301_200874563 |  |  | PQ | AD | 2771.281 | 8103301 | no | no |  |  | no |  |  | 1476604.36 | 15355002.267 |  | -1
node_8103301_200874564 |  |  | PQ | AN | 2771.281 | 8103301 | no | no |  |  | no |  |  | 1476695.098 | 15354981.126 |  | -1
node_8103301_200874565 |  |  | PQ | AD | 2771.281 | 8103301 | no | no |  |  | no |  |  | 1476952.546 | 15354973.545 |  | -1
node_8103301_200874566 |  |  | PQ | AN | 2771.281 | 8103301 | no | no |  |  | no |  |  | 1476949.256 | 15355206.657 |  | -1
node_8103301_200874567 |  |  | PQ | AN | 2771.281 | 8103301 | no | no |  |  | no |  |  | 1476583.783 | 15355276.899 |  | -1
node_8103301_200874568 |  |  | PQ | AD | 2771.281 | 8103301 | no | no |  |  | no |  |  | 1476583.775 | 15355417.33 |  | -1
node_8103301_200874569 |  |  | PQ | AD | 2771.281 | 8103301 | no | no |  |  | no |  |  | 1476419.739 | 15355663.706 |  | -1
node_8103301_200874570 |  |  | PQ | AN | 2771.281 | 8103301 | no | no |  |  | no |  |  | 1467387.159 | 15354990.199 |  | -1
node_8103301_200874571 |  |  | PQ | AD | 2771.281 | 8103301 | no | no |  |  | no |  |  | 1467348.736 | 15355430.198 |  | -1
node_8103301_200874572 |  |  | PQ | AN | 2771.281 | 8103301 | no | no |  |  | no |  |  | 1467304.645 | 15355888.71 |  | -1
node_8103301_200874574 |  |  | PQ | AD | 2771.281 | 8103301 | no | no |  |  | no |  |  | 1467196.515 | 15356148.083 |  | -1
node_8103301_200874575 |  |  | PQ | AD | 2771.281 | 8103301 | no | no |  |  | no |  |  | 1467088.168 | 15356426.432 |  | -1
node_8103301_200874576 |  |  | PQ | AD | 2771.281 | 8103301 | no | no |  |  | no |  |  | 1467071.564 | 15356614.85 |  | -1
node_8103301_200874577 |  |  | PQ | AD | 2771.281 | 8103301 | no | no |  |  | no |  |  | 1467310.308 | 15356605.573 |  | -1
node_8103301_200874578 |  |  | PQ | AD | 2771.281 | 8103301 | no | no |  |  | no |  |  | 1467659.582 | 15356624.036 |  | -1
node_8103301_200874579 |  |  | PQ | AN | 2771.281 | 8103301 | no | no |  |  | no |  |  | 1467972.266 | 15356628.239 |  | -1
node_8103301_200874580 |  |  | PQ | AD | 2771.281 | 8103301 | no | no |  |  | no |  |  | 1468242.829 | 15356636.7 |  | -1
node_8103301_200874581 |  |  | PQ | AD | 2771.281 | 8103301 | no | no |  |  | no |  |  | 1468511.421 | 15356659.555 |  | -1
node_8103301_200874582 |  |  | PQ | AD | 2771.281 | 8103301 | no | no |  |  | no |  |  | 1468790.171 | 15356696.44 |  | -1
node_8103301_200874583 |  |  | PQ | AN | 2771.281 | 8103301 | no | no |  |  | no |  |  | 1468874.488 | 15356465.494 |  | -1
node_8103301_200874584 |  |  | PQ | AN | 2771.281 | 8103301 | no | no |  |  | no |  |  | 1467056.814 | 15356872.959 |  | -1
node_8103301_200874587 |  |  | PQ | AD | 2771.281 | 8103301 | no | no |  |  | no |  |  | 1467036.701 | 15357322.597 |  | -1
node_8103301_200874600 |  |  | PQ | AD | 2771.281 | 8103301 | no | no |  |  | no |  |  | 1478481.517 | 15354420.073 |  | -1
node_8103301_200874601 |  |  | PQ | AD | 2771.281 | 8103301 | no | no |  |  | no |  |  | 1478922.5 | 15354429.822 |  | -1
node_8103301_200874602 |  |  | PQ | AD | 2771.281 | 8103301 | no | no |  |  | no |  |  | 1479303.085 | 15354415.134 |  | -1
node_8103301_200874603 |  |  | PQ | AD | 2771.281 | 8103301 | no | no |  |  | no |  |  | 1479713.613 | 15354394.589 |  | -1
node_8103301_200874604 |  |  | PQ | AN | 2771.281 | 8103301 | no | no |  |  | no |  |  | 1480088.583 | 15354369.085 |  | -1
node_8103301_200874605 |  |  | PQ | AD | 2771.281 | 8103301 | no | no |  |  | no |  |  | 1467795.652 | 15375930.87 |  | -1
node_8103301_200874606 |  |  | PQ | AD | 2771.281 | 8103301 | no | no |  |  | no |  |  | 1467644.63 | 15376045.049 |  | -1
node_8103301_200874607 |  |  | PQ | AD | 2771.281 | 8103301 | no | no |  |  | no |  |  | 1467415.535 | 15376105.442 |  | -1
node_8103301_200874608 |  |  | PQ | AD | 2771.281 | 8103301 | no | no |  |  | no |  |  | 1467090.246 | 15376272.273 |  | -1
node_8103301_200874609 |  |  | PQ | AD | 2771.281 | 8103301 | no | no |  |  | no |  |  | 1466828.504 | 15376391.725 |  | -1
node_8103301_200874610 |  |  | PQ | AD | 2771.281 | 8103301 | no | no |  |  | no |  |  | 1466597.966 | 15376454.98 |  | -1
node_8103301_200874611 |  |  | PQ | AD | 2771.281 | 8103301 | no | no |  |  | no |  |  | 1466424.638 | 15376486.369 |  | -1
node_8103301_200874612 |  |  | PQ | AN | 2771.281 | 8103301 | no | no |  |  | no |  |  | 1466219.344 | 15376649.035 |  | -1
node_8103301_200874620 |  |  | PQ | AN | 19918.584 | 8103301 | no | no |  |  | no |  |  | 1476170.332 | 15369765.67 |  | -1
node_8103301_200874621 |  |  | PQ | AN | 19918.584 | 8103301 | no | no |  |  | no |  |  | 1476210.481 | 15369525.949 |  | -1
node_8103301_200874622 |  |  | PQ | AN | 19918.584 | 8103301 | no | no |  |  | no |  |  | 1476303.94 | 15369324.132 |  | -1
node_8103301_200874623 |  |  | PQ | AN | 19918.584 | 8103301 | no | no |  |  | no |  |  | 1476465.823 | 15369195.234 |  | -1
node_8103301_200874624 |  |  | PQ | AN | 19918.584 | 8103301 | no | no |  |  | no |  |  | 1476661.101 | 15369145.219 |  | -1
node_8103301_200874625 |  |  | PQ | AN | 2771.281 | 8103301 | no | no |  |  | no |  |  | 1476637.015 | 15354467.214 |  | -1
node_8103301_200874628 |  |  | PQ | AN | 2771.281 | 8103301 | no | no |  |  | no |  |  | 1476913.958 | 15354459.347 |  | -1
node_8103301_200874629 |  |  | PQ | AN | 2771.281 | 8103301 | no | no |  |  | no |  |  | 1477063.246 | 15354450.84 |  | -1
node_8103301_200874630 |  |  | PQ | AN | 2771.281 | 8103301 | no | no |  |  | no |  |  | 1477379.27 | 15354420.883 |  | -1
node_8103301_200874651 |  |  | PQ | ABCN | 2771.281 | 8103301 | no | no |  |  | no |  |  | 1459698.297 | 15371641.94 |  | -1
node_8103301_200874652 |  |  | PQ | ABCN | 2771.281 | 8103301 | no | no |  |  | no |  |  | 1459742.457 | 15371854.73 |  | -1
node_8103301_200874653 |  |  | PQ | ABCD | 2771.281 | 8103301 | no | no |  |  | no |  |  | 1459799.832 | 15372087.211 |  | -1
node_8103301_200874654 |  |  | PQ | ABCD | 2771.281 | 8103301 | no | no |  |  | no |  |  | 1459914.048 | 15372591.218 |  | -1
node_8103301_200874655 |  |  | PQ | ABCD | 2771.281 | 8103301 | no | no |  |  | no |  |  | 1459997.945 | 15372958.61 |  | -1
node_8103301_200874656 |  |  | PQ | AD | 2771.281 | 8103301 | no | no |  |  | no |  |  | 1460233.448 | 15372938.755 |  | -1
node_8103301_200874657 |  |  | PQ | AN | 2771.281 | 8103301 | no | no |  |  | no |  |  | 1460509.721 | 15373040.446 |  | -1
node_8103301_200874658 |  |  | PQ | ABCD | 2771.281 | 8103301 | no | no |  |  | no |  |  | 1460062.431 | 15373236.068 |  | -1
node_8103301_200874659 |  |  | PQ | ABCN | 2771.281 | 8103301 | no | no |  |  | no |  |  | 1460183.068 | 15373729.107 |  | -1
node_8103301_200874661 |  |  | PQ | ABCD | 2771.281 | 8103301 | no | no |  |  | no |  |  | 1460451.355 | 15374163.345 |  | -1
node_8103301_200874662 |  |  | PQ | ABCN | 2771.281 | 8103301 | no | no |  |  | no |  |  | 1460354.422 | 15374287.772 |  | -1
node_8103301_200874665 |  |  | PQ | AD | 2771.281 | 8103301 | no | no |  |  | no |  |  | 1460747.062 | 15374621.195 |  | -1
node_8103301_200874666 |  |  | PQ | AD | 2771.281 | 8103301 | no | no |  |  | no |  |  | 1460978.746 | 15374954.748 |  | -1
node_8103301_200874668 |  |  | PQ | AN | 2771.281 | 8103301 | no | no |  |  | no |  |  | 1461210.322 | 15375610.102 |  | -1
node_8103301_200874670 |  |  | PQ | AN | 2771.281 | 8103301 | no | no |  |  | no |  |  | 1461176.871 | 15376759.066 |  | -1
node_8103301_200874671 |  |  | PQ | AN | 2771.281 | 8103301 | no | no |  |  | no |  |  | 1461184.427 | 15377018.762 |  | -1
node_8103301_200874672 |  |  | PQ | AD | 2771.281 | 8103301 | no | no |  |  | no |  |  | 1461180.951 | 15377308.629 |  | -1
node_8103301_200874673 |  |  | PQ | AD | 2771.281 | 8103301 | no | no |  |  | no |  |  | 1461186.236 | 15377604.069 |  | -1
node_8103301_200874674 |  |  | PQ | AD | 2771.281 | 8103301 | no | no |  |  | no |  |  | 1461132.329 | 15377603.491 |  | -1
node_8103301_200874675 |  |  | PQ | AN | 2771.281 | 8103301 | no | no |  |  | no |  |  | 1460652.175 | 15377606.081 |  | -1
node_8103301_200874676 |  |  | PQ | AD | 2771.281 | 8103301 | no | no |  |  | no |  |  | 1460622.493 | 15377501.131 |  | -1
node_8103301_200874677 |  |  | PQ | AD | 2771.281 | 8103301 | no | no |  |  | no |  |  | 1460430.893 | 15377516.543 |  | -1
node_8103301_200874678 |  |  | PQ | AN | 2771.281 | 8103301 | no | no |  |  | no |  |  | 1460231.405 | 15377522.581 |  | -1
node_8103301_200874679 |  |  | PQ | AD | 2771.281 | 8103301 | no | no |  |  | no |  |  | 1461703.116 | 15377577.856 |  | -1
node_8103301_200874680 |  |  | PQ | AN | 2771.281 | 8103301 | no | no |  |  | no |  |  | 1462388.795 | 15377540.104 |  | -1
node_8103301_200874681 |  |  | PQ | AD | 2771.281 | 8103301 | no | no |  |  | no |  |  | 1462474.921 | 15377540.096 |  | -1
node_8103301_200874682 |  |  | PQ | AD | 2771.281 | 8103301 | no | no |  |  | no |  |  | 1462428.273 | 15377836.072 |  | -1
node_8103301_200874683 |  |  | PQ | AN | 2771.281 | 8103301 | no | no |  |  | no |  |  | 1462987.509 | 15377547.884 |  | -1
node_8103301_200874686 |  |  | PQ | AD | 2771.281 | 8103301 | no | no |  |  | no |  |  | 1463771.975 | 15377321.36 |  | -1
node_8103301_200874687 |  |  | PQ | AN | 2771.281 | 8103301 | no | no |  |  | no |  |  | 1463769.006 | 15377080.081 |  | -1
node_8103301_200874689 |  |  | PQ | AD | 2771.281 | 8103301 | no | no |  |  | no |  |  | 1464016.759 | 15377534.142 |  | -1
node_8103301_200874690 |  |  | PQ | AN | 2771.281 | 8103301 | no | no |  |  | no |  |  | 1464292.902 | 15377585.018 |  | -1
node_8103301_200874692 |  |  | PQ | AN | 2771.281 | 8103301 | no | no |  |  | no |  |  | 1464280.687 | 15377288.617 |  | -1
node_8103301_200874693 |  |  | PQ | AN | 2771.281 | 8103301 | no | no |  |  | no |  |  | 1464645.657 | 15377547.647 |  | -1
node_8103301_200874694 |  |  | PQ | AD | 2771.281 | 8103301 | no | no |  |  | no |  |  | 1464954.058 | 15377381.809 |  | -1
node_8103301_200874695 |  |  | PQ | AN | 2771.281 | 8103301 | no | no |  |  | no |  |  | 1465214.769 | 15377223.965 |  | -1
node_8103301_200874696 |  |  | PQ | AD | 2771.281 | 8103301 | no | no |  |  | no |  |  | 1454922.488 | 15356821.442 |  | -1
node_8103301_200874697 |  |  | PQ | AN | 2771.281 | 8103301 | no | no |  |  | no |  |  | 1454931.43 | 15356592.029 |  | -1
node_8103301_200874698 |  |  | PQ | AN | 2771.281 | 8103301 | no | no |  |  | no |  |  | 1452524.634 | 15360329.355 |  | -1
node_8103301_200874700 |  |  | PQ | AD | 2771.281 | 8103301 | no | no |  |  | no |  |  | 1452845.374 | 15360389.758 |  | -1
node_8103301_200874701 |  |  | PQ | AN | 2771.281 | 8103301 | no | no |  |  | no |  |  | 1452862.472 | 15360095.662 |  | -1
node_8103301_200874703 |  |  | PQ | AN | 2771.281 | 8103301 | no | no |  |  | no |  |  | 1453119.184 | 15360389.001 |  | -1
node_8103301_200874704 |  |  | PQ | AD | 2771.281 | 8103301 | no | no |  |  | no |  |  | 1453395.471 | 15360386.601 |  | -1
node_8103301_200874705 |  |  | PQ | AN | 2771.281 | 8103301 | no | no |  |  | no |  |  | 1453757.383 | 15360388.462 |  | -1
node_8103301_200874706 |  |  | PQ | AN | 2771.281 | 8103301 | no | no |  |  | no |  |  | 1454032.232 | 15360391.865 |  | -1
node_8103301_200874707 |  |  | PQ | AN | 2771.281 | 8103301 | no | no |  |  | no |  |  | 1454265.853 | 15360390.508 |  | -1
node_8103301_200874708 |  |  | PQ | AD | 2771.281 | 8103301 | no | no |  |  | no |  |  | 1454495.793 | 15360391.606 |  | -1
node_8103301_200874709 |  |  | PQ | AN | 2771.281 | 8103301 | no | no |  |  | no |  |  | 1454731.761 | 15360392.107 |  | -1
node_8103301_200874721 |  |  | PQ | AN | 2771.281 | 8103301 | no | no |  |  | no |  |  | 1476497.456 | 15362488.916 |  | -1
node_8103301_200874722 |  |  | PQ | AN | 2771.281 | 8103301 | no | no |  |  | no |  |  | 1476802.03 | 15362488.211 |  | -1
node_8103301_200874723 |  |  | PQ | AD | 2771.281 | 8103301 | no | no |  |  | no |  |  | 1477111.589 | 15362489.965 |  | -1
node_8103301_200874724 |  |  | PQ | AD | 2771.281 | 8103301 | no | no |  |  | no |  |  | 1477415.523 | 15362537.1 |  | -1
node_8103301_200874725 |  |  | PQ | AN | 2771.281 | 8103301 | no | no |  |  | no |  |  | 1477515.983 | 15362492.815 |  | -1
node_8103301_200874726 |  |  | PQ | AN | 2771.281 | 8103301 | no | no |  |  | no |  |  | 1475414.492 | 15362706.682 |  | -1
node_8103301_200874727 |  |  | PQ | AN | 2771.281 | 8103301 | no | no |  |  | no |  |  | 1475599.76 | 15362518.827 |  | -1
node_8103301_200874729 |  |  | PQ | AD | 2771.281 | 8103301 | no | no |  |  | no |  |  | 1475624.354 | 15362457.497 |  | -1
node_8103301_200874730 |  |  | PQ | AD | 2771.281 | 8103301 | no | no |  |  | no |  |  | 1475563.736 | 15362150.803 |  | -1
node_8103301_200874731 |  |  | PQ | AD | 2771.281 | 8103301 | no | no |  |  | no |  |  | 1475503.5 | 15361839.489 |  | -1
node_8103301_200874732 |  |  | PQ | AD | 2771.281 | 8103301 | no | no |  |  | no |  |  | 1475439.118 | 15361529.242 |  | -1
node_8103301_200874733 |  |  | PQ | AN | 2771.281 | 8103301 | no | no |  |  | no |  |  | 1475379.574 | 15361214.609 |  | -1
node_8103301_200874734 |  |  | PQ | AD | 2771.281 | 8103301 | no | no |  |  | no |  |  | 1475809.258 | 15362489.923 |  | -1
node_8103301_200874735 |  |  | PQ | AD | 2771.281 | 8103301 | no | no |  |  | no |  |  | 1476091.635 | 15362486.728 |  | -1
node_8103301_200874736 |  |  | PQ | AD | 2771.281 | 8103301 | no | no |  |  | no |  |  | 1476074.864 | 15362717.221 |  | -1
node_8103301_200874737 |  |  | PQ | AN | 2771.281 | 8103301 | no | no |  |  | no |  |  | 1476062.851 | 15362979.038 |  | -1
node_8103301_200874744 |  |  | PQ | AN | 19918.584 | 8103301 | no | no |  |  | no |  |  | 1467832.79 | 15361283.276 |  | -1
node_8103301_200874745 |  |  | PQ | AN | 19918.584 | 8103301 | no | no |  |  | no |  |  | 1467874.94 | 15361465.244 |  | -1
node_8103301_200874746 |  |  | PQ | AN | 19918.584 | 8103301 | no | no |  |  | no |  |  | 1468003.842 | 15361570.337 |  | -1
node_8103301_200876017 |  |  | PQ | AD | 2771.281 | 8103301 | no | no |  |  | no |  |  | 1444986.85 | 15353687.783 |  | -1
node_8103301_200876018 |  |  | PQ | AN | 2771.281 | 8103301 | no | no |  |  | no |  |  | 1444986.85 | 15353451.505 |  | -1
node_8103301_200876020 |  |  | PQ | AD | 2771.281 | 8103301 | no | no |  |  | no |  |  | 1444910.181 | 15349759.58 |  | -1
node_8103301_200876021 |  |  | PQ | AN | 2771.281 | 8103301 | no | no |  |  | no |  |  | 1444911.678 | 15349302.617 |  | -1
node_8103301_200876022 |  |  | PQ | AD | 2771.281 | 8103301 | no | no |  |  | no |  |  | 1444913.735 | 15349156.856 |  | -1
node_8103301_200876023 |  |  | PQ | AD | 2771.281 | 8103301 | no | no |  |  | no |  |  | 1444970.464 | 15348987.042 |  | -1
node_8103301_200876024 |  |  | PQ | AN | 2771.281 | 8103301 | no | no |  |  | no |  |  | 1445021.421 | 15348814.18 |  | -1
node_8103301_200876025 |  |  | PQ | AD | 2771.281 | 8103301 | no | no |  |  | no |  |  | 1444971.079 | 15348778.674 |  | -1
node_8103301_200876026 |  |  | PQ | AN | 2771.281 | 8103301 | no | no |  |  | no |  |  | 1444966.969 | 15348421.807 |  | -1
node_8103301_200876027 |  |  | PQ | AD | 2771.281 | 8103301 | no | no |  |  | no |  |  | 1444894.629 | 15348120.178 |  | -1
node_8103301_200876028 |  |  | PQ | AD | 2771.281 | 8103301 | no | no |  |  | no |  |  | 1444961.411 | 15347863.247 |  | -1
node_8103301_200876029 |  |  | PQ | AD | 2771.281 | 8103301 | no | no |  |  | no |  |  | 1444994.061 | 15347576.21 |  | -1
node_8103301_200876030 |  |  | PQ | AD | 2771.281 | 8103301 | no | no |  |  | no |  |  | 1445299.813 | 15347572.281 |  | -1
node_8103301_200876031 |  |  | PQ | AN | 2771.281 | 8103301 | no | no |  |  | no |  |  | 1445402.064 | 15347380.653 |  | -1
node_8103301_200876032 |  |  | PQ | AD | 2771.281 | 8103301 | no | no |  |  | no |  |  | 1444996.688 | 15353096.104 |  | -1
node_8103301_200876033 |  |  | PQ | AN | 2771.281 | 8103301 | no | no |  |  | no |  |  | 1444997.698 | 15352674.937 |  | -1
node_8103301_200876034 |  |  | PQ | AN | 2771.281 | 8103301 | no | no |  |  | no |  |  | 1445018.888 | 15352306.888 |  | -1
node_8103301_200876035 |  |  | PQ | AD | 2771.281 | 8103301 | no | no |  |  | no |  |  | 1445000.119 | 15351849.355 |  | -1
node_8103301_200876036 |  |  | PQ | AD | 2771.281 | 8103301 | no | no |  |  | no |  |  | 1444553.834 | 15351825.026 |  | -1
node_8103301_200876037 |  |  | PQ | AN | 2771.281 | 8103301 | no | no |  |  | no |  |  | 1444092.063 | 15351805.969 |  | -1
node_8103301_200876038 |  |  | PQ | AN | 2771.281 | 8103301 | no | no |  |  | no |  |  | 1444887.916 | 15351629.753 |  | -1
node_8103301_200876039 |  |  | PQ | AN | 2771.281 | 8103301 | no | no |  |  | no |  |  | 1444893.976 | 15350922.968 |  | -1
node_8103301_200876041 |  |  | PQ | AN | 2771.281 | 8103301 | no | no |  |  | no |  |  | 1444899.791 | 15350515.119 |  | -1
node_8103301_200876045 |  |  | PQ | AD | 2771.281 | 8103301 | no | no |  |  | no |  |  | 1447613.488 | 15359855.116 |  | -1
node_8103301_200876046 |  |  | PQ | AN | 2771.281 | 8103301 | no | no |  |  | no |  |  | 1450764.718 | 15359956.827 |  | -1
node_8103301_200876047 |  |  | PQ | AD | 2771.281 | 8103301 | no | no |  |  | no |  |  | 1451033.04 | 15359982.955 |  | -1
node_8103301_200876048 |  |  | PQ | AN | 2771.281 | 8103301 | no | no |  |  | no |  |  | 1451216.506 | 15359997.81 |  | -1
node_8103301_200876049 |  |  | PQ | AD | 2771.281 | 8103301 | no | no |  |  | no |  |  | 1451455.451 | 15360019.257 |  | -1
node_8103301_200876050 |  |  | PQ | AN | 2771.281 | 8103301 | no | no |  |  | no |  |  | 1447904.001 | 15359856.529 |  | -1
node_8103301_200876051 |  |  | PQ | AD | 2771.281 | 8103301 | no | no |  |  | no |  |  | 1448227.19 | 15359858.001 |  | -1
node_8103301_200876052 |  |  | PQ | AD | 2771.281 | 8103301 | no | no |  |  | no |  |  | 1448594.547 | 15359866.659 |  | -1
node_8103301_200876053 |  |  | PQ | AD | 2771.281 | 8103301 | no | no |  |  | no |  |  | 1448916.818 | 15359871.109 |  | -1
node_8103301_200876054 |  |  | PQ | AD | 2771.281 | 8103301 | no | no |  |  | no |  |  | 1449060.873 | 15359872.287 |  | -1
node_8103301_200876055 |  |  | PQ | AD | 2771.281 | 8103301 | no | no |  |  | no |  |  | 1449080.068 | 15359631.615 |  | -1
node_8103301_200876056 |  |  | PQ | AN | 2771.281 | 8103301 | no | no |  |  | no |  |  | 1449040.394 | 15359336.931 |  | -1
node_8103301_200876057 |  |  | PQ | AD | 2771.281 | 8103301 | no | no |  |  | no |  |  | 1449251.487 | 15359869.78 |  | -1
node_8103301_200876058 |  |  | PQ | AN | 2771.281 | 8103301 | no | no |  |  | no |  |  | 1449506.248 | 15359877.434 |  | -1
node_8103301_200876060 |  |  | PQ | AN | 2771.281 | 8103301 | no | no |  |  | no |  |  | 1449829.855 | 15359831.295 |  | -1
node_8103301_200876061 |  |  | PQ | AN | 2771.281 | 8103301 | no | no |  |  | no |  |  | 1450104.23 | 15359893.952 |  | -1
node_8103301_200876063 |  |  | PQ | AD | 2771.281 | 8103301 | no | no |  |  | no |  |  | 1450489.707 | 15359932.037 |  | -1
node_8103301_200876148 |  |  | PQ | ABCN | 19918.584 | 8103301 | no | no |  |  | no |  |  | 1434716.791 | 15374882.506 |  | -1
node_8103301_200876149 |  |  | PQ | ABCN | 19918.584 | 8103301 | no | no |  |  | no |  |  | 1434853.401 | 15374877.721 |  | -1
node_8103301_200876150 |  |  | PQ | ABCN | 19918.584 | 8103301 | no | no |  |  | no |  |  | 1434977.194 | 15374846.6 |  | -1
node_8103301_200876151 |  |  | PQ | ABCN | 19918.584 | 8103301 | no | no |  |  | no |  |  | 1435207.039 | 15374802.979 |  | -1
node_8103301_200876152 |  |  | PQ | ABCN | 19918.584 | 8103301 | no | no |  |  | no |  |  | 1435420.047 | 15374768.745 |  | -1
node_8103301_200876153 |  |  | PQ | ABCN | 19918.584 | 8103301 | no | no |  |  | no |  |  | 1435629.023 | 15374789.787 |  | -1
node_8103301_200876154 |  |  | PQ | ABCN | 19918.584 | 8103301 | no | no |  |  | no |  |  | 1435858.445 | 15374766.203 |  | -1
node_8103301_200876155 |  |  | PQ | ABCN | 19918.584 | 8103301 | no | no |  |  | no |  |  | 1436074.395 | 15374744.835 |  | -1
node_8103301_200876157 |  |  | PQ | ABCN | 19918.584 | 8103301 | no | no |  |  | no |  |  | 1436285.329 | 15374795.271 |  | -1
node_8103301_200876158 |  |  | PQ | ABCN | 19918.584 | 8103301 | no | no |  |  | no |  |  | 1436489.425 | 15374836.223 |  | -1
node_8103301_200876159 |  |  | PQ | ABCN | 19918.584 | 8103301 | no | no |  |  | no |  |  | 1436704.499 | 15374885.583 |  | -1
node_8103301_200876162 |  |  | PQ | ABCN | 19918.584 | 8103301 | no | no |  |  | no |  |  | 1437068.193 | 15374723.703 |  | -1
node_8103301_200876163 |  |  | PQ | AN | 19918.584 | 8103301 | no | no |  |  | no |  |  | 1437084.262 | 15374519.315 |  | -1
node_8103301_200876164 |  |  | PQ | ABCN | 19918.584 | 8103301 | no | no |  |  | no |  |  | 1437287.574 | 15374650.085 |  | -1
node_8103301_200876165 |  |  | PQ | ABCN | 19918.584 | 8103301 | no | no |  |  | no |  |  | 1437505.182 | 15374583.697 |  | -1
node_8103301_200876166 |  |  | PQ | ABCN | 19918.584 | 8103301 | no | no |  |  | no |  |  | 1437723.484 | 15374425.768 |  | -1
node_8103301_200876167 |  |  | PQ | AN | 19918.584 | 8103301 | no | no |  |  | no |  |  | 1437808.696 | 15374566.94 |  | -1
node_8103301_200876168 |  |  | PQ | ABCN | 19918.584 | 8103301 | no | no |  |  | no |  |  | 1437558.382 | 15374156.725 |  | -1
node_8103301_200876169 |  |  | PQ | ABCN | 19918.584 | 8103301 | no | no |  |  | no |  |  | 1437517.363 | 15374004.844 |  | -1
node_8103301_200876170 |  |  | PQ | ABCN | 19918.584 | 8103301 | no | no |  |  | no |  |  | 1437419.031 | 15373837.215 |  | -1
node_8103301_200876171 |  |  | PQ | ABCN | 19918.584 | 8103301 | no | no |  |  | no |  |  | 1437324.061 | 15373672.234 |  | -1
node_8103301_200876173 |  |  | PQ | ABCN | 19918.584 | 8103301 | no | no |  |  | no |  |  | 1437335.923 | 15373360.686 |  | -1
node_8103301_200876174 |  |  | PQ | ABCN | 19918.584 | 8103301 | no | no |  |  | no |  |  | 1437520.941 | 15373150.127 |  | -1
node_8103301_200876175 |  |  | PQ | ABCN | 19918.584 | 8103301 | no | no |  |  | no |  |  | 1437781.636 | 15372966.289 |  | -1
node_8103301_200876177 |  |  | PQ | ABCN | 19918.584 | 8103301 | no | no |  |  | no |  |  | 1438094.801 | 15372873.5 |  | -1
node_8103301_200876179 |  |  | PQ | AN | 19918.584 | 8103301 | no | no |  |  | no |  |  | 1438107.678 | 15372838.527 |  | -1
node_8103301_200876180 |  |  | PQ | AN | 19918.584 | 8103301 | no | no |  |  | no |  |  | 1438104.784 | 15372575.69 |  | -1
node_8103301_200876181 |  |  | PQ | AN | 19918.584 | 8103301 | no | no |  |  | no |  |  | 1438095.756 | 15372333.403 |  | -1
node_8103301_200876182 |  |  | PQ | AN | 19918.584 | 8103301 | no | no |  |  | no |  |  | 1438192.929 | 15372174.612 |  | -1
node_8103301_200876183 |  |  | PQ | ABCN | 19918.584 | 8103301 | no | no |  |  | no |  |  | 1438419.464 | 15372784.24 |  | -1
node_8103301_200876185 |  |  | PQ | ABCN | 19918.584 | 8103301 | no | no |  |  | no |  |  | 1438561.932 | 15372777.057 |  | -1
node_8103301_200876186 |  |  | PQ | ABCN | 19918.584 | 8103301 | no | no |  |  | no |  |  | 1438712.97 | 15372766.06 |  | -1
node_8103301_200876187 |  |  | PQ | ABCN | 19918.584 | 8103301 | no | no |  |  | no |  |  | 1438751.178 | 15372847.852 |  | -1
node_8103301_200876188 |  |  | PQ | AN | 19918.584 | 8103301 | no | no |  |  | no |  |  | 1438706.827 | 15373066.404 |  | -1
node_8103301_200876189 |  |  | PQ | AN | 19918.584 | 8103301 | no | no |  |  | no |  |  | 1438637.029 | 15373397.777 |  | -1
node_8103301_200876190 |  |  | PQ | AN | 19918.584 | 8103301 | no | no |  |  | no |  |  | 1438286.428 | 15373374.68 |  | -1
node_8103301_200876191 |  |  | PQ | ABCN | 19918.584 | 8103301 | no | no |  |  | no |  |  | 1439009.154 | 15372820.107 |  | -1
node_8103301_200876192 |  |  | PQ | ABCN | 19918.584 | 8103301 | no | no |  |  | no |  |  | 1439258.313 | 15372792.75 |  | -1
node_8103301_200876193 |  |  | PQ | ABCN | 19918.584 | 8103301 | no | no |  |  | no |  |  | 1439506.415 | 15372763.707 |  | -1
node_8103301_200876194 |  |  | PQ | ABCN | 19918.584 | 8103301 | no | no |  |  | no |  |  | 1439747.852 | 15372736.527 |  | -1
node_8103301_200876195 |  |  | PQ | ABCN | 19918.584 | 8103301 | no | no |  |  | no |  |  | 1440007.147 | 15372711.142 |  | -1
node_8103301_200876196 |  |  | PQ | ABCN | 19918.584 | 8103301 | no | no |  |  | no |  |  | 1440255.951 | 15372700.343 |  | -1
node_8103301_200876197 |  |  | PQ | ABCN | 19918.584 | 8103301 | no | no |  |  | no |  |  | 1440498.657 | 15372648.635 |  | -1
node_8103301_200876198 |  |  | PQ | ABCN | 19918.584 | 8103301 | no | no |  |  | no |  |  | 1440695.562 | 15372539.074 |  | -1
node_8103301_200876199 |  |  | PQ | ABCN | 19918.584 | 8103301 | no | no |  |  | no |  |  | 1440930.818 | 15372405.163 |  | -1
node_8103301_200876200 |  |  | PQ | ABCN | 19918.584 | 8103301 | no | no |  |  | no |  |  | 1441179.034 | 15372265.926 |  | -1
node_8103301_200876201 |  |  | PQ | ABCN | 19918.584 | 8103301 | no | no |  |  | no |  |  | 1441388.924 | 15372145.563 |  | -1
node_8103301_200876202 |  |  | PQ | ABCN | 19918.584 | 8103301 | no | no |  |  | no |  |  | 1441585.626 | 15372159.064 |  | -1
node_8103301_200876203 |  |  | PQ | ABCN | 19918.584 | 8103301 | no | no |  |  | no |  |  | 1441790.99 | 15372167.624 |  | -1
node_8103301_200876204 |  |  | PQ | ABCN | 19918.584 | 8103301 | no | no |  |  | no |  |  | 1441988.585 | 15372178.645 |  | -1
node_8103301_200876205 |  |  | PQ | AN | 19918.584 | 8103301 | no | no |  |  | no |  |  | 1441998.546 | 15372062.359 |  | -1
node_8103301_200876206 |  |  | PQ | AN | 19918.584 | 8103301 | no | no |  |  | no |  |  | 1441991.695 | 15371907.669 |  | -1
node_8103301_200876207 |  |  | PQ | ABCN | 19918.584 | 8103301 | no | no |  |  | no |  |  | 1442195.378 | 15372188.892 |  | -1
node_8103301_200876208 |  |  | PQ | ABCN | 19918.584 | 8103301 | no | no |  |  | no |  |  | 1442395.45 | 15372199.198 |  | -1
node_8103301_200876209 |  |  | PQ | ABCN | 19918.584 | 8103301 | no | no |  |  | no |  |  | 1442592.983 | 15372210.633 |  | -1
node_8103301_200876210 |  |  | PQ | ABCN | 19918.584 | 8103301 | no | no |  |  | no |  |  | 1442790.377 | 15372219.998 |  | -1
node_8103301_200876212 |  |  | PQ | ABCN | 19918.584 | 8103301 | no | no |  |  | no |  |  | 1443050.789 | 15372233.344 |  | -1
node_8103301_200876213 |  |  | PQ | AN | 19918.584 | 8103301 | no | no |  |  | no |  |  | 1443053.704 | 15372036.478 |  | -1
node_8103301_200876214 |  |  | PQ | AN | 19918.584 | 8103301 | no | no |  |  | no |  |  | 1443199.557 | 15372078.775 |  | -1
node_8103301_200876215 |  |  | PQ | ABCN | 19918.584 | 8103301 | no | no |  |  | no |  |  | 1443337.739 | 15372248.954 |  | -1
node_8103301_200876216 |  |  | PQ | AN | 19918.584 | 8103301 | no | no |  |  | no |  |  | 1443336.737 | 15372106.65 |  | -1
node_8103301_200876217 |  |  | PQ | ABCN | 19918.584 | 8103301 | no | no |  |  | no |  |  | 1443634.188 | 15372265.87 |  | -1
node_8103301_200876219 |  |  | PQ | ABCN | 19918.584 | 8103301 | no | no |  |  | no |  |  | 1443841.648 | 15372301.427 |  | -1
node_8103301_200876221 |  |  | PQ | ABCN | 19918.584 | 8103301 | no | no |  |  | no |  |  | 1444055.765 | 15372337.741 |  | -1
node_8103301_200876222 |  |  | PQ | ABCN | 19918.584 | 8103301 | no | no |  |  | no |  |  | 1444286.561 | 15372377.363 |  | -1
node_8103301_200876223 |  |  | PQ | ABCN | 19918.584 | 8103301 | no | no |  |  | no |  |  | 1444495.496 | 15372400.853 |  | -1
node_8103301_200876224 |  |  | PQ | ABCN | 19918.584 | 8103301 | no | no |  |  | no |  |  | 1444698.165 | 15372425.538 |  | -1
node_8103301_200876225 |  |  | PQ | ABCN | 19918.584 | 8103301 | no | no |  |  | no |  |  | 1444961.394 | 15372435.891 |  | -1
node_8103301_200876226 |  |  | PQ | ABCN | 19918.584 | 8103301 | no | no |  |  | no |  |  | 1445235.532 | 15372448.643 |  | -1
node_8103301_200876227 |  |  | PQ | ABCN | 19918.584 | 8103301 | no | no |  |  | no |  |  | 1445505.966 | 15372462.388 |  | -1
node_8103301_200876228 |  |  | PQ | ABCN | 19918.584 | 8103301 | no | no |  |  | no |  |  | 1445679.312 | 15372270.455 |  | -1
node_8103301_200876229 |  |  | PQ | ABCN | 19918.584 | 8103301 | no | no |  |  | no |  |  | 1445920.328 | 15372242.454 |  | -1
node_8103301_200876230 |  |  | PQ | ABCN | 19918.584 | 8103301 | no | no |  |  | no |  |  | 1446203.93 | 15372220.79 |  | -1
node_8103301_200876231 |  |  | PQ | ABCN | 19918.584 | 8103301 | no | no |  |  | no |  |  | 1446483.434 | 15372197.055 |  | -1
node_8103301_200876232 |  |  | PQ | ABCN | 19918.584 | 8103301 | no | no |  |  | no |  |  | 1446718.595 | 15372194.58 |  | -1
node_8103301_200876233 |  |  | PQ | ABCN | 19918.584 | 8103301 | no | no |  |  | no |  |  | 1446964.887 | 15372201.229 |  | -1
node_8103301_200876235 |  |  | PQ | ABCN | 19918.584 | 8103301 | no | no |  |  | no |  |  | 1447064.801 | 15372205.269 |  | -1
node_8103301_200876237 |  |  | PQ | ABCN | 19918.584 | 8103301 | no | no |  |  | no |  |  | 1447208.866 | 15372300.512 |  | -1
node_8103301_200876238 |  |  | PQ | ABCN | 19918.584 | 8103301 | no | no |  |  | no |  |  | 1447371.291 | 15372322.841 |  | -1
node_8103301_200876239 |  |  | PQ | ABCN | 19918.584 | 8103301 | no | no |  |  | no |  |  | 1447573.114 | 15372347.799 |  | -1
node_8103301_200876242 |  |  | PQ | ABCN | 19918.584 | 8103301 | no | no |  |  | no |  |  | 1447809.491 | 15372246.354 |  | -1
node_8103301_200876243 |  |  | PQ | ABCN | 19918.584 | 8103301 | no | no |  |  | no |  |  | 1448039.946 | 15372309.813 |  | -1
node_8103301_200876244 |  |  | PQ | ABCN | 19918.584 | 8103301 | no | no |  |  | no |  |  | 1448250.742 | 15372366.856 |  | -1
node_8103301_200876245 |  |  | PQ | ABCN | 19918.584 | 8103301 | no | no |  |  | no |  |  | 1448493.972 | 15372439.198 |  | -1
node_8103301_200876246 |  |  | PQ | ABCN | 19918.584 | 8103301 | no | no |  |  | no |  |  | 1448739.82 | 15372504.285 |  | -1
node_8103301_200876247 |  |  | PQ | ABCN | 19918.584 | 8103301 | no | no |  |  | no |  |  | 1448943.283 | 15372644.899 |  | -1
node_8103301_200876248 |  |  | PQ | ABCN | 19918.584 | 8103301 | no | no |  |  | no |  |  | 1449205.902 | 15372652.105 |  | -1
node_8103301_200876249 |  |  | PQ | ABCN | 19918.584 | 8103301 | no | no |  |  | no |  |  | 1449439.097 | 15372637.855 |  | -1
node_8103301_200876250 |  |  | PQ | ABCN | 19918.584 | 8103301 | no | no |  |  | no |  |  | 1449658.714 | 15372626.707 |  | -1
node_8103301_200876253 |  |  | PQ | ABCN | 19918.584 | 8103301 | no | no |  |  | no |  |  | 1449882.477 | 15372617.659 |  | -1
node_8103301_200876254 |  |  | PQ | ABCN | 19918.584 | 8103301 | no | no |  |  | no |  |  | 1450137.488 | 15372605.579 |  | -1
node_8103301_200876255 |  |  | PQ | ABCN | 19918.584 | 8103301 | no | no |  |  | no |  |  | 1450316.092 | 15372594.138 |  | -1
node_8103301_200876257 |  |  | PQ | ABCN | 19918.584 | 8103301 | no | no |  |  | no |  |  | 1450575.635 | 15372620.621 |  | -1
node_8103301_200876258 |  |  | PQ | ABCN | 19918.584 | 8103301 | no | no |  |  | no |  |  | 1450842.558 | 15372647.155 |  | -1
node_8103301_200876260 |  |  | PQ | ABCN | 19918.584 | 8103301 | no | no |  |  | no |  |  | 1451080.446 | 15372725.833 |  | -1
node_8103301_200876262 |  |  | PQ | ABCN | 19918.584 | 8103301 | no | no |  |  | no |  |  | 1451294.999 | 15372706.166 |  | -1
node_8103301_200876263 |  |  | PQ | ABCN | 19918.584 | 8103301 | no | no |  |  | no |  |  | 1451553.562 | 15372771.346 |  | -1
node_8103301_200876351 |  |  | PQ | AN | 19918.584 | 8103301 | no | no |  |  | no |  |  | 1444294.666 | 15372400.706 |  | -1
node_8103301_200876352 |  |  | PQ | AN | 2771.281 | 8103301 | no | no |  |  | no |  |  | 1444301.611 | 15372544.925 |  | -1
node_8103301_200876353 |  |  | PQ | AD | 2771.281 | 8103301 | no | no |  |  | no |  |  | 1444804.743 | 15375067.578 |  | -1
node_8103301_200876354 |  |  | PQ | AN | 2771.281 | 8103301 | no | no |  |  | no |  |  | 1444991.784 | 15375414.146 |  | -1
node_8103301_200876355 |  |  | PQ | AD | 2771.281 | 8103301 | no | no |  |  | no |  |  | 1445171.539 | 15375784.295 |  | -1
node_8103301_200876356 |  |  | PQ | AN | 2771.281 | 8103301 | no | no |  |  | no |  |  | 1445338.116 | 15376070.817 |  | -1
node_8103301_200876358 |  |  | PQ | AD | 2771.281 | 8103301 | no | no |  |  | no |  |  | 1445539.137 | 15376424.222 |  | -1
node_8103301_200876359 |  |  | PQ | AD | 2771.281 | 8103301 | no | no |  |  | no |  |  | 1445682.011 | 15376675.896 |  | -1
node_8103301_200876360 |  |  | PQ | AD | 2771.281 | 8103301 | no | no |  |  | no |  |  | 1445822.67 | 15376906.38 |  | -1
node_8103301_200876361 |  |  | PQ | AN | 2771.281 | 8103301 | no | no |  |  | no |  |  | 1445919.53 | 15377135.7 |  | -1
node_8103301_200876362 |  |  | PQ | AD | 2771.281 | 8103301 | no | no |  |  | no |  |  | 1446044.114 | 15377381.043 |  | -1
node_8103301_200876363 |  |  | PQ | AN | 2771.281 | 8103301 | no | no |  |  | no |  |  | 1446200.761 | 15377480.194 |  | -1
node_8103301_200876365 |  |  | PQ | AN | 2771.281 | 8103301 | no | no |  |  | no |  |  | 1446155.038 | 15377155.855 |  | -1
node_8103301_200876366 |  |  | PQ | AD | 2771.281 | 8103301 | no | no |  |  | no |  |  | 1446487.771 | 15377392.249 |  | -1
node_8103301_200876367 |  |  | PQ | AD | 2771.281 | 8103301 | no | no |  |  | no |  |  | 1446825.099 | 15377641.85 |  | -1
node_8103301_200876368 |  |  | PQ | AD | 2771.281 | 8103301 | no | no |  |  | no |  |  | 1444309.647 | 15372685.92 |  | -1
node_8103301_200876369 |  |  | PQ | AN | 2771.281 | 8103301 | no | no |  |  | no |  |  | 1447156.689 | 15377889.97 |  | -1
node_8103301_200876370 |  |  | PQ | AD | 2771.281 | 8103301 | no | no |  |  | no |  |  | 1444323.528 | 15372930.628 |  | -1
node_8103301_200876371 |  |  | PQ | AN | 2771.281 | 8103301 | no | no |  |  | no |  |  | 1444357.594 | 15373180.254 |  | -1
node_8103301_200876372 |  |  | PQ | AN | 2771.281 | 8103301 | no | no |  |  | no |  |  | 1444395.645 | 15373425.263 |  | -1
node_8103301_200876373 |  |  | PQ | AD | 2771.281 | 8103301 | no | no |  |  | no |  |  | 1444446.316 | 15373719.311 |  | -1
node_8103301_200876374 |  |  | PQ | AN | 2771.281 | 8103301 | no | no |  |  | no |  |  | 1444691.714 | 15373569.133 |  | -1
node_8103301_200876375 |  |  | PQ | AN | 2771.281 | 8103301 | no | no |  |  | no |  |  | 1444439.384 | 15374073.506 |  | -1
node_8103301_200876376 |  |  | PQ | AD | 2771.281 | 8103301 | no | no |  |  | no |  |  | 1444409.576 | 15374341.931 |  | -1
node_8103301_200876377 |  |  | PQ | AN | 2771.281 | 8103301 | no | no |  |  | no |  |  | 1444132.409 | 15374420.498 |  | -1
node_8103301_200876378 |  |  | PQ | AN | 2771.281 | 8103301 | no | no |  |  | no |  |  | 1444619.794 | 15374723.359 |  | -1
node_8103301_200876381 |  |  | PQ | AD | 2771.281 | 8103301 | no | no |  |  | no |  |  | 1441033.225 | 15371832.339 |  | -1
node_8103301_200876383 |  |  | PQ | AN | 2771.281 | 8103301 | no | no |  |  | no |  |  | 1440345.022 | 15368485.25 |  | -1
node_8103301_200876384 |  |  | PQ | AD | 2771.281 | 8103301 | no | no |  |  | no |  |  | 1440310.956 | 15368238.051 |  | -1
node_8103301_200876385 |  |  | PQ | AN | 2771.281 | 8103301 | no | no |  |  | no |  |  | 1439982.069 | 15368395.631 |  | -1
node_8103301_200876386 |  |  | PQ | AD | 2771.281 | 8103301 | no | no |  |  | no |  |  | 1440285.819 | 15368087.492 |  | -1
node_8103301_200876387 |  |  | PQ | AN | 2771.281 | 8103301 | no | no |  |  | no |  |  | 1440223.396 | 15367717.43 |  | -1
node_8103301_200876389 |  |  | PQ | AN | 2771.281 | 8103301 | no | no |  |  | no |  |  | 1440113.763 | 15367025.559 |  | -1
node_8103301_200876391 |  |  | PQ | AD | 2771.281 | 8103301 | no | no |  |  | no |  |  | 1440293.614 | 15366709.9 |  | -1
node_8103301_200876392 |  |  | PQ | AD | 2771.281 | 8103301 | no | no |  |  | no |  |  | 1440457.618 | 15366428.726 |  | -1
node_8103301_200876393 |  |  | PQ | AD | 2771.281 | 8103301 | no | no |  |  | no |  |  | 1440659.332 | 15366088.516 |  | -1
node_8103301_200876394 |  |  | PQ | AD | 2771.281 | 8103301 | no | no |  |  | no |  |  | 1440823.195 | 15365814.613 |  | -1
node_8103301_200876395 |  |  | PQ | AD | 2771.281 | 8103301 | no | no |  |  | no |  |  | 1441141.907 | 15365991.348 |  | -1
node_8103301_200876396 |  |  | PQ | AN | 2771.281 | 8103301 | no | no |  |  | no |  |  | 1441255.674 | 15365891.653 |  | -1
node_8103301_200876397 |  |  | PQ | AD | 2771.281 | 8103301 | no | no |  |  | no |  |  | 1441209.519 | 15366199.226 |  | -1
node_8103301_200876398 |  |  | PQ | AN | 2771.281 | 8103301 | no | no |  |  | no |  |  | 1441456.883 | 15366263.111 |  | -1
node_8103301_200876399 |  |  | PQ | AD | 2771.281 | 8103301 | no | no |  |  | no |  |  | 1440985.568 | 15365552.63 |  | -1
node_8103301_200876400 |  |  | PQ | AD | 2771.281 | 8103301 | no | no |  |  | no |  |  | 1440916.488 | 15371475.846 |  | -1
node_8103301_200876401 |  |  | PQ | AN | 2771.281 | 8103301 | no | no |  |  | no |  |  | 1441028.914 | 15365446.111 |  | -1
node_8103301_200876402 |  |  | PQ | AN | 2771.281 | 8103301 | no | no |  |  | no |  |  | 1441149.702 | 15365250.647 |  | -1
node_8103301_200876404 |  |  | PQ | AN | 2771.281 | 8103301 | no | no |  |  | no |  |  | 1441468.223 | 15365009.015 |  | -1
node_8103301_200876406 |  |  | PQ | AN | 2771.281 | 8103301 | no | no |  |  | no |  |  | 1441796.602 | 15364735.719 |  | -1
node_8103301_200876407 |  |  | PQ | AN | 2771.281 | 8103301 | no | no |  |  | no |  |  | 1442032.385 | 15364540.096 |  | -1
node_8103301_200876409 |  |  | PQ | AD | 2771.281 | 8103301 | no | no |  |  | no |  |  | 1440802.115 | 15371144.957 |  | -1
node_8103301_200876410 |  |  | PQ | AD | 2771.281 | 8103301 | no | no |  |  | no |  |  | 1440741.041 | 15370939.355 |  | -1
node_8103301_200876411 |  |  | PQ | AD | 2771.281 | 8103301 | no | no |  |  | no |  |  | 1440680.548 | 15370565.235 |  | -1
node_8103301_200876412 |  |  | PQ | AD | 2771.281 | 8103301 | no | no |  |  | no |  |  | 1440618.748 | 15370199.575 |  | -1
node_8103301_200876414 |  |  | PQ | AD | 2771.281 | 8103301 | no | no |  |  | no |  |  | 1440500.986 | 15369469.785 |  | -1
node_8103301_200876415 |  |  | PQ | AD | 2771.281 | 8103301 | no | no |  |  | no |  |  | 1440441.697 | 15369112.711 |  | -1
node_8103301_200876421 |  |  | PQ | AN | 2771.281 | 8103301 | no | no |  |  | no |  |  | 1454660.074 | 15377916.148 |  | -1
node_8103301_200876422 |  |  | PQ | AD | 2771.281 | 8103301 | no | no |  |  | no |  |  | 1454640.934 | 15378132.339 |  | -1
node_8103301_200876423 |  |  | PQ | AD | 2771.281 | 8103301 | no | no |  |  | no |  |  | 1454684.726 | 15378350.754 |  | -1
node_8103301_200876424 |  |  | PQ | AD | 2771.281 | 8103301 | no | no |  |  | no |  |  | 1454713.875 | 15378583.521 |  | -1
node_8103301_200876425 |  |  | PQ | AN | 2771.281 | 8103301 | no | no |  |  | no |  |  | 1454740.932 | 15378803.371 |  | -1
node_8103301_200876477 |  |  | PQ | AD | 2771.281 | 8103301 | no | no |  |  | no |  |  | 1447223.096 | 15359582.213 |  | -1
node_8103301_200876478 |  |  | PQ | AD | 2771.281 | 8103301 | no | no |  |  | no |  |  | 1447639.312 | 15356713.66 |  | -1
node_8103301_200876479 |  |  | PQ | AN | 2771.281 | 8103301 | no | no |  |  | no |  |  | 1447718.049 | 15356535.887 |  | -1
node_8103301_200876480 |  |  | PQ | AN | 2771.281 | 8103301 | no | no |  |  | no |  |  | 1447793.768 | 15356366.732 |  | -1
node_8103301_200876482 |  |  | PQ | AD | 2771.281 | 8103301 | no | no |  |  | no |  |  | 1447934.406 | 15356319.352 |  | -1
node_8103301_200876483 |  |  | PQ | AD | 2771.281 | 8103301 | no | no |  |  | no |  |  | 1448162.425 | 15356027.777 |  | -1
node_8103301_200876484 |  |  | PQ | AD | 2771.281 | 8103301 | no | no |  |  | no |  |  | 1448376.361 | 15355743.649 |  | -1
node_8103301_200876485 |  |  | PQ | AN | 2771.281 | 8103301 | no | no |  |  | no |  |  | 1448518.923 | 15355367.993 |  | -1
node_8103301_200876486 |  |  | PQ | AD | 2771.281 | 8103301 | no | no |  |  | no |  |  | 1448616.58 | 15355105.224 |  | -1
node_8103301_200876487 |  |  | PQ | AN | 2771.281 | 8103301 | no | no |  |  | no |  |  | 1448611.387 | 15354850.742 |  | -1
node_8103301_200876488 |  |  | PQ | AD | 2771.281 | 8103301 | no | no |  |  | no |  |  | 1447193.799 | 15359367.692 |  | -1
node_8103301_200876489 |  |  | PQ | AN | 2771.281 | 8103301 | no | no |  |  | no |  |  | 1447185.658 | 15359001.688 |  | -1
node_8103301_200876490 |  |  | PQ | AD | 2771.281 | 8103301 | no | no |  |  | no |  |  | 1447171.718 | 15358564.678 |  | -1
node_8103301_200876491 |  |  | PQ | AD | 2771.281 | 8103301 | no | no |  |  | no |  |  | 1447159.335 | 15358316.166 |  | -1
node_8103301_200876492 |  |  | PQ | AD | 2771.281 | 8103301 | no | no |  |  | no |  |  | 1446961.532 | 15358186.838 |  | -1
node_8103301_200876493 |  |  | PQ | AN | 2771.281 | 8103301 | no | no |  |  | no |  |  | 1447152.251 | 15358008.891 |  | -1
node_8103301_200876494 |  |  | PQ | AD | 2771.281 | 8103301 | no | no |  |  | no |  |  | 1447218.102 | 15357665.717 |  | -1
node_8103301_200876495 |  |  | PQ | AN | 2771.281 | 8103301 | no | no |  |  | no |  |  | 1447069.831 | 15357784.594 |  | -1
node_8103301_200876497 |  |  | PQ | AD | 2771.281 | 8103301 | no | no |  |  | no |  |  | 1447365.091 | 15357328.691 |  | -1
node_8103301_200876498 |  |  | PQ | AN | 2771.281 | 8103301 | no | no |  |  | no |  |  | 1447532.286 | 15356988.926 |  | -1
node_8103301_200876832 |  |  | PQ | AD | 2771.281 | 8103301 | no | no |  |  | no |  |  | 1444567.858 | 15353667.469 |  | -1
node_8103301_200876833 |  |  | PQ | AN | 2771.281 | 8103301 | no | no |  |  | no |  |  | 1442876.822 | 15354077.141 |  | -1
node_8103301_200876834 |  |  | PQ | AN | 2771.281 | 8103301 | no | no |  |  | no |  |  | 1443017.977 | 15354268.85 |  | -1
node_8103301_200876835 |  |  | PQ | AN | 2771.281 | 8103301 | no | no |  |  | no |  |  | 1443086.971 | 15354331.28 |  | -1
node_8103301_200876836 |  |  | PQ | AN | 2771.281 | 8103301 | no | no |  |  | no |  |  | 1443251.965 | 15354535.957 |  | -1
node_8103301_200876837 |  |  | PQ | AD | 2771.281 | 8103301 | no | no |  |  | no |  |  | 1443361.842 | 15354673.678 |  | -1
node_8103301_200876838 |  |  | PQ | AN | 2771.281 | 8103301 | no | no |  |  | no |  |  | 1443437.077 | 15354801.757 |  | -1
node_8103301_200876839 |  |  | PQ | AN | 2771.281 | 8103301 | no | no |  |  | no |  |  | 1443683.64 | 15354839.53 |  | -1
node_8103301_200876840 |  |  | PQ | AD | 2771.281 | 8103301 | no | no |  |  | no |  |  | 1444233.888 | 15353581.026 |  | -1
node_8103301_200876841 |  |  | PQ | AD | 2771.281 | 8103301 | no | no |  |  | no |  |  | 1444000.08 | 15353534.5 |  | -1
node_8103301_200876842 |  |  | PQ | AD | 2771.281 | 8103301 | no | no |  |  | no |  |  | 1443616.747 | 15353448.167 |  | -1
node_8103301_200876843 |  |  | PQ | AN | 2771.281 | 8103301 | no | no |  |  | no |  |  | 1443474.505 | 15353402.32 |  | -1
node_8103301_200876845 |  |  | PQ | AD | 2771.281 | 8103301 | no | no |  |  | no |  |  | 1443126.536 | 15353320.787 |  | -1
node_8103301_200876846 |  |  | PQ | AD | 2771.281 | 8103301 | no | no |  |  | no |  |  | 1442742.653 | 15353607.518 |  | -1
node_8103301_200876847 |  |  | PQ | AN | 2771.281 | 8103301 | no | no |  |  | no |  |  | 1442790.791 | 15353759.212 |  | -1
node_8103301_200876848 |  |  | PQ | AN | 2771.281 | 8103301 | no | no |  |  | no |  |  | 1443842.18 | 15353841.484 |  | -1
node_8103301_200876849 |  |  | PQ | AD | 2771.281 | 8103301 | no | no |  |  | no |  |  | 1443977.196 | 15353915.134 |  | -1
node_8103301_200876850 |  |  | PQ | AD | 2771.281 | 8103301 | no | no |  |  | no |  |  | 1444023.502 | 15354134.104 |  | -1
node_8103301_200876851 |  |  | PQ | AD | 2771.281 | 8103301 | no | no |  |  | no |  |  | 1444094.04 | 15354346.843 |  | -1
node_8103301_200876853 |  |  | PQ | AN | 2771.281 | 8103301 | no | no |  |  | no |  |  | 1444149.405 | 15354536.848 |  | -1
node_8103301_200877166 |  |  | PQ | AN | 19918.584 | 8103301 | no | no |  |  | no |  |  | 1447085.815 | 15372088.556 |  | -1
node_8103301_200877167 |  |  | PQ | AN | 19918.584 | 8103301 | no | no |  |  | no |  |  | 1447641.691 | 15370121.197 |  | -1
node_8103301_200877168 |  |  | PQ | AN | 19918.584 | 8103301 | no | no |  |  | no |  |  | 1447694.199 | 15370188.819 |  | -1
node_8103301_200877169 |  |  | PQ | AN | 19918.584 | 8103301 | no | no |  |  | no |  |  | 1447729.794 | 15370195.27 |  | -1
node_8103301_200877170 |  |  | PQ | AN | 19918.584 | 8103301 | no | no |  |  | no |  |  | 1447977.854 | 15370309.833 |  | -1
node_8103301_200877171 |  |  | PQ | AN | 19918.584 | 8103301 | no | no |  |  | no |  |  | 1448171.307 | 15370400.647 |  | -1
node_8103301_200877172 |  |  | PQ | AN | 2771.281 | 8103301 | no | no |  |  | no |  |  | 1447716.083 | 15370050.456 |  | -1
node_8103301_200877173 |  |  | PQ | AN | 19918.584 | 8103301 | no | no |  |  | no |  |  | 1447176.708 | 15371734.371 |  | -1
node_8103301_200877175 |  |  | PQ | AN | 19918.584 | 8103301 | no | no |  |  | no |  |  | 1447194.466 | 15371520.611 |  | -1
node_8103301_200877176 |  |  | PQ | AN | 19918.584 | 8103301 | no | no |  |  | no |  |  | 1447005.171 | 15371313.102 |  | -1
node_8103301_200877179 |  |  | PQ | AN | 19918.584 | 8103301 | no | no |  |  | no |  |  | 1447247.368 | 15370720.856 |  | -1
node_8103301_200877180 |  |  | PQ | AN | 19918.584 | 8103301 | no | no |  |  | no |  |  | 1447449.882 | 15370714.929 |  | -1
node_8103301_200877181 |  |  | PQ | AN | 19918.584 | 8103301 | no | no |  |  | no |  |  | 1447588.176 | 15370708.62 |  | -1
node_8103301_200877182 |  |  | PQ | AN | 19918.584 | 8103301 | no | no |  |  | no |  |  | 1447639.255 | 15370447.565 |  | -1
node_8103301_200877205 |  |  | PQ | AN | 2771.281 | 8103301 | no | no |  |  | no |  |  | 1437757.981 | 15374402.652 |  | -1
node_8103301_200877206 |  |  | PQ | AD | 2771.281 | 8103301 | no | no |  |  | no |  |  | 1437891.736 | 15374295.2 |  | -1
node_8103301_200877207 |  |  | PQ | AN | 2771.281 | 8103301 | no | no |  |  | no |  |  | 1437920.092 | 15374366.441 |  | -1
node_8103301_200877208 |  |  | PQ | AD | 2771.281 | 8103301 | no | no |  |  | no |  |  | 1438125.464 | 15374227.675 |  | -1
node_8103301_200877209 |  |  | PQ | AD | 2771.281 | 8103301 | no | no |  |  | no |  |  | 1438375.718 | 15374198.73 |  | -1
node_8103301_200877210 |  |  | PQ | AN | 2771.281 | 8103301 | no | no |  |  | no |  |  | 1438500.795 | 15374239.901 |  | -1
node_8103301_200877211 |  |  | PQ | AN | 2771.281 | 8103301 | no | no |  |  | no |  |  | 1438859.641 | 15374207.186 |  | -1
node_8103301_200877213 |  |  | PQ | AD | 2771.281 | 8103301 | no | no |  |  | no |  |  | 1439079.369 | 15374260.793 |  | -1
node_8103301_200877214 |  |  | PQ | AN | 2771.281 | 8103301 | no | no |  |  | no |  |  | 1439220.887 | 15374446.774 |  | -1
node_8103301_200877215 |  |  | PQ | AD | 2771.281 | 8103301 | no | no |  |  | no |  |  | 1439539.442 | 15374508.664 |  | -1
node_8103301_200877216 |  |  | PQ | AN | 2771.281 | 8103301 | no | no |  |  | no |  |  | 1439875.797 | 15374693.704 |  | -1
node_8103301_200877228 |  |  | PQ | AN | 2771.281 | 8103301 | no | no |  |  | no |  |  | 1442738.337 | 15353162.127 |  | -1
node_8103301_200877229 |  |  | PQ | AN | 2771.281 | 8103301 | no | no |  |  | no |  |  | 1440175.527 | 15351068.126 |  | -1
node_8103301_200877230 |  |  | PQ | AN | 2771.281 | 8103301 | no | no |  |  | no |  |  | 1442716.592 | 15352803.398 |  | -1
node_8103301_200877231 |  |  | PQ | AD | 2771.281 | 8103301 | no | no |  |  | no |  |  | 1442680.789 | 15352753.724 |  | -1
node_8103301_200877232 |  |  | PQ | AN | 2771.281 | 8103301 | no | no |  |  | no |  |  | 1442308.995 | 15352580.317 |  | -1
node_8103301_200877234 |  |  | PQ | AD | 2771.281 | 8103301 | no | no |  |  | no |  |  | 1441809.35 | 15352291.774 |  | -1
node_8103301_200877235 |  |  | PQ | AN | 2771.281 | 8103301 | no | no |  |  | no |  |  | 1441393.406 | 15352114.12 |  | -1
node_8103301_200877237 |  |  | PQ | AD | 2771.281 | 8103301 | no | no |  |  | no |  |  | 1441216.92 | 15351883.044 |  | -1
node_8103301_200877238 |  |  | PQ | AN | 2771.281 | 8103301 | no | no |  |  | no |  |  | 1440852.464 | 15351898.775 |  | -1
node_8103301_200877239 |  |  | PQ | AN | 2771.281 | 8103301 | no | no |  |  | no |  |  | 1440761.41 | 15351534.455 |  | -1
node_8103301_200877240 |  |  | PQ | AN | 2771.281 | 8103301 | no | no |  |  | no |  |  | 1440408.613 | 15351246.343 |  | -1
node_8103301_200877251 |  |  | PQ | AN | 2771.281 | 8103301 | no | no |  |  | no |  |  | 1438125.781 | 15374470.725 |  | -1
node_8103301_200877252 |  |  | PQ | AN | 2771.281 | 8103301 | no | no |  |  | no |  |  | 1438394.708 | 15374604.139 |  | -1
node_8103301_200877254 |  |  | PQ | AN | 2771.281 | 8103301 | no | no |  |  | no |  |  | 1438754.256 | 15374783.901 |  | -1
node_8103301_200877256 |  |  | PQ | AD | 2771.281 | 8103301 | no | no |  |  | no |  |  | 1438944.5 | 15374889.984 |  | -1
node_8103301_200877257 |  |  | PQ | AN | 2771.281 | 8103301 | no | no |  |  | no |  |  | 1439089.714 | 15374947.312 |  | -1
node_8103301_200877261 |  |  | PQ | AD | 2771.281 | 8103301 | no | no |  |  | no |  |  | 1440320.808 | 15365989.379 |  | -1
node_8103301_200877262 |  |  | PQ | AD | 2771.281 | 8103301 | no | no |  |  | no |  |  | 1439959.9 | 15365889.989 |  | -1
node_8103301_200877263 |  |  | PQ | AD | 2771.281 | 8103301 | no | no |  |  | no |  |  | 1439578.976 | 15365780.955 |  | -1
node_8103301_200877264 |  |  | PQ | AN | 2771.281 | 8103301 | no | no |  |  | no |  |  | 1439386.666 | 15365730.921 |  | -1
node_8103301_200877266 |  |  | PQ | AD | 2771.281 | 8103301 | no | no |  |  | no |  |  | 1439405.592 | 15365369.964 |  | -1
node_8103301_200877267 |  |  | PQ | AN | 2771.281 | 8103301 | no | no |  |  | no |  |  | 1439330.759 | 15365350.092 |  | -1
node_8103301_200877268 |  |  | PQ | AN | 2771.281 | 8103301 | no | no |  |  | no |  |  | 1439428.167 | 15364998.765 |  | -1
node_8103301_200877269 |  |  | PQ | AD | 2771.281 | 8103301 | no | no |  |  | no |  |  | 1439443.688 | 15364622.052 |  | -1
node_8103301_200877270 |  |  | PQ | AD | 2771.281 | 8103301 | no | no |  |  | no |  |  | 1439339.038 | 15364482.745 |  | -1
node_8103301_200877271 |  |  | PQ | AN | 2771.281 | 8103301 | no | no |  |  | no |  |  | 1439355.917 | 15364289.234 |  | -1
node_8103301_200877273 |  |  | PQ | AN | 2771.281 | 8103301 | no | no |  |  | no |  |  | 1447847.784 | 15375831.004 |  | -1
node_8103301_200877274 |  |  | PQ | AN | 2771.281 | 8103301 | no | no |  |  | no |  |  | 1448256.344 | 15372534.254 |  | -1
node_8103301_200877275 |  |  | PQ | AN | 2771.281 | 8103301 | no | no |  |  | no |  |  | 1448263.258 | 15372699.267 |  | -1
node_8103301_200877276 |  |  | PQ | AD | 2771.281 | 8103301 | no | no |  |  | no |  |  | 1448172.632 | 15375771.828 |  | -1
node_8103301_200877277 |  |  | PQ | AD | 2771.281 | 8103301 | no | no |  |  | no |  |  | 1448141.896 | 15375781.935 |  | -1
node_8103301_200877278 |  |  | PQ | AN | 2771.281 | 8103301 | no | no |  |  | no |  |  | 1447847.599 | 15375809.918 |  | -1
node_8103301_200877281 |  |  | PQ | AN | 2771.281 | 8103301 | no | no |  |  | no |  |  | 1448252.117 | 15375963.591 |  | -1
node_8103301_200877282 |  |  | PQ | AD | 2771.281 | 8103301 | no | no |  |  | no |  |  | 1448220.374 | 15376253.029 |  | -1
node_8103301_200877283 |  |  | PQ | AD | 2771.281 | 8103301 | no | no |  |  | no |  |  | 1448343.848 | 15376524.473 |  | -1
node_8103301_200877284 |  |  | PQ | AD | 2771.281 | 8103301 | no | no |  |  | no |  |  | 1448459.824 | 15376792.354 |  | -1
node_8103301_200877285 |  |  | PQ | AD | 2771.281 | 8103301 | no | no |  |  | no |  |  | 1448617.833 | 15377070.556 |  | -1
node_8103301_200877286 |  |  | PQ | AD | 2771.281 | 8103301 | no | no |  |  | no |  |  | 1448765.185 | 15377332.807 |  | -1
node_8103301_200877287 |  |  | PQ | AN | 2771.281 | 8103301 | no | no |  |  | no |  |  | 1449048.123 | 15377334.661 |  | -1
node_8103301_200877288 |  |  | PQ | AN | 2771.281 | 8103301 | no | no |  |  | no |  |  | 1449255.972 | 15377413.265 |  | -1
node_8103301_200877289 |  |  | PQ | AN | 2771.281 | 8103301 | no | no |  |  | no |  |  | 1448208.715 | 15373089.573 |  | -1
node_8103301_200877290 |  |  | PQ | AN | 2771.281 | 8103301 | no | no |  |  | no |  |  | 1448203.9 | 15373578.585 |  | -1
node_8103301_200877291 |  |  | PQ | AN | 2771.281 | 8103301 | no | no |  |  | no |  |  | 1448196.703 | 15373978.321 |  | -1
node_8103301_200877292 |  |  | PQ | AN | 2771.281 | 8103301 | no | no |  |  | no |  |  | 1448195.715 | 15374375.36 |  | -1
node_8103301_200877293 |  |  | PQ | AN | 2771.281 | 8103301 | no | no |  |  | no |  |  | 1448187.728 | 15374611.955 |  | -1
node_8103301_200877295 |  |  | PQ | AN | 2771.281 | 8103301 | no | no |  |  | no |  |  | 1448258.534 | 15374801.969 |  | -1
node_8103301_200877296 |  |  | PQ | AD | 2771.281 | 8103301 | no | no |  |  | no |  |  | 1447928.661 | 15374815.602 |  | -1
node_8103301_200877297 |  |  | PQ | AN | 2771.281 | 8103301 | no | no |  |  | no |  |  | 1447603.942 | 15374788.581 |  | -1
node_8103301_200877298 |  |  | PQ | AD | 2771.281 | 8103301 | no | no |  |  | no |  |  | 1447198.397 | 15374781.483 |  | -1
node_8103301_200877299 |  |  | PQ | AN | 2771.281 | 8103301 | no | no |  |  | no |  |  | 1447051.661 | 15375004.971 |  | -1
node_8103301_200877300 |  |  | PQ | AD | 2771.281 | 8103301 | no | no |  |  | no |  |  | 1448250.877 | 15375101.539 |  | -1
node_8103301_200877301 |  |  | PQ | AN | 2771.281 | 8103301 | no | no |  |  | no |  |  | 1448254.749 | 15375397.883 |  | -1
node_8103301_200877302 |  |  | PQ | AN | 2771.281 | 8103301 | no | no |  |  | no |  |  | 1444727.675 | 15372275.845 |  | -1
node_8103301_200877303 |  |  | PQ | AD | 2771.281 | 8103301 | no | no |  |  | no |  |  | 1444751.302 | 15372125.816 |  | -1
node_8103301_200877304 |  |  | PQ | AD | 2771.281 | 8103301 | no | no |  |  | no |  |  | 1444790.434 | 15372202.561 |  | -1
node_8103301_200877305 |  |  | PQ | AN | 2771.281 | 8103301 | no | no |  |  | no |  |  | 1444987.203 | 15372189.08 |  | -1
node_8103301_200877306 |  |  | PQ | AD | 2771.281 | 8103301 | no | no |  |  | no |  |  | 1444736.019 | 15369659.355 |  | -1
node_8103301_200877307 |  |  | PQ | AD | 2771.281 | 8103301 | no | no |  |  | no |  |  | 1444698.278 | 15369417.876 |  | -1
node_8103301_200877308 |  |  | PQ | AD | 2771.281 | 8103301 | no | no |  |  | no |  |  | 1444758.386 | 15369168.283 |  | -1
node_8103301_200877309 |  |  | PQ | AD | 2771.281 | 8103301 | no | no |  |  | no |  |  | 1444724.07 | 15368865.808 |  | -1
node_8103301_200877310 |  |  | PQ | AD | 2771.281 | 8103301 | no | no |  |  | no |  |  | 1444699.041 | 15368571.157 |  | -1
node_8103301_200877311 |  |  | PQ | AD | 2771.281 | 8103301 | no | no |  |  | no |  |  | 1444700.778 | 15368244.547 |  | -1
node_8103301_200877312 |  |  | PQ | AD | 2771.281 | 8103301 | no | no |  |  | no |  |  | 1444715.593 | 15367922.779 |  | -1
node_8103301_200877313 |  |  | PQ | AN | 2771.281 | 8103301 | no | no |  |  | no |  |  | 1444436.438 | 15367867.001 |  | -1
node_8103301_200877315 |  |  | PQ | AN | 2771.281 | 8103301 | no | no |  |  | no |  |  | 1444728.069 | 15367615.582 |  | -1
node_8103301_200877316 |  |  | PQ | AN | 2771.281 | 8103301 | no | no |  |  | no |  |  | 1444742.881 | 15367327.377 |  | -1
node_8103301_200877317 |  |  | PQ | AN | 2771.281 | 8103301 | no | no |  |  | no |  |  | 1444749.5 | 15367022.265 |  | -1
node_8103301_200877318 |  |  | PQ | AN | 2771.281 | 8103301 | no | no |  |  | no |  |  | 1444754.269 | 15371885.267 |  | -1
node_8103301_200877319 |  |  | PQ | AN | 2771.281 | 8103301 | no | no |  |  | no |  |  | 1444766.417 | 15366762.974 |  | -1
node_8103301_200877320 |  |  | PQ | AD | 2771.281 | 8103301 | no | no |  |  | no |  |  | 1444755.514 | 15371550.099 |  | -1
node_8103301_200877321 |  |  | PQ | AD | 2771.281 | 8103301 | no | no |  |  | no |  |  | 1444754.626 | 15371415.137 |  | -1
node_8103301_200877322 |  |  | PQ | AD | 2771.281 | 8103301 | no | no |  |  | no |  |  | 1445006.932 | 15371448.044 |  | -1
node_8103301_200877323 |  |  | PQ | AN | 2771.281 | 8103301 | no | no |  |  | no |  |  | 1445191.394 | 15371469.777 |  | -1
node_8103301_200877324 |  |  | PQ | AD | 2771.281 | 8103301 | no | no |  |  | no |  |  | 1444691.969 | 15371164.258 |  | -1
node_8103301_200877325 |  |  | PQ | AD | 2771.281 | 8103301 | no | no |  |  | no |  |  | 1444674.16 | 15370932.504 |  | -1
node_8103301_200877326 |  |  | PQ | AD | 2771.281 | 8103301 | no | no |  |  | no |  |  | 1444642.169 | 15370607.867 |  | -1
node_8103301_200877327 |  |  | PQ | AN | 2771.281 | 8103301 | no | no |  |  | no |  |  | 1444672.697 | 15370285.312 |  | -1
node_8103301_200877328 |  |  | PQ | AN | 2771.281 | 8103301 | no | no |  |  | no |  |  | 1444652.862 | 15369946.65 |  | -1
node_8103301_200877329 |  |  | PQ | AD | 2771.281 | 8103301 | no | no |  |  | no |  |  | 1445593.208 | 15358771.419 |  | -1
node_8103301_200877330 |  |  | PQ | AD | 2771.281 | 8103301 | no | no |  |  | no |  |  | 1445352.444 | 15359016.469 |  | -1
node_8103301_200877331 |  |  | PQ | AN | 2771.281 | 8103301 | no | no |  |  | no |  |  | 1445169.061 | 15359192.101 |  | -1
node_8103301_200877332 |  |  | PQ | AD | 2771.281 | 8103301 | no | no |  |  | no |  |  | 1444993.637 | 15359333.515 |  | -1
node_8103301_200877333 |  |  | PQ | AN | 2771.281 | 8103301 | no | no |  |  | no |  |  | 1444988.756 | 15359523.345 |  | -1
node_8103301_200877376 |  |  | PQ | AD | 2771.281 | 8103301 | no | no |  |  | no |  |  | 1439358.413 | 15365727.527 |  | -1
node_8103301_200877378 |  |  | PQ | AD | 2771.281 | 8103301 | no | no |  |  | no |  |  | 1439325.483 | 15366164.067 |  | -1
node_8103301_200877379 |  |  | PQ | AN | 2771.281 | 8103301 | no | no |  |  | no |  |  | 1439059.605 | 15366261.839 |  | -1
node_8103301_200877380 |  |  | PQ | AD | 2771.281 | 8103301 | no | no |  |  | no |  |  | 1439403.669 | 15366353.129 |  | -1
node_8103301_200877381 |  |  | PQ | AD | 2771.281 | 8103301 | no | no |  |  | no |  |  | 1439434.826 | 15366657.376 |  | -1
node_8103301_200877382 |  |  | PQ | AD | 2771.281 | 8103301 | no | no |  |  | no |  |  | 1439380.41 | 15366711.477 |  | -1
node_8103301_200877383 |  |  | PQ | AN | 2771.281 | 8103301 | no | no |  |  | no |  |  | 1439136.543 | 15366719.089 |  | -1
node_8103301_200877406 |  |  | PQ | AD | 2771.281 | 8103301 | no | no |  |  | no |  |  | 1444755.165 | 15353567.822 |  | -1
node_8103301_200877407 |  |  | PQ | AD | 2771.281 | 8103301 | no | no |  |  | no |  |  | 1444504.322 | 15353439.322 |  | -1
node_8103301_200877408 |  |  | PQ | AD | 2771.281 | 8103301 | no | no |  |  | no |  |  | 1444238.246 | 15353309.291 |  | -1
node_8103301_200877409 |  |  | PQ | AN | 2771.281 | 8103301 | no | no |  |  | no |  |  | 1444007.32 | 15353194.025 |  | -1
node_8103301_200877420 |  |  | PQ | AD | 2771.281 | 8103301 | no | no |  |  | no |  |  | 1448563.22 | 15355327.279 |  | -1
node_8103301_200877421 |  |  | PQ | AD | 2771.281 | 8103301 | no | no |  |  | no |  |  | 1450956.076 | 15355541.983 |  | -1
node_8103301_200877422 |  |  | PQ | AD | 2771.281 | 8103301 | no | no |  |  | no |  |  | 1450962.071 | 15355471.148 |  | -1
node_8103301_200877423 |  |  | PQ | AD | 2771.281 | 8103301 | no | no |  |  | no |  |  | 1451110.37 | 15355251.756 |  | -1
node_8103301_200877424 |  |  | PQ | AN | 2771.281 | 8103301 | no | no |  |  | no |  |  | 1451247.352 | 15355042.249 |  | -1
node_8103301_200877425 |  |  | PQ | AN | 2771.281 | 8103301 | no | no |  |  | no |  |  | 1451242.38 | 15355572.227 |  | -1
node_8103301_200877426 |  |  | PQ | AN | 2771.281 | 8103301 | no | no |  |  | no |  |  | 1448790.432 | 15355378.883 |  | -1
node_8103301_200877427 |  |  | PQ | AD | 2771.281 | 8103301 | no | no |  |  | no |  |  | 1449044.371 | 15355370.572 |  | -1
node_8103301_200877428 |  |  | PQ | AN | 2771.281 | 8103301 | no | no |  |  | no |  |  | 1449321.405 | 15355350.233 |  | -1
node_8103301_200877429 |  |  | PQ | AD | 2771.281 | 8103301 | no | no |  |  | no |  |  | 1449572.961 | 15355426.266 |  | -1
node_8103301_200877430 |  |  | PQ | AD | 2771.281 | 8103301 | no | no |  |  | no |  |  | 1449768.064 | 15355391.92 |  | -1
node_8103301_200877431 |  |  | PQ | AD | 2771.281 | 8103301 | no | no |  |  | no |  |  | 1450056.745 | 15355476.718 |  | -1
node_8103301_200877432 |  |  | PQ | AD | 2771.281 | 8103301 | no | no |  |  | no |  |  | 1450349.177 | 15355493.972 |  | -1
node_8103301_200877433 |  |  | PQ | AD | 2771.281 | 8103301 | no | no |  |  | no |  |  | 1450650.187 | 15355519.499 |  | -1
node_8103301_200877464 |  |  | PQ | AD | 2771.281 | 8103301 | no | no |  |  | no |  |  | 1448329.98 | 15355215.213 |  | -1
node_8103301_200877465 |  |  | PQ | AN | 2771.281 | 8103301 | no | no |  |  | no |  |  | 1448047.461 | 15355237.952 |  | -1
node_8103301_200877467 |  |  | PQ | AD | 2771.281 | 8103301 | no | no |  |  | no |  |  | 1447813.748 | 15355202.638 |  | -1
node_8103301_200877468 |  |  | PQ | AN | 2771.281 | 8103301 | no | no |  |  | no |  |  | 1447589.743 | 15355182.609 |  | -1
node_8103301_200878013 |  |  | PQ | AN | 2771.281 | 8103301 | no | no |  |  | no |  |  | 1447021.618 | 15363506.489 |  | -1
node_8103301_200878014 |  |  | PQ | AD | 2771.281 | 8103301 | no | no |  |  | no |  |  | 1446718.015 | 15363514.008 |  | -1
node_8103301_200878015 |  |  | PQ | AN | 2771.281 | 8103301 | no | no |  |  | no |  |  | 1446465.807 | 15363509.383 |  | -1
node_8103301_200878017 |  |  | PQ | AN | 2771.281 | 8103301 | no | no |  |  | no |  |  | 1447326.559 | 15363538.357 |  | -1
node_8103301_200878019 |  |  | PQ | AD | 2771.281 | 8103301 | no | no |  |  | no |  |  | 1448097.602 | 15363545.585 |  | -1
node_8103301_200878020 |  |  | PQ | AN | 2771.281 | 8103301 | no | no |  |  | no |  |  | 1448455.797 | 15363556.453 |  | -1
node_8103301_200878022 |  |  | PQ | AD | 2771.281 | 8103301 | no | no |  |  | no |  |  | 1448798.065 | 15363569.244 |  | -1
node_8103301_200878023 |  |  | PQ | AN | 2771.281 | 8103301 | no | no |  |  | no |  |  | 1449033.069 | 15363529.655 |  | -1
node_8103301_200878024 |  |  | PQ | AD | 2771.281 | 8103301 | no | no |  |  | no |  |  | 1449198.312 | 15363455.617 |  | -1
node_8103301_200878025 |  |  | PQ | AN | 2771.281 | 8103301 | no | no |  |  | no |  |  | 1449521.933 | 15363460.083 |  | -1
node_8103301_200878026 |  |  | PQ | AN | 2771.281 | 8103301 | no | no |  |  | no |  |  | 1449828.029 | 15363458.826 |  | -1
node_8103301_200878027 |  |  | PQ | AD | 2771.281 | 8103301 | no | no |  |  | no |  |  | 1450031.762 | 15363460.709 |  | -1
node_8103301_200878028 |  |  | PQ | AD | 2771.281 | 8103301 | no | no |  |  | no |  |  | 1450224.261 | 15363456.92 |  | -1
node_8103301_200878029 |  |  | PQ | AD | 2771.281 | 8103301 | no | no |  |  | no |  |  | 1450430.431 | 15363461.529 |  | -1
node_8103301_200878030 |  |  | PQ | AN | 2771.281 | 8103301 | no | no |  |  | no |  |  | 1450631.115 | 15363455.155 |  | -1
node_8103301_200878031 |  |  | PQ | AD | 2771.281 | 8103301 | no | no |  |  | no |  |  | 1450844.995 | 15363449.079 |  | -1
node_8103301_200878032 |  |  | PQ | AD | 2771.281 | 8103301 | no | no |  |  | no |  |  | 1451110.58 | 15363466.643 |  | -1
node_8103301_200878033 |  |  | PQ | AD | 2771.281 | 8103301 | no | no |  |  | no |  |  | 1451353.905 | 15363476.188 |  | -1
node_8103301_200878034 |  |  | PQ | AN | 2771.281 | 8103301 | no | no |  |  | no |  |  | 1451583.137 | 15363490.27 |  | -1
node_8103301_200878035 |  |  | PQ | AD | 2771.281 | 8103301 | no | no |  |  | no |  |  | 1447405.514 | 15364022.822 |  | -1
node_8103301_200878036 |  |  | PQ | AD | 2771.281 | 8103301 | no | no |  |  | no |  |  | 1447497.663 | 15364573.109 |  | -1
node_8103301_200878037 |  |  | PQ | AN | 2771.281 | 8103301 | no | no |  |  | no |  |  | 1447591.078 | 15364868.357 |  | -1
node_8103301_200878038 |  |  | PQ | AD | 2771.281 | 8103301 | no | no |  |  | no |  |  | 1447643.703 | 15365233.594 |  | -1
node_8103301_200878039 |  |  | PQ | AD | 2771.281 | 8103301 | no | no |  |  | no |  |  | 1447645.736 | 15365632.75 |  | -1
node_8103301_200878040 |  |  | PQ | AD | 2771.281 | 8103301 | no | no |  |  | no |  |  | 1447645.082 | 15366062.113 |  | -1
node_8103301_200878041 |  |  | PQ | AD | 2771.281 | 8103301 | no | no |  |  | no |  |  | 1447646.11 | 15366517.124 |  | -1
node_8103301_200878042 |  |  | PQ | AD | 2771.281 | 8103301 | no | no |  |  | no |  |  | 1447646.513 | 15366932.206 |  | -1
node_8103301_200878043 |  |  | PQ | AD | 2771.281 | 8103301 | no | no |  |  | no |  |  | 1447643.967 | 15367386.159 |  | -1
node_8103301_200878044 |  |  | PQ | AD | 2771.281 | 8103301 | no | no |  |  | no |  |  | 1447615.266 | 15367393.534 |  | -1
node_8103301_200878045 |  |  | PQ | AN | 2771.281 | 8103301 | no | no |  |  | no |  |  | 1447373.789 | 15367393.056 |  | -1
node_8103301_200878046 |  |  | PQ | AN | 2771.281 | 8103301 | no | no |  |  | no |  |  | 1447646.766 | 15367549.166 |  | -1
node_8103301_200878047 |  |  | PQ | AN | 2771.281 | 8103301 | no | no |  |  | no |  |  | 1447644.523 | 15367845.859 |  | -1
node_8103301_200878048 |  |  | PQ | AN | 2771.281 | 8103301 | no | no |  |  | no |  |  | 1447737.418 | 15368083.45 |  | -1
node_8103301_200878050 |  |  | PQ | AN | 2771.281 | 8103301 | no | no |  |  | no |  |  | 1447758.745 | 15368568.029 |  | -1
node_8103301_200878056 |  |  | PQ | AD | 2771.281 | 8103301 | no | no |  |  | no |  |  | 1447691.918 | 15369925.224 |  | -1
node_8103301_200878059 |  |  | PQ | AN | 2771.281 | 8103301 | no | no |  |  | no |  |  | 1446172.888 | 15355206.434 |  | -1
node_8103301_200878060 |  |  | PQ | AD | 2771.281 | 8103301 | no | no |  |  | no |  |  | 1447227.492 | 15362976.79 |  | -1
node_8103301_200878061 |  |  | PQ | AD | 2771.281 | 8103301 | no | no |  |  | no |  |  | 1447264.377 | 15359867.295 |  | -1
node_8103301_200878063 |  |  | PQ | AD | 2771.281 | 8103301 | no | no |  |  | no |  |  | 1446906.32 | 15359682.502 |  | -1
node_8103301_200878064 |  |  | PQ | AD | 2771.281 | 8103301 | no | no |  |  | no |  |  | 1446593.848 | 15359526.296 |  | -1
node_8103301_200878065 |  |  | PQ | AN | 2771.281 | 8103301 | no | no |  |  | no |  |  | 1446124.49 | 15359290.408 |  | -1
node_8103301_200878066 |  |  | PQ | AN | 2771.281 | 8103301 | no | no |  |  | no |  |  | 1446081.607 | 15359423.702 |  | -1
node_8103301_200878067 |  |  | PQ | AD | 2771.281 | 8103301 | no | no |  |  | no |  |  | 1445947.333 | 15358936.108 |  | -1
node_8103301_200878068 |  |  | PQ | AD | 2771.281 | 8103301 | no | no |  |  | no |  |  | 1445773.001 | 15358621.884 |  | -1
node_8103301_200878069 |  |  | PQ | AD | 2771.281 | 8103301 | no | no |  |  | no |  |  | 1445588.942 | 15358280.188 |  | -1
node_8103301_200878070 |  |  | PQ | AD | 2771.281 | 8103301 | no | no |  |  | no |  |  | 1445485.048 | 15357959.1 |  | -1
node_8103301_200878071 |  |  | PQ | AD | 2771.281 | 8103301 | no | no |  |  | no |  |  | 1445382.313 | 15357660.623 |  | -1
node_8103301_200878072 |  |  | PQ | AD | 2771.281 | 8103301 | no | no |  |  | no |  |  | 1445284.048 | 15357319.163 |  | -1
node_8103301_200878073 |  |  | PQ | AD | 2771.281 | 8103301 | no | no |  |  | no |  |  | 1447146.643 | 15362495.207 |  | -1
node_8103301_200878075 |  |  | PQ | AD | 2771.281 | 8103301 | no | no |  |  | no |  |  | 1445066.573 | 15356634.945 |  | -1
node_8103301_200878076 |  |  | PQ | AD | 2771.281 | 8103301 | no | no |  |  | no |  |  | 1444959.728 | 15356299.38 |  | -1
node_8103301_200878077 |  |  | PQ | AD | 2771.281 | 8103301 | no | no |  |  | no |  |  | 1444852.79 | 15356485.803 |  | -1
node_8103301_200878078 |  |  | PQ | AD | 2771.281 | 8103301 | no | no |  |  | no |  |  | 1444836.079 | 15356827.4 |  | -1
node_8103301_200878079 |  |  | PQ | AD | 2771.281 | 8103301 | no | no |  |  | no |  |  | 1444822.329 | 15357177.783 |  | -1
node_8103301_200878080 |  |  | PQ | AD | 2771.281 | 8103301 | no | no |  |  | no |  |  | 1444852.183 | 15357486.687 |  | -1
node_8103301_200878081 |  |  | PQ | AN | 2771.281 | 8103301 | no | no |  |  | no |  |  | 1444880.047 | 15357781.667 |  | -1
node_8103301_200878082 |  |  | PQ | AN | 2771.281 | 8103301 | no | no |  |  | no |  |  | 1444945.408 | 15358012.027 |  | -1
node_8103301_200878083 |  |  | PQ | AN | 2771.281 | 8103301 | no | no |  |  | no |  |  | 1444967.166 | 15356116.908 |  | -1
node_8103301_200878084 |  |  | PQ | AN | 2771.281 | 8103301 | no | no |  |  | no |  |  | 1444967.549 | 15355983.231 |  | -1
node_8103301_200878085 |  |  | PQ | AN | 2771.281 | 8103301 | no | no |  |  | no |  |  | 1444968.687 | 15355656.583 |  | -1
node_8103301_200878086 |  |  | PQ | AD | 2771.281 | 8103301 | no | no |  |  | no |  |  | 1444970.745 | 15355367.905 |  | -1
node_8103301_200878087 |  |  | PQ | AD | 2771.281 | 8103301 | no | no |  |  | no |  |  | 1444970.762 | 15354997.682 |  | -1
node_8103301_200878088 |  |  | PQ | AN | 2771.281 | 8103301 | no | no |  |  | no |  |  | 1444976.125 | 15354688.009 |  | -1
node_8103301_200878089 |  |  | PQ | AN | 2771.281 | 8103301 | no | no |  |  | no |  |  | 1444984.014 | 15354145.677 |  | -1
node_8103301_200878090 |  |  | PQ | AN | 2771.281 | 8103301 | no | no |  |  | no |  |  | 1444983.784 | 15353776.099 |  | -1
node_8103301_200878091 |  |  | PQ | AN | 2771.281 | 8103301 | no | no |  |  | no |  |  | 1447145.692 | 15362144.815 |  | -1
node_8103301_200878092 |  |  | PQ | AD | 2771.281 | 8103301 | no | no |  |  | no |  |  | 1445254.817 | 15353920.243 |  | -1
node_8103301_200878093 |  |  | PQ | AN | 2771.281 | 8103301 | no | no |  |  | no |  |  | 1445509.867 | 15354049.861 |  | -1
node_8103301_200878096 |  |  | PQ | AN | 2771.281 | 8103301 | no | no |  |  | no |  |  | 1446141.497 | 15354416.486 |  | -1
node_8103301_200878097 |  |  | PQ | AN | 2771.281 | 8103301 | no | no |  |  | no |  |  | 1446453.126 | 15354601.441 |  | -1
node_8103301_200878099 |  |  | PQ | AN | 2771.281 | 8103301 | no | no |  |  | no |  |  | 1446683.089 | 15354702.905 |  | -1
node_8103301_200878100 |  |  | PQ | AD | 2771.281 | 8103301 | no | no |  |  | no |  |  | 1446781.022 | 15354793.824 |  | -1
node_8103301_200878101 |  |  | PQ | AD | 2771.281 | 8103301 | no | no |  |  | no |  |  | 1447162.025 | 15354834.068 |  | -1
node_8103301_200878102 |  |  | PQ | AD | 2771.281 | 8103301 | no | no |  |  | no |  |  | 1447591.148 | 15354875.737 |  | -1
node_8103301_200878103 |  |  | PQ | AD | 2771.281 | 8103301 | no | no |  |  | no |  |  | 1447665.657 | 15354599.878 |  | -1
node_8103301_200878104 |  |  | PQ | AD | 2771.281 | 8103301 | no | no |  |  | no |  |  | 1447733.399 | 15354278.426 |  | -1
node_8103301_200878105 |  |  | PQ | AN | 2771.281 | 8103301 | no | no |  |  | no |  |  | 1447154.411 | 15361740.4 |  | -1
node_8103301_200878107 |  |  | PQ | AD | 2771.281 | 8103301 | no | no |  |  | no |  |  | 1447825.754 | 15353908.189 |  | -1
node_8103301_200878108 |  |  | PQ | AD | 2771.281 | 8103301 | no | no |  |  | no |  |  | 1447874.784 | 15353699.644 |  | -1
node_8103301_200878109 |  |  | PQ | AN | 2771.281 | 8103301 | no | no |  |  | no |  |  | 1447969.681 | 15353317.426 |  | -1
node_8103301_200878110 |  |  | PQ | AD | 2771.281 | 8103301 | no | no |  |  | no |  |  | 1448037.228 | 15353021.68 |  | -1
node_8103301_200878111 |  |  | PQ | AN | 2771.281 | 8103301 | no | no |  |  | no |  |  | 1448132.564 | 15352623.617 |  | -1
node_8103301_200878113 |  |  | PQ | AN | 2771.281 | 8103301 | no | no |  |  | no |  |  | 1448182.704 | 15352912.36 |  | -1
node_8103301_200878115 |  |  | PQ | AN | 2771.281 | 8103301 | no | no |  |  | no |  |  | 1448229.994 | 15353209.024 |  | -1
node_8103301_200878116 |  |  | PQ | AD | 2771.281 | 8103301 | no | no |  |  | no |  |  | 1448278.233 | 15353500.78 |  | -1
node_8103301_200878117 |  |  | PQ | AN | 2771.281 | 8103301 | no | no |  |  | no |  |  | 1448312.711 | 15353730.627 |  | -1
node_8103301_200878119 |  |  | PQ | AD | 2771.281 | 8103301 | no | no |  |  | no |  |  | 1448261.654 | 15352504.599 |  | -1
node_8103301_200878120 |  |  | PQ | AN | 2771.281 | 8103301 | no | no |  |  | no |  |  | 1448470.469 | 15352317.619 |  | -1
node_8103301_200878121 |  |  | PQ | AD | 2771.281 | 8103301 | no | no |  |  | no |  |  | 1448517.13 | 15352270.628 |  | -1
node_8103301_200878122 |  |  | PQ | AN | 2771.281 | 8103301 | no | no |  |  | no |  |  | 1448673.004 | 15352135.034 |  | -1
node_8103301_200878124 |  |  | PQ | AD | 2771.281 | 8103301 | no | no |  |  | no |  |  | 1448705.301 | 15352154.116 |  | -1
node_8103301_200878125 |  |  | PQ | AN | 2771.281 | 8103301 | no | no |  |  | no |  |  | 1448900.483 | 15352345.863 |  | -1
node_8103301_200878126 |  |  | PQ | AN | 2771.281 | 8103301 | no | no |  |  | no |  |  | 1448996.763 | 15351836.123 |  | -1
node_8103301_200878127 |  |  | PQ | AD | 2771.281 | 8103301 | no | no |  |  | no |  |  | 1449159.159 | 15351690.362 |  | -1
node_8103301_200878128 |  |  | PQ | AN | 2771.281 | 8103301 | no | no |  |  | no |  |  | 1449128.984 | 15351422.426 |  | -1
node_8103301_200878129 |  |  | PQ | AN | 2771.281 | 8103301 | no | no |  |  | no |  |  | 1447162.436 | 15361328.349 |  | -1
node_8103301_200878130 |  |  | PQ | AN | 2771.281 | 8103301 | no | no |  |  | no |  |  | 1449099.683 | 15351219.214 |  | -1
node_8103301_200878132 |  |  | PQ | AD | 2771.281 | 8103301 | no | no |  |  | no |  |  | 1449028.57 | 15350609.561 |  | -1
node_8103301_200878133 |  |  | PQ | AN | 2771.281 | 8103301 | no | no |  |  | no |  |  | 1448997.227 | 15350355.912 |  | -1
node_8103301_200878134 |  |  | PQ | AD | 2771.281 | 8103301 | no | no |  |  | no |  |  | 1449032.595 | 15350265.537 |  | -1
node_8103301_200878135 |  |  | PQ | AD | 2771.281 | 8103301 | no | no |  |  | no |  |  | 1448909.888 | 15350088.403 |  | -1
node_8103301_200878136 |  |  | PQ | AN | 2771.281 | 8103301 | no | no |  |  | no |  |  | 1448854.815 | 15350001.344 |  | -1
node_8103301_200878137 |  |  | PQ | AD | 2771.281 | 8103301 | no | no |  |  | no |  |  | 1448682.496 | 15349793.988 |  | -1
node_8103301_200878138 |  |  | PQ | AD | 2771.281 | 8103301 | no | no |  |  | no |  |  | 1448595.864 | 15349494.57 |  | -1
node_8103301_200878139 |  |  | PQ | AD | 2771.281 | 8103301 | no | no |  |  | no |  |  | 1448591.873 | 15349189.966 |  | -1
node_8103301_200878140 |  |  | PQ | AD | 2771.281 | 8103301 | no | no |  |  | no |  |  | 1448634.054 | 15348892.731 |  | -1
node_8103301_200878141 |  |  | PQ | AD | 2771.281 | 8103301 | no | no |  |  | no |  |  | 1448628.475 | 15348560.328 |  | -1
node_8103301_200878142 |  |  | PQ | AN | 2771.281 | 8103301 | no | no |  |  | no |  |  | 1447223.412 | 15361098.445 |  | -1
node_8103301_200878143 |  |  | PQ | AD | 2771.281 | 8103301 | no | no |  |  | no |  |  | 1448632.178 | 15348224.399 |  | -1
node_8103301_200878144 |  |  | PQ | AN | 2771.281 | 8103301 | no | no |  |  | no |  |  | 1448349.424 | 15348298.692 |  | -1
node_8103301_200878145 |  |  | PQ | AD | 2771.281 | 8103301 | no | no |  |  | no |  |  | 1447237.932 | 15360763.678 |  | -1
node_8103301_200878146 |  |  | PQ | AN | 2771.281 | 8103301 | no | no |  |  | no |  |  | 1447243.889 | 15360445.276 |  | -1
node_8103301_200878147 |  |  | PQ | AD | 2771.281 | 8103301 | no | no |  |  | no |  |  | 1447257.124 | 15360162.436 |  | -1
node_8103301_200878236 |  |  | PQ | ABCN | 19918.584 | 8103301 | no | no |  |  | no |  |  | 1433507.466 | 15375802.422 |  | -1
node_8103301_200878237 |  |  | PQ | ABCN | 19918.584 | 8103301 | no | no |  |  | no |  |  | 1434626.439 | 15374903.177 |  | -1
node_8103301_200878238 |  |  | PQ | ABCN | 19918.584 | 8103301 | no | no |  |  | no |  |  | 1433588.082 | 15375742.92 |  | -1
node_8103301_200878239 |  |  | PQ | ABCN | 19918.584 | 8103301 | no | no |  |  | no |  |  | 1433688.9 | 15375666.409 |  | -1
node_8103301_200878240 |  |  | PQ | ABCN | 19918.584 | 8103301 | no | no |  |  | no |  |  | 1433837.189 | 15375552.405 |  | -1
node_8103301_200878241 |  |  | PQ | ABCN | 19918.584 | 8103301 | no | no |  |  | no |  |  | 1433950.684 | 15375472.188 |  | -1
node_8103301_200878242 |  |  | PQ | ABCN | 19918.584 | 8103301 | no | no |  |  | no |  |  | 1434084.862 | 15375370.88 |  | -1
node_8103301_200878243 |  |  | PQ | ABCN | 19918.584 | 8103301 | no | no |  |  | no |  |  | 1434222.137 | 15375277.869 |  | -1
node_8103301_200878244 |  |  | PQ | ABCN | 19918.584 | 8103301 | no | no |  |  | no |  |  | 1434296.296 | 15375192.851 |  | -1
node_8103301_200878245 |  |  | PQ | ABCN | 19918.584 | 8103301 | no | no |  |  | no |  |  | 1434466.955 | 15375023.37 |  | -1
node_8103301_200878262 |  |  | PQ | ABCN | 19918.584 | 8103301 | no | no |  |  | no |  |  | 1433349.79 | 15375932.059 |  | -1
node_8103301_200878275 |  |  | PQ | ABCN | 19918.584 | 8103301 | no | no |  |  | no |  |  | 1434336.055 | 15376974.38 |  | -1
node_8103301_200879853 |  |  | PQ | AN | 2771.281 | 8103301 | no | no |  |  | no |  |  | 1463010.19 | 15380166.468 |  | -1
node_8103301_200879854 |  |  | PQ | AD | 2771.281 | 8103301 | no | no |  |  | no |  |  | 1463319.702 | 15380250.777 |  | -1
node_8103301_200879856 |  |  | PQ | AD | 2771.281 | 8103301 | no | no |  |  | no |  |  | 1464009.119 | 15380446.129 |  | -1
node_8103301_200879858 |  |  | PQ | AN | 2771.281 | 8103301 | no | no |  |  | no |  |  | 1464638.155 | 15380615.394 |  | -1
node_8103301_200879859 |  |  | PQ | AD | 2771.281 | 8103301 | no | no |  |  | no |  |  | 1465059.367 | 15380713.788 |  | -1
node_8103301_200879860 |  |  | PQ | AD | 2771.281 | 8103301 | no | no |  |  | no |  |  | 1465397.846 | 15380791.609 |  | -1
node_8103301_200879861 |  |  | PQ | AN | 2771.281 | 8103301 | no | no |  |  | no |  |  | 1465765.859 | 15380882.048 |  | -1
node_8103301_200879862 |  |  | PQ | AD | 2771.281 | 8103301 | no | no |  |  | no |  |  | 1466189.116 | 15380980.571 |  | -1
node_8103301_200879863 |  |  | PQ | AD | 2771.281 | 8103301 | no | no |  |  | no |  |  | 1466616.471 | 15381081.264 |  | -1
node_8103301_200879864 |  |  | PQ | AD | 2771.281 | 8103301 | no | no |  |  | no |  |  | 1466948.897 | 15381010.618 |  | -1
node_8103301_200879865 |  |  | PQ | AN | 2771.281 | 8103301 | no | no |  |  | no |  |  | 1466876.79 | 15381083.595 |  | -1
node_8103301_200879866 |  |  | PQ | AD | 2771.281 | 8103301 | no | no |  |  | no |  |  | 1467154.517 | 15381076.762 |  | -1
node_8103301_200879867 |  |  | PQ | AN | 2771.281 | 8103301 | no | no |  |  | no |  |  | 1467423.455 | 15381156.261 |  | -1
node_8103301_200879868 |  |  | PQ | AD | 2771.281 | 8103301 | no | no |  |  | no |  |  | 1461144.76 | 15379920.255 |  | -1
node_8103301_200879869 |  |  | PQ | AN | 2771.281 | 8103301 | no | no |  |  | no |  |  | 1461134.945 | 15380204.352 |  | -1
node_8103301_200879871 |  |  | PQ | AD | 2771.281 | 8103301 | no | no |  |  | no |  |  | 1464346.58 | 15380882.544 |  | -1
node_8103301_200879872 |  |  | PQ | AD | 2771.281 | 8103301 | no | no |  |  | no |  |  | 1462700.782 | 15382671.153 |  | -1
node_8103301_200879873 |  |  | PQ | AD | 2771.281 | 8103301 | no | no |  |  | no |  |  | 1462585.479 | 15382491.213 |  | -1
node_8103301_200879874 |  |  | PQ | AD | 2771.281 | 8103301 | no | no |  |  | no |  |  | 1462526.743 | 15382265.916 |  | -1
node_8103301_200879875 |  |  | PQ | AN | 2771.281 | 8103301 | no | no |  |  | no |  |  | 1462394.145 | 15382104.397 |  | -1
node_8103301_200879877 |  |  | PQ | AD | 2771.281 | 8103301 | no | no |  |  | no |  |  | 1464392.188 | 15381621.114 |  | -1
node_8103301_200879878 |  |  | PQ | AN | 2771.281 | 8103301 | no | no |  |  | no |  |  | 1464410.361 | 15381951.922 |  | -1
node_8103301_200879881 |  |  | PQ | AN | 2771.281 | 8103301 | no | no |  |  | no |  |  | 1463847.374 | 15382235.291 |  | -1
node_8103301_200879882 |  |  | PQ | AD | 2771.281 | 8103301 | no | no |  |  | no |  |  | 1463527.556 | 15382312.349 |  | -1
node_8103301_200879883 |  |  | PQ | AD | 2771.281 | 8103301 | no | no |  |  | no |  |  | 1463349.803 | 15382423.224 |  | -1
node_8103301_200879884 |  |  | PQ | AD | 2771.281 | 8103301 | no | no |  |  | no |  |  | 1463187.591 | 15382532.504 |  | -1
node_8103301_200879885 |  |  | PQ | AN | 2771.281 | 8103301 | no | no |  |  | no |  |  | 1462780.774 | 15382787.512 |  | -1
node_8103301_200879886 |  |  | PQ | AN | 2771.281 | 8103301 | no | no |  |  | no |  |  | 1462887.411 | 15383011.457 |  | -1
node_8103301_200879934 |  |  | PQ | AD | 2771.281 | 8103301 | no | no |  |  | no |  |  | 1463301.934 | 15382714.015 |  | -1
node_8103301_200879935 |  |  | PQ | AD | 2771.281 | 8103301 | no | no |  |  | no |  |  | 1463312.616 | 15382998.052 |  | -1
node_8103301_200879936 |  |  | PQ | AD | 2771.281 | 8103301 | no | no |  |  | no |  |  | 1463499.463 | 15383042.314 |  | -1
node_8103301_200879937 |  |  | PQ | AD | 2771.281 | 8103301 | no | no |  |  | no |  |  | 1463635.278 | 15383105.425 |  | -1
node_8103301_200879938 |  |  | PQ | AD | 2771.281 | 8103301 | no | no |  |  | no |  |  | 1463623.638 | 15382927.304 |  | -1
node_8103301_200879939 |  |  | PQ | AN | 2771.281 | 8103301 | no | no |  |  | no |  |  | 1463882.483 | 15382957.968 |  | -1
node_8103301_200909334 |  |  | PQ | AD | 2771.281 | 8103301 | no | no |  |  | no |  |  | 1462859.014 | 15383019.465 |  | -1
node_8103301_200909337 |  |  | PQ | AN | 2771.281 | 8103301 | no | no |  |  | no |  |  | 1462685.523 | 15383126.417 |  | -1
node_8103301_200911434 |  |  | PQ | AD | 2771.281 | 8103301 | no | no |  |  | no |  |  | 1457989.5 | 15345591.163 |  | -1
node_8103301_200911446 |  |  | PQ | ABCN | 19918.584 | 8103301 | no | no |  |  | no |  |  | 1434361.986 | 15376955.186 |  | -1
node_8103301_200941167 |  |  | PQ | ABCN | 19918.584 | 8103301 | no | no |  |  | no |  |  | 1476692.223 | 15369946.063 |  | -1
node_8103301_200948314 |  |  | PQ | AN | 2771.281 | 8103301 | no | no |  |  | no |  |  | 1444979.146 | 15369425.888 |  | -1
node_8103301_200948315 |  |  | PQ | AN | 2771.281 | 8103301 | no | no |  |  | no |  |  | 1445125.826 | 15369199.354 |  | -1
node_8103301_200950309 |  |  | PQ | AD | 2771.281 | 8103301 | no | no |  |  | no |  |  | 1444901.647 | 15350126.575 |  | -1
node_8103301_200952812 |  |  | PQ | ABCN | 19918.584 | 8103301 | no | no |  |  | no |  |  | 1436938.988 | 15374771.201 |  | -1
node_8103301_200953468 |  |  | PQ | AD | 2771.281 | 8103301 | no | no |  |  | no |  |  | 1464322.082 | 15380526.991 |  | -1
node_8103301_200953469 |  |  | PQ | AD | 2771.281 | 8103301 | no | no |  |  | no |  |  | 1464370.381 | 15381222.162 |  | -1
node_8103301_200953470 |  |  | PQ | AD | 2771.281 | 8103301 | no | no |  |  | no |  |  | 1464191.496 | 15382078.511 |  | -1
node_8103301_200955875 |  |  | PQ | AD | 2771.281 | 8103301 | no | no |  |  | no |  |  | 1439380.528 | 15366043.101 |  | -1
node_8103301_200957219 |  |  | PQ | AN | 2771.281 | 8103301 | no | no |  |  | no |  |  | 1468398.14 | 15376364.25 |  | -1
node_8103301_200957220 |  |  | PQ | AN | 2771.281 | 8103301 | no | no |  |  | no |  |  | 1467894.702 | 15375764.321 |  | -1
node_8103301_200959769 |  |  | PQ | AD | 2771.281 | 8103301 | no | no |  |  | no |  |  | 1448209.93 | 15372930.375 |  | -1
node_8103301_200961188 |  |  | PQ | AD | 2771.281 | 8103301 | no | no |  |  | no |  |  | 1463614.175 | 15380333.403 |  | -1
node_8103301_200961189 |  |  | PQ | AD | 2771.281 | 8103301 | no | no |  |  | no |  |  | 1463604.377 | 15380524.791 |  | -1
node_8103301_200961190 |  |  | PQ | AD | 2771.281 | 8103301 | no | no |  |  | no |  |  | 1463594.339 | 15380720.775 |  | -1
node_8103301_200961427 |  |  | PQ | AN | 2771.281 | 8103301 | no | no |  |  | no |  |  | 1447785.038 | 15368842.526 |  | -1
node_8103301_200961428 |  |  | PQ | AN | 2771.281 | 8103301 | no | no |  |  | no |  |  | 1448234.021 | 15368816.334 |  | -1
node_8103301_200961737 |  |  | PQ | AN | 19918.584 | 8103301 | no | no |  |  | no |  |  | 1467788.37 | 15369076.3 |  | -1
node_8103301_200961944 |  |  | PQ | AN | 19918.584 | 8103301 | no | no |  |  | no |  |  | 1469231.835 | 15370417.427 |  | -1
node_8103301_200961945 |  |  | PQ | AN | 19918.584 | 8103301 | no | no |  |  | no |  |  | 1469069.166 | 15370230.654 |  | -1
node_8103301_200962304 |  |  | PQ | AN | 2771.281 | 8103301 | no | no |  |  | no |  |  | 1476497.166 | 15362676.027 |  | -1
node_8103301_200962305 |  |  | PQ | AN | 2771.281 | 8103301 | no | no |  |  | no |  |  | 1476519.393 | 15362545.791 |  | -1
node_8103301_200963320 |  |  | PQ | AN | 2771.281 | 8103301 | no | no |  |  | no |  |  | 1463289.877 | 15377546.501 |  | -1
node_8103301_200964449 |  |  | PQ | AN | 19918.584 | 8103301 | no | no |  |  | no |  |  | 1467734.538 | 15367729.769 |  | -1
node_8103301_200967565 |  |  | PQ | AN | 2771.281 | 8103301 | no | no |  |  | no |  |  | 1459966.943 | 15368515.833 |  | -1
node_8103301_200968015 |  |  | PQ | AD | 2771.281 | 8103301 | no | no |  |  | no |  |  | 1472077.169 | 15353709.436 |  | -1
node_8103301_200968234 |  |  | PQ | AD | 2771.281 | 8103301 | no | no |  |  | no |  |  | 1440164.234 | 15367340.869 |  | -1
node_8103301_200968335 |  |  | PQ | AD | 2771.281 | 8103301 | no | no |  |  | no |  |  | 1447713.976 | 15363532.143 |  | -1
node_8103301_200968717 |  |  | PQ | AD | 2771.281 | 8103301 | no | no |  |  | no |  |  | 1447830.33 | 15369253.848 |  | -1
node_8103301_200969943 |  |  | PQ | AN | 2771.281 | 8103301 | no | no |  |  | no |  |  | 1464302.871 | 15353383.735 |  | -1
node_8103301_200970288 |  |  | PQ | AD | 2771.281 | 8103301 | no | no |  |  | no |  |  | 1461140.996 | 15375201.403 |  | -1
node_8103301_200970289 |  |  | PQ | AN | 2771.281 | 8103301 | no | no |  |  | no |  |  | 1461187.25 | 15376356.502 |  | -1
node_8103301_200970290 |  |  | PQ | AD | 2771.281 | 8103301 | no | no |  |  | no |  |  | 1461134.648 | 15378187.409 |  | -1
node_8103301_200970893 |  |  | PQ | AN | 2771.281 | 8103301 | no | no |  |  | no |  |  | 1468592.553 | 15350315.759 |  | -1
node_8103301_200971817 |  |  | PQ | AN | 2771.281 | 8103301 | no | no |  |  | no |  |  | 1444350.319 | 15349822.55 |  | -1
node_8103301_200971856 |  |  | PQ | AD | 2771.281 | 8103301 | no | no |  |  | no |  |  | 1444620 | 15349689.365 |  | -1
node_8103301_200972412 |  |  | PQ | AN | 2771.281 | 8103301 | no | no |  |  | no |  |  | 1447403.738 | 15373151.477 |  | -1
node_8103301_200972544 |  |  | PQ | AN | 2771.281 | 8103301 | no | no |  |  | no |  |  | 1462183.308 | 15384987.497 |  | -1
node_8103301_200972578 |  |  | PQ | AN | 2771.281 | 8103301 | no | no |  |  | no |  |  | 1467954.981 | 15345969.047 |  | -1
node_8103301_200972618 |  |  | PQ | AN | 2771.281 | 8103301 | no | no |  |  | no |  |  | 1445460.514 | 15354863.469 |  | -1
node_8103301_200972931 |  |  | PQ | AN | 2771.281 | 8103301 | no | no |  |  | no |  |  | 1446122.594 | 15359899.162 |  | -1
node_8103301_200972958 |  |  | PQ | AN | 2771.281 | 8103301 | no | no |  |  | no |  |  | 1438753.271 | 15365973.891 |  | -1
node_8103301_200974504 |  |  | PQ | AN | 2771.281 | 8103301 | no | no |  |  | no |  |  | 1438820.943 | 15364226.767 |  | -1
node_8103301_201008003 |  |  | PQ | AN | 19918.584 | 8103301 | no | no |  |  | no |  |  | 1467495.414 | 15367507.849 |  | -1
node_8103301_201008803 |  |  | PQ | AN | 2771.281 | 8103301 | no | no |  |  | no |  |  | 1445820.353 | 15354232.361 |  | -1
node_8103301_201009039 |  |  | PQ | ABCN | 19918.584 | 8103301 | no | no |  |  | no |  |  | 1466207.596 | 15371081.698 |  | -1
node_8103301_201009864 |  |  | PQ | AN | 2771.281 | 8103301 | no | no |  |  | no |  |  | 1469435.612 | 15348215.183 |  | -1
node_8103301_201009865 |  |  | PQ | AN | 2771.281 | 8103301 | no | no |  |  | no |  |  | 1470257.372 | 15348115.337 |  | -1
node_8103301_201010670 |  |  | PQ | AN | 2771.281 | 8103301 | no | no |  |  | no |  |  | 1467350.719 | 15345883.363 |  | -1
node_8103301_201010713 |  |  | PQ | AD | 2771.281 | 8103301 | no | no |  |  | no |  |  | 1469570.378 | 15347881.385 |  | -1
node_8103301_201012485 |  |  | PQ | AD | 2771.281 | 8103301 | no | no |  |  | no |  |  | 1478658.893 | 15359595.675 |  | -1
node_8103301_201012618 |  |  | PQ | AN | 2771.281 | 8103301 | no | no |  |  | no |  |  | 1447440.474 | 15355346.196 |  | -1
node_8103301_201022548 |  |  | PQ | AN | 2771.281 | 8103301 | no | no |  |  | no |  |  | 1460078.816 | 15367496.837 |  | -1
node_8103301_201025326 |  |  | PQ | AD | 2771.281 | 8103301 | no | no |  |  | no |  |  | 1467379.966 | 15346962.419 |  | -1
node_8103301_201032449 |  |  | PQ | AN | 2771.281 | 8103301 | no | no |  |  | no |  |  | 1467824.876 | 15374754.636 |  | -1
node_8103301_201037734 |  |  | PQ | AN | 2771.281 | 8103301 | no | no |  |  | no |  |  | 1453691.997 | 15356218.181 |  | -1
node_8103301_201037854 |  |  | PQ | AN | 19918.584 | 8103301 | no | no |  |  | no |  |  | 1446901.59 | 15371095.692 |  | -1
node_8103301_201037855 |  |  | PQ | AN | 19918.584 | 8103301 | no | no |  |  | no |  |  | 1447119.497 | 15370983.468 |  | -1
node_8103301_201037873 |  |  | PQ | AN | 19918.584 | 8103301 | no | no |  |  | no |  |  | 1446814.088 | 15371362.596 |  | -1
node_8103301_201038963 |  |  | PQ | AD | 2771.281 | 8103301 | no | no |  |  | no |  |  | 1453836.029 | 15356284.628 |  | -1
node_8103301_201038964 |  |  | PQ | AN | 2771.281 | 8103301 | no | no |  |  | no |  |  | 1447752.856 | 15369698.195 |  | -1
node_8103301_201039906 |  |  | PQ | AN | 2771.281 | 8103301 | no | no |  |  | no |  |  | 1458698.137 | 15364855.421 |  | -1
node_8103301_201039995 |  |  | PQ | ABCN | 19918.584 | 8103301 | no | no |  |  | no |  |  | 1462436.298 | 15371423.737 |  | -1
node_8103301_201046607 |  |  | PQ | AN | 2771.281 | 8103301 | no | no |  |  | no |  |  | 1459727.295 | 15367728.327 |  | -1
node_8103301_201052726 |  |  | PQ | AD | 2771.281 | 8103301 | no | no |  |  | no |  |  | 1440553.666 | 15369824.72 |  | -1
node_8103301_201052727 |  |  | PQ | AD | 2771.281 | 8103301 | no | no |  |  | no |  |  | 1440389.503 | 15368757.946 |  | -1
node_8103301_201056318 |  |  | PQ | AD | 2771.281 | 8103301 | no | no |  |  | no |  |  | 1467363.153 | 15346209.608 |  | -1
node_8103301_201057640 |  |  | PQ | AD | 2771.281 | 8103301 | no | no |  |  | no |  |  | 1463710.079 | 15377545.983 |  | -1
node_8103301_201057641 |  |  | PQ | AD | 2771.281 | 8103301 | no | no |  |  | no |  |  | 1459571.227 | 15359764.136 |  | -1
node_8103301_201059766 |  |  | PQ | AN | 2771.281 | 8103301 | no | no |  |  | no |  |  | 1449542.336 | 15363552.902 |  | -1
node_8103301_201059767 |  |  | PQ | AN | 2771.281 | 8103301 | no | no |  |  | no |  |  | 1449635.068 | 15363761.63 |  | -1
node_8103301_201060370 |  |  | PQ | AD | 2771.281 | 8103301 | no | no |  |  | no |  |  | 1467384.391 | 15344064.481 |  | -1
node_8103301_201062692 |  |  | PQ | AN | 2771.281 | 8103301 | no | no |  |  | no |  |  | 1459254.085 | 15347880.64 |  | -1
node_8103301_201062805 |  |  | PQ | AN | 2771.281 | 8103301 | no | no |  |  | no |  |  | 1447813.756 | 15369465.787 |  | -1
node_8103301_201063213 |  |  | PQ | AD | 2771.281 | 8103301 | no | no |  |  | no |  |  | 1456754.406 | 15352554.829 |  | -1
node_8103301_201065553 |  |  | PQ | AN | 2771.281 | 8103301 | no | no |  |  | no |  |  | 1467787.58 | 15371663.04 |  | -1
node_8103301_201066169 |  |  | PQ | AN | 2771.281 | 8103301 | no | no |  |  | no |  |  | 1441093.261 | 15372008.084 |  | -1
node_8103301_201066636 |  |  | PQ | AD | 2771.281 | 8103301 | no | no |  |  | no |  |  | 1477534.042 | 15353108.712 |  | -1
node_8103301_201068845 |  |  | PQ | AN | 2771.281 | 8103301 | no | no |  |  | no |  |  | 1473198.655 | 15353738.012 |  | -1
node_8103301_310016503 |  |  | PQ | ABCN | 19918.584 | 8103301 | no | no |  |  | no |  |  | 1434315.19 | 15376979.903 |  | -1
node_8103301_310026874 |  |  | PQ | AN | 2771.281 | 8103301 | no | no |  |  | no |  |  | 1441372.726 | 15352243.931 |  | -1
node_8103301_310040503 |  |  | PQ | ABCN | 19918.584 | 8103301 | no | no |  |  | no |  |  | 1434018.849 | 15376703.092 |  | -1
node_8103301_310040509 |  |  | PQ | ABCN | 19918.584 | 8103301 | no | no |  |  | no |  |  | 1433909.635 | 15376610.448 |  | -1
node_8103301_310040514 |  |  | PQ | ABCN | 19918.584 | 8103301 | no | no |  |  | no |  |  | 1433798.727 | 15376470.744 |  | -1
node_8103301_310040517 |  |  | PQ | ABCN | 19918.584 | 8103301 | no | no |  |  | no |  |  | 1433703.733 | 15376316.43 |  | -1
node_8103301_310040521 |  |  | PQ | ABCN | 19918.584 | 8103301 | no | no |  |  | no |  |  | 1433593.743 | 15376155.696 |  | -1
node_8103301_310040522 |  |  | PQ | ABCN | 19918.584 | 8103301 | no | no |  |  | no |  |  | 1433467.652 | 15376010.847 |  | -1
node_8103301_311882084 |  |  | PQ | AN | 2771.281 | 8103301 | no | no |  |  | no |  |  | 1447291.797 | 15358440.485 |  | -1
node_8103301_311896149 |  |  | PQ | AD | 2771.281 | 8103301 | no | no |  |  | no |  |  | 1464162.318 | 15353204.034 |  | -1
node_8103301_311896150 |  |  | PQ | AD | 2771.281 | 8103301 | no | no |  |  | no |  |  | 1464372.475 | 15353204.509 |  | -1
node_8103301_311896151 |  |  | PQ | AN | 2771.281 | 8103301 | no | no |  |  | no |  |  | 1464470.523 | 15353363.261 |  | -1
node_8103301_311902266 |  |  | PQ | AN | 19918.584 | 8103301 | no | no |  |  | no |  |  | 1461161.851 | 15371143.409 |  | -1
node_8103301_311906455 |  |  | PQ | AD | 2771.281 | 8103301 | no | no |  |  | no |  |  | 1467328.805 | 15355641.706 |  | -1
node_8103301_311906502 |  |  | PQ | AN | 19918.584 | 8103301 | no | no |  |  | no |  |  | 1465489.202 | 15370974.884 |  | -1
node_8103301_311912476 |  |  | PQ | AN | 2771.281 | 8103301 | no | no |  |  | no |  |  | 1476329.472 | 15369970.098 |  | -1
node_8103301_311933137 |  |  | PQ | AN | 2771.281 | 8103301 | no | no |  |  | no |  |  | 1454043.808 | 15369228.658 |  | -1
node_8103301_312042442 |  |  | PQ | AD | 2771.281 | 8103301 | no | no |  |  | no |  |  | 1440988.498 | 15351708.237 |  | -1
node_8103301_312076259 |  |  | PQ | AD | 2771.281 | 8103301 | no | no |  |  | no |  |  | 1449016.282 | 15350307.223 |  | -1
node_8103301_312082279 |  |  | PQ | ABCN | 19918.584 | 8103301 | no | no |  |  | no |  |  | 1434222.178 | 15376853.688 |  | -1
node_8103301_312082280 |  |  | PQ | ABCN | 19918.584 | 8103301 | no | no |  |  | no |  |  | 1434210.227 | 15376875.598 |  | -1
node_8103301_312084888 |  |  | PQ | AN | 19918.584 | 8103301 | no | no |  |  | no |  |  | 1473837.967 | 15370000.025 |  | -1
node_8103301_312084889 |  |  | PQ | AN | 19918.584 | 8103301 | no | no |  |  | no |  |  | 1473873.749 | 15370143.664 |  | -1
node_8103301_312084890 |  |  | PQ | AN | 19918.584 | 8103301 | no | no |  |  | no |  |  | 1474013.356 | 15370534.3 |  | -1
node_8103301_312094099 |  |  | PQ | AN | 2771.281 | 8103301 | no | no |  |  | no |  |  | 1460624.705 | 15353074.576 |  | -1
node_8103301_312094100 |  |  | PQ | AN | 2771.281 | 8103301 | no | no |  |  | no |  |  | 1460524.09 | 15353487.424 |  | -1
node_8103301_312111093 |  |  | PQ | AD | 2771.281 | 8103301 | no | no |  |  | no |  |  | 1467368.363 | 15355205.435 |  | -1
node_8103301_312120316 |  |  | PQ | AN | 2771.281 | 8103301 | no | no |  |  | no |  |  | 1444826.998 | 15366500.584 |  | -1
node_8103301_312128069 |  |  | PQ | AN | 2771.281 | 8103301 | no | no |  |  | no |  |  | 1439239.483 | 15365325.317 |  | -1
node_8103301_312151296 |  |  | PQ | AN | 2771.281 | 8103301 | no | no |  |  | no |  |  | 1442695.987 | 15352693.953 |  | -1
node_8103301_312151298 |  |  | PQ | AN | 2771.281 | 8103301 | no | no |  |  | no |  |  | 1442838.514 | 15352506.614 |  | -1
node_220385773 |  |  | PQ | AN | 19918.584 | 8103301 | no | no |  |  | no |  |  | 1454661.981 | 15373406.922 |  | -1
node_220385779 |  |  | PQ | AN | 19918.584 | 8103301 | no | no |  |  | no |  |  | 1467202.3 | 15357770.418 |  | -1
node_220385797 |  |  | PQ | ABCN | 19918.584 | 8103301 | no | no |  |  | no |  |  | 1459676.312 | 15371619.335 |  | -1
node_220385808 |  |  | PQ | AN | 19918.584 | 8103301 | no | no |  |  | no |  |  | 1472377.332 | 15369932.64 |  | -1
node_220385810 |  |  | PQ | AN | 19918.584 | 8103301 | no | no |  |  | no |  |  | 1467787.628 | 15371288.43 |  | -1
node_220385812 |  |  | PQ | AN | 19918.584 | 8103301 | no | no |  |  | no |  |  | 1476330.212 | 15369964.589 |  | -1
node_220385822 |  |  | PQ | AN | 19918.584 | 8103301 | no | no |  |  | no |  |  | 1460020.356 | 15371305.565 |  | -1
node_220385823 |  |  | PQ | AN | 19918.584 | 8103301 | no | no |  |  | no |  |  | 1454682.03 | 15373590.673 |  | -1
node_220385824 |  |  | PQ | AN | 19918.584 | 8103301 | no | no |  |  | no |  |  | 1454674.156 | 15373543.556 |  | -1
node_220386135 |  |  | PQ | AN | 19918.584 | 8103301 | no | no |  |  | no |  |  | 1444300.295 | 15372517.599 |  | -1
node_220386186 |  |  | PQ | AN | 19918.584 | 8103301 | no | no |  |  | no |  |  | 1444723.227 | 15372298.407 |  | -1
node_220386201 |  |  | PQ | AN | 19918.584 | 8103301 | no | no |  |  | no |  |  | 1448255.49 | 15372508.754 |  | -1
node_220386202 |  |  | PQ | AN | 19918.584 | 8103301 | no | no |  |  | no |  |  | 1441102.817 | 15372036.758 |  | -1
node_220386241 |  |  | PQ | AN | 19918.584 | 8103301 | no | no |  |  | no |  |  | 1437744.291 | 15374411.769 |  | -1
node_220386243 |  |  | PQ | AN | 19918.584 | 8103301 | no | no |  |  | no |  |  | 1447701.589 | 15370064.238 |  | -1
node_220462831 |  |  | PQ | AN | 2771.281 | 8103301 | no | no |  |  | no |  |  | 1467787.888 | 15371298.091 |  | -1
node_220462856 |  |  | PQ | AN | 2771.281 | 8103301 | no | no |  |  | no |  |  | 1454682.71 | 15373594.742 |  | -1
node_220464199 |  |  | PQ | AN | 2771.281 | 8103301 | no | no |  |  | no |  |  | 1437752.012 | 15374406.627 |  | -1
node_220464650 |  |  | PQ | AN | 2771.281 | 8103301 | no | no |  |  | no |  |  | 1472374.744 | 15369920.263 |  | -1
node_220465164 |  |  | PQ | AN | 2771.281 | 8103301 | no | no |  |  | no |  |  | 1467198.578 | 15357758.188 |  | -1
node_220465211 |  |  | PQ | AN | 2771.281 | 8103301 | no | no |  |  | no |  |  | 1444300.917 | 15372530.53 |  | -1
node_220465223 |  |  | PQ | ABCN | 2771.281 | 8103301 | no | no |  |  | no |  |  | 1459687.032 | 15371630.357 |  | -1
node_220465225 |  |  | PQ | AN | 2771.281 | 8103301 | no | no |  |  | no |  |  | 1476329.759 | 15369967.964 |  | -1
node_220465226 |  |  | PQ | AN | 2771.281 | 8103301 | no | no |  |  | no |  |  | 1444724.937 | 15372289.734 |  | -1
node_220465229 |  |  | PQ | AN | 2771.281 | 8103301 | no | no |  |  | no |  |  | 1460019.143 | 15371295.757 |  | -1
node_220465445 |  |  | PQ | AN | 2771.281 | 8103301 | no | no |  |  | no |  |  | 1448255.933 | 15372521.981 |  | -1
node_220519375 |  |  | PQ | AN | 2771.281 | 8103301 | no | no |  |  | no |  |  | 1447707.914 | 15370058.224 |  | -1
node_220655301 |  |  | PQ | AN | 2771.281 | 8103301 | no | no |  |  | no |  |  | 1441099.453 | 15372026.387 |  | -1
node_311985087 |  |  | PQ | AN | 2771.281 | 8103301 | no | no |  |  | no |  |  | 1454661.875 | 15373401.62 |  | -1
node_SOURCE_8103301 |  |  | SWING | ABCN | 19918.584 | 8103301 | no | no |  |  | no |  |  | 1434390.606 | 15377043.608 |  | -1
node_intto1_8103301_200873397 |  |  | PQ | AD | 2771.281 | 8103301 | no | no |  |  | no |  |  | 1468209.598 | 15353191.316 |  | -1
node_intto1_8103301_200873399 |  |  | PQ | AD | 2771.281 | 8103301 | no | no |  |  | no |  |  | 1468072.934 | 15353709.472 |  | -1
node_intto1_8103301_200873404 |  |  | PQ | AD | 2771.281 | 8103301 | no | no |  |  | no |  |  | 1467117.273 | 15354599.474 |  | -1
node_intto1_8103301_200873413 |  |  | PQ | AD | 2771.281 | 8103301 | no | no |  |  | no |  |  | 1465198.573 | 15354342.433 |  | -1
node_intto1_8103301_200873440 |  |  | PQ | AD | 2771.281 | 8103301 | no | no |  |  | no |  |  | 1460858.606 | 15353087.491 |  | -1
node_intto1_8103301_200873448 |  |  | PQ | AD | 2771.281 | 8103301 | no | no |  |  | no |  |  | 1458499.734 | 15352635.105 |  | -1
node_intto1_8103301_200873458 |  |  | PQ | AD | 2771.281 | 8103301 | no | no |  |  | no |  |  | 1476235.288 | 15370339.482 |  | -1
node_intto1_8103301_200873461 |  |  | PQ | AD | 2771.281 | 8103301 | no | no |  |  | no |  |  | 1476220.881 | 15374267.47 |  | -1
node_intto1_8103301_200873604 |  |  | PQ | AD | 2771.281 | 8103301 | no | no |  |  | no |  |  | 1451832.739 | 15359554.316 |  | -1
node_intto1_8103301_200873608 |  |  | PQ | AD | 2771.281 | 8103301 | no | no |  |  | no |  |  | 1452684.434 | 15359999.971 |  | -1
node_intto1_8103301_200873640 |  |  | PQ | AD | 2771.281 | 8103301 | no | no |  |  | no |  |  | 1472216.798 | 15369370.063 |  | -1
node_intto1_8103301_200873655 |  |  | PQ | AD | 2771.281 | 8103301 | no | no |  |  | no |  |  | 1468454.344 | 15353745.792 |  | -1
node_intto1_8103301_200873706 |  |  | PQ | AD | 2771.281 | 8103301 | no | no |  |  | no |  |  | 1477732.018 | 15353411.789 |  | -1
node_intto1_8103301_200873716 |  |  | PQ | AD | 2771.281 | 8103301 | no | no |  |  | no |  |  | 1479095.967 | 15358253.144 |  | -1
node_intto1_8103301_200873746 |  |  | PQ | AN | 19918.584 | 8103301 | no | no |  |  | no |  |  | 1468736.162 | 15371128.677 |  | -1
node_intto1_8103301_200873752 |  |  | PQ | ABCN | 19918.584 | 8103301 | no | no |  |  | no |  |  | 1469191.78 | 15370633.38 |  | -1
node_intto1_8103301_200873773 |  |  | PQ | ABCN | 19918.584 | 8103301 | no | no |  |  | no |  |  | 1473073.227 | 15369917.787 |  | -1
node_intto1_8103301_200873934 |  |  | PQ | ABCN | 19918.584 | 8103301 | no | no |  |  | no |  |  | 1459430.781 | 15371748.18 |  | -1
node_intto1_8103301_200873950 |  |  | PQ | ABCN | 19918.584 | 8103301 | no | no |  |  | no |  |  | 1462721.759 | 15371439.972 |  | -1
node_intto1_8103301_200873963 |  |  | PQ | AN | 19918.584 | 8103301 | no | no |  |  | no |  |  | 1464353.588 | 15371490.97 |  | -1
node_intto1_8103301_200873967 |  |  | PQ | ABCN | 19918.584 | 8103301 | no | no |  |  | no |  |  | 1464559.398 | 15371328.165 |  | -1
node_intto1_8103301_200874049 |  |  | PQ | AD | 2771.281 | 8103301 | no | no |  |  | no |  |  | 1459975.78 | 15370599.587 |  | -1
node_intto1_8103301_200874050 |  |  | PQ | AD | 2771.281 | 8103301 | no | no |  |  | no |  |  | 1459946.481 | 15370186.736 |  | -1
node_intto1_8103301_200874083 |  |  | PQ | AD | 2771.281 | 8103301 | no | no |  |  | no |  |  | 1458234.647 | 15364855.716 |  | -1
node_intto1_8103301_200874152 |  |  | PQ | AN | 19918.584 | 8103301 | no | no |  |  | no |  |  | 1467750.981 | 15370460.296 |  | -1
node_intto1_8103301_200874175 |  |  | PQ | AN | 19918.584 | 8103301 | no | no |  |  | no |  |  | 1467507.105 | 15361097.758 |  | -1
node_intto1_8103301_200874194 |  |  | PQ | AN | 19918.584 | 8103301 | no | no |  |  | no |  |  | 1467765.063 | 15358800.906 |  | -1
node_intto1_8103301_200874337 |  |  | PQ | AD | 2771.281 | 8103301 | no | no |  |  | no |  |  | 1468559.207 | 15348346.221 |  | -1
node_intto1_8103301_200874341 |  |  | PQ | AD | 2771.281 | 8103301 | no | no |  |  | no |  |  | 1467403.567 | 15347900.964 |  | -1
node_intto1_8103301_200874360 |  |  | PQ | AD | 2771.281 | 8103301 | no | no |  |  | no |  |  | 1454708.702 | 15373059.239 |  | -1
node_intto1_8103301_200874448 |  |  | PQ | AD | 2771.281 | 8103301 | no | no |  |  | no |  |  | 1461279.287 | 15352740.065 |  | -1
node_intto1_8103301_200874482 |  |  | PQ | AD | 2771.281 | 8103301 | no | no |  |  | no |  |  | 1458941.317 | 15352377.247 |  | -1
node_intto1_8103301_200874548 |  |  | PQ | AD | 2771.281 | 8103301 | no | no |  |  | no |  |  | 1460705.154 | 15362383.557 |  | -1
node_intto1_8103301_200874558 |  |  | PQ | AD | 2771.281 | 8103301 | no | no |  |  | no |  |  | 1476244.215 | 15354138.288 |  | -1
node_intto1_8103301_200874571 |  |  | PQ | AD | 2771.281 | 8103301 | no | no |  |  | no |  |  | 1467348.736 | 15355430.198 |  | -1
node_intto1_8103301_200874577 |  |  | PQ | AD | 2771.281 | 8103301 | no | no |  |  | no |  |  | 1467310.308 | 15356605.573 |  | -1
node_intto1_8103301_200874584 |  |  | PQ | AD | 2771.281 | 8103301 | no | no |  |  | no |  |  | 1467056.814 | 15356872.959 |  | -1
node_intto1_8103301_200874601 |  |  | PQ | AD | 2771.281 | 8103301 | no | no |  |  | no |  |  | 1478922.5 | 15354429.822 |  | -1
node_intto1_8103301_200874620 |  |  | PQ | AN | 19918.584 | 8103301 | no | no |  |  | no |  |  | 1476170.332 | 15369765.67 |  | -1
node_intto1_8103301_200874653 |  |  | PQ | ABCD | 2771.281 | 8103301 | no | no |  |  | no |  |  | 1459799.832 | 15372087.211 |  | -1
node_intto1_8103301_200874665 |  |  | PQ | AD | 2771.281 | 8103301 | no | no |  |  | no |  |  | 1460747.062 | 15374621.195 |  | -1
node_intto1_8103301_200874679 |  |  | PQ | AD | 2771.281 | 8103301 | no | no |  |  | no |  |  | 1461703.116 | 15377577.856 |  | -1
node_intto1_8103301_200874681 |  |  | PQ | AD | 2771.281 | 8103301 | no | no |  |  | no |  |  | 1462474.921 | 15377540.096 |  | -1
node_intto1_8103301_200874698 |  |  | PQ | AD | 2771.281 | 8103301 | no | no |  |  | no |  |  | 1452524.634 | 15360329.355 |  | -1
node_intto1_8103301_200874721 |  |  | PQ | AD | 2771.281 | 8103301 | no | no |  |  | no |  |  | 1476497.456 | 15362488.916 |  | -1
node_intto1_8103301_200874729 |  |  | PQ | AD | 2771.281 | 8103301 | no | no |  |  | no |  |  | 1475624.354 | 15362457.497 |  | -1
node_intto1_8103301_200876032 |  |  | PQ | AD | 2771.281 | 8103301 | no | no |  |  | no |  |  | 1444996.688 | 15353096.104 |  | -1
node_intto1_8103301_200876050 |  |  | PQ | AD | 2771.281 | 8103301 | no | no |  |  | no |  |  | 1447904.001 | 15359856.529 |  | -1
node_intto1_8103301_200876148 |  |  | PQ | ABCN | 19918.584 | 8103301 | no | no |  |  | no |  |  | 1434716.791 | 15374882.506 |  | -1
node_intto1_8103301_200876163 |  |  | PQ | AN | 19918.584 | 8103301 | no | no |  |  | no |  |  | 1437084.262 | 15374519.315 |  | -1
node_intto1_8103301_200876167 |  |  | PQ | AN | 19918.584 | 8103301 | no | no |  |  | no |  |  | 1437808.696 | 15374566.94 |  | -1
node_intto1_8103301_200876180 |  |  | PQ | AN | 19918.584 | 8103301 | no | no |  |  | no |  |  | 1438104.784 | 15372575.69 |  | -1
node_intto1_8103301_200876188 |  |  | PQ | AN | 19918.584 | 8103301 | no | no |  |  | no |  |  | 1438706.827 | 15373066.404 |  | -1
node_intto1_8103301_200876192 |  |  | PQ | ABCN | 19918.584 | 8103301 | no | no |  |  | no |  |  | 1439258.313 | 15372792.75 |  | -1
node_intto1_8103301_200876225 |  |  | PQ | ABCN | 19918.584 | 8103301 | no | no |  |  | no |  |  | 1444961.394 | 15372435.891 |  | -1
node_intto1_8103301_200876246 |  |  | PQ | ABCN | 19918.584 | 8103301 | no | no |  |  | no |  |  | 1448739.82 | 15372504.285 |  | -1
node_intto1_8103301_200876370 |  |  | PQ | AD | 2771.281 | 8103301 | no | no |  |  | no |  |  | 1444323.528 | 15372930.628 |  | -1
node_intto1_8103301_200876395 |  |  | PQ | AD | 2771.281 | 8103301 | no | no |  |  | no |  |  | 1441141.907 | 15365991.348 |  | -1
node_intto1_8103301_200876399 |  |  | PQ | AD | 2771.281 | 8103301 | no | no |  |  | no |  |  | 1440985.568 | 15365552.63 |  | -1
node_intto1_8103301_200876409 |  |  | PQ | AD | 2771.281 | 8103301 | no | no |  |  | no |  |  | 1440802.115 | 15371144.957 |  | -1
node_intto1_8103301_200876488 |  |  | PQ | AD | 2771.281 | 8103301 | no | no |  |  | no |  |  | 1447193.799 | 15359367.692 |  | -1
node_intto1_8103301_200876832 |  |  | PQ | AD | 2771.281 | 8103301 | no | no |  |  | no |  |  | 1444567.858 | 15353667.469 |  | -1
node_intto1_8103301_200877166 |  |  | PQ | AN | 19918.584 | 8103301 | no | no |  |  | no |  |  | 1447085.815 | 15372088.556 |  | -1
node_intto1_8103301_200877208 |  |  | PQ | AD | 2771.281 | 8103301 | no | no |  |  | no |  |  | 1438125.464 | 15374227.675 |  | -1
node_intto1_8103301_200877261 |  |  | PQ | AD | 2771.281 | 8103301 | no | no |  |  | no |  |  | 1440320.808 | 15365989.379 |  | -1
node_intto1_8103301_200877278 |  |  | PQ | AD | 2771.281 | 8103301 | no | no |  |  | no |  |  | 1447847.599 | 15375809.918 |  | -1
node_intto1_8103301_200877297 |  |  | PQ | AD | 2771.281 | 8103301 | no | no |  |  | no |  |  | 1447603.942 | 15374788.581 |  | -1
node_intto1_8103301_200877420 |  |  | PQ | AD | 2771.281 | 8103301 | no | no |  |  | no |  |  | 1448563.22 | 15355327.279 |  | -1
node_intto1_8103301_200878017 |  |  | PQ | AD | 2771.281 | 8103301 | no | no |  |  | no |  |  | 1447326.559 | 15363538.357 |  | -1
node_intto1_8103301_200878019 |  |  | PQ | AD | 2771.281 | 8103301 | no | no |  |  | no |  |  | 1448097.602 | 15363545.585 |  | -1
node_intto1_8103301_200878063 |  |  | PQ | AD | 2771.281 | 8103301 | no | no |  |  | no |  |  | 1446906.32 | 15359682.502 |  | -1
node_intto1_8103301_200878073 |  |  | PQ | AD | 2771.281 | 8103301 | no | no |  |  | no |  |  | 1447146.643 | 15362495.207 |  | -1
node_intto1_8103301_200878093 |  |  | PQ | AD | 2771.281 | 8103301 | no | no |  |  | no |  |  | 1445509.867 | 15354049.861 |  | -1
node_intto1_8103301_200911434 |  |  | PQ | AD | 2771.281 | 8103301 | no | no |  |  | no |  |  | 1457989.5 | 15345591.163 |  | -1
node_intto1_8103301_200953469 |  |  | PQ | AD | 2771.281 | 8103301 | no | no |  |  | no |  |  | 1464370.381 | 15381222.162 |  | -1
node_intto1_8103301_200957219 |  |  | PQ | AN | 2771.281 | 8103301 | no | no |  |  | no |  |  | 1468398.14 | 15376364.25 |  | -1
node_intto1_8103301_200959769 |  |  | PQ | AD | 2771.281 | 8103301 | no | no |  |  | no |  |  | 1448209.93 | 15372930.375 |  | -1
node_intto1_8103301_200972412 |  |  | PQ | AN | 2771.281 | 8103301 | no | no |  |  | no |  |  | 1447403.738 | 15373151.477 |  | -1
node_intto1_8103301_200972578 |  |  | PQ | AN | 2771.281 | 8103301 | no | no |  |  | no |  |  | 1467954.981 | 15345969.047 |  | -1
node_intto1_8103301_200972618 |  |  | PQ | AN | 2771.281 | 8103301 | no | no |  |  | no |  |  | 1445460.514 | 15354863.469 |  | -1
node_intto1_8103301_200972931 |  |  | PQ | AN | 2771.281 | 8103301 | no | no |  |  | no |  |  | 1446122.594 | 15359899.162 |  | -1
node_intto1_8103301_200972958 |  |  | PQ | AN | 2771.281 | 8103301 | no | no |  |  | no |  |  | 1438753.271 | 15365973.891 |  | -1
node_intto1_8103301_200974504 |  |  | PQ | AN | 2771.281 | 8103301 | no | no |  |  | no |  |  | 1438820.943 | 15364226.767 |  | -1
node_intto1_8103301_201008003 |  |  | PQ | AN | 19918.584 | 8103301 | no | no |  |  | no |  |  | 1467495.414 | 15367507.849 |  | -1
node_intto1_8103301_201009039 |  |  | PQ | ABCN | 19918.584 | 8103301 | no | no |  |  | no |  |  | 1466207.596 | 15371081.698 |  | -1
node_intto1_8103301_201009865 |  |  | PQ | AN | 2771.281 | 8103301 | no | no |  |  | no |  |  | 1470257.372 | 15348115.337 |  | -1
node_intto1_8103301_201038964 |  |  | PQ | AD | 2771.281 | 8103301 | no | no |  |  | no |  |  | 1447752.856 | 15369698.195 |  | -1
node_intto1_8103301_201059767 |  |  | PQ | AN | 2771.281 | 8103301 | no | no |  |  | no |  |  | 1449635.068 | 15363761.63 |  | -1
node_intto1_8103301_201065553 |  |  | PQ | AD | 2771.281 | 8103301 | no | no |  |  | no |  |  | 1467787.58 | 15371663.04 |  | -1
node_intto1_8103301_201066636 |  |  | PQ | AD | 2771.281 | 8103301 | no | no |  |  | no |  |  | 1477534.042 | 15353108.712 |  | -1
node_intto1_8103301_310026874 |  |  | PQ | AN | 2771.281 | 8103301 | no | no |  |  | no |  |  | 1441372.726 | 15352243.931 |  | -1
node_intto1_8103301_311906502 |  |  | PQ | AN | 19918.584 | 8103301 | no | no |  |  | no |  |  | 1465489.202 | 15370974.884 |  | -1
node_intto1_8103301_312082279 |  |  | PQ | ABCN | 19918.584 | 8103301 | no | no |  |  | no |  |  | 1434222.178 | 15376853.688 |  | -1
node_intto1_8103301_312084888 |  |  | PQ | AN | 19918.584 | 8103301 | no | no |  |  | no |  |  | 1473837.967 | 15370000.025 |  | -1
node_intto1_8103301_312084890 |  |  | PQ | AN | 19918.584 | 8103301 | no | no |  |  | no |  |  | 1474013.356 | 15370534.3 |  | -1
node_intto1_8103301_312094100 |  |  | PQ | AN | 2771.281 | 8103301 | no | no |  |  | no |  |  | 1460524.09 | 15353487.424 |  | -1
node_intto1_8103301_312151298 |  |  | PQ | AN | 2771.281 | 8103301 | no | no |  |  | no |  |  | 1442838.514 | 15352506.614 |  | -1
node_intto1_220385773 |  |  | PQ | AN | 19918.584 | 8103301 | no | no |  |  | no |  |  | 1454661.981 | 15373406.922 |  | -1
node_intto1_220385779 |  |  | PQ | AN | 19918.584 | 8103301 | no | no |  |  | no |  |  | 1467202.3 | 15357770.418 |  | -1
node_intto1_220385797 |  |  | PQ | ABCN | 19918.584 | 8103301 | no | no |  |  | no |  |  | 1459676.312 | 15371619.335 |  | -1
node_intto1_220385808 |  |  | PQ | AN | 19918.584 | 8103301 | no | no |  |  | no |  |  | 1472377.332 | 15369932.64 |  | -1
node_intto1_220385810 |  |  | PQ | AN | 19918.584 | 8103301 | no | no |  |  | no |  |  | 1467787.628 | 15371288.43 |  | -1
node_intto1_220385812 |  |  | PQ | AN | 19918.584 | 8103301 | no | no |  |  | no |  |  | 1476330.212 | 15369964.589 |  | -1
node_intto1_220385822 |  |  | PQ | AN | 19918.584 | 8103301 | no | no |  |  | no |  |  | 1460020.356 | 15371305.565 |  | -1
node_intto1_220385823 |  |  | PQ | AN | 19918.584 | 8103301 | no | no |  |  | no |  |  | 1454682.03 | 15373590.673 |  | -1
node_intto1_220385824 |  |  | PQ | AN | 19918.584 | 8103301 | no | no |  |  | no |  |  | 1454674.156 | 15373543.556 |  | -1
node_intto1_220386135 |  |  | PQ | AN | 19918.584 | 8103301 | no | no |  |  | no |  |  | 1444300.295 | 15372517.599 |  | -1
node_intto1_220386186 |  |  | PQ | AN | 19918.584 | 8103301 | no | no |  |  | no |  |  | 1444723.227 | 15372298.407 |  | -1
node_intto1_220386201 |  |  | PQ | AN | 19918.584 | 8103301 | no | no |  |  | no |  |  | 1448255.49 | 15372508.754 |  | -1
node_intto1_220386202 |  |  | PQ | AN | 19918.584 | 8103301 | no | no |  |  | no |  |  | 1441102.817 | 15372036.758 |  | -1
node_intto1_220386241 |  |  | PQ | AN | 19918.584 | 8103301 | no | no |  |  | no |  |  | 1437744.291 | 15374411.769 |  | -1
node_intto1_220386243 |  |  | PQ | AN | 19918.584 | 8103301 | no | no |  |  | no |  |  | 1447701.589 | 15370064.238 |  | -1
node_intto1_220462831 |  |  | PQ | AN | 19918.584 | 8103301 | no | no |  |  | no |  |  | 1467787.888 | 15371298.091 |  | -1
node_intto1_220462856 |  |  | PQ | AN | 19918.584 | 8103301 | no | no |  |  | no |  |  | 1454682.71 | 15373594.742 |  | -1
node_intto1_220464199 |  |  | PQ | AN | 19918.584 | 8103301 | no | no |  |  | no |  |  | 1437752.012 | 15374406.627 |  | -1
node_intto1_220464650 |  |  | PQ | AN | 19918.584 | 8103301 | no | no |  |  | no |  |  | 1472374.744 | 15369920.263 |  | -1
node_intto1_220465164 |  |  | PQ | AN | 19918.584 | 8103301 | no | no |  |  | no |  |  | 1467198.578 | 15357758.188 |  | -1
node_intto1_220465211 |  |  | PQ | AN | 19918.584 | 8103301 | no | no |  |  | no |  |  | 1444300.917 | 15372530.53 |  | -1
node_intto1_220465223 |  |  | PQ | ABCN | 19918.584 | 8103301 | no | no |  |  | no |  |  | 1459687.032 | 15371630.357 |  | -1
node_intto1_220465225 |  |  | PQ | AN | 19918.584 | 8103301 | no | no |  |  | no |  |  | 1476329.759 | 15369967.964 |  | -1
node_intto1_220465226 |  |  | PQ | AN | 19918.584 | 8103301 | no | no |  |  | no |  |  | 1444724.937 | 15372289.734 |  | -1
node_intto1_220465229 |  |  | PQ | AN | 19918.584 | 8103301 | no | no |  |  | no |  |  | 1460019.143 | 15371295.757 |  | -1
node_intto1_220465445 |  |  | PQ | AN | 19918.584 | 8103301 | no | no |  |  | no |  |  | 1448255.933 | 15372521.981 |  | -1
node_intto1_220519375 |  |  | PQ | AN | 19918.584 | 8103301 | no | no |  |  | no |  |  | 1447707.914 | 15370058.224 |  | -1
node_intto1_220655301 |  |  | PQ | AN | 19918.584 | 8103301 | no | no |  |  | no |  |  | 1441099.453 | 15372026.387 |  | -1
node_intto1_311985087 |  |  | PQ | AN | 19918.584 | 8103301 | no | no |  |  | no |  |  | 1454661.875 | 15373401.62 |  | -1

## overhead_line
data_type | static
owner_type | feeder
owner | 8103301
object | overhead_line
name | groupid | phases | fr | to | length | configuration | dcircuit | selected | monitored | monitored_fields | class_monitored_fields | played | played_fields | comments | R | X | B | lim_kw
oh_line_8103301_200826059 |  | AD | node_8103301_201010670 | node_8103301_200826059 | 482.256 | bal_1P_2AC | 8103301 | no | no |  |  | no |  |  | 0 | 0 | 0 | 0
oh_line_8103301_200826060 |  | AD | node_8103301_200826059 | node_8103301_200826060 | 524.385 | bal_1P_2AC | 8103301 | no | no |  |  | no |  |  | 0 | 0 | 0 | 0
oh_line_8103301_200826061 |  | AD | node_8103301_200826060 | node_8103301_200826061 | 430.19 | bal_1P_2AC | 8103301 | no | no |  |  | no |  |  | 0 | 0 | 0 | 0
oh_line_8103301_200826062 |  | AD | node_8103301_200826061 | node_8103301_200826062 | 277.241 | bal_1P_2AC | 8103301 | no | no |  |  | no |  |  | 0 | 0 | 0 | 0
oh_line_8103301_200826064 |  | AD | node_8103301_201060370 | node_8103301_200826064 | 250.432 | bal_1P_1/0AC | 8103301 | no | no |  |  | no |  |  | 0 | 0 | 0 | 0
oh_line_8103301_200826065 |  | AD | node_8103301_200826064 | node_8103301_200826065 | 246.988 | bal_1P_1/0AC | 8103301 | no | no |  |  | no |  |  | 0 | 0 | 0 | 0
oh_line_8103301_200826176 |  | AD | node_8103301_200911434 | node_8103301_200826176 | 1053.008 | bal_1P_1/0AA | 8103301 | no | no |  |  | no |  |  | 0 | 0 | 0 | 0
oh_line_8103301_200826177 |  | AD | node_8103301_200874490 | node_8103301_200826177 | 519.037 | bal_1P_2AC | 8103301 | no | no |  |  | no |  |  | 0 | 0 | 0 | 0
oh_line_8103301_200826178 |  | AD | node_8103301_200826177 | node_8103301_200826178 | 319.255 | bal_1P_2AC | 8103301 | no | no |  |  | no |  |  | 0 | 0 | 0 | 0
oh_line_8103301_200826179 |  | AD | node_8103301_200826178 | node_8103301_200826179 | 240.441 | bal_1P_1/0AA | 8103301 | no | no |  |  | no |  |  | 0 | 0 | 0 | 0
oh_line_8103301_200826180 |  | AD | node_8103301_200826179 | node_8103301_200826180 | 161.99 | bal_1P_1/0AA | 8103301 | no | no |  |  | no |  |  | 0 | 0 | 0 | 0
oh_line_8103301_200826181 |  | AD | node_8103301_200826180 | node_8103301_200826181 | 401.538 | bal_1P_1/0AA | 8103301 | no | no |  |  | no |  |  | 0 | 0 | 0 | 0
oh_line_8103301_200826182 |  | AD | node_8103301_200826181 | node_8103301_200826182 | 370.964 | bal_1P_1/0AA | 8103301 | no | no |  |  | no |  |  | 0 | 0 | 0 | 0
oh_line_8103301_200826183 |  | AD | node_8103301_200826182 | node_8103301_200826183 | 366.661 | bal_1P_1/0AA | 8103301 | no | no |  |  | no |  |  | 0 | 0 | 0 | 0
oh_line_8103301_200873348 |  | AD | node_8103301_200873455 | node_8103301_200873348 | 245.257 | bal_1P_2AC | 8103301 | no | no |  |  | no |  |  | 0 | 0 | 0 | 0
oh_line_8103301_200873349 |  | AD | node_8103301_200873348 | node_8103301_200873349 | 227.646 | bal_1P_2AC | 8103301 | no | no |  |  | no |  |  | 0 | 0 | 0 | 0
oh_line_8103301_200873370 |  | AD | node_8103301_200873372 | node_8103301_200873370 | 475.523 | bal_1P_3-104CW | 8103301 | no | no |  |  | no |  |  | 0 | 0 | 0 | 0
oh_line_8103301_200873372 |  | AD | node_8103301_200873373 | node_8103301_200873372 | 385.949 | bal_1P_3-104CW | 8103301 | no | no |  |  | no |  |  | 0 | 0 | 0 | 0
oh_line_8103301_200873373 |  | AD | node_8103301_201010713 | node_8103301_200873373 | 376.164 | bal_1P_3-104CW | 8103301 | no | no |  |  | no |  |  | 0 | 0 | 0 | 0
oh_line_8103301_200873376 |  | AD | node_8103301_200873377 | node_8103301_200873376 | 380.479 | bal_1P_3-104CW | 8103301 | no | no |  |  | no |  |  | 0 | 0 | 0 | 0
oh_line_8103301_200873377 |  | AD | node_8103301_200873378 | node_8103301_200873377 | 432.315 | bal_1P_3-104CW | 8103301 | no | no |  |  | no |  |  | 0 | 0 | 0 | 0
oh_line_8103301_200873378 |  | AD | node_8103301_200873379 | node_8103301_200873378 | 414.732 | bal_1P_3-104CW | 8103301 | no | no |  |  | no |  |  | 0 | 0 | 0 | 0
oh_line_8103301_200873379 |  | AD | node_8103301_200873380 | node_8103301_200873379 | 254.157 | bal_1P_3-104CW | 8103301 | no | no |  |  | no |  |  | 0 | 0 | 0 | 0
oh_line_8103301_200873380 |  | AD | node_8103301_200970893 | node_8103301_200873380 | 463.29 | bal_1P_2AC | 8103301 | no | no |  |  | no |  |  | 0 | 0 | 0 | 0
oh_line_8103301_200873382 |  | AD | node_8103301_200873383 | node_8103301_200873382 | 487.134 | bal_1P_2AC | 8103301 | no | no |  |  | no |  |  | 0 | 0 | 0 | 0
oh_line_8103301_200873383 |  | AD | node_8103301_200873384 | node_8103301_200873383 | 519.122 | bal_1P_2AC | 8103301 | no | no |  |  | no |  |  | 0 | 0 | 0 | 0
oh_line_8103301_200873384 |  | AD | node_8103301_200873385 | node_8103301_200873384 | 106.462 | bal_1P_2AC | 8103301 | no | no |  |  | no |  |  | 0 | 0 | 0 | 0
oh_line_8103301_200873385 |  | AD | node_8103301_200873392 | node_8103301_200873385 | 572.676 | bal_1P_4AC | 8103301 | no | no |  |  | no |  |  | 0 | 0 | 0 | 0
oh_line_8103301_200873386 |  | AD | node_8103301_200873385 | node_8103301_200873386 | 245.326 | bal_1P_2AC | 8103301 | no | no |  |  | no |  |  | 0 | 0 | 0 | 0
oh_line_8103301_200873390 |  | AD | node_8103301_200873385 | node_8103301_200873390 | 236.927 | bal_1P_1/0AA | 8103301 | no | no |  |  | no |  |  | 0 | 0 | 0 | 0
oh_line_8103301_200873391 |  | AD | node_8103301_200873390 | node_8103301_200873391 | 256.324 | bal_1P_1/0AA | 8103301 | no | no |  |  | no |  |  | 0 | 0 | 0 | 0
oh_line_8103301_200873392 |  | AD | node_8103301_200873393 | node_8103301_200873392 | 341.563 | bal_1P_4AC | 8103301 | no | no |  |  | no |  |  | 0 | 0 | 0 | 0
oh_line_8103301_200873393 |  | AD | node_8103301_200873394 | node_8103301_200873393 | 218.975 | bal_1P_4AC | 8103301 | no | no |  |  | no |  |  | 0 | 0 | 0 | 0
oh_line_8103301_200873394 |  | AD | node_8103301_200873395 | node_8103301_200873394 | 486.189 | bal_1P_4AC | 8103301 | no | no |  |  | no |  |  | 0 | 0 | 0 | 0
oh_line_8103301_200873395 |  | AD | node_8103301_200873396 | node_8103301_200873395 | 85.56 | bal_1P_4AC | 8103301 | no | no |  |  | no |  |  | 0 | 0 | 0 | 0
oh_line_8103301_200873396 |  | AD | node_8103301_200873397 | node_8103301_200873396 | 119.859 | bal_1P_4AC | 8103301 | no | no |  |  | no |  |  | 0 | 0 | 0 | 0
oh_line_8103301_200873397 |  | AD | node_8103301_200873398 | node_intto1_8103301_200873397 | 276.271 | bal_1P_4AC | 8103301 | no | no |  |  | no |  |  | 0 | 0 | 0 | 0
oh_line_8103301_200873398 |  | AD | node_8103301_200873399 | node_8103301_200873398 | 264.768 | bal_1P_4AC | 8103301 | no | no |  |  | no |  |  | 0 | 0 | 0 | 0
oh_line_8103301_200873399 |  | AD | node_8103301_200873400 | node_intto1_8103301_200873399 | 439.861 | bal_1P_4AC | 8103301 | no | no |  |  | no |  |  | 0 | 0 | 0 | 0
oh_line_8103301_200873400 |  | AD | node_8103301_200873401 | node_8103301_200873400 | 328.04 | bal_1P_4AC | 8103301 | no | no |  |  | no |  |  | 0 | 0 | 0 | 0
oh_line_8103301_200873401 |  | AD | node_8103301_200873402 | node_8103301_200873401 | 332.707 | bal_1P_4AC | 8103301 | no | no |  |  | no |  |  | 0 | 0 | 0 | 0
oh_line_8103301_200873402 |  | AD | node_8103301_200874570 | node_8103301_200873402 | 397.371 | bal_1P_2AC | 8103301 | no | no |  |  | no |  |  | 0 | 0 | 0 | 0
oh_line_8103301_200873404 |  | AD | node_8103301_200873402 | node_intto1_8103301_200873404 | 310.03 | bal_1P_4AC | 8103301 | no | no |  |  | no |  |  | 0 | 0 | 0 | 0
oh_line_8103301_200873406 |  | AD | node_8103301_200873404 | node_8103301_200873406 | 277.468 | bal_1P_1/0AA | 8103301 | no | no |  |  | no |  |  | 0 | 0 | 0 | 0
oh_line_8103301_200873407 |  | AD | node_8103301_200873404 | node_8103301_200873407 | 344.835 | bal_1P_4AC | 8103301 | no | no |  |  | no |  |  | 0 | 0 | 0 | 0
oh_line_8103301_200873408 |  | AD | node_8103301_200873407 | node_8103301_200873408 | 317.233 | bal_1P_4AC | 8103301 | no | no |  |  | no |  |  | 0 | 0 | 0 | 0
oh_line_8103301_200873409 |  | AD | node_8103301_200873408 | node_8103301_200873409 | 336.553 | bal_1P_4AC | 8103301 | no | no |  |  | no |  |  | 0 | 0 | 0 | 0
oh_line_8103301_200873410 |  | AD | node_8103301_200873409 | node_8103301_200873410 | 410.079 | bal_1P_4AC | 8103301 | no | no |  |  | no |  |  | 0 | 0 | 0 | 0
oh_line_8103301_200873411 |  | AD | node_8103301_200873410 | node_8103301_200873411 | 213.673 | bal_1P_4AC | 8103301 | no | no |  |  | no |  |  | 0 | 0 | 0 | 0
oh_line_8103301_200873412 |  | AD | node_8103301_200873411 | node_8103301_200873412 | 193.721 | bal_1P_4AC | 8103301 | no | no |  |  | no |  |  | 0 | 0 | 0 | 0
oh_line_8103301_200873413 |  | AD | node_8103301_200873412 | node_intto1_8103301_200873413 | 161.517 | bal_1P_1/0AA | 8103301 | no | no |  |  | no |  |  | 0 | 0 | 0 | 0
oh_line_8103301_200873414 |  | AD | node_8103301_200873413 | node_8103301_200873414 | 244.601 | bal_1P_1/0AA | 8103301 | no | no |  |  | no |  |  | 0 | 0 | 0 | 0
oh_line_8103301_200873415 |  | AD | node_8103301_200873414 | node_8103301_200873415 | 242.978 | bal_1P_1/0AA | 8103301 | no | no |  |  | no |  |  | 0 | 0 | 0 | 0
oh_line_8103301_200873416 |  | AD | node_8103301_200873415 | node_8103301_200873416 | 271.799 | bal_1P_1/0AA | 8103301 | no | no |  |  | no |  |  | 0 | 0 | 0 | 0
oh_line_8103301_200873417 |  | AD | node_8103301_200873416 | node_8103301_200873417 | 272.819 | bal_1P_1/0AA | 8103301 | no | no |  |  | no |  |  | 0 | 0 | 0 | 0
oh_line_8103301_200873418 |  | AD | node_8103301_200873417 | node_8103301_200873418 | 320.89 | bal_1P_1/0AA | 8103301 | no | no |  |  | no |  |  | 0 | 0 | 0 | 0
oh_line_8103301_200873419 |  | AD | node_8103301_200873412 | node_8103301_200873419 | 182.766 | bal_1P_4AC | 8103301 | no | no |  |  | no |  |  | 0 | 0 | 0 | 0
oh_line_8103301_200873420 |  | AD | node_8103301_200873419 | node_8103301_200873420 | 544.284 | bal_1P_4AC | 8103301 | no | no |  |  | no |  |  | 0 | 0 | 0 | 0
oh_line_8103301_200873421 |  | AD | node_8103301_200873420 | node_8103301_200873421 | 493.763 | bal_1P_4AC | 8103301 | no | no |  |  | no |  |  | 0 | 0 | 0 | 0
oh_line_8103301_200873423 |  | AD | node_8103301_200969943 | node_8103301_200873423 | 263.926 | bal_1P_4AC | 8103301 | no | no |  |  | no |  |  | 0 | 0 | 0 | 0
oh_line_8103301_200873424 |  | AD | node_8103301_200873423 | node_8103301_200873424 | 352.719 | bal_1P_4AC | 8103301 | no | no |  |  | no |  |  | 0 | 0 | 0 | 0
oh_line_8103301_200873425 |  | AD | node_8103301_200873424 | node_8103301_200873425 | 373.902 | bal_1P_4AC | 8103301 | no | no |  |  | no |  |  | 0 | 0 | 0 | 0
oh_line_8103301_200873426 |  | AD | node_8103301_200873425 | node_8103301_200873426 | 361.704 | bal_1P_4AC | 8103301 | no | no |  |  | no |  |  | 0 | 0 | 0 | 0
oh_line_8103301_200873429 |  | AD | node_8103301_200873426 | node_8103301_200873429 | 299.433 | bal_1P_4AC | 8103301 | no | no |  |  | no |  |  | 0 | 0 | 0 | 0
oh_line_8103301_200873431 |  | AD | node_8103301_200873429 | node_8103301_200873431 | 335.728 | bal_1P_4AC | 8103301 | no | no |  |  | no |  |  | 0 | 0 | 0 | 0
oh_line_8103301_200873433 |  | AD | node_8103301_200873431 | node_8103301_200873433 | 419.829 | bal_1P_4AC | 8103301 | no | no |  |  | no |  |  | 0 | 0 | 0 | 0
oh_line_8103301_200873435 |  | AD | node_8103301_200873433 | node_8103301_200873435 | 365.087 | bal_1P_4AC | 8103301 | no | no |  |  | no |  |  | 0 | 0 | 0 | 0
oh_line_8103301_200873437 |  | AD | node_8103301_200873435 | node_8103301_200873437 | 337.915 | bal_1P_4AC | 8103301 | no | no |  |  | no |  |  | 0 | 0 | 0 | 0
oh_line_8103301_200873438 |  | AD | node_8103301_200873437 | node_8103301_200873438 | 326.689 | bal_1P_1/0AC | 8103301 | no | no |  |  | no |  |  | 0 | 0 | 0 | 0
oh_line_8103301_200873440 |  | AD | node_8103301_200873437 | node_intto1_8103301_200873440 | 414.625 | bal_1P_4AC | 8103301 | no | no |  |  | no |  |  | 0 | 0 | 0 | 0
oh_line_8103301_200873441 |  | AD | node_8103301_312094099 | node_8103301_200873441 | 173.496 | bal_1P_4AC | 8103301 | no | no |  |  | no |  |  | 0 | 0 | 0 | 0
oh_line_8103301_200873442 |  | AD | node_8103301_200873441 | node_8103301_200873442 | 523.296 | bal_1P_4AC | 8103301 | no | no |  |  | no |  |  | 0 | 0 | 0 | 0
oh_line_8103301_200873443 |  | AD | node_8103301_200873442 | node_8103301_200873443 | 291.291 | bal_1P_2AC | 8103301 | no | no |  |  | no |  |  | 0 | 0 | 0 | 0
oh_line_8103301_200873444 |  | AD | node_8103301_200873443 | node_8103301_200873444 | 273.501 | bal_1P_2AC | 8103301 | no | no |  |  | no |  |  | 0 | 0 | 0 | 0
oh_line_8103301_200873445 |  | AD | node_8103301_200873444 | node_8103301_200873445 | 149.421 | bal_1P_2AC | 8103301 | no | no |  |  | no |  |  | 0 | 0 | 0 | 0
oh_line_8103301_200873447 |  | AD | node_8103301_200873445 | node_8103301_200873447 | 387.161 | bal_1P_2AC | 8103301 | no | no |  |  | no |  |  | 0 | 0 | 0 | 0
oh_line_8103301_200873448 |  | AD | node_8103301_200873447 | node_intto1_8103301_200873448 | 383.496 | bal_1P_2AC | 8103301 | no | no |  |  | no |  |  | 0 | 0 | 0 | 0
oh_line_8103301_200873450 |  | AD | node_8103301_200873448 | node_8103301_200873450 | 388.809 | bal_1P_2AC | 8103301 | no | no |  |  | no |  |  | 0 | 0 | 0 | 0
oh_line_8103301_200873451 |  | AD | node_8103301_200873450 | node_8103301_200873451 | 358.466 | bal_1P_2AC | 8103301 | no | no |  |  | no |  |  | 0 | 0 | 0 | 0
oh_line_8103301_200873453 |  | AD | node_8103301_200873451 | node_8103301_200873453 | 372.643 | bal_1P_2AC | 8103301 | no | no |  |  | no |  |  | 0 | 0 | 0 | 0
oh_line_8103301_200873455 |  | AD | node_8103301_201063213 | node_8103301_200873455 | 422.014 | bal_1P_2AC | 8103301 | no | no |  |  | no |  |  | 0 | 0 | 0 | 0
oh_line_8103301_200873456 |  | AD | node_8103301_311912476 | node_8103301_200873456 | 54.287 | bal_1P_3-104CW | 8103301 | no | no |  |  | no |  |  | 0 | 0 | 0 | 0
oh_line_8103301_200873458 |  | AD | node_8103301_200873456 | node_intto1_8103301_200873458 | 327.23 | bal_1P_3-104CW | 8103301 | no | no |  |  | no |  |  | 0 | 0 | 0 | 0
oh_line_8103301_200873459 |  | AD | node_8103301_200873458 | node_8103301_200873459 | 235.096 | bal_1P_3-104CW | 8103301 | no | no |  |  | no |  |  | 0 | 0 | 0 | 0
oh_line_8103301_200873460 |  | AD | node_8103301_200873480 | node_8103301_200873460 | 345.383 | bal_1P_1/0AA | 8103301 | no | no |  |  | no |  |  | 0 | 0 | 0 | 0
oh_line_8103301_200873461 |  | AD | node_8103301_200873460 | node_intto1_8103301_200873461 | 458.106 | bal_1P_3-104CW | 8103301 | no | no |  |  | no |  |  | 0 | 0 | 0 | 0
oh_line_8103301_200873462 |  | AD | node_8103301_200873461 | node_8103301_200873462 | 389.385 | bal_1P_3-104CW | 8103301 | no | no |  |  | no |  |  | 0 | 0 | 0 | 0
oh_line_8103301_200873463 |  | AD | node_8103301_200873462 | node_8103301_200873463 | 438.269 | bal_1P_3-104CW | 8103301 | no | no |  |  | no |  |  | 0 | 0 | 0 | 0
oh_line_8103301_200873464 |  | AD | node_8103301_200873463 | node_8103301_200873464 | 184.605 | bal_1P_3-104CW | 8103301 | no | no |  |  | no |  |  | 0 | 0 | 0 | 0
oh_line_8103301_200873465 |  | AD | node_8103301_200873464 | node_8103301_200873465 | 265.252 | bal_1P_3-104CW | 8103301 | no | no |  |  | no |  |  | 0 | 0 | 0 | 0
oh_line_8103301_200873467 |  | AD | node_8103301_200873459 | node_8103301_200873467 | 214.259 | bal_1P_3-104CW | 8103301 | no | no |  |  | no |  |  | 0 | 0 | 0 | 0
oh_line_8103301_200873469 |  | AD | node_8103301_200873467 | node_8103301_200873469 | 422.067 | bal_1P_3-104CW | 8103301 | no | no |  |  | no |  |  | 0 | 0 | 0 | 0
oh_line_8103301_200873471 |  | AD | node_8103301_200873469 | node_8103301_200873471 | 195.324 | bal_1P_3-104CW | 8103301 | no | no |  |  | no |  |  | 0 | 0 | 0 | 0
oh_line_8103301_200873472 |  | AD | node_8103301_200873471 | node_8103301_200873472 | 250.985 | bal_1P_3-104CW | 8103301 | no | no |  |  | no |  |  | 0 | 0 | 0 | 0
oh_line_8103301_200873473 |  | AD | node_8103301_200873472 | node_8103301_200873473 | 293.929 | bal_1P_3-104CW | 8103301 | no | no |  |  | no |  |  | 0 | 0 | 0 | 0
oh_line_8103301_200873474 |  | AD | node_8103301_200873473 | node_8103301_200873474 | 394.468 | bal_1P_3-104CW | 8103301 | no | no |  |  | no |  |  | 0 | 0 | 0 | 0
oh_line_8103301_200873475 |  | AD | node_8103301_200873474 | node_8103301_200873475 | 302.209 | bal_1P_1/0AA | 8103301 | no | no |  |  | no |  |  | 0 | 0 | 0 | 0
oh_line_8103301_200873476 |  | AD | node_8103301_200873475 | node_8103301_200873476 | 240.959 | bal_1P_1/0AA | 8103301 | no | no |  |  | no |  |  | 0 | 0 | 0 | 0
oh_line_8103301_200873477 |  | AD | node_8103301_200873476 | node_8103301_200873477 | 259.166 | bal_1P_1/0AA | 8103301 | no | no |  |  | no |  |  | 0 | 0 | 0 | 0
oh_line_8103301_200873478 |  | AD | node_8103301_200873477 | node_8103301_200873478 | 305.635 | bal_1P_1/0AA | 8103301 | no | no |  |  | no |  |  | 0 | 0 | 0 | 0
oh_line_8103301_200873480 |  | AD | node_8103301_200873477 | node_8103301_200873480 | 331.787 | bal_1P_1/0AA | 8103301 | no | no |  |  | no |  |  | 0 | 0 | 0 | 0
oh_line_8103301_200873601 |  | AD | node_8103301_200876049 | node_8103301_200873601 | 357.249 | bal_1P_4AC | 8103301 | no | no |  |  | no |  |  | 0 | 0 | 0 | 0
oh_line_8103301_200873603 |  | AD | node_8103301_200873601 | node_8103301_200873603 | 139.747 | bal_1P_1/0AA | 8103301 | no | no |  |  | no |  |  | 0 | 0 | 0 | 0
oh_line_8103301_200873604 |  | AD | node_8103301_200873603 | node_intto1_8103301_200873604 | 379.902 | bal_1P_1/0AA | 8103301 | no | no |  |  | no |  |  | 0 | 0 | 0 | 0
oh_line_8103301_200873605 |  | AD | node_8103301_200873604 | node_8103301_200873605 | 395.98 | bal_1P_1/0AA | 8103301 | no | no |  |  | no |  |  | 0 | 0 | 0 | 0
oh_line_8103301_200873606 |  | AD | node_8103301_200873605 | node_8103301_200873606 | 236.703 | bal_1P_1/0AA | 8103301 | no | no |  |  | no |  |  | 0 | 0 | 0 | 0
oh_line_8103301_200873607 |  | AD | node_8103301_200873601 | node_8103301_200873607 | 437.822 | bal_1P_2AC | 8103301 | no | no |  |  | no |  |  | 0 | 0 | 0 | 0
oh_line_8103301_200873608 |  | AD | node_8103301_200873607 | node_intto1_8103301_200873608 | 477.287 | bal_1P_2AC | 8103301 | no | no |  |  | no |  |  | 0 | 0 | 0 | 0
oh_line_8103301_200873609 |  | AD | node_8103301_200873608 | node_8103301_200873609 | 395.58 | bal_1P_2AC | 8103301 | no | no |  |  | no |  |  | 0 | 0 | 0 | 0
oh_line_8103301_200873610 |  | AD | node_8103301_200873609 | node_8103301_200873610 | 358.687 | bal_1P_2AC | 8103301 | no | no |  |  | no |  |  | 0 | 0 | 0 | 0
oh_line_8103301_200873611 |  | AD | node_8103301_200873610 | node_8103301_200873611 | 366.267 | bal_1P_2AC | 8103301 | no | no |  |  | no |  |  | 0 | 0 | 0 | 0
oh_line_8103301_200873612 |  | AD | node_8103301_200873611 | node_8103301_200873612 | 395.43 | bal_1P_2AC | 8103301 | no | no |  |  | no |  |  | 0 | 0 | 0 | 0
oh_line_8103301_200873613 |  | AD | node_8103301_200873612 | node_8103301_200873613 | 418.221 | bal_1P_2AC | 8103301 | no | no |  |  | no |  |  | 0 | 0 | 0 | 0
oh_line_8103301_200873614 |  | AD | node_8103301_200873613 | node_8103301_200873614 | 416.932 | bal_1P_2AC | 8103301 | no | no |  |  | no |  |  | 0 | 0 | 0 | 0
oh_line_8103301_200873615 |  | AD | node_8103301_200873614 | node_8103301_200873615 | 375.572 | bal_1P_2AC | 8103301 | no | no |  |  | no |  |  | 0 | 0 | 0 | 0
oh_line_8103301_200873616 |  | AD | node_8103301_200873615 | node_8103301_200873616 | 328.653 | bal_1P_2AC | 8103301 | no | no |  |  | no |  |  | 0 | 0 | 0 | 0
oh_line_8103301_200873617 |  | AD | node_8103301_200873616 | node_8103301_200873617 | 400.552 | bal_1P_2AC | 8103301 | no | no |  |  | no |  |  | 0 | 0 | 0 | 0
oh_line_8103301_200873618 |  | AD | node_8103301_200873617 | node_8103301_200873618 | 304.844 | bal_1P_2AC | 8103301 | no | no |  |  | no |  |  | 0 | 0 | 0 | 0
oh_line_8103301_200873619 |  | AD | node_8103301_200873618 | node_8103301_200873619 | 255.47 | bal_1P_2AC | 8103301 | no | no |  |  | no |  |  | 0 | 0 | 0 | 0
oh_line_8103301_200873620 |  | AD | node_8103301_200873619 | node_8103301_200873620 | 372.181 | bal_1P_2AC | 8103301 | no | no |  |  | no |  |  | 0 | 0 | 0 | 0
oh_line_8103301_200873621 |  | AD | node_8103301_200873620 | node_8103301_200873621 | 290.764 | bal_1P_2AC | 8103301 | no | no |  |  | no |  |  | 0 | 0 | 0 | 0
oh_line_8103301_200873622 |  | AD | node_8103301_200873621 | node_8103301_200873622 | 276.746 | bal_1P_2AC | 8103301 | no | no |  |  | no |  |  | 0 | 0 | 0 | 0
oh_line_8103301_200873623 |  | AD | node_8103301_200873619 | node_8103301_200873623 | 351.491 | bal_1P_2AC | 8103301 | no | no |  |  | no |  |  | 0 | 0 | 0 | 0
oh_line_8103301_200873624 |  | AD | node_8103301_200873623 | node_8103301_200873624 | 327.252 | bal_1P_2AC | 8103301 | no | no |  |  | no |  |  | 0 | 0 | 0 | 0
oh_line_8103301_200873627-1 |  | AN | node_220464650 | node_8103301_200873627 | 17.839 | bal_1P_1/0AA_1/0AA(N) | 8103301 | no | no |  |  | no |  |  | 0 | 0 | 0 | 0
oh_line_8103301_200873627-2 |  | AN | node_220385808 | node_intto1_220464650 | 12.645 | bal_1P_1/0AA_1/0AA(N) | 8103301 | no | no |  |  | no |  |  | 0 | 0 | 0 | 0
oh_line_8103301_200873627-3 |  | AN | node_8103301_200873769 | node_intto1_220385808 | 81.614 | bal_1P_1/0AA_1/0AA(N) | 8103301 | no | no |  |  | no |  |  | 0 | 0 | 0 | 0
oh_line_8103301_200873628 |  | AD | node_8103301_200873627 | node_8103301_200873628 | 225.74 | bal_1P_2AC | 8103301 | no | no |  |  | no |  |  | 0 | 0 | 0 | 0
oh_line_8103301_200873629 |  | AD | node_8103301_200873654 | node_8103301_200873629 | 382.949 | bal_1P_4AC | 8103301 | no | no |  |  | no |  |  | 0 | 0 | 0 | 0
oh_line_8103301_200873630 |  | AD | node_8103301_200873629 | node_8103301_200873630 | 381.477 | bal_1P_4AC | 8103301 | no | no |  |  | no |  |  | 0 | 0 | 0 | 0
oh_line_8103301_200873631 |  | AD | node_8103301_200873630 | node_8103301_200873631 | 326.024 | bal_1P_4AC | 8103301 | no | no |  |  | no |  |  | 0 | 0 | 0 | 0
oh_line_8103301_200873632 |  | AD | node_8103301_200873631 | node_8103301_200873632 | 301.24 | bal_1P_4AC | 8103301 | no | no |  |  | no |  |  | 0 | 0 | 0 | 0
oh_line_8103301_200873633 |  | AD | node_8103301_200873632 | node_8103301_200873633 | 357.757 | bal_1P_4AC | 8103301 | no | no |  |  | no |  |  | 0 | 0 | 0 | 0
oh_line_8103301_200873634 |  | AD | node_8103301_200873633 | node_8103301_200873634 | 278.595 | bal_1P_4AC | 8103301 | no | no |  |  | no |  |  | 0 | 0 | 0 | 0
oh_line_8103301_200873635 |  | AD | node_8103301_200873634 | node_8103301_200873635 | 381.968 | bal_1P_3-104CW | 8103301 | no | no |  |  | no |  |  | 0 | 0 | 0 | 0
oh_line_8103301_200873636 |  | AD | node_8103301_200873635 | node_8103301_200873636 | 181.07 | bal_1P_1/0AC | 8103301 | no | no |  |  | no |  |  | 0 | 0 | 0 | 0
oh_line_8103301_200873637 |  | AD | node_8103301_200873635 | node_8103301_200873637 | 462.853 | bal_1P_3-104CW | 8103301 | no | no |  |  | no |  |  | 0 | 0 | 0 | 0
oh_line_8103301_200873638 |  | AD | node_8103301_200873637 | node_8103301_200873638 | 435.415 | bal_1P_3-104CW | 8103301 | no | no |  |  | no |  |  | 0 | 0 | 0 | 0
oh_line_8103301_200873639 |  | AD | node_8103301_200873638 | node_8103301_200873639 | 454.944 | bal_1P_3-104CW | 8103301 | no | no |  |  | no |  |  | 0 | 0 | 0 | 0
oh_line_8103301_200873640 |  | AD | node_8103301_200873628 | node_intto1_8103301_200873640 | 329.475 | bal_1P_4AC | 8103301 | no | no |  |  | no |  |  | 0 | 0 | 0 | 0
oh_line_8103301_200873641 |  | AD | node_8103301_200873639 | node_8103301_200873641 | 441.928 | bal_1P_3-104CW | 8103301 | no | no |  |  | no |  |  | 0 | 0 | 0 | 0
oh_line_8103301_200873644 |  | AD | node_8103301_200873641 | node_8103301_200873644 | 295.608 | bal_1P_1/0AA | 8103301 | no | no |  |  | no |  |  | 0 | 0 | 0 | 0
oh_line_8103301_200873645 |  | AD | node_8103301_200873644 | node_8103301_200873645 | 296.931 | bal_1P_1/0AA | 8103301 | no | no |  |  | no |  |  | 0 | 0 | 0 | 0
oh_line_8103301_200873646 |  | AD | node_8103301_200873645 | node_8103301_200873646 | 328.861 | bal_1P_1/0AA | 8103301 | no | no |  |  | no |  |  | 0 | 0 | 0 | 0
oh_line_8103301_200873647 |  | AD | node_8103301_200873646 | node_8103301_200873647 | 313.179 | bal_1P_1/0AA | 8103301 | no | no |  |  | no |  |  | 0 | 0 | 0 | 0
oh_line_8103301_200873648 |  | AD | node_8103301_200873640 | node_8103301_200873648 | 391.253 | bal_1P_4AC | 8103301 | no | no |  |  | no |  |  | 0 | 0 | 0 | 0
oh_line_8103301_200873649 |  | AD | node_8103301_200873648 | node_8103301_200873649 | 315.998 | bal_1P_4AC | 8103301 | no | no |  |  | no |  |  | 0 | 0 | 0 | 0
oh_line_8103301_200873650 |  | AD | node_8103301_200873649 | node_8103301_200873650 | 326.227 | bal_1P_4AC | 8103301 | no | no |  |  | no |  |  | 0 | 0 | 0 | 0
oh_line_8103301_200873651 |  | AD | node_8103301_200873650 | node_8103301_200873651 | 399.637 | bal_1P_4AC | 8103301 | no | no |  |  | no |  |  | 0 | 0 | 0 | 0
oh_line_8103301_200873652 |  | AD | node_8103301_200873651 | node_8103301_200873652 | 278.37 | bal_1P_4AC | 8103301 | no | no |  |  | no |  |  | 0 | 0 | 0 | 0
oh_line_8103301_200873653 |  | AD | node_8103301_200873652 | node_8103301_200873653 | 333.038 | bal_1P_4AC | 8103301 | no | no |  |  | no |  |  | 0 | 0 | 0 | 0
oh_line_8103301_200873654 |  | AD | node_8103301_200873653 | node_8103301_200873654 | 301.691 | bal_1P_4AC | 8103301 | no | no |  |  | no |  |  | 0 | 0 | 0 | 0
oh_line_8103301_200873655 |  | AD | node_8103301_200873399 | node_intto1_8103301_200873655 | 383.135 | bal_1P_4AC | 8103301 | no | no |  |  | no |  |  | 0 | 0 | 0 | 0
oh_line_8103301_200873656 |  | AD | node_8103301_200873705 | node_8103301_200873656 | 284.82 | bal_1P_4AC | 8103301 | no | no |  |  | no |  |  | 0 | 0 | 0 | 0
oh_line_8103301_200873658 |  | AD | node_8103301_200873656 | node_8103301_200873658 | 327.962 | bal_1P_4AC | 8103301 | no | no |  |  | no |  |  | 0 | 0 | 0 | 0
oh_line_8103301_200873660 |  | AD | node_8103301_200968015 | node_8103301_200873660 | 402.192 | bal_1P_4AC | 8103301 | no | no |  |  | no |  |  | 0 | 0 | 0 | 0
oh_line_8103301_200873662 |  | AD | node_8103301_200873660 | node_8103301_200873662 | 353.956 | bal_1P_4AC | 8103301 | no | no |  |  | no |  |  | 0 | 0 | 0 | 0
oh_line_8103301_200873664 |  | AD | node_8103301_201068845 | node_8103301_200873664 | 518.213 | bal_1P_4AC | 8103301 | no | no |  |  | no |  |  | 0 | 0 | 0 | 0
oh_line_8103301_200873665 |  | AD | node_8103301_200873664 | node_8103301_200873665 | 160.467 | bal_1P_4AC | 8103301 | no | no |  |  | no |  |  | 0 | 0 | 0 | 0
oh_line_8103301_200873666 |  | AD | node_8103301_200873665 | node_8103301_200873666 | 244.532 | bal_1P_4AC | 8103301 | no | no |  |  | no |  |  | 0 | 0 | 0 | 0
oh_line_8103301_200873668 |  | AD | node_8103301_200873666 | node_8103301_200873668 | 139.751 | bal_1P_4AC | 8103301 | no | no |  |  | no |  |  | 0 | 0 | 0 | 0
oh_line_8103301_200873669 |  | AD | node_8103301_200873668 | node_8103301_200873669 | 210.109 | bal_1P_4AC | 8103301 | no | no |  |  | no |  |  | 0 | 0 | 0 | 0
oh_line_8103301_200873671 |  | AD | node_8103301_200873669 | node_8103301_200873671 | 359.924 | bal_1P_4AC | 8103301 | no | no |  |  | no |  |  | 0 | 0 | 0 | 0
oh_line_8103301_200873672 |  | AD | node_8103301_200873655 | node_8103301_200873672 | 333.256 | bal_1P_4AC | 8103301 | no | no |  |  | no |  |  | 0 | 0 | 0 | 0
oh_line_8103301_200873673 |  | AD | node_8103301_200873671 | node_8103301_200873673 | 329.084 | bal_1P_4AC | 8103301 | no | no |  |  | no |  |  | 0 | 0 | 0 | 0
oh_line_8103301_200873674 |  | AD | node_8103301_200873673 | node_8103301_200873674 | 226.412 | bal_1P_4AC | 8103301 | no | no |  |  | no |  |  | 0 | 0 | 0 | 0
oh_line_8103301_200873675 |  | AD | node_8103301_200873674 | node_8103301_200873675 | 416.226 | bal_1P_4AC | 8103301 | no | no |  |  | no |  |  | 0 | 0 | 0 | 0
oh_line_8103301_200873676 |  | AD | node_8103301_200873675 | node_8103301_200873676 | 348.173 | bal_1P_4AC | 8103301 | no | no |  |  | no |  |  | 0 | 0 | 0 | 0
oh_line_8103301_200873677 |  | AD | node_8103301_200873676 | node_8103301_200873677 | 337.102 | bal_1P_4AC | 8103301 | no | no |  |  | no |  |  | 0 | 0 | 0 | 0
oh_line_8103301_200873678 |  | AD | node_8103301_200873677 | node_8103301_200873678 | 398.399 | bal_1P_4AC | 8103301 | no | no |  |  | no |  |  | 0 | 0 | 0 | 0
oh_line_8103301_200873679 |  | AD | node_8103301_200873678 | node_8103301_200873679 | 317.164 | bal_1P_4AC | 8103301 | no | no |  |  | no |  |  | 0 | 0 | 0 | 0
oh_line_8103301_200873680 |  | AD | node_8103301_200873679 | node_8103301_200873680 | 289.965 | bal_1P_1/0AC | 8103301 | no | no |  |  | no |  |  | 0 | 0 | 0 | 0
oh_line_8103301_200873681 |  | AD | node_8103301_200873680 | node_8103301_200873681 | 87.203 | bal_1P_1/0AC | 8103301 | no | no |  |  | no |  |  | 0 | 0 | 0 | 0
oh_line_8103301_200873682 |  | AD | node_8103301_200873679 | node_8103301_200873682 | 364.361 | bal_1P_4AC | 8103301 | no | no |  |  | no |  |  | 0 | 0 | 0 | 0
oh_line_8103301_200873684 |  | AD | node_8103301_201066636 | node_8103301_200873684 | 83.744 | bal_1P_4AC | 8103301 | no | no |  |  | no |  |  | 0 | 0 | 0 | 0
oh_line_8103301_200873685 |  | AD | node_8103301_200873684 | node_8103301_200873685 | 242.829 | bal_1P_4AC | 8103301 | no | no |  |  | no |  |  | 0 | 0 | 0 | 0
oh_line_8103301_200873686 |  | AD | node_8103301_200873685 | node_8103301_200873686 | 298.078 | bal_1P_4AC | 8103301 | no | no |  |  | no |  |  | 0 | 0 | 0 | 0
oh_line_8103301_200873687 |  | AD | node_8103301_200873686 | node_8103301_200873687 | 192.749 | bal_1P_1/0AA | 8103301 | no | no |  |  | no |  |  | 0 | 0 | 0 | 0
oh_line_8103301_200873688 |  | AD | node_8103301_200873672 | node_8103301_200873688 | 361.28 | bal_1P_4AC | 8103301 | no | no |  |  | no |  |  | 0 | 0 | 0 | 0
oh_line_8103301_200873689 |  | AD | node_8103301_200873686 | node_8103301_200873689 | 107.73 | bal_1P_4AC | 8103301 | no | no |  |  | no |  |  | 0 | 0 | 0 | 0
oh_line_8103301_200873690 |  | AD | node_8103301_200873689 | node_8103301_200873690 | 236.961 | bal_1P_2AC | 8103301 | no | no |  |  | no |  |  | 0 | 0 | 0 | 0
oh_line_8103301_200873691 |  | AD | node_8103301_200873690 | node_8103301_200873691 | 405.585 | bal_1P_2AC | 8103301 | no | no |  |  | no |  |  | 0 | 0 | 0 | 0
oh_line_8103301_200873692 |  | AD | node_8103301_200873691 | node_8103301_200873692 | 175.193 | bal_1P_2AC | 8103301 | no | no |  |  | no |  |  | 0 | 0 | 0 | 0
oh_line_8103301_200873693 |  | AD | node_8103301_200873692 | node_8103301_200873693 | 400.404 | bal_1P_2AC | 8103301 | no | no |  |  | no |  |  | 0 | 0 | 0 | 0
oh_line_8103301_200873695 |  | AD | node_8103301_200873693 | node_8103301_200873695 | 311.639 | bal_1P_2AC | 8103301 | no | no |  |  | no |  |  | 0 | 0 | 0 | 0
oh_line_8103301_200873696 |  | AD | node_8103301_200873695 | node_8103301_200873696 | 127.31 | bal_1P_2AC | 8103301 | no | no |  |  | no |  |  | 0 | 0 | 0 | 0
oh_line_8103301_200873697 |  | AD | node_8103301_200873696 | node_8103301_200873697 | 256.139 | bal_1P_2AC | 8103301 | no | no |  |  | no |  |  | 0 | 0 | 0 | 0
oh_line_8103301_200873699 |  | AD | node_8103301_200873697 | node_8103301_200873699 | 321.738 | bal_1P_2AC | 8103301 | no | no |  |  | no |  |  | 0 | 0 | 0 | 0
oh_line_8103301_200873700 |  | AD | node_8103301_200873688 | node_8103301_200873700 | 292.368 | bal_1P_4AC | 8103301 | no | no |  |  | no |  |  | 0 | 0 | 0 | 0
oh_line_8103301_200873701 |  | AD | node_8103301_200873700 | node_8103301_200873701 | 433.94 | bal_1P_4AC | 8103301 | no | no |  |  | no |  |  | 0 | 0 | 0 | 0
oh_line_8103301_200873702 |  | AD | node_8103301_200873701 | node_8103301_200873702 | 335.061 | bal_1P_4AC | 8103301 | no | no |  |  | no |  |  | 0 | 0 | 0 | 0
oh_line_8103301_200873703 |  | AD | node_8103301_200873702 | node_8103301_200873703 | 353.039 | bal_1P_4AC | 8103301 | no | no |  |  | no |  |  | 0 | 0 | 0 | 0
oh_line_8103301_200873704 |  | AD | node_8103301_200873703 | node_8103301_200873704 | 318.758 | bal_1P_4AC | 8103301 | no | no |  |  | no |  |  | 0 | 0 | 0 | 0
oh_line_8103301_200873705 |  | AD | node_8103301_200873704 | node_8103301_200873705 | 267.058 | bal_1P_4AC | 8103301 | no | no |  |  | no |  |  | 0 | 0 | 0 | 0
oh_line_8103301_200873706 |  | AD | node_8103301_201066636 | node_intto1_8103301_200873706 | 362.009 | bal_1P_4AC | 8103301 | no | no |  |  | no |  |  | 0 | 0 | 0 | 0
oh_line_8103301_200873707 |  | AD | node_8103301_200873738 | node_8103301_200873707 | 342.719 | bal_1P_4AC | 8103301 | no | no |  |  | no |  |  | 0 | 0 | 0 | 0
oh_line_8103301_200873708 |  | AD | node_8103301_200873707 | node_8103301_200873708 | 138.442 | bal_1P_1/0AA | 8103301 | no | no |  |  | no |  |  | 0 | 0 | 0 | 0
oh_line_8103301_200873709-1 |  | AD | node_8103301_200873707 | node_1478982_86_15356355_223 | 237.357 | bal_1P_4AC | 8103301 | no | no |  |  | no |  |  | 0 | 0 | 0 | 0
oh_line_8103301_200873709-2 |  | AD | node_1478982_86_15356355_223 | node_8103301_200873709 | 36.77 | bal_1P_4AC | 8103301 | no | no |  |  | no |  |  | 0 | 0 | 0 | 0
oh_line_8103301_200873710 |  | AD | node_8103301_200873709 | node_8103301_200873710 | 288.284 | bal_1P_4AC | 8103301 | no | no |  |  | no |  |  | 0 | 0 | 0 | 0
oh_line_8103301_200873711 |  | AD | node_8103301_200873710 | node_8103301_200873711 | 218.66 | bal_1P_4AC | 8103301 | no | no |  |  | no |  |  | 0 | 0 | 0 | 0
oh_line_8103301_200873712 |  | AD | node_8103301_200873711 | node_8103301_200873712 | 447.998 | bal_1P_4AC | 8103301 | no | no |  |  | no |  |  | 0 | 0 | 0 | 0
oh_line_8103301_200873714 |  | AD | node_8103301_200873712 | node_8103301_200873714 | 374.934 | bal_1P_4AC | 8103301 | no | no |  |  | no |  |  | 0 | 0 | 0 | 0
oh_line_8103301_200873715 |  | AD | node_8103301_200873714 | node_8103301_200873715 | 251.699 | bal_1P_4AC | 8103301 | no | no |  |  | no |  |  | 0 | 0 | 0 | 0
oh_line_8103301_200873716 |  | AD | node_8103301_200873715 | node_intto1_8103301_200873716 | 304.397 | bal_1P_2AC | 8103301 | no | no |  |  | no |  |  | 0 | 0 | 0 | 0
oh_line_8103301_200873718 |  | AD | node_8103301_200873716 | node_8103301_200873718 | 291.71 | bal_1P_2AC | 8103301 | no | no |  |  | no |  |  | 0 | 0 | 0 | 0
oh_line_8103301_200873719 |  | AD | node_8103301_200873718 | node_8103301_200873719 | 440.799 | bal_1P_2AC | 8103301 | no | no |  |  | no |  |  | 0 | 0 | 0 | 0
oh_line_8103301_200873720 |  | AD | node_8103301_200873719 | node_8103301_200873720 | 269.066 | bal_1P_2AC | 8103301 | no | no |  |  | no |  |  | 0 | 0 | 0 | 0
oh_line_8103301_200873721 |  | AD | node_8103301_200873720 | node_8103301_200873721 | 135.846 | bal_1P_1/0AA | 8103301 | no | no |  |  | no |  |  | 0 | 0 | 0 | 0
oh_line_8103301_200873722 |  | AD | node_8103301_200873721 | node_8103301_200873722 | 261.542 | bal_1P_1/0AA | 8103301 | no | no |  |  | no |  |  | 0 | 0 | 0 | 0
oh_line_8103301_200873723 |  | AD | node_8103301_200873722 | node_8103301_200873723 | 233.636 | bal_1P_1/0AA | 8103301 | no | no |  |  | no |  |  | 0 | 0 | 0 | 0
oh_line_8103301_200873724 |  | AD | node_8103301_200873706 | node_8103301_200873724 | 387.841 | bal_1P_4AC | 8103301 | no | no |  |  | no |  |  | 0 | 0 | 0 | 0
oh_line_8103301_200873725 |  | AD | node_8103301_200873720 | node_8103301_200873725 | 117.759 | bal_1P_2AC | 8103301 | no | no |  |  | no |  |  | 0 | 0 | 0 | 0
oh_line_8103301_200873726 |  | AD | node_8103301_201012485 | node_8103301_200873726 | 171.273 | bal_1P_2AC | 8103301 | no | no |  |  | no |  |  | 0 | 0 | 0 | 0
oh_line_8103301_200873727 |  | AD | node_8103301_200873726 | node_8103301_200873727 | 336.273 | bal_1P_2AC | 8103301 | no | no |  |  | no |  |  | 0 | 0 | 0 | 0
oh_line_8103301_200873728 |  | AD | node_8103301_200873727 | node_8103301_200873728 | 334.318 | bal_1P_2AC | 8103301 | no | no |  |  | no |  |  | 0 | 0 | 0 | 0
oh_line_8103301_200873729 |  | AD | node_8103301_200873728 | node_8103301_200873729 | 287.783 | bal_1P_2AC | 8103301 | no | no |  |  | no |  |  | 0 | 0 | 0 | 0
oh_line_8103301_200873730 |  | AD | node_8103301_200873724 | node_8103301_200873730 | 335.932 | bal_1P_4AC | 8103301 | no | no |  |  | no |  |  | 0 | 0 | 0 | 0
oh_line_8103301_200873731 |  | AD | node_8103301_200873730 | node_8103301_200873731 | 392.543 | bal_1P_4AC | 8103301 | no | no |  |  | no |  |  | 0 | 0 | 0 | 0
oh_line_8103301_200873732 |  | AD | node_8103301_200873731 | node_8103301_200873732 | 261.517 | bal_1P_1/0AC | 8103301 | no | no |  |  | no |  |  | 0 | 0 | 0 | 0
oh_line_8103301_200873733 |  | AD | node_8103301_200873731 | node_8103301_200873733 | 213.383 | bal_1P_4AC | 8103301 | no | no |  |  | no |  |  | 0 | 0 | 0 | 0
oh_line_8103301_200873734 |  | AD | node_8103301_200873733 | node_8103301_200873734 | 363.361 | bal_1P_4AC | 8103301 | no | no |  |  | no |  |  | 0 | 0 | 0 | 0
oh_line_8103301_200873735 |  | AD | node_8103301_200873734 | node_8103301_200873735 | 368.42 | bal_1P_4AC | 8103301 | no | no |  |  | no |  |  | 0 | 0 | 0 | 0
oh_line_8103301_200873736 |  | AD | node_8103301_200873735 | node_8103301_200873736 | 342.166 | bal_1P_4AC | 8103301 | no | no |  |  | no |  |  | 0 | 0 | 0 | 0
oh_line_8103301_200873738 |  | AD | node_8103301_200873736 | node_8103301_200873738 | 264.394 | bal_1P_4AC | 8103301 | no | no |  |  | no |  |  | 0 | 0 | 0 | 0
oh_line_8103301_200873743 |  | ABCN | node_8103301_200873995 | node_8103301_200873743 | 220.562 | bal_3P_4/0AC_4/0AL(N) | 8103301 | no | no |  |  | no |  |  | 0 | 0 | 0 | 0
oh_line_8103301_200873745 |  | ABCN | node_8103301_200873743 | node_8103301_200873745 | 238.48 | bal_3P_4/0AC_4/0AA(N) | 8103301 | no | no |  |  | no |  |  | 0 | 0 | 0 | 0
oh_line_8103301_200873746 |  | AN | node_8103301_200873745 | node_intto1_8103301_200873746 | 329.389 | bal_1P_1/0AC_1/0AC(N) | 8103301 | no | no |  |  | no |  |  | 0 | 0 | 0 | 0
oh_line_8103301_200873748 |  | AN | node_8103301_200873746 | node_8103301_200873748 | 238.227 | bal_1P_1/0AC_1/0AC(N) | 8103301 | no | no |  |  | no |  |  | 0 | 0 | 0 | 0
oh_line_8103301_200873749 |  | AN | node_8103301_200873748 | node_8103301_200873749 | 324.428 | bal_1P_1/0AA_1/0AA(N) | 8103301 | no | no |  |  | no |  |  | 0 | 0 | 0 | 0
oh_line_8103301_200873751 |  | ABCN | node_8103301_200873745 | node_8103301_200873751 | 293.412 | bal_3P_4/0AC_4/0AA(N) | 8103301 | no | no |  |  | no |  |  | 0 | 0 | 0 | 0
oh_line_8103301_200873752 |  | ABCN | node_8103301_200873751 | node_intto1_8103301_200873752 | 270.588 | bal_3P_4/0AC_4/0AA(N) | 8103301 | no | no |  |  | no |  |  | 0 | 0 | 0 | 0
oh_line_8103301_200873753 |  | ABCN | node_8103301_200873752 | node_8103301_200873753 | 242.931 | bal_3P_4/0AC_4/0AA(N) | 8103301 | no | no |  |  | no |  |  | 0 | 0 | 0 | 0
oh_line_8103301_200873755 |  | ABCN | node_8103301_200873753 | node_8103301_200873755 | 154.087 | bal_3P_4/0AC_4/0AA(N) | 8103301 | no | no |  |  | no |  |  | 0 | 0 | 0 | 0
oh_line_8103301_200873756 |  | ABCN | node_8103301_200873755 | node_8103301_200873756 | 162.156 | bal_3P_4/0AC_4/0AA(N) | 8103301 | no | no |  |  | no |  |  | 0 | 0 | 0 | 0
oh_line_8103301_200873758 |  | ABCN | node_8103301_200873756 | node_8103301_200873758 | 258.531 | bal_3P_4/0AC_4/0AA(N) | 8103301 | no | no |  |  | no |  |  | 0 | 0 | 0 | 0
oh_line_8103301_200873759 |  | ABCN | node_8103301_200873758 | node_8103301_200873759 | 348.527 | bal_3P_4/0AC_4/0AA(N) | 8103301 | no | no |  |  | no |  |  | 0 | 0 | 0 | 0
oh_line_8103301_200873760 |  | ABCN | node_8103301_200873759 | node_8103301_200873760 | 341.172 | bal_3P_4/0AC_4/0AA(N) | 8103301 | no | no |  |  | no |  |  | 0 | 0 | 0 | 0
oh_line_8103301_200873761 |  | AN | node_8103301_200873760 | node_8103301_200873761 | 161.569 | bal_1P_1/0AA_1/0AA(N) | 8103301 | no | no |  |  | no |  |  | 0 | 0 | 0 | 0
oh_line_8103301_200873762 |  | AN | node_8103301_200873761 | node_8103301_200873762 | 284.411 | bal_1P_1/0AA_1/0AA(N) | 8103301 | no | no |  |  | no |  |  | 0 | 0 | 0 | 0
oh_line_8103301_200873763 |  | ABCN | node_8103301_200873760 | node_8103301_200873763 | 361.208 | bal_3P_4/0AC_4/0AA(N) | 8103301 | no | no |  |  | no |  |  | 0 | 0 | 0 | 0
oh_line_8103301_200873764 |  | ABCN | node_8103301_200873763 | node_8103301_200873764 | 171.673 | bal_3P_4/0AC_4/0AA(N) | 8103301 | no | no |  |  | no |  |  | 0 | 0 | 0 | 0
oh_line_8103301_200873765 |  | AN | node_8103301_200873764 | node_8103301_200873765 | 259.077 | bal_1P_1/0AC_1/0AC(N) | 8103301 | no | no |  |  | no |  |  | 0 | 0 | 0 | 0
oh_line_8103301_200873766 |  | ABCN | node_8103301_200873764 | node_8103301_200873766 | 282.625 | bal_3P_4/0AC_4/0AA(N) | 8103301 | no | no |  |  | no |  |  | 0 | 0 | 0 | 0
oh_line_8103301_200873767 |  | ABCN | node_8103301_200873766 | node_8103301_200873767 | 349.461 | bal_3P_4/0AC_4/0AA(N) | 8103301 | no | no |  |  | no |  |  | 0 | 0 | 0 | 0
oh_line_8103301_200873768 |  | ABCN | node_8103301_200873767 | node_8103301_200873768 | 302.994 | bal_3P_4/0AC_4/0AA(N) | 8103301 | no | no |  |  | no |  |  | 0 | 0 | 0 | 0
oh_line_8103301_200873769 |  | ABCN | node_8103301_200873768 | node_8103301_200873769 | 290.065 | bal_3P_4/0AC_4/0AA(N) | 8103301 | no | no |  |  | no |  |  | 0 | 0 | 0 | 0
oh_line_8103301_200873770 |  | ABCN | node_8103301_200873769 | node_8103301_200873770 | 239.613 | bal_3P_4/0AC_4/0AA(N) | 8103301 | no | no |  |  | no |  |  | 0 | 0 | 0 | 0
oh_line_8103301_200873772 |  | ABCN | node_8103301_200873770 | node_8103301_200873772 | 216.396 | bal_3P_4/0AA_1/0AA(N) | 8103301 | no | no |  |  | no |  |  | 0 | 0 | 0 | 0
oh_line_8103301_200873773 |  | ABCN | node_8103301_200873772 | node_intto1_8103301_200873773 | 248.291 | bal_3P_4/0AA_1/0AA(N) | 8103301 | no | no |  |  | no |  |  | 0 | 0 | 0 | 0
oh_line_8103301_200873774 |  | ABCN | node_8103301_200873773 | node_8103301_200873774 | 236.555 | bal_3P_4/0AA_1/0AA(N) | 8103301 | no | no |  |  | no |  |  | 0 | 0 | 0 | 0
oh_line_8103301_200873775 |  | ABCN | node_8103301_200873774 | node_8103301_200873775 | 242.302 | bal_3P_4/0AA_1/0AA(N) | 8103301 | no | no |  |  | no |  |  | 0 | 0 | 0 | 0
oh_line_8103301_200873777 |  | ABCN | node_8103301_200873775 | node_8103301_200873777 | 237.373 | bal_3P_4/0AA_1/0AA(N) | 8103301 | no | no |  |  | no |  |  | 0 | 0 | 0 | 0
oh_line_8103301_200873778 |  | ABCN | node_8103301_200873777 | node_8103301_200873778 | 243.06 | bal_3P_4/0AA_1/0AA(N) | 8103301 | no | no |  |  | no |  |  | 0 | 0 | 0 | 0
oh_line_8103301_200873779 |  | ABCN | node_8103301_200873778 | node_8103301_200873779 | 202.718 | bal_3P_4/0AA_1/0AA(N) | 8103301 | no | no |  |  | no |  |  | 0 | 0 | 0 | 0
oh_line_8103301_200873780 |  | ABCN | node_8103301_200873779 | node_8103301_200873780 | 211.291 | bal_3P_4/0AA_1/0AA(N) | 8103301 | no | no |  |  | no |  |  | 0 | 0 | 0 | 0
oh_line_8103301_200873782 |  | ABCN | node_8103301_200873780 | node_8103301_200873782 | 275.088 | bal_3P_4/0AC_1/0AA(N) | 8103301 | no | no |  |  | no |  |  | 0 | 0 | 0 | 0
oh_line_8103301_200873783 |  | ABCN | node_8103301_200873782 | node_8103301_200873783 | 270.349 | bal_3P_4/0AC_1/0AA(N) | 8103301 | no | no |  |  | no |  |  | 0 | 0 | 0 | 0
oh_line_8103301_200873784 |  | ABCN | node_8103301_200873783 | node_8103301_200873784 | 250.847 | bal_3P_4/0AC_1/0AA(N) | 8103301 | no | no |  |  | no |  |  | 0 | 0 | 0 | 0
oh_line_8103301_200873785 |  | ABCN | node_8103301_200873784 | node_8103301_200873785 | 188.102 | bal_3P_4/0AC_1/0AA(N) | 8103301 | no | no |  |  | no |  |  | 0 | 0 | 0 | 0
oh_line_8103301_200873786 |  | ABCN | node_8103301_200873785 | node_8103301_200873786 | 200.793 | bal_3P_4/0AC_1/0AA(N) | 8103301 | no | no |  |  | no |  |  | 0 | 0 | 0 | 0
oh_line_8103301_200873787 |  | ABCN | node_8103301_200873786 | node_8103301_200873787 | 297.891 | bal_3P_4/0AC_1/0AA(N) | 8103301 | no | no |  |  | no |  |  | 0 | 0 | 0 | 0
oh_line_8103301_200873788 |  | ABCN | node_8103301_200873787 | node_8103301_200873788 | 211.986 | bal_3P_4/0AC_1/0AA(N) | 8103301 | no | no |  |  | no |  |  | 0 | 0 | 0 | 0
oh_line_8103301_200873789 |  | ABCN | node_8103301_200873788 | node_8103301_200873789 | 194.032 | bal_3P_4/0AC_1/0AA(N) | 8103301 | no | no |  |  | no |  |  | 0 | 0 | 0 | 0
oh_line_8103301_200873790 |  | ABCN | node_8103301_200873789 | node_8103301_200873790 | 183.814 | bal_3P_4/0AC_4/0AC(N) | 8103301 | no | no |  |  | no |  |  | 0 | 0 | 0 | 0
oh_line_8103301_200873792 |  | ABCN | node_8103301_200941167 | node_8103301_200873792 | 77.549 | bal_3P_4/0AC_4/0AC(N) | 8103301 | no | no |  |  | no |  |  | 0 | 0 | 0 | 0
oh_line_8103301_200873793 |  | ABCN | node_8103301_200873792 | node_8103301_200873793 | 224.489 | bal_3P_4/0AA_1/0AA(N) | 8103301 | no | no |  |  | no |  |  | 0 | 0 | 0 | 0
oh_line_8103301_200873795 |  | ABCN | node_8103301_200873793 | node_8103301_200873795 | 210.147 | bal_3P_4/0AA_1/0AA(N) | 8103301 | no | no |  |  | no |  |  | 0 | 0 | 0 | 0
oh_line_8103301_200873798 |  | ABCN | node_8103301_200873795 | node_8103301_200873798 | 132.028 | bal_3P_4/0AA_1/0AA(N) | 8103301 | no | no |  |  | no |  |  | 0 | 0 | 0 | 0
oh_line_8103301_200873889 |  | ABCN | node_8103301_200876263 | node_8103301_200873889 | 253.13 | bal_3P_336AL_4/0AA(N) | 8103301 | no | no |  |  | no |  |  | 0 | 0 | 0 | 0
oh_line_8103301_200873890 |  | ABCN | node_8103301_200873889 | node_8103301_200873890 | 340.819 | bal_3P_336AL_4/0AA(N) | 8103301 | no | no |  |  | no |  |  | 0 | 0 | 0 | 0
oh_line_8103301_200873891 |  | ABCN | node_8103301_200873890 | node_8103301_200873891 | 284.626 | bal_3P_336AL_4/0AA(N) | 8103301 | no | no |  |  | no |  |  | 0 | 0 | 0 | 0
oh_line_8103301_200873892 |  | ABCN | node_8103301_200873891 | node_8103301_200873892 | 297.977 | bal_3P_336AL_4/0AA(N) | 8103301 | no | no |  |  | no |  |  | 0 | 0 | 0 | 0
oh_line_8103301_200873893 |  | ABCN | node_8103301_200873892 | node_8103301_200873893 | 229.681 | bal_3P_336AL_4/0AA(N) | 8103301 | no | no |  |  | no |  |  | 0 | 0 | 0 | 0
oh_line_8103301_200873895 |  | ABCN | node_8103301_200873893 | node_8103301_200873895 | 218.795 | bal_3P_336AL_4/0AA(N) | 8103301 | no | no |  |  | no |  |  | 0 | 0 | 0 | 0
oh_line_8103301_200873897 |  | ABCN | node_8103301_200873895 | node_8103301_200873897 | 222.451 | bal_3P_336AL_4/0AA(N) | 8103301 | no | no |  |  | no |  |  | 0 | 0 | 0 | 0
oh_line_8103301_200873898 |  | ABCN | node_8103301_200873897 | node_8103301_200873898 | 199.623 | bal_3P_336AL_4/0AA(N) | 8103301 | no | no |  |  | no |  |  | 0 | 0 | 0 | 0
oh_line_8103301_200873901 |  | ABCN | node_8103301_200873898 | node_8103301_200873901 | 219.916 | bal_3P_336AL_4/0AA(N) | 8103301 | no | no |  |  | no |  |  | 0 | 0 | 0 | 0
oh_line_8103301_200873902 |  | ABCN | node_8103301_200873901 | node_8103301_200873902 | 205.453 | bal_3P_336AL_4/0AA(N) | 8103301 | no | no |  |  | no |  |  | 0 | 0 | 0 | 0
oh_line_8103301_200873904 |  | ABCN | node_8103301_200873902 | node_8103301_200873904 | 247.981 | bal_3P_336AL_4/0AA(N) | 8103301 | no | no |  |  | no |  |  | 0 | 0 | 0 | 0
oh_line_8103301_200873905 |  | ABCN | node_8103301_200873904 | node_8103301_200873905 | 246.792 | bal_3P_336AL_4/0AA(N) | 8103301 | no | no |  |  | no |  |  | 0 | 0 | 0 | 0
oh_line_8103301_200873906 |  | ABCN | node_8103301_200873905 | node_8103301_200873906 | 239.181 | bal_3P_336AL_4/0AA(N) | 8103301 | no | no |  |  | no |  |  | 0 | 0 | 0 | 0
oh_line_8103301_200873907 |  | ABCN | node_8103301_200873906 | node_8103301_200873907 | 269.798 | bal_3P_336AL_4/0AA(N) | 8103301 | no | no |  |  | no |  |  | 0 | 0 | 0 | 0
oh_line_8103301_200873908 |  | ABCN | node_8103301_200873907 | node_8103301_200873908 | 294.357 | bal_3P_336AL_4/0AA(N) | 8103301 | no | no |  |  | no |  |  | 0 | 0 | 0 | 0
oh_line_8103301_200873909 |  | ABCN | node_8103301_200873908 | node_8103301_200873909 | 195.432 | bal_3P_336AL_4/0AA(N) | 8103301 | no | no |  |  | no |  |  | 0 | 0 | 0 | 0
oh_line_8103301_200873911 |  | ABCN | node_8103301_200873909 | node_8103301_200873911 | 185.433 | bal_3P_336AL_4/0AA(N) | 8103301 | no | no |  |  | no |  |  | 0 | 0 | 0 | 0
oh_line_8103301_200873912 |  | ABCN | node_8103301_200873911 | node_8103301_200873912 | 241.757 | bal_3P_336AL_4/0AA(N) | 8103301 | no | no |  |  | no |  |  | 0 | 0 | 0 | 0
oh_line_8103301_200873913 |  | ABCN | node_8103301_200873912 | node_8103301_200873913 | 207.198 | bal_3P_336AL_4/0AA(N) | 8103301 | no | no |  |  | no |  |  | 0 | 0 | 0 | 0
oh_line_8103301_200873914 |  | ABCN | node_8103301_200873913 | node_8103301_200873914 | 221.808 | bal_3P_336AL_4/0AA(N) | 8103301 | no | no |  |  | no |  |  | 0 | 0 | 0 | 0
oh_line_8103301_200873915 |  | ABCN | node_8103301_200873914 | node_8103301_200873915 | 230.807 | bal_3P_336AL_4/0AA(N) | 8103301 | no | no |  |  | no |  |  | 0 | 0 | 0 | 0
oh_line_8103301_200873916 |  | ABCN | node_8103301_200873915 | node_8103301_200873916 | 208.367 | bal_3P_336AL_4/0AA(N) | 8103301 | no | no |  |  | no |  |  | 0 | 0 | 0 | 0
oh_line_8103301_200873917 |  | ABCN | node_8103301_200873916 | node_8103301_200873917 | 203.339 | bal_3P_336AL_4/0AA(N) | 8103301 | no | no |  |  | no |  |  | 0 | 0 | 0 | 0
oh_line_8103301_200873918 |  | ABCN | node_8103301_200873917 | node_8103301_200873918 | 219.801 | bal_3P_336AL_4/0AA(N) | 8103301 | no | no |  |  | no |  |  | 0 | 0 | 0 | 0
oh_line_8103301_200873919 |  | ABCN | node_8103301_200873918 | node_8103301_200873919 | 234.174 | bal_3P_336AL_4/0AA(N) | 8103301 | no | no |  |  | no |  |  | 0 | 0 | 0 | 0
oh_line_8103301_200873920 |  | ABCN | node_8103301_200873919 | node_8103301_200873920 | 248.248 | bal_3P_336AL_4/0AA(N) | 8103301 | no | no |  |  | no |  |  | 0 | 0 | 0 | 0
oh_line_8103301_200873921 |  | ABCN | node_8103301_200873920 | node_8103301_200873921 | 299.874 | bal_3P_336AL_4/0AA(N) | 8103301 | no | no |  |  | no |  |  | 0 | 0 | 0 | 0
oh_line_8103301_200873922 |  | ABCN | node_8103301_200873921 | node_8103301_200873922 | 149.388 | bal_3P_336AL_4/0AA(N) | 8103301 | no | no |  |  | no |  |  | 0 | 0 | 0 | 0
oh_line_8103301_200873923 |  | ABCN | node_8103301_200873922 | node_8103301_200873923 | 171.548 | bal_3P_336AL_4/0AA(N) | 8103301 | no | no |  |  | no |  |  | 0 | 0 | 0 | 0
oh_line_8103301_200873924 |  | ABCN | node_8103301_200873923 | node_8103301_200873924 | 185.731 | bal_3P_336AL_4/0AA(N) | 8103301 | no | no |  |  | no |  |  | 0 | 0 | 0 | 0
oh_line_8103301_200873925 |  | ABCN | node_8103301_200873924 | node_8103301_200873925 | 239.111 | bal_3P_336AL_4/0AA(N) | 8103301 | no | no |  |  | no |  |  | 0 | 0 | 0 | 0
oh_line_8103301_200873927 |  | ABCN | node_8103301_200873925 | node_8103301_200873927 | 211.158 | bal_3P_336AL_4/0AA(N) | 8103301 | no | no |  |  | no |  |  | 0 | 0 | 0 | 0
oh_line_8103301_200873928 |  | ABCN | node_8103301_200873927 | node_8103301_200873928 | 249.393 | bal_3P_336AL_4/0AA(N) | 8103301 | no | no |  |  | no |  |  | 0 | 0 | 0 | 0
oh_line_8103301_200873929 |  | ABCN | node_8103301_200873928 | node_8103301_200873929 | 244.211 | bal_3P_336AL_4/0AA(N) | 8103301 | no | no |  |  | no |  |  | 0 | 0 | 0 | 0
oh_line_8103301_200873930 |  | ABCN | node_8103301_200873929 | node_8103301_200873930 | 226.221 | bal_3P_336AL_4/0AA(N) | 8103301 | no | no |  |  | no |  |  | 0 | 0 | 0 | 0
oh_line_8103301_200873931 |  | ABCN | node_8103301_200873930 | node_8103301_200873931 | 138.384 | bal_3P_336AL_1/0AA(N) | 8103301 | no | no |  |  | no |  |  | 0 | 0 | 0 | 0
oh_line_8103301_200873932 |  | AN | node_8103301_200873931 | node_8103301_200873932 | 279.962 | bal_1P_1/0AA_1/0AA(N) | 8103301 | no | no |  |  | no |  |  | 0 | 0 | 0 | 0
oh_line_8103301_200873933 |  | ABCN | node_8103301_200873931 | node_8103301_200873933 | 94.932 | bal_3P_336AL_4/0AA(N) | 8103301 | no | no |  |  | no |  |  | 0 | 0 | 0 | 0
oh_line_8103301_200873934 |  | ABCN | node_8103301_200873933 | node_intto1_8103301_200873934 | 240.31 | bal_3P_336AL_4/0AA(N) | 8103301 | no | no |  |  | no |  |  | 0 | 0 | 0 | 0
oh_line_8103301_200873935 |  | ABCN | node_8103301_200873934 | node_8103301_200873935 | 267.447 | bal_3P_336AL_4/0AA(N) | 8103301 | no | no |  |  | no |  |  | 0 | 0 | 0 | 0
oh_line_8103301_200873936 |  | ABCN | node_8103301_200873935 | node_8103301_200873936 | 178.24 | bal_3P_336AL_4/0AA(N) | 8103301 | no | no |  |  | no |  |  | 0 | 0 | 0 | 0
oh_line_8103301_200873937 |  | ABCN | node_8103301_200873936 | node_8103301_200873937 | 245.271 | bal_3P_336AL_4/0AA(N) | 8103301 | no | no |  |  | no |  |  | 0 | 0 | 0 | 0
oh_line_8103301_200873938 |  | AN | node_8103301_200873937 | node_8103301_200873938 | 70.537 | bal_1P_1/0AA_1/0AA(N) | 8103301 | no | no |  |  | no |  |  | 0 | 0 | 0 | 0
oh_line_8103301_200873939 |  | ABCN | node_8103301_200873937 | node_8103301_200873939 | 243.232 | bal_3P_336AL_4/0AA(N) | 8103301 | no | no |  |  | no |  |  | 0 | 0 | 0 | 0
oh_line_8103301_200873941 |  | ABCN | node_8103301_200873939 | node_8103301_200873941 | 220.955 | bal_3P_336AL_4/0AA(N) | 8103301 | no | no |  |  | no |  |  | 0 | 0 | 0 | 0
oh_line_8103301_200873942 |  | ABCN | node_8103301_200873941 | node_8103301_200873942 | 262.774 | bal_3P_336AL_4/0AA(N) | 8103301 | no | no |  |  | no |  |  | 0 | 0 | 0 | 0
oh_line_8103301_200873943 |  | ABCN | node_8103301_200873942 | node_8103301_200873943 | 216.409 | bal_3P_336AL_4/0AA(N) | 8103301 | no | no |  |  | no |  |  | 0 | 0 | 0 | 0
oh_line_8103301_200873944 |  | ABCN | node_8103301_200873943 | node_8103301_200873944 | 216.741 | bal_3P_336AL_4/0AA(N) | 8103301 | no | no |  |  | no |  |  | 0 | 0 | 0 | 0
oh_line_8103301_200873945 |  | ABCN | node_8103301_200873944 | node_8103301_200873945 | 243.75 | bal_3P_336AL_4/0AA(N) | 8103301 | no | no |  |  | no |  |  | 0 | 0 | 0 | 0
oh_line_8103301_200873946 |  | ABCN | node_8103301_200873945 | node_8103301_200873946 | 239.397 | bal_3P_336AL_4/0AA(N) | 8103301 | no | no |  |  | no |  |  | 0 | 0 | 0 | 0
oh_line_8103301_200873947 |  | ABCN | node_8103301_200873946 | node_8103301_200873947 | 242.137 | bal_3P_336AL_4/0AA(N) | 8103301 | no | no |  |  | no |  |  | 0 | 0 | 0 | 0
oh_line_8103301_200873948 |  | ABCN | node_8103301_200873947 | node_8103301_200873948 | 281 | bal_3P_336AL_4/0AA(N) | 8103301 | no | no |  |  | no |  |  | 0 | 0 | 0 | 0
oh_line_8103301_200873950 |  | ABCN | node_8103301_201039995 | node_intto1_8103301_200873950 | 285.922 | bal_3P_336AL_4/0AA(N) | 8103301 | no | no |  |  | no |  |  | 0 | 0 | 0 | 0
oh_line_8103301_200873951 |  | ABCN | node_8103301_200873950 | node_8103301_200873951 | 276.846 | bal_3P_336AL_4/0AA(N) | 8103301 | no | no |  |  | no |  |  | 0 | 0 | 0 | 0
oh_line_8103301_200873953 |  | ABCN | node_8103301_200873951 | node_8103301_200873953 | 294.071 | bal_3P_336AL_4/0AA(N) | 8103301 | no | no |  |  | no |  |  | 0 | 0 | 0 | 0
oh_line_8103301_200873954 |  | ABCN | node_8103301_200873953 | node_8103301_200873954 | 107.665 | bal_3P_1/0AA_1/0AA(N) | 8103301 | no | no |  |  | no |  |  | 0 | 0 | 0 | 0
oh_line_8103301_200873955 |  | ABCN | node_8103301_200873953 | node_8103301_200873955 | 217.953 | bal_3P_336AL_4/0AA(N) | 8103301 | no | no |  |  | no |  |  | 0 | 0 | 0 | 0
oh_line_8103301_200873956 |  | ABCN | node_8103301_200873955 | node_8103301_200873956 | 203.028 | bal_3P_336AL_4/0AA(N) | 8103301 | no | no |  |  | no |  |  | 0 | 0 | 0 | 0
oh_line_8103301_200873957 |  | AN | node_8103301_200873956 | node_8103301_200873957 | 151.87 | bal_1P_1/0AA_1/0AA(N) | 8103301 | no | no |  |  | no |  |  | 0 | 0 | 0 | 0
oh_line_8103301_200873958 |  | AN | node_8103301_200873957 | node_8103301_200873958 | 148.422 | bal_1P_1/0AA_1/0AA(N) | 8103301 | no | no |  |  | no |  |  | 0 | 0 | 0 | 0
oh_line_8103301_200873959 |  | AN | node_8103301_200873958 | node_8103301_200873959 | 307.753 | bal_1P_1/0AA_1/0AA(N) | 8103301 | no | no |  |  | no |  |  | 0 | 0 | 0 | 0
oh_line_8103301_200873960 |  | ABCN | node_8103301_200873956 | node_8103301_200873960 | 240.393 | bal_3P_336AL_4/0AA(N) | 8103301 | no | no |  |  | no |  |  | 0 | 0 | 0 | 0
oh_line_8103301_200873961 |  | ABCN | node_8103301_200873960 | node_8103301_200873961 | 115.728 | bal_3P_336AL_4/0AA(N) | 8103301 | no | no |  |  | no |  |  | 0 | 0 | 0 | 0
oh_line_8103301_200873962 |  | AN | node_8103301_200873961 | node_8103301_200873962 | 107.625 | bal_1P_1/0AA_1/0AA(N) | 8103301 | no | no |  |  | no |  |  | 0 | 0 | 0 | 0
oh_line_8103301_200873963 |  | AN | node_8103301_200873962 | node_intto1_8103301_200873963 | 261.373 | bal_1P_1/0AA_1/0AA(N) | 8103301 | no | no |  |  | no |  |  | 0 | 0 | 0 | 0
oh_line_8103301_200873964 |  | AN | node_8103301_200873963 | node_8103301_200873964 | 218.832 | bal_1P_1/0AA_1/0AA(N) | 8103301 | no | no |  |  | no |  |  | 0 | 0 | 0 | 0
oh_line_8103301_200873965 |  | AN | node_8103301_200873964 | node_8103301_200873965 | 197.229 | bal_1P_1/0AA_1/0AA(N) | 8103301 | no | no |  |  | no |  |  | 0 | 0 | 0 | 0
oh_line_8103301_200873966 |  | ABCN | node_8103301_200873961 | node_8103301_200873966 | 240.363 | bal_3P_336AL_4/0AA(N) | 8103301 | no | no |  |  | no |  |  | 0 | 0 | 0 | 0
oh_line_8103301_200873967 |  | ABCN | node_8103301_200873966 | node_intto1_8103301_200873967 | 268.798 | bal_3P_336AL_4/0AA(N) | 8103301 | no | no |  |  | no |  |  | 0 | 0 | 0 | 0
oh_line_8103301_200873968 |  | ABCN | node_8103301_200873967 | node_8103301_200873968 | 276.338 | bal_3P_336AL_4/0AA(N) | 8103301 | no | no |  |  | no |  |  | 0 | 0 | 0 | 0
oh_line_8103301_200873969 |  | ABCN | node_8103301_200873968 | node_8103301_200873969 | 222.588 | bal_3P_336AL_4/0AA(N) | 8103301 | no | no |  |  | no |  |  | 0 | 0 | 0 | 0
oh_line_8103301_200873970 |  | ABCN | node_8103301_200873969 | node_8103301_200873970 | 238.425 | bal_3P_336AL_4/0AA(N) | 8103301 | no | no |  |  | no |  |  | 0 | 0 | 0 | 0
oh_line_8103301_200873972 |  | ABCN | node_8103301_200873970 | node_8103301_200873972 | 238.933 | bal_3P_336AL_4/0AA(N) | 8103301 | no | no |  |  | no |  |  | 0 | 0 | 0 | 0
oh_line_8103301_200873973 |  | AN | node_8103301_200873972 | node_8103301_200873973 | 23.586 | bal_1P_1/0AA_1/0AA(N) | 8103301 | no | no |  |  | no |  |  | 0 | 0 | 0 | 0
oh_line_8103301_200873974 |  | AN | node_8103301_311906502 | node_8103301_200873974 | 228.638 | bal_1P_1/0AA_1/0AA(N) | 8103301 | no | no |  |  | no |  |  | 0 | 0 | 0 | 0
oh_line_8103301_200873975 |  | AN | node_8103301_200873974 | node_8103301_200873975 | 283.8 | bal_1P_1/0AA_1/0AA(N) | 8103301 | no | no |  |  | no |  |  | 0 | 0 | 0 | 0
oh_line_8103301_200873976 |  | ABCN | node_8103301_200873972 | node_8103301_200873976 | 226.417 | bal_3P_336AL_4/0AA(N) | 8103301 | no | no |  |  | no |  |  | 0 | 0 | 0 | 0
oh_line_8103301_200873977 |  | ABCN | node_8103301_200873976 | node_8103301_200873977 | 236.531 | bal_3P_336AL_4/0AA(N) | 8103301 | no | no |  |  | no |  |  | 0 | 0 | 0 | 0
oh_line_8103301_200873979 |  | AN | node_8103301_201009039 | node_8103301_200873979 | 289.082 | bal_1P_1/0AA_1/0AA(N) | 8103301 | no | no |  |  | no |  |  | 0 | 0 | 0 | 0
oh_line_8103301_200873980 |  | ABCN | node_8103301_201009039 | node_8103301_200873980 | 283.163 | bal_3P_336AL_4/0AA(N) | 8103301 | no | no |  |  | no |  |  | 0 | 0 | 0 | 0
oh_line_8103301_200873983 |  | ABCN | node_8103301_200873980 | node_8103301_200873983 | 273.965 | bal_3P_336AL_4/0AA(N) | 8103301 | no | no |  |  | no |  |  | 0 | 0 | 0 | 0
oh_line_8103301_200873985 |  | ABCN | node_8103301_200873983 | node_8103301_200873985 | 208.473 | bal_3P_336AL_4/0AA(N) | 8103301 | no | no |  |  | no |  |  | 0 | 0 | 0 | 0
oh_line_8103301_200873986 |  | ABCN | node_8103301_200873985 | node_8103301_200873986 | 205.394 | bal_3P_336AL_4/0AA(N) | 8103301 | no | no |  |  | no |  |  | 0 | 0 | 0 | 0
oh_line_8103301_200873987 |  | ABCN | node_8103301_200873986 | node_8103301_200873987 | 85.081 | bal_3P_1/0AC_4/0AC(N) | 8103301 | no | no |  |  | no |  |  | 0 | 0 | 0 | 0
oh_line_8103301_200873989 |  | ABCN | node_8103301_200873986 | node_8103301_200873989 | 137.077 | bal_3P_336AL_4/0AA(N) | 8103301 | no | no |  |  | no |  |  | 0 | 0 | 0 | 0
oh_line_8103301_200873990 |  | ABCN | node_8103301_200873989 | node_8103301_200873990 | 150.09 | bal_3P_336AL_4/0AA(N) | 8103301 | no | no |  |  | no |  |  | 0 | 0 | 0 | 0
oh_line_8103301_200873991 |  | ABCN | node_8103301_200873990 | node_8103301_200873991 | 286.107 | bal_3P_336AL_4/0AA(N) | 8103301 | no | no |  |  | no |  |  | 0 | 0 | 0 | 0
oh_line_8103301_200873992 |  | ABCN | node_8103301_200873991 | node_8103301_200873992 | 207.129 | bal_3P_4/0AC_4/0AA(N) | 8103301 | no | no |  |  | no |  |  | 0 | 0 | 0 | 0
oh_line_8103301_200873993 |  | ABCN | node_8103301_200873992 | node_8103301_200873993 | 102.888 | bal_3P_4/0AC_4/0AA(N) | 8103301 | no | no |  |  | no |  |  | 0 | 0 | 0 | 0
oh_line_8103301_200873995 |  | ABCN | node_8103301_200873993 | node_8103301_200873995 | 164.213 | bal_3P_4/0AC_4/0AA(N) | 8103301 | no | no |  |  | no |  |  | 0 | 0 | 0 | 0
oh_line_8103301_200874012 |  | AD | node_8103301_200874673 | node_8103301_200874012 | 301.422 | bal_1P_1/0AC | 8103301 | no | no |  |  | no |  |  | 0 | 0 | 0 | 0
oh_line_8103301_200874014 |  | AD | node_8103301_200874024 | node_8103301_200874014 | 389.054 | bal_1P_4AC | 8103301 | no | no |  |  | no |  |  | 0 | 0 | 0 | 0
oh_line_8103301_200874015 |  | AD | node_8103301_200970290 | node_8103301_200874015 | 291.566 | bal_1P_1/0AC | 8103301 | no | no |  |  | no |  |  | 0 | 0 | 0 | 0
oh_line_8103301_200874016 |  | AD | node_8103301_200874015 | node_8103301_200874016 | 292.116 | bal_1P_1/0AC | 8103301 | no | no |  |  | no |  |  | 0 | 0 | 0 | 0
oh_line_8103301_200874017 |  | AD | node_8103301_200874016 | node_8103301_200874017 | 295.597 | bal_1P_1/0AC | 8103301 | no | no |  |  | no |  |  | 0 | 0 | 0 | 0
oh_line_8103301_200874018 |  | AD | node_8103301_200874017 | node_8103301_200874018 | 297.389 | bal_1P_1/0AA | 8103301 | no | no |  |  | no |  |  | 0 | 0 | 0 | 0
oh_line_8103301_200874019 |  | AD | node_8103301_200874017 | node_8103301_200874019 | 279.528 | bal_1P_1/0AC | 8103301 | no | no |  |  | no |  |  | 0 | 0 | 0 | 0
oh_line_8103301_200874020 |  | AD | node_8103301_200874019 | node_8103301_200874020 | 300.613 | bal_1P_1/0AC | 8103301 | no | no |  |  | no |  |  | 0 | 0 | 0 | 0
oh_line_8103301_200874021 |  | AD | node_8103301_200874020 | node_8103301_200874021 | 67.843 | bal_1P_1/0AC | 8103301 | no | no |  |  | no |  |  | 0 | 0 | 0 | 0
oh_line_8103301_200874022 |  | AD | node_8103301_200874021 | node_8103301_200874022 | 224.003 | bal_1P_1/0AC | 8103301 | no | no |  |  | no |  |  | 0 | 0 | 0 | 0
oh_line_8103301_200874023 |  | AD | node_8103301_200874022 | node_8103301_200874023 | 576.765 | bal_1P_4AC | 8103301 | no | no |  |  | no |  |  | 0 | 0 | 0 | 0
oh_line_8103301_200874024 |  | AD | node_8103301_200874023 | node_8103301_200874024 | 302.884 | bal_1P_4AC | 8103301 | no | no |  |  | no |  |  | 0 | 0 | 0 | 0
oh_line_8103301_200874025 |  | AN | node_8103301_200873906 | node_8103301_200874025 | 35.417 | bal_1P_1/0AA_1/0AA(N) | 8103301 | no | no |  |  | no |  |  | 0 | 0 | 0 | 0
oh_line_8103301_200874026-1 |  | AN | node_8103301_200874025 | node_intto1_220385824 | 8.876 | bal_1P_1/0AA_1/0AA(N) | 8103301 | no | no |  |  | no |  |  | 0 | 0 | 0 | 0
oh_line_8103301_200874026-2 |  | AN | node_220385824 | node_intto1_220385823 | 47.77 | bal_1P_1/0AA_1/0AA(N) | 8103301 | no | no |  |  | no |  |  | 0 | 0 | 0 | 0
oh_line_8103301_200874026-3 |  | AN | node_220385823 | node_intto1_220462856 | 4.125 | bal_1P_1/0AA_1/0AA(N) | 8103301 | no | no |  |  | no |  |  | 0 | 0 | 0 | 0
oh_line_8103301_200874026-4 |  | AN | node_220462856 | node_8103301_200874026 | 4.847 | bal_1P_1/0AA_1/0AA(N) | 8103301 | no | no |  |  | no |  |  | 0 | 0 | 0 | 0
oh_line_8103301_200874027 |  | AD | node_8103301_200874046 | node_8103301_200874027 | 253.016 | bal_1P_2AC | 8103301 | no | no |  |  | no |  |  | 0 | 0 | 0 | 0
oh_line_8103301_200874028 |  | AD | node_8103301_200874027 | node_8103301_200874028 | 303.766 | bal_1P_2AC | 8103301 | no | no |  |  | no |  |  | 0 | 0 | 0 | 0
oh_line_8103301_200874029 |  | AD | node_8103301_200874028 | node_8103301_200874029 | 292.758 | bal_1P_2AC | 8103301 | no | no |  |  | no |  |  | 0 | 0 | 0 | 0
oh_line_8103301_200874030 |  | AD | node_8103301_200874029 | node_8103301_200874030 | 296.147 | bal_1P_2AC | 8103301 | no | no |  |  | no |  |  | 0 | 0 | 0 | 0
oh_line_8103301_200874031 |  | AD | node_8103301_200874030 | node_8103301_200874031 | 179.508 | bal_1P_2AC | 8103301 | no | no |  |  | no |  |  | 0 | 0 | 0 | 0
oh_line_8103301_200874032 |  | AD | node_8103301_200874031 | node_8103301_200874032 | 47.373 | bal_1P_1/0AA | 8103301 | no | no |  |  | no |  |  | 0 | 0 | 0 | 0
oh_line_8103301_200874033 |  | AD | node_8103301_200874032 | node_8103301_200874033 | 286.747 | bal_1P_1/0AA | 8103301 | no | no |  |  | no |  |  | 0 | 0 | 0 | 0
oh_line_8103301_200874034 |  | AD | node_8103301_200874031 | node_8103301_200874034 | 328.708 | bal_1P_2AC | 8103301 | no | no |  |  | no |  |  | 0 | 0 | 0 | 0
oh_line_8103301_200874035 |  | AD | node_8103301_200874034 | node_8103301_200874035 | 200.569 | bal_1P_2AC | 8103301 | no | no |  |  | no |  |  | 0 | 0 | 0 | 0
oh_line_8103301_200874036 |  | AD | node_8103301_200874026 | node_8103301_200874036 | 303.792 | bal_1P_2AC | 8103301 | no | no |  |  | no |  |  | 0 | 0 | 0 | 0
oh_line_8103301_200874037 |  | AD | node_8103301_200874036 | node_8103301_200874037 | 298.553 | bal_1P_2AC | 8103301 | no | no |  |  | no |  |  | 0 | 0 | 0 | 0
oh_line_8103301_200874038 |  | AD | node_8103301_200874037 | node_8103301_200874038 | 296.894 | bal_1P_2AC | 8103301 | no | no |  |  | no |  |  | 0 | 0 | 0 | 0
oh_line_8103301_200874039 |  | AD | node_8103301_200874038 | node_8103301_200874039 | 299.568 | bal_1P_2AC | 8103301 | no | no |  |  | no |  |  | 0 | 0 | 0 | 0
oh_line_8103301_200874040 |  | AD | node_8103301_200874039 | node_8103301_200874040 | 300.859 | bal_1P_2AC | 8103301 | no | no |  |  | no |  |  | 0 | 0 | 0 | 0
oh_line_8103301_200874041 |  | AD | node_8103301_200874040 | node_8103301_200874041 | 268.562 | bal_1P_2AC | 8103301 | no | no |  |  | no |  |  | 0 | 0 | 0 | 0
oh_line_8103301_200874042 |  | AD | node_8103301_200874041 | node_8103301_200874042 | 302.191 | bal_1P_2AC | 8103301 | no | no |  |  | no |  |  | 0 | 0 | 0 | 0
oh_line_8103301_200874043 |  | AD | node_8103301_200874042 | node_8103301_200874043 | 356.165 | bal_1P_2AC | 8103301 | no | no |  |  | no |  |  | 0 | 0 | 0 | 0
oh_line_8103301_200874045 |  | AD | node_8103301_200874041 | node_8103301_200874045 | 257.232 | bal_1P_2AC | 8103301 | no | no |  |  | no |  |  | 0 | 0 | 0 | 0
oh_line_8103301_200874046 |  | AD | node_8103301_200874045 | node_8103301_200874046 | 259.157 | bal_1P_2AC | 8103301 | no | no |  |  | no |  |  | 0 | 0 | 0 | 0
oh_line_8103301_200874047-1 |  | AN | node_220465229 | node_8103301_200874047 | 11.658 | bal_1P_1/0AA_1/0AA(N) | 8103301 | no | no |  |  | no |  |  | 0 | 0 | 0 | 0
oh_line_8103301_200874047-2 |  | AN | node_220385822 | node_intto1_220465229 | 9.883 | bal_1P_1/0AA_1/0AA(N) | 8103301 | no | no |  |  | no |  |  | 0 | 0 | 0 | 0
oh_line_8103301_200874047-3 |  | AN | node_8103301_200873937 | node_intto1_220385822 | 124.107 | bal_1P_1/0AA_1/0AA(N) | 8103301 | no | no |  |  | no |  |  | 0 | 0 | 0 | 0
oh_line_8103301_200874048 |  | AD | node_8103301_200874047 | node_8103301_200874048 | 263.688 | bal_1P_1/0AA | 8103301 | no | no |  |  | no |  |  | 0 | 0 | 0 | 0
oh_line_8103301_200874049 |  | AD | node_8103301_200874048 | node_intto1_8103301_200874049 | 422.212 | bal_1P_4CU | 8103301 | no | no |  |  | no |  |  | 0 | 0 | 0 | 0
oh_line_8103301_200874050 |  | AD | node_8103301_200874049 | node_intto1_8103301_200874050 | 413.889 | bal_1P_4CU | 8103301 | no | no |  |  | no |  |  | 0 | 0 | 0 | 0
oh_line_8103301_200874051 |  | AD | node_8103301_200874050 | node_8103301_200874051 | 341.927 | bal_1P_2AC | 8103301 | no | no |  |  | no |  |  | 0 | 0 | 0 | 0
oh_line_8103301_200874052 |  | AD | node_8103301_200874051 | node_8103301_200874052 | 622.966 | bal_1P_2AC | 8103301 | no | no |  |  | no |  |  | 0 | 0 | 0 | 0
oh_line_8103301_200874053 |  | AD | node_8103301_200874052 | node_8103301_200874053 | 400.841 | bal_1P_2AC | 8103301 | no | no |  |  | no |  |  | 0 | 0 | 0 | 0
oh_line_8103301_200874054 |  | AD | node_8103301_200967565 | node_8103301_200874054 | 69.045 | bal_1P_2AC | 8103301 | no | no |  |  | no |  |  | 0 | 0 | 0 | 0
oh_line_8103301_200874055 |  | AD | node_8103301_200874054 | node_8103301_200874055 | 413.334 | bal_1P_2AC | 8103301 | no | no |  |  | no |  |  | 0 | 0 | 0 | 0
oh_line_8103301_200874057 |  | AD | node_8103301_200874055 | node_8103301_200874057 | 272.311 | bal_1P_2AC | 8103301 | no | no |  |  | no |  |  | 0 | 0 | 0 | 0
oh_line_8103301_200874058 |  | AD | node_8103301_200874057 | node_8103301_200874058 | 130.612 | bal_1P_1/0AA | 8103301 | no | no |  |  | no |  |  | 0 | 0 | 0 | 0
oh_line_8103301_200874060 |  | AD | node_8103301_201022548 | node_8103301_200874060 | 433.768 | bal_1P_1/0AA | 8103301 | no | no |  |  | no |  |  | 0 | 0 | 0 | 0
oh_line_8103301_200874061 |  | AD | node_8103301_200874060 | node_8103301_200874061 | 187.807 | bal_1P_1/0AA | 8103301 | no | no |  |  | no |  |  | 0 | 0 | 0 | 0
oh_line_8103301_200874062 |  | AD | node_8103301_201022548 | node_8103301_200874062 | 292.258 | bal_1P_2AC | 8103301 | no | no |  |  | no |  |  | 0 | 0 | 0 | 0
oh_line_8103301_200874063 |  | AD | node_8103301_200874062 | node_8103301_200874063 | 297.466 | bal_1P_2AC | 8103301 | no | no |  |  | no |  |  | 0 | 0 | 0 | 0
oh_line_8103301_200874064 |  | AD | node_8103301_200874063 | node_8103301_200874064 | 236.517 | bal_1P_1/0AA | 8103301 | no | no |  |  | no |  |  | 0 | 0 | 0 | 0
oh_line_8103301_200874065 |  | AD | node_8103301_200874063 | node_8103301_200874065 | 419.082 | bal_1P_2AC | 8103301 | no | no |  |  | no |  |  | 0 | 0 | 0 | 0
oh_line_8103301_200874066 |  | AD | node_8103301_200874065 | node_8103301_200874066 | 239.954 | bal_1P_1/0AC | 8103301 | no | no |  |  | no |  |  | 0 | 0 | 0 | 0
oh_line_8103301_200874067 |  | AD | node_8103301_200874066 | node_8103301_200874067 | 251.248 | bal_1P_1/0AA | 8103301 | no | no |  |  | no |  |  | 0 | 0 | 0 | 0
oh_line_8103301_200874068 |  | AD | node_8103301_200874065 | node_8103301_200874068 | 261.478 | bal_1P_2AC | 8103301 | no | no |  |  | no |  |  | 0 | 0 | 0 | 0
oh_line_8103301_200874069 |  | AD | node_8103301_200874068 | node_8103301_200874069 | 303.621 | bal_1P_2AC | 8103301 | no | no |  |  | no |  |  | 0 | 0 | 0 | 0
oh_line_8103301_200874070 |  | AD | node_8103301_200874068 | node_8103301_200874070 | 369.599 | bal_1P_4CU | 8103301 | no | no |  |  | no |  |  | 0 | 0 | 0 | 0
oh_line_8103301_200874071 |  | AD | node_8103301_200874070 | node_8103301_200874071 | 62.461 | bal_1P_1/0AC | 8103301 | no | no |  |  | no |  |  | 0 | 0 | 0 | 0
oh_line_8103301_200874072 |  | AD | node_8103301_200874071 | node_8103301_200874072 | 130.741 | bal_1P_1/0AC | 8103301 | no | no |  |  | no |  |  | 0 | 0 | 0 | 0
oh_line_8103301_200874073 |  | AD | node_8103301_200874072 | node_8103301_200874073 | 209.336 | bal_1P_1/0AC | 8103301 | no | no |  |  | no |  |  | 0 | 0 | 0 | 0
oh_line_8103301_200874075 |  | AD | node_8103301_200874073 | node_8103301_200874075 | 327.023 | bal_1P_1/0AC | 8103301 | no | no |  |  | no |  |  | 0 | 0 | 0 | 0
oh_line_8103301_200874076 |  | AD | node_8103301_200874075 | node_8103301_200874076 | 317.674 | bal_1P_1/0AC | 8103301 | no | no |  |  | no |  |  | 0 | 0 | 0 | 0
oh_line_8103301_200874077 |  | AD | node_8103301_200874076 | node_8103301_200874077 | 283.371 | bal_1P_1/0AC | 8103301 | no | no |  |  | no |  |  | 0 | 0 | 0 | 0
oh_line_8103301_200874078 |  | AD | node_8103301_200874077 | node_8103301_200874078 | 268.026 | bal_1P_1/0AC | 8103301 | no | no |  |  | no |  |  | 0 | 0 | 0 | 0
oh_line_8103301_200874082 |  | AD | node_8103301_201039906 | node_8103301_200874082 | 259.775 | bal_1P_1/0AC | 8103301 | no | no |  |  | no |  |  | 0 | 0 | 0 | 0
oh_line_8103301_200874083 |  | AD | node_8103301_200874082 | node_intto1_8103301_200874083 | 203.817 | bal_1P_1/0AC | 8103301 | no | no |  |  | no |  |  | 0 | 0 | 0 | 0
oh_line_8103301_200874084 |  | AD | node_8103301_200874083 | node_8103301_200874084 | 222.249 | bal_1P_1/0AC | 8103301 | no | no |  |  | no |  |  | 0 | 0 | 0 | 0
oh_line_8103301_200874085 |  | AD | node_8103301_200874083 | node_8103301_200874085 | 222.044 | bal_1P_1/0AA | 8103301 | no | no |  |  | no |  |  | 0 | 0 | 0 | 0
oh_line_8103301_200874086 |  | AD | node_8103301_200874085 | node_8103301_200874086 | 297.566 | bal_1P_1/0AA | 8103301 | no | no |  |  | no |  |  | 0 | 0 | 0 | 0
oh_line_8103301_200874087 |  | AD | node_8103301_200874086 | node_8103301_200874087 | 292.26 | bal_1P_1/0AA | 8103301 | no | no |  |  | no |  |  | 0 | 0 | 0 | 0
oh_line_8103301_200874089 |  | AD | node_8103301_200874087 | node_8103301_200874089 | 290.499 | bal_1P_1/0AA | 8103301 | no | no |  |  | no |  |  | 0 | 0 | 0 | 0
oh_line_8103301_200874092 |  | AD | node_8103301_200874089 | node_8103301_200874092 | 314.463 | bal_1P_1/0AA | 8103301 | no | no |  |  | no |  |  | 0 | 0 | 0 | 0
oh_line_8103301_200874095-1 |  | AD | node_1456424_146_15364845_134 | node_8103301_200874095 | 4.981 | bal_1P_1/0AA | 8103301 | no | no |  |  | no |  |  | 0 | 0 | 0 | 0
oh_line_8103301_200874095-2 |  | AD | node_8103301_200874092 | node_1456424_146_15364845_134 | 412.018 | bal_1P_1/0AA | 8103301 | no | no |  |  | no |  |  | 0 | 0 | 0 | 0
oh_line_8103301_200874096 |  | AD | node_8103301_200874095 | node_8103301_200874096 | 394.031 | bal_1P_1/0AA | 8103301 | no | no |  |  | no |  |  | 0 | 0 | 0 | 0
oh_line_8103301_200874097 |  | AD | node_8103301_200874096 | node_8103301_200874097 | 288.617 | bal_1P_1/0AA | 8103301 | no | no |  |  | no |  |  | 0 | 0 | 0 | 0
oh_line_8103301_200874098 |  | AD | node_8103301_200874097 | node_8103301_200874098 | 281.43 | bal_1P_1/0AA | 8103301 | no | no |  |  | no |  |  | 0 | 0 | 0 | 0
oh_line_8103301_200874099 |  | AD | node_8103301_200874096 | node_8103301_200874099 | 333.159 | bal_1P_1/0AA | 8103301 | no | no |  |  | no |  |  | 0 | 0 | 0 | 0
oh_line_8103301_200874100 |  | AD | node_8103301_200874099 | node_8103301_200874100 | 347.761 | bal_1P_1/0AA | 8103301 | no | no |  |  | no |  |  | 0 | 0 | 0 | 0
oh_line_8103301_200874101 |  | AD | node_8103301_200874100 | node_8103301_200874101 | 466.829 | bal_1P_1/0AA | 8103301 | no | no |  |  | no |  |  | 0 | 0 | 0 | 0
oh_line_8103301_200874102 |  | AD | node_8103301_200874101 | node_8103301_200874102 | 166.166 | bal_1P_1/0AA | 8103301 | no | no |  |  | no |  |  | 0 | 0 | 0 | 0
oh_line_8103301_200874103 |  | AD | node_8103301_200874102 | node_8103301_200874103 | 361.055 | bal_1P_1/0AA | 8103301 | no | no |  |  | no |  |  | 0 | 0 | 0 | 0
oh_line_8103301_200874104 |  | AD | node_8103301_200874103 | node_8103301_200874104 | 266.61 | bal_1P_1/0AC | 8103301 | no | no |  |  | no |  |  | 0 | 0 | 0 | 0
oh_line_8103301_200874105 |  | AD | node_8103301_200874104 | node_8103301_200874105 | 331.186 | bal_1P_1/0AC | 8103301 | no | no |  |  | no |  |  | 0 | 0 | 0 | 0
oh_line_8103301_200874106 |  | AD | node_8103301_200874105 | node_8103301_200874106 | 326.251 | bal_1P_1/0AC | 8103301 | no | no |  |  | no |  |  | 0 | 0 | 0 | 0
oh_line_8103301_200874107 |  | AD | node_8103301_200874106 | node_8103301_200874107 | 360.458 | bal_1P_1/0AC | 8103301 | no | no |  |  | no |  |  | 0 | 0 | 0 | 0
oh_line_8103301_200874109 |  | AN | node_8103301_200873991 | node_8103301_200874109 | 176.384 | bal_1P_1/0AA_4/0AL(N) | 8103301 | no | no |  |  | no |  |  | 0 | 0 | 0 | 0
oh_line_8103301_200874110 |  | AN | node_8103301_200874109 | node_8103301_200874110 | 171.104 | bal_1P_1/0AA_4/0AL(N) | 8103301 | no | no |  |  | no |  |  | 0 | 0 | 0 | 0
oh_line_8103301_200874112-1 |  | AN | node_8103301_200874110 | node_intto1_220385810 | 90.32 | bal_1P_1/0AA_1/0AA(N) | 8103301 | no | no |  |  | no |  |  | 0 | 0 | 0 | 0
oh_line_8103301_200874112-2 |  | AN | node_220385810 | node_intto1_220462831 | 9.664 | bal_1P_1/0AA_1/0AA(N) | 8103301 | no | no |  |  | no |  |  | 0 | 0 | 0 | 0
oh_line_8103301_200874112-3 |  | AN | node_220462831 | node_8103301_200874112 | 7.394 | bal_1P_1/0AA_1/0AA(N) | 8103301 | no | no |  |  | no |  |  | 0 | 0 | 0 | 0
oh_line_8103301_200874113 |  | AD | node_8103301_200874132 | node_8103301_200874113 | 345.642 | bal_1P_2AC | 8103301 | no | no |  |  | no |  |  | 0 | 0 | 0 | 0
oh_line_8103301_200874114 |  | AD | node_8103301_200874113 | node_8103301_200874114 | 288.073 | bal_1P_2AC | 8103301 | no | no |  |  | no |  |  | 0 | 0 | 0 | 0
oh_line_8103301_200874116 |  | AD | node_8103301_201032449 | node_8103301_200874116 | 280.171 | bal_1P_2AC | 8103301 | no | no |  |  | no |  |  | 0 | 0 | 0 | 0
oh_line_8103301_200874117 |  | AD | node_8103301_200874116 | node_8103301_200874117 | 378.585 | bal_1P_2AC | 8103301 | no | no |  |  | no |  |  | 0 | 0 | 0 | 0
oh_line_8103301_200874119 |  | AD | node_8103301_200874117 | node_8103301_200874119 | 333.264 | bal_1P_2AC | 8103301 | no | no |  |  | no |  |  | 0 | 0 | 0 | 0
oh_line_8103301_200874120 |  | AD | node_8103301_200957220 | node_8103301_200874120 | 69.528 | bal_1P_1/0AC | 8103301 | no | no |  |  | no |  |  | 0 | 0 | 0 | 0
oh_line_8103301_200874121 |  | AD | node_8103301_200874112 | node_8103301_200874121 | 135.277 | bal_1P_1/0AC | 8103301 | no | no |  |  | no |  |  | 0 | 0 | 0 | 0
oh_line_8103301_200874123 |  | AD | node_8103301_201065553 | node_8103301_200874123 | 93.415 | bal_1P_1/0AC | 8103301 | no | no |  |  | no |  |  | 0 | 0 | 0 | 0
oh_line_8103301_200874124 |  | AD | node_8103301_200874123 | node_8103301_200874124 | 189.575 | bal_1P_1/0AC | 8103301 | no | no |  |  | no |  |  | 0 | 0 | 0 | 0
oh_line_8103301_200874126 |  | AD | node_8103301_200874124 | node_8103301_200874126 | 313.076 | bal_1P_1/0AC | 8103301 | no | no |  |  | no |  |  | 0 | 0 | 0 | 0
oh_line_8103301_200874127 |  | AD | node_8103301_200874126 | node_8103301_200874127 | 332.346 | bal_1P_1/0AC | 8103301 | no | no |  |  | no |  |  | 0 | 0 | 0 | 0
oh_line_8103301_200874128 |  | AD | node_8103301_200874127 | node_8103301_200874128 | 388.279 | bal_1P_1/0AC | 8103301 | no | no |  |  | no |  |  | 0 | 0 | 0 | 0
oh_line_8103301_200874129 |  | AD | node_8103301_200874128 | node_8103301_200874129 | 286.971 | bal_1P_1/0AC | 8103301 | no | no |  |  | no |  |  | 0 | 0 | 0 | 0
oh_line_8103301_200874130 |  | AD | node_8103301_200874129 | node_8103301_200874130 | 284.34 | bal_1P_1/0AC | 8103301 | no | no |  |  | no |  |  | 0 | 0 | 0 | 0
oh_line_8103301_200874132 |  | AD | node_8103301_200874130 | node_8103301_200874132 | 290.966 | bal_1P_2AC | 8103301 | no | no |  |  | no |  |  | 0 | 0 | 0 | 0
oh_line_8103301_200874133 |  | AN | node_8103301_200873991 | node_8103301_200874133 | 216.033 | bal_1P_4/0AA_1/0AA(N) | 8103301 | no | no |  |  | no |  |  | 0 | 0 | 0 | 0
oh_line_8103301_200874134 |  | AN | node_8103301_200874215 | node_8103301_200874134 | 330.403 | bal_1P_4/0AA_1/0AA(N) | 8103301 | no | no |  |  | no |  |  | 0 | 0 | 0 | 0
oh_line_8103301_200874135 |  | AN | node_8103301_200874134 | node_8103301_200874135 | 191.637 | bal_1P_4/0AA_1/0AA(N) | 8103301 | no | no |  |  | no |  |  | 0 | 0 | 0 | 0
oh_line_8103301_200874136 |  | AN | node_8103301_200874135 | node_8103301_200874136 | 162.086 | bal_1P_4/0AA_1/0AA(N) | 8103301 | no | no |  |  | no |  |  | 0 | 0 | 0 | 0
oh_line_8103301_200874137 |  | AN | node_8103301_200874136 | node_8103301_200874137 | 253.162 | bal_1P_4/0AA_1/0AA(N) | 8103301 | no | no |  |  | no |  |  | 0 | 0 | 0 | 0
oh_line_8103301_200874138 |  | AN | node_8103301_200874137 | node_8103301_200874138 | 181.633 | bal_1P_4/0AA_1/0AA(N) | 8103301 | no | no |  |  | no |  |  | 0 | 0 | 0 | 0
oh_line_8103301_200874139 |  | AN | node_8103301_200874138 | node_8103301_200874139 | 211.61 | bal_1P_4/0AA_1/0AA(N) | 8103301 | no | no |  |  | no |  |  | 0 | 0 | 0 | 0
oh_line_8103301_200874140 |  | AN | node_8103301_200874139 | node_8103301_200874140 | 159.268 | bal_1P_4/0AA_1/0AA(N) | 8103301 | no | no |  |  | no |  |  | 0 | 0 | 0 | 0
oh_line_8103301_200874141 |  | AN | node_8103301_200874140 | node_8103301_200874141 | 275.728 | bal_1P_4/0AA_1/0AA(N) | 8103301 | no | no |  |  | no |  |  | 0 | 0 | 0 | 0
oh_line_8103301_200874142 |  | AN | node_8103301_200874141 | node_8103301_200874142 | 283.756 | bal_1P_4/0AA_1/0AA(N) | 8103301 | no | no |  |  | no |  |  | 0 | 0 | 0 | 0
oh_line_8103301_200874144 |  | AN | node_8103301_200874142 | node_8103301_200874144 | 147.126 | bal_1P_4/0AA_1/0AA(N) | 8103301 | no | no |  |  | no |  |  | 0 | 0 | 0 | 0
oh_line_8103301_200874146 |  | AN | node_8103301_200874144 | node_8103301_200874146 | 280.312 | bal_1P_4/0AA_1/0AA(N) | 8103301 | no | no |  |  | no |  |  | 0 | 0 | 0 | 0
oh_line_8103301_200874147 |  | AN | node_8103301_200874146 | node_8103301_200874147 | 265.305 | bal_1P_4/0AA_1/0AA(N) | 8103301 | no | no |  |  | no |  |  | 0 | 0 | 0 | 0
oh_line_8103301_200874148 |  | AN | node_8103301_200874147 | node_8103301_200874148 | 225.775 | bal_1P_4/0AA_1/0AA(N) | 8103301 | no | no |  |  | no |  |  | 0 | 0 | 0 | 0
oh_line_8103301_200874149 |  | AN | node_8103301_200874148 | node_8103301_200874149 | 232.637 | bal_1P_4/0AA_1/0AA(N) | 8103301 | no | no |  |  | no |  |  | 0 | 0 | 0 | 0
oh_line_8103301_200874152 |  | AN | node_8103301_200874133 | node_intto1_8103301_200874152 | 226.913 | bal_1P_4/0AA_1/0AA(N) | 8103301 | no | no |  |  | no |  |  | 0 | 0 | 0 | 0
oh_line_8103301_200874154 |  | AN | node_8103301_200874152 | node_8103301_200874154 | 89.839 | bal_1P_4/0AA_1/0AA(N) | 8103301 | no | no |  |  | no |  |  | 0 | 0 | 0 | 0
oh_line_8103301_200874155 |  | AN | node_8103301_200874154 | node_8103301_200874155 | 41.419 | bal_1P_1/0AA_1/0AA(N) | 8103301 | no | no |  |  | no |  |  | 0 | 0 | 0 | 0
oh_line_8103301_200874156 |  | AN | node_8103301_200874155 | node_8103301_200874156 | 228.121 | bal_1P_1/0AA_1/0AA(N) | 8103301 | no | no |  |  | no |  |  | 0 | 0 | 0 | 0
oh_line_8103301_200874157 |  | AN | node_8103301_200874156 | node_8103301_200874157 | 217.752 | bal_1P_1/0AA_1/0AA(N) | 8103301 | no | no |  |  | no |  |  | 0 | 0 | 0 | 0
oh_line_8103301_200874158 |  | AN | node_8103301_200874149 | node_8103301_200874158 | 227.568 | bal_1P_4/0AA_1/0AA(N) | 8103301 | no | no |  |  | no |  |  | 0 | 0 | 0 | 0
oh_line_8103301_200874159 |  | AN | node_8103301_200874158 | node_8103301_200874159 | 155.538 | bal_1P_4/0AA_1/0AA(N) | 8103301 | no | no |  |  | no |  |  | 0 | 0 | 0 | 0
oh_line_8103301_200874160 |  | AN | node_8103301_200874159 | node_8103301_200874160 | 197.831 | bal_1P_4/0AA_1/0AA(N) | 8103301 | no | no |  |  | no |  |  | 0 | 0 | 0 | 0
oh_line_8103301_200874161 |  | AN | node_8103301_200874158 | node_8103301_200874161 | 172.654 | bal_1P_4/0AA_1/0AA(N) | 8103301 | no | no |  |  | no |  |  | 0 | 0 | 0 | 0
oh_line_8103301_200874162 |  | AN | node_8103301_200874161 | node_8103301_200874162 | 293.859 | bal_1P_4/0AA_1/0AA(N) | 8103301 | no | no |  |  | no |  |  | 0 | 0 | 0 | 0
oh_line_8103301_200874163 |  | AN | node_8103301_200874162 | node_8103301_200874163 | 291.395 | bal_1P_4/0AA_1/0AA(N) | 8103301 | no | no |  |  | no |  |  | 0 | 0 | 0 | 0
oh_line_8103301_200874164 |  | AN | node_8103301_200874163 | node_8103301_200874164 | 299.785 | bal_1P_4/0AA_1/0AA(N) | 8103301 | no | no |  |  | no |  |  | 0 | 0 | 0 | 0
oh_line_8103301_200874166 |  | AN | node_8103301_200874164 | node_8103301_200874166 | 289.121 | bal_1P_4/0AA_1/0AA(N) | 8103301 | no | no |  |  | no |  |  | 0 | 0 | 0 | 0
oh_line_8103301_200874167 |  | AN | node_8103301_200874166 | node_8103301_200874167 | 304.924 | bal_1P_4/0AA_1/0AA(N) | 8103301 | no | no |  |  | no |  |  | 0 | 0 | 0 | 0
oh_line_8103301_200874168 |  | AN | node_8103301_200874167 | node_8103301_200874168 | 288.897 | bal_1P_4/0AA_1/0AA(N) | 8103301 | no | no |  |  | no |  |  | 0 | 0 | 0 | 0
oh_line_8103301_200874169 |  | AN | node_8103301_200874168 | node_8103301_200874169 | 257.34 | bal_1P_4/0AA_1/0AA(N) | 8103301 | no | no |  |  | no |  |  | 0 | 0 | 0 | 0
oh_line_8103301_200874170 |  | AN | node_8103301_200874169 | node_8103301_200874170 | 312.385 | bal_1P_4/0AA_1/0AA(N) | 8103301 | no | no |  |  | no |  |  | 0 | 0 | 0 | 0
oh_line_8103301_200874171 |  | AN | node_8103301_200874170 | node_8103301_200874171 | 325.04 | bal_1P_4/0AA_1/0AA(N) | 8103301 | no | no |  |  | no |  |  | 0 | 0 | 0 | 0
oh_line_8103301_200874172 |  | AN | node_8103301_200874171 | node_8103301_200874172 | 226.636 | bal_1P_4/0AA_1/0AA(N) | 8103301 | no | no |  |  | no |  |  | 0 | 0 | 0 | 0
oh_line_8103301_200874173 |  | AN | node_8103301_200874172 | node_8103301_200874173 | 301.466 | bal_1P_4/0AA_1/0AA(N) | 8103301 | no | no |  |  | no |  |  | 0 | 0 | 0 | 0
oh_line_8103301_200874174 |  | AN | node_8103301_200874173 | node_8103301_200874174 | 261.066 | bal_1P_4/0AA_1/0AA(N) | 8103301 | no | no |  |  | no |  |  | 0 | 0 | 0 | 0
oh_line_8103301_200874175 |  | AN | node_8103301_200874174 | node_intto1_8103301_200874175 | 162.828 | bal_1P_1/0AA_1/0AA(N) | 8103301 | no | no |  |  | no |  |  | 0 | 0 | 0 | 0
oh_line_8103301_200874176 |  | AN | node_8103301_200874175 | node_8103301_200874176 | 343.176 | bal_1P_1/0AA_1/0AA(N) | 8103301 | no | no |  |  | no |  |  | 0 | 0 | 0 | 0
oh_line_8103301_200874177 |  | AN | node_8103301_200874176 | node_8103301_200874177 | 347.981 | bal_1P_1/0AA_1/0AA(N) | 8103301 | no | no |  |  | no |  |  | 0 | 0 | 0 | 0
oh_line_8103301_200874178 |  | AN | node_8103301_200874177 | node_8103301_200874178 | 339.394 | bal_1P_1/0AA_1/0AA(N) | 8103301 | no | no |  |  | no |  |  | 0 | 0 | 0 | 0
oh_line_8103301_200874179 |  | AN | node_8103301_200874174 | node_8103301_200874179 | 248.329 | bal_1P_4/0AA_1/0AA(N) | 8103301 | no | no |  |  | no |  |  | 0 | 0 | 0 | 0
oh_line_8103301_200874180 |  | AN | node_8103301_200874154 | node_8103301_200874180 | 239.891 | bal_1P_4/0AA_1/0AA(N) | 8103301 | no | no |  |  | no |  |  | 0 | 0 | 0 | 0
oh_line_8103301_200874181 |  | AN | node_8103301_200874180 | node_8103301_200874181 | 237.875 | bal_1P_4/0AA_1/0AA(N) | 8103301 | no | no |  |  | no |  |  | 0 | 0 | 0 | 0
oh_line_8103301_200874183 |  | AN | node_8103301_200874179 | node_8103301_200874183 | 170.399 | bal_1P_4/0AA_1/0AA(N) | 8103301 | no | no |  |  | no |  |  | 0 | 0 | 0 | 0
oh_line_8103301_200874184 |  | AN | node_8103301_200874183 | node_8103301_200874184 | 225.489 | bal_1P_4/0AA_1/0AA(N) | 8103301 | no | no |  |  | no |  |  | 0 | 0 | 0 | 0
oh_line_8103301_200874185 |  | AN | node_8103301_200874184 | node_8103301_200874185 | 214.574 | bal_1P_4/0AA_1/0AA(N) | 8103301 | no | no |  |  | no |  |  | 0 | 0 | 0 | 0
oh_line_8103301_200874186 |  | AN | node_8103301_200874185 | node_8103301_200874186 | 251.073 | bal_1P_4/0AA_1/0AA(N) | 8103301 | no | no |  |  | no |  |  | 0 | 0 | 0 | 0
oh_line_8103301_200874187 |  | AN | node_8103301_200874186 | node_8103301_200874187 | 276.78 | bal_1P_4/0AA_1/0AA(N) | 8103301 | no | no |  |  | no |  |  | 0 | 0 | 0 | 0
oh_line_8103301_200874188 |  | AN | node_8103301_200874187 | node_8103301_200874188 | 171.236 | bal_1P_4/0AA_1/0AA(N) | 8103301 | no | no |  |  | no |  |  | 0 | 0 | 0 | 0
oh_line_8103301_200874189 |  | AN | node_8103301_200874188 | node_8103301_200874189 | 130.029 | bal_1P_4/0AA_1/0AA(N) | 8103301 | no | no |  |  | no |  |  | 0 | 0 | 0 | 0
oh_line_8103301_200874190 |  | AN | node_8103301_200874189 | node_8103301_200874190 | 287.776 | bal_1P_4/0AA_1/0AA(N) | 8103301 | no | no |  |  | no |  |  | 0 | 0 | 0 | 0
oh_line_8103301_200874192 |  | AN | node_8103301_200874190 | node_8103301_200874192 | 291.031 | bal_1P_4/0AA_1/0AA(N) | 8103301 | no | no |  |  | no |  |  | 0 | 0 | 0 | 0
oh_line_8103301_200874193 |  | AN | node_8103301_200874192 | node_8103301_200874193 | 202.576 | bal_1P_4/0AA_1/0AA(N) | 8103301 | no | no |  |  | no |  |  | 0 | 0 | 0 | 0
oh_line_8103301_200874194 |  | AN | node_8103301_200874193 | node_intto1_8103301_200874194 | 265.213 | bal_1P_1/0AA_1/0AA(N) | 8103301 | no | no |  |  | no |  |  | 0 | 0 | 0 | 0
oh_line_8103301_200874195 |  | AN | node_8103301_200874194 | node_8103301_200874195 | 327.514 | bal_1P_1/0AA_1/0AA(N) | 8103301 | no | no |  |  | no |  |  | 0 | 0 | 0 | 0
oh_line_8103301_200874196 |  | AN | node_8103301_200874195 | node_8103301_200874196 | 291.374 | bal_1P_1/0AA_1/0AA(N) | 8103301 | no | no |  |  | no |  |  | 0 | 0 | 0 | 0
oh_line_8103301_200874197 |  | AN | node_8103301_200874196 | node_8103301_200874197 | 294.968 | bal_1P_1/0AA_1/0AA(N) | 8103301 | no | no |  |  | no |  |  | 0 | 0 | 0 | 0
oh_line_8103301_200874198 |  | AN | node_8103301_200874193 | node_8103301_200874198 | 304.409 | bal_1P_4/0AA_1/0AA(N) | 8103301 | no | no |  |  | no |  |  | 0 | 0 | 0 | 0
oh_line_8103301_200874199 |  | AN | node_8103301_200874198 | node_8103301_200874199 | 261.598 | bal_1P_4/0AA_1/0AA(N) | 8103301 | no | no |  |  | no |  |  | 0 | 0 | 0 | 0
oh_line_8103301_200874200 |  | AN | node_8103301_200874199 | node_8103301_200874200 | 271.602 | bal_1P_1/0AA_1/0AA(N) | 8103301 | no | no |  |  | no |  |  | 0 | 0 | 0 | 0
oh_line_8103301_200874201 |  | AN | node_8103301_200874181 | node_8103301_200874201 | 159.587 | bal_1P_4/0AA_1/0AA(N) | 8103301 | no | no |  |  | no |  |  | 0 | 0 | 0 | 0
oh_line_8103301_200874202 |  | AN | node_8103301_200874201 | node_8103301_200874202 | 226.042 | bal_1P_4/0AA_1/0AA(N) | 8103301 | no | no |  |  | no |  |  | 0 | 0 | 0 | 0
oh_line_8103301_200874204 |  | AN | node_8103301_200874199 | node_8103301_200874204 | 239.682 | bal_1P_4/0AA_1/0AA(N) | 8103301 | no | no |  |  | no |  |  | 0 | 0 | 0 | 0
oh_line_8103301_200874205 |  | AN | node_8103301_200874204 | node_8103301_200874205 | 158.6 | bal_1P_4/0AA_1/0AA(N) | 8103301 | no | no |  |  | no |  |  | 0 | 0 | 0 | 0
oh_line_8103301_200874206-1 |  | AN | node_220465164 | node_8103301_200874206 | 11.96 | bal_1P_4/0AA_1/0AA(N) | 8103301 | no | no |  |  | no |  |  | 0 | 0 | 0 | 0
oh_line_8103301_200874206-2 |  | AN | node_220385779 | node_intto1_220465164 | 12.784 | bal_1P_4/0AA_1/0AA(N) | 8103301 | no | no |  |  | no |  |  | 0 | 0 | 0 | 0
oh_line_8103301_200874206-3 |  | AN | node_8103301_200874205 | node_intto1_220385779 | 117.838 | bal_1P_4/0AA_1/0AA(N) | 8103301 | no | no |  |  | no |  |  | 0 | 0 | 0 | 0
oh_line_8103301_200874207 |  | AD | node_8103301_200874206 | node_8103301_200874207 | 288.423 | bal_1P_4/0AA | 8103301 | no | no |  |  | no |  |  | 0 | 0 | 0 | 0
oh_line_8103301_200874208 |  | AN | node_8103301_200874202 | node_8103301_200874208 | 154.751 | bal_1P_4/0AA_1/0AA(N) | 8103301 | no | no |  |  | no |  |  | 0 | 0 | 0 | 0
oh_line_8103301_200874210 |  | AN | node_8103301_200961737 | node_8103301_200874210 | 270.763 | bal_1P_1/0AA_1/0AA(N) | 8103301 | no | no |  |  | no |  |  | 0 | 0 | 0 | 0
oh_line_8103301_200874211 |  | AN | node_8103301_200961737 | node_8103301_200874211 | 330.89 | bal_1P_4/0AA_1/0AA(N) | 8103301 | no | no |  |  | no |  |  | 0 | 0 | 0 | 0
oh_line_8103301_200874212 |  | AN | node_8103301_200874211 | node_8103301_200874212 | 211.929 | bal_1P_4/0AA_1/0AA(N) | 8103301 | no | no |  |  | no |  |  | 0 | 0 | 0 | 0
oh_line_8103301_200874213 |  | AN | node_8103301_200874212 | node_8103301_200874213 | 224.285 | bal_1P_4/0AA_1/0AA(N) | 8103301 | no | no |  |  | no |  |  | 0 | 0 | 0 | 0
oh_line_8103301_200874214 |  | AN | node_8103301_200874213 | node_8103301_200874214 | 288.783 | bal_1P_4/0AA_1/0AA(N) | 8103301 | no | no |  |  | no |  |  | 0 | 0 | 0 | 0
oh_line_8103301_200874215 |  | AN | node_8103301_200874214 | node_8103301_200874215 | 275.935 | bal_1P_4/0AA_1/0AA(N) | 8103301 | no | no |  |  | no |  |  | 0 | 0 | 0 | 0
oh_line_8103301_200874216 |  | AN | node_8103301_200874215 | node_8103301_200874216 | 298.939 | bal_1P_4/0AA_1/0AA(N) | 8103301 | no | no |  |  | no |  |  | 0 | 0 | 0 | 0
oh_line_8103301_200874217 |  | AN | node_8103301_200874216 | node_8103301_200874217 | 217.876 | bal_1P_4/0AA_1/0AA(N) | 8103301 | no | no |  |  | no |  |  | 0 | 0 | 0 | 0
oh_line_8103301_200874219 |  | AN | node_8103301_200873995 | node_8103301_200874219 | 187.009 | bal_1P_1/0AA_1/0AA(N) | 8103301 | no | no |  |  | no |  |  | 0 | 0 | 0 | 0
oh_line_8103301_200874220 |  | AN | node_8103301_200874219 | node_8103301_200874220 | 235.801 | bal_1P_1/0AA_1/0AA(N) | 8103301 | no | no |  |  | no |  |  | 0 | 0 | 0 | 0
oh_line_8103301_200874277 |  | AD | node_8103301_200874290 | node_8103301_200874277 | 234.478 | bal_1P_2AC | 8103301 | no | no |  |  | no |  |  | 0 | 0 | 0 | 0
oh_line_8103301_200874278 |  | AD | node_8103301_200874070 | node_8103301_200874278 | 407.867 | bal_1P_4CU | 8103301 | no | no |  |  | no |  |  | 0 | 0 | 0 | 0
oh_line_8103301_200874280 |  | AD | node_8103301_200874278 | node_8103301_200874280 | 209.789 | bal_1P_4CU | 8103301 | no | no |  |  | no |  |  | 0 | 0 | 0 | 0
oh_line_8103301_200874281 |  | AD | node_8103301_200874280 | node_8103301_200874281 | 358.611 | bal_1P_4CU | 8103301 | no | no |  |  | no |  |  | 0 | 0 | 0 | 0
oh_line_8103301_200874282 |  | AD | node_8103301_200874281 | node_8103301_200874282 | 115.228 | bal_1P_4CU | 8103301 | no | no |  |  | no |  |  | 0 | 0 | 0 | 0
oh_line_8103301_200874283 |  | AD | node_8103301_200874282 | node_8103301_200874283 | 204.897 | bal_1P_1/0AC | 8103301 | no | no |  |  | no |  |  | 0 | 0 | 0 | 0
oh_line_8103301_200874285 |  | AD | node_8103301_200874282 | node_8103301_200874285 | 200.199 | bal_1P_4CU | 8103301 | no | no |  |  | no |  |  | 0 | 0 | 0 | 0
oh_line_8103301_200874286 |  | AD | node_8103301_200874285 | node_8103301_200874286 | 445.146 | bal_1P_4CU | 8103301 | no | no |  |  | no |  |  | 0 | 0 | 0 | 0
oh_line_8103301_200874287 |  | AD | node_8103301_200874286 | node_8103301_200874287 | 401.234 | bal_1P_4ACW | 8103301 | no | no |  |  | no |  |  | 0 | 0 | 0 | 0
oh_line_8103301_200874288 |  | AD | node_8103301_200874287 | node_8103301_200874288 | 599.44 | bal_1P_4ACW | 8103301 | no | no |  |  | no |  |  | 0 | 0 | 0 | 0
oh_line_8103301_200874289 |  | AD | node_8103301_200874288 | node_8103301_200874289 | 330.274 | bal_1P_4ACW | 8103301 | no | no |  |  | no |  |  | 0 | 0 | 0 | 0
oh_line_8103301_200874290 |  | AD | node_8103301_200874289 | node_8103301_200874290 | 270.759 | bal_1P_4ACW | 8103301 | no | no |  |  | no |  |  | 0 | 0 | 0 | 0
oh_line_8103301_200874337 |  | AD | node_8103301_200873376 | node_intto1_8103301_200874337 | 774.451 | bal_1P_2AC | 8103301 | no | no |  |  | no |  |  | 0 | 0 | 0 | 0
oh_line_8103301_200874338 |  | AD | node_8103301_200826065 | node_8103301_200874338 | 140.971 | bal_1P_1/0AC | 8103301 | no | no |  |  | no |  |  | 0 | 0 | 0 | 0
oh_line_8103301_200874339 |  | AD | node_8103301_200874337 | node_8103301_200874339 | 503.663 | bal_1P_2AC | 8103301 | no | no |  |  | no |  |  | 0 | 0 | 0 | 0
oh_line_8103301_200874340 |  | AD | node_8103301_200874339 | node_8103301_200874340 | 577.733 | bal_1P_2AC | 8103301 | no | no |  |  | no |  |  | 0 | 0 | 0 | 0
oh_line_8103301_200874341 |  | AD | node_8103301_200874340 | node_intto1_8103301_200874341 | 239.308 | bal_1P_2AC | 8103301 | no | no |  |  | no |  |  | 0 | 0 | 0 | 0
oh_line_8103301_200874342 |  | AD | node_8103301_200874341 | node_8103301_200874342 | 444.045 | bal_1P_2AC | 8103301 | no | no |  |  | no |  |  | 0 | 0 | 0 | 0
oh_line_8103301_200874344 |  | AD | node_8103301_201025326 | node_8103301_200874344 | 468.283 | bal_1P_2AC | 8103301 | no | no |  |  | no |  |  | 0 | 0 | 0 | 0
oh_line_8103301_200874345 |  | AD | node_8103301_200874344 | node_8103301_200874345 | 182.326 | bal_1P_1/0AA | 8103301 | no | no |  |  | no |  |  | 0 | 0 | 0 | 0
oh_line_8103301_200874357-1 |  | AN | node_311985087 | node_8103301_200874357 | 3.82 | bal_1P_1/0AA_1/0AA(N) | 8103301 | no | no |  |  | no |  |  | 0 | 0 | 0 | 0
oh_line_8103301_200874357-2 |  | AN | node_220385773 | node_intto1_311985087 | 5.303 | bal_1P_1/0AA_1/0AA(N) | 8103301 | no | no |  |  | no |  |  | 0 | 0 | 0 | 0
oh_line_8103301_200874357-3 |  | AN | node_8103301_200873906 | node_intto1_220385773 | 93.604 | bal_1P_1/0AA_1/0AA(N) | 8103301 | no | no |  |  | no |  |  | 0 | 0 | 0 | 0
oh_line_8103301_200874359 |  | AD | node_8103301_200874357 | node_8103301_200874359 | 73.511 | bal_1P_1/0AC | 8103301 | no | no |  |  | no |  |  | 0 | 0 | 0 | 0
oh_line_8103301_200874360 |  | AD | node_8103301_200874359 | node_intto1_8103301_200874360 | 271.163 | bal_1P_1/0AC | 8103301 | no | no |  |  | no |  |  | 0 | 0 | 0 | 0
oh_line_8103301_200874362 |  | AD | node_8103301_200874379 | node_8103301_200874362 | 352.265 | bal_1P_1/0AA | 8103301 | no | no |  |  | no |  |  | 0 | 0 | 0 | 0
oh_line_8103301_200874364 |  | AD | node_8103301_200874362 | node_8103301_200874364 | 167.345 | bal_1P_2AC | 8103301 | no | no |  |  | no |  |  | 0 | 0 | 0 | 0
oh_line_8103301_200874365 |  | AD | node_8103301_200874364 | node_8103301_200874365 | 299.327 | bal_1P_2AC | 8103301 | no | no |  |  | no |  |  | 0 | 0 | 0 | 0
oh_line_8103301_200874367 |  | AD | node_8103301_200874365 | node_8103301_200874367 | 300.74 | bal_1P_2AC | 8103301 | no | no |  |  | no |  |  | 0 | 0 | 0 | 0
oh_line_8103301_200874368 |  | AD | node_8103301_200874367 | node_8103301_200874368 | 233.087 | bal_1P_2AC | 8103301 | no | no |  |  | no |  |  | 0 | 0 | 0 | 0
oh_line_8103301_200874369 |  | AD | node_8103301_200874368 | node_8103301_200874369 | 340.787 | bal_1P_1/0AA | 8103301 | no | no |  |  | no |  |  | 0 | 0 | 0 | 0
oh_line_8103301_200874370 |  | AD | node_8103301_200874360 | node_8103301_200874370 | 317.237 | bal_1P_1/0AA | 8103301 | no | no |  |  | no |  |  | 0 | 0 | 0 | 0
oh_line_8103301_200874371 |  | AD | node_8103301_200874370 | node_8103301_200874371 | 242.618 | bal_1P_1/0AA | 8103301 | no | no |  |  | no |  |  | 0 | 0 | 0 | 0
oh_line_8103301_200874372 |  | AD | node_8103301_200874371 | node_8103301_200874372 | 266.532 | bal_1P_1/0AA | 8103301 | no | no |  |  | no |  |  | 0 | 0 | 0 | 0
oh_line_8103301_200874373 |  | AD | node_8103301_200874372 | node_8103301_200874373 | 427.484 | bal_1P_1/0AA | 8103301 | no | no |  |  | no |  |  | 0 | 0 | 0 | 0
oh_line_8103301_200874374 |  | AD | node_8103301_200874373 | node_8103301_200874374 | 468.664 | bal_1P_1/0AA | 8103301 | no | no |  |  | no |  |  | 0 | 0 | 0 | 0
oh_line_8103301_200874376 |  | AD | node_8103301_200874374 | node_8103301_200874376 | 298.392 | bal_1P_1/0AA | 8103301 | no | no |  |  | no |  |  | 0 | 0 | 0 | 0
oh_line_8103301_200874377 |  | AD | node_8103301_200874376 | node_8103301_200874377 | 353.12 | bal_1P_1/0AA | 8103301 | no | no |  |  | no |  |  | 0 | 0 | 0 | 0
oh_line_8103301_200874378 |  | AD | node_8103301_200874377 | node_8103301_200874378 | 325.035 | bal_1P_1/0AA | 8103301 | no | no |  |  | no |  |  | 0 | 0 | 0 | 0
oh_line_8103301_200874379 |  | AD | node_8103301_200874378 | node_8103301_200874379 | 331.386 | bal_1P_1/0AA | 8103301 | no | no |  |  | no |  |  | 0 | 0 | 0 | 0
oh_line_8103301_200874447 |  | AD | node_8103301_200874449 | node_8103301_200874447 | 187.072 | bal_1P_2AC | 8103301 | no | no |  |  | no |  |  | 0 | 0 | 0 | 0
oh_line_8103301_200874448 |  | AD | node_8103301_200873437 | node_intto1_8103301_200874448 | 388.488 | bal_1P_2AC | 8103301 | no | no |  |  | no |  |  | 0 | 0 | 0 | 0
oh_line_8103301_200874449 |  | AD | node_8103301_200874448 | node_8103301_200874449 | 339.269 | bal_1P_2AC | 8103301 | no | no |  |  | no |  |  | 0 | 0 | 0 | 0
oh_line_8103301_200874450 |  | AD | node_8103301_200874447 | node_8103301_200874450 | 437.667 | bal_1P_2AC | 8103301 | no | no |  |  | no |  |  | 0 | 0 | 0 | 0
oh_line_8103301_200874452 |  | AD | node_8103301_200874450 | node_8103301_200874452 | 555.154 | bal_1P_2AC | 8103301 | no | no |  |  | no |  |  | 0 | 0 | 0 | 0
oh_line_8103301_200874453 |  | AD | node_8103301_200874452 | node_8103301_200874453 | 260.026 | bal_1P_2AC | 8103301 | no | no |  |  | no |  |  | 0 | 0 | 0 | 0
oh_line_8103301_200874454 |  | AD | node_8103301_200874453 | node_8103301_200874454 | 364.317 | bal_1P_2AC | 8103301 | no | no |  |  | no |  |  | 0 | 0 | 0 | 0
oh_line_8103301_200874455 |  | AD | node_8103301_200874454 | node_8103301_200874455 | 192.966 | bal_1P_2AC | 8103301 | no | no |  |  | no |  |  | 0 | 0 | 0 | 0
oh_line_8103301_200874456 |  | AD | node_8103301_200874455 | node_8103301_200874456 | 226.838 | bal_1P_2AC | 8103301 | no | no |  |  | no |  |  | 0 | 0 | 0 | 0
oh_line_8103301_200874480 |  | AD | node_8103301_200874495 | node_8103301_200874480 | 275.16 | bal_1P_1/0AA | 8103301 | no | no |  |  | no |  |  | 0 | 0 | 0 | 0
oh_line_8103301_200874481 |  | AD | node_8103301_200874501 | node_8103301_200874481 | 311.011 | bal_1P_2AC | 8103301 | no | no |  |  | no |  |  | 0 | 0 | 0 | 0
oh_line_8103301_200874482 |  | AD | node_8103301_200873447 | node_intto1_8103301_200874482 | 338.255 | bal_1P_2AC | 8103301 | no | no |  |  | no |  |  | 0 | 0 | 0 | 0
oh_line_8103301_200874483 |  | AD | node_8103301_200874508 | node_8103301_200874483 | 390.933 | bal_1P_2AC | 8103301 | no | no |  |  | no |  |  | 0 | 0 | 0 | 0
oh_line_8103301_200874484 |  | AD | node_8103301_200874483 | node_8103301_200874484 | 389.866 | bal_1P_2AC | 8103301 | no | no |  |  | no |  |  | 0 | 0 | 0 | 0
oh_line_8103301_200874486-1 |  | AD | node_1459334_156_15348077_278 | node_8103301_200874486 | 3.92 | bal_1P_2AC | 8103301 | no | no |  |  | no |  |  | 0 | 0 | 0 | 0
oh_line_8103301_200874486-2 |  | AD | node_8103301_200874484 | node_1459334_156_15348077_278 | 356.648 | bal_1P_2AC | 8103301 | no | no |  |  | no |  |  | 0 | 0 | 0 | 0
oh_line_8103301_200874487 |  | AD | node_8103301_201062692 | node_8103301_200874487 | 210.008 | bal_1P_2AC | 8103301 | no | no |  |  | no |  |  | 0 | 0 | 0 | 0
oh_line_8103301_200874489 |  | AD | node_8103301_200874487 | node_8103301_200874489 | 537.347 | bal_1P_2AC | 8103301 | no | no |  |  | no |  |  | 0 | 0 | 0 | 0
oh_line_8103301_200874490 |  | AD | node_8103301_200874489 | node_8103301_200874490 | 521.634 | bal_1P_2AC | 8103301 | no | no |  |  | no |  |  | 0 | 0 | 0 | 0
oh_line_8103301_200874491 |  | AD | node_8103301_200874490 | node_8103301_200874491 | 35.532 | bal_1P_1/0AA | 8103301 | no | no |  |  | no |  |  | 0 | 0 | 0 | 0
oh_line_8103301_200874492 |  | AD | node_8103301_200874491 | node_8103301_200874492 | 237.129 | bal_1P_1/0AA | 8103301 | no | no |  |  | no |  |  | 0 | 0 | 0 | 0
oh_line_8103301_200874493 |  | AD | node_8103301_200874492 | node_8103301_200874493 | 234.553 | bal_1P_1/0AA | 8103301 | no | no |  |  | no |  |  | 0 | 0 | 0 | 0
oh_line_8103301_200874495 |  | AD | node_8103301_200874482 | node_8103301_200874495 | 317.83 | bal_1P_2AC | 8103301 | no | no |  |  | no |  |  | 0 | 0 | 0 | 0
oh_line_8103301_200874496 |  | AD | node_8103301_200874480 | node_8103301_200874496 | 237.476 | bal_1P_1/0AA | 8103301 | no | no |  |  | no |  |  | 0 | 0 | 0 | 0
oh_line_8103301_200874497 |  | AD | node_8103301_200874496 | node_8103301_200874497 | 259.984 | bal_1P_1/0AA | 8103301 | no | no |  |  | no |  |  | 0 | 0 | 0 | 0
oh_line_8103301_200874498 |  | AD | node_8103301_200874497 | node_8103301_200874498 | 290.431 | bal_1P_1/0AA | 8103301 | no | no |  |  | no |  |  | 0 | 0 | 0 | 0
oh_line_8103301_200874499 |  | AD | node_8103301_200874498 | node_8103301_200874499 | 168.618 | bal_1P_1/0AA | 8103301 | no | no |  |  | no |  |  | 0 | 0 | 0 | 0
oh_line_8103301_200874501 |  | AD | node_8103301_200874495 | node_8103301_200874501 | 308.801 | bal_1P_2AC | 8103301 | no | no |  |  | no |  |  | 0 | 0 | 0 | 0
oh_line_8103301_200874502 |  | AD | node_8103301_200874481 | node_8103301_200874502 | 287.891 | bal_1P_2AC | 8103301 | no | no |  |  | no |  |  | 0 | 0 | 0 | 0
oh_line_8103301_200874503 |  | AD | node_8103301_200874502 | node_8103301_200874503 | 363.429 | bal_1P_2AC | 8103301 | no | no |  |  | no |  |  | 0 | 0 | 0 | 0
oh_line_8103301_200874504 |  | AD | node_8103301_200874503 | node_8103301_200874504 | 449.889 | bal_1P_2AC | 8103301 | no | no |  |  | no |  |  | 0 | 0 | 0 | 0
oh_line_8103301_200874506 |  | AD | node_8103301_200874504 | node_8103301_200874506 | 474.485 | bal_1P_2AC | 8103301 | no | no |  |  | no |  |  | 0 | 0 | 0 | 0
oh_line_8103301_200874507 |  | AD | node_8103301_200874506 | node_8103301_200874507 | 314.616 | bal_1P_2AC | 8103301 | no | no |  |  | no |  |  | 0 | 0 | 0 | 0
oh_line_8103301_200874508 |  | AD | node_8103301_200874507 | node_8103301_200874508 | 408.27 | bal_1P_2AC | 8103301 | no | no |  |  | no |  |  | 0 | 0 | 0 | 0
oh_line_8103301_200874540 |  | AD | node_8103301_200874290 | node_8103301_200874540 | 263.353 | bal_1P_2AC | 8103301 | no | no |  |  | no |  |  | 0 | 0 | 0 | 0
oh_line_8103301_200874542 |  | AD | node_8103301_201057641 | node_8103301_200874542 | 333.026 | bal_1P_2AC | 8103301 | no | no |  |  | no |  |  | 0 | 0 | 0 | 0
oh_line_8103301_200874543 |  | AD | node_8103301_200874542 | node_8103301_200874543 | 307.515 | bal_1P_2AC | 8103301 | no | no |  |  | no |  |  | 0 | 0 | 0 | 0
oh_line_8103301_200874544 |  | AD | node_8103301_200874543 | node_8103301_200874544 | 528.243 | bal_1P_2AC | 8103301 | no | no |  |  | no |  |  | 0 | 0 | 0 | 0
oh_line_8103301_200874546 |  | AD | node_8103301_200874544 | node_8103301_200874546 | 183.32 | bal_1P_2AC | 8103301 | no | no |  |  | no |  |  | 0 | 0 | 0 | 0
oh_line_8103301_200874547 |  | AD | node_8103301_200874546 | node_8103301_200874547 | 293.624 | bal_1P_2AC | 8103301 | no | no |  |  | no |  |  | 0 | 0 | 0 | 0
oh_line_8103301_200874548 |  | AD | node_8103301_200874540 | node_intto1_8103301_200874548 | 500.089 | bal_1P_2AC | 8103301 | no | no |  |  | no |  |  | 0 | 0 | 0 | 0
oh_line_8103301_200874549 |  | AD | node_8103301_200874548 | node_8103301_200874549 | 517.875 | bal_1P_2AC | 8103301 | no | no |  |  | no |  |  | 0 | 0 | 0 | 0
oh_line_8103301_200874550 |  | AD | node_8103301_200874549 | node_8103301_200874550 | 312.456 | bal_1P_2AC | 8103301 | no | no |  |  | no |  |  | 0 | 0 | 0 | 0
oh_line_8103301_200874551 |  | AD | node_8103301_200874550 | node_8103301_200874551 | 569.702 | bal_1P_2AC | 8103301 | no | no |  |  | no |  |  | 0 | 0 | 0 | 0
oh_line_8103301_200874552 |  | AD | node_8103301_200874549 | node_8103301_200874552 | 527.903 | bal_1P_2AC | 8103301 | no | no |  |  | no |  |  | 0 | 0 | 0 | 0
oh_line_8103301_200874553 |  | AD | node_8103301_200874552 | node_8103301_200874553 | 225.812 | bal_1P_2AC | 8103301 | no | no |  |  | no |  |  | 0 | 0 | 0 | 0
oh_line_8103301_200874554 |  | AD | node_8103301_200874553 | node_8103301_200874554 | 414.106 | bal_1P_2AC | 8103301 | no | no |  |  | no |  |  | 0 | 0 | 0 | 0
oh_line_8103301_200874555 |  | AD | node_8103301_200874554 | node_8103301_200874555 | 393.31 | bal_1P_2AC | 8103301 | no | no |  |  | no |  |  | 0 | 0 | 0 | 0
oh_line_8103301_200874556 |  | AD | node_8103301_200874555 | node_8103301_200874556 | 300.412 | bal_1P_2AC | 8103301 | no | no |  |  | no |  |  | 0 | 0 | 0 | 0
oh_line_8103301_200874557 |  | AD | node_8103301_200874556 | node_8103301_200874557 | 375.216 | bal_1P_2AC | 8103301 | no | no |  |  | no |  |  | 0 | 0 | 0 | 0
oh_line_8103301_200874558 |  | AD | node_8103301_200873676 | node_intto1_8103301_200874558 | 363.727 | bal_1P_2AC | 8103301 | no | no |  |  | no |  |  | 0 | 0 | 0 | 0
oh_line_8103301_200874559 |  | AD | node_8103301_200874558 | node_8103301_200874559 | 92.144 | bal_1P_2AC | 8103301 | no | no |  |  | no |  |  | 0 | 0 | 0 | 0
oh_line_8103301_200874560 |  | AD | node_8103301_200874559 | node_8103301_200874560 | 627.389 | bal_1P_2AC | 8103301 | no | no |  |  | no |  |  | 0 | 0 | 0 | 0
oh_line_8103301_200874561 |  | AD | node_8103301_200874560 | node_8103301_200874561 | 112.4 | bal_1P_2AC | 8103301 | no | no |  |  | no |  |  | 0 | 0 | 0 | 0
oh_line_8103301_200874562 |  | AD | node_8103301_200874561 | node_8103301_200874562 | 131.114 | bal_1P_2AC | 8103301 | no | no |  |  | no |  |  | 0 | 0 | 0 | 0
oh_line_8103301_200874563 |  | AD | node_8103301_200874562 | node_8103301_200874563 | 180.375 | bal_1P_2AC | 8103301 | no | no |  |  | no |  |  | 0 | 0 | 0 | 0
oh_line_8103301_200874564 |  | AD | node_8103301_200874563 | node_8103301_200874564 | 93.168 | bal_1P_1/0AC | 8103301 | no | no |  |  | no |  |  | 0 | 0 | 0 | 0
oh_line_8103301_200874565 |  | AD | node_8103301_200874564 | node_8103301_200874565 | 257.559 | bal_1P_1/0AC | 8103301 | no | no |  |  | no |  |  | 0 | 0 | 0 | 0
oh_line_8103301_200874566 |  | AD | node_8103301_200874565 | node_8103301_200874566 | 233.135 | bal_1P_1/0AC | 8103301 | no | no |  |  | no |  |  | 0 | 0 | 0 | 0
oh_line_8103301_200874567 |  | AD | node_8103301_200874563 | node_8103301_200874567 | 275.402 | bal_1P_2AC | 8103301 | no | no |  |  | no |  |  | 0 | 0 | 0 | 0
oh_line_8103301_200874568 |  | AD | node_8103301_200874567 | node_8103301_200874568 | 140.431 | bal_1P_2AC | 8103301 | no | no |  |  | no |  |  | 0 | 0 | 0 | 0
oh_line_8103301_200874569 |  | AD | node_8103301_200874568 | node_8103301_200874569 | 295.987 | bal_1P_2AC | 8103301 | no | no |  |  | no |  |  | 0 | 0 | 0 | 0
oh_line_8103301_200874570 |  | AD | node_8103301_312111093 | node_8103301_200874570 | 216.055 | bal_1P_2AC | 8103301 | no | no |  |  | no |  |  | 0 | 0 | 0 | 0
oh_line_8103301_200874571 |  | AD | node_8103301_311906455 | node_intto1_8103301_200874571 | 212.445 | bal_1P_2AC | 8103301 | no | no |  |  | no |  |  | 0 | 0 | 0 | 0
oh_line_8103301_200874572 |  | AD | node_8103301_200874574 | node_8103301_200874572 | 281.01 | bal_1P_2AC | 8103301 | no | no |  |  | no |  |  | 0 | 0 | 0 | 0
oh_line_8103301_200874574 |  | AD | node_8103301_200874575 | node_8103301_200874574 | 298.692 | bal_1P_2AC | 8103301 | no | no |  |  | no |  |  | 0 | 0 | 0 | 0
oh_line_8103301_200874575 |  | AD | node_8103301_200874576 | node_8103301_200874575 | 189.148 | bal_1P_2AC | 8103301 | no | no |  |  | no |  |  | 0 | 0 | 0 | 0
oh_line_8103301_200874576 |  | AD | node_8103301_200874584 | node_8103301_200874576 | 258.53 | bal_1P_2AC | 8103301 | no | no |  |  | no |  |  | 0 | 0 | 0 | 0
oh_line_8103301_200874577 |  | AD | node_8103301_200874576 | node_intto1_8103301_200874577 | 238.936 | bal_1P_1/0AA | 8103301 | no | no |  |  | no |  |  | 0 | 0 | 0 | 0
oh_line_8103301_200874578 |  | AD | node_8103301_200874577 | node_8103301_200874578 | 349.762 | bal_1P_1/0AA | 8103301 | no | no |  |  | no |  |  | 0 | 0 | 0 | 0
oh_line_8103301_200874579 |  | AD | node_8103301_200874578 | node_8103301_200874579 | 312.712 | bal_1P_1/0AA | 8103301 | no | no |  |  | no |  |  | 0 | 0 | 0 | 0
oh_line_8103301_200874580 |  | AD | node_8103301_200874579 | node_8103301_200874580 | 270.696 | bal_1P_1/0AA | 8103301 | no | no |  |  | no |  |  | 0 | 0 | 0 | 0
oh_line_8103301_200874581 |  | AD | node_8103301_200874580 | node_8103301_200874581 | 269.563 | bal_1P_1/0AA | 8103301 | no | no |  |  | no |  |  | 0 | 0 | 0 | 0
oh_line_8103301_200874582 |  | AD | node_8103301_200874581 | node_8103301_200874582 | 281.18 | bal_1P_1/0AA | 8103301 | no | no |  |  | no |  |  | 0 | 0 | 0 | 0
oh_line_8103301_200874583 |  | AD | node_8103301_200874582 | node_8103301_200874583 | 245.856 | bal_1P_1/0AA | 8103301 | no | no |  |  | no |  |  | 0 | 0 | 0 | 0
oh_line_8103301_200874584 |  | AD | node_8103301_200874587 | node_intto1_8103301_200874584 | 450.087 | bal_1P_2AC | 8103301 | no | no |  |  | no |  |  | 0 | 0 | 0 | 0
oh_line_8103301_200874587 |  | AD | node_8103301_200874207 | node_8103301_200874587 | 165.152 | bal_1P_4/0AA | 8103301 | no | no |  |  | no |  |  | 0 | 0 | 0 | 0
oh_line_8103301_200874600 |  | AD | node_8103301_200873733 | node_8103301_200874600 | 81.473 | bal_1P_2AC | 8103301 | no | no |  |  | no |  |  | 0 | 0 | 0 | 0
oh_line_8103301_200874601 |  | AD | node_8103301_200874600 | node_intto1_8103301_200874601 | 441.09 | bal_1P_2AC | 8103301 | no | no |  |  | no |  |  | 0 | 0 | 0 | 0
oh_line_8103301_200874602 |  | AD | node_8103301_200874601 | node_8103301_200874602 | 380.868 | bal_1P_2AC | 8103301 | no | no |  |  | no |  |  | 0 | 0 | 0 | 0
oh_line_8103301_200874603 |  | AD | node_8103301_200874602 | node_8103301_200874603 | 411.042 | bal_1P_2AC | 8103301 | no | no |  |  | no |  |  | 0 | 0 | 0 | 0
oh_line_8103301_200874604 |  | AD | node_8103301_200874603 | node_8103301_200874604 | 375.836 | bal_1P_2AC | 8103301 | no | no |  |  | no |  |  | 0 | 0 | 0 | 0
oh_line_8103301_200874605 |  | AD | node_8103301_200874120 | node_8103301_200874605 | 133.319 | bal_1P_1/0AC | 8103301 | no | no |  |  | no |  |  | 0 | 0 | 0 | 0
oh_line_8103301_200874606 |  | AD | node_8103301_200874605 | node_8103301_200874606 | 189.327 | bal_1P_1/0AC | 8103301 | no | no |  |  | no |  |  | 0 | 0 | 0 | 0
oh_line_8103301_200874607 |  | AD | node_8103301_200874606 | node_8103301_200874607 | 236.921 | bal_1P_1/0AC | 8103301 | no | no |  |  | no |  |  | 0 | 0 | 0 | 0
oh_line_8103301_200874608 |  | AD | node_8103301_200874607 | node_8103301_200874608 | 365.576 | bal_1P_1/0AC | 8103301 | no | no |  |  | no |  |  | 0 | 0 | 0 | 0
oh_line_8103301_200874609 |  | AD | node_8103301_200874608 | node_8103301_200874609 | 287.711 | bal_1P_1/0AC | 8103301 | no | no |  |  | no |  |  | 0 | 0 | 0 | 0
oh_line_8103301_200874610 |  | AD | node_8103301_200874609 | node_8103301_200874610 | 239.059 | bal_1P_1/0AC | 8103301 | no | no |  |  | no |  |  | 0 | 0 | 0 | 0
oh_line_8103301_200874611 |  | AD | node_8103301_200874610 | node_8103301_200874611 | 176.147 | bal_1P_1/0AC | 8103301 | no | no |  |  | no |  |  | 0 | 0 | 0 | 0
oh_line_8103301_200874612 |  | AD | node_8103301_200874611 | node_8103301_200874612 | 261.928 | bal_1P_1/0AC | 8103301 | no | no |  |  | no |  |  | 0 | 0 | 0 | 0
oh_line_8103301_200874620 |  | AN | node_8103301_200873788 | node_intto1_8103301_200874620 | 172.067 | bal_1P_1/0AA_1/0AA(N) | 8103301 | no | no |  |  | no |  |  | 0 | 0 | 0 | 0
oh_line_8103301_200874621 |  | AN | node_8103301_200874620 | node_8103301_200874621 | 243.06 | bal_1P_1/0AA_1/0AA(N) | 8103301 | no | no |  |  | no |  |  | 0 | 0 | 0 | 0
oh_line_8103301_200874622 |  | AN | node_8103301_200874621 | node_8103301_200874622 | 222.407 | bal_1P_1/0AA_1/0AA(N) | 8103301 | no | no |  |  | no |  |  | 0 | 0 | 0 | 0
oh_line_8103301_200874623 |  | AN | node_8103301_200874622 | node_8103301_200874623 | 206.931 | bal_1P_1/0AA_1/0AA(N) | 8103301 | no | no |  |  | no |  |  | 0 | 0 | 0 | 0
oh_line_8103301_200874624 |  | AN | node_8103301_200874623 | node_8103301_200874624 | 201.582 | bal_1P_2AC_2AC(N) | 8103301 | no | no |  |  | no |  |  | 0 | 0 | 0 | 0
oh_line_8103301_200874625 |  | AD | node_8103301_200874560 | node_8103301_200874625 | 112.267 | bal_1P_2AC | 8103301 | no | no |  |  | no |  |  | 0 | 0 | 0 | 0
oh_line_8103301_200874628 |  | AD | node_8103301_200874625 | node_8103301_200874628 | 277.055 | bal_1P_2AC | 8103301 | no | no |  |  | no |  |  | 0 | 0 | 0 | 0
oh_line_8103301_200874629 |  | AD | node_8103301_200874628 | node_8103301_200874629 | 149.531 | bal_1P_2AC | 8103301 | no | no |  |  | no |  |  | 0 | 0 | 0 | 0
oh_line_8103301_200874630 |  | AD | node_8103301_200874629 | node_8103301_200874630 | 317.44 | bal_1P_1/0AA | 8103301 | no | no |  |  | no |  |  | 0 | 0 | 0 | 0
oh_line_8103301_200874651-1 |  | ABCN | node_8103301_200873935 | node_intto1_220385797 | 49.597 | bal_3P_1/0AC_1/0AA(N) | 8103301 | no | no |  |  | no |  |  | 0 | 0 | 0 | 0
oh_line_8103301_200874651-2 |  | ABCN | node_220385797 | node_intto1_220465223 | 15.375 | bal_3P_1/0AC_1/0AA(N) | 8103301 | no | no |  |  | no |  |  | 0 | 0 | 0 | 0
oh_line_8103301_200874651-3 |  | ABCN | node_220465223 | node_8103301_200874651 | 16.158 | bal_3P_1/0AC_1/0AA(N) | 8103301 | no | no |  |  | no |  |  | 0 | 0 | 0 | 0
oh_line_8103301_200874652 |  | ABCD | node_8103301_200874651 | node_8103301_200874652 | 217.323 | bal_3P_2AC | 8103301 | no | no |  |  | no |  |  | 0 | 0 | 0 | 0
oh_line_8103301_200874653 |  | ABCD | node_8103301_200874652 | node_intto1_8103301_200874653 | 239.457 | bal_3P_2AC | 8103301 | no | no |  |  | no |  |  | 0 | 0 | 0 | 0
oh_line_8103301_200874654 |  | ABCD | node_8103301_200874653 | node_8103301_200874654 | 516.786 | bal_3P_2AC | 8103301 | no | no |  |  | no |  |  | 0 | 0 | 0 | 0
oh_line_8103301_200874655 |  | ABCD | node_8103301_200874654 | node_8103301_200874655 | 376.849 | bal_3P_2AC | 8103301 | no | no |  |  | no |  |  | 0 | 0 | 0 | 0
oh_line_8103301_200874656 |  | AD | node_8103301_200874655 | node_8103301_200874656 | 236.339 | bal_1P_1/0AC | 8103301 | no | no |  |  | no |  |  | 0 | 0 | 0 | 0
oh_line_8103301_200874657 |  | AD | node_8103301_200874656 | node_8103301_200874657 | 294.394 | bal_1P_1/0AC | 8103301 | no | no |  |  | no |  |  | 0 | 0 | 0 | 0
oh_line_8103301_200874658 |  | ABCD | node_8103301_200874655 | node_8103301_200874658 | 284.854 | bal_3P_2AC | 8103301 | no | no |  |  | no |  |  | 0 | 0 | 0 | 0
oh_line_8103301_200874659 |  | ABCD | node_8103301_200874658 | node_8103301_200874659 | 507.584 | bal_3P_2AC | 8103301 | no | no |  |  | no |  |  | 0 | 0 | 0 | 0
oh_line_8103301_200874661 |  | ABCD | node_8103301_200874659 | node_8103301_200874661 | 510.431 | bal_3P_2AC | 8103301 | no | no |  |  | no |  |  | 0 | 0 | 0 | 0
oh_line_8103301_200874662 |  | ABCD | node_8103301_200874661 | node_8103301_200874662 | 157.728 | bal_3P_1/0AC | 8103301 | no | no |  |  | no |  |  | 0 | 0 | 0 | 0
oh_line_8103301_200874665 |  | AD | node_8103301_200874661 | node_intto1_8103301_200874665 | 545.042 | bal_1P_2AC | 8103301 | no | no |  |  | no |  |  | 0 | 0 | 0 | 0
oh_line_8103301_200874666 |  | AD | node_8103301_200874665 | node_8103301_200874666 | 406.123 | bal_1P_2AC | 8103301 | no | no |  |  | no |  |  | 0 | 0 | 0 | 0
oh_line_8103301_200874668 |  | AD | node_8103301_200970288 | node_8103301_200874668 | 414.537 | bal_1P_2AC | 8103301 | no | no |  |  | no |  |  | 0 | 0 | 0 | 0
oh_line_8103301_200874670 |  | AD | node_8103301_200970289 | node_8103301_200874670 | 402.698 | bal_1P_2AC | 8103301 | no | no |  |  | no |  |  | 0 | 0 | 0 | 0
oh_line_8103301_200874671 |  | AD | node_8103301_200874670 | node_8103301_200874671 | 259.805 | bal_1P_2AC | 8103301 | no | no |  |  | no |  |  | 0 | 0 | 0 | 0
oh_line_8103301_200874672 |  | AD | node_8103301_200874671 | node_8103301_200874672 | 289.888 | bal_1P_2AC | 8103301 | no | no |  |  | no |  |  | 0 | 0 | 0 | 0
oh_line_8103301_200874673 |  | AD | node_8103301_200874672 | node_8103301_200874673 | 295.488 | bal_1P_2AC | 8103301 | no | no |  |  | no |  |  | 0 | 0 | 0 | 0
oh_line_8103301_200874674 |  | AD | node_8103301_200874673 | node_8103301_200874674 | 53.911 | bal_1P_2AC | 8103301 | no | no |  |  | no |  |  | 0 | 0 | 0 | 0
oh_line_8103301_200874675 |  | AD | node_8103301_200874674 | node_8103301_200874675 | 480.161 | bal_1P_2AC | 8103301 | no | no |  |  | no |  |  | 0 | 0 | 0 | 0
oh_line_8103301_200874676 |  | AD | node_8103301_200874675 | node_8103301_200874676 | 109.066 | bal_1P_1/0AA | 8103301 | no | no |  |  | no |  |  | 0 | 0 | 0 | 0
oh_line_8103301_200874677 |  | AD | node_8103301_200874676 | node_8103301_200874677 | 192.22 | bal_1P_1/0AA | 8103301 | no | no |  |  | no |  |  | 0 | 0 | 0 | 0
oh_line_8103301_200874678 |  | AD | node_8103301_200874677 | node_8103301_200874678 | 199.579 | bal_1P_1/0AA | 8103301 | no | no |  |  | no |  |  | 0 | 0 | 0 | 0
oh_line_8103301_200874679 |  | AD | node_8103301_200874673 | node_intto1_8103301_200874679 | 517.544 | bal_1P_2AC | 8103301 | no | no |  |  | no |  |  | 0 | 0 | 0 | 0
oh_line_8103301_200874680 |  | AD | node_8103301_200874679 | node_8103301_200874680 | 686.718 | bal_1P_2AC | 8103301 | no | no |  |  | no |  |  | 0 | 0 | 0 | 0
oh_line_8103301_200874681 |  | AD | node_8103301_200874680 | node_intto1_8103301_200874681 | 86.126 | bal_1P_2AC | 8103301 | no | no |  |  | no |  |  | 0 | 0 | 0 | 0
oh_line_8103301_200874682 |  | AD | node_8103301_200874681 | node_8103301_200874682 | 299.629 | bal_1P_2AC | 8103301 | no | no |  |  | no |  |  | 0 | 0 | 0 | 0
oh_line_8103301_200874683 |  | AD | node_8103301_200874681 | node_8103301_200874683 | 512.648 | bal_1P_2AC | 8103301 | no | no |  |  | no |  |  | 0 | 0 | 0 | 0
oh_line_8103301_200874686 |  | AD | node_8103301_201057640 | node_8103301_200874686 | 232.996 | bal_1P_1/0AA | 8103301 | no | no |  |  | no |  |  | 0 | 0 | 0 | 0
oh_line_8103301_200874687 |  | AD | node_8103301_200874686 | node_8103301_200874687 | 241.297 | bal_1P_1/0AA | 8103301 | no | no |  |  | no |  |  | 0 | 0 | 0 | 0
oh_line_8103301_200874689 |  | AD | node_8103301_201057640 | node_8103301_200874689 | 306.909 | bal_1P_1/0AA | 8103301 | no | no |  |  | no |  |  | 0 | 0 | 0 | 0
oh_line_8103301_200874690 |  | AD | node_8103301_200874689 | node_8103301_200874690 | 280.79 | bal_1P_1/0AA | 8103301 | no | no |  |  | no |  |  | 0 | 0 | 0 | 0
oh_line_8103301_200874692 |  | AD | node_8103301_200874690 | node_8103301_200874692 | 296.653 | bal_1P_1/0AA | 8103301 | no | no |  |  | no |  |  | 0 | 0 | 0 | 0
oh_line_8103301_200874693 |  | AD | node_8103301_200874690 | node_8103301_200874693 | 354.73 | bal_1P_1/0AA | 8103301 | no | no |  |  | no |  |  | 0 | 0 | 0 | 0
oh_line_8103301_200874694 |  | AD | node_8103301_200874693 | node_8103301_200874694 | 350.162 | bal_1P_1/0AA | 8103301 | no | no |  |  | no |  |  | 0 | 0 | 0 | 0
oh_line_8103301_200874695 |  | AD | node_8103301_200874694 | node_8103301_200874695 | 304.77 | bal_1P_1/0AA | 8103301 | no | no |  |  | no |  |  | 0 | 0 | 0 | 0
oh_line_8103301_200874696 |  | AD | node_8103301_200873620 | node_8103301_200874696 | 280.914 | bal_1P_1/0AA | 8103301 | no | no |  |  | no |  |  | 0 | 0 | 0 | 0
oh_line_8103301_200874697 |  | AD | node_8103301_200874696 | node_8103301_200874697 | 229.587 | bal_1P_1/0AA | 8103301 | no | no |  |  | no |  |  | 0 | 0 | 0 | 0
oh_line_8103301_200874698 |  | AD | node_8103301_200873607 | node_intto1_8103301_200874698 | 332.065 | bal_1P_1/0AA | 8103301 | no | no |  |  | no |  |  | 0 | 0 | 0 | 0
oh_line_8103301_200874700 |  | AD | node_8103301_200874698 | node_8103301_200874700 | 326.379 | bal_1P_1/0AA | 8103301 | no | no |  |  | no |  |  | 0 | 0 | 0 | 0
oh_line_8103301_200874701 |  | AD | node_8103301_200874700 | node_8103301_200874701 | 294.593 | bal_1P_1/0AA | 8103301 | no | no |  |  | no |  |  | 0 | 0 | 0 | 0
oh_line_8103301_200874703 |  | AD | node_8103301_200874700 | node_8103301_200874703 | 273.81 | bal_1P_1/0AA | 8103301 | no | no |  |  | no |  |  | 0 | 0 | 0 | 0
oh_line_8103301_200874704 |  | AD | node_8103301_200874703 | node_8103301_200874704 | 276.298 | bal_1P_1/0AA | 8103301 | no | no |  |  | no |  |  | 0 | 0 | 0 | 0
oh_line_8103301_200874705 |  | AD | node_8103301_200874704 | node_8103301_200874705 | 361.917 | bal_1P_1/0AA | 8103301 | no | no |  |  | no |  |  | 0 | 0 | 0 | 0
oh_line_8103301_200874706 |  | AD | node_8103301_200874705 | node_8103301_200874706 | 274.87 | bal_1P_1/0AA | 8103301 | no | no |  |  | no |  |  | 0 | 0 | 0 | 0
oh_line_8103301_200874707 |  | AD | node_8103301_200874706 | node_8103301_200874707 | 233.624 | bal_1P_1/0AA | 8103301 | no | no |  |  | no |  |  | 0 | 0 | 0 | 0
oh_line_8103301_200874708 |  | AD | node_8103301_200874707 | node_8103301_200874708 | 229.943 | bal_1P_1/0AA | 8103301 | no | no |  |  | no |  |  | 0 | 0 | 0 | 0
oh_line_8103301_200874709 |  | AD | node_8103301_200874708 | node_8103301_200874709 | 235.969 | bal_1P_1/0AA | 8103301 | no | no |  |  | no |  |  | 0 | 0 | 0 | 0
oh_line_8103301_200874721 |  | AD | node_8103301_200874735 | node_intto1_8103301_200874721 | 405.826 | bal_1P_1/0AA | 8103301 | no | no |  |  | no |  |  | 0 | 0 | 0 | 0
oh_line_8103301_200874722 |  | AD | node_8103301_200874721 | node_8103301_200874722 | 304.575 | bal_1P_1/0AA | 8103301 | no | no |  |  | no |  |  | 0 | 0 | 0 | 0
oh_line_8103301_200874723 |  | AD | node_8103301_200874722 | node_8103301_200874723 | 309.563 | bal_1P_1/0AA | 8103301 | no | no |  |  | no |  |  | 0 | 0 | 0 | 0
oh_line_8103301_200874724 |  | AD | node_8103301_200874723 | node_8103301_200874724 | 307.568 | bal_1P_1/0AA | 8103301 | no | no |  |  | no |  |  | 0 | 0 | 0 | 0
oh_line_8103301_200874725 |  | AD | node_8103301_200874724 | node_8103301_200874725 | 109.788 | bal_1P_1/0AA | 8103301 | no | no |  |  | no |  |  | 0 | 0 | 0 | 0
oh_line_8103301_200874726 |  | AD | node_8103301_200873647 | node_8103301_200874726 | 330.781 | bal_1P_1/0AA | 8103301 | no | no |  |  | no |  |  | 0 | 0 | 0 | 0
oh_line_8103301_200874727 |  | AD | node_8103301_200874726 | node_8103301_200874727 | 263.845 | bal_1P_1/0AA | 8103301 | no | no |  |  | no |  |  | 0 | 0 | 0 | 0
oh_line_8103301_200874729 |  | AD | node_8103301_200874727 | node_intto1_8103301_200874729 | 66.077 | bal_1P_1/0AA | 8103301 | no | no |  |  | no |  |  | 0 | 0 | 0 | 0
oh_line_8103301_200874730 |  | AD | node_8103301_200874729 | node_8103301_200874730 | 312.627 | bal_1P_1/0AA | 8103301 | no | no |  |  | no |  |  | 0 | 0 | 0 | 0
oh_line_8103301_200874731 |  | AD | node_8103301_200874730 | node_8103301_200874731 | 317.088 | bal_1P_1/0AA | 8103301 | no | no |  |  | no |  |  | 0 | 0 | 0 | 0
oh_line_8103301_200874732 |  | AD | node_8103301_200874731 | node_8103301_200874732 | 316.857 | bal_1P_1/0AA | 8103301 | no | no |  |  | no |  |  | 0 | 0 | 0 | 0
oh_line_8103301_200874733 |  | AD | node_8103301_200874732 | node_8103301_200874733 | 320.218 | bal_1P_1/0AA | 8103301 | no | no |  |  | no |  |  | 0 | 0 | 0 | 0
oh_line_8103301_200874734 |  | AD | node_8103301_200874727 | node_8103301_200874734 | 211.482 | bal_1P_1/0AA | 8103301 | no | no |  |  | no |  |  | 0 | 0 | 0 | 0
oh_line_8103301_200874735 |  | AD | node_8103301_200874734 | node_8103301_200874735 | 282.395 | bal_1P_1/0AA | 8103301 | no | no |  |  | no |  |  | 0 | 0 | 0 | 0
oh_line_8103301_200874736 |  | AD | node_8103301_200874735 | node_8103301_200874736 | 231.103 | bal_1P_1/0AA | 8103301 | no | no |  |  | no |  |  | 0 | 0 | 0 | 0
oh_line_8103301_200874737 |  | AD | node_8103301_200874736 | node_8103301_200874737 | 262.092 | bal_1P_1/0AA | 8103301 | no | no |  |  | no |  |  | 0 | 0 | 0 | 0
oh_line_8103301_200874744 |  | AN | node_8103301_200874174 | node_8103301_200874744 | 211.991 | bal_1P_1/0AA_1/0AA(N) | 8103301 | no | no |  |  | no |  |  | 0 | 0 | 0 | 0
oh_line_8103301_200874745 |  | AN | node_8103301_200874744 | node_8103301_200874745 | 186.786 | bal_1P_1/0AA_1/0AA(N) | 8103301 | no | no |  |  | no |  |  | 0 | 0 | 0 | 0
oh_line_8103301_200874746 |  | AN | node_8103301_200874745 | node_8103301_200874746 | 166.314 | bal_1P_1/0AA_1/0AA(N) | 8103301 | no | no |  |  | no |  |  | 0 | 0 | 0 | 0
oh_line_8103301_200876017 |  | AD | node_8103301_200878090 | node_8103301_200876017 | 88.369 | bal_1P_4AC | 8103301 | no | no |  |  | no |  |  | 0 | 0 | 0 | 0
oh_line_8103301_200876018 |  | AD | node_8103301_200876017 | node_8103301_200876018 | 236.278 | bal_1P_4AC | 8103301 | no | no |  |  | no |  |  | 0 | 0 | 0 | 0
oh_line_8103301_200876020 |  | AD | node_8103301_200950309 | node_8103301_200876020 | 367.095 | bal_1P_2AC | 8103301 | no | no |  |  | no |  |  | 0 | 0 | 0 | 0
oh_line_8103301_200876021 |  | AD | node_8103301_200876020 | node_8103301_200876021 | 456.965 | bal_1P_2AC | 8103301 | no | no |  |  | no |  |  | 0 | 0 | 0 | 0
oh_line_8103301_200876022 |  | AD | node_8103301_200876021 | node_8103301_200876022 | 145.775 | bal_1P_2AC | 8103301 | no | no |  |  | no |  |  | 0 | 0 | 0 | 0
oh_line_8103301_200876023 |  | AD | node_8103301_200876022 | node_8103301_200876023 | 179.039 | bal_1P_2AC | 8103301 | no | no |  |  | no |  |  | 0 | 0 | 0 | 0
oh_line_8103301_200876024 |  | AD | node_8103301_200876023 | node_8103301_200876024 | 180.217 | bal_1P_2AC | 8103301 | no | no |  |  | no |  |  | 0 | 0 | 0 | 0
oh_line_8103301_200876025 |  | AD | node_8103301_200876024 | node_8103301_200876025 | 61.604 | bal_1P_1/0AC | 8103301 | no | no |  |  | no |  |  | 0 | 0 | 0 | 0
oh_line_8103301_200876026 |  | AD | node_8103301_200876025 | node_8103301_200876026 | 356.891 | bal_1P_1/0AC | 8103301 | no | no |  |  | no |  |  | 0 | 0 | 0 | 0
oh_line_8103301_200876027 |  | AD | node_8103301_200876026 | node_8103301_200876027 | 310.182 | bal_1P_1/0AA | 8103301 | no | no |  |  | no |  |  | 0 | 0 | 0 | 0
oh_line_8103301_200876028 |  | AD | node_8103301_200876027 | node_8103301_200876028 | 265.468 | bal_1P_1/0AA | 8103301 | no | no |  |  | no |  |  | 0 | 0 | 0 | 0
oh_line_8103301_200876029 |  | AD | node_8103301_200876028 | node_8103301_200876029 | 288.888 | bal_1P_1/0AA | 8103301 | no | no |  |  | no |  |  | 0 | 0 | 0 | 0
oh_line_8103301_200876030 |  | AD | node_8103301_200876029 | node_8103301_200876030 | 305.777 | bal_1P_1/0AA | 8103301 | no | no |  |  | no |  |  | 0 | 0 | 0 | 0
oh_line_8103301_200876031 |  | AD | node_8103301_200876030 | node_8103301_200876031 | 217.201 | bal_1P_1/0AA | 8103301 | no | no |  |  | no |  |  | 0 | 0 | 0 | 0
oh_line_8103301_200876032 |  | AD | node_8103301_200876018 | node_intto1_8103301_200876032 | 355.537 | bal_1P_4AC | 8103301 | no | no |  |  | no |  |  | 0 | 0 | 0 | 0
oh_line_8103301_200876033 |  | AD | node_8103301_200876032 | node_8103301_200876033 | 421.168 | bal_1P_4AC | 8103301 | no | no |  |  | no |  |  | 0 | 0 | 0 | 0
oh_line_8103301_200876034 |  | AD | node_8103301_200876033 | node_8103301_200876034 | 368.659 | bal_1P_4AC | 8103301 | no | no |  |  | no |  |  | 0 | 0 | 0 | 0
oh_line_8103301_200876035 |  | AD | node_8103301_200876034 | node_8103301_200876035 | 457.918 | bal_1P_4AC | 8103301 | no | no |  |  | no |  |  | 0 | 0 | 0 | 0
oh_line_8103301_200876036 |  | AD | node_8103301_200876035 | node_8103301_200876036 | 446.947 | bal_1P_3-104CW | 8103301 | no | no |  |  | no |  |  | 0 | 0 | 0 | 0
oh_line_8103301_200876037 |  | AD | node_8103301_200876036 | node_8103301_200876037 | 462.164 | bal_1P_3-104CW | 8103301 | no | no |  |  | no |  |  | 0 | 0 | 0 | 0
oh_line_8103301_200876038 |  | AD | node_8103301_200876035 | node_8103301_200876038 | 246.606 | bal_1P_2AC | 8103301 | no | no |  |  | no |  |  | 0 | 0 | 0 | 0
oh_line_8103301_200876039 |  | AD | node_8103301_200876038 | node_8103301_200876039 | 706.811 | bal_1P_2AC | 8103301 | no | no |  |  | no |  |  | 0 | 0 | 0 | 0
oh_line_8103301_200876041 |  | AD | node_8103301_200876039 | node_8103301_200876041 | 407.89 | bal_1P_2AC | 8103301 | no | no |  |  | no |  |  | 0 | 0 | 0 | 0
oh_line_8103301_200876045 |  | AD | node_8103301_200878061 | node_8103301_200876045 | 349.323 | bal_1P_4AC | 8103301 | no | no |  |  | no |  |  | 0 | 0 | 0 | 0
oh_line_8103301_200876046 |  | AD | node_8103301_200876063 | node_8103301_200876046 | 276.126 | bal_1P_4AC | 8103301 | no | no |  |  | no |  |  | 0 | 0 | 0 | 0
oh_line_8103301_200876047 |  | AD | node_8103301_200876046 | node_8103301_200876047 | 269.591 | bal_1P_4AC | 8103301 | no | no |  |  | no |  |  | 0 | 0 | 0 | 0
oh_line_8103301_200876048 |  | AD | node_8103301_200876047 | node_8103301_200876048 | 184.067 | bal_1P_4AC | 8103301 | no | no |  |  | no |  |  | 0 | 0 | 0 | 0
oh_line_8103301_200876049 |  | AD | node_8103301_200876048 | node_8103301_200876049 | 239.906 | bal_1P_4AC | 8103301 | no | no |  |  | no |  |  | 0 | 0 | 0 | 0
oh_line_8103301_200876050 |  | AD | node_8103301_200876045 | node_intto1_8103301_200876050 | 290.516 | bal_1P_4AC | 8103301 | no | no |  |  | no |  |  | 0 | 0 | 0 | 0
oh_line_8103301_200876051 |  | AD | node_8103301_200876050 | node_8103301_200876051 | 323.193 | bal_1P_4AC | 8103301 | no | no |  |  | no |  |  | 0 | 0 | 0 | 0
oh_line_8103301_200876052 |  | AD | node_8103301_200876051 | node_8103301_200876052 | 367.459 | bal_1P_4AC | 8103301 | no | no |  |  | no |  |  | 0 | 0 | 0 | 0
oh_line_8103301_200876053 |  | AD | node_8103301_200876052 | node_8103301_200876053 | 322.301 | bal_1P_1/0AC | 8103301 | no | no |  |  | no |  |  | 0 | 0 | 0 | 0
oh_line_8103301_200876054 |  | AD | node_8103301_200876053 | node_8103301_200876054 | 144.06 | bal_1P_1/0AC | 8103301 | no | no |  |  | no |  |  | 0 | 0 | 0 | 0
oh_line_8103301_200876055 |  | AD | node_8103301_200876054 | node_8103301_200876055 | 241.437 | bal_1P_1/0AA | 8103301 | no | no |  |  | no |  |  | 0 | 0 | 0 | 0
oh_line_8103301_200876056 |  | AD | node_8103301_200876055 | node_8103301_200876056 | 297.343 | bal_1P_1/0AA | 8103301 | no | no |  |  | no |  |  | 0 | 0 | 0 | 0
oh_line_8103301_200876057 |  | AD | node_8103301_200876054 | node_8103301_200876057 | 190.631 | bal_1P_1/0AC | 8103301 | no | no |  |  | no |  |  | 0 | 0 | 0 | 0
oh_line_8103301_200876058 |  | AD | node_8103301_200876057 | node_8103301_200876058 | 254.876 | bal_1P_1/0AC | 8103301 | no | no |  |  | no |  |  | 0 | 0 | 0 | 0
oh_line_8103301_200876060 |  | AD | node_8103301_200876058 | node_8103301_200876060 | 326.879 | bal_1P_1/0AC | 8103301 | no | no |  |  | no |  |  | 0 | 0 | 0 | 0
oh_line_8103301_200876061 |  | AD | node_8103301_200876060 | node_8103301_200876061 | 281.438 | bal_1P_1/0AC | 8103301 | no | no |  |  | no |  |  | 0 | 0 | 0 | 0
oh_line_8103301_200876063 |  | AD | node_8103301_200876061 | node_8103301_200876063 | 387.354 | bal_1P_4AC | 8103301 | no | no |  |  | no |  |  | 0 | 0 | 0 | 0
oh_line_8103301_200876148 |  | ABCN | node_8103301_200878237 | node_intto1_8103301_200876148 | 92.686 | bal_3P_336AL_4/0AA(N) | 8103301 | no | no |  |  | no |  |  | 0 | 0 | 0 | 0
oh_line_8103301_200876149 |  | ABCN | node_8103301_200876148 | node_8103301_200876149 | 136.695 | bal_3P_336AL_4/0AA(N) | 8103301 | no | no |  |  | no |  |  | 0 | 0 | 0 | 0
oh_line_8103301_200876150 |  | ABCN | node_8103301_200876149 | node_8103301_200876150 | 127.644 | bal_3P_336AL_4/0AA(N) | 8103301 | no | no |  |  | no |  |  | 0 | 0 | 0 | 0
oh_line_8103301_200876151 |  | ABCN | node_8103301_200876150 | node_8103301_200876151 | 233.948 | bal_3P_336AL_4/0AA(N) | 8103301 | no | no |  |  | no |  |  | 0 | 0 | 0 | 0
oh_line_8103301_200876152 |  | ABCN | node_8103301_200876151 | node_8103301_200876152 | 215.742 | bal_3P_336AL_4/0AA(N) | 8103301 | no | no |  |  | no |  |  | 0 | 0 | 0 | 0
oh_line_8103301_200876153 |  | ABCN | node_8103301_200876152 | node_8103301_200876153 | 210.033 | bal_3P_336AL_4/0AA(N) | 8103301 | no | no |  |  | no |  |  | 0 | 0 | 0 | 0
oh_line_8103301_200876154 |  | ABCN | node_8103301_200876153 | node_8103301_200876154 | 230.631 | bal_3P_336AL_4/0AA(N) | 8103301 | no | no |  |  | no |  |  | 0 | 0 | 0 | 0
oh_line_8103301_200876155 |  | ABCN | node_8103301_200876154 | node_8103301_200876155 | 217.005 | bal_3P_336AL_4/0AA(N) | 8103301 | no | no |  |  | no |  |  | 0 | 0 | 0 | 0
oh_line_8103301_200876157 |  | ABCN | node_8103301_200876155 | node_8103301_200876157 | 216.88 | bal_3P_336AL_4/0AA(N) | 8103301 | no | no |  |  | no |  |  | 0 | 0 | 0 | 0
oh_line_8103301_200876158 |  | ABCN | node_8103301_200876157 | node_8103301_200876158 | 208.164 | bal_3P_336AL_4/0AA(N) | 8103301 | no | no |  |  | no |  |  | 0 | 0 | 0 | 0
oh_line_8103301_200876159 |  | ABCN | node_8103301_200876158 | node_8103301_200876159 | 220.666 | bal_3P_336AL_4/0AA(N) | 8103301 | no | no |  |  | no |  |  | 0 | 0 | 0 | 0
oh_line_8103301_200876162 |  | ABCN | node_8103301_200952812 | node_8103301_200876162 | 137.659 | bal_3P_336AL_4/0AA(N) | 8103301 | no | no |  |  | no |  |  | 0 | 0 | 0 | 0
oh_line_8103301_200876163 |  | AN | node_8103301_200876162 | node_intto1_8103301_200876163 | 205.019 | bal_1P_2AC_2AC(N) | 8103301 | no | no |  |  | no |  |  | 0 | 0 | 0 | 0
oh_line_8103301_200876164 |  | ABCN | node_8103301_200876162 | node_8103301_200876164 | 231.404 | bal_3P_336AL_4/0AA(N) | 8103301 | no | no |  |  | no |  |  | 0 | 0 | 0 | 0
oh_line_8103301_200876165 |  | ABCN | node_8103301_200876164 | node_8103301_200876165 | 227.51 | bal_3P_336AL_4/0AA(N) | 8103301 | no | no |  |  | no |  |  | 0 | 0 | 0 | 0
oh_line_8103301_200876166 |  | ABCN | node_8103301_200876165 | node_8103301_200876166 | 269.438 | bal_3P_336AL_4/0AA(N) | 8103301 | no | no |  |  | no |  |  | 0 | 0 | 0 | 0
oh_line_8103301_200876167 |  | AN | node_8103301_200876166 | node_intto1_8103301_200876167 | 164.9 | bal_1P_2AC_2AC(N) | 8103301 | no | no |  |  | no |  |  | 0 | 0 | 0 | 0
oh_line_8103301_200876168 |  | ABCN | node_8103301_200876166 | node_8103301_200876168 | 315.663 | bal_3P_336AL_4/0AA(N) | 8103301 | no | no |  |  | no |  |  | 0 | 0 | 0 | 0
oh_line_8103301_200876169 |  | ABCN | node_8103301_200876168 | node_8103301_200876169 | 157.323 | bal_3P_336AL_4/0AA(N) | 8103301 | no | no |  |  | no |  |  | 0 | 0 | 0 | 0
oh_line_8103301_200876170 |  | ABCN | node_8103301_200876169 | node_8103301_200876170 | 194.341 | bal_3P_336AL_4/0AA(N) | 8103301 | no | no |  |  | no |  |  | 0 | 0 | 0 | 0
oh_line_8103301_200876171 |  | ABCN | node_8103301_200876170 | node_8103301_200876171 | 190.363 | bal_3P_336AL_4/0AA(N) | 8103301 | no | no |  |  | no |  |  | 0 | 0 | 0 | 0
oh_line_8103301_200876173 |  | ABCN | node_8103301_200876171 | node_8103301_200876173 | 311.774 | bal_3P_336AL_4/0AA(N) | 8103301 | no | no |  |  | no |  |  | 0 | 0 | 0 | 0
oh_line_8103301_200876174 |  | ABCN | node_8103301_200876173 | node_8103301_200876174 | 280.297 | bal_3P_336AL_4/0AA(N) | 8103301 | no | no |  |  | no |  |  | 0 | 0 | 0 | 0
oh_line_8103301_200876175 |  | ABCN | node_8103301_200876174 | node_8103301_200876175 | 318.996 | bal_3P_336AL_4/0AA(N) | 8103301 | no | no |  |  | no |  |  | 0 | 0 | 0 | 0
oh_line_8103301_200876177 |  | ABCN | node_8103301_200876175 | node_8103301_200876177 | 326.623 | bal_3P_336AL_4/0AA(N) | 8103301 | no | no |  |  | no |  |  | 0 | 0 | 0 | 0
oh_line_8103301_200876179 |  | AN | node_8103301_200876177 | node_8103301_200876179 | 37.268 | bal_1P_1/0AA_1/0AA(N) | 8103301 | no | no |  |  | no |  |  | 0 | 0 | 0 | 0
oh_line_8103301_200876180 |  | AN | node_8103301_200876179 | node_intto1_8103301_200876180 | 262.853 | bal_1P_1/0AA_1/0AA(N) | 8103301 | no | no |  |  | no |  |  | 0 | 0 | 0 | 0
oh_line_8103301_200876181 |  | AN | node_8103301_200876180 | node_8103301_200876181 | 242.455 | bal_1P_1/0AA_1/0AA(N) | 8103301 | no | no |  |  | no |  |  | 0 | 0 | 0 | 0
oh_line_8103301_200876182 |  | AN | node_8103301_200876181 | node_8103301_200876182 | 186.165 | bal_1P_1/0AA_1/0AA(N) | 8103301 | no | no |  |  | no |  |  | 0 | 0 | 0 | 0
oh_line_8103301_200876183 |  | ABCN | node_8103301_200876177 | node_8103301_200876183 | 336.709 | bal_3P_336AL_4/0AA(N) | 8103301 | no | no |  |  | no |  |  | 0 | 0 | 0 | 0
oh_line_8103301_200876185 |  | ABCN | node_8103301_200876183 | node_8103301_200876185 | 142.649 | bal_3P_336AL_4/0AA(N) | 8103301 | no | no |  |  | no |  |  | 0 | 0 | 0 | 0
oh_line_8103301_200876186 |  | ABCN | node_8103301_200876185 | node_8103301_200876186 | 151.438 | bal_3P_336AL_4/0AA(N) | 8103301 | no | no |  |  | no |  |  | 0 | 0 | 0 | 0
oh_line_8103301_200876187 |  | ABCN | node_8103301_200876186 | node_8103301_200876187 | 90.276 | bal_3P_336AL_4/0AA(N) | 8103301 | no | no |  |  | no |  |  | 0 | 0 | 0 | 0
oh_line_8103301_200876188 |  | AN | node_8103301_200876187 | node_intto1_8103301_200876188 | 223.007 | bal_1P_2AC_2AC(N) | 8103301 | no | no |  |  | no |  |  | 0 | 0 | 0 | 0
oh_line_8103301_200876189 |  | AN | node_8103301_200876188 | node_8103301_200876189 | 338.644 | bal_1P_2AC_2AC(N) | 8103301 | no | no |  |  | no |  |  | 0 | 0 | 0 | 0
oh_line_8103301_200876190 |  | AN | node_8103301_200876189 | node_8103301_200876190 | 351.361 | bal_1P_2AC_2AC(N) | 8103301 | no | no |  |  | no |  |  | 0 | 0 | 0 | 0
oh_line_8103301_200876191 |  | ABCN | node_8103301_200876187 | node_8103301_200876191 | 259.463 | bal_3P_336AL_4/0AA(N) | 8103301 | no | no |  |  | no |  |  | 0 | 0 | 0 | 0
oh_line_8103301_200876192 |  | ABCN | node_8103301_200876191 | node_intto1_8103301_200876192 | 251.687 | bal_3P_336AL_4/0AA(N) | 8103301 | no | no |  |  | no |  |  | 0 | 0 | 0 | 0
oh_line_8103301_200876193 |  | ABCN | node_8103301_200876192 | node_8103301_200876193 | 249.796 | bal_3P_336AL_4/0AA(N) | 8103301 | no | no |  |  | no |  |  | 0 | 0 | 0 | 0
oh_line_8103301_200876194 |  | ABCN | node_8103301_200876193 | node_8103301_200876194 | 242.962 | bal_3P_336AL_4/0AA(N) | 8103301 | no | no |  |  | no |  |  | 0 | 0 | 0 | 0
oh_line_8103301_200876195 |  | ABCN | node_8103301_200876194 | node_8103301_200876195 | 260.535 | bal_3P_336AL_4/0AA(N) | 8103301 | no | no |  |  | no |  |  | 0 | 0 | 0 | 0
oh_line_8103301_200876196 |  | ABCN | node_8103301_200876195 | node_8103301_200876196 | 249.038 | bal_3P_336AL_4/0AA(N) | 8103301 | no | no |  |  | no |  |  | 0 | 0 | 0 | 0
oh_line_8103301_200876197 |  | ABCN | node_8103301_200876196 | node_8103301_200876197 | 248.153 | bal_3P_336AL_4/0AA(N) | 8103301 | no | no |  |  | no |  |  | 0 | 0 | 0 | 0
oh_line_8103301_200876198 |  | ABCN | node_8103301_200876197 | node_8103301_200876198 | 225.333 | bal_3P_336AL_4/0AA(N) | 8103301 | no | no |  |  | no |  |  | 0 | 0 | 0 | 0
oh_line_8103301_200876199 |  | ABCN | node_8103301_200876198 | node_8103301_200876199 | 270.698 | bal_3P_336AL_4/0AA(N) | 8103301 | no | no |  |  | no |  |  | 0 | 0 | 0 | 0
oh_line_8103301_200876200 |  | ABCN | node_8103301_200876199 | node_8103301_200876200 | 284.602 | bal_3P_336AL_4/0AA(N) | 8103301 | no | no |  |  | no |  |  | 0 | 0 | 0 | 0
oh_line_8103301_200876201 |  | ABCN | node_8103301_200876200 | node_8103301_200876201 | 241.952 | bal_3P_336AL_4/0AA(N) | 8103301 | no | no |  |  | no |  |  | 0 | 0 | 0 | 0
oh_line_8103301_200876202 |  | ABCN | node_8103301_200876201 | node_8103301_200876202 | 197.165 | bal_3P_336AL_4/0AA(N) | 8103301 | no | no |  |  | no |  |  | 0 | 0 | 0 | 0
oh_line_8103301_200876203 |  | ABCN | node_8103301_200876202 | node_8103301_200876203 | 205.542 | bal_3P_336AL_4/0AA(N) | 8103301 | no | no |  |  | no |  |  | 0 | 0 | 0 | 0
oh_line_8103301_200876204 |  | ABCN | node_8103301_200876203 | node_8103301_200876204 | 197.902 | bal_3P_336AL_4/0AA(N) | 8103301 | no | no |  |  | no |  |  | 0 | 0 | 0 | 0
oh_line_8103301_200876205 |  | AN | node_8103301_200876204 | node_8103301_200876205 | 116.711 | bal_1P_2AC_2AC(N) | 8103301 | no | no |  |  | no |  |  | 0 | 0 | 0 | 0
oh_line_8103301_200876206 |  | AN | node_8103301_200876205 | node_8103301_200876206 | 154.841 | bal_1P_2AC_2AC(N) | 8103301 | no | no |  |  | no |  |  | 0 | 0 | 0 | 0
oh_line_8103301_200876207 |  | ABCN | node_8103301_200876204 | node_8103301_200876207 | 207.047 | bal_3P_336AL_4/0AA(N) | 8103301 | no | no |  |  | no |  |  | 0 | 0 | 0 | 0
oh_line_8103301_200876208 |  | ABCN | node_8103301_200876207 | node_8103301_200876208 | 200.337 | bal_3P_336AL_4/0AA(N) | 8103301 | no | no |  |  | no |  |  | 0 | 0 | 0 | 0
oh_line_8103301_200876209 |  | ABCN | node_8103301_200876208 | node_8103301_200876209 | 197.863 | bal_3P_336AL_4/0AA(N) | 8103301 | no | no |  |  | no |  |  | 0 | 0 | 0 | 0
oh_line_8103301_200876210 |  | ABCN | node_8103301_200876209 | node_8103301_200876210 | 197.617 | bal_3P_336AL_4/0AA(N) | 8103301 | no | no |  |  | no |  |  | 0 | 0 | 0 | 0
oh_line_8103301_200876212 |  | ABCN | node_8103301_200876210 | node_8103301_200876212 | 260.753 | bal_3P_336AL_4/0AA(N) | 8103301 | no | no |  |  | no |  |  | 0 | 0 | 0 | 0
oh_line_8103301_200876213 |  | AN | node_8103301_200876212 | node_8103301_200876213 | 196.887 | bal_1P_2AC_2AC(N) | 8103301 | no | no |  |  | no |  |  | 0 | 0 | 0 | 0
oh_line_8103301_200876214 |  | AN | node_8103301_200876213 | node_8103301_200876214 | 151.862 | bal_1P_2AC_2AC(N) | 8103301 | no | no |  |  | no |  |  | 0 | 0 | 0 | 0
oh_line_8103301_200876215 |  | ABCN | node_8103301_200876212 | node_8103301_200876215 | 287.375 | bal_3P_336AL_4/0AA(N) | 8103301 | no | no |  |  | no |  |  | 0 | 0 | 0 | 0
oh_line_8103301_200876216 |  | AN | node_8103301_200876215 | node_8103301_200876216 | 142.308 | bal_1P_2AC_2AC(N) | 8103301 | no | no |  |  | no |  |  | 0 | 0 | 0 | 0
oh_line_8103301_200876217 |  | ABCN | node_8103301_200876215 | node_8103301_200876217 | 296.931 | bal_3P_336AL_4/0AA(N) | 8103301 | no | no |  |  | no |  |  | 0 | 0 | 0 | 0
oh_line_8103301_200876219 |  | ABCN | node_8103301_200876217 | node_8103301_200876219 | 210.485 | bal_3P_336AL_4/0AA(N) | 8103301 | no | no |  |  | no |  |  | 0 | 0 | 0 | 0
oh_line_8103301_200876221 |  | ABCN | node_8103301_200876219 | node_8103301_200876221 | 217.174 | bal_3P_336AL_4/0AA(N) | 8103301 | no | no |  |  | no |  |  | 0 | 0 | 0 | 0
oh_line_8103301_200876222 |  | ABCN | node_8103301_200876221 | node_8103301_200876222 | 234.173 | bal_3P_336AL_4/0AA(N) | 8103301 | no | no |  |  | no |  |  | 0 | 0 | 0 | 0
oh_line_8103301_200876223 |  | ABCN | node_8103301_200876222 | node_8103301_200876223 | 210.251 | bal_3P_336AL_4/0AA(N) | 8103301 | no | no |  |  | no |  |  | 0 | 0 | 0 | 0
oh_line_8103301_200876224 |  | ABCN | node_8103301_200876223 | node_8103301_200876224 | 204.167 | bal_3P_336AL_4/0AA(N) | 8103301 | no | no |  |  | no |  |  | 0 | 0 | 0 | 0
oh_line_8103301_200876225 |  | ABCN | node_8103301_200876224 | node_intto1_8103301_200876225 | 263.433 | bal_3P_336AL_4/0AA(N) | 8103301 | no | no |  |  | no |  |  | 0 | 0 | 0 | 0
oh_line_8103301_200876226 |  | ABCN | node_8103301_200876225 | node_8103301_200876226 | 274.434 | bal_3P_336AL_4/0AA(N) | 8103301 | no | no |  |  | no |  |  | 0 | 0 | 0 | 0
oh_line_8103301_200876227 |  | ABCN | node_8103301_200876226 | node_8103301_200876227 | 270.782 | bal_3P_336AL_4/0AA(N) | 8103301 | no | no |  |  | no |  |  | 0 | 0 | 0 | 0
oh_line_8103301_200876228 |  | ABCN | node_8103301_200876227 | node_8103301_200876228 | 258.626 | bal_3P_336AL_4/0AA(N) | 8103301 | no | no |  |  | no |  |  | 0 | 0 | 0 | 0
oh_line_8103301_200876229 |  | ABCN | node_8103301_200876228 | node_8103301_200876229 | 242.637 | bal_3P_336AL_4/0AA(N) | 8103301 | no | no |  |  | no |  |  | 0 | 0 | 0 | 0
oh_line_8103301_200876230 |  | ABCN | node_8103301_200876229 | node_8103301_200876230 | 284.428 | bal_3P_336AL_4/0AA(N) | 8103301 | no | no |  |  | no |  |  | 0 | 0 | 0 | 0
oh_line_8103301_200876231 |  | ABCN | node_8103301_200876230 | node_8103301_200876231 | 280.51 | bal_3P_336AL_4/0AA(N) | 8103301 | no | no |  |  | no |  |  | 0 | 0 | 0 | 0
oh_line_8103301_200876232 |  | ABCN | node_8103301_200876231 | node_8103301_200876232 | 235.174 | bal_3P_336AL_4/0AA(N) | 8103301 | no | no |  |  | no |  |  | 0 | 0 | 0 | 0
oh_line_8103301_200876233 |  | ABCN | node_8103301_200876232 | node_8103301_200876233 | 246.382 | bal_3P_336AL_4/0AA(N) | 8103301 | no | no |  |  | no |  |  | 0 | 0 | 0 | 0
oh_line_8103301_200876235 |  | ABCN | node_8103301_200876233 | node_8103301_200876235 | 99.995 | bal_3P_336AL_1/0AC(N) | 8103301 | no | no |  |  | no |  |  | 0 | 0 | 0 | 0
oh_line_8103301_200876237 |  | ABCN | node_8103301_200876235 | node_8103301_200876237 | 172.702 | bal_3P_336AL_4/0AA(N) | 8103301 | no | no |  |  | no |  |  | 0 | 0 | 0 | 0
oh_line_8103301_200876238 |  | ABCN | node_8103301_200876237 | node_8103301_200876238 | 163.953 | bal_3P_336AL_4/0AA(N) | 8103301 | no | no |  |  | no |  |  | 0 | 0 | 0 | 0
oh_line_8103301_200876239 |  | ABCN | node_8103301_200876238 | node_8103301_200876239 | 203.36 | bal_3P_336AL_4/0AA(N) | 8103301 | no | no |  |  | no |  |  | 0 | 0 | 0 | 0
oh_line_8103301_200876242 |  | ABCN | node_8103301_200876239 | node_8103301_200876242 | 257.225 | bal_3P_336AL_4/0AA(N) | 8103301 | no | no |  |  | no |  |  | 0 | 0 | 0 | 0
oh_line_8103301_200876243 |  | ABCN | node_8103301_200876242 | node_8103301_200876243 | 239.033 | bal_3P_336AL_4/0AA(N) | 8103301 | no | no |  |  | no |  |  | 0 | 0 | 0 | 0
oh_line_8103301_200876244 |  | ABCN | node_8103301_200876243 | node_8103301_200876244 | 218.377 | bal_3P_336AL_4/0AA(N) | 8103301 | no | no |  |  | no |  |  | 0 | 0 | 0 | 0
oh_line_8103301_200876245 |  | ABCN | node_8103301_200876244 | node_8103301_200876245 | 253.761 | bal_3P_336AL_4/0AA(N) | 8103301 | no | no |  |  | no |  |  | 0 | 0 | 0 | 0
oh_line_8103301_200876246 |  | ABCN | node_8103301_200876245 | node_intto1_8103301_200876246 | 254.318 | bal_3P_336AL_4/0AA(N) | 8103301 | no | no |  |  | no |  |  | 0 | 0 | 0 | 0
oh_line_8103301_200876247 |  | ABCN | node_8103301_200876246 | node_8103301_200876247 | 247.325 | bal_3P_336AL_4/0AA(N) | 8103301 | no | no |  |  | no |  |  | 0 | 0 | 0 | 0
oh_line_8103301_200876248 |  | ABCN | node_8103301_200876247 | node_8103301_200876248 | 262.718 | bal_3P_336AL_4/0AA(N) | 8103301 | no | no |  |  | no |  |  | 0 | 0 | 0 | 0
oh_line_8103301_200876249 |  | ABCN | node_8103301_200876248 | node_8103301_200876249 | 233.63 | bal_3P_336AL_4/0AA(N) | 8103301 | no | no |  |  | no |  |  | 0 | 0 | 0 | 0
oh_line_8103301_200876250 |  | ABCN | node_8103301_200876249 | node_8103301_200876250 | 219.9 | bal_3P_336AL_4/0AA(N) | 8103301 | no | no |  |  | no |  |  | 0 | 0 | 0 | 0
oh_line_8103301_200876253 |  | ABCN | node_8103301_200876250 | node_8103301_200876253 | 223.946 | bal_3P_336AL_4/0AA(N) | 8103301 | no | no |  |  | no |  |  | 0 | 0 | 0 | 0
oh_line_8103301_200876254 |  | ABCN | node_8103301_200876253 | node_8103301_200876254 | 255.297 | bal_3P_336AL_4/0AA(N) | 8103301 | no | no |  |  | no |  |  | 0 | 0 | 0 | 0
oh_line_8103301_200876255 |  | ABCN | node_8103301_200876254 | node_8103301_200876255 | 178.97 | bal_3P_336AL_4/0AA(N) | 8103301 | no | no |  |  | no |  |  | 0 | 0 | 0 | 0
oh_line_8103301_200876257 |  | ABCN | node_8103301_200876255 | node_8103301_200876257 | 260.891 | bal_3P_336AL_4/0AA(N) | 8103301 | no | no |  |  | no |  |  | 0 | 0 | 0 | 0
oh_line_8103301_200876258 |  | ABCN | node_8103301_200876257 | node_8103301_200876258 | 268.238 | bal_3P_336AL_4/0AA(N) | 8103301 | no | no |  |  | no |  |  | 0 | 0 | 0 | 0
oh_line_8103301_200876260 |  | ABCN | node_8103301_200876258 | node_8103301_200876260 | 250.561 | bal_3P_336AL_4/0AA(N) | 8103301 | no | no |  |  | no |  |  | 0 | 0 | 0 | 0
oh_line_8103301_200876262 |  | ABCN | node_8103301_200876260 | node_8103301_200876262 | 215.453 | bal_3P_336AL_4/0AA(N) | 8103301 | no | no |  |  | no |  |  | 0 | 0 | 0 | 0
oh_line_8103301_200876263 |  | ABCN | node_8103301_200876262 | node_8103301_200876263 | 266.652 | bal_3P_336AL_4/0AA(N) | 8103301 | no | no |  |  | no |  |  | 0 | 0 | 0 | 0
oh_line_8103301_200876351 |  | AN | node_8103301_200876222 | node_8103301_200876351 | 24.71 | bal_1P_1/0AA_1/0AA(N) | 8103301 | no | no |  |  | no |  |  | 0 | 0 | 0 | 0
oh_line_8103301_200876352-1 |  | AN | node_8103301_200876351 | node_intto1_220386135 | 117.029 | bal_1P_1/0AA_1/0AA(N) | 8103301 | no | no |  |  | no |  |  | 0 | 0 | 0 | 0
oh_line_8103301_200876352-2 |  | AN | node_220386135 | node_intto1_220465211 | 12.946 | bal_1P_1/0AA_1/0AA(N) | 8103301 | no | no |  |  | no |  |  | 0 | 0 | 0 | 0
oh_line_8103301_200876352-3 |  | AN | node_220465211 | node_8103301_200876352 | 14.412 | bal_1P_1/0AA_1/0AA(N) | 8103301 | no | no |  |  | no |  |  | 0 | 0 | 0 | 0
oh_line_8103301_200876353 |  | AD | node_8103301_200876378 | node_8103301_200876353 | 390.759 | bal_1P_2AC | 8103301 | no | no |  |  | no |  |  | 0 | 0 | 0 | 0
oh_line_8103301_200876354 |  | AD | node_8103301_200876353 | node_8103301_200876354 | 393.819 | bal_1P_2AC | 8103301 | no | no |  |  | no |  |  | 0 | 0 | 0 | 0
oh_line_8103301_200876355 |  | AD | node_8103301_200876354 | node_8103301_200876355 | 411.488 | bal_1P_2AC | 8103301 | no | no |  |  | no |  |  | 0 | 0 | 0 | 0
oh_line_8103301_200876356 |  | AD | node_8103301_200876355 | node_8103301_200876356 | 331.426 | bal_1P_2AC | 8103301 | no | no |  |  | no |  |  | 0 | 0 | 0 | 0
oh_line_8103301_200876358 |  | AD | node_8103301_200876356 | node_8103301_200876358 | 406.577 | bal_1P_2AC | 8103301 | no | no |  |  | no |  |  | 0 | 0 | 0 | 0
oh_line_8103301_200876359 |  | AD | node_8103301_200876358 | node_8103301_200876359 | 289.4 | bal_1P_2AC | 8103301 | no | no |  |  | no |  |  | 0 | 0 | 0 | 0
oh_line_8103301_200876360 |  | AD | node_8103301_200876359 | node_8103301_200876360 | 270.014 | bal_1P_2AC | 8103301 | no | no |  |  | no |  |  | 0 | 0 | 0 | 0
oh_line_8103301_200876361 |  | AD | node_8103301_200876360 | node_8103301_200876361 | 248.937 | bal_1P_2AC | 8103301 | no | no |  |  | no |  |  | 0 | 0 | 0 | 0
oh_line_8103301_200876362 |  | AD | node_8103301_200876361 | node_8103301_200876362 | 275.162 | bal_1P_1/0AA | 8103301 | no | no |  |  | no |  |  | 0 | 0 | 0 | 0
oh_line_8103301_200876363 |  | AD | node_8103301_200876362 | node_8103301_200876363 | 185.39 | bal_1P_1/0AA | 8103301 | no | no |  |  | no |  |  | 0 | 0 | 0 | 0
oh_line_8103301_200876365 |  | AD | node_8103301_200876360 | node_8103301_200876365 | 415.58 | bal_1P_2AC | 8103301 | no | no |  |  | no |  |  | 0 | 0 | 0 | 0
oh_line_8103301_200876366 |  | AD | node_8103301_200876365 | node_8103301_200876366 | 408.158 | bal_1P_2AC | 8103301 | no | no |  |  | no |  |  | 0 | 0 | 0 | 0
oh_line_8103301_200876367 |  | AD | node_8103301_200876366 | node_8103301_200876367 | 419.632 | bal_1P_2AC | 8103301 | no | no |  |  | no |  |  | 0 | 0 | 0 | 0
oh_line_8103301_200876368 |  | AD | node_8103301_200876352 | node_8103301_200876368 | 141.223 | bal_1P_1/0AC | 8103301 | no | no |  |  | no |  |  | 0 | 0 | 0 | 0
oh_line_8103301_200876369 |  | AD | node_8103301_200876367 | node_8103301_200876369 | 414.143 | bal_1P_2AC | 8103301 | no | no |  |  | no |  |  | 0 | 0 | 0 | 0
oh_line_8103301_200876370 |  | AD | node_8103301_200876368 | node_intto1_8103301_200876370 | 245.101 | bal_1P_1/0AC | 8103301 | no | no |  |  | no |  |  | 0 | 0 | 0 | 0
oh_line_8103301_200876371 |  | AD | node_8103301_200876370 | node_8103301_200876371 | 251.939 | bal_1P_1/0AC | 8103301 | no | no |  |  | no |  |  | 0 | 0 | 0 | 0
oh_line_8103301_200876372 |  | AD | node_8103301_200876371 | node_8103301_200876372 | 247.947 | bal_1P_2AC | 8103301 | no | no |  |  | no |  |  | 0 | 0 | 0 | 0
oh_line_8103301_200876373 |  | AD | node_8103301_200876372 | node_8103301_200876373 | 298.382 | bal_1P_2AC | 8103301 | no | no |  |  | no |  |  | 0 | 0 | 0 | 0
oh_line_8103301_200876374 |  | AD | node_8103301_200876373 | node_8103301_200876374 | 287.703 | bal_1P_8DCW | 8103301 | no | no |  |  | no |  |  | 0 | 0 | 0 | 0
oh_line_8103301_200876375 |  | AD | node_8103301_200876373 | node_8103301_200876375 | 354.263 | bal_1P_2AC | 8103301 | no | no |  |  | no |  |  | 0 | 0 | 0 | 0
oh_line_8103301_200876376 |  | AD | node_8103301_200876375 | node_8103301_200876376 | 270.075 | bal_1P_2AC | 8103301 | no | no |  |  | no |  |  | 0 | 0 | 0 | 0
oh_line_8103301_200876377 |  | AD | node_8103301_200876376 | node_8103301_200876377 | 288.087 | bal_1P_2AC | 8103301 | no | no |  |  | no |  |  | 0 | 0 | 0 | 0
oh_line_8103301_200876378 |  | AD | node_8103301_200876376 | node_8103301_200876378 | 435.521 | bal_1P_2AC | 8103301 | no | no |  |  | no |  |  | 0 | 0 | 0 | 0
oh_line_8103301_200876381 |  | AD | node_8103301_201066169 | node_8103301_200876381 | 185.716 | bal_1P_1/0AA | 8103301 | no | no |  |  | no |  |  | 0 | 0 | 0 | 0
oh_line_8103301_200876383 |  | AD | node_8103301_201052727 | node_8103301_200876383 | 276.299 | bal_1P_1/0AA | 8103301 | no | no |  |  | no |  |  | 0 | 0 | 0 | 0
oh_line_8103301_200876384 |  | AD | node_8103301_200876383 | node_8103301_200876384 | 249.536 | bal_1P_1/0AA | 8103301 | no | no |  |  | no |  |  | 0 | 0 | 0 | 0
oh_line_8103301_200876385 |  | AD | node_8103301_200876384 | node_8103301_200876385 | 364.689 | bal_1P_1/0AA | 8103301 | no | no |  |  | no |  |  | 0 | 0 | 0 | 0
oh_line_8103301_200876386 |  | AD | node_8103301_200876384 | node_8103301_200876386 | 152.643 | bal_1P_1/0AA | 8103301 | no | no |  |  | no |  |  | 0 | 0 | 0 | 0
oh_line_8103301_200876387 |  | AD | node_8103301_200876386 | node_8103301_200876387 | 375.29 | bal_1P_1/0AA | 8103301 | no | no |  |  | no |  |  | 0 | 0 | 0 | 0
oh_line_8103301_200876389 |  | AD | node_8103301_200968234 | node_8103301_200876389 | 319.324 | bal_1P_1/0AA | 8103301 | no | no |  |  | no |  |  | 0 | 0 | 0 | 0
oh_line_8103301_200876391 |  | AD | node_8103301_200876389 | node_8103301_200876391 | 363.3 | bal_1P_2AC | 8103301 | no | no |  |  | no |  |  | 0 | 0 | 0 | 0
oh_line_8103301_200876392 |  | AD | node_8103301_200876391 | node_8103301_200876392 | 325.509 | bal_1P_2AC | 8103301 | no | no |  |  | no |  |  | 0 | 0 | 0 | 0
oh_line_8103301_200876393 |  | AD | node_8103301_200876392 | node_8103301_200876393 | 395.514 | bal_1P_2AC | 8103301 | no | no |  |  | no |  |  | 0 | 0 | 0 | 0
oh_line_8103301_200876394 |  | AD | node_8103301_200876393 | node_8103301_200876394 | 319.177 | bal_1P_2AC | 8103301 | no | no |  |  | no |  |  | 0 | 0 | 0 | 0
oh_line_8103301_200876395 |  | AD | node_8103301_200876394 | node_intto1_8103301_200876395 | 364.434 | bal_1P_1/0AC | 8103301 | no | no |  |  | no |  |  | 0 | 0 | 0 | 0
oh_line_8103301_200876396 |  | AD | node_8103301_200876395 | node_8103301_200876396 | 151.267 | bal_1P_1/0AC | 8103301 | no | no |  |  | no |  |  | 0 | 0 | 0 | 0
oh_line_8103301_200876397 |  | AD | node_8103301_200876395 | node_8103301_200876397 | 218.597 | bal_1P_1/0AC | 8103301 | no | no |  |  | no |  |  | 0 | 0 | 0 | 0
oh_line_8103301_200876398 |  | AD | node_8103301_200876397 | node_8103301_200876398 | 255.481 | bal_1P_1/0AC | 8103301 | no | no |  |  | no |  |  | 0 | 0 | 0 | 0
oh_line_8103301_200876399 |  | AD | node_8103301_200876394 | node_intto1_8103301_200876399 | 308.221 | bal_1P_2AC | 8103301 | no | no |  |  | no |  |  | 0 | 0 | 0 | 0
oh_line_8103301_200876400 |  | AD | node_8103301_200876381 | node_8103301_200876400 | 375.12 | bal_1P_1/0AA | 8103301 | no | no |  |  | no |  |  | 0 | 0 | 0 | 0
oh_line_8103301_200876401 |  | AD | node_8103301_200876399 | node_8103301_200876401 | 115.001 | bal_1P_2AC | 8103301 | no | no |  |  | no |  |  | 0 | 0 | 0 | 0
oh_line_8103301_200876402 |  | AD | node_8103301_200876401 | node_8103301_200876402 | 229.773 | bal_1P_2AC | 8103301 | no | no |  |  | no |  |  | 0 | 0 | 0 | 0
oh_line_8103301_200876404 |  | AD | node_8103301_200876402 | node_8103301_200876404 | 399.803 | bal_1P_2AC | 8103301 | no | no |  |  | no |  |  | 0 | 0 | 0 | 0
oh_line_8103301_200876406 |  | AD | node_8103301_200876404 | node_8103301_200876406 | 427.227 | bal_1P_2AC | 8103301 | no | no |  |  | no |  |  | 0 | 0 | 0 | 0
oh_line_8103301_200876407 |  | AD | node_8103301_200876406 | node_8103301_200876407 | 306.369 | bal_1P_2AC | 8103301 | no | no |  |  | no |  |  | 0 | 0 | 0 | 0
oh_line_8103301_200876409 |  | AD | node_8103301_200876400 | node_intto1_8103301_200876409 | 350.098 | bal_1P_1/0AA | 8103301 | no | no |  |  | no |  |  | 0 | 0 | 0 | 0
oh_line_8103301_200876410 |  | AD | node_8103301_200876409 | node_8103301_200876410 | 214.482 | bal_1P_1/0AA | 8103301 | no | no |  |  | no |  |  | 0 | 0 | 0 | 0
oh_line_8103301_200876411 |  | AD | node_8103301_200876410 | node_8103301_200876411 | 378.979 | bal_1P_1/0AA | 8103301 | no | no |  |  | no |  |  | 0 | 0 | 0 | 0
oh_line_8103301_200876412 |  | AD | node_8103301_200876411 | node_8103301_200876412 | 370.846 | bal_1P_1/0AA | 8103301 | no | no |  |  | no |  |  | 0 | 0 | 0 | 0
oh_line_8103301_200876414 |  | AD | node_8103301_201052726 | node_8103301_200876414 | 358.823 | bal_1P_1/0AA | 8103301 | no | no |  |  | no |  |  | 0 | 0 | 0 | 0
oh_line_8103301_200876415 |  | AD | node_8103301_200876414 | node_8103301_200876415 | 361.963 | bal_1P_1/0AA | 8103301 | no | no |  |  | no |  |  | 0 | 0 | 0 | 0
oh_line_8103301_200876421 |  | AD | node_8103301_200874035 | node_8103301_200876421 | 182.791 | bal_1P_1/0AC | 8103301 | no | no |  |  | no |  |  | 0 | 0 | 0 | 0
oh_line_8103301_200876422 |  | AD | node_8103301_200876421 | node_8103301_200876422 | 217.037 | bal_1P_1/0AC | 8103301 | no | no |  |  | no |  |  | 0 | 0 | 0 | 0
oh_line_8103301_200876423 |  | AD | node_8103301_200876422 | node_8103301_200876423 | 222.762 | bal_1P_1/0AC | 8103301 | no | no |  |  | no |  |  | 0 | 0 | 0 | 0
oh_line_8103301_200876424 |  | AD | node_8103301_200876423 | node_8103301_200876424 | 234.585 | bal_1P_2AC | 8103301 | no | no |  |  | no |  |  | 0 | 0 | 0 | 0
oh_line_8103301_200876425 |  | AD | node_8103301_200876424 | node_8103301_200876425 | 221.509 | bal_1P_2AC | 8103301 | no | no |  |  | no |  |  | 0 | 0 | 0 | 0
oh_line_8103301_200876477 |  | AD | node_8103301_200878061 | node_8103301_200876477 | 288.056 | bal_1P_4AC | 8103301 | no | no |  |  | no |  |  | 0 | 0 | 0 | 0
oh_line_8103301_200876478 |  | AD | node_8103301_200876498 | node_8103301_200876478 | 295.341 | bal_1P_2AC | 8103301 | no | no |  |  | no |  |  | 0 | 0 | 0 | 0
oh_line_8103301_200876479 |  | AD | node_8103301_200876478 | node_8103301_200876479 | 194.429 | bal_1P_2AC | 8103301 | no | no |  |  | no |  |  | 0 | 0 | 0 | 0
oh_line_8103301_200876480 |  | AD | node_8103301_200876479 | node_8103301_200876480 | 185.329 | bal_1P_2AC | 8103301 | no | no |  |  | no |  |  | 0 | 0 | 0 | 0
oh_line_8103301_200876482 |  | AD | node_8103301_200876480 | node_8103301_200876482 | 148.405 | bal_1P_2AC | 8103301 | no | no |  |  | no |  |  | 0 | 0 | 0 | 0
oh_line_8103301_200876483 |  | AD | node_8103301_200876482 | node_8103301_200876483 | 370.146 | bal_1P_2AC | 8103301 | no | no |  |  | no |  |  | 0 | 0 | 0 | 0
oh_line_8103301_200876484 |  | AD | node_8103301_200876483 | node_8103301_200876484 | 355.665 | bal_1P_2AC | 8103301 | no | no |  |  | no |  |  | 0 | 0 | 0 | 0
oh_line_8103301_200876485 |  | AD | node_8103301_200876484 | node_8103301_200876485 | 401.798 | bal_1P_2AC | 8103301 | no | no |  |  | no |  |  | 0 | 0 | 0 | 0
oh_line_8103301_200876486 |  | AD | node_8103301_200877420 | node_8103301_200876486 | 228.377 | bal_1P_1/0AA | 8103301 | no | no |  |  | no |  |  | 0 | 0 | 0 | 0
oh_line_8103301_200876487 |  | AD | node_8103301_200876486 | node_8103301_200876487 | 254.535 | bal_1P_1/0AA | 8103301 | no | no |  |  | no |  |  | 0 | 0 | 0 | 0
oh_line_8103301_200876488 |  | AD | node_8103301_200876477 | node_intto1_8103301_200876488 | 216.512 | bal_1P_4AC | 8103301 | no | no |  |  | no |  |  | 0 | 0 | 0 | 0
oh_line_8103301_200876489 |  | AD | node_8103301_200876488 | node_8103301_200876489 | 366.094 | bal_1P_4AC | 8103301 | no | no |  |  | no |  |  | 0 | 0 | 0 | 0
oh_line_8103301_200876490 |  | AD | node_8103301_200876489 | node_8103301_200876490 | 437.233 | bal_1P_4AC | 8103301 | no | no |  |  | no |  |  | 0 | 0 | 0 | 0
oh_line_8103301_200876491 |  | AD | node_8103301_200876490 | node_8103301_200876491 | 248.821 | bal_1P_4AC | 8103301 | no | no |  |  | no |  |  | 0 | 0 | 0 | 0
oh_line_8103301_200876492 |  | AD | node_8103301_200876491 | node_8103301_200876492 | 236.329 | bal_1P_4AC | 8103301 | no | no |  |  | no |  |  | 0 | 0 | 0 | 0
oh_line_8103301_200876493 |  | AD | node_8103301_200876491 | node_8103301_200876493 | 307.356 | bal_1P_4AC | 8103301 | no | no |  |  | no |  |  | 0 | 0 | 0 | 0
oh_line_8103301_200876494 |  | AD | node_8103301_200876493 | node_8103301_200876494 | 349.435 | bal_1P_2AC | 8103301 | no | no |  |  | no |  |  | 0 | 0 | 0 | 0
oh_line_8103301_200876495 |  | AD | node_8103301_200876494 | node_8103301_200876495 | 190.042 | bal_1P_2AC | 8103301 | no | no |  |  | no |  |  | 0 | 0 | 0 | 0
oh_line_8103301_200876497 |  | AD | node_8103301_200876494 | node_8103301_200876497 | 367.685 | bal_1P_2AC | 8103301 | no | no |  |  | no |  |  | 0 | 0 | 0 | 0
oh_line_8103301_200876498 |  | AD | node_8103301_200876497 | node_8103301_200876498 | 378.674 | bal_1P_2AC | 8103301 | no | no |  |  | no |  |  | 0 | 0 | 0 | 0
oh_line_8103301_200876832 |  | AD | node_8103301_200878090 | node_intto1_8103301_200876832 | 429.878 | bal_1P_2AC | 8103301 | no | no |  |  | no |  |  | 0 | 0 | 0 | 0
oh_line_8103301_200876833 |  | AD | node_8103301_200876847 | node_8103301_200876833 | 329.363 | bal_1P_2AC | 8103301 | no | no |  |  | no |  |  | 0 | 0 | 0 | 0
oh_line_8103301_200876834 |  | AD | node_8103301_200876833 | node_8103301_200876834 | 238.07 | bal_1P_2AC | 8103301 | no | no |  |  | no |  |  | 0 | 0 | 0 | 0
oh_line_8103301_200876835 |  | AD | node_8103301_200876834 | node_8103301_200876835 | 93.046 | bal_1P_2AC | 8103301 | no | no |  |  | no |  |  | 0 | 0 | 0 | 0
oh_line_8103301_200876836 |  | AD | node_8103301_200876835 | node_8103301_200876836 | 262.899 | bal_1P_2AC | 8103301 | no | no |  |  | no |  |  | 0 | 0 | 0 | 0
oh_line_8103301_200876837 |  | AD | node_8103301_200876836 | node_8103301_200876837 | 176.182 | bal_1P_1/0AA | 8103301 | no | no |  |  | no |  |  | 0 | 0 | 0 | 0
oh_line_8103301_200876838 |  | AD | node_8103301_200876837 | node_8103301_200876838 | 148.541 | bal_1P_1/0AA | 8103301 | no | no |  |  | no |  |  | 0 | 0 | 0 | 0
oh_line_8103301_200876839 |  | AD | node_8103301_200876838 | node_8103301_200876839 | 249.439 | bal_1P_1/0AA | 8103301 | no | no |  |  | no |  |  | 0 | 0 | 0 | 0
oh_line_8103301_200876840 |  | AD | node_8103301_200876832 | node_8103301_200876840 | 344.975 | bal_1P_2AC | 8103301 | no | no |  |  | no |  |  | 0 | 0 | 0 | 0
oh_line_8103301_200876841 |  | AD | node_8103301_200876840 | node_8103301_200876841 | 238.393 | bal_1P_2AC | 8103301 | no | no |  |  | no |  |  | 0 | 0 | 0 | 0
oh_line_8103301_200876842 |  | AD | node_8103301_200876841 | node_8103301_200876842 | 392.934 | bal_1P_2AC | 8103301 | no | no |  |  | no |  |  | 0 | 0 | 0 | 0
oh_line_8103301_200876843 |  | AD | node_8103301_200876842 | node_8103301_200876843 | 149.448 | bal_1P_2AC | 8103301 | no | no |  |  | no |  |  | 0 | 0 | 0 | 0
oh_line_8103301_200876845 |  | AD | node_8103301_200876843 | node_8103301_200876845 | 357.394 | bal_1P_2AC | 8103301 | no | no |  |  | no |  |  | 0 | 0 | 0 | 0
oh_line_8103301_200876846 |  | AD | node_8103301_200876845 | node_8103301_200876846 | 479.146 | bal_1P_2AC | 8103301 | no | no |  |  | no |  |  | 0 | 0 | 0 | 0
oh_line_8103301_200876847 |  | AD | node_8103301_200876846 | node_8103301_200876847 | 159.149 | bal_1P_2AC | 8103301 | no | no |  |  | no |  |  | 0 | 0 | 0 | 0
oh_line_8103301_200876848 |  | AD | node_8103301_200876841 | node_8103301_200876848 | 345.212 | bal_1P_2AC | 8103301 | no | no |  |  | no |  |  | 0 | 0 | 0 | 0
oh_line_8103301_200876849 |  | AD | node_8103301_200876848 | node_8103301_200876849 | 153.797 | bal_1P_1/0AA | 8103301 | no | no |  |  | no |  |  | 0 | 0 | 0 | 0
oh_line_8103301_200876850 |  | AD | node_8103301_200876849 | node_8103301_200876850 | 223.813 | bal_1P_1/0AA | 8103301 | no | no |  |  | no |  |  | 0 | 0 | 0 | 0
oh_line_8103301_200876851 |  | AD | node_8103301_200876850 | node_8103301_200876851 | 224.128 | bal_1P_1/0AA | 8103301 | no | no |  |  | no |  |  | 0 | 0 | 0 | 0
oh_line_8103301_200876853 |  | AD | node_8103301_200876851 | node_8103301_200876853 | 197.907 | bal_1P_1/0AA | 8103301 | no | no |  |  | no |  |  | 0 | 0 | 0 | 0
oh_line_8103301_200877166 |  | AN | node_8103301_200876235 | node_intto1_8103301_200877166 | 118.59 | bal_1P_2AC_2AC(N) | 8103301 | no | no |  |  | no |  |  | 0 | 0 | 0 | 0
oh_line_8103301_200877167 |  | AN | node_8103301_200877182 | node_8103301_200877167 | 326.377 | bal_1P_1/0AA_1/0AA(N) | 8103301 | no | no |  |  | no |  |  | 0 | 0 | 0 | 0
oh_line_8103301_200877168 |  | AN | node_8103301_200877167 | node_8103301_200877168 | 85.615 | bal_1P_1/0AA_1/0AA(N) | 8103301 | no | no |  |  | no |  |  | 0 | 0 | 0 | 0
oh_line_8103301_200877169 |  | AN | node_8103301_200877168 | node_8103301_200877169 | 36.174 | bal_1P_1/0AA_1/0AA(N) | 8103301 | no | no |  |  | no |  |  | 0 | 0 | 0 | 0
oh_line_8103301_200877170 |  | AN | node_8103301_200877169 | node_8103301_200877170 | 273.237 | bal_1P_1/0AA_1/0AA(N) | 8103301 | no | no |  |  | no |  |  | 0 | 0 | 0 | 0
oh_line_8103301_200877171 |  | AN | node_8103301_200877170 | node_8103301_200877171 | 213.708 | bal_1P_1/0AA_1/0AA(N) | 8103301 | no | no |  |  | no |  |  | 0 | 0 | 0 | 0
oh_line_8103301_200877172-1 |  | AN | node_8103301_200877167 | node_intto1_220386243 | 82.657 | bal_1P_1/0AA_1/0AA(N) | 8103301 | no | no |  |  | no |  |  | 0 | 0 | 0 | 0
oh_line_8103301_200877172-2 |  | AN | node_220386243 | node_intto1_220519375 | 8.728 | bal_1P_1/0AA_1/0AA(N) | 8103301 | no | no |  |  | no |  |  | 0 | 0 | 0 | 0
oh_line_8103301_200877172-3 |  | AN | node_220519375 | node_8103301_200877172 | 11.273 | bal_1P_1/0AA_1/0AA(N) | 8103301 | no | no |  |  | no |  |  | 0 | 0 | 0 | 0
oh_line_8103301_200877173 |  | AN | node_8103301_200877166 | node_8103301_200877173 | 365.662 | bal_1P_2AC_2AC(N) | 8103301 | no | no |  |  | no |  |  | 0 | 0 | 0 | 0
oh_line_8103301_200877175 |  | AN | node_8103301_200877173 | node_8103301_200877175 | 214.496 | bal_1P_2AC_2AC(N) | 8103301 | no | no |  |  | no |  |  | 0 | 0 | 0 | 0
oh_line_8103301_200877176 |  | AN | node_8103301_200877175 | node_8103301_200877176 | 280.878 | bal_1P_2AC_2AC(N) | 8103301 | no | no |  |  | no |  |  | 0 | 0 | 0 | 0
oh_line_8103301_200877179 |  | AN | node_8103301_201037855 | node_8103301_200877179 | 292.089 | bal_1P_2AC_2AC(N) | 8103301 | no | no |  |  | no |  |  | 0 | 0 | 0 | 0
oh_line_8103301_200877180 |  | AN | node_8103301_200877179 | node_8103301_200877180 | 202.601 | bal_1P_1/0AA_1/0AA(N) | 8103301 | no | no |  |  | no |  |  | 0 | 0 | 0 | 0
oh_line_8103301_200877181 |  | AN | node_8103301_200877180 | node_8103301_200877181 | 138.438 | bal_1P_1/0AA_1/0AA(N) | 8103301 | no | no |  |  | no |  |  | 0 | 0 | 0 | 0
oh_line_8103301_200877182 |  | AN | node_8103301_200877181 | node_8103301_200877182 | 266.005 | bal_1P_1/0AA_1/0AA(N) | 8103301 | no | no |  |  | no |  |  | 0 | 0 | 0 | 0
oh_line_8103301_200877205-1 |  | AN | node_8103301_200876166 | node_intto1_220386241 | 25.078 | bal_1P_1/0AA_1/0AA(N) | 8103301 | no | no |  |  | no |  |  | 0 | 0 | 0 | 0
oh_line_8103301_200877205-2 |  | AN | node_220386241 | node_intto1_220464199 | 9.277 | bal_1P_1/0AA_1/0AA(N) | 8103301 | no | no |  |  | no |  |  | 0 | 0 | 0 | 0
oh_line_8103301_200877205-3 |  | AN | node_220464199 | node_8103301_200877205 | 7.172 | bal_1P_1/0AA_1/0AA(N) | 8103301 | no | no |  |  | no |  |  | 0 | 0 | 0 | 0
oh_line_8103301_200877206 |  | AD | node_8103301_200877205 | node_8103301_200877206 | 171.57 | bal_1P_2AC | 8103301 | no | no |  |  | no |  |  | 0 | 0 | 0 | 0
oh_line_8103301_200877207 |  | AD | node_8103301_200877206 | node_8103301_200877207 | 76.676 | bal_1P_1/0AC | 8103301 | no | no |  |  | no |  |  | 0 | 0 | 0 | 0
oh_line_8103301_200877208 |  | AD | node_8103301_200877206 | node_intto1_8103301_200877208 | 243.287 | bal_1P_1/0AA | 8103301 | no | no |  |  | no |  |  | 0 | 0 | 0 | 0
oh_line_8103301_200877209 |  | AD | node_8103301_200877208 | node_8103301_200877209 | 251.922 | bal_1P_1/0AA | 8103301 | no | no |  |  | no |  |  | 0 | 0 | 0 | 0
oh_line_8103301_200877210 |  | AD | node_8103301_200877209 | node_8103301_200877210 | 131.679 | bal_1P_1/0AA | 8103301 | no | no |  |  | no |  |  | 0 | 0 | 0 | 0
oh_line_8103301_200877211 |  | AD | node_8103301_200877210 | node_8103301_200877211 | 360.334 | bal_1P_1/0AA | 8103301 | no | no |  |  | no |  |  | 0 | 0 | 0 | 0
oh_line_8103301_200877213 |  | AD | node_8103301_200877211 | node_8103301_200877213 | 226.173 | bal_1P_1/0AA | 8103301 | no | no |  |  | no |  |  | 0 | 0 | 0 | 0
oh_line_8103301_200877214 |  | AD | node_8103301_200877213 | node_8103301_200877214 | 233.701 | bal_1P_2AC | 8103301 | no | no |  |  | no |  |  | 0 | 0 | 0 | 0
oh_line_8103301_200877215 |  | AD | node_8103301_200877214 | node_8103301_200877215 | 324.511 | bal_1P_2AC | 8103301 | no | no |  |  | no |  |  | 0 | 0 | 0 | 0
oh_line_8103301_200877216 |  | AD | node_8103301_200877215 | node_8103301_200877216 | 383.893 | bal_1P_2AC | 8103301 | no | no |  |  | no |  |  | 0 | 0 | 0 | 0
oh_line_8103301_200877228 |  | AD | node_8103301_200876846 | node_8103301_200877228 | 445.412 | bal_1P_2AC | 8103301 | no | no |  |  | no |  |  | 0 | 0 | 0 | 0
oh_line_8103301_200877229 |  | AD | node_8103301_200877240 | node_8103301_200877229 | 293.412 | bal_1P_1/0AA | 8103301 | no | no |  |  | no |  |  | 0 | 0 | 0 | 0
oh_line_8103301_200877230 |  | AD | node_8103301_200877228 | node_8103301_200877230 | 359.387 | bal_1P_2AC | 8103301 | no | no |  |  | no |  |  | 0 | 0 | 0 | 0
oh_line_8103301_200877231 |  | AD | node_8103301_200877230 | node_8103301_200877231 | 61.232 | bal_1P_2AC | 8103301 | no | no |  |  | no |  |  | 0 | 0 | 0 | 0
oh_line_8103301_200877232 |  | AD | node_8103301_200877231 | node_8103301_200877232 | 410.245 | bal_1P_2AC | 8103301 | no | no |  |  | no |  |  | 0 | 0 | 0 | 0
oh_line_8103301_200877234 |  | AD | node_8103301_200877232 | node_8103301_200877234 | 576.976 | bal_1P_2AC | 8103301 | no | no |  |  | no |  |  | 0 | 0 | 0 | 0
oh_line_8103301_200877235 |  | AD | node_8103301_200877234 | node_8103301_200877235 | 452.295 | bal_1P_2AC | 8103301 | no | no |  |  | no |  |  | 0 | 0 | 0 | 0
oh_line_8103301_200877237 |  | AD | node_8103301_200877235 | node_8103301_200877237 | 290.763 | bal_1P_2AC | 8103301 | no | no |  |  | no |  |  | 0 | 0 | 0 | 0
oh_line_8103301_200877238 |  | AD | node_8103301_200877237 | node_8103301_200877238 | 364.796 | bal_1P_1/0AA | 8103301 | no | no |  |  | no |  |  | 0 | 0 | 0 | 0
oh_line_8103301_200877239 |  | AD | node_8103301_312042442 | node_8103301_200877239 | 285.952 | bal_1P_2AC | 8103301 | no | no |  |  | no |  |  | 0 | 0 | 0 | 0
oh_line_8103301_200877240 |  | AD | node_8103301_200877239 | node_8103301_200877240 | 455.494 | bal_1P_2AC | 8103301 | no | no |  |  | no |  |  | 0 | 0 | 0 | 0
oh_line_8103301_200877251 |  | AD | node_8103301_200877207 | node_8103301_200877251 | 230.614 | bal_1P_1/0AC | 8103301 | no | no |  |  | no |  |  | 0 | 0 | 0 | 0
oh_line_8103301_200877252 |  | AD | node_8103301_200877251 | node_8103301_200877252 | 300.202 | bal_1P_1/0AC | 8103301 | no | no |  |  | no |  |  | 0 | 0 | 0 | 0
oh_line_8103301_200877254 |  | AD | node_8103301_200877252 | node_8103301_200877254 | 401.982 | bal_1P_2AC | 8103301 | no | no |  |  | no |  |  | 0 | 0 | 0 | 0
oh_line_8103301_200877256 |  | AD | node_8103301_200877254 | node_8103301_200877256 | 217.822 | bal_1P_2AC | 8103301 | no | no |  |  | no |  |  | 0 | 0 | 0 | 0
oh_line_8103301_200877257 |  | AD | node_8103301_200877256 | node_8103301_200877257 | 156.12 | bal_1P_2AC | 8103301 | no | no |  |  | no |  |  | 0 | 0 | 0 | 0
oh_line_8103301_200877261 |  | AD | node_8103301_200876393 | node_intto1_8103301_200877261 | 352.742 | bal_1P_2AC | 8103301 | no | no |  |  | no |  |  | 0 | 0 | 0 | 0
oh_line_8103301_200877262 |  | AD | node_8103301_200877261 | node_8103301_200877262 | 374.343 | bal_1P_2AC | 8103301 | no | no |  |  | no |  |  | 0 | 0 | 0 | 0
oh_line_8103301_200877263 |  | AD | node_8103301_200877262 | node_8103301_200877263 | 396.222 | bal_1P_2AC | 8103301 | no | no |  |  | no |  |  | 0 | 0 | 0 | 0
oh_line_8103301_200877264 |  | AD | node_8103301_200877263 | node_8103301_200877264 | 198.712 | bal_1P_2AC | 8103301 | no | no |  |  | no |  |  | 0 | 0 | 0 | 0
oh_line_8103301_200877266 |  | AD | node_8103301_200877264 | node_8103301_200877266 | 361.453 | bal_1P_1/0AC | 8103301 | no | no |  |  | no |  |  | 0 | 0 | 0 | 0
oh_line_8103301_200877267 |  | AD | node_8103301_200877266 | node_8103301_200877267 | 77.426 | bal_1P_1/0AA | 8103301 | no | no |  |  | no |  |  | 0 | 0 | 0 | 0
oh_line_8103301_200877268 |  | AD | node_8103301_200877266 | node_8103301_200877268 | 371.885 | bal_1P_1/0AC | 8103301 | no | no |  |  | no |  |  | 0 | 0 | 0 | 0
oh_line_8103301_200877269 |  | AD | node_8103301_200877268 | node_8103301_200877269 | 377.033 | bal_1P_1/0AC | 8103301 | no | no |  |  | no |  |  | 0 | 0 | 0 | 0
oh_line_8103301_200877270 |  | AD | node_8103301_200877269 | node_8103301_200877270 | 174.236 | bal_1P_1/0AA | 8103301 | no | no |  |  | no |  |  | 0 | 0 | 0 | 0
oh_line_8103301_200877271 |  | AD | node_8103301_200877270 | node_8103301_200877271 | 194.245 | bal_1P_1/0AA | 8103301 | no | no |  |  | no |  |  | 0 | 0 | 0 | 0
oh_line_8103301_200877273 |  | AD | node_8103301_200877278 | node_8103301_200877273 | 21.086 | bal_1P_2AC | 8103301 | no | no |  |  | no |  |  | 0 | 0 | 0 | 0
oh_line_8103301_200877274-1 |  | AN | node_8103301_200876244 | node_intto1_220386201 | 141.978 | bal_1P_1/0AA_1/0AA(N) | 8103301 | no | no |  |  | no |  |  | 0 | 0 | 0 | 0
oh_line_8103301_200877274-2 |  | AN | node_220386201 | node_intto1_220465445 | 13.234 | bal_1P_1/0AA_1/0AA(N) | 8103301 | no | no |  |  | no |  |  | 0 | 0 | 0 | 0
oh_line_8103301_200877274-3 |  | AN | node_220465445 | node_8103301_200877274 | 12.28 | bal_1P_1/0AA_1/0AA(N) | 8103301 | no | no |  |  | no |  |  | 0 | 0 | 0 | 0
oh_line_8103301_200877275 |  | AD | node_8103301_200877274 | node_8103301_200877275 | 165.158 | bal_1P_2AC | 8103301 | no | no |  |  | no |  |  | 0 | 0 | 0 | 0
oh_line_8103301_200877276 |  | AD | node_8103301_200877301 | node_8103301_200877276 | 382.855 | bal_1P_1/0AA | 8103301 | no | no |  |  | no |  |  | 0 | 0 | 0 | 0
oh_line_8103301_200877277 |  | AD | node_8103301_200877276 | node_8103301_200877277 | 32.355 | bal_1P_1/0AA | 8103301 | no | no |  |  | no |  |  | 0 | 0 | 0 | 0
oh_line_8103301_200877278 |  | AD | node_8103301_200877277 | node_intto1_8103301_200877278 | 295.625 | bal_1P_1/0AA | 8103301 | no | no |  |  | no |  |  | 0 | 0 | 0 | 0
oh_line_8103301_200877281 |  | AD | node_8103301_200877276 | node_8103301_200877281 | 207.584 | bal_1P_1/0AA | 8103301 | no | no |  |  | no |  |  | 0 | 0 | 0 | 0
oh_line_8103301_200877282 |  | AD | node_8103301_200877281 | node_8103301_200877282 | 291.173 | bal_1P_1/0AC | 8103301 | no | no |  |  | no |  |  | 0 | 0 | 0 | 0
oh_line_8103301_200877283 |  | AD | node_8103301_200877282 | node_8103301_200877283 | 298.207 | bal_1P_1/0AC | 8103301 | no | no |  |  | no |  |  | 0 | 0 | 0 | 0
oh_line_8103301_200877284 |  | AD | node_8103301_200877283 | node_8103301_200877284 | 291.909 | bal_1P_1/0AC | 8103301 | no | no |  |  | no |  |  | 0 | 0 | 0 | 0
oh_line_8103301_200877285 |  | AD | node_8103301_200877284 | node_8103301_200877285 | 319.942 | bal_1P_1/0AC | 8103301 | no | no |  |  | no |  |  | 0 | 0 | 0 | 0
oh_line_8103301_200877286 |  | AD | node_8103301_200877285 | node_8103301_200877286 | 300.813 | bal_1P_1/0AC | 8103301 | no | no |  |  | no |  |  | 0 | 0 | 0 | 0
oh_line_8103301_200877287 |  | AD | node_8103301_200877286 | node_8103301_200877287 | 282.944 | bal_1P_2AC | 8103301 | no | no |  |  | no |  |  | 0 | 0 | 0 | 0
oh_line_8103301_200877288 |  | AD | node_8103301_200877287 | node_8103301_200877288 | 222.215 | bal_1P_2AC | 8103301 | no | no |  |  | no |  |  | 0 | 0 | 0 | 0
oh_line_8103301_200877289 |  | AD | node_8103301_200959769 | node_8103301_200877289 | 159.203 | bal_1P_2AC | 8103301 | no | no |  |  | no |  |  | 0 | 0 | 0 | 0
oh_line_8103301_200877290 |  | AD | node_8103301_200877289 | node_8103301_200877290 | 489.036 | bal_1P_2AC | 8103301 | no | no |  |  | no |  |  | 0 | 0 | 0 | 0
oh_line_8103301_200877291 |  | AD | node_8103301_200877290 | node_8103301_200877291 | 399.8 | bal_1P_1/0AC | 8103301 | no | no |  |  | no |  |  | 0 | 0 | 0 | 0
oh_line_8103301_200877292 |  | AD | node_8103301_200877291 | node_8103301_200877292 | 397.041 | bal_1P_1/0AC | 8103301 | no | no |  |  | no |  |  | 0 | 0 | 0 | 0
oh_line_8103301_200877293 |  | AD | node_8103301_200877292 | node_8103301_200877293 | 236.73 | bal_1P_1/0AA | 8103301 | no | no |  |  | no |  |  | 0 | 0 | 0 | 0
oh_line_8103301_200877295 |  | AD | node_8103301_200877293 | node_8103301_200877295 | 202.777 | bal_1P_1/0AA | 8103301 | no | no |  |  | no |  |  | 0 | 0 | 0 | 0
oh_line_8103301_200877296 |  | AD | node_8103301_200877295 | node_8103301_200877296 | 330.155 | bal_1P_1/0AA | 8103301 | no | no |  |  | no |  |  | 0 | 0 | 0 | 0
oh_line_8103301_200877297 |  | AD | node_8103301_200877296 | node_intto1_8103301_200877297 | 325.841 | bal_1P_1/0AA | 8103301 | no | no |  |  | no |  |  | 0 | 0 | 0 | 0
oh_line_8103301_200877298 |  | AD | node_8103301_200877297 | node_8103301_200877298 | 405.607 | bal_1P_1/0AA | 8103301 | no | no |  |  | no |  |  | 0 | 0 | 0 | 0
oh_line_8103301_200877299 |  | AD | node_8103301_200877298 | node_8103301_200877299 | 267.354 | bal_1P_1/0AA | 8103301 | no | no |  |  | no |  |  | 0 | 0 | 0 | 0
oh_line_8103301_200877300 |  | AD | node_8103301_200877295 | node_8103301_200877300 | 299.668 | bal_1P_1/0AA | 8103301 | no | no |  |  | no |  |  | 0 | 0 | 0 | 0
oh_line_8103301_200877301 |  | AD | node_8103301_200877300 | node_8103301_200877301 | 296.37 | bal_1P_1/0AA | 8103301 | no | no |  |  | no |  |  | 0 | 0 | 0 | 0
oh_line_8103301_200877302-1 |  | AN | node_8103301_200876224 | node_intto1_220386186 | 129.577 | bal_1P_1/0AA_1/0AA(N) | 8103301 | no | no |  |  | no |  |  | 0 | 0 | 0 | 0
oh_line_8103301_200877302-2 |  | AN | node_220386186 | node_intto1_220465226 | 8.84 | bal_1P_1/0AA_1/0AA(N) | 8103301 | no | no |  |  | no |  |  | 0 | 0 | 0 | 0
oh_line_8103301_200877302-3 |  | AN | node_220465226 | node_8103301_200877302 | 14.156 | bal_1P_1/0AA_1/0AA(N) | 8103301 | no | no |  |  | no |  |  | 0 | 0 | 0 | 0
oh_line_8103301_200877303 |  | AD | node_8103301_200877302 | node_8103301_200877303 | 151.878 | bal_1P_2AC | 8103301 | no | no |  |  | no |  |  | 0 | 0 | 0 | 0
oh_line_8103301_200877304 |  | AD | node_8103301_200877303 | node_8103301_200877304 | 86.145 | bal_1P_2AC | 8103301 | no | no |  |  | no |  |  | 0 | 0 | 0 | 0
oh_line_8103301_200877305 |  | AD | node_8103301_200877304 | node_8103301_200877305 | 197.231 | bal_1P_2AC | 8103301 | no | no |  |  | no |  |  | 0 | 0 | 0 | 0
oh_line_8103301_200877306 |  | AD | node_8103301_200877328 | node_8103301_200877306 | 299.088 | bal_1P_1/0AA | 8103301 | no | no |  |  | no |  |  | 0 | 0 | 0 | 0
oh_line_8103301_200877307 |  | AD | node_8103301_200877306 | node_8103301_200877307 | 244.41 | bal_1P_1/0AA | 8103301 | no | no |  |  | no |  |  | 0 | 0 | 0 | 0
oh_line_8103301_200877308 |  | AD | node_8103301_200877307 | node_8103301_200877308 | 256.729 | bal_1P_1/0AA | 8103301 | no | no |  |  | no |  |  | 0 | 0 | 0 | 0
oh_line_8103301_200877309 |  | AD | node_8103301_200877308 | node_8103301_200877309 | 304.416 | bal_1P_1/0AA | 8103301 | no | no |  |  | no |  |  | 0 | 0 | 0 | 0
oh_line_8103301_200877310 |  | AD | node_8103301_200877309 | node_8103301_200877310 | 295.712 | bal_1P_1/0AA | 8103301 | no | no |  |  | no |  |  | 0 | 0 | 0 | 0
oh_line_8103301_200877311 |  | AD | node_8103301_200877310 | node_8103301_200877311 | 326.615 | bal_1P_1/0AA | 8103301 | no | no |  |  | no |  |  | 0 | 0 | 0 | 0
oh_line_8103301_200877312 |  | AD | node_8103301_200877311 | node_8103301_200877312 | 322.109 | bal_1P_1/0AA | 8103301 | no | no |  |  | no |  |  | 0 | 0 | 0 | 0
oh_line_8103301_200877313 |  | AD | node_8103301_200877312 | node_8103301_200877313 | 284.673 | bal_1P_1/0AA | 8103301 | no | no |  |  | no |  |  | 0 | 0 | 0 | 0
oh_line_8103301_200877315 |  | AD | node_8103301_200877312 | node_8103301_200877315 | 307.45 | bal_1P_1/0AA | 8103301 | no | no |  |  | no |  |  | 0 | 0 | 0 | 0
oh_line_8103301_200877316 |  | AD | node_8103301_200877315 | node_8103301_200877316 | 288.584 | bal_1P_1/0AA | 8103301 | no | no |  |  | no |  |  | 0 | 0 | 0 | 0
oh_line_8103301_200877317 |  | AD | node_8103301_200877316 | node_8103301_200877317 | 305.184 | bal_1P_1/0AA | 8103301 | no | no |  |  | no |  |  | 0 | 0 | 0 | 0
oh_line_8103301_200877318 |  | AD | node_8103301_200877303 | node_8103301_200877318 | 240.567 | bal_1P_2AC | 8103301 | no | no |  |  | no |  |  | 0 | 0 | 0 | 0
oh_line_8103301_200877319 |  | AD | node_8103301_200877317 | node_8103301_200877319 | 259.843 | bal_1P_1/0AA | 8103301 | no | no |  |  | no |  |  | 0 | 0 | 0 | 0
oh_line_8103301_200877320 |  | AD | node_8103301_200877318 | node_8103301_200877320 | 335.171 | bal_1P_1/0AC | 8103301 | no | no |  |  | no |  |  | 0 | 0 | 0 | 0
oh_line_8103301_200877321 |  | AD | node_8103301_200877320 | node_8103301_200877321 | 134.965 | bal_1P_1/0AC | 8103301 | no | no |  |  | no |  |  | 0 | 0 | 0 | 0
oh_line_8103301_200877322 |  | AD | node_8103301_200877321 | node_8103301_200877322 | 254.442 | bal_1P_1/0AC | 8103301 | no | no |  |  | no |  |  | 0 | 0 | 0 | 0
oh_line_8103301_200877323 |  | AD | node_8103301_200877322 | node_8103301_200877323 | 185.738 | bal_1P_1/0AC | 8103301 | no | no |  |  | no |  |  | 0 | 0 | 0 | 0
oh_line_8103301_200877324 |  | AD | node_8103301_200877321 | node_8103301_200877324 | 258.585 | bal_1P_1/0AC | 8103301 | no | no |  |  | no |  |  | 0 | 0 | 0 | 0
oh_line_8103301_200877325 |  | AD | node_8103301_200877324 | node_8103301_200877325 | 232.437 | bal_1P_1/0AC | 8103301 | no | no |  |  | no |  |  | 0 | 0 | 0 | 0
oh_line_8103301_200877326 |  | AD | node_8103301_200877325 | node_8103301_200877326 | 326.209 | bal_1P_1/0AC | 8103301 | no | no |  |  | no |  |  | 0 | 0 | 0 | 0
oh_line_8103301_200877327 |  | AD | node_8103301_200877326 | node_8103301_200877327 | 323.997 | bal_1P_1/0AC | 8103301 | no | no |  |  | no |  |  | 0 | 0 | 0 | 0
oh_line_8103301_200877328 |  | AD | node_8103301_200877327 | node_8103301_200877328 | 339.242 | bal_1P_1/0AC | 8103301 | no | no |  |  | no |  |  | 0 | 0 | 0 | 0
oh_line_8103301_200877329 |  | AD | node_8103301_200878068 | node_8103301_200877329 | 233.851 | bal_1P_4AC | 8103301 | no | no |  |  | no |  |  | 0 | 0 | 0 | 0
oh_line_8103301_200877330 |  | AD | node_8103301_200877329 | node_8103301_200877330 | 343.535 | bal_1P_4AC | 8103301 | no | no |  |  | no |  |  | 0 | 0 | 0 | 0
oh_line_8103301_200877331 |  | AD | node_8103301_200877330 | node_8103301_200877331 | 253.922 | bal_1P_4AC | 8103301 | no | no |  |  | no |  |  | 0 | 0 | 0 | 0
oh_line_8103301_200877332 |  | AD | node_8103301_200877331 | node_8103301_200877332 | 225.325 | bal_1P_1/0AC | 8103301 | no | no |  |  | no |  |  | 0 | 0 | 0 | 0
oh_line_8103301_200877333 |  | AD | node_8103301_200877332 | node_8103301_200877333 | 189.893 | bal_1P_1/0AC | 8103301 | no | no |  |  | no |  |  | 0 | 0 | 0 | 0
oh_line_8103301_200877376 |  | AD | node_8103301_200877264 | node_8103301_200877376 | 28.455 | bal_1P_1/0AA | 8103301 | no | no |  |  | no |  |  | 0 | 0 | 0 | 0
oh_line_8103301_200877378 |  | AD | node_8103301_200955875 | node_8103301_200877378 | 132.901 | bal_1P_1/0AA | 8103301 | no | no |  |  | no |  |  | 0 | 0 | 0 | 0
oh_line_8103301_200877379 |  | AD | node_8103301_200877378 | node_8103301_200877379 | 283.285 | bal_1P_1/0AA | 8103301 | no | no |  |  | no |  |  | 0 | 0 | 0 | 0
oh_line_8103301_200877380 |  | AD | node_8103301_200955875 | node_8103301_200877380 | 310.891 | bal_1P_1/0AA | 8103301 | no | no |  |  | no |  |  | 0 | 0 | 0 | 0
oh_line_8103301_200877381 |  | AD | node_8103301_200877380 | node_8103301_200877381 | 305.838 | bal_1P_1/0AA | 8103301 | no | no |  |  | no |  |  | 0 | 0 | 0 | 0
oh_line_8103301_200877382 |  | AD | node_8103301_200877381 | node_8103301_200877382 | 76.734 | bal_1P_1/0AA | 8103301 | no | no |  |  | no |  |  | 0 | 0 | 0 | 0
oh_line_8103301_200877383 |  | AD | node_8103301_200877382 | node_8103301_200877383 | 243.985 | bal_1P_1/0AA | 8103301 | no | no |  |  | no |  |  | 0 | 0 | 0 | 0
oh_line_8103301_200877406 |  | AD | node_8103301_200876017 | node_8103301_200877406 | 260.9 | bal_1P_1/0AA | 8103301 | no | no |  |  | no |  |  | 0 | 0 | 0 | 0
oh_line_8103301_200877407 |  | AD | node_8103301_200877406 | node_8103301_200877407 | 281.842 | bal_1P_1/0AA | 8103301 | no | no |  |  | no |  |  | 0 | 0 | 0 | 0
oh_line_8103301_200877408 |  | AD | node_8103301_200877407 | node_8103301_200877408 | 296.149 | bal_1P_1/0AA | 8103301 | no | no |  |  | no |  |  | 0 | 0 | 0 | 0
oh_line_8103301_200877409 |  | AD | node_8103301_200877408 | node_8103301_200877409 | 258.095 | bal_1P_1/0AA | 8103301 | no | no |  |  | no |  |  | 0 | 0 | 0 | 0
oh_line_8103301_200877420 |  | AD | node_8103301_200876485 | node_intto1_8103301_200877420 | 60.165 | bal_1P_1/0AC | 8103301 | no | no |  |  | no |  |  | 0 | 0 | 0 | 0
oh_line_8103301_200877421 |  | AD | node_8103301_200877433 | node_8103301_200877421 | 306.713 | bal_1P_1/0AA | 8103301 | no | no |  |  | no |  |  | 0 | 0 | 0 | 0
oh_line_8103301_200877422 |  | AD | node_8103301_200877421 | node_8103301_200877422 | 71.088 | bal_1P_1/0AA | 8103301 | no | no |  |  | no |  |  | 0 | 0 | 0 | 0
oh_line_8103301_200877423 |  | AD | node_8103301_200877422 | node_8103301_200877423 | 264.812 | bal_1P_1/0AA | 8103301 | no | no |  |  | no |  |  | 0 | 0 | 0 | 0
oh_line_8103301_200877424 |  | AD | node_8103301_200877423 | node_8103301_200877424 | 250.314 | bal_1P_1/0AA | 8103301 | no | no |  |  | no |  |  | 0 | 0 | 0 | 0
oh_line_8103301_200877425 |  | AD | node_8103301_200877421 | node_8103301_200877425 | 287.897 | bal_1P_1/0AA | 8103301 | no | no |  |  | no |  |  | 0 | 0 | 0 | 0
oh_line_8103301_200877426 |  | AD | node_8103301_200877420 | node_8103301_200877426 | 232.999 | bal_1P_1/0AC | 8103301 | no | no |  |  | no |  |  | 0 | 0 | 0 | 0
oh_line_8103301_200877427 |  | AD | node_8103301_200877426 | node_8103301_200877427 | 254.075 | bal_1P_1/0AA | 8103301 | no | no |  |  | no |  |  | 0 | 0 | 0 | 0
oh_line_8103301_200877428 |  | AD | node_8103301_200877427 | node_8103301_200877428 | 277.78 | bal_1P_1/0AA | 8103301 | no | no |  |  | no |  |  | 0 | 0 | 0 | 0
oh_line_8103301_200877429 |  | AD | node_8103301_200877428 | node_8103301_200877429 | 262.795 | bal_1P_1/0AA | 8103301 | no | no |  |  | no |  |  | 0 | 0 | 0 | 0
oh_line_8103301_200877430 |  | AD | node_8103301_200877429 | node_8103301_200877430 | 198.103 | bal_1P_1/0AA | 8103301 | no | no |  |  | no |  |  | 0 | 0 | 0 | 0
oh_line_8103301_200877431 |  | AD | node_8103301_200877430 | node_8103301_200877431 | 300.878 | bal_1P_1/0AA | 8103301 | no | no |  |  | no |  |  | 0 | 0 | 0 | 0
oh_line_8103301_200877432 |  | AD | node_8103301_200877431 | node_8103301_200877432 | 292.94 | bal_1P_1/0AA | 8103301 | no | no |  |  | no |  |  | 0 | 0 | 0 | 0
oh_line_8103301_200877433 |  | AD | node_8103301_200877432 | node_8103301_200877433 | 302.091 | bal_1P_1/0AA | 8103301 | no | no |  |  | no |  |  | 0 | 0 | 0 | 0
oh_line_8103301_200877464 |  | AD | node_8103301_200877420 | node_8103301_200877464 | 258.766 | bal_1P_1/0AA | 8103301 | no | no |  |  | no |  |  | 0 | 0 | 0 | 0
oh_line_8103301_200877465 |  | AD | node_8103301_200877464 | node_8103301_200877465 | 283.432 | bal_1P_1/0AA | 8103301 | no | no |  |  | no |  |  | 0 | 0 | 0 | 0
oh_line_8103301_200877467 |  | AD | node_8103301_200877465 | node_8103301_200877467 | 236.366 | bal_1P_1/0AA | 8103301 | no | no |  |  | no |  |  | 0 | 0 | 0 | 0
oh_line_8103301_200877468 |  | AD | node_8103301_200877467 | node_8103301_200877468 | 224.899 | bal_1P_1/0AA | 8103301 | no | no |  |  | no |  |  | 0 | 0 | 0 | 0
oh_line_8103301_200878013 |  | AD | node_8103301_200878017 | node_8103301_200878013 | 306.602 | bal_1P_2AC | 8103301 | no | no |  |  | no |  |  | 0 | 0 | 0 | 0
oh_line_8103301_200878014 |  | AD | node_8103301_200878013 | node_8103301_200878014 | 303.696 | bal_1P_2AC | 8103301 | no | no |  |  | no |  |  | 0 | 0 | 0 | 0
oh_line_8103301_200878015 |  | AD | node_8103301_200878014 | node_8103301_200878015 | 252.251 | bal_1P_2AC | 8103301 | no | no |  |  | no |  |  | 0 | 0 | 0 | 0
oh_line_8103301_200878017 |  | AD | node_8103301_200878035 | node_intto1_8103301_200878017 | 491.325 | bal_1P_2AC | 8103301 | no | no |  |  | no |  |  | 0 | 0 | 0 | 0
oh_line_8103301_200878019 |  | AD | node_8103301_200968335 | node_intto1_8103301_200878019 | 383.862 | bal_1P_2AC | 8103301 | no | no |  |  | no |  |  | 0 | 0 | 0 | 0
oh_line_8103301_200878020 |  | AD | node_8103301_200878019 | node_8103301_200878020 | 358.36 | bal_1P_2AC | 8103301 | no | no |  |  | no |  |  | 0 | 0 | 0 | 0
oh_line_8103301_200878022 |  | AD | node_8103301_200878020 | node_8103301_200878022 | 342.507 | bal_1P_2AC | 8103301 | no | no |  |  | no |  |  | 0 | 0 | 0 | 0
oh_line_8103301_200878023 |  | AD | node_8103301_200878022 | node_8103301_200878023 | 238.315 | bal_1P_2AC | 8103301 | no | no |  |  | no |  |  | 0 | 0 | 0 | 0
oh_line_8103301_200878024 |  | AD | node_8103301_200878023 | node_8103301_200878024 | 181.072 | bal_1P_2AC | 8103301 | no | no |  |  | no |  |  | 0 | 0 | 0 | 0
oh_line_8103301_200878025 |  | AD | node_8103301_200878024 | node_8103301_200878025 | 323.652 | bal_1P_2AC | 8103301 | no | no |  |  | no |  |  | 0 | 0 | 0 | 0
oh_line_8103301_200878026 |  | AD | node_8103301_200878025 | node_8103301_200878026 | 306.099 | bal_1P_2AC | 8103301 | no | no |  |  | no |  |  | 0 | 0 | 0 | 0
oh_line_8103301_200878027 |  | AD | node_8103301_200878026 | node_8103301_200878027 | 203.742 | bal_1P_2AC | 8103301 | no | no |  |  | no |  |  | 0 | 0 | 0 | 0
oh_line_8103301_200878028 |  | AD | node_8103301_200878027 | node_8103301_200878028 | 192.536 | bal_1P_2AC | 8103301 | no | no |  |  | no |  |  | 0 | 0 | 0 | 0
oh_line_8103301_200878029 |  | AD | node_8103301_200878028 | node_8103301_200878029 | 206.222 | bal_1P_2AC | 8103301 | no | no |  |  | no |  |  | 0 | 0 | 0 | 0
oh_line_8103301_200878030 |  | AD | node_8103301_200878029 | node_8103301_200878030 | 200.786 | bal_1P_2AC | 8103301 | no | no |  |  | no |  |  | 0 | 0 | 0 | 0
oh_line_8103301_200878031 |  | AD | node_8103301_200878030 | node_8103301_200878031 | 213.966 | bal_1P_1/0AA | 8103301 | no | no |  |  | no |  |  | 0 | 0 | 0 | 0
oh_line_8103301_200878032 |  | AD | node_8103301_200878031 | node_8103301_200878032 | 266.165 | bal_1P_1/0AA | 8103301 | no | no |  |  | no |  |  | 0 | 0 | 0 | 0
oh_line_8103301_200878033 |  | AD | node_8103301_200878032 | node_8103301_200878033 | 243.512 | bal_1P_1/0AA | 8103301 | no | no |  |  | no |  |  | 0 | 0 | 0 | 0
oh_line_8103301_200878034 |  | AD | node_8103301_200878033 | node_8103301_200878034 | 229.665 | bal_1P_1/0AA | 8103301 | no | no |  |  | no |  |  | 0 | 0 | 0 | 0
oh_line_8103301_200878035 |  | AD | node_8103301_200878036 | node_8103301_200878035 | 557.949 | bal_1P_2AC | 8103301 | no | no |  |  | no |  |  | 0 | 0 | 0 | 0
oh_line_8103301_200878036 |  | AD | node_8103301_200878037 | node_8103301_200878036 | 309.674 | bal_1P_2AC | 8103301 | no | no |  |  | no |  |  | 0 | 0 | 0 | 0
oh_line_8103301_200878037 |  | AD | node_8103301_200878038 | node_8103301_200878037 | 369.008 | bal_1P_2AC | 8103301 | no | no |  |  | no |  |  | 0 | 0 | 0 | 0
oh_line_8103301_200878038 |  | AD | node_8103301_200878039 | node_8103301_200878038 | 399.161 | bal_1P_2AC | 8103301 | no | no |  |  | no |  |  | 0 | 0 | 0 | 0
oh_line_8103301_200878039 |  | AD | node_8103301_200878040 | node_8103301_200878039 | 429.364 | bal_1P_2AC | 8103301 | no | no |  |  | no |  |  | 0 | 0 | 0 | 0
oh_line_8103301_200878040 |  | AD | node_8103301_200878041 | node_8103301_200878040 | 455.011 | bal_1P_2AC | 8103301 | no | no |  |  | no |  |  | 0 | 0 | 0 | 0
oh_line_8103301_200878041 |  | AD | node_8103301_200878042 | node_8103301_200878041 | 415.083 | bal_1P_2AC | 8103301 | no | no |  |  | no |  |  | 0 | 0 | 0 | 0
oh_line_8103301_200878042 |  | AD | node_8103301_200878043 | node_8103301_200878042 | 453.96 | bal_1P_2AC | 8103301 | no | no |  |  | no |  |  | 0 | 0 | 0 | 0
oh_line_8103301_200878043 |  | AD | node_8103301_200878046 | node_8103301_200878043 | 163.032 | bal_1P_2AC | 8103301 | no | no |  |  | no |  |  | 0 | 0 | 0 | 0
oh_line_8103301_200878044 |  | AD | node_8103301_200878043 | node_8103301_200878044 | 29.634 | bal_1P_1/0AA | 8103301 | no | no |  |  | no |  |  | 0 | 0 | 0 | 0
oh_line_8103301_200878045 |  | AD | node_8103301_200878044 | node_8103301_200878045 | 241.477 | bal_1P_1/0AA | 8103301 | no | no |  |  | no |  |  | 0 | 0 | 0 | 0
oh_line_8103301_200878046 |  | AD | node_8103301_200878047 | node_8103301_200878046 | 296.701 | bal_1P_2AC | 8103301 | no | no |  |  | no |  |  | 0 | 0 | 0 | 0
oh_line_8103301_200878047 |  | AD | node_8103301_200878048 | node_8103301_200878047 | 255.106 | bal_1P_2AC | 8103301 | no | no |  |  | no |  |  | 0 | 0 | 0 | 0
oh_line_8103301_200878048 |  | AD | node_8103301_200878050 | node_8103301_200878048 | 485.047 | bal_1P_2AC | 8103301 | no | no |  |  | no |  |  | 0 | 0 | 0 | 0
oh_line_8103301_200878050 |  | AD | node_8103301_200961427 | node_8103301_200878050 | 275.754 | bal_1P_2AC | 8103301 | no | no |  |  | no |  |  | 0 | 0 | 0 | 0
oh_line_8103301_200878056 |  | AD | node_8103301_200877172 | node_8103301_200878056 | 127.542 | bal_1P_2AC | 8103301 | no | no |  |  | no |  |  | 0 | 0 | 0 | 0
oh_line_8103301_200878059 |  | AD | node_8103301_200878100 | node_8103301_200878059 | 734.898 | bal_1P_1/0AA | 8103301 | no | no |  |  | no |  |  | 0 | 0 | 0 | 0
oh_line_8103301_200878060 |  | AD | node_8103301_200878017 | node_8103301_200878060 | 570.238 | bal_1P_2AC | 8103301 | no | no |  |  | no |  |  | 0 | 0 | 0 | 0
oh_line_8103301_200878061 |  | AD | node_8103301_200878147 | node_8103301_200878061 | 295.23 | bal_1P_4AC | 8103301 | no | no |  |  | no |  |  | 0 | 0 | 0 | 0
oh_line_8103301_200878063 |  | AD | node_8103301_200878061 | node_intto1_8103301_200878063 | 402.932 | bal_1P_4AC | 8103301 | no | no |  |  | no |  |  | 0 | 0 | 0 | 0
oh_line_8103301_200878064 |  | AD | node_8103301_200878063 | node_8103301_200878064 | 349.34 | bal_1P_4AC | 8103301 | no | no |  |  | no |  |  | 0 | 0 | 0 | 0
oh_line_8103301_200878065 |  | AD | node_8103301_200878064 | node_8103301_200878065 | 525.3 | bal_1P_4AC | 8103301 | no | no |  |  | no |  |  | 0 | 0 | 0 | 0
oh_line_8103301_200878066 |  | AD | node_8103301_200878065 | node_8103301_200878066 | 140.023 | bal_1P_1/0AA | 8103301 | no | no |  |  | no |  |  | 0 | 0 | 0 | 0
oh_line_8103301_200878067 |  | AD | node_8103301_200878065 | node_8103301_200878067 | 396.122 | bal_1P_4AC | 8103301 | no | no |  |  | no |  |  | 0 | 0 | 0 | 0
oh_line_8103301_200878068 |  | AD | node_8103301_200878067 | node_8103301_200878068 | 359.345 | bal_1P_4AC | 8103301 | no | no |  |  | no |  |  | 0 | 0 | 0 | 0
oh_line_8103301_200878069 |  | AD | node_8103301_200878068 | node_8103301_200878069 | 388.116 | bal_1P_4AC | 8103301 | no | no |  |  | no |  |  | 0 | 0 | 0 | 0
oh_line_8103301_200878070 |  | AD | node_8103301_200878069 | node_8103301_200878070 | 337.477 | bal_1P_4AC | 8103301 | no | no |  |  | no |  |  | 0 | 0 | 0 | 0
oh_line_8103301_200878071 |  | AD | node_8103301_200878070 | node_8103301_200878071 | 315.663 | bal_1P_4AC | 8103301 | no | no |  |  | no |  |  | 0 | 0 | 0 | 0
oh_line_8103301_200878072 |  | AD | node_8103301_200878071 | node_8103301_200878072 | 355.318 | bal_1P_4AC | 8103301 | no | no |  |  | no |  |  | 0 | 0 | 0 | 0
oh_line_8103301_200878073 |  | AD | node_8103301_200878060 | node_intto1_8103301_200878073 | 488.322 | bal_1P_2AC | 8103301 | no | no |  |  | no |  |  | 0 | 0 | 0 | 0
oh_line_8103301_200878075 |  | AD | node_8103301_200878072 | node_8103301_200878075 | 717.948 | bal_1P_4AC | 8103301 | no | no |  |  | no |  |  | 0 | 0 | 0 | 0
oh_line_8103301_200878076 |  | AD | node_8103301_200878075 | node_8103301_200878076 | 352.164 | bal_1P_4AC | 8103301 | no | no |  |  | no |  |  | 0 | 0 | 0 | 0
oh_line_8103301_200878077 |  | AD | node_8103301_200878076 | node_8103301_200878077 | 214.917 | bal_1P_1/0AA | 8103301 | no | no |  |  | no |  |  | 0 | 0 | 0 | 0
oh_line_8103301_200878078 |  | AD | node_8103301_200878077 | node_8103301_200878078 | 342.006 | bal_1P_1/0AA | 8103301 | no | no |  |  | no |  |  | 0 | 0 | 0 | 0
oh_line_8103301_200878079 |  | AD | node_8103301_200878078 | node_8103301_200878079 | 350.652 | bal_1P_1/0AA | 8103301 | no | no |  |  | no |  |  | 0 | 0 | 0 | 0
oh_line_8103301_200878080 |  | AD | node_8103301_200878079 | node_8103301_200878080 | 310.343 | bal_1P_1/0AA | 8103301 | no | no |  |  | no |  |  | 0 | 0 | 0 | 0
oh_line_8103301_200878081 |  | AD | node_8103301_200878080 | node_8103301_200878081 | 296.294 | bal_1P_1/0AA | 8103301 | no | no |  |  | no |  |  | 0 | 0 | 0 | 0
oh_line_8103301_200878082 |  | AD | node_8103301_200878081 | node_8103301_200878082 | 239.453 | bal_1P_1/0AA | 8103301 | no | no |  |  | no |  |  | 0 | 0 | 0 | 0
oh_line_8103301_200878083 |  | AD | node_8103301_200878076 | node_8103301_200878083 | 182.624 | bal_1P_4AC | 8103301 | no | no |  |  | no |  |  | 0 | 0 | 0 | 0
oh_line_8103301_200878084 |  | AD | node_8103301_200878083 | node_8103301_200878084 | 133.677 | bal_1P_4AC | 8103301 | no | no |  |  | no |  |  | 0 | 0 | 0 | 0
oh_line_8103301_200878085 |  | AD | node_8103301_200878084 | node_8103301_200878085 | 326.651 | bal_1P_4AC | 8103301 | no | no |  |  | no |  |  | 0 | 0 | 0 | 0
oh_line_8103301_200878086 |  | AD | node_8103301_200878085 | node_8103301_200878086 | 288.685 | bal_1P_4AC | 8103301 | no | no |  |  | no |  |  | 0 | 0 | 0 | 0
oh_line_8103301_200878087 |  | AD | node_8103301_200878086 | node_8103301_200878087 | 370.223 | bal_1P_4AC | 8103301 | no | no |  |  | no |  |  | 0 | 0 | 0 | 0
oh_line_8103301_200878088 |  | AD | node_8103301_200878087 | node_8103301_200878088 | 309.719 | bal_1P_4AC | 8103301 | no | no |  |  | no |  |  | 0 | 0 | 0 | 0
oh_line_8103301_200878089 |  | AD | node_8103301_200878088 | node_8103301_200878089 | 542.389 | bal_1P_4AC | 8103301 | no | no |  |  | no |  |  | 0 | 0 | 0 | 0
oh_line_8103301_200878090 |  | AD | node_8103301_200878089 | node_8103301_200878090 | 369.578 | bal_1P_4AC | 8103301 | no | no |  |  | no |  |  | 0 | 0 | 0 | 0
oh_line_8103301_200878091 |  | AD | node_8103301_200878073 | node_8103301_200878091 | 350.394 | bal_1P_2AC | 8103301 | no | no |  |  | no |  |  | 0 | 0 | 0 | 0
oh_line_8103301_200878092 |  | AD | node_8103301_200878090 | node_8103301_200878092 | 306.979 | bal_1P_4AC | 8103301 | no | no |  |  | no |  |  | 0 | 0 | 0 | 0
oh_line_8103301_200878093 |  | AD | node_8103301_200878092 | node_intto1_8103301_200878093 | 286.097 | bal_1P_4AC | 8103301 | no | no |  |  | no |  |  | 0 | 0 | 0 | 0
oh_line_8103301_200878096 |  | AD | node_8103301_201008803 | node_8103301_200878096 | 370.183 | bal_1P_4AC | 8103301 | no | no |  |  | no |  |  | 0 | 0 | 0 | 0
oh_line_8103301_200878097 |  | AD | node_8103301_200878096 | node_8103301_200878097 | 362.382 | bal_1P_4AC | 8103301 | no | no |  |  | no |  |  | 0 | 0 | 0 | 0
oh_line_8103301_200878099 |  | AD | node_8103301_200878097 | node_8103301_200878099 | 251.352 | bal_1P_1/0AA | 8103301 | no | no |  |  | no |  |  | 0 | 0 | 0 | 0
oh_line_8103301_200878100 |  | AD | node_8103301_200878097 | node_8103301_200878100 | 380.167 | bal_1P_4AC | 8103301 | no | no |  |  | no |  |  | 0 | 0 | 0 | 0
oh_line_8103301_200878101 |  | AD | node_8103301_200878100 | node_8103301_200878101 | 383.122 | bal_1P_4AC | 8103301 | no | no |  |  | no |  |  | 0 | 0 | 0 | 0
oh_line_8103301_200878102 |  | AD | node_8103301_200878101 | node_8103301_200878102 | 431.142 | bal_1P_4AC | 8103301 | no | no |  |  | no |  |  | 0 | 0 | 0 | 0
oh_line_8103301_200878103 |  | AD | node_8103301_200878102 | node_8103301_200878103 | 285.743 | bal_1P_4AC | 8103301 | no | no |  |  | no |  |  | 0 | 0 | 0 | 0
oh_line_8103301_200878104 |  | AD | node_8103301_200878103 | node_8103301_200878104 | 328.513 | bal_1P_4AC | 8103301 | no | no |  |  | no |  |  | 0 | 0 | 0 | 0
oh_line_8103301_200878105 |  | AD | node_8103301_200878091 | node_8103301_200878105 | 404.508 | bal_1P_2AC | 8103301 | no | no |  |  | no |  |  | 0 | 0 | 0 | 0
oh_line_8103301_200878107 |  | AD | node_8103301_200878104 | node_8103301_200878107 | 381.582 | bal_1P_4AC | 8103301 | no | no |  |  | no |  |  | 0 | 0 | 0 | 0
oh_line_8103301_200878108 |  | AD | node_8103301_200878107 | node_8103301_200878108 | 214.231 | bal_1P_4AC | 8103301 | no | no |  |  | no |  |  | 0 | 0 | 0 | 0
oh_line_8103301_200878109 |  | AD | node_8103301_200878108 | node_8103301_200878109 | 393.823 | bal_1P_4AC | 8103301 | no | no |  |  | no |  |  | 0 | 0 | 0 | 0
oh_line_8103301_200878110 |  | AD | node_8103301_200878109 | node_8103301_200878110 | 303.361 | bal_1P_4AC | 8103301 | no | no |  |  | no |  |  | 0 | 0 | 0 | 0
oh_line_8103301_200878111 |  | AD | node_8103301_200878110 | node_8103301_200878111 | 409.32 | bal_1P_4AC | 8103301 | no | no |  |  | no |  |  | 0 | 0 | 0 | 0
oh_line_8103301_200878113 |  | AD | node_8103301_200878111 | node_8103301_200878113 | 293.064 | bal_1P_2AC | 8103301 | no | no |  |  | no |  |  | 0 | 0 | 0 | 0
oh_line_8103301_200878115 |  | AD | node_8103301_200878113 | node_8103301_200878115 | 300.41 | bal_1P_2AC | 8103301 | no | no |  |  | no |  |  | 0 | 0 | 0 | 0
oh_line_8103301_200878116 |  | AD | node_8103301_200878115 | node_8103301_200878116 | 295.717 | bal_1P_2AC | 8103301 | no | no |  |  | no |  |  | 0 | 0 | 0 | 0
oh_line_8103301_200878117 |  | AD | node_8103301_200878116 | node_8103301_200878117 | 232.418 | bal_1P_2AC | 8103301 | no | no |  |  | no |  |  | 0 | 0 | 0 | 0
oh_line_8103301_200878119 |  | AD | node_8103301_200878111 | node_8103301_200878119 | 175.584 | bal_1P_4AC | 8103301 | no | no |  |  | no |  |  | 0 | 0 | 0 | 0
oh_line_8103301_200878120 |  | AD | node_8103301_200878119 | node_8103301_200878120 | 280.295 | bal_1P_4AC | 8103301 | no | no |  |  | no |  |  | 0 | 0 | 0 | 0
oh_line_8103301_200878121 |  | AD | node_8103301_200878120 | node_8103301_200878121 | 66.221 | bal_1P_4AC | 8103301 | no | no |  |  | no |  |  | 0 | 0 | 0 | 0
oh_line_8103301_200878122 |  | AD | node_8103301_200878121 | node_8103301_200878122 | 206.598 | bal_1P_4AC | 8103301 | no | no |  |  | no |  |  | 0 | 0 | 0 | 0
oh_line_8103301_200878124 |  | AD | node_8103301_200878122 | node_8103301_200878124 | 37.513 | bal_1P_1/0AA | 8103301 | no | no |  |  | no |  |  | 0 | 0 | 0 | 0
oh_line_8103301_200878125 |  | AD | node_8103301_200878124 | node_8103301_200878125 | 273.611 | bal_1P_1/0AA | 8103301 | no | no |  |  | no |  |  | 0 | 0 | 0 | 0
oh_line_8103301_200878126 |  | AD | node_8103301_200878122 | node_8103301_200878126 | 440.645 | bal_1P_4AC | 8103301 | no | no |  |  | no |  |  | 0 | 0 | 0 | 0
oh_line_8103301_200878127 |  | AD | node_8103301_200878126 | node_8103301_200878127 | 218.217 | bal_1P_2AC | 8103301 | no | no |  |  | no |  |  | 0 | 0 | 0 | 0
oh_line_8103301_200878128 |  | AD | node_8103301_200878127 | node_8103301_200878128 | 269.631 | bal_1P_2AC | 8103301 | no | no |  |  | no |  |  | 0 | 0 | 0 | 0
oh_line_8103301_200878129 |  | AD | node_8103301_200878105 | node_8103301_200878129 | 412.13 | bal_1P_2AC | 8103301 | no | no |  |  | no |  |  | 0 | 0 | 0 | 0
oh_line_8103301_200878130 |  | AD | node_8103301_200878128 | node_8103301_200878130 | 205.313 | bal_1P_2AC | 8103301 | no | no |  |  | no |  |  | 0 | 0 | 0 | 0
oh_line_8103301_200878132 |  | AD | node_8103301_200878130 | node_8103301_200878132 | 613.786 | bal_1P_2AC | 8103301 | no | no |  |  | no |  |  | 0 | 0 | 0 | 0
oh_line_8103301_200878133 |  | AD | node_8103301_200878132 | node_8103301_200878133 | 255.578 | bal_1P_2AC | 8103301 | no | no |  |  | no |  |  | 0 | 0 | 0 | 0
oh_line_8103301_200878134 |  | AD | node_8103301_312076259 | node_8103301_200878134 | 44.764 | bal_1P_1/0AA | 8103301 | no | no |  |  | no |  |  | 0 | 0 | 0 | 0
oh_line_8103301_200878135 |  | AD | node_8103301_200878134 | node_8103301_200878135 | 215.484 | bal_1P_1/0AA | 8103301 | no | no |  |  | no |  |  | 0 | 0 | 0 | 0
oh_line_8103301_200878136 |  | AD | node_8103301_200878135 | node_8103301_200878136 | 103.016 | bal_1P_1/0AA | 8103301 | no | no |  |  | no |  |  | 0 | 0 | 0 | 0
oh_line_8103301_200878137 |  | AD | node_8103301_200878136 | node_8103301_200878137 | 269.611 | bal_1P_1/0AA | 8103301 | no | no |  |  | no |  |  | 0 | 0 | 0 | 0
oh_line_8103301_200878138 |  | AD | node_8103301_200878137 | node_8103301_200878138 | 311.699 | bal_1P_1/0AA | 8103301 | no | no |  |  | no |  |  | 0 | 0 | 0 | 0
oh_line_8103301_200878139 |  | AD | node_8103301_200878138 | node_8103301_200878139 | 304.63 | bal_1P_1/0AA | 8103301 | no | no |  |  | no |  |  | 0 | 0 | 0 | 0
oh_line_8103301_200878140 |  | AD | node_8103301_200878139 | node_8103301_200878140 | 300.214 | bal_1P_1/0AA | 8103301 | no | no |  |  | no |  |  | 0 | 0 | 0 | 0
oh_line_8103301_200878141 |  | AD | node_8103301_200878140 | node_8103301_200878141 | 332.449 | bal_1P_1/0AA | 8103301 | no | no |  |  | no |  |  | 0 | 0 | 0 | 0
oh_line_8103301_200878142 |  | AD | node_8103301_200878129 | node_8103301_200878142 | 237.852 | bal_1P_4AC | 8103301 | no | no |  |  | no |  |  | 0 | 0 | 0 | 0
oh_line_8103301_200878143 |  | AD | node_8103301_200878141 | node_8103301_200878143 | 335.95 | bal_1P_1/0AA | 8103301 | no | no |  |  | no |  |  | 0 | 0 | 0 | 0
oh_line_8103301_200878144 |  | AD | node_8103301_200878143 | node_8103301_200878144 | 292.351 | bal_1P_1/0AA | 8103301 | no | no |  |  | no |  |  | 0 | 0 | 0 | 0
oh_line_8103301_200878145-1 |  | AD | node_8103301_200878142 | node_1447237_716_15360768_648 | 330.107 | bal_1P_4AC | 8103301 | no | no |  |  | no |  |  | 0 | 0 | 0 | 0
oh_line_8103301_200878145-2 |  | AD | node_1447237_716_15360768_648 | node_8103301_200878145 | 4.975 | bal_1P_4AC | 8103301 | no | no |  |  | no |  |  | 0 | 0 | 0 | 0
oh_line_8103301_200878146 |  | AD | node_8103301_200878145 | node_8103301_200878146 | 318.458 | bal_1P_4AC | 8103301 | no | no |  |  | no |  |  | 0 | 0 | 0 | 0
oh_line_8103301_200878147 |  | AD | node_8103301_200878146 | node_8103301_200878147 | 283.149 | bal_1P_4AC | 8103301 | no | no |  |  | no |  |  | 0 | 0 | 0 | 0
oh_line_8103301_200878236 |  | ABCN | node_8103301_200878262 | node_8103301_200878236 | 204.312 | bal_3P_336AL_4/0AA(N) | 8103301 | no | no |  |  | no |  |  | 0 | 0 | 0 | 0
oh_line_8103301_200878237 |  | ABCN | node_8103301_200878245 | node_8103301_200878237 | 199.703 | bal_3P_336AL_4/0AA(N) | 8103301 | no | no |  |  | no |  |  | 0 | 0 | 0 | 0
oh_line_8103301_200878238 |  | ABCN | node_8103301_200878236 | node_8103301_200878238 | 100.197 | bal_3P_336AL_4/0AA(N) | 8103301 | no | no |  |  | no |  |  | 0 | 0 | 0 | 0
oh_line_8103301_200878239 |  | ABCN | node_8103301_200878238 | node_8103301_200878239 | 126.563 | bal_3P_336AL_4/0AA(N) | 8103301 | no | no |  |  | no |  |  | 0 | 0 | 0 | 0
oh_line_8103301_200878240 |  | ABCN | node_8103301_200878239 | node_8103301_200878240 | 187.046 | bal_3P_336AL_4/0AA(N) | 8103301 | no | no |  |  | no |  |  | 0 | 0 | 0 | 0
oh_line_8103301_200878241 |  | ABCN | node_8103301_200878240 | node_8103301_200878241 | 138.982 | bal_3P_336AL_4/0AA(N) | 8103301 | no | no |  |  | no |  |  | 0 | 0 | 0 | 0
oh_line_8103301_200878242 |  | ABCN | node_8103301_200878241 | node_8103301_200878242 | 168.127 | bal_3P_336AL_4/0AA(N) | 8103301 | no | no |  |  | no |  |  | 0 | 0 | 0 | 0
oh_line_8103301_200878243 |  | ABCN | node_8103301_200878242 | node_8103301_200878243 | 165.818 | bal_3P_336AL_4/0AA(N) | 8103301 | no | no |  |  | no |  |  | 0 | 0 | 0 | 0
oh_line_8103301_200878244 |  | ABCN | node_8103301_200878243 | node_8103301_200878244 | 112.817 | bal_3P_336AL_4/0AA(N) | 8103301 | no | no |  |  | no |  |  | 0 | 0 | 0 | 0
oh_line_8103301_200878245 |  | ABCN | node_8103301_200878244 | node_8103301_200878245 | 240.517 | bal_3P_336AL_4/0AA(N) | 8103301 | no | no |  |  | no |  |  | 0 | 0 | 0 | 0
oh_line_8103301_200878262 |  | ABCN | node_8103301_310040522 | node_8103301_200878262 | 141.771 | bal_3P_477AL_4/0AC(N) | 8103301 | no | no |  |  | no |  |  | 0 | 0 | 0 | 0
oh_line_8103301_200878275 |  | ABCN | node_8103301_200911446 | node_8103301_200878275 | 32.262 | bal_3P_477AL_4/0AC(N) | 8103301 | no | no |  |  | no |  |  | 0 | 0 | 0 | 0
oh_line_8103301_200879853 |  | AD | node_8103301_200874014 | node_8103301_200879853 | 400.077 | bal_1P_4AC | 8103301 | no | no |  |  | no |  |  | 0 | 0 | 0 | 0
oh_line_8103301_200879854 |  | AD | node_8103301_200879853 | node_8103301_200879854 | 320.789 | bal_1P_4AC | 8103301 | no | no |  |  | no |  |  | 0 | 0 | 0 | 0
oh_line_8103301_200879856 |  | AD | node_8103301_200961188 | node_8103301_200879856 | 410.717 | bal_1P_4AC | 8103301 | no | no |  |  | no |  |  | 0 | 0 | 0 | 0
oh_line_8103301_200879858 |  | AD | node_8103301_200953468 | node_8103301_200879858 | 328.203 | bal_1P_4AC | 8103301 | no | no |  |  | no |  |  | 0 | 0 | 0 | 0
oh_line_8103301_200879859 |  | AD | node_8103301_200879858 | node_8103301_200879859 | 432.551 | bal_1P_4AC | 8103301 | no | no |  |  | no |  |  | 0 | 0 | 0 | 0
oh_line_8103301_200879860 |  | AD | node_8103301_200879859 | node_8103301_200879860 | 347.31 | bal_1P_4AC | 8103301 | no | no |  |  | no |  |  | 0 | 0 | 0 | 0
oh_line_8103301_200879861 |  | AD | node_8103301_200879860 | node_8103301_200879861 | 378.963 | bal_1P_4AC | 8103301 | no | no |  |  | no |  |  | 0 | 0 | 0 | 0
oh_line_8103301_200879862-1 |  | AD | node_8103301_200879861 | node_1466181_861_15380978_985 | 427.147 | bal_1P_4AC | 8103301 | no | no |  |  | no |  |  | 0 | 0 | 0 | 0
oh_line_8103301_200879862-2 |  | AD | node_1466181_861_15380978_985 | node_8103301_200879862 | 7.426 | bal_1P_4AC | 8103301 | no | no |  |  | no |  |  | 0 | 0 | 0 | 0
oh_line_8103301_200879863 |  | AD | node_8103301_200879862 | node_8103301_200879863 | 439.058 | bal_1P_4AC | 8103301 | no | no |  |  | no |  |  | 0 | 0 | 0 | 0
oh_line_8103301_200879864 |  | AD | node_8103301_200879863 | node_8103301_200879864 | 339.85 | bal_1P_8DCW | 8103301 | no | no |  |  | no |  |  | 0 | 0 | 0 | 0
oh_line_8103301_200879865 |  | AD | node_8103301_200879864 | node_8103301_200879865 | 102.592 | bal_1P_1/0AA | 8103301 | no | no |  |  | no |  |  | 0 | 0 | 0 | 0
oh_line_8103301_200879866 |  | AD | node_8103301_200879864 | node_8103301_200879866 | 215.996 | bal_1P_8DCW | 8103301 | no | no |  |  | no |  |  | 0 | 0 | 0 | 0
oh_line_8103301_200879867 |  | AD | node_8103301_200879866 | node_8103301_200879867 | 280.442 | bal_1P_8DCW | 8103301 | no | no |  |  | no |  |  | 0 | 0 | 0 | 0
oh_line_8103301_200879868 |  | AD | node_8103301_200874021 | node_8103301_200879868 | 274.706 | bal_1P_1/0AA | 8103301 | no | no |  |  | no |  |  | 0 | 0 | 0 | 0
oh_line_8103301_200879869 |  | AD | node_8103301_200879868 | node_8103301_200879869 | 284.266 | bal_1P_1/0AA | 8103301 | no | no |  |  | no |  |  | 0 | 0 | 0 | 0
oh_line_8103301_200879871 |  | AD | node_8103301_200953468 | node_8103301_200879871 | 356.396 | bal_1P_8DCW | 8103301 | no | no |  |  | no |  |  | 0 | 0 | 0 | 0
oh_line_8103301_200879872 |  | AD | node_8103301_200879885 | node_8103301_200879872 | 141.203 | bal_1P_1/0AA | 8103301 | no | no |  |  | no |  |  | 0 | 0 | 0 | 0
oh_line_8103301_200879873 |  | AD | node_8103301_200879872 | node_8103301_200879873 | 213.713 | bal_1P_1/0AA | 8103301 | no | no |  |  | no |  |  | 0 | 0 | 0 | 0
oh_line_8103301_200879874 |  | AD | node_8103301_200879873 | node_8103301_200879874 | 232.828 | bal_1P_1/0AA | 8103301 | no | no |  |  | no |  |  | 0 | 0 | 0 | 0
oh_line_8103301_200879875 |  | AD | node_8103301_200879874 | node_8103301_200879875 | 208.975 | bal_1P_1/0AA | 8103301 | no | no |  |  | no |  |  | 0 | 0 | 0 | 0
oh_line_8103301_200879877 |  | AD | node_8103301_200953469 | node_8103301_200879877 | 399.548 | bal_1P_8DCW | 8103301 | no | no |  |  | no |  |  | 0 | 0 | 0 | 0
oh_line_8103301_200879878 |  | AD | node_8103301_200879877 | node_8103301_200879878 | 331.306 | bal_1P_8DCW | 8103301 | no | no |  |  | no |  |  | 0 | 0 | 0 | 0
oh_line_8103301_200879881 |  | AD | node_8103301_200953470 | node_8103301_200879881 | 378.153 | bal_1P_2AC | 8103301 | no | no |  |  | no |  |  | 0 | 0 | 0 | 0
oh_line_8103301_200879882 |  | AD | node_8103301_200879881 | node_8103301_200879882 | 328.971 | bal_1P_2AC | 8103301 | no | no |  |  | no |  |  | 0 | 0 | 0 | 0
oh_line_8103301_200879883 |  | AD | node_8103301_200879882 | node_8103301_200879883 | 209.498 | bal_1P_2AC | 8103301 | no | no |  |  | no |  |  | 0 | 0 | 0 | 0
oh_line_8103301_200879884 |  | AD | node_8103301_200879883 | node_8103301_200879884 | 195.588 | bal_1P_2AC | 8103301 | no | no |  |  | no |  |  | 0 | 0 | 0 | 0
oh_line_8103301_200879885 |  | AD | node_8103301_200879884 | node_8103301_200879885 | 480.134 | bal_1P_2AC | 8103301 | no | no |  |  | no |  |  | 0 | 0 | 0 | 0
oh_line_8103301_200879886 |  | AD | node_8103301_200879885 | node_8103301_200879886 | 248.038 | bal_1P_1/0AA | 8103301 | no | no |  |  | no |  |  | 0 | 0 | 0 | 0
oh_line_8103301_200879934 |  | AD | node_8103301_200879883 | node_8103301_200879934 | 294.705 | bal_1P_1/0AA | 8103301 | no | no |  |  | no |  |  | 0 | 0 | 0 | 0
oh_line_8103301_200879935 |  | AD | node_8103301_200879934 | node_8103301_200879935 | 284.238 | bal_1P_1/0AA | 8103301 | no | no |  |  | no |  |  | 0 | 0 | 0 | 0
oh_line_8103301_200879936 |  | AD | node_8103301_200879935 | node_8103301_200879936 | 192.018 | bal_1P_1/0AA | 8103301 | no | no |  |  | no |  |  | 0 | 0 | 0 | 0
oh_line_8103301_200879937 |  | AD | node_8103301_200879936 | node_8103301_200879937 | 149.762 | bal_1P_1/0AA | 8103301 | no | no |  |  | no |  |  | 0 | 0 | 0 | 0
oh_line_8103301_200879938 |  | AD | node_8103301_200879937 | node_8103301_200879938 | 178.501 | bal_1P_1/0AA | 8103301 | no | no |  |  | no |  |  | 0 | 0 | 0 | 0
oh_line_8103301_200879939 |  | AD | node_8103301_200879938 | node_8103301_200879939 | 260.656 | bal_1P_1/0AA | 8103301 | no | no |  |  | no |  |  | 0 | 0 | 0 | 0
oh_line_8103301_200909334 |  | AD | node_8103301_200879886 | node_8103301_200909334 | 29.505 | bal_1P_1/0AA | 8103301 | no | no |  |  | no |  |  | 0 | 0 | 0 | 0
oh_line_8103301_200909337 |  | AD | node_8103301_200909334 | node_8103301_200909337 | 203.808 | bal_1P_1/0AA | 8103301 | no | no |  |  | no |  |  | 0 | 0 | 0 | 0
oh_line_8103301_200911434 |  | AD | node_8103301_200826180 | node_intto1_8103301_200911434 | 553.683 | bal_1P_1/0AA | 8103301 | no | no |  |  | no |  |  | 0 | 0 | 0 | 0
oh_line_8103301_200911446 |  | ABCN | node_SOURCE_8103301 | node_8103301_200911446 | 92.938 | bal_3P_477AL_4/0AC(N) | 8103301 | no | no |  |  | no |  |  | 0 | 0 | 0 | 0
oh_line_8103301_200941167 |  | ABCN | node_8103301_200873790 | node_8103301_200941167 | 176.564 | bal_3P_4/0AC_4/0AC(N) | 8103301 | no | no |  |  | no |  |  | 0 | 0 | 0 | 0
oh_line_8103301_200948314 |  | AD | node_8103301_200877307 | node_8103301_200948314 | 280.983 | bal_1P_1/0AA | 8103301 | no | no |  |  | no |  |  | 0 | 0 | 0 | 0
oh_line_8103301_200948315 |  | AD | node_8103301_200948314 | node_8103301_200948315 | 269.875 | bal_1P_1/0AA | 8103301 | no | no |  |  | no |  |  | 0 | 0 | 0 | 0
oh_line_8103301_200950309 |  | AD | node_8103301_200876041 | node_8103301_200950309 | 388.548 | bal_1P_2AC | 8103301 | no | no |  |  | no |  |  | 0 | 0 | 0 | 0
oh_line_8103301_200952812 |  | ABCN | node_8103301_200876159 | node_8103301_200952812 | 260.899 | bal_3P_336AL_4/0AA(N) | 8103301 | no | no |  |  | no |  |  | 0 | 0 | 0 | 0
oh_line_8103301_200953468 |  | AD | node_8103301_200879856 | node_8103301_200953468 | 323.241 | bal_1P_4AC | 8103301 | no | no |  |  | no |  |  | 0 | 0 | 0 | 0
oh_line_8103301_200953469 |  | AD | node_8103301_200879871 | node_intto1_8103301_200953469 | 340.451 | bal_1P_8DCW | 8103301 | no | no |  |  | no |  |  | 0 | 0 | 0 | 0
oh_line_8103301_200953470 |  | AD | node_8103301_200879878 | node_8103301_200953470 | 252.837 | bal_1P_2AC | 8103301 | no | no |  |  | no |  |  | 0 | 0 | 0 | 0
oh_line_8103301_200955875 |  | AD | node_8103301_200877376 | node_8103301_200955875 | 316.414 | bal_1P_1/0AA | 8103301 | no | no |  |  | no |  |  | 0 | 0 | 0 | 0
oh_line_8103301_200957220 |  | AD | node_8103301_200874119 | node_8103301_200957220 | 124.109 | bal_1P_1/0AC | 8103301 | no | no |  |  | no |  |  | 0 | 0 | 0 | 0
oh_line_8103301_200959769 |  | AD | node_8103301_200877275 | node_intto1_8103301_200959769 | 237.181 | bal_1P_2AC | 8103301 | no | no |  |  | no |  |  | 0 | 0 | 0 | 0
oh_line_8103301_200961188 |  | AD | node_8103301_200879854 | node_8103301_200961188 | 305.845 | bal_1P_4AC | 8103301 | no | no |  |  | no |  |  | 0 | 0 | 0 | 0
oh_line_8103301_200961189 |  | AD | node_8103301_200961188 | node_8103301_200961189 | 191.639 | bal_1P_1/0AA | 8103301 | no | no |  |  | no |  |  | 0 | 0 | 0 | 0
oh_line_8103301_200961190 |  | AD | node_8103301_200961189 | node_8103301_200961190 | 196.24 | bal_1P_1/0AA | 8103301 | no | no |  |  | no |  |  | 0 | 0 | 0 | 0
oh_line_8103301_200961427 |  | AD | node_8103301_200968717 | node_8103301_200961427 | 413.808 | bal_1P_2AC | 8103301 | no | no |  |  | no |  |  | 0 | 0 | 0 | 0
oh_line_8103301_200961737 |  | AN | node_8103301_200874208 | node_8103301_200961737 | 280.87 | bal_1P_4/0AA_1/0AA(N) | 8103301 | no | no |  |  | no |  |  | 0 | 0 | 0 | 0
oh_line_8103301_200961944 |  | AN | node_8103301_200873753 | node_8103301_200961944 | 242.29 | bal_1P_WYECUST | 8103301 | no | no |  |  | no |  |  | 0 | 0 | 0 | 0
oh_line_8103301_200961945 |  | AN | node_8103301_200961944 | node_8103301_200961945 | 247.679 | bal_1P_WYECUST | 8103301 | no | no |  |  | no |  |  | 0 | 0 | 0 | 0
oh_line_8103301_200962305 |  | AD | node_8103301_200874721 | node_8103301_200962305 | 60.959 | bal_1P_1/0AA | 8103301 | no | no |  |  | no |  |  | 0 | 0 | 0 | 0
oh_line_8103301_200963320 |  | AD | node_8103301_200874683 | node_8103301_200963320 | 302.371 | bal_1P_2AC | 8103301 | no | no |  |  | no |  |  | 0 | 0 | 0 | 0
oh_line_8103301_200964449 |  | AN | node_8103301_200874215 | node_8103301_200964449 | 62.875 | bal_1P_1/0AA_1/0AA(N) | 8103301 | no | no |  |  | no |  |  | 0 | 0 | 0 | 0
oh_line_8103301_200967565 |  | AD | node_8103301_200874053 | node_8103301_200967565 | 312.724 | bal_1P_2AC | 8103301 | no | no |  |  | no |  |  | 0 | 0 | 0 | 0
oh_line_8103301_200968015 |  | AD | node_8103301_200873658 | node_8103301_200968015 | 319.598 | bal_1P_4AC | 8103301 | no | no |  |  | no |  |  | 0 | 0 | 0 | 0
oh_line_8103301_200968234 |  | AD | node_8103301_200876387 | node_8103301_200968234 | 381.18 | bal_1P_1/0AA | 8103301 | no | no |  |  | no |  |  | 0 | 0 | 0 | 0
oh_line_8103301_200968335 |  | AD | node_8103301_200878017 | node_8103301_200968335 | 387.467 | bal_1P_2AC | 8103301 | no | no |  |  | no |  |  | 0 | 0 | 0 | 0
oh_line_8103301_200968717 |  | AD | node_8103301_201062805 | node_8103301_200968717 | 212.586 | bal_1P_2AC | 8103301 | no | no |  |  | no |  |  | 0 | 0 | 0 | 0
oh_line_8103301_200969943 |  | AD | node_8103301_200873421 | node_8103301_200969943 | 227.543 | bal_1P_4AC | 8103301 | no | no |  |  | no |  |  | 0 | 0 | 0 | 0
oh_line_8103301_200970288 |  | AD | node_8103301_200874666 | node_8103301_200970288 | 295.235 | bal_1P_2AC | 8103301 | no | no |  |  | no |  |  | 0 | 0 | 0 | 0
oh_line_8103301_200970289 |  | AD | node_8103301_200970288 | node_8103301_200970289 | 1156.025 | bal_1P_2AC | 8103301 | no | no |  |  | no |  |  | 0 | 0 | 0 | 0
oh_line_8103301_200970290 |  | AD | node_8103301_200874012 | node_8103301_200970290 | 286.999 | bal_1P_1/0AC | 8103301 | no | no |  |  | no |  |  | 0 | 0 | 0 | 0
oh_line_8103301_200970893 |  | AD | node_8103301_200873382 | node_8103301_200970893 | 442.305 | bal_1P_2AC | 8103301 | no | no |  |  | no |  |  | 0 | 0 | 0 | 0
oh_line_8103301_200971817 |  | AD | node_8103301_200971856 | node_8103301_200971817 | 300.776 | bal_1P_1/0AA | 8103301 | no | no |  |  | no |  |  | 0 | 0 | 0 | 0
oh_line_8103301_200971856 |  | AD | node_8103301_200876020 | node_8103301_200971856 | 298.555 | bal_1P_1/0AA | 8103301 | no | no |  |  | no |  |  | 0 | 0 | 0 | 0
oh_line_8103301_201008803 |  | AD | node_8103301_200878093 | node_8103301_201008803 | 360.15 | bal_1P_4AC | 8103301 | no | no |  |  | no |  |  | 0 | 0 | 0 | 0
oh_line_8103301_201009039 |  | ABCN | node_8103301_200873977 | node_intto1_8103301_201009039 | 233.94 | bal_3P_336AL_4/0AA(N) | 8103301 | no | no |  |  | no |  |  | 0 | 0 | 0 | 0
oh_line_8103301_201009864 |  | AD | node_8103301_200873376 | node_8103301_201009864 | 318.606 | bal_1P_3-104CW | 8103301 | no | no |  |  | no |  |  | 0 | 0 | 0 | 0
oh_line_8103301_201009865 |  | AN | node_8103301_201009864 | node_intto1_8103301_201009865 | 827.803 | bal_1P_DELTACUST | 8103301 | no | no |  |  | no |  |  | 0 | 0 | 0 | 0
oh_line_8103301_201010670 |  | AD | node_8103301_201056318 | node_8103301_201010670 | 326.482 | bal_1P_2AC | 8103301 | no | no |  |  | no |  |  | 0 | 0 | 0 | 0
oh_line_8103301_201010713 |  | AD | node_8103301_201009864 | node_8103301_201010713 | 359.977 | bal_1P_3-104CW | 8103301 | no | no |  |  | no |  |  | 0 | 0 | 0 | 0
oh_line_8103301_201012485 |  | AD | node_8103301_200873725 | node_8103301_201012485 | 292.634 | bal_1P_2AC | 8103301 | no | no |  |  | no |  |  | 0 | 0 | 0 | 0
oh_line_8103301_201022548 |  | AD | node_8103301_200874057 | node_8103301_201022548 | 272.256 | bal_1P_2AC | 8103301 | no | no |  |  | no |  |  | 0 | 0 | 0 | 0
oh_line_8103301_201025326 |  | AD | node_8103301_200874342 | node_8103301_201025326 | 494.804 | bal_1P_2AC | 8103301 | no | no |  |  | no |  |  | 0 | 0 | 0 | 0
oh_line_8103301_201032449 |  | AD | node_8103301_200874114 | node_8103301_201032449 | 294.091 | bal_1P_2AC | 8103301 | no | no |  |  | no |  |  | 0 | 0 | 0 | 0
oh_line_8103301_201037734 |  | AD | node_8103301_201038963 | node_8103301_201037734 | 158.62 | bal_1P_1/0AA | 8103301 | no | no |  |  | no |  |  | 0 | 0 | 0 | 0
oh_line_8103301_201037854 |  | AN | node_8103301_200877176 | node_8103301_201037854 | 240.824 | bal_1P_2AC_2AC(N) | 8103301 | no | no |  |  | no |  |  | 0 | 0 | 0 | 0
oh_line_8103301_201037855 |  | AN | node_8103301_200877176 | node_8103301_201037855 | 348.898 | bal_1P_2AC_2AC(N) | 8103301 | no | no |  |  | no |  |  | 0 | 0 | 0 | 0
oh_line_8103301_201037873 |  | AN | node_8103301_200877176 | node_8103301_201037873 | 197.388 | bal_1P_2AC_2AC(N) | 8103301 | no | no |  |  | no |  |  | 0 | 0 | 0 | 0
oh_line_8103301_201038963 |  | AD | node_8103301_200873624 | node_8103301_201038963 | 342.221 | bal_1P_2AC | 8103301 | no | no |  |  | no |  |  | 0 | 0 | 0 | 0
oh_line_8103301_201038964 |  | AD | node_8103301_200878056 | node_intto1_8103301_201038964 | 235.065 | bal_1P_2AC | 8103301 | no | no |  |  | no |  |  | 0 | 0 | 0 | 0
oh_line_8103301_201039906 |  | AD | node_8103301_200874078 | node_8103301_201039906 | 378.49 | bal_1P_1/0AC | 8103301 | no | no |  |  | no |  |  | 0 | 0 | 0 | 0
oh_line_8103301_201039995 |  | ABCN | node_8103301_200873948 | node_8103301_201039995 | 270.739 | bal_3P_336AL_4/0AA(N) | 8103301 | no | no |  |  | no |  |  | 0 | 0 | 0 | 0
oh_line_8103301_201052726 |  | AD | node_8103301_200876412 | node_8103301_201052726 | 380.463 | bal_1P_1/0AA | 8103301 | no | no |  |  | no |  |  | 0 | 0 | 0 | 0
oh_line_8103301_201052727 |  | AD | node_8103301_200876415 | node_8103301_201052727 | 358.584 | bal_1P_1/0AA | 8103301 | no | no |  |  | no |  |  | 0 | 0 | 0 | 0
oh_line_8103301_201056318 |  | AD | node_8103301_200874344 | node_8103301_201056318 | 284.733 | bal_1P_2AC | 8103301 | no | no |  |  | no |  |  | 0 | 0 | 0 | 0
oh_line_8103301_201057640 |  | AD | node_8103301_200963320 | node_8103301_201057640 | 420.202 | bal_1P_2AC | 8103301 | no | no |  |  | no |  |  | 0 | 0 | 0 | 0
oh_line_8103301_201057641 |  | AD | node_8103301_200874557 | node_8103301_201057641 | 388.695 | bal_1P_2AC | 8103301 | no | no |  |  | no |  |  | 0 | 0 | 0 | 0
oh_line_8103301_201059766 |  | AD | node_8103301_200878025 | node_8103301_201059766 | 95.035 | bal_1P_1/0AA | 8103301 | no | no |  |  | no |  |  | 0 | 0 | 0 | 0
oh_line_8103301_201060370 |  | AD | node_8103301_200826062 | node_8103301_201060370 | 105.199 | bal_1P_1/0AC | 8103301 | no | no |  |  | no |  |  | 0 | 0 | 0 | 0
oh_line_8103301_201062692 |  | AD | node_8103301_200874486 | node_8103301_201062692 | 209.524 | bal_1P_2AC | 8103301 | no | no |  |  | no |  |  | 0 | 0 | 0 | 0
oh_line_8103301_201062805 |  | AD | node_8103301_201038964 | node_8103301_201062805 | 240.255 | bal_1P_2AC | 8103301 | no | no |  |  | no |  |  | 0 | 0 | 0 | 0
oh_line_8103301_201063213 |  | AD | node_8103301_200873453 | node_8103301_201063213 | 631.784 | bal_1P_2AC | 8103301 | no | no |  |  | no |  |  | 0 | 0 | 0 | 0
oh_line_8103301_201065553 |  | AD | node_8103301_200874121 | node_intto1_8103301_201065553 | 222.352 | bal_1P_1/0AC | 8103301 | no | no |  |  | no |  |  | 0 | 0 | 0 | 0
oh_line_8103301_201066169-1 |  | AN | node_220655301 | node_8103301_201066169 | 19.322 | bal_1P_1/0AA_1/0AA(N) | 8103301 | no | no |  |  | no |  |  | 0 | 0 | 0 | 0
oh_line_8103301_201066169-2 |  | AN | node_220386202 | node_intto1_220655301 | 10.903 | bal_1P_1/0AA_1/0AA(N) | 8103301 | no | no |  |  | no |  |  | 0 | 0 | 0 | 0
oh_line_8103301_201066169-3 |  | AN | node_8103301_200876200 | node_intto1_220386202 | 241.51 | bal_1P_1/0AA_1/0AA(N) | 8103301 | no | no |  |  | no |  |  | 0 | 0 | 0 | 0
oh_line_8103301_201066636 |  | AD | node_8103301_200873682 | node_intto1_8103301_201066636 | 294.481 | bal_1P_4AC | 8103301 | no | no |  |  | no |  |  | 0 | 0 | 0 | 0
oh_line_8103301_201068845 |  | AD | node_8103301_200873662 | node_8103301_201068845 | 365.729 | bal_1P_4AC | 8103301 | no | no |  |  | no |  |  | 0 | 0 | 0 | 0
oh_line_8103301_310016503-1 |  | ABCN | node_1434320_019_15376977_498 | node_8103301_310016503 | 5.395 | bal_3P_1/0AA_1/0AA(N) | 8103301 | no | no |  |  | no |  |  | 0 | 0 | 0 | 0
oh_line_8103301_310016503-2 |  | ABCN | node_8103301_200878275 | node_1434320_019_15376977_498 | 16.337 | bal_3P_1/0AA_1/0AA(N) | 8103301 | no | no |  |  | no |  |  | 0 | 0 | 0 | 0
oh_line_8103301_310040503 |  | ABCN | node_8103301_312082279 | node_8103301_310040503 | 253.026 | bal_3P_477AL_4/0AC(N) | 8103301 | no | no |  |  | no |  |  | 0 | 0 | 0 | 0
oh_line_8103301_310040509 |  | ABCN | node_8103301_310040503 | node_8103301_310040509 | 143.215 | bal_3P_477AL_4/0AC(N) | 8103301 | no | no |  |  | no |  |  | 0 | 0 | 0 | 0
oh_line_8103301_310040514 |  | ABCN | node_8103301_310040509 | node_8103301_310040514 | 178.376 | bal_3P_477AL_4/0AC(N) | 8103301 | no | no |  |  | no |  |  | 0 | 0 | 0 | 0
oh_line_8103301_310040517 |  | ABCN | node_8103301_310040514 | node_8103301_310040517 | 181.209 | bal_3P_477AL_4/0AC(N) | 8103301 | no | no |  |  | no |  |  | 0 | 0 | 0 | 0
oh_line_8103301_310040521 |  | ABCN | node_8103301_310040517 | node_8103301_310040521 | 194.764 | bal_3P_477AL_4/0AC(N) | 8103301 | no | no |  |  | no |  |  | 0 | 0 | 0 | 0
oh_line_8103301_310040522 |  | ABCN | node_8103301_310040521 | node_8103301_310040522 | 192.042 | bal_3P_477AL_4/0AC(N) | 8103301 | no | no |  |  | no |  |  | 0 | 0 | 0 | 0
oh_line_8103301_311882084 |  | AD | node_8103301_200876491 | node_8103301_311882084 | 181.664 | bal_1P_1/0AA | 8103301 | no | no |  |  | no |  |  | 0 | 0 | 0 | 0
oh_line_8103301_311896149 |  | AD | node_8103301_200873423 | node_8103301_311896149 | 52.195 | bal_1P_1/0AA | 8103301 | no | no |  |  | no |  |  | 0 | 0 | 0 | 0
oh_line_8103301_311896150 |  | AD | node_8103301_311896149 | node_8103301_311896150 | 210.158 | bal_1P_1/0AA | 8103301 | no | no |  |  | no |  |  | 0 | 0 | 0 | 0
oh_line_8103301_311896151 |  | AD | node_8103301_311896150 | node_8103301_311896151 | 186.59 | bal_1P_1/0AA | 8103301 | no | no |  |  | no |  |  | 0 | 0 | 0 | 0
oh_line_8103301_311902266 |  | AN | node_8103301_200873944 | node_8103301_311902266 | 199.221 | bal_1P_1/0AA_1/0AA(N) | 8103301 | no | no |  |  | no |  |  | 0 | 0 | 0 | 0
oh_line_8103301_311906455 |  | AD | node_8103301_200874572 | node_8103301_311906455 | 248.183 | bal_1P_2AC | 8103301 | no | no |  |  | no |  |  | 0 | 0 | 0 | 0
oh_line_8103301_311906502 |  | AN | node_8103301_200873973 | node_intto1_8103301_311906502 | 209.325 | bal_1P_1/0AA_1/0AA(N) | 8103301 | no | no |  |  | no |  |  | 0 | 0 | 0 | 0
oh_line_8103301_311912476-1 |  | AN | node_220465225 | node_8103301_311912476 | 2.153 | bal_1P_4/0AC_4/0AC(N) | 8103301 | no | no |  |  | no |  |  | 0 | 0 | 0 | 0
oh_line_8103301_311912476-2 |  | AN | node_220385812 | node_intto1_220465225 | 3.405 | bal_1P_4/0AC_4/0AC(N) | 8103301 | no | no |  |  | no |  |  | 0 | 0 | 0 | 0
oh_line_8103301_311912476-3 |  | AN | node_8103301_200873789 | node_intto1_220385812 | 12.881 | bal_1P_4/0AC_4/0AC(N) | 8103301 | no | no |  |  | no |  |  | 0 | 0 | 0 | 0
oh_line_8103301_312042442 |  | AD | node_8103301_200877237 | node_8103301_312042442 | 287.636 | bal_1P_2AC | 8103301 | no | no |  |  | no |  |  | 0 | 0 | 0 | 0
oh_line_8103301_312076259 |  | AD | node_8103301_200878133 | node_8103301_312076259 | 52.285 | bal_1P_1/0AA | 8103301 | no | no |  |  | no |  |  | 0 | 0 | 0 | 0
oh_line_8103301_312082279 |  | ABCN | node_8103301_200878275 | node_intto1_8103301_312082279 | 165.935 | bal_3P_477AL_4/0AC(N) | 8103301 | no | no |  |  | no |  |  | 0 | 0 | 0 | 0
oh_line_8103301_312082280 |  | ABCN | node_8103301_312082279 | node_8103301_312082280 | 24.957 | bal_3P_477AL_4/0AC(N) | 8103301 | no | no |  |  | no |  |  | 0 | 0 | 0 | 0
oh_line_8103301_312084888 |  | AN | node_8103301_200873777 | node_intto1_8103301_312084888 | 83.482 | bal_1P_1/0AA_1/0AA(N) | 8103301 | no | no |  |  | no |  |  | 0 | 0 | 0 | 0
oh_line_8103301_312084889 |  | AN | node_8103301_312084888 | node_8103301_312084889 | 148.029 | bal_1P_1/0AA_1/0AA(N) | 8103301 | no | no |  |  | no |  |  | 0 | 0 | 0 | 0
oh_line_8103301_312094099 |  | AD | node_8103301_200873440 | node_8103301_312094099 | 234.258 | bal_1P_4AC | 8103301 | no | no |  |  | no |  |  | 0 | 0 | 0 | 0
oh_line_8103301_312111093 |  | AD | node_8103301_200874571 | node_8103301_312111093 | 225.618 | bal_1P_2AC | 8103301 | no | no |  |  | no |  |  | 0 | 0 | 0 | 0
oh_line_8103301_312120316 |  | AD | node_8103301_200877319 | node_8103301_312120316 | 269.292 | bal_1P_1/0AA | 8103301 | no | no |  |  | no |  |  | 0 | 0 | 0 | 0
oh_line_8103301_312151296 |  | AD | node_8103301_200877231 | node_8103301_312151296 | 61.673 | bal_1P_1/0AA | 8103301 | no | no |  |  | no |  |  | 0 | 0 | 0 | 0
oh_line_TAP_OH_896151 |  | AN | node_8103301_200826062 | node_1467359_563_15344138_355 | 0.033 | unb_TAPWIRE_OH | 8103301 | no | no |  |  | no |  |  | 0 | 0 | 0 | 0
oh_line_TAP_OH_896189 |  | AN | node_8103301_200826176 | node_1456905_261_15345612_884 | 0.033 | unb_TAPWIRE_OH | 8103301 | no | no |  |  | no |  |  | 0 | 0 | 0 | 0
oh_line_TAP_OH_896190 |  | AN | node_8103301_200826177 | node_1458470_048_15346272_912 | 0.033 | unb_TAPWIRE_OH | 8103301 | no | no |  |  | no |  |  | 0 | 0 | 0 | 0
oh_line_TAP_OH_896191 |  | AN | node_8103301_200826178 | node_1458468_433_15345943_509 | 0.033 | unb_TAPWIRE_OH | 8103301 | no | no |  |  | no |  |  | 0 | 0 | 0 | 0
oh_line_TAP_OH_896192 |  | AN | node_8103301_200826183 | node_1457946_331_15344537_585 | 0.033 | unb_TAPWIRE_OH | 8103301 | no | no |  |  | no |  |  | 0 | 0 | 0 | 0
oh_line_TAP_OH_908826 |  | AN | node_8103301_200873349 | node_1455856_85_15352477_815 | 0.033 | unb_TAPWIRE_OH | 8103301 | no | no |  |  | no |  |  | 0 | 0 | 0 | 0
oh_line_TAP_OH_908840 |  | AN | node_8103301_200873370 | node_1470027_816_15346707_587 | 0.033 | unb_TAPWIRE_OH | 8103301 | no | no |  |  | no |  |  | 0 | 0 | 0 | 0
oh_line_TAP_OH_908841 |  | AN | node_8103301_200873372 | node_1469825_738_15347167_642 | 0.033 | unb_TAPWIRE_OH | 8103301 | no | no |  |  | no |  |  | 0 | 0 | 0 | 0
oh_line_TAP_OH_908842 |  | AN | node_8103301_200873378 | node_1468980_338_15349255_811 | 0.033 | unb_TAPWIRE_OH | 8103301 | no | no |  |  | no |  |  | 0 | 0 | 0 | 0
oh_line_TAP_OH_908843 |  | AN | node_8103301_200873379 | node_1468825_762_15349637_881 | 0.033 | unb_TAPWIRE_OH | 8103301 | no | no |  |  | no |  |  | 0 | 0 | 0 | 0
oh_line_TAP_OH_908844 |  | AN | node_8103301_200873385 | node_1467818_352_15351476_942 | 0.033 | unb_TAPWIRE_OH | 8103301 | no | no |  |  | no |  |  | 0 | 0 | 0 | 0
oh_line_TAP_OH_908845 |  | AN | node_8103301_200873386 | node_1467881_762_15351231_465 | 0.033 | unb_TAPWIRE_OH | 8103301 | no | no |  |  | no |  |  | 0 | 0 | 0 | 0
oh_line_TAP_OH_908846 |  | AN | node_8103301_200873391 | node_1467668_65_15350972_691 | 0.033 | unb_TAPWIRE_OH | 8103301 | no | no |  |  | no |  |  | 0 | 0 | 0 | 0
oh_line_TAP_OH_908847 |  | AN | node_8103301_200873400 | node_1467788_272_15354044_588 | 0.033 | unb_TAPWIRE_OH | 8103301 | no | no |  |  | no |  |  | 0 | 0 | 0 | 0
oh_line_TAP_OH_908848 |  | AN | node_8103301_200873401 | node_1467598_88_15354312_164 | 0.033 | unb_TAPWIRE_OH | 8103301 | no | no |  |  | no |  |  | 0 | 0 | 0 | 0
oh_line_TAP_OH_908849 |  | AN | node_8103301_200873402 | node_1467414_487_15354572_414 | 0.033 | unb_TAPWIRE_OH | 8103301 | no | no |  |  | no |  |  | 0 | 0 | 0 | 0
oh_line_TAP_OH_908850 |  | AN | node_8103301_200873404 | node_1467143_629_15354620_636 | 0.033 | unb_TAPWIRE_OH | 8103301 | no | no |  |  | no |  |  | 0 | 0 | 0 | 0
oh_line_TAP_OH_908851 |  | AN | node_8103301_200873406 | node_1467151_965_15354291_476 | 0.033 | unb_TAPWIRE_OH | 8103301 | no | no |  |  | no |  |  | 0 | 0 | 0 | 0
oh_line_TAP_OH_908852 |  | AN | node_8103301_200873409 | node_1466122_655_15354571_883 | 0.033 | unb_TAPWIRE_OH | 8103301 | no | no |  |  | no |  |  | 0 | 0 | 0 | 0
oh_line_TAP_OH_908854 |  | AN | node_8103301_200873415 | node_1464766_147_15354523_676 | 0.033 | unb_TAPWIRE_OH | 8103301 | no | no |  |  | no |  |  | 0 | 0 | 0 | 0
oh_line_TAP_OH_908855 |  | AN | node_8103301_200873416 | node_1464535_772_15354660_877 | 0.033 | unb_TAPWIRE_OH | 8103301 | no | no |  |  | no |  |  | 0 | 0 | 0 | 0
oh_line_TAP_OH_908856 |  | AN | node_8103301_200873418 | node_1464130_751_15355113_983 | 0.033 | unb_TAPWIRE_OH | 8103301 | no | no |  |  | no |  |  | 0 | 0 | 0 | 0
oh_line_TAP_OH_908857 |  | AN | node_8103301_200873423 | node_1464129_052_15353174_736 | 0.033 | unb_TAPWIRE_OH | 8103301 | no | no |  |  | no |  |  | 0 | 0 | 0 | 0
oh_line_TAP_OH_908858 |  | AN | node_8103301_200873426 | node_1463027_76_15353156_238 | 0.033 | unb_TAPWIRE_OH | 8103301 | no | no |  |  | no |  |  | 0 | 0 | 0 | 0
oh_line_TAP_OH_908859 |  | AN | node_8103301_200873429 | node_1462726_095_15353168_145 | 0.033 | unb_TAPWIRE_OH | 8103301 | no | no |  |  | no |  |  | 0 | 0 | 0 | 0
oh_line_TAP_OH_908860 |  | AN | node_8103301_200873431 | node_1462395_532_15353255_943 | 0.033 | unb_TAPWIRE_OH | 8103301 | no | no |  |  | no |  |  | 0 | 0 | 0 | 0
oh_line_TAP_OH_908861 |  | AN | node_8103301_200873433 | node_1461967_984_15353224_056 | 0.033 | unb_TAPWIRE_OH | 8103301 | no | no |  |  | no |  |  | 0 | 0 | 0 | 0
oh_line_TAP_OH_908862 |  | AN | node_8103301_200873435 | node_1461604_684_15353194_411 | 0.033 | unb_TAPWIRE_OH | 8103301 | no | no |  |  | no |  |  | 0 | 0 | 0 | 0
oh_line_TAP_OH_908863 |  | AN | node_8103301_200873438 | node_1461100_358_15353428_902 | 0.033 | unb_TAPWIRE_OH | 8103301 | no | no |  |  | no |  |  | 0 | 0 | 0 | 0
oh_line_TAP_OH_908864 |  | AN | node_8103301_200873441 | node_1460444_481_15353092_807 | 0.033 | unb_TAPWIRE_OH | 8103301 | no | no |  |  | no |  |  | 0 | 0 | 0 | 0
oh_line_TAP_OH_908865 |  | AN | node_8103301_200873442 | node_1459912_013_15353046_733 | 0.033 | unb_TAPWIRE_OH | 8103301 | no | no |  |  | no |  |  | 0 | 0 | 0 | 0
oh_line_TAP_OH_908866 |  | AN | node_8103301_200873445 | node_1459239_353_15352846_823 | 0.033 | unb_TAPWIRE_OH | 8103301 | no | no |  |  | no |  |  | 0 | 0 | 0 | 0
oh_line_TAP_OH_908867 |  | AN | node_8103301_200873448 | node_1458495_013_15352665_39 | 0.033 | unb_TAPWIRE_OH | 8103301 | no | no |  |  | no |  |  | 0 | 0 | 0 | 0
oh_line_TAP_OH_908868 |  | AN | node_8103301_200873450 | node_1458127_948_15352524_083 | 0.033 | unb_TAPWIRE_OH | 8103301 | no | no |  |  | no |  |  | 0 | 0 | 0 | 0
oh_line_TAP_OH_908869 |  | AN | node_8103301_200873451 | node_1457761_585_15352593_532 | 0.033 | unb_TAPWIRE_OH | 8103301 | no | no |  |  | no |  |  | 0 | 0 | 0 | 0
oh_line_TAP_OH_908870 |  | AN | node_8103301_200873455 | node_1456314_963_15352587_684 | 0.033 | unb_TAPWIRE_OH | 8103301 | no | no |  |  | no |  |  | 0 | 0 | 0 | 0
oh_line_TAP_OH_908871 |  | AN | node_8103301_200873458 | node_1476211_602_15370329_27 | 0.033 | unb_TAPWIRE_OH | 8103301 | no | no |  |  | no |  |  | 0 | 0 | 0 | 0
oh_line_TAP_OH_908872 |  | AN | node_8103301_200873459 | node_1476268_763_15370554_145 | 0.033 | unb_TAPWIRE_OH | 8103301 | no | no |  |  | no |  |  | 0 | 0 | 0 | 0
oh_line_TAP_OH_908873 |  | AN | node_8103301_200873463 | node_1476276_108_15375092_163 | 0.033 | unb_TAPWIRE_OH | 8103301 | no | no |  |  | no |  |  | 0 | 0 | 0 | 0
oh_line_TAP_OH_908874 |  | AN | node_8103301_200873464 | node_1476277_843_15375276_005 | 0.033 | unb_TAPWIRE_OH | 8103301 | no | no |  |  | no |  |  | 0 | 0 | 0 | 0
oh_line_TAP_OH_908875 |  | AN | node_8103301_200873465 | node_1476278_727_15375546_816 | 0.033 | unb_TAPWIRE_OH | 8103301 | no | no |  |  | no |  |  | 0 | 0 | 0 | 0
oh_line_TAP_OH_908876 |  | AN | node_8103301_200873467 | node_1476186_101_15370776_833 | 0.033 | unb_TAPWIRE_OH | 8103301 | no | no |  |  | no |  |  | 0 | 0 | 0 | 0
oh_line_TAP_OH_908877 |  | AN | node_8103301_200873469 | node_1476154_171_15371207_599 | 0.033 | unb_TAPWIRE_OH | 8103301 | no | no |  |  | no |  |  | 0 | 0 | 0 | 0
oh_line_TAP_OH_908878 |  | AN | node_8103301_200873471 | node_1476221_105_15371393_672 | 0.033 | unb_TAPWIRE_OH | 8103301 | no | no |  |  | no |  |  | 0 | 0 | 0 | 0
oh_line_TAP_OH_908879 |  | AN | node_8103301_200873472 | node_1476219_703_15371658_062 | 0.033 | unb_TAPWIRE_OH | 8103301 | no | no |  |  | no |  |  | 0 | 0 | 0 | 0
oh_line_TAP_OH_908880 |  | AN | node_8103301_200873473 | node_1476153_736_15371952_777 | 0.033 | unb_TAPWIRE_OH | 8103301 | no | no |  |  | no |  |  | 0 | 0 | 0 | 0
oh_line_TAP_OH_908881 |  | AN | node_8103301_200873475 | node_1476260_634_15372634_189 | 0.033 | unb_TAPWIRE_OH | 8103301 | no | no |  |  | no |  |  | 0 | 0 | 0 | 0
oh_line_TAP_OH_908882 |  | AN | node_8103301_200873478 | node_1476557_236_15373131_313 | 0.033 | unb_TAPWIRE_OH | 8103301 | no | no |  |  | no |  |  | 0 | 0 | 0 | 0
oh_line_TAP_OH_908883 |  | AN | node_8103301_200873480 | node_1476128_94_15373465_498 | 0.033 | unb_TAPWIRE_OH | 8103301 | no | no |  |  | no |  |  | 0 | 0 | 0 | 0
oh_line_TAP_OH_908922 |  | AN | node_8103301_200873601 | node_1451793_656_15360093_339 | 0.033 | unb_TAPWIRE_OH | 8103301 | no | no |  |  | no |  |  | 0 | 0 | 0 | 0
oh_line_TAP_OH_908923 |  | AN | node_8103301_200873606 | node_1452133_32_15359030_765 | 0.033 | unb_TAPWIRE_OH | 8103301 | no | no |  |  | no |  |  | 0 | 0 | 0 | 0
oh_line_TAP_OH_908924 |  | AN | node_8103301_200873607 | node_1452227_976_15360195_29 | 0.033 | unb_TAPWIRE_OH | 8103301 | no | no |  |  | no |  |  | 0 | 0 | 0 | 0
oh_line_TAP_OH_908925 |  | AN | node_8103301_200873622 | node_1455502_734_15357259_344 | 0.033 | unb_TAPWIRE_OH | 8103301 | no | no |  |  | no |  |  | 0 | 0 | 0 | 0
oh_line_TAP_OH_908926 |  | AN | node_8103301_200873629 | node_1472123_742_15366840_833 | 0.033 | unb_TAPWIRE_OH | 8103301 | no | no |  |  | no |  |  | 0 | 0 | 0 | 0
oh_line_TAP_OH_908927 |  | AN | node_8103301_200873630 | node_1472307_488_15366508_495 | 0.033 | unb_TAPWIRE_OH | 8103301 | no | no |  |  | no |  |  | 0 | 0 | 0 | 0
oh_line_TAP_OH_908928 |  | AN | node_8103301_200873634 | node_1472962_074_15365434_527 | 0.033 | unb_TAPWIRE_OH | 8103301 | no | no |  |  | no |  |  | 0 | 0 | 0 | 0
oh_line_TAP_OH_908929 |  | AN | node_8103301_200873636 | node_1472979_38_15365044_779 | 0.033 | unb_TAPWIRE_OH | 8103301 | no | no |  |  | no |  |  | 0 | 0 | 0 | 0
oh_line_TAP_OH_908930 |  | AN | node_8103301_200873639 | node_1473882_67_15363951_206 | 0.033 | unb_TAPWIRE_OH | 8103301 | no | no |  |  | no |  |  | 0 | 0 | 0 | 0
oh_line_TAP_OH_908931 |  | AN | node_8103301_200873641 | node_1474288_398_15363749_092 | 0.033 | unb_TAPWIRE_OH | 8103301 | no | no |  |  | no |  |  | 0 | 0 | 0 | 0
oh_line_TAP_OH_908932 |  | AN | node_8103301_200873644 | node_1474389_59_15363438_283 | 0.033 | unb_TAPWIRE_OH | 8103301 | no | no |  |  | no |  |  | 0 | 0 | 0 | 0
oh_line_TAP_OH_908933 |  | AN | node_8103301_200873646 | node_1474912_419_15363078_262 | 0.033 | unb_TAPWIRE_OH | 8103301 | no | no |  |  | no |  |  | 0 | 0 | 0 | 0
oh_line_TAP_OH_908934 |  | AN | node_8103301_200873647 | node_1475230_025_15362999_854 | 0.033 | unb_TAPWIRE_OH | 8103301 | no | no |  |  | no |  |  | 0 | 0 | 0 | 0
oh_line_TAP_OH_908935 |  | AN | node_8103301_200873652 | node_1471637_063_15367745_543 | 0.033 | unb_TAPWIRE_OH | 8103301 | no | no |  |  | no |  |  | 0 | 0 | 0 | 0
oh_line_TAP_OH_908936 |  | AN | node_8103301_200873654 | node_1471940_782_15367175_799 | 0.033 | unb_TAPWIRE_OH | 8103301 | no | no |  |  | no |  |  | 0 | 0 | 0 | 0
oh_line_TAP_OH_908937 |  | AN | node_8103301_200873656 | node_1471430_249_15353751_893 | 0.033 | unb_TAPWIRE_OH | 8103301 | no | no |  |  | no |  |  | 0 | 0 | 0 | 0
oh_line_TAP_OH_908938 |  | AN | node_8103301_200873660 | node_1472474_594_15353753_343 | 0.033 | unb_TAPWIRE_OH | 8103301 | no | no |  |  | no |  |  | 0 | 0 | 0 | 0
oh_line_TAP_OH_908939 |  | AN | node_8103301_200873665 | node_1473884_949_15353770_591 | 0.033 | unb_TAPWIRE_OH | 8103301 | no | no |  |  | no |  |  | 0 | 0 | 0 | 0
oh_line_TAP_OH_908940 |  | AN | node_8103301_200873668 | node_1474245_609_15353896_325 | 0.033 | unb_TAPWIRE_OH | 8103301 | no | no |  |  | no |  |  | 0 | 0 | 0 | 0
oh_line_TAP_OH_908941 |  | AN | node_8103301_200873669 | node_1474436_123_15353965_776 | 0.033 | unb_TAPWIRE_OH | 8103301 | no | no |  |  | no |  |  | 0 | 0 | 0 | 0
oh_line_TAP_OH_908942 |  | AN | node_8103301_200873673 | node_1475080_356_15354245_661 | 0.033 | unb_TAPWIRE_OH | 8103301 | no | no |  |  | no |  |  | 0 | 0 | 0 | 0
oh_line_TAP_OH_908943 |  | AN | node_8103301_200873681 | node_1476603_039_15353167_316 | 0.033 | unb_TAPWIRE_OH | 8103301 | no | no |  |  | no |  |  | 0 | 0 | 0 | 0
oh_line_TAP_OH_908944 |  | AN | node_8103301_200873684 | node_1477561_486_15353026_969 | 0.033 | unb_TAPWIRE_OH | 8103301 | no | no |  |  | no |  |  | 0 | 0 | 0 | 0
oh_line_TAP_OH_908945 |  | AN | node_8103301_200873687 | node_1477713_403_15352487_426 | 0.033 | unb_TAPWIRE_OH | 8103301 | no | no |  |  | no |  |  | 0 | 0 | 0 | 0
oh_line_TAP_OH_908946 |  | AN | node_8103301_200873689 | node_1477991_721_15352524_892 | 0.033 | unb_TAPWIRE_OH | 8103301 | no | no |  |  | no |  |  | 0 | 0 | 0 | 0
oh_line_TAP_OH_908947 |  | AN | node_8103301_200873692 | node_1478151_928_15351727_03 | 0.033 | unb_TAPWIRE_OH | 8103301 | no | no |  |  | no |  |  | 0 | 0 | 0 | 0
oh_line_TAP_OH_908948 |  | AN | node_8103301_200873693 | node_1478453_957_15351441_748 | 0.033 | unb_TAPWIRE_OH | 8103301 | no | no |  |  | no |  |  | 0 | 0 | 0 | 0
oh_line_TAP_OH_908949 |  | AN | node_8103301_200873695 | node_1478443_856_15351114_77 | 0.033 | unb_TAPWIRE_OH | 8103301 | no | no |  |  | no |  |  | 0 | 0 | 0 | 0
oh_line_TAP_OH_908950 |  | AN | node_8103301_200873696 | node_1478467_18_15350994_368 | 0.033 | unb_TAPWIRE_OH | 8103301 | no | no |  |  | no |  |  | 0 | 0 | 0 | 0
oh_line_TAP_OH_908951 |  | AN | node_8103301_200873697 | node_1478559_285_15350744_291 | 0.033 | unb_TAPWIRE_OH | 8103301 | no | no |  |  | no |  |  | 0 | 0 | 0 | 0
oh_line_TAP_OH_908952 |  | AN | node_8103301_200873699 | node_1478816_705_15350492_264 | 0.033 | unb_TAPWIRE_OH | 8103301 | no | no |  |  | no |  |  | 0 | 0 | 0 | 0
oh_line_TAP_OH_908953 |  | AN | node_8103301_200873705 | node_1471148_349_15353731_56 | 0.033 | unb_TAPWIRE_OH | 8103301 | no | no |  |  | no |  |  | 0 | 0 | 0 | 0
oh_line_TAP_OH_908954 |  | AN | node_8103301_200873707 | node_1478958_899_15356111_797 | 0.033 | unb_TAPWIRE_OH | 8103301 | no | no |  |  | no |  |  | 0 | 0 | 0 | 0
oh_line_TAP_OH_908955 |  | AN | node_8103301_200873708 | node_1478816_491_15356252_196 | 0.033 | unb_TAPWIRE_OH | 8103301 | no | no |  |  | no |  |  | 0 | 0 | 0 | 0
oh_line_TAP_OH_908956 |  | AN | node_8103301_200873712 | node_1479157_973_15357321_401 | 0.033 | unb_TAPWIRE_OH | 8103301 | no | no |  |  | no |  |  | 0 | 0 | 0 | 0
oh_line_TAP_OH_908957 |  | AN | node_8103301_200873714 | node_1479182_333_15357693_093 | 0.033 | unb_TAPWIRE_OH | 8103301 | no | no |  |  | no |  |  | 0 | 0 | 0 | 0
oh_line_TAP_OH_908958 |  | AN | node_8103301_200873716 | node_1479125_727_15358254_637 | 0.033 | unb_TAPWIRE_OH | 8103301 | no | no |  |  | no |  |  | 0 | 0 | 0 | 0
oh_line_TAP_OH_908959 |  | AN | node_8103301_200873718 | node_1479036_694_15358527_458 | 0.033 | unb_TAPWIRE_OH | 8103301 | no | no |  |  | no |  |  | 0 | 0 | 0 | 0
oh_line_TAP_OH_908960 |  | AN | node_8103301_200873723 | node_1478793_222_15359726_397 | 0.033 | unb_TAPWIRE_OH | 8103301 | no | no |  |  | no |  |  | 0 | 0 | 0 | 0
oh_line_TAP_OH_908961 |  | AN | node_8103301_200873726 | node_1478637_041_15359766_855 | 0.033 | unb_TAPWIRE_OH | 8103301 | no | no |  |  | no |  |  | 0 | 0 | 0 | 0
oh_line_TAP_OH_908962 |  | AN | node_8103301_200873729 | node_1478432_878_15360657_29 | 0.033 | unb_TAPWIRE_OH | 8103301 | no | no |  |  | no |  |  | 0 | 0 | 0 | 0
oh_line_TAP_OH_908963 |  | AN | node_8103301_200873730 | node_1478150_617_15353999_044 | 0.033 | unb_TAPWIRE_OH | 8103301 | no | no |  |  | no |  |  | 0 | 0 | 0 | 0
oh_line_TAP_OH_908964 |  | AN | node_8103301_200873732 | node_1478085_654_15354425_628 | 0.033 | unb_TAPWIRE_OH | 8103301 | no | no |  |  | no |  |  | 0 | 0 | 0 | 0
oh_line_TAP_OH_908965 |  | AN | node_8103301_200873733 | node_1478527_565_15354493_342 | 0.033 | unb_TAPWIRE_OH | 8103301 | no | no |  |  | no |  |  | 0 | 0 | 0 | 0
oh_line_TAP_OH_908966 |  | AN | node_8103301_200873736 | node_1478806_963_15355525_076 | 0.033 | unb_TAPWIRE_OH | 8103301 | no | no |  |  | no |  |  | 0 | 0 | 0 | 0
oh_line_TAP_OH_908967 |  | ABCN | node_8103301_200873743 | node_1468424_371_15370873_671 | 0.033 | unb_TAPWIRE_OH | 8103301 | no | no |  |  | no |  |  | 0 | 0 | 0 | 0
oh_line_TAP_OH_908968 |  | ABCN | node_8103301_200873745 | node_1468639_12_15370832_25 | 0.033 | unb_TAPWIRE_OH | 8103301 | no | no |  |  | no |  |  | 0 | 0 | 0 | 0
oh_line_TAP_OH_908969 |  | AN | node_8103301_200873746 | node_1468771_529_15371115_245 | 0.033 | unb_TAPWIRE_OH | 8103301 | no | no |  |  | no |  |  | 0 | 0 | 0 | 0
oh_line_TAP_OH_908970 |  | AN | node_8103301_200873748 | node_1468829_405_15371343_267 | 0.033 | unb_TAPWIRE_OH | 8103301 | no | no |  |  | no |  |  | 0 | 0 | 0 | 0
oh_line_TAP_OH_908971 |  | AN | node_8103301_200873749 | node_1468451_536_15371374_96 | 0.033 | unb_TAPWIRE_OH | 8103301 | no | no |  |  | no |  |  | 0 | 0 | 0 | 0
oh_line_TAP_OH_908972 |  | ABCN | node_8103301_200873751 | node_1468926_786_15370685_725 | 0.033 | unb_TAPWIRE_OH | 8103301 | no | no |  |  | no |  |  | 0 | 0 | 0 | 0
oh_line_TAP_OH_908973 |  | ABCN | node_8103301_200873753 | node_1469434_131_15370602_612 | 0.033 | unb_TAPWIRE_OH | 8103301 | no | no |  |  | no |  |  | 0 | 0 | 0 | 0
oh_line_TAP_OH_908974 |  | ABCN | node_8103301_200873756 | node_1469719_761_15370449_257 | 0.033 | unb_TAPWIRE_OH | 8103301 | no | no |  |  | no |  |  | 0 | 0 | 0 | 0
oh_line_TAP_OH_908975 |  | AN | node_8103301_200873762 | node_1470306_66_15370203_465 | 0.033 | unb_TAPWIRE_OH | 8103301 | no | no |  |  | no |  |  | 0 | 0 | 0 | 0
oh_line_TAP_OH_908976 |  | AN | node_8103301_200873765 | node_1471168_707_15369922_917 | 0.033 | unb_TAPWIRE_OH | 8103301 | no | no |  |  | no |  |  | 0 | 0 | 0 | 0
oh_line_TAP_OH_908977 |  | ABCN | node_8103301_200873766 | node_1471459_265_15370130_104 | 0.033 | unb_TAPWIRE_OH | 8103301 | no | no |  |  | no |  |  | 0 | 0 | 0 | 0
oh_line_TAP_OH_908978 |  | ABCN | node_8103301_200873769 | node_1472399_417_15370043_305 | 0.033 | unb_TAPWIRE_OH | 8103301 | no | no |  |  | no |  |  | 0 | 0 | 0 | 0
oh_line_TAP_OH_908979 |  | ABCN | node_8103301_200873770 | node_1472634_903_15370039_298 | 0.033 | unb_TAPWIRE_OH | 8103301 | no | no |  |  | no |  |  | 0 | 0 | 0 | 0
oh_line_TAP_OH_908980 |  | ABCN | node_8103301_200873778 | node_1474026_369_15369887_506 | 0.033 | unb_TAPWIRE_OH | 8103301 | no | no |  |  | no |  |  | 0 | 0 | 0 | 0
oh_line_TAP_OH_908981 |  | ABCN | node_8103301_200873780 | node_1474446_82_15369886_776 | 0.033 | unb_TAPWIRE_OH | 8103301 | no | no |  |  | no |  |  | 0 | 0 | 0 | 0
oh_line_TAP_OH_908982 |  | ABCN | node_8103301_200873784 | node_1475245_937_15369885_561 | 0.033 | unb_TAPWIRE_OH | 8103301 | no | no |  |  | no |  |  | 0 | 0 | 0 | 0
oh_line_TAP_OH_908983 |  | ABCN | node_8103301_200873786 | node_1475628_756_15369874_904 | 0.033 | unb_TAPWIRE_OH | 8103301 | no | no |  |  | no |  |  | 0 | 0 | 0 | 0
oh_line_TAP_OH_908984 |  | ABCN | node_8103301_200873790 | node_1476513_673_15369913_017 | 0.033 | unb_TAPWIRE_OH | 8103301 | no | no |  |  | no |  |  | 0 | 0 | 0 | 0
oh_line_TAP_OH_908985 |  | ABCN | node_8103301_200873793 | node_1476965_786_15370030_754 | 0.033 | unb_TAPWIRE_OH | 8103301 | no | no |  |  | no |  |  | 0 | 0 | 0 | 0
oh_line_TAP_OH_908986 |  | ABCN | node_8103301_200873795 | node_1477175_799_15370027_252 | 0.033 | unb_TAPWIRE_OH | 8103301 | no | no |  |  | no |  |  | 0 | 0 | 0 | 0
oh_line_TAP_OH_909024 |  | ABCN | node_8103301_200873890 | node_1452139_264_15372866_964 | 0.033 | unb_TAPWIRE_OH | 8103301 | no | no |  |  | no |  |  | 0 | 0 | 0 | 0
oh_line_TAP_OH_909025 |  | ABCN | node_8103301_200873891 | node_1452427_002_15372927_246 | 0.033 | unb_TAPWIRE_OH | 8103301 | no | no |  |  | no |  |  | 0 | 0 | 0 | 0
oh_line_TAP_OH_909026 |  | ABCN | node_8103301_200873892 | node_1452710_698_15372982_59 | 0.033 | unb_TAPWIRE_OH | 8103301 | no | no |  |  | no |  |  | 0 | 0 | 0 | 0
oh_line_TAP_OH_909027 |  | ABCN | node_8103301_200873897 | node_1453352_172_15373154_852 | 0.033 | unb_TAPWIRE_OH | 8103301 | no | no |  |  | no |  |  | 0 | 0 | 0 | 0
oh_line_TAP_OH_909028 |  | ABCN | node_8103301_200873901 | node_1453767_277_15373216_941 | 0.033 | unb_TAPWIRE_OH | 8103301 | no | no |  |  | no |  |  | 0 | 0 | 0 | 0
oh_line_TAP_OH_909029 |  | ABCN | node_8103301_200873904 | node_1454205_896_15373340_426 | 0.033 | unb_TAPWIRE_OH | 8103301 | no | no |  |  | no |  |  | 0 | 0 | 0 | 0
oh_line_TAP_OH_909030 |  | ABCN | node_8103301_200873909 | node_1455402_678_15373695_558 | 0.033 | unb_TAPWIRE_OH | 8103301 | no | no |  |  | no |  |  | 0 | 0 | 0 | 0
oh_line_TAP_OH_909031 |  | ABCN | node_8103301_200873912 | node_1455823_88_15373625_226 | 0.033 | unb_TAPWIRE_OH | 8103301 | no | no |  |  | no |  |  | 0 | 0 | 0 | 0
oh_line_TAP_OH_909032 |  | ABCN | node_8103301_200873914 | node_1456262_986_15373597_374 | 0.033 | unb_TAPWIRE_OH | 8103301 | no | no |  |  | no |  |  | 0 | 0 | 0 | 0
oh_line_TAP_OH_909033 |  | ABCN | node_8103301_200873925 | node_1458106_693_15372205_947 | 0.033 | unb_TAPWIRE_OH | 8103301 | no | no |  |  | no |  |  | 0 | 0 | 0 | 0
oh_line_TAP_OH_909034 |  | ABCN | node_8103301_200873927 | node_1458299_23_15372134_035 | 0.033 | unb_TAPWIRE_OH | 8103301 | no | no |  |  | no |  |  | 0 | 0 | 0 | 0
oh_line_TAP_OH_909036 |  | AN | node_8103301_200873932 | node_1459223_643_15372151_914 | 0.033 | unb_TAPWIRE_OH | 8103301 | no | no |  |  | no |  |  | 0 | 0 | 0 | 0
oh_line_TAP_OH_909037 |  | ABCN | node_8103301_200873934 | node_1459449_339_15371764_087 | 0.033 | unb_TAPWIRE_OH | 8103301 | no | no |  |  | no |  |  | 0 | 0 | 0 | 0
oh_line_TAP_OH_909038 |  | ABCN | node_8103301_200873936 | node_1459796_66_15371483_71 | 0.033 | unb_TAPWIRE_OH | 8103301 | no | no |  |  | no |  |  | 0 | 0 | 0 | 0
oh_line_TAP_OH_909039 |  | AN | node_8103301_200873938 | node_1460042_071_15371538_095 | 0.033 | unb_TAPWIRE_OH | 8103301 | no | no |  |  | no |  |  | 0 | 0 | 0 | 0
oh_line_TAP_OH_909040 |  | ABCN | node_8103301_200873942 | node_1460731_18_15371281_089 | 0.033 | unb_TAPWIRE_OH | 8103301 | no | no |  |  | no |  |  | 0 | 0 | 0 | 0
oh_line_TAP_OH_909041 |  | ABCN | node_8103301_200873947 | node_1461884_204_15371357_662 | 0.033 | unb_TAPWIRE_OH | 8103301 | no | no |  |  | no |  |  | 0 | 0 | 0 | 0
oh_line_TAP_OH_909042 |  | ABCN | node_8103301_200873951 | node_1462998_704_15371490_094 | 0.033 | unb_TAPWIRE_OH | 8103301 | no | no |  |  | no |  |  | 0 | 0 | 0 | 0
oh_line_TAP_OH_909044 |  | ABCN | node_8103301_200873955 | node_1463494_222_15371370_078 | 0.033 | unb_TAPWIRE_OH | 8103301 | no | no |  |  | no |  |  | 0 | 0 | 0 | 0
oh_line_TAP_OH_909045 |  | ABCN | node_8103301_200873956 | node_1463706_493_15371366_216 | 0.033 | unb_TAPWIRE_OH | 8103301 | no | no |  |  | no |  |  | 0 | 0 | 0 | 0
oh_line_TAP_OH_909046 |  | AN | node_8103301_200873958 | node_1463906_879_15371626_667 | 0.033 | unb_TAPWIRE_OH | 8103301 | no | no |  |  | no |  |  | 0 | 0 | 0 | 0
oh_line_TAP_OH_909047 |  | AN | node_8103301_200873959 | node_1463934_061_15371977_196 | 0.033 | unb_TAPWIRE_OH | 8103301 | no | no |  |  | no |  |  | 0 | 0 | 0 | 0
oh_line_TAP_OH_909048 |  | ABCN | node_8103301_200873961 | node_1464057_71_15371367_011 | 0.033 | unb_TAPWIRE_OH | 8103301 | no | no |  |  | no |  |  | 0 | 0 | 0 | 0
oh_line_TAP_OH_909049 |  | AN | node_8103301_200873963 | node_1464356_053_15371458_56 | 0.033 | unb_TAPWIRE_OH | 8103301 | no | no |  |  | no |  |  | 0 | 0 | 0 | 0
oh_line_TAP_OH_909050 |  | AN | node_8103301_200873965 | node_1464588_92_15371746_162 | 0.033 | unb_TAPWIRE_OH | 8103301 | no | no |  |  | no |  |  | 0 | 0 | 0 | 0
oh_line_TAP_OH_909051 |  | AN | node_8103301_200873975 | node_1465395_826_15370445_717 | 0.033 | unb_TAPWIRE_OH | 8103301 | no | no |  |  | no |  |  | 0 | 0 | 0 | 0
oh_line_TAP_OH_909052 |  | ABCN | node_8103301_200873977 | node_1465973_834_15371088_942 | 0.033 | unb_TAPWIRE_OH | 8103301 | no | no |  |  | no |  |  | 0 | 0 | 0 | 0
oh_line_TAP_OH_909053 |  | AN | node_8103301_200873979 | node_1466328_65_15370785_253 | 0.033 | unb_TAPWIRE_OH | 8103301 | no | no |  |  | no |  |  | 0 | 0 | 0 | 0
oh_line_TAP_OH_909054 |  | ABCN | node_8103301_200873980 | node_1466496_685_15371043_352 | 0.033 | unb_TAPWIRE_OH | 8103301 | no | no |  |  | no |  |  | 0 | 0 | 0 | 0
oh_line_TAP_OH_909055 |  | ABCN | node_8103301_200873983 | node_1466760_573_15371015_968 | 0.033 | unb_TAPWIRE_OH | 8103301 | no | no |  |  | no |  |  | 0 | 0 | 0 | 0
oh_line_TAP_OH_909057 |  | ABCN | node_8103301_200873993 | node_1468046_609_15370927_78 | 0.033 | unb_TAPWIRE_OH | 8103301 | no | no |  |  | no |  |  | 0 | 0 | 0 | 0
oh_line_TAP_OH_909062 |  | AN | node_8103301_200874018 | node_1461406_146_15378899_951 | 0.033 | unb_TAPWIRE_OH | 8103301 | no | no |  |  | no |  |  | 0 | 0 | 0 | 0
oh_line_TAP_OH_909063 |  | AN | node_8103301_200874020 | node_1461096_897_15379668_39 | 0.033 | unb_TAPWIRE_OH | 8103301 | no | no |  |  | no |  |  | 0 | 0 | 0 | 0
oh_line_TAP_OH_909064 |  | AN | node_8103301_200874028 | node_1454707_638_15376442_786 | 0.033 | unb_TAPWIRE_OH | 8103301 | no | no |  |  | no |  |  | 0 | 0 | 0 | 0
oh_line_TAP_OH_909065 |  | AN | node_8103301_200874033 | node_1455061_306_15377253_303 | 0.033 | unb_TAPWIRE_OH | 8103301 | no | no |  |  | no |  |  | 0 | 0 | 0 | 0
oh_line_TAP_OH_909066 |  | AN | node_8103301_200874037 | node_1454712_035_15374205_902 | 0.033 | unb_TAPWIRE_OH | 8103301 | no | no |  |  | no |  |  | 0 | 0 | 0 | 0
oh_line_TAP_OH_909067 |  | AN | node_8103301_200874038 | node_1454705_345_15374503_131 | 0.033 | unb_TAPWIRE_OH | 8103301 | no | no |  |  | no |  |  | 0 | 0 | 0 | 0
oh_line_TAP_OH_909068 |  | AN | node_8103301_200874041 | node_1454643_009_15375372_303 | 0.033 | unb_TAPWIRE_OH | 8103301 | no | no |  |  | no |  |  | 0 | 0 | 0 | 0
oh_line_TAP_OH_909069 |  | AN | node_8103301_200874043 | node_1455366_87_15375376_2 | 0.033 | unb_TAPWIRE_OH | 8103301 | no | no |  |  | no |  |  | 0 | 0 | 0 | 0
oh_line_TAP_OH_909070 |  | AN | node_8103301_200874048 | node_1459971_54_15371013_871 | 0.033 | unb_TAPWIRE_OH | 8103301 | no | no |  |  | no |  |  | 0 | 0 | 0 | 0
oh_line_TAP_OH_909071 |  | AN | node_8103301_200874050 | node_1459915_886_15370187_913 | 0.033 | unb_TAPWIRE_OH | 8103301 | no | no |  |  | no |  |  | 0 | 0 | 0 | 0
oh_line_TAP_OH_909072 |  | AN | node_8103301_200874052 | node_1459912_889_15369226_218 | 0.033 | unb_TAPWIRE_OH | 8103301 | no | no |  |  | no |  |  | 0 | 0 | 0 | 0
oh_line_TAP_OH_909073 |  | AN | node_8103301_200874055 | node_1460023_675_15368033_457 | 0.033 | unb_TAPWIRE_OH | 8103301 | no | no |  |  | no |  |  | 0 | 0 | 0 | 0
oh_line_TAP_OH_909074 |  | AN | node_8103301_200874061 | node_1459604_116_15367046_456 | 0.033 | unb_TAPWIRE_OH | 8103301 | no | no |  |  | no |  |  | 0 | 0 | 0 | 0
oh_line_TAP_OH_909075 |  | AN | node_8103301_200874064 | node_1460439_486_15366988_877 | 0.033 | unb_TAPWIRE_OH | 8103301 | no | no |  |  | no |  |  | 0 | 0 | 0 | 0
oh_line_TAP_OH_909076 |  | AN | node_8103301_200874066 | node_1460141_618_15366730_998 | 0.033 | unb_TAPWIRE_OH | 8103301 | no | no |  |  | no |  |  | 0 | 0 | 0 | 0
oh_line_TAP_OH_909077 |  | AN | node_8103301_200874067 | node_1460041_664_15366996_879 | 0.033 | unb_TAPWIRE_OH | 8103301 | no | no |  |  | no |  |  | 0 | 0 | 0 | 0
oh_line_TAP_OH_909078 |  | AN | node_8103301_200874068 | node_1460125_882_15366230_12 | 0.033 | unb_TAPWIRE_OH | 8103301 | no | no |  |  | no |  |  | 0 | 0 | 0 | 0
oh_line_TAP_OH_909079 |  | AN | node_8103301_200874069 | node_1460496_519_15366195_897 | 0.033 | unb_TAPWIRE_OH | 8103301 | no | no |  |  | no |  |  | 0 | 0 | 0 | 0
oh_line_TAP_OH_909080 |  | AN | node_8103301_200874072 | node_1460104_086_15365845_431 | 0.033 | unb_TAPWIRE_OH | 8103301 | no | no |  |  | no |  |  | 0 | 0 | 0 | 0
oh_line_TAP_OH_909081 |  | AN | node_8103301_200874073 | node_1459999_012_15365661_634 | 0.033 | unb_TAPWIRE_OH | 8103301 | no | no |  |  | no |  |  | 0 | 0 | 0 | 0
oh_line_TAP_OH_909082 |  | AN | node_8103301_200874077 | node_1459249_286_15365167_539 | 0.033 | unb_TAPWIRE_OH | 8103301 | no | no |  |  | no |  |  | 0 | 0 | 0 | 0
oh_line_TAP_OH_909083 |  | AN | node_8103301_200874078 | node_1459044_618_15364992_09 | 0.033 | unb_TAPWIRE_OH | 8103301 | no | no |  |  | no |  |  | 0 | 0 | 0 | 0
oh_line_TAP_OH_909084 |  | AN | node_8103301_200874083 | node_1458230_361_15364888_048 | 0.033 | unb_TAPWIRE_OH | 8103301 | no | no |  |  | no |  |  | 0 | 0 | 0 | 0
oh_line_TAP_OH_909085 |  | AN | node_8103301_200874084 | node_1458303_805_15364599_073 | 0.033 | unb_TAPWIRE_OH | 8103301 | no | no |  |  | no |  |  | 0 | 0 | 0 | 0
oh_line_TAP_OH_909086 |  | AN | node_8103301_200874086 | node_1457728_446_15364818_731 | 0.033 | unb_TAPWIRE_OH | 8103301 | no | no |  |  | no |  |  | 0 | 0 | 0 | 0
oh_line_TAP_OH_909087 |  | AN | node_8103301_200874087 | node_1457430_864_15364752_051 | 0.033 | unb_TAPWIRE_OH | 8103301 | no | no |  |  | no |  |  | 0 | 0 | 0 | 0
oh_line_TAP_OH_909088 |  | AN | node_8103301_200874089 | node_1457142_462_15364746_212 | 0.033 | unb_TAPWIRE_OH | 8103301 | no | no |  |  | no |  |  | 0 | 0 | 0 | 0
oh_line_TAP_OH_909089 |  | AN | node_8103301_200874092 | node_1456839_931_15364873_877 | 0.033 | unb_TAPWIRE_OH | 8103301 | no | no |  |  | no |  |  | 0 | 0 | 0 | 0
oh_line_TAP_OH_909090 |  | AN | node_8103301_200874096 | node_1456029_844_15364810_386 | 0.033 | unb_TAPWIRE_OH | 8103301 | no | no |  |  | no |  |  | 0 | 0 | 0 | 0
oh_line_TAP_OH_909091 |  | AN | node_8103301_200874098 | node_1455981_488_15365446_906 | 0.033 | unb_TAPWIRE_OH | 8103301 | no | no |  |  | no |  |  | 0 | 0 | 0 | 0
oh_line_TAP_OH_909092 |  | AN | node_8103301_200874101 | node_1454870_599_15364750_896 | 0.033 | unb_TAPWIRE_OH | 8103301 | no | no |  |  | no |  |  | 0 | 0 | 0 | 0
oh_line_TAP_OH_909093 |  | AN | node_8103301_200874103 | node_1454776_883_15364240_602 | 0.033 | unb_TAPWIRE_OH | 8103301 | no | no |  |  | no |  |  | 0 | 0 | 0 | 0
oh_line_TAP_OH_909094 |  | AN | node_8103301_200874106 | node_1454833_665_15363294_827 | 0.033 | unb_TAPWIRE_OH | 8103301 | no | no |  |  | no |  |  | 0 | 0 | 0 | 0
oh_line_TAP_OH_909095 |  | AN | node_8103301_200874109 | node_1467859_216_15371022_275 | 0.033 | unb_TAPWIRE_OH | 8103301 | no | no |  |  | no |  |  | 0 | 0 | 0 | 0
oh_line_TAP_OH_909096 |  | AN | node_8103301_200874114 | node_1467793_378_15374451_665 | 0.033 | unb_TAPWIRE_OH | 8103301 | no | no |  |  | no |  |  | 0 | 0 | 0 | 0
oh_line_TAP_OH_909097 |  | AN | node_8103301_200874116 | node_1467869_496_15375021_904 | 0.033 | unb_TAPWIRE_OH | 8103301 | no | no |  |  | no |  |  | 0 | 0 | 0 | 0
oh_line_TAP_OH_909098 |  | AN | node_8103301_200874117 | node_1467977_848_15375407_779 | 0.033 | unb_TAPWIRE_OH | 8103301 | no | no |  |  | no |  |  | 0 | 0 | 0 | 0
oh_line_TAP_OH_909099 |  | AN | node_8103301_200874119 | node_1468037_418_15375717_048 | 0.033 | unb_TAPWIRE_OH | 8103301 | no | no |  |  | no |  |  | 0 | 0 | 0 | 0
oh_line_TAP_OH_909100 |  | AN | node_8103301_200874124 | node_1467764_065_15371943_034 | 0.033 | unb_TAPWIRE_OH | 8103301 | no | no |  |  | no |  |  | 0 | 0 | 0 | 0
oh_line_TAP_OH_909101 |  | AN | node_8103301_200874127 | node_1467839_351_15372586_699 | 0.033 | unb_TAPWIRE_OH | 8103301 | no | no |  |  | no |  |  | 0 | 0 | 0 | 0
oh_line_TAP_OH_909102 |  | AN | node_8103301_200874130 | node_1467779_513_15373553_103 | 0.033 | unb_TAPWIRE_OH | 8103301 | no | no |  |  | no |  |  | 0 | 0 | 0 | 0
oh_line_TAP_OH_909103 |  | AN | node_8103301_200874132 | node_1467886_342_15373835_942 | 0.033 | unb_TAPWIRE_OH | 8103301 | no | no |  |  | no |  |  | 0 | 0 | 0 | 0
oh_line_TAP_OH_909104 |  | AN | node_8103301_200874139 | node_1467961_198_15366464_482 | 0.033 | unb_TAPWIRE_OH | 8103301 | no | no |  |  | no |  |  | 0 | 0 | 0 | 0
oh_line_TAP_OH_909105 |  | AN | node_8103301_200874140 | node_1468005_603_15366286_936 | 0.033 | unb_TAPWIRE_OH | 8103301 | no | no |  |  | no |  |  | 0 | 0 | 0 | 0
oh_line_TAP_OH_909106 |  | AN | node_8103301_200874144 | node_1467945_497_15365581_595 | 0.033 | unb_TAPWIRE_OH | 8103301 | no | no |  |  | no |  |  | 0 | 0 | 0 | 0
oh_line_TAP_OH_909107 |  | AN | node_8103301_200874146 | node_1467928_199_15365300_608 | 0.033 | unb_TAPWIRE_OH | 8103301 | no | no |  |  | no |  |  | 0 | 0 | 0 | 0
oh_line_TAP_OH_909108 |  | AN | node_8103301_200874147 | node_1467968_227_15365044_664 | 0.033 | unb_TAPWIRE_OH | 8103301 | no | no |  |  | no |  |  | 0 | 0 | 0 | 0
oh_line_TAP_OH_909109 |  | AN | node_8103301_200874149 | node_1467903_395_15364628_082 | 0.033 | unb_TAPWIRE_OH | 8103301 | no | no |  |  | no |  |  | 0 | 0 | 0 | 0
oh_line_TAP_OH_909110 |  | AN | node_8103301_200874152 | node_1467726_083_15370454_947 | 0.033 | unb_TAPWIRE_OH | 8103301 | no | no |  |  | no |  |  | 0 | 0 | 0 | 0
oh_line_TAP_OH_909111 |  | AN | node_8103301_200874157 | node_1467242_516_15370367_182 | 0.033 | unb_TAPWIRE_OH | 8103301 | no | no |  |  | no |  |  | 0 | 0 | 0 | 0
oh_line_TAP_OH_909112 |  | AN | node_8103301_200874160 | node_1468086_854_15364119_437 | 0.033 | unb_TAPWIRE_OH | 8103301 | no | no |  |  | no |  |  | 0 | 0 | 0 | 0
oh_line_TAP_OH_909113 |  | AN | node_8103301_200874163 | node_1467681_215_15363683_623 | 0.033 | unb_TAPWIRE_OH | 8103301 | no | no |  |  | no |  |  | 0 | 0 | 0 | 0
oh_line_TAP_OH_909114 |  | AN | node_8103301_200874171 | node_1467102_481_15361728_549 | 0.033 | unb_TAPWIRE_OH | 8103301 | no | no |  |  | no |  |  | 0 | 0 | 0 | 0
oh_line_TAP_OH_909115 |  | AN | node_8103301_200874174 | node_1467679_607_15361167_432 | 0.033 | unb_TAPWIRE_OH | 8103301 | no | no |  |  | no |  |  | 0 | 0 | 0 | 0
oh_line_TAP_OH_909116 |  | AN | node_8103301_200874178 | node_1466490_332_15360776_512 | 0.033 | unb_TAPWIRE_OH | 8103301 | no | no |  |  | no |  |  | 0 | 0 | 0 | 0
oh_line_TAP_OH_909117 |  | AN | node_8103301_200874180 | node_1467838_576_15370134_673 | 0.033 | unb_TAPWIRE_OH | 8103301 | no | no |  |  | no |  |  | 0 | 0 | 0 | 0
oh_line_TAP_OH_909118 |  | AN | node_8103301_200874181 | node_1467834_748_15369895_385 | 0.033 | unb_TAPWIRE_OH | 8103301 | no | no |  |  | no |  |  | 0 | 0 | 0 | 0
oh_line_TAP_OH_909119 |  | AN | node_8103301_200874186 | node_1467806_835_15360077_119 | 0.033 | unb_TAPWIRE_OH | 8103301 | no | no |  |  | no |  |  | 0 | 0 | 0 | 0
oh_line_TAP_OH_909120 |  | AN | node_8103301_200874187 | node_1467803_774_15359806_516 | 0.033 | unb_TAPWIRE_OH | 8103301 | no | no |  |  | no |  |  | 0 | 0 | 0 | 0
oh_line_TAP_OH_909121 |  | AN | node_8103301_200874189 | node_1467830_261_15359497_639 | 0.033 | unb_TAPWIRE_OH | 8103301 | no | no |  |  | no |  |  | 0 | 0 | 0 | 0
oh_line_TAP_OH_909122 |  | AN | node_8103301_200874190 | node_1467610_67_15359280_812 | 0.033 | unb_TAPWIRE_OH | 8103301 | no | no |  |  | no |  |  | 0 | 0 | 0 | 0
oh_line_TAP_OH_909123 |  | AN | node_8103301_200874197 | node_1468694_221_15358651_355 | 0.033 | unb_TAPWIRE_OH | 8103301 | no | no |  |  | no |  |  | 0 | 0 | 0 | 0
oh_line_TAP_OH_909124 |  | AN | node_8103301_200874200 | node_1467639_194_15358168_305 | 0.033 | unb_TAPWIRE_OH | 8103301 | no | no |  |  | no |  |  | 0 | 0 | 0 | 0
oh_line_TAP_OH_909125 |  | AN | node_8103301_200874202 | node_1467832_815_15369510_462 | 0.033 | unb_TAPWIRE_OH | 8103301 | no | no |  |  | no |  |  | 0 | 0 | 0 | 0
oh_line_TAP_OH_909126 |  | AN | node_8103301_200874205 | node_1467206_389_15357901_607 | 0.033 | unb_TAPWIRE_OH | 8103301 | no | no |  |  | no |  |  | 0 | 0 | 0 | 0
oh_line_TAP_OH_909127 |  | AN | node_8103301_200874207 | node_1467143_273_15357461_421 | 0.033 | unb_TAPWIRE_OH | 8103301 | no | no |  |  | no |  |  | 0 | 0 | 0 | 0
oh_line_TAP_OH_909128 |  | AN | node_8103301_200874210 | node_1467574_353_15369286_823 | 0.033 | unb_TAPWIRE_OH | 8103301 | no | no |  |  | no |  |  | 0 | 0 | 0 | 0
oh_line_TAP_OH_909129 |  | AN | node_8103301_200874211 | node_1467817_743_15368744_357 | 0.033 | unb_TAPWIRE_OH | 8103301 | no | no |  |  | no |  |  | 0 | 0 | 0 | 0
oh_line_TAP_OH_909130 |  | AN | node_8103301_200874212 | node_1467754_134_15368534_238 | 0.033 | unb_TAPWIRE_OH | 8103301 | no | no |  |  | no |  |  | 0 | 0 | 0 | 0
oh_line_TAP_OH_909131 |  | AN | node_8103301_200874213 | node_1467809_935_15368309_873 | 0.033 | unb_TAPWIRE_OH | 8103301 | no | no |  |  | no |  |  | 0 | 0 | 0 | 0
oh_line_TAP_OH_909132 |  | AN | node_8103301_200874217 | node_1467719_539_15367215_97 | 0.033 | unb_TAPWIRE_OH | 8103301 | no | no |  |  | no |  |  | 0 | 0 | 0 | 0
oh_line_TAP_OH_909133 |  | AN | node_8103301_200874220 | node_1468258_206_15371281_676 | 0.033 | unb_TAPWIRE_OH | 8103301 | no | no |  |  | no |  |  | 0 | 0 | 0 | 0
oh_line_TAP_OH_909161 |  | AN | node_8103301_200874277 | node_1461495_887_15362505_766 | 0.033 | unb_TAPWIRE_OH | 8103301 | no | no |  |  | no |  |  | 0 | 0 | 0 | 0
oh_line_TAP_OH_909162 |  | AN | node_8103301_200874278 | node_1460499_17_15365535_456 | 0.033 | unb_TAPWIRE_OH | 8103301 | no | no |  |  | no |  |  | 0 | 0 | 0 | 0
oh_line_TAP_OH_909163 |  | AN | node_8103301_200874280 | node_1460520_249_15365325_042 | 0.033 | unb_TAPWIRE_OH | 8103301 | no | no |  |  | no |  |  | 0 | 0 | 0 | 0
oh_line_TAP_OH_909164 |  | AN | node_8103301_200874282 | node_1460709_074_15364884_496 | 0.033 | unb_TAPWIRE_OH | 8103301 | no | no |  |  | no |  |  | 0 | 0 | 0 | 0
oh_line_TAP_OH_909165 |  | AN | node_8103301_200874283 | node_1460827_87_15365093_688 | 0.033 | unb_TAPWIRE_OH | 8103301 | no | no |  |  | no |  |  | 0 | 0 | 0 | 0
oh_line_TAP_OH_909166 |  | AN | node_8103301_200874285 | node_1460787_237_15364711_947 | 0.033 | unb_TAPWIRE_OH | 8103301 | no | no |  |  | no |  |  | 0 | 0 | 0 | 0
oh_line_TAP_OH_909167 |  | AN | node_8103301_200874286 | node_1460910_098_15364269_87 | 0.033 | unb_TAPWIRE_OH | 8103301 | no | no |  |  | no |  |  | 0 | 0 | 0 | 0
oh_line_TAP_OH_909168 |  | AN | node_8103301_200874290 | node_1461396_882_15362763_48 | 0.033 | unb_TAPWIRE_OH | 8103301 | no | no |  |  | no |  |  | 0 | 0 | 0 | 0
oh_line_TAP_OH_909184 |  | AN | node_8103301_200874338 | node_1467808_813_15343745_165 | 0.033 | unb_TAPWIRE_OH | 8103301 | no | no |  |  | no |  |  | 0 | 0 | 0 | 0
oh_line_TAP_OH_909185 |  | AN | node_8103301_200874341 | node_1467374_342_15347903_461 | 0.033 | unb_TAPWIRE_OH | 8103301 | no | no |  |  | no |  |  | 0 | 0 | 0 | 0
oh_line_TAP_OH_909189 |  | AN | node_8103301_200874359 | node_1454622_495_15373328_787 | 0.033 | unb_TAPWIRE_OH | 8103301 | no | no |  |  | no |  |  | 0 | 0 | 0 | 0
oh_line_TAP_OH_909190 |  | AN | node_8103301_200874360 | node_1454730_429_15373056_163 | 0.033 | unb_TAPWIRE_OH | 8103301 | no | no |  |  | no |  |  | 0 | 0 | 0 | 0
oh_line_TAP_OH_909191 |  | AN | node_8103301_200874362 | node_1454650_351_15369674_685 | 0.033 | unb_TAPWIRE_OH | 8103301 | no | no |  |  | no |  |  | 0 | 0 | 0 | 0
oh_line_TAP_OH_909192 |  | AN | node_8103301_200874365 | node_1454688_619_15369280_308 | 0.033 | unb_TAPWIRE_OH | 8103301 | no | no |  |  | no |  |  | 0 | 0 | 0 | 0
oh_line_TAP_OH_909193 |  | AN | node_8103301_200874367 | node_1454619_65_15368927_448 | 0.033 | unb_TAPWIRE_OH | 8103301 | no | no |  |  | no |  |  | 0 | 0 | 0 | 0
oh_line_TAP_OH_909194 |  | AN | node_8103301_200874368 | node_1454618_701_15368695_436 | 0.033 | unb_TAPWIRE_OH | 8103301 | no | no |  |  | no |  |  | 0 | 0 | 0 | 0
oh_line_TAP_OH_909195 |  | AN | node_8103301_200874369 | node_1454647_962_15368320_49 | 0.033 | unb_TAPWIRE_OH | 8103301 | no | no |  |  | no |  |  | 0 | 0 | 0 | 0
oh_line_TAP_OH_909196 |  | AN | node_8103301_200874372 | node_1454646_382_15372241_494 | 0.033 | unb_TAPWIRE_OH | 8103301 | no | no |  |  | no |  |  | 0 | 0 | 0 | 0
oh_line_TAP_OH_909197 |  | AN | node_8103301_200874373 | node_1454650_476_15371815_491 | 0.033 | unb_TAPWIRE_OH | 8103301 | no | no |  |  | no |  |  | 0 | 0 | 0 | 0
oh_line_TAP_OH_909198 |  | AN | node_8103301_200874374 | node_1454653_055_15371341_187 | 0.033 | unb_TAPWIRE_OH | 8103301 | no | no |  |  | no |  |  | 0 | 0 | 0 | 0
oh_line_TAP_OH_909199 |  | AN | node_8103301_200874376 | node_1454643_913_15371034_77 | 0.033 | unb_TAPWIRE_OH | 8103301 | no | no |  |  | no |  |  | 0 | 0 | 0 | 0
oh_line_TAP_OH_909200 |  | AN | node_8103301_200874377 | node_1454749_632_15370696_281 | 0.033 | unb_TAPWIRE_OH | 8103301 | no | no |  |  | no |  |  | 0 | 0 | 0 | 0
oh_line_TAP_OH_909201 |  | AN | node_8103301_200874379 | node_1454649_896_15370044_63 | 0.033 | unb_TAPWIRE_OH | 8103301 | no | no |  |  | no |  |  | 0 | 0 | 0 | 0
oh_line_TAP_OH_909235 |  | AN | node_8103301_200874448 | node_1461247_418_15352732_207 | 0.033 | unb_TAPWIRE_OH | 8103301 | no | no |  |  | no |  |  | 0 | 0 | 0 | 0
oh_line_TAP_OH_909236 |  | AN | node_8103301_200874450 | node_1461038_591_15351822_808 | 0.033 | unb_TAPWIRE_OH | 8103301 | no | no |  |  | no |  |  | 0 | 0 | 0 | 0
oh_line_TAP_OH_909237 |  | AN | node_8103301_200874456 | node_1461364_584_15350328_713 | 0.033 | unb_TAPWIRE_OH | 8103301 | no | no |  |  | no |  |  | 0 | 0 | 0 | 0
oh_line_TAP_OH_909245 |  | AN | node_8103301_200874484 | node_1459496_272_15348394_947 | 0.033 | unb_TAPWIRE_OH | 8103301 | no | no |  |  | no |  |  | 0 | 0 | 0 | 0
oh_line_TAP_OH_909246 |  | AN | node_8103301_200874487 | node_1459207_958_15347677_018 | 0.033 | unb_TAPWIRE_OH | 8103301 | no | no |  |  | no |  |  | 0 | 0 | 0 | 0
oh_line_TAP_OH_909247 |  | AN | node_8103301_200874489 | node_1458946_267_15347195_356 | 0.033 | unb_TAPWIRE_OH | 8103301 | no | no |  |  | no |  |  | 0 | 0 | 0 | 0
oh_line_TAP_OH_909248 |  | AN | node_8103301_200874493 | node_1459273_935_15346671_208 | 0.033 | unb_TAPWIRE_OH | 8103301 | no | no |  |  | no |  |  | 0 | 0 | 0 | 0
oh_line_TAP_OH_909249 |  | AN | node_8103301_200874496 | node_1459450_657_15351859_017 | 0.033 | unb_TAPWIRE_OH | 8103301 | no | no |  |  | no |  |  | 0 | 0 | 0 | 0
oh_line_TAP_OH_909250 |  | AN | node_8103301_200874499 | node_1459352_15_15351127_56 | 0.033 | unb_TAPWIRE_OH | 8103301 | no | no |  |  | no |  |  | 0 | 0 | 0 | 0
oh_line_TAP_OH_909251 |  | AN | node_8103301_200874504 | node_1459320_543_15350377_48 | 0.033 | unb_TAPWIRE_OH | 8103301 | no | no |  |  | no |  |  | 0 | 0 | 0 | 0
oh_line_TAP_OH_909252 |  | AN | node_8103301_200874507 | node_1459412_082_15349606_446 | 0.033 | unb_TAPWIRE_OH | 8103301 | no | no |  |  | no |  |  | 0 | 0 | 0 | 0
oh_line_TAP_OH_909269 |  | AN | node_8103301_200874544 | node_1459021_186_15358740_318 | 0.033 | unb_TAPWIRE_OH | 8103301 | no | no |  |  | no |  |  | 0 | 0 | 0 | 0
oh_line_TAP_OH_909270 |  | AN | node_8103301_200874551 | node_1459279_362_15362357_102 | 0.033 | unb_TAPWIRE_OH | 8103301 | no | no |  |  | no |  |  | 0 | 0 | 0 | 0
oh_line_TAP_OH_909271 |  | AN | node_8103301_200874558 | node_1476272_855_15354149_283 | 0.033 | unb_TAPWIRE_OH | 8103301 | no | no |  |  | no |  |  | 0 | 0 | 0 | 0
oh_line_TAP_OH_909272 |  | AN | node_8103301_200874562 | node_1476644_334_15354822_416 | 0.033 | unb_TAPWIRE_OH | 8103301 | no | no |  |  | no |  |  | 0 | 0 | 0 | 0
oh_line_TAP_OH_909273 |  | AN | node_8103301_200874564 | node_1476694_131_15354948_167 | 0.033 | unb_TAPWIRE_OH | 8103301 | no | no |  |  | no |  |  | 0 | 0 | 0 | 0
oh_line_TAP_OH_909274 |  | AN | node_8103301_200874566 | node_1476946_952_15355239_328 | 0.033 | unb_TAPWIRE_OH | 8103301 | no | no |  |  | no |  |  | 0 | 0 | 0 | 0
oh_line_TAP_OH_909275 |  | AN | node_8103301_200874567 | node_1476617_589_15355288_319 | 0.033 | unb_TAPWIRE_OH | 8103301 | no | no |  |  | no |  |  | 0 | 0 | 0 | 0
oh_line_TAP_OH_909276 |  | AN | node_8103301_200874570 | node_1467359_058_15354984_469 | 0.033 | unb_TAPWIRE_OH | 8103301 | no | no |  |  | no |  |  | 0 | 0 | 0 | 0
oh_line_TAP_OH_909277 |  | AN | node_8103301_200874572 | node_1467265_358_15355878_119 | 0.033 | unb_TAPWIRE_OH | 8103301 | no | no |  |  | no |  |  | 0 | 0 | 0 | 0
oh_line_TAP_OH_909278 |  | AN | node_8103301_200874579 | node_1467966_95_15356602_531 | 0.033 | unb_TAPWIRE_OH | 8103301 | no | no |  |  | no |  |  | 0 | 0 | 0 | 0
oh_line_TAP_OH_909279 |  | AN | node_8103301_200874583 | node_1468895_104_15356461_311 | 0.033 | unb_TAPWIRE_OH | 8103301 | no | no |  |  | no |  |  | 0 | 0 | 0 | 0
oh_line_TAP_OH_909280 |  | AN | node_8103301_200874584 | node_1467022_677_15356882_313 | 0.033 | unb_TAPWIRE_OH | 8103301 | no | no |  |  | no |  |  | 0 | 0 | 0 | 0
oh_line_TAP_OH_909285 |  | AN | node_8103301_200874604 | node_1480125_365_15354350_352 | 0.033 | unb_TAPWIRE_OH | 8103301 | no | no |  |  | no |  |  | 0 | 0 | 0 | 0
oh_line_TAP_OH_909286 |  | AN | node_8103301_200874612 | node_1466181_59_15376657_245 | 0.033 | unb_TAPWIRE_OH | 8103301 | no | no |  |  | no |  |  | 0 | 0 | 0 | 0
oh_line_TAP_OH_909290 |  | AN | node_8103301_200874621 | node_1476177_932_15369504_371 | 0.033 | unb_TAPWIRE_OH | 8103301 | no | no |  |  | no |  |  | 0 | 0 | 0 | 0
oh_line_TAP_OH_909291 |  | AN | node_8103301_200874623 | node_1476452_239_15369159_077 | 0.033 | unb_TAPWIRE_OH | 8103301 | no | no |  |  | no |  |  | 0 | 0 | 0 | 0
oh_line_TAP_OH_909292 |  | AN | node_8103301_200874624 | node_1476689_194_15369125_488 | 0.033 | unb_TAPWIRE_OH | 8103301 | no | no |  |  | no |  |  | 0 | 0 | 0 | 0
oh_line_TAP_OH_909293 |  | AN | node_8103301_200874625 | node_1476655_573_15354488_851 | 0.033 | unb_TAPWIRE_OH | 8103301 | no | no |  |  | no |  |  | 0 | 0 | 0 | 0
oh_line_TAP_OH_909294 |  | AN | node_8103301_200874628 | node_1476916_689_15354422_375 | 0.033 | unb_TAPWIRE_OH | 8103301 | no | no |  |  | no |  |  | 0 | 0 | 0 | 0
oh_line_TAP_OH_909295 |  | AN | node_8103301_200874629 | node_1477076_056_15354419_636 | 0.033 | unb_TAPWIRE_OH | 8103301 | no | no |  |  | no |  |  | 0 | 0 | 0 | 0
oh_line_TAP_OH_909296 |  | AN | node_8103301_200874630 | node_1477405_555_15354416_628 | 0.033 | unb_TAPWIRE_OH | 8103301 | no | no |  |  | no |  |  | 0 | 0 | 0 | 0
oh_line_TAP_OH_909308 |  | ABCN | node_8103301_200874652 | node_1459778_771_15371837_27 | 0.033 | unb_TAPWIRE_OH | 8103301 | no | no |  |  | no |  |  | 0 | 0 | 0 | 0
oh_line_TAP_OH_909309 |  | AN | node_8103301_200874657 | node_1460539_368_15373040_132 | 0.033 | unb_TAPWIRE_OH | 8103301 | no | no |  |  | no |  |  | 0 | 0 | 0 | 0
oh_line_TAP_OH_909310 |  | ABCN | node_8103301_200874659 | node_1460214_773_15373708_035 | 0.033 | unb_TAPWIRE_OH | 8103301 | no | no |  |  | no |  |  | 0 | 0 | 0 | 0
oh_line_TAP_OH_909312 |  | AN | node_8103301_200874668 | node_1461206_447_15375647_757 | 0.033 | unb_TAPWIRE_OH | 8103301 | no | no |  |  | no |  |  | 0 | 0 | 0 | 0
oh_line_TAP_OH_909313 |  | AN | node_8103301_200874671 | node_1461219_556_15377011_706 | 0.033 | unb_TAPWIRE_OH | 8103301 | no | no |  |  | no |  |  | 0 | 0 | 0 | 0
oh_line_TAP_OH_909314 |  | AN | node_8103301_200874675 | node_1460639_378_15377629_455 | 0.033 | unb_TAPWIRE_OH | 8103301 | no | no |  |  | no |  |  | 0 | 0 | 0 | 0
oh_line_TAP_OH_909315 |  | AN | node_8103301_200874678 | node_1460205_07_15377524_495 | 0.033 | unb_TAPWIRE_OH | 8103301 | no | no |  |  | no |  |  | 0 | 0 | 0 | 0
oh_line_TAP_OH_909316 |  | AN | node_8103301_200874680 | node_1462393_447_15377511_863 | 0.033 | unb_TAPWIRE_OH | 8103301 | no | no |  |  | no |  |  | 0 | 0 | 0 | 0
oh_line_TAP_OH_909317 |  | AN | node_8103301_200874683 | node_1462984_181_15377513_912 | 0.033 | unb_TAPWIRE_OH | 8103301 | no | no |  |  | no |  |  | 0 | 0 | 0 | 0
oh_line_TAP_OH_909318 |  | AN | node_8103301_200874687 | node_1463769_183_15377051_772 | 0.033 | unb_TAPWIRE_OH | 8103301 | no | no |  |  | no |  |  | 0 | 0 | 0 | 0
oh_line_TAP_OH_909319 |  | AN | node_8103301_200874690 | node_1464291_305_15377619_992 | 0.033 | unb_TAPWIRE_OH | 8103301 | no | no |  |  | no |  |  | 0 | 0 | 0 | 0
oh_line_TAP_OH_909320 |  | AN | node_8103301_200874692 | node_1464280_926_15377259_414 | 0.033 | unb_TAPWIRE_OH | 8103301 | no | no |  |  | no |  |  | 0 | 0 | 0 | 0
oh_line_TAP_OH_909321 |  | AN | node_8103301_200874695 | node_1465234_184_15377230_015 | 0.033 | unb_TAPWIRE_OH | 8103301 | no | no |  |  | no |  |  | 0 | 0 | 0 | 0
oh_line_TAP_OH_909322 |  | AN | node_8103301_200874697 | node_1454935_051_15356543_852 | 0.033 | unb_TAPWIRE_OH | 8103301 | no | no |  |  | no |  |  | 0 | 0 | 0 | 0
oh_line_TAP_OH_909323 |  | AN | node_8103301_200874701 | node_1452867_411_15360060_007 | 0.033 | unb_TAPWIRE_OH | 8103301 | no | no |  |  | no |  |  | 0 | 0 | 0 | 0
oh_line_TAP_OH_909324 |  | AN | node_8103301_200874703 | node_1453124_194_15360357_59 | 0.033 | unb_TAPWIRE_OH | 8103301 | no | no |  |  | no |  |  | 0 | 0 | 0 | 0
oh_line_TAP_OH_909325 |  | AN | node_8103301_200874705 | node_1453755_235_15360356_053 | 0.033 | unb_TAPWIRE_OH | 8103301 | no | no |  |  | no |  |  | 0 | 0 | 0 | 0
oh_line_TAP_OH_909326 |  | AN | node_8103301_200874706 | node_1454027_425_15360357_718 | 0.033 | unb_TAPWIRE_OH | 8103301 | no | no |  |  | no |  |  | 0 | 0 | 0 | 0
oh_line_TAP_OH_909327 |  | AN | node_8103301_200874707 | node_1454264_114_15360358_394 | 0.033 | unb_TAPWIRE_OH | 8103301 | no | no |  |  | no |  |  | 0 | 0 | 0 | 0
oh_line_TAP_OH_909328 |  | AN | node_8103301_200874709 | node_1454763_124_15360391_657 | 0.033 | unb_TAPWIRE_OH | 8103301 | no | no |  |  | no |  |  | 0 | 0 | 0 | 0
oh_line_TAP_OH_909331 |  | AN | node_8103301_200874721 | node_1476493_93_15362459_171 | 0.033 | unb_TAPWIRE_OH | 8103301 | no | no |  |  | no |  |  | 0 | 0 | 0 | 0
oh_line_TAP_OH_909332 |  | AN | node_8103301_200874722 | node_1476799_861_15362459_344 | 0.033 | unb_TAPWIRE_OH | 8103301 | no | no |  |  | no |  |  | 0 | 0 | 0 | 0
oh_line_TAP_OH_909333 |  | AN | node_8103301_200874725 | node_1477550_219_15362490_317 | 0.033 | unb_TAPWIRE_OH | 8103301 | no | no |  |  | no |  |  | 0 | 0 | 0 | 0
oh_line_TAP_OH_909334 |  | AN | node_8103301_200874726 | node_1475399_15362692_773 | 0.033 | unb_TAPWIRE_OH | 8103301 | no | no |  |  | no |  |  | 0 | 0 | 0 | 0
oh_line_TAP_OH_909335 |  | AN | node_8103301_200874727 | node_1475575_358_15362510_23 | 0.033 | unb_TAPWIRE_OH | 8103301 | no | no |  |  | no |  |  | 0 | 0 | 0 | 0
oh_line_TAP_OH_909336 |  | AN | node_8103301_200874733 | node_1475377_355_15361184_759 | 0.033 | unb_TAPWIRE_OH | 8103301 | no | no |  |  | no |  |  | 0 | 0 | 0 | 0
oh_line_TAP_OH_909337 |  | AN | node_8103301_200874737 | node_1476064_174_15362998_418 | 0.033 | unb_TAPWIRE_OH | 8103301 | no | no |  |  | no |  |  | 0 | 0 | 0 | 0
oh_line_TAP_OH_909342 |  | AN | node_8103301_200874746 | node_1468030_444_15361590_721 | 0.033 | unb_TAPWIRE_OH | 8103301 | no | no |  |  | no |  |  | 0 | 0 | 0 | 0
oh_line_TAP_OH_909733 |  | AN | node_8103301_200876018 | node_1445022_107_15353453_642 | 0.033 | unb_TAPWIRE_OH | 8103301 | no | no |  |  | no |  |  | 0 | 0 | 0 | 0
oh_line_TAP_OH_909734 |  | AN | node_8103301_200876021 | node_1444883_47_15349304_875 | 0.033 | unb_TAPWIRE_OH | 8103301 | no | no |  |  | no |  |  | 0 | 0 | 0 | 0
oh_line_TAP_OH_909735 |  | AN | node_8103301_200876024 | node_1445058_47_15348817_17 | 0.033 | unb_TAPWIRE_OH | 8103301 | no | no |  |  | no |  |  | 0 | 0 | 0 | 0
oh_line_TAP_OH_909736 |  | AN | node_8103301_200876026 | node_1444933_09_15348421_108 | 0.033 | unb_TAPWIRE_OH | 8103301 | no | no |  |  | no |  |  | 0 | 0 | 0 | 0
oh_line_TAP_OH_909737 |  | AN | node_8103301_200876031 | node_1445417_575_15347354_06 | 0.033 | unb_TAPWIRE_OH | 8103301 | no | no |  |  | no |  |  | 0 | 0 | 0 | 0
oh_line_TAP_OH_909738 |  | AN | node_8103301_200876033 | node_1445051_9_15352679_567 | 0.033 | unb_TAPWIRE_OH | 8103301 | no | no |  |  | no |  |  | 0 | 0 | 0 | 0
oh_line_TAP_OH_909739 |  | AN | node_8103301_200876034 | node_1444967_803_15352316_362 | 0.033 | unb_TAPWIRE_OH | 8103301 | no | no |  |  | no |  |  | 0 | 0 | 0 | 0
oh_line_TAP_OH_909740 |  | AN | node_8103301_200876037 | node_1444060_009_15351807_509 | 0.033 | unb_TAPWIRE_OH | 8103301 | no | no |  |  | no |  |  | 0 | 0 | 0 | 0
oh_line_TAP_OH_909741 |  | AN | node_8103301_200876038 | node_1444855_264_15351637_36 | 0.033 | unb_TAPWIRE_OH | 8103301 | no | no |  |  | no |  |  | 0 | 0 | 0 | 0
oh_line_TAP_OH_909742 |  | AN | node_8103301_200876039 | node_1444861_208_15350922_41 | 0.033 | unb_TAPWIRE_OH | 8103301 | no | no |  |  | no |  |  | 0 | 0 | 0 | 0
oh_line_TAP_OH_909743 |  | AN | node_8103301_200876041 | node_1444868_603_15350506_459 | 0.033 | unb_TAPWIRE_OH | 8103301 | no | no |  |  | no |  |  | 0 | 0 | 0 | 0
oh_line_TAP_OH_909745 |  | AN | node_8103301_200876046 | node_1450769_754_15359926_956 | 0.033 | unb_TAPWIRE_OH | 8103301 | no | no |  |  | no |  |  | 0 | 0 | 0 | 0
oh_line_TAP_OH_909746 |  | AN | node_8103301_200876048 | node_1451224_092_15359970_006 | 0.033 | unb_TAPWIRE_OH | 8103301 | no | no |  |  | no |  |  | 0 | 0 | 0 | 0
oh_line_TAP_OH_909747 |  | AN | node_8103301_200876056 | node_1449037_785_15359308_214 | 0.033 | unb_TAPWIRE_OH | 8103301 | no | no |  |  | no |  |  | 0 | 0 | 0 | 0
oh_line_TAP_OH_909748 |  | AN | node_8103301_200876058 | node_1449511_336_15359903_82 | 0.033 | unb_TAPWIRE_OH | 8103301 | no | no |  |  | no |  |  | 0 | 0 | 0 | 0
oh_line_TAP_OH_909749 |  | AN | node_8103301_200876060 | node_1449836_869_15359805_905 | 0.033 | unb_TAPWIRE_OH | 8103301 | no | no |  |  | no |  |  | 0 | 0 | 0 | 0
oh_line_TAP_OH_909750 |  | AN | node_8103301_200876061 | node_1450105_443_15359856_673 | 0.033 | unb_TAPWIRE_OH | 8103301 | no | no |  |  | no |  |  | 0 | 0 | 0 | 0
oh_line_TAP_OH_909784 |  | ABCN | node_8103301_200876150 | node_1434974_321_15374811_318 | 0.033 | unb_TAPWIRE_OH | 8103301 | no | no |  |  | no |  |  | 0 | 0 | 0 | 0
oh_line_TAP_OH_909785 |  | ABCN | node_8103301_200876151 | node_1435201_863_15374772_497 | 0.033 | unb_TAPWIRE_OH | 8103301 | no | no |  |  | no |  |  | 0 | 0 | 0 | 0
oh_line_TAP_OH_909786 |  | ABCN | node_8103301_200876152 | node_1435421_206_15374734_671 | 0.033 | unb_TAPWIRE_OH | 8103301 | no | no |  |  | no |  |  | 0 | 0 | 0 | 0
oh_line_TAP_OH_909787 |  | ABCN | node_8103301_200876153 | node_1435642_063_15374823_702 | 0.033 | unb_TAPWIRE_OH | 8103301 | no | no |  |  | no |  |  | 0 | 0 | 0 | 0
oh_line_TAP_OH_909788 |  | ABCN | node_8103301_200876154 | node_1435855_955_15374729_601 | 0.033 | unb_TAPWIRE_OH | 8103301 | no | no |  |  | no |  |  | 0 | 0 | 0 | 0
oh_line_TAP_OH_909789 |  | ABCN | node_8103301_200876158 | node_1436497_738_15374806_989 | 0.033 | unb_TAPWIRE_OH | 8103301 | no | no |  |  | no |  |  | 0 | 0 | 0 | 0
oh_line_TAP_OH_909790 |  | AN | node_8103301_200876163 | node_1437087_355_15374480_656 | 0.033 | unb_TAPWIRE_OH | 8103301 | no | no |  |  | no |  |  | 0 | 0 | 0 | 0
oh_line_TAP_OH_909791 |  | ABCN | node_8103301_200876165 | node_1437520_711_15374603_233 | 0.033 | unb_TAPWIRE_OH | 8103301 | no | no |  |  | no |  |  | 0 | 0 | 0 | 0
oh_line_TAP_OH_909792 |  | AN | node_8103301_200876167 | node_1437835_662_15374598_916 | 0.033 | unb_TAPWIRE_OH | 8103301 | no | no |  |  | no |  |  | 0 | 0 | 0 | 0
oh_line_TAP_OH_909793 |  | ABCN | node_8103301_200876168 | node_1437535_362_15374180_996 | 0.033 | unb_TAPWIRE_OH | 8103301 | no | no |  |  | no |  |  | 0 | 0 | 0 | 0
oh_line_TAP_OH_909794 |  | ABCN | node_8103301_200876170 | node_1437395_271_15373851_497 | 0.033 | unb_TAPWIRE_OH | 8103301 | no | no |  |  | no |  |  | 0 | 0 | 0 | 0
oh_line_TAP_OH_909795 |  | ABCN | node_8103301_200876171 | node_1437303_293_15373675_625 | 0.033 | unb_TAPWIRE_OH | 8103301 | no | no |  |  | no |  |  | 0 | 0 | 0 | 0
oh_line_TAP_OH_909796 |  | ABCN | node_8103301_200876174 | node_1437506_348_15373115_68 | 0.033 | unb_TAPWIRE_OH | 8103301 | no | no |  |  | no |  |  | 0 | 0 | 0 | 0
oh_line_TAP_OH_909797 |  | ABCN | node_8103301_200876175 | node_1437792_847_15372993_469 | 0.033 | unb_TAPWIRE_OH | 8103301 | no | no |  |  | no |  |  | 0 | 0 | 0 | 0
oh_line_TAP_OH_909798 |  | ABCN | node_8103301_200876177 | node_1438103_086_15372903_63 | 0.033 | unb_TAPWIRE_OH | 8103301 | no | no |  |  | no |  |  | 0 | 0 | 0 | 0
oh_line_TAP_OH_909799 |  | AN | node_8103301_200876182 | node_1438204_907_15372152_099 | 0.033 | unb_TAPWIRE_OH | 8103301 | no | no |  |  | no |  |  | 0 | 0 | 0 | 0
oh_line_TAP_OH_909800 |  | ABCN | node_8103301_200876186 | node_1438728_931_15372740_88 | 0.033 | unb_TAPWIRE_OH | 8103301 | no | no |  |  | no |  |  | 0 | 0 | 0 | 0
oh_line_TAP_OH_909801 |  | AN | node_8103301_200876190 | node_1438252_513_15373372_79 | 0.033 | unb_TAPWIRE_OH | 8103301 | no | no |  |  | no |  |  | 0 | 0 | 0 | 0
oh_line_TAP_OH_909802 |  | ABCN | node_8103301_200876195 | node_1440012_194_15372674_053 | 0.033 | unb_TAPWIRE_OH | 8103301 | no | no |  |  | no |  |  | 0 | 0 | 0 | 0
oh_line_TAP_OH_909803 |  | ABCN | node_8103301_200876198 | node_1440672_997_15372515_748 | 0.033 | unb_TAPWIRE_OH | 8103301 | no | no |  |  | no |  |  | 0 | 0 | 0 | 0
oh_line_TAP_OH_909804 |  | ABCN | node_8103301_200876201 | node_1441383_726_15372111_629 | 0.033 | unb_TAPWIRE_OH | 8103301 | no | no |  |  | no |  |  | 0 | 0 | 0 | 0
oh_line_TAP_OH_909805 |  | AN | node_8103301_200876206 | node_1441991_309_15371875_299 | 0.033 | unb_TAPWIRE_OH | 8103301 | no | no |  |  | no |  |  | 0 | 0 | 0 | 0
oh_line_TAP_OH_909806 |  | ABCN | node_8103301_200876210 | node_1442790_224_15372251_454 | 0.033 | unb_TAPWIRE_OH | 8103301 | no | no |  |  | no |  |  | 0 | 0 | 0 | 0
oh_line_TAP_OH_909807 |  | AN | node_8103301_200876213 | node_1443077_031_15372019_731 | 0.033 | unb_TAPWIRE_OH | 8103301 | no | no |  |  | no |  |  | 0 | 0 | 0 | 0
oh_line_TAP_OH_909808 |  | AN | node_8103301_200876216 | node_1443340_308_15372061_667 | 0.033 | unb_TAPWIRE_OH | 8103301 | no | no |  |  | no |  |  | 0 | 0 | 0 | 0
oh_line_TAP_OH_909809 |  | ABCN | node_8103301_200876217 | node_1443631_849_15372294_299 | 0.033 | unb_TAPWIRE_OH | 8103301 | no | no |  |  | no |  |  | 0 | 0 | 0 | 0
oh_line_TAP_OH_909810 |  | ABCN | node_8103301_200876219 | node_1443835_954_15372331_63 | 0.033 | unb_TAPWIRE_OH | 8103301 | no | no |  |  | no |  |  | 0 | 0 | 0 | 0
oh_line_TAP_OH_909811 |  | ABCN | node_8103301_200876224 | node_1444701_426_15372454_436 | 0.033 | unb_TAPWIRE_OH | 8103301 | no | no |  |  | no |  |  | 0 | 0 | 0 | 0
oh_line_TAP_OH_909812 |  | ABCN | node_8103301_200876229 | node_1445914_028_15372219_719 | 0.033 | unb_TAPWIRE_OH | 8103301 | no | no |  |  | no |  |  | 0 | 0 | 0 | 0
oh_line_TAP_OH_909813 |  | ABCN | node_8103301_200876230 | node_1446205_808_15372190_18 | 0.033 | unb_TAPWIRE_OH | 8103301 | no | no |  |  | no |  |  | 0 | 0 | 0 | 0
oh_line_TAP_OH_909814 |  | ABCN | node_8103301_200876231 | node_1446478_268_15372165_84 | 0.033 | unb_TAPWIRE_OH | 8103301 | no | no |  |  | no |  |  | 0 | 0 | 0 | 0
oh_line_TAP_OH_909815 |  | ABCN | node_8103301_200876233 | node_1446960_053_15372173_814 | 0.033 | unb_TAPWIRE_OH | 8103301 | no | no |  |  | no |  |  | 0 | 0 | 0 | 0
oh_line_TAP_OH_909816 |  | ABCN | node_8103301_200876239 | node_1447567_79_15372317_845 | 0.033 | unb_TAPWIRE_OH | 8103301 | no | no |  |  | no |  |  | 0 | 0 | 0 | 0
oh_line_TAP_OH_909817 |  | ABCN | node_8103301_200876245 | node_1448500_088_15372404_357 | 0.033 | unb_TAPWIRE_OH | 8103301 | no | no |  |  | no |  |  | 0 | 0 | 0 | 0
oh_line_TAP_OH_909818 |  | ABCN | node_8103301_200876250 | node_1449663_493_15372657_063 | 0.033 | unb_TAPWIRE_OH | 8103301 | no | no |  |  | no |  |  | 0 | 0 | 0 | 0
oh_line_TAP_OH_909819 |  | ABCN | node_8103301_200876258 | node_1450839_095_15372674_251 | 0.033 | unb_TAPWIRE_OH | 8103301 | no | no |  |  | no |  |  | 0 | 0 | 0 | 0
oh_line_TAP_OH_909852 |  | AN | node_8103301_200876351 | node_1444328_515_15372392_931 | 0.033 | unb_TAPWIRE_OH | 8103301 | no | no |  |  | no |  |  | 0 | 0 | 0 | 0
oh_line_TAP_OH_909853 |  | AN | node_8103301_200876354 | node_1445024_7_15375399_43 | 0.033 | unb_TAPWIRE_OH | 8103301 | no | no |  |  | no |  |  | 0 | 0 | 0 | 0
oh_line_TAP_OH_909854 |  | AN | node_8103301_200876356 | node_1445369_877_15376055_789 | 0.033 | unb_TAPWIRE_OH | 8103301 | no | no |  |  | no |  |  | 0 | 0 | 0 | 0
oh_line_TAP_OH_909855 |  | AN | node_8103301_200876361 | node_1445948_841_15377123_802 | 0.033 | unb_TAPWIRE_OH | 8103301 | no | no |  |  | no |  |  | 0 | 0 | 0 | 0
oh_line_TAP_OH_909856 |  | AN | node_8103301_200876363 | node_1446207_485_15377441_41 | 0.033 | unb_TAPWIRE_OH | 8103301 | no | no |  |  | no |  |  | 0 | 0 | 0 | 0
oh_line_TAP_OH_909857 |  | AN | node_8103301_200876365 | node_1446180_113_15377123_831 | 0.033 | unb_TAPWIRE_OH | 8103301 | no | no |  |  | no |  |  | 0 | 0 | 0 | 0
oh_line_TAP_OH_909858 |  | AN | node_8103301_200876369 | node_1447184_861_15377897_712 | 0.033 | unb_TAPWIRE_OH | 8103301 | no | no |  |  | no |  |  | 0 | 0 | 0 | 0
oh_line_TAP_OH_909859 |  | AN | node_8103301_200876371 | node_1444392_639_15373170_697 | 0.033 | unb_TAPWIRE_OH | 8103301 | no | no |  |  | no |  |  | 0 | 0 | 0 | 0
oh_line_TAP_OH_909860 |  | AN | node_8103301_200876372 | node_1444428_676_15373420_318 | 0.033 | unb_TAPWIRE_OH | 8103301 | no | no |  |  | no |  |  | 0 | 0 | 0 | 0
oh_line_TAP_OH_909861 |  | AN | node_8103301_200876374 | node_1444730_482_15373556_506 | 0.033 | unb_TAPWIRE_OH | 8103301 | no | no |  |  | no |  |  | 0 | 0 | 0 | 0
oh_line_TAP_OH_909862 |  | AN | node_8103301_200876375 | node_1444470_365_15374069_187 | 0.033 | unb_TAPWIRE_OH | 8103301 | no | no |  |  | no |  |  | 0 | 0 | 0 | 0
oh_line_TAP_OH_909863 |  | AN | node_8103301_200876377 | node_1444106_364_15374428_198 | 0.033 | unb_TAPWIRE_OH | 8103301 | no | no |  |  | no |  |  | 0 | 0 | 0 | 0
oh_line_TAP_OH_909864 |  | AN | node_8103301_200876378 | node_1444646_494_15374704_599 | 0.033 | unb_TAPWIRE_OH | 8103301 | no | no |  |  | no |  |  | 0 | 0 | 0 | 0
oh_line_TAP_OH_909865 |  | AN | node_8103301_200876383 | node_1440311_821_15368485_8 | 0.033 | unb_TAPWIRE_OH | 8103301 | no | no |  |  | no |  |  | 0 | 0 | 0 | 0
oh_line_TAP_OH_909866 |  | AN | node_8103301_200876385 | node_1439952_735_15368410_135 | 0.033 | unb_TAPWIRE_OH | 8103301 | no | no |  |  | no |  |  | 0 | 0 | 0 | 0
oh_line_TAP_OH_909867 |  | AN | node_8103301_200876387 | node_1440192_711_15367729_915 | 0.033 | unb_TAPWIRE_OH | 8103301 | no | no |  |  | no |  |  | 0 | 0 | 0 | 0
oh_line_TAP_OH_909868 |  | AN | node_8103301_200876389 | node_1440089_88_15367008_924 | 0.033 | unb_TAPWIRE_OH | 8103301 | no | no |  |  | no |  |  | 0 | 0 | 0 | 0
oh_line_TAP_OH_909869 |  | AN | node_8103301_200876396 | node_1441291_683_15365875_506 | 0.033 | unb_TAPWIRE_OH | 8103301 | no | no |  |  | no |  |  | 0 | 0 | 0 | 0
oh_line_TAP_OH_909870 |  | AN | node_8103301_200876398 | node_1441495_876_15366276_657 | 0.033 | unb_TAPWIRE_OH | 8103301 | no | no |  |  | no |  |  | 0 | 0 | 0 | 0
oh_line_TAP_OH_909871 |  | AN | node_8103301_200876401 | node_1441002_107_15365427_718 | 0.033 | unb_TAPWIRE_OH | 8103301 | no | no |  |  | no |  |  | 0 | 0 | 0 | 0
oh_line_TAP_OH_909872 |  | AN | node_8103301_200876402 | node_1441124_462_15365235_613 | 0.033 | unb_TAPWIRE_OH | 8103301 | no | no |  |  | no |  |  | 0 | 0 | 0 | 0
oh_line_TAP_OH_909873 |  | AN | node_8103301_200876404 | node_1441441_897_15364964_517 | 0.033 | unb_TAPWIRE_OH | 8103301 | no | no |  |  | no |  |  | 0 | 0 | 0 | 0
oh_line_TAP_OH_909874 |  | AN | node_8103301_200876406 | node_1441777_354_15364707_546 | 0.033 | unb_TAPWIRE_OH | 8103301 | no | no |  |  | no |  |  | 0 | 0 | 0 | 0
oh_line_TAP_OH_909875 |  | AN | node_8103301_200876407 | node_1442036_476_15364509_888 | 0.033 | unb_TAPWIRE_OH | 8103301 | no | no |  |  | no |  |  | 0 | 0 | 0 | 0
oh_line_TAP_OH_909877 |  | AN | node_8103301_200876421 | node_1454696_251_15377920_95 | 0.033 | unb_TAPWIRE_OH | 8103301 | no | no |  |  | no |  |  | 0 | 0 | 0 | 0
oh_line_TAP_OH_909878 |  | AN | node_8103301_200876425 | node_1454748_524_15378840_118 | 0.033 | unb_TAPWIRE_OH | 8103301 | no | no |  |  | no |  |  | 0 | 0 | 0 | 0
oh_line_TAP_OH_909896 |  | AN | node_8103301_200876479 | node_1447688_356_15356522_699 | 0.033 | unb_TAPWIRE_OH | 8103301 | no | no |  |  | no |  |  | 0 | 0 | 0 | 0
oh_line_TAP_OH_909897 |  | AN | node_8103301_200876480 | node_1447795_719_15356331_898 | 0.033 | unb_TAPWIRE_OH | 8103301 | no | no |  |  | no |  |  | 0 | 0 | 0 | 0
oh_line_TAP_OH_909898 |  | AN | node_8103301_200876487 | node_1448605_693_15354819_207 | 0.033 | unb_TAPWIRE_OH | 8103301 | no | no |  |  | no |  |  | 0 | 0 | 0 | 0
oh_line_TAP_OH_909899 |  | AN | node_8103301_200876489 | node_1447153_871_15358998_109 | 0.033 | unb_TAPWIRE_OH | 8103301 | no | no |  |  | no |  |  | 0 | 0 | 0 | 0
oh_line_TAP_OH_909901 |  | AN | node_8103301_200876493 | node_1447117_331_15357996_422 | 0.033 | unb_TAPWIRE_OH | 8103301 | no | no |  |  | no |  |  | 0 | 0 | 0 | 0
oh_line_TAP_OH_909902 |  | AN | node_8103301_200876495 | node_1447046_192_15357808_012 | 0.033 | unb_TAPWIRE_OH | 8103301 | no | no |  |  | no |  |  | 0 | 0 | 0 | 0
oh_line_TAP_OH_909903 |  | AN | node_8103301_200876498 | node_1447484_256_15356984_016 | 0.033 | unb_TAPWIRE_OH | 8103301 | no | no |  |  | no |  |  | 0 | 0 | 0 | 0
oh_line_TAP_OH_910031 |  | AN | node_8103301_200876833 | node_1442854_287_15354102_721 | 0.033 | unb_TAPWIRE_OH | 8103301 | no | no |  |  | no |  |  | 0 | 0 | 0 | 0
oh_line_TAP_OH_910032 |  | AN | node_8103301_200876834 | node_1443035_657_15354232_447 | 0.033 | unb_TAPWIRE_OH | 8103301 | no | no |  |  | no |  |  | 0 | 0 | 0 | 0
oh_line_TAP_OH_910033 |  | AN | node_8103301_200876835 | node_1443116_674_15354320_209 | 0.033 | unb_TAPWIRE_OH | 8103301 | no | no |  |  | no |  |  | 0 | 0 | 0 | 0
oh_line_TAP_OH_910034 |  | AN | node_8103301_200876836 | node_1443276_939_15354517_696 | 0.033 | unb_TAPWIRE_OH | 8103301 | no | no |  |  | no |  |  | 0 | 0 | 0 | 0
oh_line_TAP_OH_910035 |  | AN | node_8103301_200876839 | node_1443670_305_15354868_366 | 0.033 | unb_TAPWIRE_OH | 8103301 | no | no |  |  | no |  |  | 0 | 0 | 0 | 0
oh_line_TAP_OH_910036 |  | AN | node_8103301_200876843 | node_1443476_752_15353436_718 | 0.033 | unb_TAPWIRE_OH | 8103301 | no | no |  |  | no |  |  | 0 | 0 | 0 | 0
oh_line_TAP_OH_910037 |  | AN | node_8103301_200876847 | node_1442820_654_15353787_588 | 0.033 | unb_TAPWIRE_OH | 8103301 | no | no |  |  | no |  |  | 0 | 0 | 0 | 0
oh_line_TAP_OH_910038 |  | AN | node_8103301_200876848 | node_1443824_547_15353883_615 | 0.033 | unb_TAPWIRE_OH | 8103301 | no | no |  |  | no |  |  | 0 | 0 | 0 | 0
oh_line_TAP_OH_910039 |  | AN | node_8103301_200876853 | node_1444152_279_15354566_518 | 0.033 | unb_TAPWIRE_OH | 8103301 | no | no |  |  | no |  |  | 0 | 0 | 0 | 0
oh_line_TAP_OH_910145 |  | AN | node_8103301_200877167 | node_1447617_018_15370105_907 | 0.033 | unb_TAPWIRE_OH | 8103301 | no | no |  |  | no |  |  | 0 | 0 | 0 | 0
oh_line_TAP_OH_910146 |  | AN | node_8103301_200877171 | node_1448201_554_15370419_567 | 0.033 | unb_TAPWIRE_OH | 8103301 | no | no |  |  | no |  |  | 0 | 0 | 0 | 0
oh_line_TAP_OH_910147 |  | AN | node_8103301_200877173 | node_1447140_29_15371730_2 | 0.033 | unb_TAPWIRE_OH | 8103301 | no | no |  |  | no |  |  | 0 | 0 | 0 | 0
oh_line_TAP_OH_910148 |  | AN | node_8103301_200877175 | node_1447252_911_15371535_796 | 0.033 | unb_TAPWIRE_OH | 8103301 | no | no |  |  | no |  |  | 0 | 0 | 0 | 0
oh_line_TAP_OH_910149 |  | AN | node_8103301_200877179 | node_1447232_192_15370686_999 | 0.033 | unb_TAPWIRE_OH | 8103301 | no | no |  |  | no |  |  | 0 | 0 | 0 | 0
oh_line_TAP_OH_910157 |  | AN | node_8103301_200877207 | node_1437911_929_15374390_015 | 0.033 | unb_TAPWIRE_OH | 8103301 | no | no |  |  | no |  |  | 0 | 0 | 0 | 0
oh_line_TAP_OH_910158 |  | AN | node_8103301_200877210 | node_1438505_211_15374263_417 | 0.033 | unb_TAPWIRE_OH | 8103301 | no | no |  |  | no |  |  | 0 | 0 | 0 | 0
oh_line_TAP_OH_910159 |  | AN | node_8103301_200877211 | node_1438872_333_15374244_722 | 0.033 | unb_TAPWIRE_OH | 8103301 | no | no |  |  | no |  |  | 0 | 0 | 0 | 0
oh_line_TAP_OH_910160 |  | AN | node_8103301_200877214 | node_1439212_617_15374461_174 | 0.033 | unb_TAPWIRE_OH | 8103301 | no | no |  |  | no |  |  | 0 | 0 | 0 | 0
oh_line_TAP_OH_910161 |  | AN | node_8103301_200877216 | node_1439905_752_15374707_573 | 0.033 | unb_TAPWIRE_OH | 8103301 | no | no |  |  | no |  |  | 0 | 0 | 0 | 0
oh_line_TAP_OH_910166 |  | AN | node_8103301_200877228 | node_1442706_768_15353164_035 | 0.033 | unb_TAPWIRE_OH | 8103301 | no | no |  |  | no |  |  | 0 | 0 | 0 | 0
oh_line_TAP_OH_910167 |  | AN | node_8103301_200877229 | node_1440148_88_15351046_246 | 0.033 | unb_TAPWIRE_OH | 8103301 | no | no |  |  | no |  |  | 0 | 0 | 0 | 0
oh_line_TAP_OH_910168 |  | AN | node_8103301_200877230 | node_1442742_743_15352797_19 | 0.033 | unb_TAPWIRE_OH | 8103301 | no | no |  |  | no |  |  | 0 | 0 | 0 | 0
oh_line_TAP_OH_910169 |  | AN | node_8103301_200877232 | node_1442286_835_15352606_928 | 0.033 | unb_TAPWIRE_OH | 8103301 | no | no |  |  | no |  |  | 0 | 0 | 0 | 0
oh_line_TAP_OH_910170 |  | AN | node_8103301_200877235 | node_1441373_779_15352136_173 | 0.033 | unb_TAPWIRE_OH | 8103301 | no | no |  |  | no |  |  | 0 | 0 | 0 | 0
oh_line_TAP_OH_910171 |  | AN | node_8103301_200877238 | node_1440812_751_15351906_249 | 0.033 | unb_TAPWIRE_OH | 8103301 | no | no |  |  | no |  |  | 0 | 0 | 0 | 0
oh_line_TAP_OH_910172 |  | AN | node_8103301_200877239 | node_1440744_974_15351554_515 | 0.033 | unb_TAPWIRE_OH | 8103301 | no | no |  |  | no |  |  | 0 | 0 | 0 | 0
oh_line_TAP_OH_910173 |  | AN | node_8103301_200877240 | node_1440383_069_15351269_926 | 0.033 | unb_TAPWIRE_OH | 8103301 | no | no |  |  | no |  |  | 0 | 0 | 0 | 0
oh_line_TAP_OH_910176 |  | AN | node_8103301_200877251 | node_1438140_923_15374437_477 | 0.033 | unb_TAPWIRE_OH | 8103301 | no | no |  |  | no |  |  | 0 | 0 | 0 | 0
oh_line_TAP_OH_910177 |  | AN | node_8103301_200877252 | node_1438409_775_15374572_309 | 0.033 | unb_TAPWIRE_OH | 8103301 | no | no |  |  | no |  |  | 0 | 0 | 0 | 0
oh_line_TAP_OH_910178 |  | AN | node_8103301_200877254 | node_1438748_259_15374748_432 | 0.033 | unb_TAPWIRE_OH | 8103301 | no | no |  |  | no |  |  | 0 | 0 | 0 | 0
oh_line_TAP_OH_910179 |  | AN | node_8103301_200877257 | node_1439135_323_15374986_038 | 0.033 | unb_TAPWIRE_OH | 8103301 | no | no |  |  | no |  |  | 0 | 0 | 0 | 0
oh_line_TAP_OH_910181 |  | AN | node_8103301_200877264 | node_1439394_207_15365762_561 | 0.033 | unb_TAPWIRE_OH | 8103301 | no | no |  |  | no |  |  | 0 | 0 | 0 | 0
oh_line_TAP_OH_910183 |  | AN | node_8103301_200877268 | node_1439388_376_15364991_915 | 0.033 | unb_TAPWIRE_OH | 8103301 | no | no |  |  | no |  |  | 0 | 0 | 0 | 0
oh_line_TAP_OH_910185 |  | AN | node_8103301_200877271 | node_1439375_362_15364262_002 | 0.033 | unb_TAPWIRE_OH | 8103301 | no | no |  |  | no |  |  | 0 | 0 | 0 | 0
oh_line_TAP_OH_910186 |  | AN | node_8103301_200877273 | node_1447848_34_15375856_34 | 0.033 | unb_TAPWIRE_OH | 8103301 | no | no |  |  | no |  |  | 0 | 0 | 0 | 0
oh_line_TAP_OH_910187 |  | AN | node_8103301_200877275 | node_1448288_383_15372701_278 | 0.033 | unb_TAPWIRE_OH | 8103301 | no | no |  |  | no |  |  | 0 | 0 | 0 | 0
oh_line_TAP_OH_910188 |  | AN | node_8103301_200877278 | node_1447843_163_15375772_915 | 0.033 | unb_TAPWIRE_OH | 8103301 | no | no |  |  | no |  |  | 0 | 0 | 0 | 0
oh_line_TAP_OH_910189 |  | AN | node_8103301_200877281 | node_1448275_141_15375954_265 | 0.033 | unb_TAPWIRE_OH | 8103301 | no | no |  |  | no |  |  | 0 | 0 | 0 | 0
oh_line_TAP_OH_910190 |  | AN | node_8103301_200877287 | node_1449053_768_15377297_315 | 0.033 | unb_TAPWIRE_OH | 8103301 | no | no |  |  | no |  |  | 0 | 0 | 0 | 0
oh_line_TAP_OH_910191 |  | AN | node_8103301_200877288 | node_1449286_753_15377415_935 | 0.033 | unb_TAPWIRE_OH | 8103301 | no | no |  |  | no |  |  | 0 | 0 | 0 | 0
oh_line_TAP_OH_910192 |  | AN | node_8103301_200877290 | node_1448232_117_15373580_354 | 0.033 | unb_TAPWIRE_OH | 8103301 | no | no |  |  | no |  |  | 0 | 0 | 0 | 0
oh_line_TAP_OH_910193 |  | AN | node_8103301_200877291 | node_1448231_245_15373974_463 | 0.033 | unb_TAPWIRE_OH | 8103301 | no | no |  |  | no |  |  | 0 | 0 | 0 | 0
oh_line_TAP_OH_910194 |  | AN | node_8103301_200877292 | node_1448230_212_15374369_972 | 0.033 | unb_TAPWIRE_OH | 8103301 | no | no |  |  | no |  |  | 0 | 0 | 0 | 0
oh_line_TAP_OH_910195 |  | AN | node_8103301_200877293 | node_1448157_72_15374617_231 | 0.033 | unb_TAPWIRE_OH | 8103301 | no | no |  |  | no |  |  | 0 | 0 | 0 | 0
oh_line_TAP_OH_910196 |  | AN | node_8103301_200877295 | node_1448288_764_15374782_98 | 0.033 | unb_TAPWIRE_OH | 8103301 | no | no |  |  | no |  |  | 0 | 0 | 0 | 0
oh_line_TAP_OH_910197 |  | AN | node_8103301_200877297 | node_1447597_946_15374823_706 | 0.033 | unb_TAPWIRE_OH | 8103301 | no | no |  |  | no |  |  | 0 | 0 | 0 | 0
oh_line_TAP_OH_910198 |  | AN | node_8103301_200877299 | node_1447032_202_15375040_573 | 0.033 | unb_TAPWIRE_OH | 8103301 | no | no |  |  | no |  |  | 0 | 0 | 0 | 0
oh_line_TAP_OH_910199 |  | AN | node_8103301_200877301 | node_1448277_113_15375395_33 | 0.033 | unb_TAPWIRE_OH | 8103301 | no | no |  |  | no |  |  | 0 | 0 | 0 | 0
oh_line_TAP_OH_910200 |  | AN | node_8103301_200877305 | node_1445008_259_15372209_925 | 0.033 | unb_TAPWIRE_OH | 8103301 | no | no |  |  | no |  |  | 0 | 0 | 0 | 0
oh_line_TAP_OH_910201 |  | AN | node_8103301_200877313 | node_1444404_011_15367858_194 | 0.033 | unb_TAPWIRE_OH | 8103301 | no | no |  |  | no |  |  | 0 | 0 | 0 | 0
oh_line_TAP_OH_910202 |  | AN | node_8103301_200877315 | node_1444698_785_15367615_805 | 0.033 | unb_TAPWIRE_OH | 8103301 | no | no |  |  | no |  |  | 0 | 0 | 0 | 0
oh_line_TAP_OH_910203 |  | AN | node_8103301_200877318 | node_1444707_777_15371888_876 | 0.033 | unb_TAPWIRE_OH | 8103301 | no | no |  |  | no |  |  | 0 | 0 | 0 | 0
oh_line_TAP_OH_910204 |  | AN | node_8103301_200877319 | node_1444732_893_15366760_922 | 0.033 | unb_TAPWIRE_OH | 8103301 | no | no |  |  | no |  |  | 0 | 0 | 0 | 0
oh_line_TAP_OH_910205 |  | AN | node_8103301_200877323 | node_1445213_255_15371463_132 | 0.033 | unb_TAPWIRE_OH | 8103301 | no | no |  |  | no |  |  | 0 | 0 | 0 | 0
oh_line_TAP_OH_910206 |  | AN | node_8103301_200877327 | node_1444642_283_15370280_911 | 0.033 | unb_TAPWIRE_OH | 8103301 | no | no |  |  | no |  |  | 0 | 0 | 0 | 0
oh_line_TAP_OH_910207 |  | AN | node_8103301_200877328 | node_1444612_724_15369938_913 | 0.033 | unb_TAPWIRE_OH | 8103301 | no | no |  |  | no |  |  | 0 | 0 | 0 | 0
oh_line_TAP_OH_910208 |  | AN | node_8103301_200877331 | node_1445175_082_15359217_753 | 0.033 | unb_TAPWIRE_OH | 8103301 | no | no |  |  | no |  |  | 0 | 0 | 0 | 0
oh_line_TAP_OH_910209 |  | AN | node_8103301_200877333 | node_1444974_726_15359557_544 | 0.033 | unb_TAPWIRE_OH | 8103301 | no | no |  |  | no |  |  | 0 | 0 | 0 | 0
oh_line_TAP_OH_910228 |  | AN | node_8103301_200877379 | node_1439053_47_15366293_328 | 0.033 | unb_TAPWIRE_OH | 8103301 | no | no |  |  | no |  |  | 0 | 0 | 0 | 0
oh_line_TAP_OH_910229 |  | AN | node_8103301_200877383 | node_1439113_874_15366726_525 | 0.033 | unb_TAPWIRE_OH | 8103301 | no | no |  |  | no |  |  | 0 | 0 | 0 | 0
oh_line_TAP_OH_910242 |  | AN | node_8103301_200877409 | node_1443973_799_15353187_762 | 0.033 | unb_TAPWIRE_OH | 8103301 | no | no |  |  | no |  |  | 0 | 0 | 0 | 0
oh_line_TAP_OH_910246 |  | AN | node_8103301_200877424 | node_1451264_834_15355016_384 | 0.033 | unb_TAPWIRE_OH | 8103301 | no | no |  |  | no |  |  | 0 | 0 | 0 | 0
oh_line_TAP_OH_910247 |  | AN | node_8103301_200877425 | node_1451273_245_15355564_866 | 0.033 | unb_TAPWIRE_OH | 8103301 | no | no |  |  | no |  |  | 0 | 0 | 0 | 0
oh_line_TAP_OH_910248 |  | AN | node_8103301_200877426 | node_1448794_875_15355323_03 | 0.033 | unb_TAPWIRE_OH | 8103301 | no | no |  |  | no |  |  | 0 | 0 | 0 | 0
oh_line_TAP_OH_910249 |  | AN | node_8103301_200877428 | node_1449325_828_15355313_824 | 0.033 | unb_TAPWIRE_OH | 8103301 | no | no |  |  | no |  |  | 0 | 0 | 0 | 0
oh_line_TAP_OH_910262 |  | AN | node_8103301_200877465 | node_1448049_902_15355270_828 | 0.033 | unb_TAPWIRE_OH | 8103301 | no | no |  |  | no |  |  | 0 | 0 | 0 | 0
oh_line_TAP_OH_910430 |  | AN | node_8103301_200878013 | node_1447021_013_15363535_201 | 0.033 | unb_TAPWIRE_OH | 8103301 | no | no |  |  | no |  |  | 0 | 0 | 0 | 0
oh_line_TAP_OH_910431 |  | AN | node_8103301_200878015 | node_1446432_753_15363506_683 | 0.033 | unb_TAPWIRE_OH | 8103301 | no | no |  |  | no |  |  | 0 | 0 | 0 | 0
oh_line_TAP_OH_910432 |  | AN | node_8103301_200878017 | node_1447308_279_15363560_739 | 0.033 | unb_TAPWIRE_OH | 8103301 | no | no |  |  | no |  |  | 0 | 0 | 0 | 0
oh_line_TAP_OH_910433 |  | AN | node_8103301_200878020 | node_1448455_821_15363586_52 | 0.033 | unb_TAPWIRE_OH | 8103301 | no | no |  |  | no |  |  | 0 | 0 | 0 | 0
oh_line_TAP_OH_910434 |  | AN | node_8103301_200878023 | node_1449043_595_15363559_284 | 0.033 | unb_TAPWIRE_OH | 8103301 | no | no |  |  | no |  |  | 0 | 0 | 0 | 0
oh_line_TAP_OH_910435 |  | AN | node_8103301_200878025 | node_1449520_5_15363426_504 | 0.033 | unb_TAPWIRE_OH | 8103301 | no | no |  |  | no |  |  | 0 | 0 | 0 | 0
oh_line_TAP_OH_910436 |  | AN | node_8103301_200878026 | node_1449826_785_15363425_482 | 0.033 | unb_TAPWIRE_OH | 8103301 | no | no |  |  | no |  |  | 0 | 0 | 0 | 0
oh_line_TAP_OH_910437 |  | AN | node_8103301_200878030 | node_1450630_243_15363428_341 | 0.033 | unb_TAPWIRE_OH | 8103301 | no | no |  |  | no |  |  | 0 | 0 | 0 | 0
oh_line_TAP_OH_910438 |  | AN | node_8103301_200878034 | node_1451616_34_15363487_626 | 0.033 | unb_TAPWIRE_OH | 8103301 | no | no |  |  | no |  |  | 0 | 0 | 0 | 0
oh_line_TAP_OH_910439 |  | AN | node_8103301_200878037 | node_1447557_977_15364870_473 | 0.033 | unb_TAPWIRE_OH | 8103301 | no | no |  |  | no |  |  | 0 | 0 | 0 | 0
oh_line_TAP_OH_910440 |  | AN | node_8103301_200878045 | node_1447343_437_15367387_675 | 0.033 | unb_TAPWIRE_OH | 8103301 | no | no |  |  | no |  |  | 0 | 0 | 0 | 0
oh_line_TAP_OH_910441 |  | AN | node_8103301_200878046 | node_1447617_537_15367547_866 | 0.033 | unb_TAPWIRE_OH | 8103301 | no | no |  |  | no |  |  | 0 | 0 | 0 | 0
oh_line_TAP_OH_910442 |  | AN | node_8103301_200878047 | node_1447613_041_15367856_617 | 0.033 | unb_TAPWIRE_OH | 8103301 | no | no |  |  | no |  |  | 0 | 0 | 0 | 0
oh_line_TAP_OH_910443 |  | AN | node_8103301_200878048 | node_1447707_858_15368093_729 | 0.033 | unb_TAPWIRE_OH | 8103301 | no | no |  |  | no |  |  | 0 | 0 | 0 | 0
oh_line_TAP_OH_910444 |  | AN | node_8103301_200878050 | node_1447792_721_15368564_2 | 0.033 | unb_TAPWIRE_OH | 8103301 | no | no |  |  | no |  |  | 0 | 0 | 0 | 0
oh_line_TAP_OH_910445 |  | AN | node_8103301_200878059 | node_1446151_277_15355227_419 | 0.033 | unb_TAPWIRE_OH | 8103301 | no | no |  |  | no |  |  | 0 | 0 | 0 | 0
oh_line_TAP_OH_910446 |  | AN | node_8103301_200878065 | node_1446150_789_15359266_572 | 0.033 | unb_TAPWIRE_OH | 8103301 | no | no |  |  | no |  |  | 0 | 0 | 0 | 0
oh_line_TAP_OH_910447 |  | AN | node_8103301_200878081 | node_1444851_751_15357782_944 | 0.033 | unb_TAPWIRE_OH | 8103301 | no | no |  |  | no |  |  | 0 | 0 | 0 | 0
oh_line_TAP_OH_910448 |  | AN | node_8103301_200878082 | node_1444966_683_15358023_439 | 0.033 | unb_TAPWIRE_OH | 8103301 | no | no |  |  | no |  |  | 0 | 0 | 0 | 0
oh_line_TAP_OH_910449 |  | AN | node_8103301_200878083 | node_1444933_67_15356116_447 | 0.033 | unb_TAPWIRE_OH | 8103301 | no | no |  |  | no |  |  | 0 | 0 | 0 | 0
oh_line_TAP_OH_910450 |  | AN | node_8103301_200878084 | node_1444936_317_15355979_631 | 0.033 | unb_TAPWIRE_OH | 8103301 | no | no |  |  | no |  |  | 0 | 0 | 0 | 0
oh_line_TAP_OH_910451 |  | AN | node_8103301_200878085 | node_1444936_914_15355655_653 | 0.033 | unb_TAPWIRE_OH | 8103301 | no | no |  |  | no |  |  | 0 | 0 | 0 | 0
oh_line_TAP_OH_910452 |  | AN | node_8103301_200878089 | node_1444955_406_15354139_265 | 0.033 | unb_TAPWIRE_OH | 8103301 | no | no |  |  | no |  |  | 0 | 0 | 0 | 0
oh_line_TAP_OH_910453 |  | AN | node_8103301_200878090 | node_1445014_909_15353758_784 | 0.033 | unb_TAPWIRE_OH | 8103301 | no | no |  |  | no |  |  | 0 | 0 | 0 | 0
oh_line_TAP_OH_910454 |  | AN | node_8103301_200878091 | node_1447121_064_15362141_404 | 0.033 | unb_TAPWIRE_OH | 8103301 | no | no |  |  | no |  |  | 0 | 0 | 0 | 0
oh_line_TAP_OH_910455 |  | AN | node_8103301_200878093 | node_1445523_981_15354017_887 | 0.033 | unb_TAPWIRE_OH | 8103301 | no | no |  |  | no |  |  | 0 | 0 | 0 | 0
oh_line_TAP_OH_910456 |  | AN | node_8103301_200878096 | node_1446160_317_15354388_395 | 0.033 | unb_TAPWIRE_OH | 8103301 | no | no |  |  | no |  |  | 0 | 0 | 0 | 0
oh_line_TAP_OH_910457 |  | AN | node_8103301_200878097 | node_1446436_604_15354629_571 | 0.033 | unb_TAPWIRE_OH | 8103301 | no | no |  |  | no |  |  | 0 | 0 | 0 | 0
oh_line_TAP_OH_910458 |  | AN | node_8103301_200878099 | node_1446722_879_15354721_776 | 0.033 | unb_TAPWIRE_OH | 8103301 | no | no |  |  | no |  |  | 0 | 0 | 0 | 0
oh_line_TAP_OH_910459 |  | AN | node_8103301_200878105 | node_1447123_382_15361739_065 | 0.033 | unb_TAPWIRE_OH | 8103301 | no | no |  |  | no |  |  | 0 | 0 | 0 | 0
oh_line_TAP_OH_910460 |  | AN | node_8103301_200878109 | node_1447931_81_15353302_695 | 0.033 | unb_TAPWIRE_OH | 8103301 | no | no |  |  | no |  |  | 0 | 0 | 0 | 0
oh_line_TAP_OH_910461 |  | AN | node_8103301_200878111 | node_1448164_243_15352635_261 | 0.033 | unb_TAPWIRE_OH | 8103301 | no | no |  |  | no |  |  | 0 | 0 | 0 | 0
oh_line_TAP_OH_910462 |  | AN | node_8103301_200878113 | node_1448138_441_15352913_876 | 0.033 | unb_TAPWIRE_OH | 8103301 | no | no |  |  | no |  |  | 0 | 0 | 0 | 0
oh_line_TAP_OH_910463 |  | AN | node_8103301_200878115 | node_1448261_121_15353203_216 | 0.033 | unb_TAPWIRE_OH | 8103301 | no | no |  |  | no |  |  | 0 | 0 | 0 | 0
oh_line_TAP_OH_910464 |  | AN | node_8103301_200878117 | node_1448294_812_15353755_044 | 0.033 | unb_TAPWIRE_OH | 8103301 | no | no |  |  | no |  |  | 0 | 0 | 0 | 0
oh_line_TAP_OH_910465 |  | AN | node_8103301_200878120 | node_1448444_376_15352284_906 | 0.033 | unb_TAPWIRE_OH | 8103301 | no | no |  |  | no |  |  | 0 | 0 | 0 | 0
oh_line_TAP_OH_910466 |  | AN | node_8103301_200878122 | node_1448675_041_15352163_47 | 0.033 | unb_TAPWIRE_OH | 8103301 | no | no |  |  | no |  |  | 0 | 0 | 0 | 0
oh_line_TAP_OH_910467 |  | AN | node_8103301_200878125 | node_1448925_474_15352369_272 | 0.033 | unb_TAPWIRE_OH | 8103301 | no | no |  |  | no |  |  | 0 | 0 | 0 | 0
oh_line_TAP_OH_910468 |  | AN | node_8103301_200878126 | node_1448976_647_15351807_629 | 0.033 | unb_TAPWIRE_OH | 8103301 | no | no |  |  | no |  |  | 0 | 0 | 0 | 0
oh_line_TAP_OH_910469 |  | AN | node_8103301_200878128 | node_1449096_202_15351428_001 | 0.033 | unb_TAPWIRE_OH | 8103301 | no | no |  |  | no |  |  | 0 | 0 | 0 | 0
oh_line_TAP_OH_910470 |  | AN | node_8103301_200878129 | node_1447125_196_15361319_858 | 0.033 | unb_TAPWIRE_OH | 8103301 | no | no |  |  | no |  |  | 0 | 0 | 0 | 0
oh_line_TAP_OH_910471 |  | AN | node_8103301_200878130 | node_1449070_106_15351226_911 | 0.033 | unb_TAPWIRE_OH | 8103301 | no | no |  |  | no |  |  | 0 | 0 | 0 | 0
oh_line_TAP_OH_910472 |  | AN | node_8103301_200878133 | node_1448967_085_15350350_648 | 0.033 | unb_TAPWIRE_OH | 8103301 | no | no |  |  | no |  |  | 0 | 0 | 0 | 0
oh_line_TAP_OH_910473 |  | AN | node_8103301_200878136 | node_1448827_524_15350022_026 | 0.033 | unb_TAPWIRE_OH | 8103301 | no | no |  |  | no |  |  | 0 | 0 | 0 | 0
oh_line_TAP_OH_910474 |  | AN | node_8103301_200878142 | node_1447262_344_15361102_95 | 0.033 | unb_TAPWIRE_OH | 8103301 | no | no |  |  | no |  |  | 0 | 0 | 0 | 0
oh_line_TAP_OH_910475 |  | AN | node_8103301_200878144 | node_1448315_075_15348302_427 | 0.033 | unb_TAPWIRE_OH | 8103301 | no | no |  |  | no |  |  | 0 | 0 | 0 | 0
oh_line_TAP_OH_910476 |  | AN | node_8103301_200878146 | node_1447212_092_15360444_601 | 0.033 | unb_TAPWIRE_OH | 8103301 | no | no |  |  | no |  |  | 0 | 0 | 0 | 0
oh_line_TAP_OH_911010 |  | AN | node_8103301_200879853 | node_1463020_676_15380134_151 | 0.033 | unb_TAPWIRE_OH | 8103301 | no | no |  |  | no |  |  | 0 | 0 | 0 | 0
oh_line_TAP_OH_911011 |  | AN | node_8103301_200879858 | node_1464650_119_15380587_36 | 0.033 | unb_TAPWIRE_OH | 8103301 | no | no |  |  | no |  |  | 0 | 0 | 0 | 0
oh_line_TAP_OH_911012 |  | AN | node_8103301_200879861 | node_1465776_16_15380856_773 | 0.033 | unb_TAPWIRE_OH | 8103301 | no | no |  |  | no |  |  | 0 | 0 | 0 | 0
oh_line_TAP_OH_911013 |  | AN | node_8103301_200879865 | node_1466856_922_15381107_685 | 0.033 | unb_TAPWIRE_OH | 8103301 | no | no |  |  | no |  |  | 0 | 0 | 0 | 0
oh_line_TAP_OH_911014 |  | AN | node_8103301_200879867 | node_1467459_465_15381173_818 | 0.033 | unb_TAPWIRE_OH | 8103301 | no | no |  |  | no |  |  | 0 | 0 | 0 | 0
oh_line_TAP_OH_911015 |  | AN | node_8103301_200879869 | node_1461140_615_15380248_033 | 0.033 | unb_TAPWIRE_OH | 8103301 | no | no |  |  | no |  |  | 0 | 0 | 0 | 0
oh_line_TAP_OH_911016 |  | AN | node_8103301_200879875 | node_1462371_854_15382077_877 | 0.033 | unb_TAPWIRE_OH | 8103301 | no | no |  |  | no |  |  | 0 | 0 | 0 | 0
oh_line_TAP_OH_911017 |  | AN | node_8103301_200879878 | node_1464431_573_15381910_911 | 0.033 | unb_TAPWIRE_OH | 8103301 | no | no |  |  | no |  |  | 0 | 0 | 0 | 0
oh_line_TAP_OH_911018 |  | AN | node_8103301_200879881 | node_1463866_166_15382274_168 | 0.033 | unb_TAPWIRE_OH | 8103301 | no | no |  |  | no |  |  | 0 | 0 | 0 | 0
oh_line_TAP_OH_911019 |  | AN | node_8103301_200879885 | node_1462746_134_15382797_941 | 0.033 | unb_TAPWIRE_OH | 8103301 | no | no |  |  | no |  |  | 0 | 0 | 0 | 0
oh_line_TAP_OH_911020 |  | AN | node_8103301_200879886 | node_1462922_482_15383013_54 | 0.033 | unb_TAPWIRE_OH | 8103301 | no | no |  |  | no |  |  | 0 | 0 | 0 | 0
oh_line_TAP_OH_911038 |  | AN | node_8103301_200879939 | node_1463906_401_15382956_746 | 0.033 | unb_TAPWIRE_OH | 8103301 | no | no |  |  | no |  |  | 0 | 0 | 0 | 0
oh_line_TAP_OH_920494 |  | AN | node_8103301_200948314 | node_1444998_24_15369453_643 | 0.033 | unb_TAPWIRE_OH | 8103301 | no | no |  |  | no |  |  | 0 | 0 | 0 | 0
oh_line_TAP_OH_920495 |  | AN | node_8103301_200948315 | node_1445140_35_15369168_287 | 0.033 | unb_TAPWIRE_OH | 8103301 | no | no |  |  | no |  |  | 0 | 0 | 0 | 0
oh_line_TAP_OH_921168 |  | ABCN | node_8103301_200952812 | node_1436955_712_15374793_812 | 0.033 | unb_TAPWIRE_OH | 8103301 | no | no |  |  | no |  |  | 0 | 0 | 0 | 0
oh_line_TAP_OH_922358 |  | AN | node_8103301_200961427 | node_1447754_546_15368845_037 | 0.033 | unb_TAPWIRE_OH | 8103301 | no | no |  |  | no |  |  | 0 | 0 | 0 | 0
oh_line_TAP_OH_922426 |  | AN | node_8103301_200961737 | node_1467822_123_15369070_345 | 0.033 | unb_TAPWIRE_OH | 8103301 | no | no |  |  | no |  |  | 0 | 0 | 0 | 0
oh_line_TAP_OH_922475 |  | AN | node_8103301_200961945 | node_1469046_356_15370209_545 | 0.033 | unb_TAPWIRE_OH | 8103301 | no | no |  |  | no |  |  | 0 | 0 | 0 | 0
oh_line_TAP_OH_923678 |  | AN | node_8103301_200967565 | node_1459934_506_15368510_628 | 0.033 | unb_TAPWIRE_OH | 8103301 | no | no |  |  | no |  |  | 0 | 0 | 0 | 0
oh_line_TAP_OH_924142 |  | AN | node_8103301_200969943 | node_1464287_389_15353407_664 | 0.033 | unb_TAPWIRE_OH | 8103301 | no | no |  |  | no |  |  | 0 | 0 | 0 | 0
oh_line_TAP_OH_924204 |  | AN | node_8103301_200970289 | node_1461216_48_15376356_011 | 0.033 | unb_TAPWIRE_OH | 8103301 | no | no |  |  | no |  |  | 0 | 0 | 0 | 0
oh_line_TAP_OH_924341 |  | AN | node_8103301_200970893 | node_1468561_53_15350295_084 | 0.033 | unb_TAPWIRE_OH | 8103301 | no | no |  |  | no |  |  | 0 | 0 | 0 | 0
oh_line_TAP_OH_924538 |  | AN | node_8103301_200971817 | node_1444322_469_15349858_6 | 0.033 | unb_TAPWIRE_OH | 8103301 | no | no |  |  | no |  |  | 0 | 0 | 0 | 0
oh_line_TAP_OH_928312 |  | AN | node_8103301_201008803 | node_1445808_564_15354256_516 | 0.033 | unb_TAPWIRE_OH | 8103301 | no | no |  |  | no |  |  | 0 | 0 | 0 | 0
oh_line_TAP_OH_928519 |  | AN | node_8103301_201009865 | node_1470289_918_15348111_295 | 0.033 | unb_TAPWIRE_OH | 8103301 | no | no |  |  | no |  |  | 0 | 0 | 0 | 0
oh_line_TAP_OH_928709 |  | AN | node_8103301_201010670 | node_1467329_066_15345885_608 | 0.033 | unb_TAPWIRE_OH | 8103301 | no | no |  |  | no |  |  | 0 | 0 | 0 | 0
oh_line_TAP_OH_932754 |  | AN | node_8103301_201032449 | node_1467867_341_15374751_901 | 0.033 | unb_TAPWIRE_OH | 8103301 | no | no |  |  | no |  |  | 0 | 0 | 0 | 0
oh_line_TAP_OH_933566 |  | AN | node_8103301_201037734 | node_1453659_613_15356189_115 | 0.033 | unb_TAPWIRE_OH | 8103301 | no | no |  |  | no |  |  | 0 | 0 | 0 | 0
oh_line_TAP_OH_933567 |  | AN | node_8103301_201037854 | node_1446893_578_15371069_825 | 0.033 | unb_TAPWIRE_OH | 8103301 | no | no |  |  | no |  |  | 0 | 0 | 0 | 0
oh_line_TAP_OH_933568 |  | AN | node_8103301_201037855 | node_1447091_554_15370977_662 | 0.033 | unb_TAPWIRE_OH | 8103301 | no | no |  |  | no |  |  | 0 | 0 | 0 | 0
oh_line_TAP_OH_933570 |  | AN | node_8103301_201037873 | node_1446773_961_15371394_103 | 0.033 | unb_TAPWIRE_OH | 8103301 | no | no |  |  | no |  |  | 0 | 0 | 0 | 0
oh_line_TAP_OH_933753 |  | AN | node_8103301_201038964 | node_1447724_755_15369689_194 | 0.033 | unb_TAPWIRE_OH | 8103301 | no | no |  |  | no |  |  | 0 | 0 | 0 | 0
oh_line_TAP_OH_933936 |  | AN | node_8103301_201039906 | node_1458698_953_15364827_271 | 0.033 | unb_TAPWIRE_OH | 8103301 | no | no |  |  | no |  |  | 0 | 0 | 0 | 0
oh_line_TAP_OH_937051 |  | AN | node_8103301_201062692 | node_1459284_498_15347868_364 | 0.033 | unb_TAPWIRE_OH | 8103301 | no | no |  |  | no |  |  | 0 | 0 | 0 | 0
oh_line_TAP_OH_937087 |  | AN | node_8103301_201062805 | node_1447782_06_15369461_183 | 0.033 | unb_TAPWIRE_OH | 8103301 | no | no |  |  | no |  |  | 0 | 0 | 0 | 0
oh_line_TAP_OH_937578 |  | AN | node_8103301_201065553 | node_1467824_589_15371649_849 | 0.033 | unb_TAPWIRE_OH | 8103301 | no | no |  |  | no |  |  | 0 | 0 | 0 | 0
oh_line_TAP_OH_1338799 |  | ABCN | node_8103301_201039995 | node_1462445_52_15371453_744 | 0.033 | unb_TAPWIRE_OH | 8103301 | no | no |  |  | no |  |  | 0 | 0 | 0 | 0
oh_line_TAP_OH_1372796 |  | AN | node_8103301_201068845 | node_1473207_485_15353697_013 | 0.033 | unb_TAPWIRE_OH | 8103301 | no | no |  |  | no |  |  | 0 | 0 | 0 | 0
oh_line_TAP_OH_1527233 |  | AN | node_8103301_200963320 | node_1463266_749_15377500_117 | 0.033 | unb_TAPWIRE_OH | 8103301 | no | no |  |  | no |  |  | 0 | 0 | 0 | 0
oh_line_TAP_OH_1992522 |  | AN | node_8103301_201022548 | node_1460118_422_15367492_99 | 0.033 | unb_TAPWIRE_OH | 8103301 | no | no |  |  | no |  |  | 0 | 0 | 0 | 0
oh_line_TAP_OH_1995720 |  | AN | node_8103301_200876050 | node_1447880_748_15359881_783 | 0.033 | unb_TAPWIRE_OH | 8103301 | no | no |  |  | no |  |  | 0 | 0 | 0 | 0
oh_line_TAP_OH_2142151 |  | ABCN | node_8103301_200873798 | node_1477306_167_15370082_599 | 0.033 | unb_TAPWIRE_OH | 8103301 | no | no |  |  | no |  |  | 0 | 0 | 0 | 0
oh_line_TAP_OH_2142152 |  | ABCN | node_8103301_200873798 | node_1477290_522_15370082_31 | 0.033 | unb_TAPWIRE_OH | 8103301 | no | no |  |  | no |  |  | 0 | 0 | 0 | 0
oh_line_TAP_OH_2142153 |  | ABCN | node_8103301_200873798 | node_1477320_501_15370080_887 | 0.033 | unb_TAPWIRE_OH | 8103301 | no | no |  |  | no |  |  | 0 | 0 | 0 | 0
oh_line_TAP_OH_2142154 |  | ABCN | node_8103301_200873987 | node_1467274_09_15371019_121 | 0.033 | unb_TAPWIRE_OH | 8103301 | no | no |  |  | no |  |  | 0 | 0 | 0 | 0
oh_line_TAP_OH_2142155 |  | ABCN | node_8103301_200873987 | node_1467277_203_15371045_436 | 0.033 | unb_TAPWIRE_OH | 8103301 | no | no |  |  | no |  |  | 0 | 0 | 0 | 0
oh_line_TAP_OH_2142177 |  | ABCN | node_8103301_200873954 | node_1463334_642_15371678_449 | 0.033 | unb_TAPWIRE_OH | 8103301 | no | no |  |  | no |  |  | 0 | 0 | 0 | 0
oh_line_TAP_OH_2142178 |  | ABCN | node_8103301_200873954 | node_1463315_067_15371681_985 | 0.033 | unb_TAPWIRE_OH | 8103301 | no | no |  |  | no |  |  | 0 | 0 | 0 | 0
oh_line_TAP_OH_2142190 |  | ABCN | node_8103301_200873931 | node_1459084_856_15371760_181 | 0.033 | unb_TAPWIRE_OH | 8103301 | no | no |  |  | no |  |  | 0 | 0 | 0 | 0
oh_line_TAP_OH_2142191 |  | ABCN | node_8103301_200873931 | node_1459103_554_15371751_678 | 0.033 | unb_TAPWIRE_OH | 8103301 | no | no |  |  | no |  |  | 0 | 0 | 0 | 0
oh_line_TAP_OH_2142192 |  | ABCN | node_8103301_200873931 | node_1459068_453_15371774_926 | 0.033 | unb_TAPWIRE_OH | 8103301 | no | no |  |  | no |  |  | 0 | 0 | 0 | 0
oh_line_TAP_OH_2142213 |  | ABCN | node_8103301_200874662 | node_1460282_983_15374316_902 | 0.033 | unb_TAPWIRE_OH | 8103301 | no | no |  |  | no |  |  | 0 | 0 | 0 | 0
oh_line_TAP_OH_2142214 |  | ABCN | node_8103301_200874662 | node_1460278_677_15374290_887 | 0.033 | unb_TAPWIRE_OH | 8103301 | no | no |  |  | no |  |  | 0 | 0 | 0 | 0
oh_line_TAP_OH_2142215 |  | ABCN | node_8103301_200874662 | node_1460292_134_15374340_561 | 0.033 | unb_TAPWIRE_OH | 8103301 | no | no |  |  | no |  |  | 0 | 0 | 0 | 0
oh_line_TAP_OH_2886771 |  | AN | node_8103301_311882084 | node_1447314_506_15358461_793 | 0.033 | unb_TAPWIRE_OH | 8103301 | no | no |  |  | no |  |  | 0 | 0 | 0 | 0
oh_line_TAP_OH_3010067 |  | AN | node_8103301_200877317 | node_1444720_806_15367021_193 | 0.033 | unb_TAPWIRE_OH | 8103301 | no | no |  |  | no |  |  | 0 | 0 | 0 | 0
oh_line_TAP_OH_3012467 |  | AN | node_8103301_200874670 | node_1461199_195_15376761_004 | 0.033 | unb_TAPWIRE_OH | 8103301 | no | no |  |  | no |  |  | 0 | 0 | 0 | 0
oh_line_TAP_OH_3049323 |  | AN | node_8103301_200874693 | node_1464643_057_15377571_774 | 0.033 | unb_TAPWIRE_OH | 8103301 | no | no |  |  | no |  |  | 0 | 0 | 0 | 0
oh_line_TAP_OH_3053362 |  | AN | node_8103301_311896151 | node_1464500_9_15353361_643 | 0.033 | unb_TAPWIRE_OH | 8103301 | no | no |  |  | no |  |  | 0 | 0 | 0 | 0
oh_line_TAP_OH_3084980 |  | AN | node_8103301_200873460 | node_1476252_332_15373842_522 | 0.033 | unb_TAPWIRE_OH | 8103301 | no | no |  |  | no |  |  | 0 | 0 | 0 | 0
oh_line_TAP_OH_3089771 |  | AN | node_8103301_311902266 | node_1461163_681_15371068_628 | 0.033 | unb_TAPWIRE_OH | 8103301 | no | no |  |  | no |  |  | 0 | 0 | 0 | 0
oh_line_TAP_OH_3195164 |  | AN | node_8103301_200874698 | node_1452550_514_15360277_493 | 0.033 | unb_TAPWIRE_OH | 8103301 | no | no |  |  | no |  |  | 0 | 0 | 0 | 0
oh_line_TAP_OH_3252840 |  | AN | node_8103301_200876485 | node_1448529_421_15355412_208 | 0.033 | unb_TAPWIRE_OH | 8103301 | no | no |  |  | no |  |  | 0 | 0 | 0 | 0
oh_line_TAP_OH_3344111 |  | AN | node_8103301_200873715 | node_1479212_011_15357962_165 | 0.033 | unb_TAPWIRE_OH | 8103301 | no | no |  |  | no |  |  | 0 | 0 | 0 | 0
oh_line_TAP_OH_3388934 |  | AN | node_8103301_200874049 | node_1460035_251_15370594_397 | 0.033 | unb_TAPWIRE_OH | 8103301 | no | no |  |  | no |  |  | 0 | 0 | 0 | 0
oh_line_TAP_OH_4005901 |  | AN | node_8103301_200873398 | node_1468074_465_15353468_182 | 0.033 | unb_TAPWIRE_OH | 8103301 | no | no |  |  | no |  |  | 0 | 0 | 0 | 0
oh_line_TAP_OH_4101523 |  | AN | node_8103301_201009864 | node_1469467_443_15348302_154 | 0.033 | unb_TAPWIRE_OH | 8103301 | no | no |  |  | no |  |  | 0 | 0 | 0 | 0
oh_line_TAP_OH_4341934 |  | AN | node_8103301_200877316 | node_1444712_112_15367320_542 | 0.033 | unb_TAPWIRE_OH | 8103301 | no | no |  |  | no |  |  | 0 | 0 | 0 | 0
oh_line_TAP_OH_5270402 |  | AN | node_8103301_312120316 | node_1444851_221_15366473_505 | 0.033 | unb_TAPWIRE_OH | 8103301 | no | no |  |  | no |  |  | 0 | 0 | 0 | 0
oh_line_TAP_OH_5545240 |  | AN | node_8103301_200876838 | node_1443435_992_15354821_661 | 0.033 | unb_TAPWIRE_OH | 8103301 | no | no |  |  | no |  |  | 0 | 0 | 0 | 0

## overhead_line_conductor
data_type | static
owner_type | feeder
owner | 8103301
object | overhead_line_conductor
name | groupid | geometric_mean_radius | resistance | diameter | rating_summer_continuous | rating_summer_emergency | rating_winter_continuous | rating_winter_emergency | dcircuit | selected | comments
oh_cond_1/0_AAAC |  | 0.012 | 0.876 | 0.398 | 235 | 235 | 310 | 310 |  | no
oh_cond_1/0_ACSR |  | 0.012 | 0.888 | 0.398 | 265 | 265 | 330 | 330 |  | no
oh_cond_2/0_CU |  | 0.013 | 0.44 | 0.414 | 295 | 295 | 425 | 425 |  | no
oh_cond_2_ACSR |  | 0.01 | 1.41 | 0.325 | 195 | 195 | 245 | 245 |  | no
oh_cond_3_#7_CWD_30% |  | 0.005 | 3.07 | 0.311 | 125 | 125 | 195 | 195 |  | no
oh_cond_3_#104_CWD |  | 0.003 | 5.945 | 0.224 | 90 | 90 | 130 | 130 |  | no
oh_cond_4/0_AAAC |  | 0.017 | 0.439 | 0.563 | 365 | 365 | 480 | 480 |  | no
oh_cond_4/0_ACSR |  | 0.017 | 0.445 | 0.563 | 410 | 410 | 515 | 515 |  | no
oh_cond_4/0_AL |  | 0.016 | 0.442 | 0.522 | 365 | 365 | 480 | 480 |  | no
oh_cond_4A_CWD |  | 0.006 | 1.395 | 0.29 | 150 | 150 | 220 | 220 |  | no
oh_cond_4_ACSR |  | 0.008 | 2.24 | 0.25 | 145 | 145 | 185 | 185 |  | no
oh_cond_4_CU |  | 0.007 | 1.388 | 0.232 | 140 | 140 | 200 | 200 |  | no
oh_cond_8D_CWD |  | 0.004 | 3.51 | 0.219 | 85 | 85 | 135 | 135 |  | no
oh_cond_336_5_MCM_AL |  | 0.021 | 0.279 | 0.666 | 490 | 490 | 644 | 644 |  | no
oh_cond_477_MCM_AL |  | 0.025 | 0.198 | 0.792 | 605 | 605 | 810 | 810 |  | no
oh_cond_WP-4/0-CU |  | 0.015 | 0.273 | 0.81 | 340 | 340 | 390 | 390 |  | no

## recloser
data_type | static
owner_type | feeder
owner | 8103301
object | recloser
name | groupid | phases | fr | to | phase_A_state | phase_B_state | phase_C_state | operating_mode | retry_time | max_number_of_tries | status | dcircuit | selected | monitored | monitored_fields | class_monitored_fields | played | played_fields | comments
recloser_425X62-220411215 |  | ABCN | node_intto1_8103301_200873934 | node_8103301_200873934 | CLOSED | CLOSED | CLOSED | INDIVIDUAL |  |  |  | 8103301 | no | no |  |  | no

## regulator
data_type | static
owner_type | feeder
owner | 8103301
object | regulator
name | groupid | phases | fr | to | configuration | sense_node | dcircuit | selected | monitored | monitored_fields | class_monitored_fields | played | played_fields | comments
regulator_311932051 |  | AD | node_intto1_8103301_200874571 | node_8103301_200874571 | config_regulator_311932051 |  | 8103301 | no | no |  |  | no

## regulator_configuration
data_type | static
owner_type | feeder
owner | 8103301
object | regulator_configuration
name | groupid | connect_type | band_center | band_width | time_delay | dwell_time | raise_taps | lower_taps | current_transducer_ratio | power_transducer_ratio | compensator_r_setting_A | compensator_x_setting_A | compensator_r_setting_B | compensator_x_setting_B | compensator_r_setting_C | compensator_x_setting_C | CT_phase | PT_phase | regulation | control_level | Control | Type | tap_pos_A | tap_pos_B | tap_pos_C | dcircuit | selected | comments
config_regulator_311932051 |  | WYE_WYE | 123 | 3 |  |  | 16 | 16 | 100 | 40 | 0 | 0 | 0 | 0 | 0 | 0 | A | A | 0.1 | INDIVIDUAL | OUTPUT_VOLTAGE | A | 16 | 0 | 0 |  | no

## switch
data_type | static
owner_type | feeder
owner | 8103301
object | switch
name | groupid | phases | fr | to | phase_A_state | phase_B_state | phase_C_state | operating_mode | status | dcircuit | selected | monitored | monitored_fields | class_monitored_fields | played | played_fields | comments
switch_425X1-220417520 |  | ABCN | node_intto1_8103301_312082279 | node_8103301_312082279 | CLOSED | CLOSED | CLOSED | INDIVIDUAL |  | 8103301 | no | no |  |  | no
switch_425X2-220417463 |  | ABCN | node_intto1_8103301_200876148 | node_8103301_200876148 | CLOSED | CLOSED | CLOSED | INDIVIDUAL |  | 8103301 | no | no |  |  | no
switch_425X3-220557307 |  | ABCN | node_intto1_8103301_200876192 | node_8103301_200876192 | CLOSED | CLOSED | CLOSED | INDIVIDUAL |  | 8103301 | no | no |  |  | no
switch_425X4-220557308 |  | ABCN | node_intto1_8103301_200876225 | node_8103301_200876225 | CLOSED | CLOSED | CLOSED | INDIVIDUAL |  | 8103301 | no | no |  |  | no
switch_425X5-220557309 |  | ABCN | node_intto1_8103301_200876246 | node_8103301_200876246 | CLOSED | CLOSED | CLOSED | INDIVIDUAL |  | 8103301 | no | no |  |  | no
switch_425X7-220557303 |  | ABCN | node_intto1_8103301_200873967 | node_8103301_200873967 | CLOSED | CLOSED | CLOSED | INDIVIDUAL |  | 8103301 | no | no |  |  | no
switch_425X8-220557300 |  | ABCN | node_intto1_8103301_200873752 | node_8103301_200873752 | CLOSED | CLOSED | CLOSED | INDIVIDUAL |  | 8103301 | no | no |  |  | no
switch_425X9-220557301 |  | ABCN | node_intto1_8103301_200873773 | node_8103301_200873773 | CLOSED | CLOSED | CLOSED | INDIVIDUAL |  | 8103301 | no | no |  |  | no
switch_220417330 |  | ABCD | node_intto1_8103301_200874653 | node_8103301_200874653 | CLOSED | CLOSED | CLOSED | INDIVIDUAL |  | 8103301 | no | no |  |  | no
switch_220417417 |  | AD | node_intto1_8103301_200873399 | node_8103301_200873399 | CLOSED | CLOSED | CLOSED | INDIVIDUAL |  | 8103301 | no | no |  |  | no
switch_220417450 |  | AD | node_intto1_8103301_200878017 | node_8103301_200878017 | CLOSED | CLOSED | CLOSED | INDIVIDUAL |  | 8103301 | no | no |  |  | no
switch_220417451 |  | AD | node_intto1_8103301_201038964 | node_8103301_201038964 | CLOSED | CLOSED | CLOSED | INDIVIDUAL |  | 8103301 | no | no |  |  | no
switch_220573317 |  | ABCN | node_intto1_8103301_201009039 | node_8103301_201009039 | CLOSED | CLOSED | CLOSED | INDIVIDUAL |  | 8103301 | no | no |  |  | no
switch_220622988 |  | ABCN | node_intto1_8103301_200873950 | node_8103301_200873950 | CLOSED | CLOSED | CLOSED | INDIVIDUAL |  | 8103301 | no | no |  |  | no

## transformer
data_type | static
owner_type | feeder
owner | 8103301
object | transformer
name | groupid | phases | fr | to | configuration | climate | aging_constant | use_thermal_model | aging_granularity | dcircuit | selected | monitored | monitored_fields | class_monitored_fields | played | played_fields | comments
transformer_220462831 |  | AN | node_220462831 | node_intto1_220462831 | config_transformer_220462831 |  | 0 |  | 0 | 8103301 | no | no |  |  | no
transformer_220462856 |  | AN | node_220462856 | node_intto1_220462856 | config_transformer_220462856 |  | 0 |  | 0 | 8103301 | no | no |  |  | no
transformer_220464199 |  | AN | node_220464199 | node_intto1_220464199 | config_transformer_220464199 |  | 0 |  | 0 | 8103301 | no | no |  |  | no
transformer_220464650 |  | AN | node_220464650 | node_intto1_220464650 | config_transformer_220464650 |  | 0 |  | 0 | 8103301 | no | no |  |  | no
transformer_220465164 |  | AN | node_220465164 | node_intto1_220465164 | config_transformer_220465164 |  | 0 |  | 0 | 8103301 | no | no |  |  | no
transformer_220465211 |  | AN | node_220465211 | node_intto1_220465211 | config_transformer_220465211 |  | 0 |  | 0 | 8103301 | no | no |  |  | no
transformer_220465223 |  | ABCN | node_220465223 | node_intto1_220465223 | config_transformer_220465223 |  | 0 |  | 0 | 8103301 | no | no |  |  | no
transformer_220465225 |  | AN | node_220465225 | node_intto1_220465225 | config_transformer_220465225 |  | 0 |  | 0 | 8103301 | no | no |  |  | no
transformer_220465226 |  | AN | node_220465226 | node_intto1_220465226 | config_transformer_220465226 |  | 0 |  | 0 | 8103301 | no | no |  |  | no
transformer_220465229 |  | AN | node_220465229 | node_intto1_220465229 | config_transformer_220465229 |  | 0 |  | 0 | 8103301 | no | no |  |  | no
transformer_220465445 |  | AN | node_220465445 | node_intto1_220465445 | config_transformer_220465445 |  | 0 |  | 0 | 8103301 | no | no |  |  | no
transformer_220519375 |  | AN | node_220519375 | node_intto1_220519375 | config_transformer_220519375 |  | 0 |  | 0 | 8103301 | no | no |  |  | no
transformer_220655301 |  | AN | node_220655301 | node_intto1_220655301 | config_transformer_220655301 |  | 0 |  | 0 | 8103301 | no | no |  |  | no
transformer_311985087 |  | AN | node_311985087 | node_intto1_311985087 | config_transformer_311985087 |  | 0 |  | 0 | 8103301 | no | no |  |  | no

## transformer_configuration
data_type | static
owner_type | feeder
owner | 8103301
object | transformer_configuration
name | groupid | connect_type | install_type | coolant_type | cooling_type | primary_voltage | secondary_voltage | power_rating | powerA_rating | powerB_rating | powerC_rating | impedance | shunt_impedance | core_coil_weight | tank_fittings_weight | oil_volume | rated_winding_time_constant | rated_winding_hot_spot_rise | rated_top_oil_rise | no_load_loss | full_load_loss | reactance_resistance_ratio | installed_insulation_life | dcircuit | selected | comments
config_transformer_220462831 |  | DELTA_GWYE |  |  |  | 4800 | 34500 | 100 | 0 | 0 | 0 | 0.004+0.04j | 0 | 0 | 0 | 0 | 0 | 0 | 0 | 0 | 0 | 10 | 0 |  | no
config_transformer_220462856 |  | DELTA_GWYE |  |  |  | 4800 | 34500 | 100 | 0 | 0 | 0 | 0.004+0.04j | 0 | 0 | 0 | 0 | 0 | 0 | 0 | 0 | 0 | 10 | 0 |  | no
config_transformer_220464199 |  | DELTA_GWYE |  |  |  | 4800 | 34500 | 100 | 0 | 0 | 0 | 0.004+0.04j | 0 | 0 | 0 | 0 | 0 | 0 | 0 | 0 | 0 | 10 | 0 |  | no
config_transformer_220464650 |  | DELTA_GWYE |  |  |  | 4800 | 34500 | 167 | 0 | 0 | 0 | 0.004+0.04j | 0 | 0 | 0 | 0 | 0 | 0 | 0 | 0 | 0 | 10 | 0 |  | no
config_transformer_220465164 |  | DELTA_GWYE |  |  |  | 4800 | 34500 | 333 | 0 | 0 | 0 | 0.005+0.047j | 0 | 0 | 0 | 0 | 0 | 0 | 0 | 0 | 0 | 10 | 0 |  | no
config_transformer_220465211 |  | DELTA_GWYE |  |  |  | 4800 | 34500 | 100 | 0 | 0 | 0 | 0.004+0.04j | 0 | 0 | 0 | 0 | 0 | 0 | 0 | 0 | 0 | 10 | 0 |  | no
config_transformer_220465223 |  | DELTA_GWYE |  |  |  | 4800 | 34500 | 300 | 0 | 0 | 0 | 0.004+0.04j | 0 | 0 | 0 | 0 | 0 | 0 | 0 | 0 | 0 | 10 | 0 |  | no
config_transformer_220465225 |  | DELTA_GWYE |  |  |  | 4800 | 34500 | 100 | 0 | 0 | 0 | 0.004+0.04j | 0 | 0 | 0 | 0 | 0 | 0 | 0 | 0 | 0 | 10 | 0 |  | no
config_transformer_220465226 |  | DELTA_GWYE |  |  |  | 4800 | 34500 | 100 | 0 | 0 | 0 | 0.004+0.04j | 0 | 0 | 0 | 0 | 0 | 0 | 0 | 0 | 0 | 10 | 0 |  | no
config_transformer_220465229 |  | DELTA_GWYE |  |  |  | 4800 | 34500 | 167 | 0 | 0 | 0 | 0.004+0.04j | 0 | 0 | 0 | 0 | 0 | 0 | 0 | 0 | 0 | 10 | 0 |  | no
config_transformer_220465445 |  | DELTA_GWYE |  |  |  | 4800 | 34500 | 100 | 0 | 0 | 0 | 0.004+0.04j | 0 | 0 | 0 | 0 | 0 | 0 | 0 | 0 | 0 | 10 | 0 |  | no
config_transformer_220519375 |  | DELTA_GWYE |  |  |  | 4800 | 34500 | 333 | 0 | 0 | 0 | 0.005+0.047j | 0 | 0 | 0 | 0 | 0 | 0 | 0 | 0 | 0 | 10 | 0 |  | no
config_transformer_220655301 |  | DELTA_GWYE |  |  |  | 4800 | 34500 | 500 | 0 | 0 | 0 | 0.005+0.047j | 0 | 0 | 0 | 0 | 0 | 0 | 0 | 0 | 0 | 10 | 0 |  | no
config_transformer_311985087 |  | DELTA_GWYE |  |  |  | 4800 | 34500 | 100 | 0 | 0 | 0 | 0.004+0.04j | 0 | 0 | 0 | 0 | 0 | 0 | 0 | 0 | 0 | 10 | 0 |  | no

## underground_line
data_type | static
owner_type | feeder
owner | 8103301
object | underground_line
name | groupid | phases | fr | to | length | configuration | dcircuit | selected | monitored | monitored_fields | class_monitored_fields | played | played_fields | comments
und_line_8103301_200957219 |  | AN | node_8103301_200957220 | node_intto1_8103301_200957219 | 783.177 | und_1P_DELTACUST | 8103301 | no | no |  |  | no
und_line_8103301_200961428 |  | AN | node_8103301_200961427 | node_8103301_200961428 | 449.747 | und_1P_DELTACUST | 8103301 | no | no |  |  | no
und_line_8103301_200962304 |  | AN | node_8103301_200962305 | node_8103301_200962304 | 132.119 | und_1P_DELTACUST | 8103301 | no | no |  |  | no
und_line_8103301_200972412 |  | AN | node_8103301_200877289 | node_intto1_8103301_200972412 | 807.354 | und_1P_DELTACUST | 8103301 | no | no |  |  | no
und_line_8103301_200972544 |  | AN | node_8103301_200909337 | node_8103301_200972544 | 1927.651 | und_1P_DELTACUST | 8103301 | no | no |  |  | no
und_line_8103301_200972578 |  | AN | node_8103301_200874345 | node_intto1_8103301_200972578 | 611.268 | und_1P_DELTACUST | 8103301 | no | no |  |  | no
und_line_8103301_200972618 |  | AN | node_8103301_200878088 | node_intto1_8103301_200972618 | 515.188 | und_1P_DELTACUST | 8103301 | no | no |  |  | no
und_line_8103301_200972931 |  | AN | node_8103301_200878066 | node_intto1_8103301_200972931 | 477.223 | und_1P_DELTACUST | 8103301 | no | no |  |  | no
und_line_8103301_200972958 |  | AN | node_8103301_200877379 | node_intto1_8103301_200972958 | 420.422 | und_1P_DELTACUST | 8103301 | no | no |  |  | no
und_line_8103301_200974504 |  | AN | node_8103301_200877271 | node_intto1_8103301_200974504 | 538.609 | und_1P_DELTACUST | 8103301 | no | no |  |  | no
und_line_8103301_201008003 |  | AN | node_8103301_200964449 | node_intto1_8103301_201008003 | 326.234 | und_1P_WYECUST | 8103301 | no | no |  |  | no
und_line_8103301_201012618 |  | AN | node_8103301_200877468 | node_8103301_201012618 | 221.454 | und_1P_DELTACUST | 8103301 | no | no |  |  | no
und_line_8103301_201046607 |  | AN | node_8103301_200874058 | node_8103301_201046607 | 190.845 | und_1P_DELTACUST | 8103301 | no | no |  |  | no
und_line_8103301_201059767 |  | AN | node_8103301_201059766 | node_intto1_8103301_201059767 | 228.399 | und_1P_DELTACUST | 8103301 | no | no |  |  | no
und_line_8103301_310026874 |  | AN | node_8103301_200877235 | node_intto1_8103301_310026874 | 131.448 | und_1P_DELTACUST | 8103301 | no | no |  |  | no
und_line_8103301_311933137 |  | AN | node_8103301_200874365 | node_8103301_311933137 | 612.464 | und_1P_DELTACUST | 8103301 | no | no |  |  | no
und_line_8103301_312084890 |  | AN | node_8103301_312084889 | node_intto1_8103301_312084890 | 414.833 | und_1P_WYECUST | 8103301 | no | no |  |  | no
und_line_8103301_312094100 |  | AN | node_8103301_312094099 | node_intto1_8103301_312094100 | 424.931 | und_1P_DELTACUST | 8103301 | no | no |  |  | no
und_line_8103301_312128069 |  | AN | node_8103301_200877267 | node_8103301_312128069 | 94.579 | und_1P_DELTACUST | 8103301 | no | no |  |  | no
und_line_8103301_312151298 |  | AN | node_8103301_312151296 | node_intto1_8103301_312151298 | 235.393 | und_1P_DELTACUST | 8103301 | no | no |  |  | no
und_line_TAP_UG_60035 |  | AN | node_8103301_200957219 | node_1468423_809_15376369_024 | 0.033 | und_TAPWIRE_UG | 8103301 | no | no |  |  | no
und_line_TAP_UG_61163 |  | AN | node_8103301_200972412 | node_1447373_567_15373152_482 | 0.033 | und_TAPWIRE_UG | 8103301 | no | no |  |  | no
und_line_TAP_UG_61213 |  | AN | node_8103301_200972544 | node_1462173_644_15385005_199 | 0.033 | und_TAPWIRE_UG | 8103301 | no | no |  |  | no
und_line_TAP_UG_61238 |  | AN | node_8103301_200972578 | node_1467984_731_15345944_393 | 0.033 | und_TAPWIRE_UG | 8103301 | no | no |  |  | no
und_line_TAP_UG_61270 |  | AN | node_8103301_200972618 | node_1445493_41_15354873_245 | 0.033 | und_TAPWIRE_UG | 8103301 | no | no |  |  | no
und_line_TAP_UG_61502 |  | AN | node_8103301_200972931 | node_1446130_598_15359922_327 | 0.033 | und_TAPWIRE_UG | 8103301 | no | no |  |  | no
und_line_TAP_UG_61524 |  | AN | node_8103301_200972958 | node_1438729_336_15365951_469 | 0.033 | und_TAPWIRE_UG | 8103301 | no | no |  |  | no
und_line_TAP_UG_62013 |  | AN | node_8103301_200974504 | node_1438788_334_15364223_265 | 0.033 | und_TAPWIRE_UG | 8103301 | no | no |  |  | no
und_line_TAP_UG_63770 |  | AN | node_8103301_201008003 | node_1467471_324_15367485_595 | 0.033 | und_TAPWIRE_UG | 8103301 | no | no |  |  | no
und_line_TAP_UG_64279 |  | AN | node_8103301_201012618 | node_1447420_603_15355366_965 | 0.033 | und_TAPWIRE_UG | 8103301 | no | no |  |  | no
und_line_TAP_UG_69225 |  | AN | node_8103301_201059767 | node_1449648_384_15363791_601 | 0.033 | und_TAPWIRE_UG | 8103301 | no | no |  |  | no
und_line_TAP_UG_531810 |  | AN | node_8103301_201046607 | node_1459685_502_15367753_674 | 0.033 | und_TAPWIRE_UG | 8103301 | no | no |  |  | no
und_line_TAP_UG_604218 |  | AN | node_8103301_310026874 | node_1441375_991_15352264_188 | 0.033 | und_TAPWIRE_UG | 8103301 | no | no |  |  | no
und_line_TAP_UG_1609150 |  | AN | node_8103301_311933137 | node_1454045_138_15369293_663 | 0.033 | und_TAPWIRE_UG | 8103301 | no | no |  |  | no
und_line_TAP_UG_2398975 |  | AN | node_8103301_312084890 | node_1473983_396_15370546_046 | 0.033 | und_TAPWIRE_UG | 8103301 | no | no |  |  | no
und_line_TAP_UG_2471818 |  | AN | node_8103301_312094100 | node_1460536_465_15353526_336 | 0.033 | und_TAPWIRE_UG | 8103301 | no | no |  |  | no
und_line_TAP_UG_2701029 |  | AN | node_8103301_312128069 | node_1439210_519_15365324_703 | 0.033 | und_TAPWIRE_UG | 8103301 | no | no |  |  | no
und_line_TAP_UG_2901054 |  | AN | node_8103301_312151298 | node_1442854_29_15352480_386 | 0.033 | und_TAPWIRE_UG | 8103301 | no | no |  |  | no

## underground_line_conductor
data_type | static
owner_type | feeder
owner | 8103301
object | underground_line_conductor
name | groupid | outer_diameter | conductor_gmr | conductor_diameter | conductor_resistance | neutral_gmr | neutral_diameter | neutral_resistance | neutral_strands | insulation_relative_permitivitty | shield_gmr | shield_resistance | rating_summer_continuous | rating_summer_emergency | rating_winter_continuous | rating_winter_emergency | dcircuit | selected | comments
und_cond_1P_DELTACUST | [12 empty] | 685 | 685 | 685 | 685 |  | no
und_cond_1P_WYECUST | [12 empty] | 685 | 685 | 685 | 685 |  | no
und_cond_TAPWIRE_UG | [12 empty] | 99999999 | 99999999 | 99999999 | 99999999 |  | no