## capacitor
data_type | static
owner_type | feeder
owner | 8103302
object | capacitor
name | groupid | parent | phases | nominal_voltage | pt_phase | phases_connected | switchA | switchB | switchC | control | voltage_set_high | voltage_set_low | VAr_set_high | VAr_set_low | current_set_high | current_set_low | capacitor_A | capacitor_B | capacitor_C | cap_nominal_voltage | time_delay | dwell_time | lockout_time | remote_sense | remote_sense_B | control_level | dcircuit | selected | monitored | monitored_fields | class_monitored_fields | played | played_fields | comments
cap_220369465 |  | node_1453649_823_15386410_576 | ABCN | 0 |  | ABCN | CLOSED | CLOSED | CLOSED | MANUAL | [6 empty] | 50000 | 50000 | 50000 | 4800 | [6 empty] | 8103302 | no | no |  |  | no
cap_220369496 |  | node_1443781_724_15407230_785 | AN | 0 |  | AN | CLOSED |  |  | MANUAL | [6 empty] | 50000 |  |  | 4800 | [6 empty] | 8103302 | no | no |  |  | no
cap_220369497 |  | node_1450402_573_15405878_199 | AN | 0 |  | AN | CLOSED |  |  | MANUAL | [6 empty] | 50000 |  |  | 4800 | [6 empty] | 8103302 | no | no |  |  | no
cap_220432467 |  | node_1434360_518_15377108_589 | ABCN | 0 |  | ABCN | CLOSED | CLOSED | CLOSED | MANUAL | [6 empty] | 200000 | 200000 | 200000 | 19920 | [6 empty] | 8103302 | no | no |  |  | no
cap_220546710 |  | node_1430719_892_15386796_268 | AN | 0 |  | AN | CLOSED |  |  | MANUAL | [6 empty] | 50000 |  |  | 4800 | [6 empty] | 8103302 | no | no |  |  | no

## feeder
data_type | static
owner_type | feeder
owner | 8103302
object | feeder
name | transmission_bus | ARC | ADR | slack_bus | nom_voltages | num_nodes | num_ohlines | num_uglines | num_transformers | num_generators | num_pvs | num_storages | num_loads | miles | mw | mvar | losses_mw | losses_mvar | comments | use_feeder_load_shape | load_shape_scale | use_feeder_pv_shape | pv_shape_scale | description | restore_time | griddisconnect_scenario_probability | gridconnect_scenario_probability | use_energy_not_served | VOLL | discount_rate | yearly_load_growth_percent | planning_horizon | enable_traditional_project_deferral | lifetime_of_investment_years | start_year | base_year | year_the_investment_is_committed | revenue_requirement_scaling_factor | discount_rate | inflation_rate_for_investment | traditional_project_invested_capital | periodicity_of_investment_in_years | priority | maximum_total_investment_cost | DER_portfolio_NPV | DER_portfolio_BC_ratio | total_system_energy_avoided_cost_NPV | total_system_capacity_avoided_cost_NPV | total_system_ancillary_services_avoided_cost_NPV | total_system_CO2_avoided_cost_NPV | total_system_loss_of_load_avoided_cost_NPV | total_system_distribution_capacity_avoided_cost_NPV | total_system_investment_and_operational_cost_NPV | feeder_solar_pv_operating_cost_USdollarperkWh | feeder_energy_storage_operating_cost_USdollarperkWh | feeder_distributed_generator_operating_cost_USdollarperkWh | feeder_distributed_generator_CO2_cost_USdollarperkWh | feeder_demand_response_operating_cost_USdollarperkWh | feeder_solar_pv_investment_cost_USdollarperkW | feeder_energy_storage_investment_cost_USdollarperkW | feeder_distributed_generator_investment_cost_USdollarperkW | feeder_demand_response_investment_cost_USdollarperkW
8103302 |  | ts_slack | none | node_SOURCE_8103302 | 2771.281 | 1299 | 1226 | 12 | 0 | 0 | 0 | 0 | 356 | 49.072 | 3.419 | 1.456 | 0 | 0 |  | 0 | 0 | 1 | 0 |  | 0 | 0 | 0 | 0 | 0 | 0 | 0 | 0 | 0 | 0 | 0 | 0 | 0 | 0 | 0 | 0 | 0 | 0 | 0 | 999999999 | 0 | 0 | 0 | 0 | 0 | 0 | 0 | 0 | 0 | 0 | 0 | 0 | 0 | 0 | 0 | 0 | 0 | 0

## fuse
data_type | static
owner_type | feeder
owner | 8103302
object | fuse
name | groupid | phases | fr | to | phase_A_status | phase_B_status | phase_C_status | repair_dist_type | current_limit | mean_replacement_time | status | dcircuit | selected | monitored | monitored_fields | class_monitored_fields | played | played_fields | comments
fuse_220386036 |  | ABCD | node_intto1_220386036 | node_220386036 | GOOD | GOOD | GOOD |  | 140 |  |  | 8103302 | no | no |  |  | no
fuse_220386087 |  | AD | node_intto1_8103302_200879909 | node_8103302_200879909 | GOOD | GOOD | GOOD |  | 25 |  |  | 8103302 | no | no |  |  | no
fuse_220386106 |  | AD | node_intto1_8103302_200879919 | node_8103302_200879919 | GOOD | GOOD | GOOD |  | 25 |  |  | 8103302 | no | no |  |  | no
fuse_220386117 |  | AN | node_intto1_8103302_200972423 | node_8103302_200972423 | GOOD | GOOD | GOOD |  | 20 |  |  | 8103302 | no | no |  |  | no
fuse_220386119 |  | AD | node_intto1_8103302_200875937 | node_8103302_200875937 | GOOD | GOOD | GOOD |  | 40 |  |  | 8103302 | no | no |  |  | no
fuse_220386120 |  | AD | node_intto1_8103302_200875909 | node_8103302_200875909 | GOOD | GOOD | GOOD |  | 30 |  |  | 8103302 | no | no |  |  | no
fuse_220386121 |  | AD | node_intto1_8103302_200875865 | node_8103302_200875865 | GOOD | GOOD | GOOD |  | 50 |  |  | 8103302 | no | no |  |  | no
fuse_220386122 |  | ABCD | node_intto1_8103302_200876000 | node_8103302_200876000 | GOOD | GOOD | GOOD |  | 40 |  |  | 8103302 | no | no |  |  | no
fuse_220386123 |  | AD | node_intto1_8103302_200876788 | node_8103302_200876788 | GOOD | GOOD | GOOD |  | 30 |  |  | 8103302 | no | no |  |  | no
fuse_220386131 |  | AD | node_intto1_8103302_200875677 | node_8103302_200875677 | GOOD | GOOD | GOOD |  | 30 |  |  | 8103302 | no | no |  |  | no
fuse_220386132 |  | AD | node_intto1_8103302_200875964 | node_8103302_200875964 | GOOD | GOOD | GOOD |  | 50 |  |  | 8103302 | no | no |  |  | no
fuse_220386140 |  | AD | node_intto1_8103302_200875983 | node_8103302_200875983 | GOOD | GOOD | GOOD |  | 30 |  |  | 8103302 | no | no |  |  | no
fuse_220386142 |  | AD | node_intto1_8103302_200875609 | node_8103302_200875609 | GOOD | GOOD | GOOD |  | 80 |  |  | 8103302 | no | no |  |  | no
fuse_220386169 |  | ABCD | node_intto1_8103302_200875559 | node_8103302_200875559 | GOOD | GOOD | GOOD |  | 300 |  |  | 8103302 | no | no |  |  | no
fuse_220386191 |  | AD | node_intto1_8103302_200877436 | node_8103302_200877436 | GOOD | GOOD | GOOD |  | 50 |  |  | 8103302 | no | no |  |  | no
fuse_220386193 |  | ABCD | node_intto1_8103302_200877242 | node_8103302_200877242 | GOOD | GOOD | GOOD |  | 40 |  |  | 8103302 | no | no |  |  | no
fuse_220386242 |  | AD | node_intto1_8103302_200877183 | node_8103302_200877183 | GOOD | GOOD | GOOD |  | 50 |  |  | 8103302 | no | no |  |  | no
fuse_220386244 |  | AD | node_intto1_8103302_200877123 | node_8103302_200877123 | GOOD | GOOD | GOOD |  | 40 |  |  | 8103302 | no | no |  |  | no
fuse_220386245 |  | ABCD | node_intto1_8103302_200877056 | node_8103302_200877056 | GOOD | GOOD | GOOD |  | 80 |  |  | 8103302 | no | no |  |  | no
fuse_220386246 |  | AD | node_intto1_8103302_200875821 | node_8103302_200875821 | GOOD | GOOD | GOOD |  | 80 |  |  | 8103302 | no | no |  |  | no
fuse_220386248 |  | AD | node_intto1_8103302_200876766 | node_8103302_200876766 | GOOD | GOOD | GOOD |  | 25 |  |  | 8103302 | no | no |  |  | no
fuse_220386250 |  | AD | node_intto1_8103302_200877190 | node_8103302_200877190 | GOOD | GOOD | GOOD |  | 50 |  |  | 8103302 | no | no |  |  | no
fuse_220386253 |  | AD | node_intto1_8103302_201046953 | node_8103302_201046953 | GOOD | GOOD | GOOD |  | 300 |  |  | 8103302 | no | no |  |  | no
fuse_220387529 |  | AD | node_intto1_8103302_200882242 | node_8103302_200882242 | GOOD | GOOD | GOOD |  | 30 |  |  | 8103302 | no | no |  |  | no
fuse_220387531 |  | AN | node_intto1_8103302_200972960 | node_8103302_200972960 | GOOD | GOOD | GOOD |  | 12 |  |  | 8103302 | no | no |  |  | no
fuse_220387554 |  | AD | node_intto1_8103302_200881655 | node_8103302_200881655 | GOOD | GOOD | GOOD |  | 300 |  |  | 8103302 | no | no |  |  | no
fuse_220387556 |  | AD | node_intto1_8103302_200881629 | node_8103302_200881629 | GOOD | GOOD | GOOD |  | 50 |  |  | 8103302 | no | no |  |  | no
fuse_220387557 |  | AD | node_intto1_8103302_200882275 | node_8103302_200882275 | GOOD | GOOD | GOOD |  | 30 |  |  | 8103302 | no | no |  |  | no
fuse_220387561 |  | AD | node_intto1_8103302_200881700 | node_8103302_200881700 | GOOD | GOOD | GOOD |  | 30 |  |  | 8103302 | no | no |  |  | no
fuse_220387572 |  | AD | node_intto1_8103302_200882266 | node_8103302_200882266 | GOOD | GOOD | GOOD |  | 20 |  |  | 8103302 | no | no |  |  | no
fuse_220387578 |  | AD | node_intto1_8103302_200881857 | node_8103302_200881857 | GOOD | GOOD | GOOD |  | 20 |  |  | 8103302 | no | no |  |  | no
fuse_220517981 |  | AD | node_intto1_8103302_200882230 | node_8103302_200882230 | GOOD | GOOD | GOOD |  | 30 |  |  | 8103302 | no | no |  |  | no
fuse_220520333 |  | AD | node_intto1_8103302_200877114 | node_8103302_200877114 | GOOD | GOOD | GOOD |  | 30 |  |  | 8103302 | no | no |  |  | no
fuse_220528209 |  | AN | node_intto1_8103302_200971961 | node_8103302_200971961 | GOOD | GOOD | GOOD |  | 12 |  |  | 8103302 | no | no |  |  | no
fuse_220570033 |  | AD | node_intto1_8103302_200882116 | node_8103302_200882116 | GOOD | GOOD | GOOD |  | 20 |  |  | 8103302 | no | no |  |  | no
fuse_220570532 |  | AN | node_intto1_8103302_200946929 | node_8103302_200946929 | GOOD | GOOD | GOOD |  | 25 |  |  | 8103302 | no | no |  |  | no
fuse_220570636 |  | ABCN | node_intto1_8103302_201007816 | node_8103302_201007816 | GOOD | GOOD | GOOD |  | 30 |  |  | 8103302 | no | no |  |  | no
fuse_220571861 |  | AN | node_intto1_8103302_201008004 | node_8103302_201008004 | GOOD | GOOD | GOOD |  | 25 |  |  | 8103302 | no | no |  |  | no
fuse_220577530 |  | AD | node_intto1_8103302_201010630 | node_8103302_201010630 | GOOD | GOOD | GOOD |  | 20 |  |  | 8103302 | no | no |  |  | no
fuse_220584797 |  | AD | node_intto1_8103302_200881784 | node_8103302_200881784 | GOOD | GOOD | GOOD |  | 20 |  |  | 8103302 | no | no |  |  | no
fuse_220584800 |  | AD | node_intto1_8103302_200881699 | node_8103302_200881699 | GOOD | GOOD | GOOD |  | 20 |  |  | 8103302 | no | no |  |  | no
fuse_220584835 |  | AD | node_intto1_8103302_200875595 | node_8103302_200875595 | GOOD | GOOD | GOOD |  | 30 |  |  | 8103302 | no | no |  |  | no
fuse_220584837 |  | AD | node_intto1_8103302_200875661 | node_8103302_200875661 | GOOD | GOOD | GOOD |  | 20 |  |  | 8103302 | no | no |  |  | no
fuse_220584839 |  | AD | node_intto1_8103302_200875987 | node_8103302_200875987 | GOOD | GOOD | GOOD |  | 40 |  |  | 8103302 | no | no |  |  | no
fuse_220584841 |  | AD | node_intto1_8103302_200875932 | node_8103302_200875932 | GOOD | GOOD | GOOD |  | 25 |  |  | 8103302 | no | no |  |  | no
fuse_220584843 |  | AD | node_intto1_8103302_200882207 | node_8103302_200882207 | GOOD | GOOD | GOOD |  | 20 |  |  | 8103302 | no | no |  |  | no
fuse_220584845 |  | AD | node_intto1_8103302_200881943 | node_8103302_200881943 | GOOD | GOOD | GOOD |  | 30 |  |  | 8103302 | no | no |  |  | no
fuse_220584847 |  | AD | node_intto1_8103302_200882254 | node_8103302_200882254 | GOOD | GOOD | GOOD |  | 20 |  |  | 8103302 | no | no |  |  | no
fuse_220584849 |  | AD | node_intto1_8103302_200882096 | node_8103302_200882096 | GOOD | GOOD | GOOD |  | 12 |  |  | 8103302 | no | no |  |  | no
fuse_220584851 |  | AD | node_intto1_8103302_200882043 | node_8103302_200882043 | GOOD | GOOD | GOOD |  | 20 |  |  | 8103302 | no | no |  |  | no
fuse_220584853 |  | AD | node_intto1_8103302_200882048 | node_8103302_200882048 | GOOD | GOOD | GOOD |  | 20 |  |  | 8103302 | no | no |  |  | no
fuse_220586363 |  | AD | node_intto1_8103302_200881790 | node_8103302_200881790 | GOOD | GOOD | GOOD |  | 300 |  |  | 8103302 | no | no |  |  | no
fuse_220586365 |  | AD | node_intto1_8103302_200881683 | node_8103302_200881683 | GOOD | GOOD | GOOD |  | 30 |  |  | 8103302 | no | no |  |  | no
fuse_310011593 |  | AN | node_intto1_8103302_310011592 | node_8103302_310011592 | GOOD | GOOD | GOOD |  | 15 |  |  | 8103302 | no | no |  |  | no

## line_configuration
data_type | static
owner_type | feeder
owner | 8103302
object | line_configuration
name | groupid | conductor_A | conductor_B | conductor_C | conductor_N | spacing | z11 | z12 | z13 | z21 | z22 | z23 | z31 | z32 | z33 | c11 | c12 | c13 | c21 | c22 | c23 | c31 | c32 | c33 | dcircuit | selected | comments
bal_1P_1/0AA |  | oh_cond_1/0_AAAC | oh_cond_1/0_AAAC | oh_cond_1/0_AAAC |  |  | 0.972+1.499j | 0.095+0.781j | 0.095+0.781j | 0.095+0.781j | 0.972+1.499j | 0.095+0.781j | 0.095+0.781j | 0.095+0.781j | 0.972+1.499j | 12.796 | -3.172 | -3.172 | -3.172 | 12.796 | -3.172 | -3.172 | -3.172 | 12.796 |  | no
bal_1P_1/0AA_1/0AA(N) |  | oh_cond_1/0_AAAC | oh_cond_1/0_AAAC | oh_cond_1/0_AAAC | oh_cond_1/0_AAAC |  | 1.078+1.186j | 0.201+0.467j | 0.201+0.467j | 0.201+0.467j | 1.078+1.186j | 0.201+0.467j | 0.201+0.467j | 0.201+0.467j | 1.078+1.186j | 13.243 | -2.726 | -2.726 | -2.726 | 13.243 | -2.726 | -2.726 | -2.726 | 13.243 |  | no
bal_1P_1/0AC |  | oh_cond_1/0_ACSR | oh_cond_1/0_ACSR | oh_cond_1/0_ACSR |  |  | 0.983+1.218j | 0.095+0.781j | 0.095+0.781j | 0.095+0.781j | 0.983+1.218j | 0.095+0.781j | 0.095+0.781j | 0.095+0.781j | 0.983+1.218j | 12.796 | -3.172 | -3.172 | -3.172 | 12.796 | -3.172 | -3.172 | -3.172 | 12.796 |  | no
bal_1P_2AC |  | oh_cond_2_ACSR | oh_cond_2_ACSR | oh_cond_2_ACSR |  |  | 1.505+1.527j | 0.095+0.781j | 0.095+0.781j | 0.095+0.781j | 1.505+1.527j | 0.095+0.781j | 0.095+0.781j | 0.095+0.781j | 1.505+1.527j | 12.393 | -3.017 | -3.017 | -3.017 | 12.393 | -3.017 | -3.017 | -3.017 | 12.393 |  | no
bal_1P_4/0AC |  | oh_cond_4/0_ACSR | oh_cond_4/0_ACSR | oh_cond_4/0_ACSR |  |  | 0.54+1.457j | 0.095+0.781j | 0.095+0.781j | 0.095+0.781j | 0.54+1.457j | 0.095+0.781j | 0.095+0.781j | 0.095+0.781j | 0.54+1.457j | 13.554 | -3.469 | -3.469 | -3.469 | 13.554 | -3.469 | -3.469 | -3.469 | 13.554 |  | no
bal_1P_4/0CU |  | oh_cond_4/0_CU | oh_cond_4/0_CU | oh_cond_4/0_CU |  |  | 0.374+1.459j | 0.095+0.781j | 0.095+0.781j | 0.095+0.781j | 0.374+1.459j | 0.095+0.781j | 0.095+0.781j | 0.095+0.781j | 0.374+1.459j | 13.381 | -3.4 | -3.4 | -3.4 | 13.381 | -3.4 | -3.4 | -3.4 | 13.381 |  | no
bal_1P_4AC |  | oh_cond_4_ACSR | oh_cond_4_ACSR | oh_cond_4_ACSR |  |  | 2.335+1.555j | 0.095+0.781j | 0.095+0.781j | 0.095+0.781j | 2.335+1.555j | 0.095+0.781j | 0.095+0.781j | 0.095+0.781j | 2.335+1.555j | 11.91 | -2.834 | -2.834 | -2.834 | 11.91 | -2.834 | -2.834 | -2.834 | 11.91 |  | no
bal_1P_4ACW |  | oh_cond_4A_CWD | oh_cond_4A_CWD | oh_cond_4A_CWD |  |  | 1.49+1.583j | 0.095+0.781j | 0.095+0.781j | 0.095+0.781j | 1.49+1.583j | 0.095+0.781j | 0.095+0.781j | 0.095+0.781j | 1.49+1.583j | 12.178 | -2.935 | -2.935 | -2.935 | 12.178 | -2.935 | -2.935 | -2.935 | 12.178 |  | no
bal_1P_4CU |  | oh_cond_4_CU | oh_cond_4_CU | oh_cond_4_CU |  |  | 1.483+1.565j | 0.095+0.781j | 0.095+0.781j | 0.095+0.781j | 1.483+1.565j | 0.095+0.781j | 0.095+0.781j | 0.095+0.781j | 1.483+1.565j | 11.78 | -2.785 | -2.785 | -2.785 | 11.78 | -2.785 | -2.785 | -2.785 | 11.78 |  | no
bal_1P_6ACW |  | oh_cond_6A_CWD | oh_cond_6A_CWD | oh_cond_6A_CWD |  |  | 2.305+1.611j | 0.095+0.781j | 0.095+0.781j | 0.095+0.781j | 2.305+1.611j | 0.095+0.781j | 0.095+0.781j | 0.095+0.781j | 2.305+1.611j | 11.765 | -2.779 | -2.779 | -2.779 | 11.765 | -2.779 | -2.779 | -2.779 | 11.765 |  | no
bal_1P_6CU |  | oh_cond_6_CU | oh_cond_6_CU | oh_cond_6_CU |  |  | 2.275+1.583j | 0.095+0.781j | 0.095+0.781j | 0.095+0.781j | 2.275+1.583j | 0.095+0.781j | 0.095+0.781j | 0.095+0.781j | 2.275+1.583j | 11.393 | -2.641 | -2.641 | -2.641 | 11.393 | -2.641 | -2.641 | -2.641 | 11.393 |  | no
bal_1P_8DCW |  | oh_cond_8D_CWD | oh_cond_8D_CWD | oh_cond_8D_CWD |  |  | 3.605+1.647j | 0.095+0.781j | 0.095+0.781j | 0.095+0.781j | 3.605+1.647j | 0.095+0.781j | 0.095+0.781j | 0.095+0.781j | 3.605+1.647j | 11.681 | -2.748 | -2.748 | -2.748 | 11.681 | -2.748 | -2.748 | -2.748 | 11.681 |  | no
bal_1P_DELTACUST |  | oh_cond_2/0_CU | oh_cond_2/0_CU | oh_cond_2/0_CU | oh_cond_3_#7_CWD_30% |  | 0.66+1.378j | 0.22+0.666j | 0.22+0.666j | 0.22+0.666j | 0.66+1.378j | 0.22+0.666j | 0.22+0.666j | 0.22+0.666j | 0.66+1.378j | 13.24 | -2.712 | -2.712 | -2.712 | 13.24 | -2.712 | -2.712 | -2.712 | 13.24 |  | no
bal_3P_1/0AA |  | oh_cond_1/0_AAAC | oh_cond_1/0_AAAC | oh_cond_1/0_AAAC |  |  | 0.972+1.499j | 0.095+0.781j | 0.095+0.781j | 0.095+0.781j | 0.972+1.499j | 0.095+0.781j | 0.095+0.781j | 0.095+0.781j | 0.972+1.499j | 12.796 | -3.172 | -3.172 | -3.172 | 12.796 | -3.172 | -3.172 | -3.172 | 12.796 |  | no
bal_3P_1/0AC |  | oh_cond_1/0_ACSR | oh_cond_1/0_ACSR | oh_cond_1/0_ACSR |  |  | 0.983+1.497j | 0.095+0.781j | 0.095+0.781j | 0.095+0.781j | 0.983+1.497j | 0.095+0.781j | 0.095+0.781j | 0.095+0.781j | 0.983+1.497j | 12.796 | -3.172 | -3.172 | -3.172 | 12.796 | -3.172 | -3.172 | -3.172 | 12.796 |  | no
bal_3P_2AC |  | oh_cond_2_ACSR | oh_cond_2_ACSR | oh_cond_2_ACSR |  |  | 1.505+1.527j | 0.095+0.781j | 0.095+0.781j | 0.095+0.781j | 1.505+1.527j | 0.095+0.781j | 0.095+0.781j | 0.095+0.781j | 1.505+1.527j | 12.393 | -3.017 | -3.017 | -3.017 | 12.393 | -3.017 | -3.017 | -3.017 | 12.393 |  | no
bal_3P_4/0AA |  | oh_cond_4/0_AAAC | oh_cond_4/0_AAAC | oh_cond_4/0_AAAC |  |  | 0.534+1.457j | 0.095+0.781j | 0.095+0.781j | 0.095+0.781j | 0.534+1.457j | 0.095+0.781j | 0.095+0.781j | 0.095+0.781j | 0.534+1.457j | 13.554 | -3.469 | -3.469 | -3.469 | 13.554 | -3.469 | -3.469 | -3.469 | 13.554 |  | no
bal_3P_4/0AC |  | oh_cond_4/0_ACSR | oh_cond_4/0_ACSR | oh_cond_4/0_ACSR |  |  | 0.54+1.457j | 0.095+0.781j | 0.095+0.781j | 0.095+0.781j | 0.54+1.457j | 0.095+0.781j | 0.095+0.781j | 0.095+0.781j | 0.54+1.457j | 13.554 | -3.469 | -3.469 | -3.469 | 13.554 | -3.469 | -3.469 | -3.469 | 13.554 |  | no
bal_3P_4AC |  | oh_cond_4_ACSR | oh_cond_4_ACSR | oh_cond_4_ACSR |  |  | 2.335+1.555j | 0.095+0.781j | 0.095+0.781j | 0.095+0.781j | 2.335+1.555j | 0.095+0.781j | 0.095+0.781j | 0.095+0.781j | 2.335+1.555j | 11.91 | -2.834 | -2.834 | -2.834 | 11.91 | -2.834 | -2.834 | -2.834 | 11.91 |  | no
bal_3P_4CU |  | oh_cond_4_CU | oh_cond_4_CU | oh_cond_4_CU |  |  | 1.483+1.565j | 0.095+0.781j | 0.095+0.781j | 0.095+0.781j | 1.483+1.565j | 0.095+0.781j | 0.095+0.781j | 0.095+0.781j | 1.483+1.565j | 11.78 | -2.785 | -2.785 | -2.785 | 11.78 | -2.785 | -2.785 | -2.785 | 11.78 |  | no
bal_3P_336AL |  | oh_cond_336_5_MCM_AL | oh_cond_336_5_MCM_AL | oh_cond_336_5_MCM_AL |  |  | 0.374+1.431j | 0.095+0.781j | 0.095+0.781j | 0.095+0.781j | 0.374+1.431j | 0.095+0.781j | 0.095+0.781j | 0.095+0.781j | 0.374+1.431j | 13.957 | -3.628 | -3.628 | -3.628 | 13.957 | -3.628 | -3.628 | -3.628 | 13.957 |  | no
bal_3P_DELTACUST |  | oh_cond_2/0_CU | oh_cond_2/0_CU | oh_cond_2/0_CU | oh_cond_3_#7_CWD_30% |  | 0.66+1.378j | 0.22+0.666j | 0.22+0.666j | 0.22+0.666j | 0.66+1.378j | 0.22+0.666j | 0.22+0.666j | 0.22+0.666j | 0.66+1.378j | 13.24 | -2.712 | -2.712 | -2.712 | 13.24 | -2.712 | -2.712 | -2.712 | 13.24 |  | no
unb_TAPWIRE_OH |  | oh_cond_WP-4/0-CU | oh_cond_WP-4/0-CU | oh_cond_WP-4/0-CU | oh_cond_WP-4/0-CU |  | 0.365+1.097j | 0.093+0.433j | 0.094+0.34j | 0.093+0.433j | 0.368+1.078j | 0.095+0.401j | 0.094+0.34j | 0.095+0.401j | 0.368+1.077j | 14.911 | -4.341 | -1.953 | -4.341 | 15.781 | -3.724 | -1.953 | -3.724 | 14.818 |  | no
und_1P_DELTACUST |  | und_cond_1P_DELTACUST | und_cond_1P_DELTACUST | und_cond_1P_DELTACUST |  |  | 0.179+0.233j | 0.061-0.024j | 0.061-0.024j | 0.061-0.024j | 0.179+0.233j | 0.061-0.024j | 0.061-0.024j | 0.061-0.024j | 0.179+0.233j | 324.124 | 0 | 0 | 0 | 324.124 | 0 | 0 | 0 | 324.124 |  | no
und_TAPWIRE_UG |  | und_cond_TAPWIRE_UG | und_cond_TAPWIRE_UG | und_cond_TAPWIRE_UG |  |  | 0.001+0.001j | 0.0+0.0j | 0.0+0.0j | 0.0+0.0j | 0.001+0.001j | 0.0+0.0j | 0.0+0.0j | 0.0+0.0j | 0.001+0.001j | 0 | 0 | 0 | 0 | 0 | 0 | 0 | 0 | 0 |  | no

## load
data_type | static
owner_type | feeder
owner | 8103302
object | load
name | groupid | parent | bustype | phases | nominal_voltage | load_class | constant_power_A | constant_power_B | constant_power_C | constant_current_A | constant_current_B | constant_current_C | constant_impedance_A | constant_impedance_B | constant_impedance_C | base_power_A | base_power_B | base_power_C | power_pf_A | power_pf_B | power_pf_C | current_pf_A | current_pf_B | current_pf_C | impedance_pf_A | impedance_pf_B | impedance_pf_C | power_fraction_A | power_fraction_B | power_fraction_C | current_fraction_A | current_fraction_B | current_fraction_C | impedance_fraction_A | impedance_fraction_B | impedance_fraction_C | dcircuit | selected | monitored | monitored_fields | class_monitored_fields | played | played_fields | base_kw_A | base_kw_B | base_kw_C | kw_A | kw_B | kw_C | comments | critical_load | dem_resp_lb | dem_resp_ub | dem_resp_shortage_cost | dem_resp_surplus_cost | num_customers
load_220353457 |  | node_1440798_453_15383470_102 |  | AN | 0 | Residential | 3369.6+1435.444j | 0 | 0 | 0 | 0 | 0 | [24 empty] | 8103302 | no | no |  |  | no |  | 0 | 0 | 0 | 0 | 0 | 0 |  | 1 | 1 | 1 | 0 | 0 | 0
load_220353458 |  | node_1442233_021_15387167_75 |  | AN | 0 | NonResidential | 3124.8+1331.159j | 0 | 0 | 0 | 0 | 0 | [24 empty] | 8103302 | no | no |  |  | no |  | 0 | 0 | 0 | 0 | 0 | 0 |  | 1 | 1 | 1 | 0 | 0 | 0
load_220353460 |  | node_1442508_544_15387863_799 |  | AN | 0 | Residential | 2592+1104.187j | 0 | 0 | 0 | 0 | 0 | [24 empty] | 8103302 | no | no |  |  | no |  | 0 | 0 | 0 | 0 | 0 | 0 |  | 1 | 1 | 1 | 0 | 0 | 0
load_220353461 |  | node_1442578_005_15388351_971 |  | AN | 0 | Residential | 13917.6+5928.873j | 0 | 0 | 0 | 0 | 0 | [24 empty] | 8103302 | no | no |  |  | no |  | 0 | 0 | 0 | 0 | 0 | 0 |  | 1 | 1 | 1 | 0 | 0 | 0
load_220353462 |  | node_1442756_93_15388792_558 |  | AN | 0 | Residential | 20858.4+8885.641j | 0 | 0 | 0 | 0 | 0 | [24 empty] | 8103302 | no | no |  |  | no |  | 0 | 0 | 0 | 0 | 0 | 0 |  | 1 | 1 | 1 | 0 | 0 | 0
load_220353463 |  | node_1442800_863_15389252_271 |  | AN | 0 | NonResidential | 7.2+3.067j | 0 | 0 | 0 | 0 | 0 | [24 empty] | 8103302 | no | no |  |  | no |  | 0 | 0 | 0 | 0 | 0 | 0 |  | 1 | 1 | 1 | 0 | 0 | 0
load_220353465 |  | node_1440352_258_15383622_13 |  | AN | 0 | Residential | 5918.4+2521.228j | 0 | 0 | 0 | 0 | 0 | [24 empty] | 8103302 | no | no |  |  | no |  | 0 | 0 | 0 | 0 | 0 | 0 |  | 1 | 1 | 1 | 0 | 0 | 0
load_220353466 |  | node_1440779_621_15383848_183 |  | AN | 0 | Residential | 24242.4+10327.219j | 0 | 0 | 0 | 0 | 0 | [24 empty] | 8103302 | no | no |  |  | no |  | 0 | 0 | 0 | 0 | 0 | 0 |  | 1 | 1 | 1 | 0 | 0 | 0
load_220353467 |  | node_1442786_999_15390541_474 |  | AN | 0 | Residential | 12412.8+5287.831j | 0 | 0 | 0 | 0 | 0 | [24 empty] | 8103302 | no | no |  |  | no |  | 0 | 0 | 0 | 0 | 0 | 0 |  | 1 | 1 | 1 | 0 | 0 | 0
load_220353468 |  | node_1442780_191_15390957_619 |  | AN | 0 | Residential | 20865.6+8888.708j | 0 | 0 | 0 | 0 | 0 | [24 empty] | 8103302 | no | no |  |  | no |  | 0 | 0 | 0 | 0 | 0 | 0 |  | 1 | 1 | 1 | 0 | 0 | 0
load_220353470 |  | node_1442897_346_15391606_686 |  | AN | 0 | Residential | 5443.2+2318.793j | 0 | 0 | 0 | 0 | 0 | [24 empty] | 8103302 | no | no |  |  | no |  | 0 | 0 | 0 | 0 | 0 | 0 |  | 1 | 1 | 1 | 0 | 0 | 0
load_220353471 |  | node_1442901_201_15392319_796 |  | AN | 0 | Residential | 14940+6364.413j | 0 | 0 | 0 | 0 | 0 | [24 empty] | 8103302 | no | no |  |  | no |  | 0 | 0 | 0 | 0 | 0 | 0 |  | 1 | 1 | 1 | 0 | 0 | 0
load_220353472 |  | node_1442726_013_15393706_524 |  | AN | 0 | Residential | 11296.8+4812.417j | 0 | 0 | 0 | 0 | 0 | [24 empty] | 8103302 | no | no |  |  | no |  | 0 | 0 | 0 | 0 | 0 | 0 |  | 1 | 1 | 1 | 0 | 0 | 0
load_220353473 |  | node_1442669_795_15393432_57 |  | AN | 0 | Residential | 2851.2+1214.606j | 0 | 0 | 0 | 0 | 0 | [24 empty] | 8103302 | no | no |  |  | no |  | 0 | 0 | 0 | 0 | 0 | 0 |  | 1 | 1 | 1 | 0 | 0 | 0
load_220353474 |  | node_1440770_189_15384094_803 |  | AN | 0 | Residential | 9043.2+3852.387j | 0 | 0 | 0 | 0 | 0 | [24 empty] | 8103302 | no | no |  |  | no |  | 0 | 0 | 0 | 0 | 0 | 0 |  | 1 | 1 | 1 | 0 | 0 | 0
load_220353475 |  | node_1440755_389_15384442_164 |  | AN | 0 | Residential | 22363.2+9526.683j | 0 | 0 | 0 | 0 | 0 | [24 empty] | 8103302 | no | no |  |  | no |  | 0 | 0 | 0 | 0 | 0 | 0 |  | 1 | 1 | 1 | 0 | 0 | 0
load_220353476 |  | node_1440747_546_15384821_49 |  | AN | 0 | NonResidential | 1000+425.998j | 0 | 0 | 0 | 0 | 0 | [24 empty] | 8103302 | no | no |  |  | no |  | 0 | 0 | 0 | 0 | 0 | 0 |  | 1 | 1 | 1 | 0 | 0 | 0
load_220353477 |  | node_1440984_698_15385192_56 |  | AN | 0 | Residential | 11232+4784.812j | 0 | 0 | 0 | 0 | 0 | [24 empty] | 8103302 | no | no |  |  | no |  | 0 | 0 | 0 | 0 | 0 | 0 |  | 1 | 1 | 1 | 0 | 0 | 0
load_220353478 |  | node_1441114_148_15385381_693 |  | AN | 0 | Residential | 1760.4+749.927j | 0 | 0 | 0 | 0 | 0 | [24 empty] | 8103302 | no | no |  |  | no |  | 0 | 0 | 0 | 0 | 0 | 0 |  | 1 | 1 | 1 | 0 | 0 | 0
load_220353479 |  | node_1441117_648_15385407_925 |  | AN | 0 | NonResidential | 7.2+3.067j | 0 | 0 | 0 | 0 | 0 | [24 empty] | 8103302 | no | no |  |  | no |  | 0 | 0 | 0 | 0 | 0 | 0 |  | 1 | 1 | 1 | 0 | 0 | 0
load_220353480 |  | node_1441139_321_15385545_859 |  | AN | 0 | Other | 0 | 0 | 0 | 0 | 0 | 0 | [24 empty] | 8103302 | no | no |  |  | no |  | 0 | 0 | 0 | 0 | 0 | 0 |  | 1 | 1 | 1 | 0 | 0 | 0
load_220353481 |  | node_1441324_754_15385910_297 |  | AN | 0 | Residential | 4154.4+1769.767j | 0 | 0 | 0 | 0 | 0 | [24 empty] | 8103302 | no | no |  |  | no |  | 0 | 0 | 0 | 0 | 0 | 0 |  | 1 | 1 | 1 | 0 | 0 | 0
load_220353482 |  | node_1441439_901_15386106_586 |  | AN | 0 | Residential | 3506.4+1493.72j | 0 | 0 | 0 | 0 | 0 | [24 empty] | 8103302 | no | no |  |  | no |  | 0 | 0 | 0 | 0 | 0 | 0 |  | 1 | 1 | 1 | 0 | 0 | 0
load_220353483 |  | node_1441605_458_15386399_08 |  | AN | 0 | Residential | 30160.8+12848.447j | 0 | 0 | 0 | 0 | 0 | [24 empty] | 8103302 | no | no |  |  | no |  | 0 | 0 | 0 | 0 | 0 | 0 |  | 1 | 1 | 1 | 0 | 0 | 0
load_220353505 |  | node_1432656_709_15392630_125 |  | AN | 0 | Residential | 30009.6+12784.036j | 0 | 0 | 0 | 0 | 0 | [24 empty] | 8103302 | no | no |  |  | no |  | 0 | 0 | 0 | 0 | 0 | 0 |  | 1 | 1 | 1 | 0 | 0 | 0
load_220353506 |  | node_1432394_01_15392917_476 |  | AN | 0 | Residential | 15386.4+6554.579j | 0 | 0 | 0 | 0 | 0 | [24 empty] | 8103302 | no | no |  |  | no |  | 0 | 0 | 0 | 0 | 0 | 0 |  | 1 | 1 | 1 | 0 | 0 | 0
load_220353507 |  | node_1432316_09_15393433_882 |  | AN | 0 | Residential | 10497.6+4471.959j | 0 | 0 | 0 | 0 | 0 | [24 empty] | 8103302 | no | no |  |  | no |  | 0 | 0 | 0 | 0 | 0 | 0 |  | 1 | 1 | 1 | 0 | 0 | 0
load_220353509 |  | node_1432272_616_15394197_886 |  | AN | 0 | Residential | 10065.6+4287.928j | 0 | 0 | 0 | 0 | 0 | [24 empty] | 8103302 | no | no |  |  | no |  | 0 | 0 | 0 | 0 | 0 | 0 |  | 1 | 1 | 1 | 0 | 0 | 0
load_220353510 |  | node_1432145_71_15395108_165 |  | AN | 0 | Residential | 11404.8+4858.424j | 0 | 0 | 0 | 0 | 0 | [24 empty] | 8103302 | no | no |  |  | no |  | 0 | 0 | 0 | 0 | 0 | 0 |  | 1 | 1 | 1 | 0 | 0 | 0
load_220353512 |  | node_1429775_626_15391775_15 |  | AN | 0 | Residential | 11455.2+4879.895j | 0 | 0 | 0 | 0 | 0 | [24 empty] | 8103302 | no | no |  |  | no |  | 0 | 0 | 0 | 0 | 0 | 0 |  | 1 | 1 | 1 | 0 | 0 | 0
load_220353513 |  | node_1431081_986_15391843_335 |  | AN | 0 | Residential | 3477.6+1481.451j | 0 | 0 | 0 | 0 | 0 | [24 empty] | 8103302 | no | no |  |  | no |  | 0 | 0 | 0 | 0 | 0 | 0 |  | 1 | 1 | 1 | 0 | 0 | 0
load_220353514 |  | node_1431559_208_15391886_204 |  | AN | 0 | Residential | 6861.6+2923.029j | 0 | 0 | 0 | 0 | 0 | [24 empty] | 8103302 | no | no |  |  | no |  | 0 | 0 | 0 | 0 | 0 | 0 |  | 1 | 1 | 1 | 0 | 0 | 0
load_220353515 |  | node_1431874_862_15391747_773 |  | AN | 0 | Residential | 8258.4+3518.064j | 0 | 0 | 0 | 0 | 0 | [24 empty] | 8103302 | no | no |  |  | no |  | 0 | 0 | 0 | 0 | 0 | 0 |  | 1 | 1 | 1 | 0 | 0 | 0
load_220353562 |  | node_1432547_09_15379111_828 |  | AN | 0 | Residential | 42609.6+18151.614j | 0 | 0 | 0 | 0 | 0 | [24 empty] | 8103302 | no | no |  |  | no |  | 0 | 0 | 0 | 0 | 0 | 0 |  | 1 | 1 | 1 | 0 | 0 | 0
load_220353563 |  | node_1432415_761_15379217_001 |  | AN | 0 | Residential | 36921.6+15728.536j | 0 | 0 | 0 | 0 | 0 | [24 empty] | 8103302 | no | no |  |  | no |  | 0 | 0 | 0 | 0 | 0 | 0 |  | 1 | 1 | 1 | 0 | 0 | 0
load_220353564 |  | node_1431636_527_15379841_759 |  | AN | 0 | Residential | 6796.8+2895.425j | 0 | 0 | 0 | 0 | 0 | [24 empty] | 8103302 | no | no |  |  | no |  | 0 | 0 | 0 | 0 | 0 | 0 |  | 1 | 1 | 1 | 0 | 0 | 0
load_220353565 |  | node_1431790_227_15381025_14 |  | AN | 0 | Residential | 9482.4+4039.485j | 0 | 0 | 0 | 0 | 0 | [24 empty] | 8103302 | no | no |  |  | no |  | 0 | 0 | 0 | 0 | 0 | 0 |  | 1 | 1 | 1 | 0 | 0 | 0
load_220353569 |  | node_1431263_005_15383923_733 |  | AN | 0 | Residential | 23536.8+10026.635j | 0 | 0 | 0 | 0 | 0 | [24 empty] | 8103302 | no | no |  |  | no |  | 0 | 0 | 0 | 0 | 0 | 0 |  | 1 | 1 | 1 | 0 | 0 | 0
load_220353570 |  | node_1431161_67_15384667_177 |  | AN | 0 | Other | 0 | 0 | 0 | 0 | 0 | 0 | [24 empty] | 8103302 | no | no |  |  | no |  | 0 | 0 | 0 | 0 | 0 | 0 |  | 1 | 1 | 1 | 0 | 0 | 0
load_220353571 |  | node_1431151_872_15385207_206 |  | AN | 0 | NonResidential | 266.4+113.486j | 0 | 0 | 0 | 0 | 0 | [24 empty] | 8103302 | no | no |  |  | no |  | 0 | 0 | 0 | 0 | 0 | 0 |  | 1 | 1 | 1 | 0 | 0 | 0
load_220353572 |  | node_1430877_94_15385742_931 |  | AN | 0 | Residential | 11203.2+4772.543j | 0 | 0 | 0 | 0 | 0 | [24 empty] | 8103302 | no | no |  |  | no |  | 0 | 0 | 0 | 0 | 0 | 0 |  | 1 | 1 | 1 | 0 | 0 | 0
load_220353573 |  | node_1430789_368_15386397_445 |  | AN | 0 | Residential | 266.4+113.486j | 0 | 0 | 0 | 0 | 0 | [24 empty] | 8103302 | no | no |  |  | no |  | 0 | 0 | 0 | 0 | 0 | 0 |  | 1 | 1 | 1 | 0 | 0 | 0
load_220353575 |  | node_1430457_171_15387736_938 |  | AN | 0 | Residential | 50.4+21.47j | 0 | 0 | 0 | 0 | 0 | [24 empty] | 8103302 | no | no |  |  | no |  | 0 | 0 | 0 | 0 | 0 | 0 |  | 1 | 1 | 1 | 0 | 0 | 0
load_220353576 |  | node_1430339_729_15388030_892 |  | AN | 0 | Residential | 2152.8+917.089j | 0 | 0 | 0 | 0 | 0 | [24 empty] | 8103302 | no | no |  |  | no |  | 0 | 0 | 0 | 0 | 0 | 0 |  | 1 | 1 | 1 | 0 | 0 | 0
load_220353577 |  | node_1430055_222_15388695_475 |  | AN | 0 | Residential | 4564.8+1944.597j | 0 | 0 | 0 | 0 | 0 | [24 empty] | 8103302 | no | no |  |  | no |  | 0 | 0 | 0 | 0 | 0 | 0 |  | 1 | 1 | 1 | 0 | 0 | 0
load_220353578 |  | node_1429685_689_15389295_43 |  | AN | 0 | Residential | 5839.2+2487.489j | 0 | 0 | 0 | 0 | 0 | [24 empty] | 8103302 | no | no |  |  | no |  | 0 | 0 | 0 | 0 | 0 | 0 |  | 1 | 1 | 1 | 0 | 0 | 0
load_220353579 |  | node_1429668_438_15389648_876 |  | AN | 0 | Residential | 5925.6+2524.295j | 0 | 0 | 0 | 0 | 0 | [24 empty] | 8103302 | no | no |  |  | no |  | 0 | 0 | 0 | 0 | 0 | 0 |  | 1 | 1 | 1 | 0 | 0 | 0
load_220353580 |  | node_1429326_739_15389848_453 |  | AN | 0 | Residential | 15084+6425.757j | 0 | 0 | 0 | 0 | 0 | [24 empty] | 8103302 | no | no |  |  | no |  | 0 | 0 | 0 | 0 | 0 | 0 |  | 1 | 1 | 1 | 0 | 0 | 0
load_220353581 |  | node_1428818_738_15390380_406 |  | AN | 0 | Residential | 5284.8+2251.315j | 0 | 0 | 0 | 0 | 0 | [24 empty] | 8103302 | no | no |  |  | no |  | 0 | 0 | 0 | 0 | 0 | 0 |  | 1 | 1 | 1 | 0 | 0 | 0
load_220353582 |  | node_1428676_251_15390583_667 |  | AN | 0 | Residential | 12355.2+5263.293j | 0 | 0 | 0 | 0 | 0 | [24 empty] | 8103302 | no | no |  |  | no |  | 0 | 0 | 0 | 0 | 0 | 0 |  | 1 | 1 | 1 | 0 | 0 | 0
load_220353584 |  | node_1428025_422_15391156_922 |  | AN | 0 | Residential | 12772.8+5441.19j | 0 | 0 | 0 | 0 | 0 | [24 empty] | 8103302 | no | no |  |  | no |  | 0 | 0 | 0 | 0 | 0 | 0 |  | 1 | 1 | 1 | 0 | 0 | 0
load_220353585 |  | node_1427354_565_15392195_662 |  | AN | 0 | Residential | 7797.6+3321.764j | 0 | 0 | 0 | 0 | 0 | [24 empty] | 8103302 | no | no |  |  | no |  | 0 | 0 | 0 | 0 | 0 | 0 |  | 1 | 1 | 1 | 0 | 0 | 0
load_220353586 |  | node_1427017_476_15392712_549 |  | AN | 0 | NonResidential | 2491.2+1061.247j | 0 | 0 | 0 | 0 | 0 | [24 empty] | 8103302 | no | no |  |  | no |  | 0 | 0 | 0 | 0 | 0 | 0 |  | 1 | 1 | 1 | 0 | 0 | 0
load_220353587 |  | node_1426879_7_15392929_15 |  | AN | 0 | Residential | 44935.2+19142.315j | 0 | 0 | 0 | 0 | 0 | [24 empty] | 8103302 | no | no |  |  | no |  | 0 | 0 | 0 | 0 | 0 | 0 |  | 1 | 1 | 1 | 0 | 0 | 0
load_220353593 |  | node_1432378_668_15382717_818 |  | AN | 0 | NonResidential | 0 | 0 | 0 | 0 | 0 | 0 | [24 empty] | 8103302 | no | no |  |  | no |  | 0 | 0 | 0 | 0 | 0 | 0 |  | 1 | 1 | 1 | 0 | 0 | 0
load_220353594 |  | node_1432514_265_15382981_375 |  | AN | 0 | Residential | 5673.6+2416.943j | 0 | 0 | 0 | 0 | 0 | [24 empty] | 8103302 | no | no |  |  | no |  | 0 | 0 | 0 | 0 | 0 | 0 |  | 1 | 1 | 1 | 0 | 0 | 0
load_220353595 |  | node_1432527_755_15383287_527 |  | AN | 0 | Residential | 14248.8+6069.963j | 0 | 0 | 0 | 0 | 0 | [24 empty] | 8103302 | no | no |  |  | no |  | 0 | 0 | 0 | 0 | 0 | 0 |  | 1 | 1 | 1 | 0 | 0 | 0
load_220353596 |  | node_1432475_949_15383519_685 |  | AN | 0 | Residential | 7732.8+3294.159j | 0 | 0 | 0 | 0 | 0 | [24 empty] | 8103302 | no | no |  |  | no |  | 0 | 0 | 0 | 0 | 0 | 0 |  | 1 | 1 | 1 | 0 | 0 | 0
load_220353597 |  | node_1432965_662_15383540_95 |  | AN | 0 | Residential | 4168.8+1775.901j | 0 | 0 | 0 | 0 | 0 | [24 empty] | 8103302 | no | no |  |  | no |  | 0 | 0 | 0 | 0 | 0 | 0 |  | 1 | 1 | 1 | 0 | 0 | 0
load_220353598 |  | node_1432427_588_15384413_166 |  | AN | 0 | Residential | 12772.8+5441.19j | 0 | 0 | 0 | 0 | 0 | [24 empty] | 8103302 | no | no |  |  | no |  | 0 | 0 | 0 | 0 | 0 | 0 |  | 1 | 1 | 1 | 0 | 0 | 0
load_220353599 |  | node_1454176_433_15381999_396 |  | AN | 0 | Residential | 3801.6+1619.475j | 0 | 0 | 0 | 0 | 0 | [24 empty] | 8103302 | no | no |  |  | no |  | 0 | 0 | 0 | 0 | 0 | 0 |  | 1 | 1 | 1 | 0 | 0 | 0
load_220353600 |  | node_1455416_705_15386027_416 |  | AN | 0 | Residential | 32205.6+13719.528j | 0 | 0 | 0 | 0 | 0 | [24 empty] | 8103302 | no | no |  |  | no |  | 0 | 0 | 0 | 0 | 0 | 0 |  | 1 | 1 | 1 | 0 | 0 | 0
load_220353601 |  | node_1455637_184_15386202_281 |  | AN | 0 | Residential | 8337.6+3551.803j | 0 | 0 | 0 | 0 | 0 | [24 empty] | 8103302 | no | no |  |  | no |  | 0 | 0 | 0 | 0 | 0 | 0 |  | 1 | 1 | 1 | 0 | 0 | 0
load_220353602 |  | node_1438234_617_15392892_511 |  | AN | 0 | Residential | 3441.6+1466.115j | 0 | 0 | 0 | 0 | 0 | [24 empty] | 8103302 | no | no |  |  | no |  | 0 | 0 | 0 | 0 | 0 | 0 |  | 1 | 1 | 1 | 0 | 0 | 0
load_220353603 |  | node_1437435_649_15393737_169 |  | AN | 0 | Residential | 41191.2+17547.378j | 0 | 0 | 0 | 0 | 0 | [24 empty] | 8103302 | no | no |  |  | no |  | 0 | 0 | 0 | 0 | 0 | 0 |  | 1 | 1 | 1 | 0 | 0 | 0
load_220353604 |  | node_1435962_991_15393575_27 |  | AN | 0 | Residential | 583.2+248.442j | 0 | 0 | 0 | 0 | 0 | [24 empty] | 8103302 | no | no |  |  | no |  | 0 | 0 | 0 | 0 | 0 | 0 |  | 1 | 1 | 1 | 0 | 0 | 0
load_220353608 |  | node_1449202_017_15385707_411 |  | AN | 0 | Residential | 21700.8+9244.502j | 0 | 0 | 0 | 0 | 0 | [24 empty] | 8103302 | no | no |  |  | no |  | 0 | 0 | 0 | 0 | 0 | 0 |  | 1 | 1 | 1 | 0 | 0 | 0
load_220353609 |  | node_1448825_725_15385380_638 |  | AN | 0 | Residential | 5097.6+2171.569j | 0 | 0 | 0 | 0 | 0 | [24 empty] | 8103302 | no | no |  |  | no |  | 0 | 0 | 0 | 0 | 0 | 0 |  | 1 | 1 | 1 | 0 | 0 | 0
load_220353611 |  | node_1431819_571_15387644_867 |  | AN | 0 | Residential | 7308+3113.195j | 0 | 0 | 0 | 0 | 0 | [24 empty] | 8103302 | no | no |  |  | no |  | 0 | 0 | 0 | 0 | 0 | 0 |  | 1 | 1 | 1 | 0 | 0 | 0
load_220353612 |  | node_1432132_781_15386522_159 |  | AN | 0 | Residential | 3744+1594.937j | 0 | 0 | 0 | 0 | 0 | [24 empty] | 8103302 | no | no |  |  | no |  | 0 | 0 | 0 | 0 | 0 | 0 |  | 1 | 1 | 1 | 0 | 0 | 0
load_220353613 |  | node_1432163_441_15386288_546 |  | AN | 0 | Residential | 7264.8+3094.792j | 0 | 0 | 0 | 0 | 0 | [24 empty] | 8103302 | no | no |  |  | no |  | 0 | 0 | 0 | 0 | 0 | 0 |  | 1 | 1 | 1 | 0 | 0 | 0
load_220353614 |  | node_1432187_606_15385985_114 |  | AN | 0 | Residential | 13680+5827.656j | 0 | 0 | 0 | 0 | 0 | [24 empty] | 8103302 | no | no |  |  | no |  | 0 | 0 | 0 | 0 | 0 | 0 |  | 1 | 1 | 1 | 0 | 0 | 0
load_220353615 |  | node_1432192_944_15385614_206 |  | AN | 0 | Residential | 9662.4+4116.165j | 0 | 0 | 0 | 0 | 0 | [24 empty] | 8103302 | no | no |  |  | no |  | 0 | 0 | 0 | 0 | 0 | 0 |  | 1 | 1 | 1 | 0 | 0 | 0
load_220353616 |  | node_1432267_574_15384935_767 |  | AN | 0 | Residential | 2836.8+1208.472j | 0 | 0 | 0 | 0 | 0 | [24 empty] | 8103302 | no | no |  |  | no |  | 0 | 0 | 0 | 0 | 0 | 0 |  | 1 | 1 | 1 | 0 | 0 | 0
load_220353617 |  | node_1431654_295_15388737_313 |  | AN | 0 | Residential | 30506.4+12995.672j | 0 | 0 | 0 | 0 | 0 | [24 empty] | 8103302 | no | no |  |  | no |  | 0 | 0 | 0 | 0 | 0 | 0 |  | 1 | 1 | 1 | 0 | 0 | 0
load_220353618 |  | node_1431953_866_15388776_972 |  | AN | 0 | Residential | 27482.4+11707.453j | 0 | 0 | 0 | 0 | 0 | [24 empty] | 8103302 | no | no |  |  | no |  | 0 | 0 | 0 | 0 | 0 | 0 |  | 1 | 1 | 1 | 0 | 0 | 0
load_220353619 |  | node_1431316_215_15387969_262 |  | AN | 0 | Residential | 3729.6+1588.803j | 0 | 0 | 0 | 0 | 0 | [24 empty] | 8103302 | no | no |  |  | no |  | 0 | 0 | 0 | 0 | 0 | 0 |  | 1 | 1 | 1 | 0 | 0 | 0
load_220353620 |  | node_1449975_81_15386931_14 |  | AN | 0 | Residential | 6501.6+2769.67j | 0 | 0 | 0 | 0 | 0 | [24 empty] | 8103302 | no | no |  |  | no |  | 0 | 0 | 0 | 0 | 0 | 0 |  | 1 | 1 | 1 | 0 | 0 | 0
load_220353621 |  | node_1450045_735_15387494_239 |  | AN | 0 | Residential | 4168.8+1775.901j | 0 | 0 | 0 | 0 | 0 | [24 empty] | 8103302 | no | no |  |  | no |  | 0 | 0 | 0 | 0 | 0 | 0 |  | 1 | 1 | 1 | 0 | 0 | 0
load_220353624 |  | node_1456111_793_15386977_277 |  | AN | 0 | Residential | 180+76.68j | 0 | 0 | 0 | 0 | 0 | [24 empty] | 8103302 | no | no |  |  | no |  | 0 | 0 | 0 | 0 | 0 | 0 |  | 1 | 1 | 1 | 0 | 0 | 0
load_220353625 |  | node_1456274_852_15387152_142 |  | AN | 0 | Residential | 3736.8+1591.87j | 0 | 0 | 0 | 0 | 0 | [24 empty] | 8103302 | no | no |  |  | no |  | 0 | 0 | 0 | 0 | 0 | 0 |  | 1 | 1 | 1 | 0 | 0 | 0
load_220353626 |  | node_1456431_147_15387318_491 |  | AN | 0 | Residential | 907.2+386.466j | 0 | 0 | 0 | 0 | 0 | [24 empty] | 8103302 | no | no |  |  | no |  | 0 | 0 | 0 | 0 | 0 | 0 |  | 1 | 1 | 1 | 0 | 0 | 0
load_220353627 |  | node_1456758_843_15388134_159 |  | AN | 0 | Residential | 19900.8+8477.705j | 0 | 0 | 0 | 0 | 0 | [24 empty] | 8103302 | no | no |  |  | no |  | 0 | 0 | 0 | 0 | 0 | 0 |  | 1 | 1 | 1 | 0 | 0 | 0
load_220353628 |  | node_1456869_297_15388246_127 |  | AN | 0 | Residential | 12542.4+5343.04j | 0 | 0 | 0 | 0 | 0 | [24 empty] | 8103302 | no | no |  |  | no |  | 0 | 0 | 0 | 0 | 0 | 0 |  | 1 | 1 | 1 | 0 | 0 | 0
load_220353629 |  | node_1457013_808_15388540_924 |  | AN | 0 | Residential | 3830.4+1631.744j | 0 | 0 | 0 | 0 | 0 | [24 empty] | 8103302 | no | no |  |  | no |  | 0 | 0 | 0 | 0 | 0 | 0 |  | 1 | 1 | 1 | 0 | 0 | 0
load_220353630 |  | node_1457233_389_15388366_043 |  | AN | 0 | Residential | 7653.6+3260.42j | 0 | 0 | 0 | 0 | 0 | [24 empty] | 8103302 | no | no |  |  | no |  | 0 | 0 | 0 | 0 | 0 | 0 |  | 1 | 1 | 1 | 0 | 0 | 0
load_220353642 |  | node_1455839_181_15388792_225 |  | AN | 0 | Residential | 31248+13311.592j | 0 | 0 | 0 | 0 | 0 | [24 empty] | 8103302 | no | no |  |  | no |  | 0 | 0 | 0 | 0 | 0 | 0 |  | 1 | 1 | 1 | 0 | 0 | 0
load_220353905 |  | node_1431709_503_15388952_211 |  | AN | 0 | Residential | 6660+2837.148j | 0 | 0 | 0 | 0 | 0 | [24 empty] | 8103302 | no | no |  |  | no |  | 0 | 0 | 0 | 0 | 0 | 0 |  | 1 | 1 | 1 | 0 | 0 | 0
load_220353906 |  | node_1431737_063_15389348_336 |  | AN | 0 | Residential | 11606.4+4944.306j | 0 | 0 | 0 | 0 | 0 | [24 empty] | 8103302 | no | no |  |  | no |  | 0 | 0 | 0 | 0 | 0 | 0 |  | 1 | 1 | 1 | 0 | 0 | 0
load_220353907 |  | node_1431310_405_15389738_047 |  | AN | 0 | NonResidential | 4161.6+1772.834j | 0 | 0 | 0 | 0 | 0 | [24 empty] | 8103302 | no | no |  |  | no |  | 0 | 0 | 0 | 0 | 0 | 0 |  | 1 | 1 | 1 | 0 | 0 | 0
load_220353908 |  | node_1431697_629_15389988_045 |  | AN | 0 | Residential | 13809.6+5882.865j | 0 | 0 | 0 | 0 | 0 | [24 empty] | 8103302 | no | no |  |  | no |  | 0 | 0 | 0 | 0 | 0 | 0 |  | 1 | 1 | 1 | 0 | 0 | 0
load_220353909 |  | node_1431690_048_15390333_031 |  | AN | 0 | Residential | 6436.8+2742.065j | 0 | 0 | 0 | 0 | 0 | [24 empty] | 8103302 | no | no |  |  | no |  | 0 | 0 | 0 | 0 | 0 | 0 |  | 1 | 1 | 1 | 0 | 0 | 0
load_220353910 |  | node_1431684_52_15390584_501 |  | AN | 0 | Residential | 23342.4+9943.821j | 0 | 0 | 0 | 0 | 0 | [24 empty] | 8103302 | no | no |  |  | no |  | 0 | 0 | 0 | 0 | 0 | 0 |  | 1 | 1 | 1 | 0 | 0 | 0
load_220353926 |  | node_1437441_47_15393265_162 |  | AN | 0 | Residential | 3758.4+1601.072j | 0 | 0 | 0 | 0 | 0 | [24 empty] | 8103302 | no | no |  |  | no |  | 0 | 0 | 0 | 0 | 0 | 0 |  | 1 | 1 | 1 | 0 | 0 | 0
load_220353927 |  | node_1436857_641_15390270_634 |  | AN | 0 | Residential | 3427.2+1459.981j | 0 | 0 | 0 | 0 | 0 | [24 empty] | 8103302 | no | no |  |  | no |  | 0 | 0 | 0 | 0 | 0 | 0 |  | 1 | 1 | 1 | 0 | 0 | 0
load_220353930 |  | node_1438878_79_15389583_857 |  | AN | 0 | Residential | 5450.4+2321.861j | 0 | 0 | 0 | 0 | 0 | [24 empty] | 8103302 | no | no |  |  | no |  | 0 | 0 | 0 | 0 | 0 | 0 |  | 1 | 1 | 1 | 0 | 0 | 0
load_220353931 |  | node_1439866_478_15388498_843 |  | AN | 0 | Residential | 11390.4+4852.29j | 0 | 0 | 0 | 0 | 0 | [24 empty] | 8103302 | no | no |  |  | no |  | 0 | 0 | 0 | 0 | 0 | 0 |  | 1 | 1 | 1 | 0 | 0 | 0
load_220353932 |  | node_1436711_325_15392913_65 |  | AN | 0 | Residential | 12852+5474.929j | 0 | 0 | 0 | 0 | 0 | [24 empty] | 8103302 | no | no |  |  | no |  | 0 | 0 | 0 | 0 | 0 | 0 |  | 1 | 1 | 1 | 0 | 0 | 0
load_220353934 |  | node_1436690_693_15390580_903 |  | AN | 0 | Residential | 5414.4+2306.525j | 0 | 0 | 0 | 0 | 0 | [24 empty] | 8103302 | no | no |  |  | no |  | 0 | 0 | 0 | 0 | 0 | 0 |  | 1 | 1 | 1 | 0 | 0 | 0
load_220353935 |  | node_1427213_348_15383966_401 |  | AN | 0 | Residential | 9403.2+4005.746j | 0 | 0 | 0 | 0 | 0 | [24 empty] | 8103302 | no | no |  |  | no |  | 0 | 0 | 0 | 0 | 0 | 0 |  | 1 | 1 | 1 | 0 | 0 | 0
load_220353936 |  | node_1428142_243_15384705_656 |  | AN | 0 | NonResidential | 2000+851.996j | 0 | 0 | 0 | 0 | 0 | [24 empty] | 8103302 | no | no |  |  | no |  | 0 | 0 | 0 | 0 | 0 | 0 |  | 1 | 1 | 1 | 0 | 0 | 0
load_220353990 |  | node_1432196_67_15381467_234 |  | AN | 0 | Residential | 9043.2+3852.387j | 0 | 0 | 0 | 0 | 0 | [24 empty] | 8103302 | no | no |  |  | no |  | 0 | 0 | 0 | 0 | 0 | 0 |  | 1 | 1 | 1 | 0 | 0 | 0
load_220353991 |  | node_1432455_717_15381655_606 |  | AN | 0 | Residential | 1468.8+625.706j | 0 | 0 | 0 | 0 | 0 | [24 empty] | 8103302 | no | no |  |  | no |  | 0 | 0 | 0 | 0 | 0 | 0 |  | 1 | 1 | 1 | 0 | 0 | 0
load_220353992 |  | node_1432400_333_15382111_748 |  | AN | 0 | Residential | 12391.2+5278.629j | 0 | 0 | 0 | 0 | 0 | [24 empty] | 8103302 | no | no |  |  | no |  | 0 | 0 | 0 | 0 | 0 | 0 |  | 1 | 1 | 1 | 0 | 0 | 0
load_220353993 |  | node_1432383_609_15382408_043 |  | AN | 0 | Residential | 8589.6+3659.154j | 0 | 0 | 0 | 0 | 0 | [24 empty] | 8103302 | no | no |  |  | no |  | 0 | 0 | 0 | 0 | 0 | 0 |  | 1 | 1 | 1 | 0 | 0 | 0
load_220354030 |  | node_1434803_22_15380084_694 |  | AN | 0 | Residential | 28267.2+12041.777j | 0 | 0 | 0 | 0 | 0 | [24 empty] | 8103302 | no | no |  |  | no |  | 0 | 0 | 0 | 0 | 0 | 0 |  | 1 | 1 | 1 | 0 | 0 | 0
load_220354031 |  | node_1439275_882_15383857_074 |  | AN | 0 | Residential | 2757.6+1174.733j | 0 | 0 | 0 | 0 | 0 | [24 empty] | 8103302 | no | no |  |  | no |  | 0 | 0 | 0 | 0 | 0 | 0 |  | 1 | 1 | 1 | 0 | 0 | 0
load_220354032 |  | node_1434160_222_15379440_313 |  | AN | 0 | Other | 0 | 0 | 0 | 0 | 0 | 0 | [24 empty] | 8103302 | no | no |  |  | no |  | 0 | 0 | 0 | 0 | 0 | 0 |  | 1 | 1 | 1 | 0 | 0 | 0
load_220354033 |  | node_1434477_432_15379569_883 |  | AN | 0 | Residential | 13507.2+5754.043j | 0 | 0 | 0 | 0 | 0 | [24 empty] | 8103302 | no | no |  |  | no |  | 0 | 0 | 0 | 0 | 0 | 0 |  | 1 | 1 | 1 | 0 | 0 | 0
load_220354034 |  | node_1434730_921_15379821_035 |  | AN | 0 | Residential | 31370.4+13363.734j | 0 | 0 | 0 | 0 | 0 | [24 empty] | 8103302 | no | no |  |  | no |  | 0 | 0 | 0 | 0 | 0 | 0 |  | 1 | 1 | 1 | 0 | 0 | 0
load_220354035 |  | node_1435278_137_15380167_519 |  | AN | 0 | Residential | 12852+5474.929j | 0 | 0 | 0 | 0 | 0 | [24 empty] | 8103302 | no | no |  |  | no |  | 0 | 0 | 0 | 0 | 0 | 0 |  | 1 | 1 | 1 | 0 | 0 | 0
load_220354037 |  | node_1436059_77_15380357_921 |  | AN | 0 | Residential | 3916.8+1668.55j | 0 | 0 | 0 | 0 | 0 | [24 empty] | 8103302 | no | no |  |  | no |  | 0 | 0 | 0 | 0 | 0 | 0 |  | 1 | 1 | 1 | 0 | 0 | 0
load_220354038 |  | node_1435858_424_15380571_019 |  | AN | 0 | Residential | 8085.6+3444.451j | 0 | 0 | 0 | 0 | 0 | [24 empty] | 8103302 | no | no |  |  | no |  | 0 | 0 | 0 | 0 | 0 | 0 |  | 1 | 1 | 1 | 0 | 0 | 0
load_220354039 |  | node_1436586_504_15381381_558 |  | AN | 0 | Residential | 5536.8+2358.667j | 0 | 0 | 0 | 0 | 0 | [24 empty] | 8103302 | no | no |  |  | no |  | 0 | 0 | 0 | 0 | 0 | 0 |  | 1 | 1 | 1 | 0 | 0 | 0
load_220354040 |  | node_1436901_599_15381934_482 |  | AN | 0 | Residential | 7171.2+3054.918j | 0 | 0 | 0 | 0 | 0 | [24 empty] | 8103302 | no | no |  |  | no |  | 0 | 0 | 0 | 0 | 0 | 0 |  | 1 | 1 | 1 | 0 | 0 | 0
load_220354041 |  | node_1437787_521_15382667_448 |  | AN | 0 | Residential | 4420.8+1883.253j | 0 | 0 | 0 | 0 | 0 | [24 empty] | 8103302 | no | no |  |  | no |  | 0 | 0 | 0 | 0 | 0 | 0 |  | 1 | 1 | 1 | 0 | 0 | 0
load_220354042 |  | node_1437703_557_15383020_094 |  | AN | 0 | Residential | 5342.4+2275.853j | 0 | 0 | 0 | 0 | 0 | [24 empty] | 8103302 | no | no |  |  | no |  | 0 | 0 | 0 | 0 | 0 | 0 |  | 1 | 1 | 1 | 0 | 0 | 0
load_220354043 |  | node_1438620_752_15383028_051 |  | AN | 0 | Residential | 194.4+82.814j | 0 | 0 | 0 | 0 | 0 | [24 empty] | 8103302 | no | no |  |  | no |  | 0 | 0 | 0 | 0 | 0 | 0 |  | 1 | 1 | 1 | 0 | 0 | 0
load_220354044 |  | node_1438546_747_15383348_213 |  | AN | 0 | Residential | 18957.6+8075.904j | 0 | 0 | 0 | 0 | 0 | [24 empty] | 8103302 | no | no |  |  | no |  | 0 | 0 | 0 | 0 | 0 | 0 |  | 1 | 1 | 1 | 0 | 0 | 0
load_220354046 |  | node_1439770_98_15383247_612 |  | AN | 0 | Residential | 3909.6+1665.483j | 0 | 0 | 0 | 0 | 0 | [24 empty] | 8103302 | no | no |  |  | no |  | 0 | 0 | 0 | 0 | 0 | 0 |  | 1 | 1 | 1 | 0 | 0 | 0
load_220354047 |  | node_1440132_807_15383366_694 |  | AN | 0 | Residential | 1562.4+665.58j | 0 | 0 | 0 | 0 | 0 | [24 empty] | 8103302 | no | no |  |  | no |  | 0 | 0 | 0 | 0 | 0 | 0 |  | 1 | 1 | 1 | 0 | 0 | 0
load_220354048 |  | node_1441604_021_15383572_667 |  | AN | 0 | Residential | 25315.2+10784.23j | 0 | 0 | 0 | 0 | 0 | [24 empty] | 8103302 | no | no |  |  | no |  | 0 | 0 | 0 | 0 | 0 | 0 |  | 1 | 1 | 1 | 0 | 0 | 0
load_220354049 |  | node_1442852_501_15384120_384 |  | AN | 0 | Residential | 19555.2+8330.48j | 0 | 0 | 0 | 0 | 0 | [24 empty] | 8103302 | no | no |  |  | no |  | 0 | 0 | 0 | 0 | 0 | 0 |  | 1 | 1 | 1 | 0 | 0 | 0
load_220354050 |  | node_1443500_345_15384462_158 |  | AN | 0 | Residential | 3283.2+1398.637j | 0 | 0 | 0 | 0 | 0 | [24 empty] | 8103302 | no | no |  |  | no |  | 0 | 0 | 0 | 0 | 0 | 0 |  | 1 | 1 | 1 | 0 | 0 | 0
load_220354051 |  | node_1443989_391_15384432_074 |  | AN | 0 | Residential | 1612.8+687.05j | 0 | 0 | 0 | 0 | 0 | [24 empty] | 8103302 | no | no |  |  | no |  | 0 | 0 | 0 | 0 | 0 | 0 |  | 1 | 1 | 1 | 0 | 0 | 0
load_220354052 |  | node_1444516_215_15384538_834 |  | AN | 0 | Residential | 7617.6+3245.084j | 0 | 0 | 0 | 0 | 0 | [24 empty] | 8103302 | no | no |  |  | no |  | 0 | 0 | 0 | 0 | 0 | 0 |  | 1 | 1 | 1 | 0 | 0 | 0
load_220354053 |  | node_1445422_427_15384822_05 |  | AN | 0 | Residential | 8431.2+3591.676j | 0 | 0 | 0 | 0 | 0 | [24 empty] | 8103302 | no | no |  |  | no |  | 0 | 0 | 0 | 0 | 0 | 0 |  | 1 | 1 | 1 | 0 | 0 | 0
load_220354054 |  | node_1445605_81_15385015_306 |  | AN | 0 | Residential | 6400.8+2726.729j | 0 | 0 | 0 | 0 | 0 | [24 empty] | 8103302 | no | no |  |  | no |  | 0 | 0 | 0 | 0 | 0 | 0 |  | 1 | 1 | 1 | 0 | 0 | 0
load_220354057 |  | node_1448551_001_15385435_043 |  | AN | 0 | NonResidential | 626.4+266.845j | 0 | 0 | 0 | 0 | 0 | [24 empty] | 8103302 | no | no |  |  | no |  | 0 | 0 | 0 | 0 | 0 | 0 |  | 1 | 1 | 1 | 0 | 0 | 0
load_220354058 |  | node_1449313_489_15386203_941 |  | AN | 0 | Residential | 4924.8+2097.956j | 0 | 0 | 0 | 0 | 0 | [24 empty] | 8103302 | no | no |  |  | no |  | 0 | 0 | 0 | 0 | 0 | 0 |  | 1 | 1 | 1 | 0 | 0 | 0
load_220354059 |  | node_1449695_878_15386147_442 |  | AN | 0 | Residential | 12945.6+5514.803j | 0 | 0 | 0 | 0 | 0 | [24 empty] | 8103302 | no | no |  |  | no |  | 0 | 0 | 0 | 0 | 0 | 0 |  | 1 | 1 | 1 | 0 | 0 | 0
load_220354060 |  | node_1449893_174_15386558_786 |  | AN | 0 | Residential | 13082.4+5573.079j | 0 | 0 | 0 | 0 | 0 | [24 empty] | 8103302 | no | no |  |  | no |  | 0 | 0 | 0 | 0 | 0 | 0 |  | 1 | 1 | 1 | 0 | 0 | 0
load_220354061 |  | node_1450918_365_15386335_239 |  | AN | 0 | Residential | 14731.2+6275.465j | 0 | 0 | 0 | 0 | 0 | [24 empty] | 8103302 | no | no |  |  | no |  | 0 | 0 | 0 | 0 | 0 | 0 |  | 1 | 1 | 1 | 0 | 0 | 0
load_220354062 |  | node_1451163_979_15386502_457 |  | AN | 0 | Residential | 8863.2+3775.707j | 0 | 0 | 0 | 0 | 0 | [24 empty] | 8103302 | no | no |  |  | no |  | 0 | 0 | 0 | 0 | 0 | 0 |  | 1 | 1 | 1 | 0 | 0 | 0
load_220354063 |  | node_1452602_546_15386280_214 |  | AN | 0 | Residential | 12816+5459.593j | 0 | 0 | 0 | 0 | 0 | [24 empty] | 8103302 | no | no |  |  | no |  | 0 | 0 | 0 | 0 | 0 | 0 |  | 1 | 1 | 1 | 0 | 0 | 0
load_220354064 |  | node_1452905_12_15386176_453 |  | AN | 0 | Residential | 14436+6149.71j | 0 | 0 | 0 | 0 | 0 | [24 empty] | 8103302 | no | no |  |  | no |  | 0 | 0 | 0 | 0 | 0 | 0 |  | 1 | 1 | 1 | 0 | 0 | 0
load_220354065 |  | node_1452961_59_15385822_76 |  | AN | 0 | Residential | 4197.6+1788.17j | 0 | 0 | 0 | 0 | 0 | [24 empty] | 8103302 | no | no |  |  | no |  | 0 | 0 | 0 | 0 | 0 | 0 |  | 1 | 1 | 1 | 0 | 0 | 0
load_220354066 |  | node_1453976_967_15386394_283 |  | AN | 0 | Residential | 4723.2+2012.075j | 0 | 0 | 0 | 0 | 0 | [24 empty] | 8103302 | no | no |  |  | no |  | 0 | 0 | 0 | 0 | 0 | 0 |  | 1 | 1 | 1 | 0 | 0 | 0
load_220354067 |  | node_1454672_094_15386905_793 |  | AN | 0 | Residential | 24847.2+10584.863j | 0 | 0 | 0 | 0 | 0 | [24 empty] | 8103302 | no | no |  |  | no |  | 0 | 0 | 0 | 0 | 0 | 0 |  | 1 | 1 | 1 | 0 | 0 | 0
load_220354068 |  | node_1455101_09_15387669_433 |  | AN | 0 | Residential | 1008+429.406j | 0 | 0 | 0 | 0 | 0 | [24 empty] | 8103302 | no | no |  |  | no |  | 0 | 0 | 0 | 0 | 0 | 0 |  | 1 | 1 | 1 | 0 | 0 | 0
load_220354070 |  | node_1455799_465_15388305_364 |  | AN | 0 | NonResidential | 3902.4+1662.415j | 0 | 0 | 0 | 0 | 0 | [24 empty] | 8103302 | no | no |  |  | no |  | 0 | 0 | 0 | 0 | 0 | 0 |  | 1 | 1 | 1 | 0 | 0 | 0
load_220354071 |  | node_1455946_69_15388445_036 |  | AN | 0 | Residential | 4550.4+1938.462j | 0 | 0 | 0 | 0 | 0 | [24 empty] | 8103302 | no | no |  |  | no |  | 0 | 0 | 0 | 0 | 0 | 0 |  | 1 | 1 | 1 | 0 | 0 | 0
load_220354073 |  | node_1456526_672_15388867_823 |  | AN | 0 | Residential | 29066.4+12382.235j | 0 | 0 | 0 | 0 | 0 | [24 empty] | 8103302 | no | no |  |  | no |  | 0 | 0 | 0 | 0 | 0 | 0 |  | 1 | 1 | 1 | 0 | 0 | 0
load_220354076 |  | node_1458037_991_15390260_369 |  | AN | 0 | Residential | 4003.2+1705.356j | 0 | 0 | 0 | 0 | 0 | [24 empty] | 8103302 | no | no |  |  | no |  | 0 | 0 | 0 | 0 | 0 | 0 |  | 1 | 1 | 1 | 0 | 0 | 0
load_220354077 |  | node_1458219_506_15390427_981 |  | AN | 0 | Residential | 0 | 0 | 0 | 0 | 0 | 0 | [24 empty] | 8103302 | no | no |  |  | no |  | 0 | 0 | 0 | 0 | 0 | 0 |  | 1 | 1 | 1 | 0 | 0 | 0
load_220354090 |  | node_1440714_787_15385199_033 |  | AN | 0 | Residential | 8755.2+3729.7j | 0 | 0 | 0 | 0 | 0 | [24 empty] | 8103302 | no | no |  |  | no |  | 0 | 0 | 0 | 0 | 0 | 0 |  | 1 | 1 | 1 | 0 | 0 | 0
load_220354091 |  | node_1440642_618_15386130_211 |  | AN | 0 | Residential | 2124+904.82j | 0 | 0 | 0 | 0 | 0 | [24 empty] | 8103302 | no | no |  |  | no |  | 0 | 0 | 0 | 0 | 0 | 0 |  | 1 | 1 | 1 | 0 | 0 | 0
load_220354092 |  | node_1440388_437_15386485_462 |  | AN | 0 | Residential | 9439.2+4021.082j | 0 | 0 | 0 | 0 | 0 | [24 empty] | 8103302 | no | no |  |  | no |  | 0 | 0 | 0 | 0 | 0 | 0 |  | 1 | 1 | 1 | 0 | 0 | 0
load_220354093 |  | node_1440080_513_15386303_649 |  | AN | 0 | Residential | 20800.8+8861.104j | 0 | 0 | 0 | 0 | 0 | [24 empty] | 8103302 | no | no |  |  | no |  | 0 | 0 | 0 | 0 | 0 | 0 |  | 1 | 1 | 1 | 0 | 0 | 0
load_220354094 |  | node_1440256_949_15386797_385 |  | AN | 0 | Residential | 14853.6+6327.607j | 0 | 0 | 0 | 0 | 0 | [24 empty] | 8103302 | no | no |  |  | no |  | 0 | 0 | 0 | 0 | 0 | 0 |  | 1 | 1 | 1 | 0 | 0 | 0
load_220354095 |  | node_1439962_148_15387069_864 |  | AN | 0 | Residential | 18007.2+7671.035j | 0 | 0 | 0 | 0 | 0 | [24 empty] | 8103302 | no | no |  |  | no |  | 0 | 0 | 0 | 0 | 0 | 0 |  | 1 | 1 | 1 | 0 | 0 | 0
load_220354096 |  | node_1439895_838_15387371_715 |  | AN | 0 | NonResidential | 259.2+110.419j | 0 | 0 | 0 | 0 | 0 | [24 empty] | 8103302 | no | no |  |  | no |  | 0 | 0 | 0 | 0 | 0 | 0 |  | 1 | 1 | 1 | 0 | 0 | 0
load_220354114 |  | node_1451920_733_15384362_408 |  | AN | 0 | NonResidential | 3333.333+1419.994j | 0 | 0 | 0 | 0 | 0 | [24 empty] | 8103302 | no | no |  |  | no |  | 0 | 0 | 0 | 0 | 0 | 0 |  | 1 | 1 | 1 | 0 | 0 | 0
load_220354115 |  | node_1451929_685_15384338_732 |  | BN | 0 | NonResidential | 0 | 3333.333+1419.994j | 0 | 0 | 0 | 0 | [24 empty] | 8103302 | no | no |  |  | no |  | 0 | 0 | 0 | 0 | 0 | 0 |  | 1 | 1 | 1 | 0 | 0 | 0
load_220354116 |  | node_1451916_643_15384388_432 |  | CN | 0 | NonResidential | 0 | 0 | 3333.333+1419.994j | 0 | 0 | 0 | [24 empty] | 8103302 | no | no |  |  | no |  | 0 | 0 | 0 | 0 | 0 | 0 |  | 1 | 1 | 1 | 0 | 0 | 0
load_220354117 |  | node_1452557_656_15384349_055 |  | AN | 0 | NonResidential | 0 | 0 | 0 | 0 | 0 | 0 | [24 empty] | 8103302 | no | no |  |  | no |  | 0 | 0 | 0 | 0 | 0 | 0 |  | 1 | 1 | 1 | 0 | 0 | 0
load_220354118 |  | node_1452556_308_15384375_612 |  | AN | 0 | NonResidential | 0 | 0 | 0 | 0 | 0 | 0 | [24 empty] | 8103302 | no | no |  |  | no |  | 0 | 0 | 0 | 0 | 0 | 0 |  | 1 | 1 | 1 | 0 | 0 | 0
load_220354197 |  | node_1434808_943_15381248_596 |  | AN | 0 | Residential | 0 | 0 | 0 | 0 | 0 | 0 | [24 empty] | 8103302 | no | no |  |  | no |  | 0 | 0 | 0 | 0 | 0 | 0 |  | 1 | 1 | 1 | 0 | 0 | 0
load_220354198 |  | node_1434973_979_15381443_311 |  | AN | 0 | Residential | 5824.8+2481.354j | 0 | 0 | 0 | 0 | 0 | [24 empty] | 8103302 | no | no |  |  | no |  | 0 | 0 | 0 | 0 | 0 | 0 |  | 1 | 1 | 1 | 0 | 0 | 0
load_220354199 |  | node_1432898_411_15380638_797 |  | AN | 0 | Residential | 7300.8+3110.128j | 0 | 0 | 0 | 0 | 0 | [24 empty] | 8103302 | no | no |  |  | no |  | 0 | 0 | 0 | 0 | 0 | 0 |  | 1 | 1 | 1 | 0 | 0 | 0
load_220354200 |  | node_1433463_436_15380898_972 |  | AN | 0 | Residential | 18907.2+8054.433j | 0 | 0 | 0 | 0 | 0 | [24 empty] | 8103302 | no | no |  |  | no |  | 0 | 0 | 0 | 0 | 0 | 0 |  | 1 | 1 | 1 | 0 | 0 | 0
load_220354201 |  | node_1433644_899_15380926_473 |  | AN | 0 | Residential | 4917.6+2094.889j | 0 | 0 | 0 | 0 | 0 | [24 empty] | 8103302 | no | no |  |  | no |  | 0 | 0 | 0 | 0 | 0 | 0 |  | 1 | 1 | 1 | 0 | 0 | 0
load_220354202 |  | node_1434099_811_15381020_231 |  | AN | 0 | Residential | 5169.6+2202.24j | 0 | 0 | 0 | 0 | 0 | [24 empty] | 8103302 | no | no |  |  | no |  | 0 | 0 | 0 | 0 | 0 | 0 |  | 1 | 1 | 1 | 0 | 0 | 0
load_220354203 |  | node_1438461_71_15392040_77 |  | AN | 0 | Residential | 5392.8+2297.323j | 0 | 0 | 0 | 0 | 0 | [24 empty] | 8103302 | no | no |  |  | no |  | 0 | 0 | 0 | 0 | 0 | 0 |  | 1 | 1 | 1 | 0 | 0 | 0
load_220354204 |  | node_1438781_134_15390109_267 |  | AN | 0 | Residential | 15559.2+6628.191j | 0 | 0 | 0 | 0 | 0 | [24 empty] | 8103302 | no | no |  |  | no |  | 0 | 0 | 0 | 0 | 0 | 0 |  | 1 | 1 | 1 | 0 | 0 | 0
load_220354205 |  | node_1439030_939_15390047_954 |  | AN | 0 | Residential | 5047.2+2150.098j | 0 | 0 | 0 | 0 | 0 | [24 empty] | 8103302 | no | no |  |  | no |  | 0 | 0 | 0 | 0 | 0 | 0 |  | 1 | 1 | 1 | 0 | 0 | 0
load_220354206 |  | node_1438628_639_15391203_702 |  | AN | 0 | Residential | 16387.2+6980.918j | 0 | 0 | 0 | 0 | 0 | [24 empty] | 8103302 | no | no |  |  | no |  | 0 | 0 | 0 | 0 | 0 | 0 |  | 1 | 1 | 1 | 0 | 0 | 0
load_220354488 |  | node_1435012_045_15378640_212 |  | AN | 0 | Other | 0 | 0 | 0 | 0 | 0 | 0 | [24 empty] | 8103302 | no | no |  |  | no |  | 0 | 0 | 0 | 0 | 0 | 0 |  | 1 | 1 | 1 | 0 | 0 | 0
load_220354489 |  | node_1435271_983_15378706_553 |  | AN | 0 | Residential | 7243.2+3085.59j | 0 | 0 | 0 | 0 | 0 | [24 empty] | 8103302 | no | no |  |  | no |  | 0 | 0 | 0 | 0 | 0 | 0 |  | 1 | 1 | 1 | 0 | 0 | 0
load_220355036 |  | node_1458499_572_15390613_701 |  | AN | 0 | Residential | 27770.4+11830.141j | 0 | 0 | 0 | 0 | 0 | [24 empty] | 8103302 | no | no |  |  | no |  | 0 | 0 | 0 | 0 | 0 | 0 |  | 1 | 1 | 1 | 0 | 0 | 0
load_220355037 |  | node_1458837_158_15390846_91 |  | AN | 0 | Residential | 27424.8+11682.916j | 0 | 0 | 0 | 0 | 0 | [24 empty] | 8103302 | no | no |  |  | no |  | 0 | 0 | 0 | 0 | 0 | 0 |  | 1 | 1 | 1 | 0 | 0 | 0
load_220355038 |  | node_1459148_783_15391292_151 |  | AN | 0 | Residential | 2714.4+1156.33j | 0 | 0 | 0 | 0 | 0 | [24 empty] | 8103302 | no | no |  |  | no |  | 0 | 0 | 0 | 0 | 0 | 0 |  | 1 | 1 | 1 | 0 | 0 | 0
load_220355039 |  | node_1459957_631_15391633_925 |  | AN | 0 | Residential | 1036.8+441.675j | 0 | 0 | 0 | 0 | 0 | [24 empty] | 8103302 | no | no |  |  | no |  | 0 | 0 | 0 | 0 | 0 | 0 |  | 1 | 1 | 1 | 0 | 0 | 0
load_220355040 |  | node_1460532_584_15391840_498 |  | AN | 0 | Residential | 30434.4+12965j | 0 | 0 | 0 | 0 | 0 | [24 empty] | 8103302 | no | no |  |  | no |  | 0 | 0 | 0 | 0 | 0 | 0 |  | 1 | 1 | 1 | 0 | 0 | 0
load_220355041 |  | node_1461234_812_15391855_521 |  | AN | 0 | Residential | 2318.4+987.634j | 0 | 0 | 0 | 0 | 0 | [24 empty] | 8103302 | no | no |  |  | no |  | 0 | 0 | 0 | 0 | 0 | 0 |  | 1 | 1 | 1 | 0 | 0 | 0
load_220355044 |  | node_1463107_033_15392278_192 |  | AN | 0 | Residential | 20988+8940.851j | 0 | 0 | 0 | 0 | 0 | [24 empty] | 8103302 | no | no |  |  | no |  | 0 | 0 | 0 | 0 | 0 | 0 |  | 1 | 1 | 1 | 0 | 0 | 0
load_220355046 |  | node_1462045_461_15394566_466 |  | AN | 0 | NonResidential | 15818.4+6738.61j | 0 | 0 | 0 | 0 | 0 | [24 empty] | 8103302 | no | no |  |  | no |  | 0 | 0 | 0 | 0 | 0 | 0 |  | 1 | 1 | 1 | 0 | 0 | 0
load_220355047 |  | node_1462254_064_15395104_236 |  | AN | 0 | Residential | 9108+3879.992j | 0 | 0 | 0 | 0 | 0 | [24 empty] | 8103302 | no | no |  |  | no |  | 0 | 0 | 0 | 0 | 0 | 0 |  | 1 | 1 | 1 | 0 | 0 | 0
load_220355048 |  | node_1462150_766_15395366_297 |  | AN | 0 | Residential | 4644+1978.336j | 0 | 0 | 0 | 0 | 0 | [24 empty] | 8103302 | no | no |  |  | no |  | 0 | 0 | 0 | 0 | 0 | 0 |  | 1 | 1 | 1 | 0 | 0 | 0
load_220355049 |  | node_1461884_526_15392685_046 |  | AN | 0 | Residential | 3304.8+1407.839j | 0 | 0 | 0 | 0 | 0 | [24 empty] | 8103302 | no | no |  |  | no |  | 0 | 0 | 0 | 0 | 0 | 0 |  | 1 | 1 | 1 | 0 | 0 | 0
load_220355051 |  | node_1461959_946_15393651_631 |  | AN | 0 | Residential | 6033.6+2570.303j | 0 | 0 | 0 | 0 | 0 | [24 empty] | 8103302 | no | no |  |  | no |  | 0 | 0 | 0 | 0 | 0 | 0 |  | 1 | 1 | 1 | 0 | 0 | 0
load_220355052 |  | node_1462190_777_15394216_817 |  | AN | 0 | Residential | 14601.6+6220.256j | 0 | 0 | 0 | 0 | 0 | [24 empty] | 8103302 | no | no |  |  | no |  | 0 | 0 | 0 | 0 | 0 | 0 |  | 1 | 1 | 1 | 0 | 0 | 0
load_220355536 |  | node_1442909_528_15396379_325 |  | AN | 0 | Residential | 11520+4907.499j | 0 | 0 | 0 | 0 | 0 | [24 empty] | 8103302 | no | no |  |  | no |  | 0 | 0 | 0 | 0 | 0 | 0 |  | 1 | 1 | 1 | 0 | 0 | 0
load_220355537 |  | node_1443190_042_15397037_165 |  | AN | 0 | Residential | 5198.4+2214.509j | 0 | 0 | 0 | 0 | 0 | [24 empty] | 8103302 | no | no |  |  | no |  | 0 | 0 | 0 | 0 | 0 | 0 |  | 1 | 1 | 1 | 0 | 0 | 0
load_220355538 |  | node_1442440_307_15398290_517 |  | AN | 0 | Residential | 16056+6839.827j | 0 | 0 | 0 | 0 | 0 | [24 empty] | 8103302 | no | no |  |  | no |  | 0 | 0 | 0 | 0 | 0 | 0 |  | 1 | 1 | 1 | 0 | 0 | 0
load_220355539 |  | node_1442563_208_15398694_375 |  | AN | 0 | NonResidential | 2498.4+1064.314j | 0 | 0 | 0 | 0 | 0 | [24 empty] | 8103302 | no | no |  |  | no |  | 0 | 0 | 0 | 0 | 0 | 0 |  | 1 | 1 | 1 | 0 | 0 | 0
load_220355540 |  | node_1442640_916_15399174_677 |  | AN | 0 | Residential | 8280+3527.265j | 0 | 0 | 0 | 0 | 0 | [24 empty] | 8103302 | no | no |  |  | no |  | 0 | 0 | 0 | 0 | 0 | 0 |  | 1 | 1 | 1 | 0 | 0 | 0
load_220355541 |  | node_1442897_973_15400847_931 |  | AN | 0 | Residential | 3736.8+1591.87j | 0 | 0 | 0 | 0 | 0 | [24 empty] | 8103302 | no | no |  |  | no |  | 0 | 0 | 0 | 0 | 0 | 0 |  | 1 | 1 | 1 | 0 | 0 | 0
load_220355542 |  | node_1442965_763_15401246_764 |  | AN | 0 | Residential | 84110.4+35830.88j | 0 | 0 | 0 | 0 | 0 | [24 empty] | 8103302 | no | no |  |  | no |  | 0 | 0 | 0 | 0 | 0 | 0 |  | 1 | 1 | 1 | 0 | 0 | 0
load_220355543 |  | node_1443468_396_15404559_419 |  | AN | 0 | Residential | 3009.6+1282.084j | 0 | 0 | 0 | 0 | 0 | [24 empty] | 8103302 | no | no |  |  | no |  | 0 | 0 | 0 | 0 | 0 | 0 |  | 1 | 1 | 1 | 0 | 0 | 0
load_220355544 |  | node_1443573_65_15405035_573 |  | AN | 0 | Residential | 11649.6+4962.709j | 0 | 0 | 0 | 0 | 0 | [24 empty] | 8103302 | no | no |  |  | no |  | 0 | 0 | 0 | 0 | 0 | 0 |  | 1 | 1 | 1 | 0 | 0 | 0
load_220355545 |  | node_1443659_553_15405476_35 |  | AN | 0 | Residential | 11361.6+4840.021j | 0 | 0 | 0 | 0 | 0 | [24 empty] | 8103302 | no | no |  |  | no |  | 0 | 0 | 0 | 0 | 0 | 0 |  | 1 | 1 | 1 | 0 | 0 | 0
load_220355546 |  | node_1443736_855_15405833_325 |  | AN | 0 | Residential | 576+245.375j | 0 | 0 | 0 | 0 | 0 | [24 empty] | 8103302 | no | no |  |  | no |  | 0 | 0 | 0 | 0 | 0 | 0 |  | 1 | 1 | 1 | 0 | 0 | 0
load_220355547 |  | node_1443805_042_15406164_189 |  | AN | 0 | Residential | 15962.4+6799.954j | 0 | 0 | 0 | 0 | 0 | [24 empty] | 8103302 | no | no |  |  | no |  | 0 | 0 | 0 | 0 | 0 | 0 |  | 1 | 1 | 1 | 0 | 0 | 0
load_220355548 |  | node_1444434_077_15406703_03 |  | AN | 0 | Residential | 4867.2+2073.419j | 0 | 0 | 0 | 0 | 0 | [24 empty] | 8103302 | no | no |  |  | no |  | 0 | 0 | 0 | 0 | 0 | 0 |  | 1 | 1 | 1 | 0 | 0 | 0
load_220355549 |  | node_1443835_345_15407032_557 |  | AN | 0 | Residential | 23904+10183.061j | 0 | 0 | 0 | 0 | 0 | [24 empty] | 8103302 | no | no |  |  | no |  | 0 | 0 | 0 | 0 | 0 | 0 |  | 1 | 1 | 1 | 0 | 0 | 0
load_220355550 |  | node_1443734_555_15408402_599 |  | AN | 0 | Other | 0 | 0 | 0 | 0 | 0 | 0 | [24 empty] | 8103302 | no | no |  |  | no |  | 0 | 0 | 0 | 0 | 0 | 0 |  | 1 | 1 | 1 | 0 | 0 | 0
load_220355551 |  | node_1443641_019_15408704_109 |  | AN | 0 | Other | 0 | 0 | 0 | 0 | 0 | 0 | [24 empty] | 8103302 | no | no |  |  | no |  | 0 | 0 | 0 | 0 | 0 | 0 |  | 1 | 1 | 1 | 0 | 0 | 0
load_220355552 |  | node_1443680_623_15409047_846 |  | AN | 0 | Residential | 10972.8+4674.393j | 0 | 0 | 0 | 0 | 0 | [24 empty] | 8103302 | no | no |  |  | no |  | 0 | 0 | 0 | 0 | 0 | 0 |  | 1 | 1 | 1 | 0 | 0 | 0
load_220355553 |  | node_1443564_815_15409724_034 |  | AN | 0 | Residential | 12974.4+5527.071j | 0 | 0 | 0 | 0 | 0 | [24 empty] | 8103302 | no | no |  |  | no |  | 0 | 0 | 0 | 0 | 0 | 0 |  | 1 | 1 | 1 | 0 | 0 | 0
load_220355554 |  | node_1443532_073_15410106_697 |  | AN | 0 | Residential | 14299.2+6091.434j | 0 | 0 | 0 | 0 | 0 | [24 empty] | 8103302 | no | no |  |  | no |  | 0 | 0 | 0 | 0 | 0 | 0 |  | 1 | 1 | 1 | 0 | 0 | 0
load_220355555 |  | node_1443653_719_15404382_673 |  | AN | 0 | Residential | 3679.2+1567.333j | 0 | 0 | 0 | 0 | 0 | [24 empty] | 8103302 | no | no |  |  | no |  | 0 | 0 | 0 | 0 | 0 | 0 |  | 1 | 1 | 1 | 0 | 0 | 0
load_220355556 |  | node_1443934_289_15404898_393 |  | AN | 0 | Other | 0 | 0 | 0 | 0 | 0 | 0 | [24 empty] | 8103302 | no | no |  |  | no |  | 0 | 0 | 0 | 0 | 0 | 0 |  | 1 | 1 | 1 | 0 | 0 | 0
load_220355558 |  | node_1449628_413_15405654_278 |  | AN | 0 | Residential | 2808+1196.203j | 0 | 0 | 0 | 0 | 0 | [24 empty] | 8103302 | no | no |  |  | no |  | 0 | 0 | 0 | 0 | 0 | 0 |  | 1 | 1 | 1 | 0 | 0 | 0
load_220355559 |  | node_1450913_744_15406166_351 |  | AN | 0 | Residential | 2570.4+1094.986j | 0 | 0 | 0 | 0 | 0 | [24 empty] | 8103302 | no | no |  |  | no |  | 0 | 0 | 0 | 0 | 0 | 0 |  | 1 | 1 | 1 | 0 | 0 | 0
load_220355562 |  | node_1444223_554_15405106_726 |  | AN | 0 | Residential | 34797.6+14823.716j | 0 | 0 | 0 | 0 | 0 | [24 empty] | 8103302 | no | no |  |  | no |  | 0 | 0 | 0 | 0 | 0 | 0 |  | 1 | 1 | 1 | 0 | 0 | 0
load_220355563 |  | node_1452186_197_15407480_411 |  | AN | 0 | Residential | 13183.2+5616.02j | 0 | 0 | 0 | 0 | 0 | [24 empty] | 8103302 | no | no |  |  | no |  | 0 | 0 | 0 | 0 | 0 | 0 |  | 1 | 1 | 1 | 0 | 0 | 0
load_220355565 |  | node_1452488_145_15408645_101 |  | AN | 0 | Residential | 633.6+269.912j | 0 | 0 | 0 | 0 | 0 | [24 empty] | 8103302 | no | no |  |  | no |  | 0 | 0 | 0 | 0 | 0 | 0 |  | 1 | 1 | 1 | 0 | 0 | 0
load_220355566 |  | node_1453562_092_15409908_162 |  | AN | 0 | Residential | 244.8+104.284j | 0 | 0 | 0 | 0 | 0 | [24 empty] | 8103302 | no | no |  |  | no |  | 0 | 0 | 0 | 0 | 0 | 0 |  | 1 | 1 | 1 | 0 | 0 | 0
load_220355567 |  | node_1444615_611_15405476_774 |  | AN | 0 | Residential | 1432.8+610.37j | 0 | 0 | 0 | 0 | 0 | [24 empty] | 8103302 | no | no |  |  | no |  | 0 | 0 | 0 | 0 | 0 | 0 |  | 1 | 1 | 1 | 0 | 0 | 0
load_220355568 |  | node_1445011_408_15405839_909 |  | AN | 0 | Residential | 23392.8+9965.291j | 0 | 0 | 0 | 0 | 0 | [24 empty] | 8103302 | no | no |  |  | no |  | 0 | 0 | 0 | 0 | 0 | 0 |  | 1 | 1 | 1 | 0 | 0 | 0
load_220355569 |  | node_1454134_564_15410583_411 |  | AN | 0 | Residential | 4557.6+1941.529j | 0 | 0 | 0 | 0 | 0 | [24 empty] | 8103302 | no | no |  |  | no |  | 0 | 0 | 0 | 0 | 0 | 0 |  | 1 | 1 | 1 | 0 | 0 | 0
load_220355570 |  | node_1446230_006_15406028_678 |  | AN | 0 | NonResidential | 3542.4+1509.056j | 0 | 0 | 0 | 0 | 0 | [24 empty] | 8103302 | no | no |  |  | no |  | 0 | 0 | 0 | 0 | 0 | 0 |  | 1 | 1 | 1 | 0 | 0 | 0
load_220355571 |  | node_1447129_595_15405852_422 |  | AN | 0 | Residential | 9986.4+4254.189j | 0 | 0 | 0 | 0 | 0 | [24 empty] | 8103302 | no | no |  |  | no |  | 0 | 0 | 0 | 0 | 0 | 0 |  | 1 | 1 | 1 | 0 | 0 | 0
load_220355593 |  | node_1448716_108_15406031_056 |  | AN | 0 | Residential | 10778.4+4591.579j | 0 | 0 | 0 | 0 | 0 | [24 empty] | 8103302 | no | no |  |  | no |  | 0 | 0 | 0 | 0 | 0 | 0 |  | 1 | 1 | 1 | 0 | 0 | 0
load_220355594 |  | node_1448739_828_15410055_862 |  | AN | 0 | Residential | 11282.4+4806.282j | 0 | 0 | 0 | 0 | 0 | [24 empty] | 8103302 | no | no |  |  | no |  | 0 | 0 | 0 | 0 | 0 | 0 |  | 1 | 1 | 1 | 0 | 0 | 0
load_220355595 |  | node_1448731_799_15410418_178 |  | AN | 0 | Residential | 878.4+374.197j | 0 | 0 | 0 | 0 | 0 | [24 empty] | 8103302 | no | no |  |  | no |  | 0 | 0 | 0 | 0 | 0 | 0 |  | 1 | 1 | 1 | 0 | 0 | 0
load_220355596 |  | node_1448271_511_15410444_703 |  | AN | 0 | Residential | 4456.8+1898.589j | 0 | 0 | 0 | 0 | 0 | [24 empty] | 8103302 | no | no |  |  | no |  | 0 | 0 | 0 | 0 | 0 | 0 |  | 1 | 1 | 1 | 0 | 0 | 0
load_220355597 |  | node_1448601_336_15411129_441 |  | AN | 0 | Residential | 1094.4+466.212j | 0 | 0 | 0 | 0 | 0 | [24 empty] | 8103302 | no | no |  |  | no |  | 0 | 0 | 0 | 0 | 0 | 0 |  | 1 | 1 | 1 | 0 | 0 | 0
load_220355598 |  | node_1448540_501_15411455_821 |  | AN | 0 | Residential | 0 | 0 | 0 | 0 | 0 | 0 | [24 empty] | 8103302 | no | no |  |  | no |  | 0 | 0 | 0 | 0 | 0 | 0 |  | 1 | 1 | 1 | 0 | 0 | 0
load_220355599 |  | node_1448325_603_15412112_823 |  | AN | 0 | Residential | 10965.6+4671.326j | 0 | 0 | 0 | 0 | 0 | [24 empty] | 8103302 | no | no |  |  | no |  | 0 | 0 | 0 | 0 | 0 | 0 |  | 1 | 1 | 1 | 0 | 0 | 0
load_220355600 |  | node_1449426_187_15412205_492 |  | AN | 0 | Residential | 3031.2+1291.286j | 0 | 0 | 0 | 0 | 0 | [24 empty] | 8103302 | no | no |  |  | no |  | 0 | 0 | 0 | 0 | 0 | 0 |  | 1 | 1 | 1 | 0 | 0 | 0
load_220355601 |  | node_1449824_841_15412306_517 |  | AN | 0 | Residential | 11534.4+4913.634j | 0 | 0 | 0 | 0 | 0 | [24 empty] | 8103302 | no | no |  |  | no |  | 0 | 0 | 0 | 0 | 0 | 0 |  | 1 | 1 | 1 | 0 | 0 | 0
load_220355602 |  | node_1448771_315_15406597_306 |  | AN | 0 | Other | 0 | 0 | 0 | 0 | 0 | 0 | [24 empty] | 8103302 | no | no |  |  | no |  | 0 | 0 | 0 | 0 | 0 | 0 |  | 1 | 1 | 1 | 0 | 0 | 0
load_220355603 |  | node_1448773_295_15406878_203 |  | AN | 0 | Residential | 14320.8+6100.635j | 0 | 0 | 0 | 0 | 0 | [24 empty] | 8103302 | no | no |  |  | no |  | 0 | 0 | 0 | 0 | 0 | 0 |  | 1 | 1 | 1 | 0 | 0 | 0
load_220355604 |  | node_1446462_787_15411995_906 |  | AN | 0 | Residential | 13543.2+5769.379j | 0 | 0 | 0 | 0 | 0 | [24 empty] | 8103302 | no | no |  |  | no |  | 0 | 0 | 0 | 0 | 0 | 0 |  | 1 | 1 | 1 | 0 | 0 | 0
load_220355605 |  | node_1445706_985_15411634_019 |  | AN | 0 | Residential | 6602.4+2812.611j | 0 | 0 | 0 | 0 | 0 | [24 empty] | 8103302 | no | no |  |  | no |  | 0 | 0 | 0 | 0 | 0 | 0 |  | 1 | 1 | 1 | 0 | 0 | 0
load_220355606 |  | node_1448704_14_15407139_914 |  | AN | 0 | Residential | 29210.4+12443.578j | 0 | 0 | 0 | 0 | 0 | [24 empty] | 8103302 | no | no |  |  | no |  | 0 | 0 | 0 | 0 | 0 | 0 |  | 1 | 1 | 1 | 0 | 0 | 0
load_220355608 |  | node_1448784_149_15408555_741 |  | AN | 0 | Residential | 15552+6625.124j | 0 | 0 | 0 | 0 | 0 | [24 empty] | 8103302 | no | no |  |  | no |  | 0 | 0 | 0 | 0 | 0 | 0 |  | 1 | 1 | 1 | 0 | 0 | 0
load_220355609 |  | node_1448709_38_15408891_71 |  | AN | 0 | Residential | 4348.8+1852.581j | 0 | 0 | 0 | 0 | 0 | [24 empty] | 8103302 | no | no |  |  | no |  | 0 | 0 | 0 | 0 | 0 | 0 |  | 1 | 1 | 1 | 0 | 0 | 0
load_220355612 |  | node_1431588_567_15397336_995 |  | AN | 0 | Residential | 9266.4+3947.47j | 0 | 0 | 0 | 0 | 0 | [24 empty] | 8103302 | no | no |  |  | no |  | 0 | 0 | 0 | 0 | 0 | 0 |  | 1 | 1 | 1 | 0 | 0 | 0
load_220355619 |  | node_1448997_609_15401486_291 |  | AN | 0 | Residential | 19000.8+8094.307j | 0 | 0 | 0 | 0 | 0 | [24 empty] | 8103302 | no | no |  |  | no |  | 0 | 0 | 0 | 0 | 0 | 0 |  | 1 | 1 | 1 | 0 | 0 | 0
load_220355622 |  | node_1450744_793_15400070_65 |  | AN | 0 | Residential | 5320.8+2266.651j | 0 | 0 | 0 | 0 | 0 | [24 empty] | 8103302 | no | no |  |  | no |  | 0 | 0 | 0 | 0 | 0 | 0 |  | 1 | 1 | 1 | 0 | 0 | 0
load_220355623 |  | node_1452054_435_15400495_879 |  | AN | 0 | NonResidential | 7214.4+3073.322j | 0 | 0 | 0 | 0 | 0 | [24 empty] | 8103302 | no | no |  |  | no |  | 0 | 0 | 0 | 0 | 0 | 0 |  | 1 | 1 | 1 | 0 | 0 | 0
load_220355624 |  | node_1452262_119_15400420_053 |  | AN | 0 | Residential | 4924.8+2097.956j | 0 | 0 | 0 | 0 | 0 | [24 empty] | 8103302 | no | no |  |  | no |  | 0 | 0 | 0 | 0 | 0 | 0 |  | 1 | 1 | 1 | 0 | 0 | 0
load_220355626 |  | node_1448860_534_15403847_369 |  | AN | 0 | Other | 0 | 0 | 0 | 0 | 0 | 0 | [24 empty] | 8103302 | no | no |  |  | no |  | 0 | 0 | 0 | 0 | 0 | 0 |  | 1 | 1 | 1 | 0 | 0 | 0
load_220355627 |  | node_1448867_746_15402582_211 |  | AN | 0 | Residential | 9547.2+4067.09j | 0 | 0 | 0 | 0 | 0 | [24 empty] | 8103302 | no | no |  |  | no |  | 0 | 0 | 0 | 0 | 0 | 0 |  | 1 | 1 | 1 | 0 | 0 | 0
load_220355628 |  | node_1448848_602_15402289_335 |  | AN | 0 | Residential | 33199.2+14142.8j | 0 | 0 | 0 | 0 | 0 | [24 empty] | 8103302 | no | no |  |  | no |  | 0 | 0 | 0 | 0 | 0 | 0 |  | 1 | 1 | 1 | 0 | 0 | 0
load_220355629 |  | node_1449055_536_15401856_808 |  | AN | 0 | Residential | 9388.8+3999.612j | 0 | 0 | 0 | 0 | 0 | [24 empty] | 8103302 | no | no |  |  | no |  | 0 | 0 | 0 | 0 | 0 | 0 |  | 1 | 1 | 1 | 0 | 0 | 0
load_220355630 |  | node_1436280_171_15395044_34 |  | AN | 0 | Other | 0 | 0 | 0 | 0 | 0 | 0 | [24 empty] | 8103302 | no | no |  |  | no |  | 0 | 0 | 0 | 0 | 0 | 0 |  | 1 | 1 | 1 | 0 | 0 | 0
load_220355630-L-1 |  | node_1436280_171_15395044_34 |  | AN | 0 | Other | 0 | 0 | 0 | 0 | 0 | 0 | [24 empty] | 8103302 | no | no |  |  | no |  | 0 | 0 | 0 | 0 | 0 | 0 |  | 1 | 1 | 1 | 0 | 0 | 0
load_220355631 |  | node_1436101_005_15395174_449 |  | AN | 0 | Residential | 11872.8+5057.792j | 0 | 0 | 0 | 0 | 0 | [24 empty] | 8103302 | no | no |  |  | no |  | 0 | 0 | 0 | 0 | 0 | 0 |  | 1 | 1 | 1 | 0 | 0 | 0
load_220355646 |  | node_1440220_461_15406101_128 |  | AN | 0 | Residential | 748.8+318.987j | 0 | 0 | 0 | 0 | 0 | [24 empty] | 8103302 | no | no |  |  | no |  | 0 | 0 | 0 | 0 | 0 | 0 |  | 1 | 1 | 1 | 0 | 0 | 0
load_220355647 |  | node_1439420_611_15405978_781 |  | AN | 0 | Residential | 0 | 0 | 0 | 0 | 0 | 0 | [24 empty] | 8103302 | no | no |  |  | no |  | 0 | 0 | 0 | 0 | 0 | 0 |  | 1 | 1 | 1 | 0 | 0 | 0
load_220355668 |  | node_1439109_16_15401822_676 |  | AN | 0 | Residential | 3708+1579.601j | 0 | 0 | 0 | 0 | 0 | [24 empty] | 8103302 | no | no |  |  | no |  | 0 | 0 | 0 | 0 | 0 | 0 |  | 1 | 1 | 1 | 0 | 0 | 0
load_220355669 |  | node_1438355_273_15402588_884 |  | AN | 0 | Residential | 6688.8+2849.417j | 0 | 0 | 0 | 0 | 0 | [24 empty] | 8103302 | no | no |  |  | no |  | 0 | 0 | 0 | 0 | 0 | 0 |  | 1 | 1 | 1 | 0 | 0 | 0
load_220355670 |  | node_1438790_663_15402389_468 |  | AN | 0 | Residential | 15602.4+6646.595j | 0 | 0 | 0 | 0 | 0 | [24 empty] | 8103302 | no | no |  |  | no |  | 0 | 0 | 0 | 0 | 0 | 0 |  | 1 | 1 | 1 | 0 | 0 | 0
load_220355671 |  | node_1437910_954_15401918_532 |  | AN | 0 | Residential | 7653.6+3260.42j | 0 | 0 | 0 | 0 | 0 | [24 empty] | 8103302 | no | no |  |  | no |  | 0 | 0 | 0 | 0 | 0 | 0 |  | 1 | 1 | 1 | 0 | 0 | 0
load_220355672 |  | node_1437346_028_15402055_403 |  | AN | 0 | Residential | 1893.6+806.67j | 0 | 0 | 0 | 0 | 0 | [24 empty] | 8103302 | no | no |  |  | no |  | 0 | 0 | 0 | 0 | 0 | 0 |  | 1 | 1 | 1 | 0 | 0 | 0
load_220355673 |  | node_1440111_834_15398020_693 |  | AN | 0 | Residential | 11109.6+4732.67j | 0 | 0 | 0 | 0 | 0 | [24 empty] | 8103302 | no | no |  |  | no |  | 0 | 0 | 0 | 0 | 0 | 0 |  | 1 | 1 | 1 | 0 | 0 | 0
load_220355674 |  | node_1439192_499_15400256_929 |  | AN | 0 | Residential | 7128+3036.515j | 0 | 0 | 0 | 0 | 0 | [24 empty] | 8103302 | no | no |  |  | no |  | 0 | 0 | 0 | 0 | 0 | 0 |  | 1 | 1 | 1 | 0 | 0 | 0
load_220355678 |  | node_1438646_336_15410493_994 |  | AN | 0 | Residential | 2174.4+926.291j | 0 | 0 | 0 | 0 | 0 | [24 empty] | 8103302 | no | no |  |  | no |  | 0 | 0 | 0 | 0 | 0 | 0 |  | 1 | 1 | 1 | 0 | 0 | 0
load_220355679 |  | node_1442761_625_15411491_831 |  | AN | 0 | Residential | 18633.6+7937.88j | 0 | 0 | 0 | 0 | 0 | [24 empty] | 8103302 | no | no |  |  | no |  | 0 | 0 | 0 | 0 | 0 | 0 |  | 1 | 1 | 1 | 0 | 0 | 0
load_220355680 |  | node_1441380_876_15411217_437 |  | AN | 0 | Residential | 5644.8+2404.675j | 0 | 0 | 0 | 0 | 0 | [24 empty] | 8103302 | no | no |  |  | no |  | 0 | 0 | 0 | 0 | 0 | 0 |  | 1 | 1 | 1 | 0 | 0 | 0
load_220355681 |  | node_1440897_338_15411228_103 |  | AN | 0 | Residential | 3549.6+1512.123j | 0 | 0 | 0 | 0 | 0 | [24 empty] | 8103302 | no | no |  |  | no |  | 0 | 0 | 0 | 0 | 0 | 0 |  | 1 | 1 | 1 | 0 | 0 | 0
load_220355682 |  | node_1439373_199_15418338_006 |  | AN | 0 | Other | 0 | 0 | 0 | 0 | 0 | 0 | [24 empty] | 8103302 | no | no |  |  | no |  | 0 | 0 | 0 | 0 | 0 | 0 |  | 1 | 1 | 1 | 0 | 0 | 0
load_220355683 |  | node_1438431_498_15414114_954 |  | AN | 0 | Residential | 3052.8+1300.487j | 0 | 0 | 0 | 0 | 0 | [24 empty] | 8103302 | no | no |  |  | no |  | 0 | 0 | 0 | 0 | 0 | 0 |  | 1 | 1 | 1 | 0 | 0 | 0
load_220355684 |  | node_1438472_614_15414326_961 |  | AN | 0 | NonResidential | 835.2+355.794j | 0 | 0 | 0 | 0 | 0 | [24 empty] | 8103302 | no | no |  |  | no |  | 0 | 0 | 0 | 0 | 0 | 0 |  | 1 | 1 | 1 | 0 | 0 | 0
load_220355696 |  | node_1449456_747_15400479_218 |  | AN | 0 | Other | 0 | 0 | 0 | 0 | 0 | 0 | [24 empty] | 8103302 | no | no |  |  | no |  | 0 | 0 | 0 | 0 | 0 | 0 |  | 1 | 1 | 1 | 0 | 0 | 0
load_220355697 |  | node_1449348_795_15399709_066 |  | AN | 0 | Residential | 6724.8+2864.753j | 0 | 0 | 0 | 0 | 0 | [24 empty] | 8103302 | no | no |  |  | no |  | 0 | 0 | 0 | 0 | 0 | 0 |  | 1 | 1 | 1 | 0 | 0 | 0
load_220355698 |  | node_1449394_516_15399419_925 |  | AN | 0 | Residential | 12700.8+5410.518j | 0 | 0 | 0 | 0 | 0 | [24 empty] | 8103302 | no | no |  |  | no |  | 0 | 0 | 0 | 0 | 0 | 0 |  | 1 | 1 | 1 | 0 | 0 | 0
load_220355717 |  | node_1444374_252_15414875_948 |  | AN | 0 | Residential | 2145.6+914.022j | 0 | 0 | 0 | 0 | 0 | [24 empty] | 8103302 | no | no |  |  | no |  | 0 | 0 | 0 | 0 | 0 | 0 |  | 1 | 1 | 1 | 0 | 0 | 0
load_220355718 |  | node_1444539_943_15415973_799 |  | AN | 0 | Residential | 878.4+374.197j | 0 | 0 | 0 | 0 | 0 | [24 empty] | 8103302 | no | no |  |  | no |  | 0 | 0 | 0 | 0 | 0 | 0 |  | 1 | 1 | 1 | 0 | 0 | 0
load_220355720 |  | node_1443905_75_15411662_419 |  | AN | 0 | Residential | 12088.8+5149.807j | 0 | 0 | 0 | 0 | 0 | [24 empty] | 8103302 | no | no |  |  | no |  | 0 | 0 | 0 | 0 | 0 | 0 |  | 1 | 1 | 1 | 0 | 0 | 0
load_220355722 |  | node_1443921_466_15412320_812 |  | AN | 0 | Other | 0 | 0 | 0 | 0 | 0 | 0 | [24 empty] | 8103302 | no | no |  |  | no |  | 0 | 0 | 0 | 0 | 0 | 0 |  | 1 | 1 | 1 | 0 | 0 | 0
load_220355723 |  | node_1444191_26_15412410_249 |  | AN | 0 | Other | 0 | 0 | 0 | 0 | 0 | 0 | [24 empty] | 8103302 | no | no |  |  | no |  | 0 | 0 | 0 | 0 | 0 | 0 |  | 1 | 1 | 1 | 0 | 0 | 0
load_220355724 |  | node_1443866_161_15412758_627 |  | AN | 0 | Residential | 5925.6+2524.295j | 0 | 0 | 0 | 0 | 0 | [24 empty] | 8103302 | no | no |  |  | no |  | 0 | 0 | 0 | 0 | 0 | 0 |  | 1 | 1 | 1 | 0 | 0 | 0
load_220355725 |  | node_1442977_015_15404282_197 |  | AN | 0 | Residential | 2188.8+932.425j | 0 | 0 | 0 | 0 | 0 | [24 empty] | 8103302 | no | no |  |  | no |  | 0 | 0 | 0 | 0 | 0 | 0 |  | 1 | 1 | 1 | 0 | 0 | 0
load_220355726 |  | node_1441216_771_15403450_768 |  | AN | 0 | Residential | 12448.8+5303.167j | 0 | 0 | 0 | 0 | 0 | [24 empty] | 8103302 | no | no |  |  | no |  | 0 | 0 | 0 | 0 | 0 | 0 |  | 1 | 1 | 1 | 0 | 0 | 0
load_220355729 |  | node_1452220_257_15405948_568 |  | AN | 0 | Residential | 72093.6+30711.745j | 0 | 0 | 0 | 0 | 0 | [24 empty] | 8103302 | no | no |  |  | no |  | 0 | 0 | 0 | 0 | 0 | 0 |  | 1 | 1 | 1 | 0 | 0 | 0
load_220355730 |  | node_1451756_573_15403210_421 |  | AN | 0 | Residential | 5493.6+2340.264j | 0 | 0 | 0 | 0 | 0 | [24 empty] | 8103302 | no | no |  |  | no |  | 0 | 0 | 0 | 0 | 0 | 0 |  | 1 | 1 | 1 | 0 | 0 | 0
load_220355731 |  | node_1452293_927_15405518_456 |  | AN | 0 | Other | 0 | 0 | 0 | 0 | 0 | 0 | [24 empty] | 8103302 | no | no |  |  | no |  | 0 | 0 | 0 | 0 | 0 | 0 |  | 1 | 1 | 1 | 0 | 0 | 0
load_220355732 |  | node_1452563_041_15404250_631 |  | AN | 0 | NonResidential | 0 | 0 | 0 | 0 | 0 | 0 | [24 empty] | 8103302 | no | no |  |  | no |  | 0 | 0 | 0 | 0 | 0 | 0 |  | 1 | 1 | 1 | 0 | 0 | 0
load_220355733 |  | node_1452268_301_15403721_28 |  | AN | 0 | Residential | 27626.4+11768.797j | 0 | 0 | 0 | 0 | 0 | [24 empty] | 8103302 | no | no |  |  | no |  | 0 | 0 | 0 | 0 | 0 | 0 |  | 1 | 1 | 1 | 0 | 0 | 0
load_220355734 |  | node_1451903_358_15403447_359 |  | AN | 0 | Residential | 14392.8+6131.307j | 0 | 0 | 0 | 0 | 0 | [24 empty] | 8103302 | no | no |  |  | no |  | 0 | 0 | 0 | 0 | 0 | 0 |  | 1 | 1 | 1 | 0 | 0 | 0
load_220355736 |  | node_1442285_138_15394949_69 |  | AN | 0 | Residential | 16718.4+7122.009j | 0 | 0 | 0 | 0 | 0 | [24 empty] | 8103302 | no | no |  |  | no |  | 0 | 0 | 0 | 0 | 0 | 0 |  | 1 | 1 | 1 | 0 | 0 | 0
load_220436059 |  | node_1442822_988_15395893_648 |  | AN | 0 | Residential | 4478.4+1907.79j | 0 | 0 | 0 | 0 | 0 | [24 empty] | 8103302 | no | no |  |  | no |  | 0 | 0 | 0 | 0 | 0 | 0 |  | 1 | 1 | 1 | 0 | 0 | 0
load_220475217 |  | node_1452304_144_15407857_456 |  | AN | 0 | Residential | 4003.2+1705.356j | 0 | 0 | 0 | 0 | 0 | [24 empty] | 8103302 | no | no |  |  | no |  | 0 | 0 | 0 | 0 | 0 | 0 |  | 1 | 1 | 1 | 0 | 0 | 0
load_220476343 |  | node_1433247_151_15380864_95 |  | AN | 0 | Residential | 4802.4+2045.814j | 0 | 0 | 0 | 0 | 0 | [24 empty] | 8103302 | no | no |  |  | no |  | 0 | 0 | 0 | 0 | 0 | 0 |  | 1 | 1 | 1 | 0 | 0 | 0
load_220499354 |  | node_1454602_047_15385925_873 |  | AN | 0 | Residential | 9000+3833.984j | 0 | 0 | 0 | 0 | 0 | [24 empty] | 8103302 | no | no |  |  | no |  | 0 | 0 | 0 | 0 | 0 | 0 |  | 1 | 1 | 1 | 0 | 0 | 0
load_220504061 |  | node_1442844_832_15390154_98 |  | AN | 0 | Residential | 4672.8+1990.604j | 0 | 0 | 0 | 0 | 0 | [24 empty] | 8103302 | no | no |  |  | no |  | 0 | 0 | 0 | 0 | 0 | 0 |  | 1 | 1 | 1 | 0 | 0 | 0
load_220518541 |  | node_1432264_748_15392678_919 |  | AN | 0 | Residential | 3326.4+1417.04j | 0 | 0 | 0 | 0 | 0 | [24 empty] | 8103302 | no | no |  |  | no |  | 0 | 0 | 0 | 0 | 0 | 0 |  | 1 | 1 | 1 | 0 | 0 | 0
load_220520317 |  | node_1449837_123_15406010_052 |  | AN | 0 | Residential | 9460.8+4030.284j | 0 | 0 | 0 | 0 | 0 | [24 empty] | 8103302 | no | no |  |  | no |  | 0 | 0 | 0 | 0 | 0 | 0 |  | 1 | 1 | 1 | 0 | 0 | 0
load_220521144 |  | node_1443869_547_15411362_116 |  | AN | 0 | Residential | 604.8+257.644j | 0 | 0 | 0 | 0 | 0 | [24 empty] | 8103302 | no | no |  |  | no |  | 0 | 0 | 0 | 0 | 0 | 0 |  | 1 | 1 | 1 | 0 | 0 | 0
load_220521274 |  | node_1432083_561_15386892_072 |  | AN | 0 | Residential | 4348.8+1852.581j | 0 | 0 | 0 | 0 | 0 | [24 empty] | 8103302 | no | no |  |  | no |  | 0 | 0 | 0 | 0 | 0 | 0 |  | 1 | 1 | 1 | 0 | 0 | 0
load_220521275 |  | node_1455062_781_15386047_374 |  | AN | 0 | Residential | 5580+2377.07j | 0 | 0 | 0 | 0 | 0 | [24 empty] | 8103302 | no | no |  |  | no |  | 0 | 0 | 0 | 0 | 0 | 0 |  | 1 | 1 | 1 | 0 | 0 | 0
load_220522259 |  | node_1430681_04_15387527_925 |  | AN | 0 | Residential | 25452+10842.507j | 0 | 0 | 0 | 0 | 0 | [24 empty] | 8103302 | no | no |  |  | no |  | 0 | 0 | 0 | 0 | 0 | 0 |  | 1 | 1 | 1 | 0 | 0 | 0
load_220522920 |  | node_1443882_964_15413044_522 |  | AN | 0 | NonResidential | 0 | 0 | 0 | 0 | 0 | 0 | [24 empty] | 8103302 | no | no |  |  | no |  | 0 | 0 | 0 | 0 | 0 | 0 |  | 1 | 1 | 1 | 0 | 0 | 0
load_220523031 |  | node_1432038_076_15395432_507 |  | AN | 0 | Residential | 3708+1579.601j | 0 | 0 | 0 | 0 | 0 | [24 empty] | 8103302 | no | no |  |  | no |  | 0 | 0 | 0 | 0 | 0 | 0 |  | 1 | 1 | 1 | 0 | 0 | 0
load_220526605 |  | node_1442508_931_15390875_388 |  | AN | 0 | Other | 0 | 0 | 0 | 0 | 0 | 0 | [24 empty] | 8103302 | no | no |  |  | no |  | 0 | 0 | 0 | 0 | 0 | 0 |  | 1 | 1 | 1 | 0 | 0 | 0
load_220527282 |  | node_1453577_323_15404420_944 |  | AN | 0 | NonResidential | 2000+851.996j | 0 | 0 | 0 | 0 | 0 | [24 empty] | 8103302 | no | no |  |  | no |  | 0 | 0 | 0 | 0 | 0 | 0 |  | 1 | 1 | 1 | 0 | 0 | 0
load_220530332 |  | node_1433335_676_15386691_743 |  | AN | 0 | NonResidential | 25000+10649.955j | 0 | 0 | 0 | 0 | 0 | [24 empty] | 8103302 | no | no |  |  | no |  | 0 | 0 | 0 | 0 | 0 | 0 |  | 1 | 1 | 1 | 0 | 0 | 0
load_220532478 |  | node_1444025_47_15415957_299 |  | AN | 0 | Residential | 5018.4+2137.829j | 0 | 0 | 0 | 0 | 0 | [24 empty] | 8103302 | no | no |  |  | no |  | 0 | 0 | 0 | 0 | 0 | 0 |  | 1 | 1 | 1 | 0 | 0 | 0
load_220535531 |  | node_1432090_021_15387268_653 |  | AN | 0 | Residential | 5140.8+2189.972j | 0 | 0 | 0 | 0 | 0 | [24 empty] | 8103302 | no | no |  |  | no |  | 0 | 0 | 0 | 0 | 0 | 0 |  | 1 | 1 | 1 | 0 | 0 | 0
load_220535585 |  | node_1433069_316_15382597_805 |  | AN | 0 | Residential | 4406.4+1877.119j | 0 | 0 | 0 | 0 | 0 | [24 empty] | 8103302 | no | no |  |  | no |  | 0 | 0 | 0 | 0 | 0 | 0 |  | 1 | 1 | 1 | 0 | 0 | 0
load_220535608 |  | node_1456576_525_15387513_571 |  | AN | 0 | NonResidential | 0 | 0 | 0 | 0 | 0 | 0 | [24 empty] | 8103302 | no | no |  |  | no |  | 0 | 0 | 0 | 0 | 0 | 0 |  | 1 | 1 | 1 | 0 | 0 | 0
load_220540417 |  | node_1457354_483_15389564_081 |  | AN | 0 | Residential | 51400.8+21896.649j | 0 | 0 | 0 | 0 | 0 | [24 empty] | 8103302 | no | no |  |  | no |  | 0 | 0 | 0 | 0 | 0 | 0 |  | 1 | 1 | 1 | 0 | 0 | 0
load_220540501 |  | node_1442508_15387478_845 |  | AN | 0 | Residential | 20124+8572.788j | 0 | 0 | 0 | 0 | 0 | [24 empty] | 8103302 | no | no |  |  | no |  | 0 | 0 | 0 | 0 | 0 | 0 |  | 1 | 1 | 1 | 0 | 0 | 0
load_220541376 |  | node_1449243_152_15405640_157 |  | AN | 0 | Other | 0 | 0 | 0 | 0 | 0 | 0 | [24 empty] | 8103302 | no | no |  |  | no |  | 0 | 0 | 0 | 0 | 0 | 0 |  | 1 | 1 | 1 | 0 | 0 | 0
load_220542220 |  | node_1441620_306_15396368_368 |  | AN | 0 | Residential | 4190.4+1785.103j | 0 | 0 | 0 | 0 | 0 | [24 empty] | 8103302 | no | no |  |  | no |  | 0 | 0 | 0 | 0 | 0 | 0 |  | 1 | 1 | 1 | 0 | 0 | 0
load_220544209 |  | node_1449288_525_15385527_461 |  | AN | 0 | NonResidential | 640.8+272.98j | 0 | 0 | 0 | 0 | 0 | [24 empty] | 8103302 | no | no |  |  | no |  | 0 | 0 | 0 | 0 | 0 | 0 |  | 1 | 1 | 1 | 0 | 0 | 0
load_220550943 |  | node_1429239_648_15389895_664 |  | AN | 0 | Residential | 11246.4+4790.946j | 0 | 0 | 0 | 0 | 0 | [24 empty] | 8103302 | no | no |  |  | no |  | 0 | 0 | 0 | 0 | 0 | 0 |  | 1 | 1 | 1 | 0 | 0 | 0
load_220570511 |  | node_1431542_114_15396537_834 |  | AN | 0 | Residential | 5572.8+2374.003j | 0 | 0 | 0 | 0 | 0 | [24 empty] | 8103302 | no | no |  |  | no |  | 0 | 0 | 0 | 0 | 0 | 0 |  | 1 | 1 | 1 | 0 | 0 | 0
load_220571490 |  | node_1431637_198_15390860_159 |  | AN | 0 | Other | 0 | 0 | 0 | 0 | 0 | 0 | [24 empty] | 8103302 | no | no |  |  | no |  | 0 | 0 | 0 | 0 | 0 | 0 |  | 1 | 1 | 1 | 0 | 0 | 0
load_220571842 |  | node_1449669_527_15385256_223 |  | AN | 0 | NonResidential | 7000+2981.988j | 0 | 0 | 0 | 0 | 0 | [24 empty] | 8103302 | no | no |  |  | no |  | 0 | 0 | 0 | 0 | 0 | 0 |  | 1 | 1 | 1 | 0 | 0 | 0
load_220571843 |  | node_1449679_725_15385299_017 |  | BN | 0 | NonResidential | 0 | 7000+2981.988j | 0 | 0 | 0 | 0 | [24 empty] | 8103302 | no | no |  |  | no |  | 0 | 0 | 0 | 0 | 0 | 0 |  | 1 | 1 | 1 | 0 | 0 | 0
load_220571844 |  | node_1449690_302_15385335_521 |  | CN | 0 | NonResidential | 0 | 0 | 7000+2981.988j | 0 | 0 | 0 | [24 empty] | 8103302 | no | no |  |  | no |  | 0 | 0 | 0 | 0 | 0 | 0 |  | 1 | 1 | 1 | 0 | 0 | 0
load_220572062 |  | node_1434602_744_15381598_547 |  | AN | 0 | Residential | 8308.8+3539.534j | 0 | 0 | 0 | 0 | 0 | [24 empty] | 8103302 | no | no |  |  | no |  | 0 | 0 | 0 | 0 | 0 | 0 |  | 1 | 1 | 1 | 0 | 0 | 0
load_220572518 |  | node_1438289_598_15392332_506 |  | AN | 0 | Residential | 14263.2+6076.098j | 0 | 0 | 0 | 0 | 0 | [24 empty] | 8103302 | no | no |  |  | no |  | 0 | 0 | 0 | 0 | 0 | 0 |  | 1 | 1 | 1 | 0 | 0 | 0
load_220574008 |  | node_1442892_788_15391324_641 |  | AN | 0 | Residential | 6523.2+2778.872j | 0 | 0 | 0 | 0 | 0 | [24 empty] | 8103302 | no | no |  |  | no |  | 0 | 0 | 0 | 0 | 0 | 0 |  | 1 | 1 | 1 | 0 | 0 | 0
load_220577523 |  | node_1441546_972_15411670_39 |  | AN | 0 | Other | 0 | 0 | 0 | 0 | 0 | 0 | [24 empty] | 8103302 | no | no |  |  | no |  | 0 | 0 | 0 | 0 | 0 | 0 |  | 1 | 1 | 1 | 0 | 0 | 0
load_220583391 |  | node_1437503_873_15389326_071 |  | AN | 0 | Residential | 2707.2+1153.262j | 0 | 0 | 0 | 0 | 0 | [24 empty] | 8103302 | no | no |  |  | no |  | 0 | 0 | 0 | 0 | 0 | 0 |  | 1 | 1 | 1 | 0 | 0 | 0
load_220584907 |  | node_1448774_537_15408332_219 |  | AN | 0 | Residential | 3124.8+1331.159j | 0 | 0 | 0 | 0 | 0 | [24 empty] | 8103302 | no | no |  |  | no |  | 0 | 0 | 0 | 0 | 0 | 0 |  | 1 | 1 | 1 | 0 | 0 | 0
load_220597923 |  | node_1435920_768_15411006_157 |  | AN | 0 | Residential | 20664+8802.827j | 0 | 0 | 0 | 0 | 0 | [24 empty] | 8103302 | no | no |  |  | no |  | 0 | 0 | 0 | 0 | 0 | 0 |  | 1 | 1 | 1 | 0 | 0 | 0
load_220598169 |  | node_1452337_702_15386266_728 |  | AN | 0 | NonResidential | 374.4+159.494j | 0 | 0 | 0 | 0 | 0 | [24 empty] | 8103302 | no | no |  |  | no |  | 0 | 0 | 0 | 0 | 0 | 0 |  | 1 | 1 | 1 | 0 | 0 | 0
load_220601344 |  | node_1448188_665_15418983_342 |  | AN | 0 | NonResidential | 2880+1226.875j | 0 | 0 | 0 | 0 | 0 | [24 empty] | 8103302 | no | no |  |  | no |  | 0 | 0 | 0 | 0 | 0 | 0 |  | 1 | 1 | 1 | 0 | 0 | 0
load_220602276 |  | node_1448717_077_15404150_762 |  | AN | 0 | Residential | 45036+19185.256j | 0 | 0 | 0 | 0 | 0 | [24 empty] | 8103302 | no | no |  |  | no |  | 0 | 0 | 0 | 0 | 0 | 0 |  | 1 | 1 | 1 | 0 | 0 | 0
load_220614049 |  | node_1431647_407_15382122_282 |  | AN | 0 | Other | 0 | 0 | 0 | 0 | 0 | 0 | [24 empty] | 8103302 | no | no |  |  | no |  | 0 | 0 | 0 | 0 | 0 | 0 |  | 1 | 1 | 1 | 0 | 0 | 0
load_220614051 |  | node_1431830_046_15381778_438 |  | AN | 0 | Residential | 23666.4+10081.844j | 0 | 0 | 0 | 0 | 0 | [24 empty] | 8103302 | no | no |  |  | no |  | 0 | 0 | 0 | 0 | 0 | 0 |  | 1 | 1 | 1 | 0 | 0 | 0
load_220614052 |  | node_1431564_978_15382866_851 |  | AN | 0 | Residential | 27691.2+11796.402j | 0 | 0 | 0 | 0 | 0 | [24 empty] | 8103302 | no | no |  |  | no |  | 0 | 0 | 0 | 0 | 0 | 0 |  | 1 | 1 | 1 | 0 | 0 | 0
load_220614130 |  | node_1438351_264_15391121_276 |  | AN | 0 | Other | 0 | 0 | 0 | 0 | 0 | 0 | [24 empty] | 8103302 | no | no |  |  | no |  | 0 | 0 | 0 | 0 | 0 | 0 |  | 1 | 1 | 1 | 0 | 0 | 0
load_220615234 |  | node_1439431_965_15383287_515 |  | AN | 0 | NonResidential | 2750.4+1171.665j | 0 | 0 | 0 | 0 | 0 | [24 empty] | 8103302 | no | no |  |  | no |  | 0 | 0 | 0 | 0 | 0 | 0 |  | 1 | 1 | 1 | 0 | 0 | 0
load_220615688 |  | node_1443970_232_15384425_464 |  | AN | 0 | Residential | 1612.8+687.05j | 0 | 0 | 0 | 0 | 0 | [24 empty] | 8103302 | no | no |  |  | no |  | 0 | 0 | 0 | 0 | 0 | 0 |  | 1 | 1 | 1 | 0 | 0 | 0
load_220615840 |  | node_1461937_243_15393377_324 |  | AN | 0 | Residential | 9345.6+3981.209j | 0 | 0 | 0 | 0 | 0 | [24 empty] | 8103302 | no | no |  |  | no |  | 0 | 0 | 0 | 0 | 0 | 0 |  | 1 | 1 | 1 | 0 | 0 | 0
load_220616661 |  | node_1432002_752_15393277_017 |  | AN | 0 | Residential | 7221.6+3076.389j | 0 | 0 | 0 | 0 | 0 | [24 empty] | 8103302 | no | no |  |  | no |  | 0 | 0 | 0 | 0 | 0 | 0 |  | 1 | 1 | 1 | 0 | 0 | 0
load_220617542 |  | node_1437132_001_15389475_111 |  | AN | 0 | Residential | 5054.4+2153.165j | 0 | 0 | 0 | 0 | 0 | [24 empty] | 8103302 | no | no |  |  | no |  | 0 | 0 | 0 | 0 | 0 | 0 |  | 1 | 1 | 1 | 0 | 0 | 0
load_220618303 |  | node_1432336_722_15393751_529 |  | AN | 0 | Residential | 13428+5720.304j | 0 | 0 | 0 | 0 | 0 | [24 empty] | 8103302 | no | no |  |  | no |  | 0 | 0 | 0 | 0 | 0 | 0 |  | 1 | 1 | 1 | 0 | 0 | 0
load_220628141 |  | node_1456758_673_15389019_673 |  | AN | 0 | NonResidential | 4190.4+1785.103j | 0 | 0 | 0 | 0 | 0 | [24 empty] | 8103302 | no | no |  |  | no |  | 0 | 0 | 0 | 0 | 0 | 0 |  | 1 | 1 | 1 | 0 | 0 | 0
load_220628214 |  | node_1456890_189_15389098_07 |  | AN | 0 | Other | 0 | 0 | 0 | 0 | 0 | 0 | [24 empty] | 8103302 | no | no |  |  | no |  | 0 | 0 | 0 | 0 | 0 | 0 |  | 1 | 1 | 1 | 0 | 0 | 0
load_220647900 |  | node_1436668_627_15391202_687 |  | AN | 0 | Residential | 14400+6134.374j | 0 | 0 | 0 | 0 | 0 | [24 empty] | 8103302 | no | no |  |  | no |  | 0 | 0 | 0 | 0 | 0 | 0 |  | 1 | 1 | 1 | 0 | 0 | 0
load_220648137 |  | node_1438509_636_15414910_652 |  | AN | 0 | Residential | 40629.6+17308.137j | 0 | 0 | 0 | 0 | 0 | [24 empty] | 8103302 | no | no |  |  | no |  | 0 | 0 | 0 | 0 | 0 | 0 |  | 1 | 1 | 1 | 0 | 0 | 0
load_220649912 |  | node_1437159_941_15382063_287 |  | AN | 0 | NonResidential | 0 | 0 | 0 | 0 | 0 | 0 | [24 empty] | 8103302 | no | no |  |  | no |  | 0 | 0 | 0 | 0 | 0 | 0 |  | 1 | 1 | 1 | 0 | 0 | 0
load_220652279 |  | node_1436584_646_15390920_975 |  | AN | 0 | Residential | 14400+6134.374j | 0 | 0 | 0 | 0 | 0 | [24 empty] | 8103302 | no | no |  |  | no |  | 0 | 0 | 0 | 0 | 0 | 0 |  | 1 | 1 | 1 | 0 | 0 | 0
load_220653461 |  | node_1454843_967_15385437_97 |  | AN | 0 | Residential | 9612+4094.695j | 0 | 0 | 0 | 0 | 0 | [24 empty] | 8103302 | no | no |  |  | no |  | 0 | 0 | 0 | 0 | 0 | 0 |  | 1 | 1 | 1 | 0 | 0 | 0
load_220655858 |  | node_1435623_701_15380568_817 |  | AN | 0 | Residential | 10252.8+4367.675j | 0 | 0 | 0 | 0 | 0 | [24 empty] | 8103302 | no | no |  |  | no |  | 0 | 0 | 0 | 0 | 0 | 0 |  | 1 | 1 | 1 | 0 | 0 | 0
load_310008035 |  | node_1441967_877_15395520_687 |  | AN | 0 | NonResidential | 266.4+113.486j | 0 | 0 | 0 | 0 | 0 | [24 empty] | 8103302 | no | no |  |  | no |  | 0 | 0 | 0 | 0 | 0 | 0 |  | 1 | 1 | 1 | 0 | 0 | 0
load_310008489 |  | node_1428589_439_15390943_801 |  | AN | 0 | Residential | 23061.6+9824.2j | 0 | 0 | 0 | 0 | 0 | [24 empty] | 8103302 | no | no |  |  | no |  | 0 | 0 | 0 | 0 | 0 | 0 |  | 1 | 1 | 1 | 0 | 0 | 0
load_310011395 |  | node_1455433_271_15388105_068 |  | AN | 0 | NonResidential | 50.4+21.47j | 0 | 0 | 0 | 0 | 0 | [24 empty] | 8103302 | no | no |  |  | no |  | 0 | 0 | 0 | 0 | 0 | 0 |  | 1 | 1 | 1 | 0 | 0 | 0
load_310011594 |  | node_1461804_561_15393692_712 |  | AN | 0 | Residential | 2678.4+1140.994j | 0 | 0 | 0 | 0 | 0 | [24 empty] | 8103302 | no | no |  |  | no |  | 0 | 0 | 0 | 0 | 0 | 0 |  | 1 | 1 | 1 | 0 | 0 | 0
load_310017208 |  | node_1456280_528_15388841_392 |  | AN | 0 | Residential | 46447.2+19786.424j | 0 | 0 | 0 | 0 | 0 | [24 empty] | 8103302 | no | no |  |  | no |  | 0 | 0 | 0 | 0 | 0 | 0 |  | 1 | 1 | 1 | 0 | 0 | 0
load_310051685 |  | node_1431582_719_15389693_722 |  | AN | 0 | Residential | 4492.8+1913.925j | 0 | 0 | 0 | 0 | 0 | [24 empty] | 8103302 | no | no |  |  | no |  | 0 | 0 | 0 | 0 | 0 | 0 |  | 1 | 1 | 1 | 0 | 0 | 0
load_311880315 |  | node_1462898_907_15392827_967 |  | AN | 0 | Residential | 0 | 0 | 0 | 0 | 0 | 0 | [24 empty] | 8103302 | no | no |  |  | no |  | 0 | 0 | 0 | 0 | 0 | 0 |  | 1 | 1 | 1 | 0 | 0 | 0
load_311897065 |  | node_1456064_717_15386373_744 |  | AN | 0 | Other | 0 | 0 | 0 | 0 | 0 | 0 | [24 empty] | 8103302 | no | no |  |  | no |  | 0 | 0 | 0 | 0 | 0 | 0 |  | 1 | 1 | 1 | 0 | 0 | 0
load_311904624 |  | node_1462284_783_15392265_193 |  | AN | 0 | Residential | 4730.4+2015.142j | 0 | 0 | 0 | 0 | 0 | [24 empty] | 8103302 | no | no |  |  | no |  | 0 | 0 | 0 | 0 | 0 | 0 |  | 1 | 1 | 1 | 0 | 0 | 0
load_311909684 |  | node_1437079_136_15402189_308 |  | AN | 0 | Residential | 10886.4+4637.587j | 0 | 0 | 0 | 0 | 0 | [24 empty] | 8103302 | no | no |  |  | no |  | 0 | 0 | 0 | 0 | 0 | 0 |  | 1 | 1 | 1 | 0 | 0 | 0
load_311909724 |  | node_1432183_806_15382125_577 |  | AN | 0 | Other | 0 | 0 | 0 | 0 | 0 | 0 | [24 empty] | 8103302 | no | no |  |  | no |  | 0 | 0 | 0 | 0 | 0 | 0 |  | 1 | 1 | 1 | 0 | 0 | 0
load_311913816 |  | node_1449822_03_15411785_173 |  | AN | 0 | Other | 0 | 0 | 0 | 0 | 0 | 0 | [24 empty] | 8103302 | no | no |  |  | no |  | 0 | 0 | 0 | 0 | 0 | 0 |  | 1 | 1 | 1 | 0 | 0 | 0
load_311918618 |  | node_1441967_298_15395768_352 |  | AN | 0 | Other | 0 | 0 | 0 | 0 | 0 | 0 | [24 empty] | 8103302 | no | no |  |  | no |  | 0 | 0 | 0 | 0 | 0 | 0 |  | 1 | 1 | 1 | 0 | 0 | 0
load_311918620 |  | node_1448803_271_15405673_643 |  | AN | 0 | NonResidential | 439.2+187.098j | 0 | 0 | 0 | 0 | 0 | [24 empty] | 8103302 | no | no |  |  | no |  | 0 | 0 | 0 | 0 | 0 | 0 |  | 1 | 1 | 1 | 0 | 0 | 0
load_311923070 |  | node_1438739_094_15411080_397 |  | AN | 0 | Other | 0 | 0 | 0 | 0 | 0 | 0 | [24 empty] | 8103302 | no | no |  |  | no |  | 0 | 0 | 0 | 0 | 0 | 0 |  | 1 | 1 | 1 | 0 | 0 | 0
load_311935671 |  | node_1442040_303_15403925_322 |  | AN | 0 | NonResidential | 475.2+202.434j | 0 | 0 | 0 | 0 | 0 | [24 empty] | 8103302 | no | no |  |  | no |  | 0 | 0 | 0 | 0 | 0 | 0 |  | 1 | 1 | 1 | 0 | 0 | 0
load_311991156 |  | node_1443031_996_15401609_55 |  | AN | 0 | NonResidential | 73238.4+31199.428j | 0 | 0 | 0 | 0 | 0 | [24 empty] | 8103302 | no | no |  |  | no |  | 0 | 0 | 0 | 0 | 0 | 0 |  | 1 | 1 | 1 | 0 | 0 | 0
load_311994143 |  | node_1451273_865_15406378_979 |  | AN | 0 | Residential | 4377.6+1864.85j | 0 | 0 | 0 | 0 | 0 | [24 empty] | 8103302 | no | no |  |  | no |  | 0 | 0 | 0 | 0 | 0 | 0 |  | 1 | 1 | 1 | 0 | 0 | 0
load_312000270 |  | node_1436893_806_15393826_097 |  | AN | 0 | Residential | 42393.6+18059.598j | 0 | 0 | 0 | 0 | 0 | [24 empty] | 8103302 | no | no |  |  | no |  | 0 | 0 | 0 | 0 | 0 | 0 |  | 1 | 1 | 1 | 0 | 0 | 0
load_312161158 |  | node_1450413_741_15400445_617 |  | AN | 0 | Other | 0 | 0 | 0 | 0 | 0 | 0 | [24 empty] | 8103302 | no | no |  |  | no |  | 0 | 0 | 0 | 0 | 0 | 0 |  | 1 | 1 | 1 | 0 | 0 | 0
load_312161159 |  | node_1449711_093_15400480_921 |  | AN | 0 | Other | 0 | 0 | 0 | 0 | 0 | 0 | [24 empty] | 8103302 | no | no |  |  | no |  | 0 | 0 | 0 | 0 | 0 | 0 |  | 1 | 1 | 1 | 0 | 0 | 0

## node
data_type | static
owner_type | feeder
owner | 8103302
object | node
name | groupid | parent | bustype | phases | nominal_voltage | dcircuit | selected | monitored | monitored_fields | class_monitored_fields | played | played_fields | subsystem | x | y | comments | dist_to_slack
node_1426879_7_15392929_15 |  |  | PQ | AN | 2771.281 | 8103302 | no | no |  |  | no |  |  | 1426879.7 | 15392929.15 |  | -1
node_1427017_476_15392712_549 |  |  | PQ | AN | 2771.281 | 8103302 | no | no |  |  | no |  |  | 1427017.476 | 15392712.549 |  | -1
node_1427213_348_15383966_401 |  |  | PQ | AN | 2771.281 | 8103302 | no | no |  |  | no |  |  | 1427213.348 | 15383966.401 |  | -1
node_1427354_565_15392195_662 |  |  | PQ | AN | 2771.281 | 8103302 | no | no |  |  | no |  |  | 1427354.565 | 15392195.662 |  | -1
node_1428025_422_15391156_922 |  |  | PQ | AN | 2771.281 | 8103302 | no | no |  |  | no |  |  | 1428025.422 | 15391156.922 |  | -1
node_1428142_243_15384705_656 |  |  | PQ | AN | 2771.281 | 8103302 | no | no |  |  | no |  |  | 1428142.243 | 15384705.656 |  | -1
node_1428589_439_15390943_801 |  |  | PQ | AN | 2771.281 | 8103302 | no | no |  |  | no |  |  | 1428589.439 | 15390943.801 |  | -1
node_1428676_251_15390583_667 |  |  | PQ | AN | 2771.281 | 8103302 | no | no |  |  | no |  |  | 1428676.251 | 15390583.667 |  | -1
node_1428818_738_15390380_406 |  |  | PQ | AN | 2771.281 | 8103302 | no | no |  |  | no |  |  | 1428818.738 | 15390380.406 |  | -1
node_1429239_648_15389895_664 |  |  | PQ | AN | 2771.281 | 8103302 | no | no |  |  | no |  |  | 1429239.648 | 15389895.664 |  | -1
node_1429326_739_15389848_453 |  |  | PQ | AN | 2771.281 | 8103302 | no | no |  |  | no |  |  | 1429326.739 | 15389848.453 |  | -1
node_1429668_438_15389648_876 |  |  | PQ | AN | 2771.281 | 8103302 | no | no |  |  | no |  |  | 1429668.438 | 15389648.876 |  | -1
node_1429685_689_15389295_43 |  |  | PQ | AN | 2771.281 | 8103302 | no | no |  |  | no |  |  | 1429685.689 | 15389295.43 |  | -1
node_1429775_626_15391775_15 |  |  | PQ | AN | 2771.281 | 8103302 | no | no |  |  | no |  |  | 1429775.626 | 15391775.15 |  | -1
node_1430055_222_15388695_475 |  |  | PQ | AN | 2771.281 | 8103302 | no | no |  |  | no |  |  | 1430055.222 | 15388695.475 |  | -1
node_1430339_729_15388030_892 |  |  | PQ | AN | 2771.281 | 8103302 | no | no |  |  | no |  |  | 1430339.729 | 15388030.892 |  | -1
node_1430457_171_15387736_938 |  |  | PQ | AN | 2771.281 | 8103302 | no | no |  |  | no |  |  | 1430457.171 | 15387736.938 |  | -1
node_1430681_04_15387527_925 |  |  | PQ | AN | 2771.281 | 8103302 | no | no |  |  | no |  |  | 1430681.04 | 15387527.925 |  | -1
node_1430719_892_15386796_268 |  |  | PQ | AD | 2771.281 | 8103302 | no | no |  |  | no |  |  | 1430719.892 | 15386796.268 |  | -1
node_1430789_368_15386397_445 |  |  | PQ | AN | 2771.281 | 8103302 | no | no |  |  | no |  |  | 1430789.368 | 15386397.445 |  | -1
node_1430877_94_15385742_931 |  |  | PQ | AN | 2771.281 | 8103302 | no | no |  |  | no |  |  | 1430877.94 | 15385742.931 |  | -1
node_1431081_986_15391843_335 |  |  | PQ | AN | 2771.281 | 8103302 | no | no |  |  | no |  |  | 1431081.986 | 15391843.335 |  | -1
node_1431151_872_15385207_206 |  |  | PQ | AN | 2771.281 | 8103302 | no | no |  |  | no |  |  | 1431151.872 | 15385207.206 |  | -1
node_1431161_67_15384667_177 |  |  | PQ | AN | 2771.281 | 8103302 | no | no |  |  | no |  |  | 1431161.67 | 15384667.177 |  | -1
node_1431263_005_15383923_733 |  |  | PQ | AN | 2771.281 | 8103302 | no | no |  |  | no |  |  | 1431263.005 | 15383923.733 |  | -1
node_1431310_405_15389738_047 |  |  | PQ | AN | 2771.281 | 8103302 | no | no |  |  | no |  |  | 1431310.405 | 15389738.047 |  | -1
node_1431316_215_15387969_262 |  |  | PQ | AN | 2771.281 | 8103302 | no | no |  |  | no |  |  | 1431316.215 | 15387969.262 |  | -1
node_1431542_114_15396537_834 |  |  | PQ | AN | 2771.281 | 8103302 | no | no |  |  | no |  |  | 1431542.114 | 15396537.834 |  | -1
node_1431559_208_15391886_204 |  |  | PQ | AN | 2771.281 | 8103302 | no | no |  |  | no |  |  | 1431559.208 | 15391886.204 |  | -1
node_1431564_978_15382866_851 |  |  | PQ | AN | 2771.281 | 8103302 | no | no |  |  | no |  |  | 1431564.978 | 15382866.851 |  | -1
node_1431582_719_15389693_722 |  |  | PQ | AN | 2771.281 | 8103302 | no | no |  |  | no |  |  | 1431582.719 | 15389693.722 |  | -1
node_1431588_567_15397336_995 |  |  | PQ | AN | 2771.281 | 8103302 | no | no |  |  | no |  |  | 1431588.567 | 15397336.995 |  | -1
node_1431636_527_15379841_759 |  |  | PQ | AN | 2771.281 | 8103302 | no | no |  |  | no |  |  | 1431636.527 | 15379841.759 |  | -1
node_1431637_198_15390860_159 |  |  | PQ | AN | 2771.281 | 8103302 | no | no |  |  | no |  |  | 1431637.198 | 15390860.159 |  | -1
node_1431647_407_15382122_282 |  |  | PQ | AN | 2771.281 | 8103302 | no | no |  |  | no |  |  | 1431647.407 | 15382122.282 |  | -1
node_1431654_295_15388737_313 |  |  | PQ | AN | 2771.281 | 8103302 | no | no |  |  | no |  |  | 1431654.295 | 15388737.313 |  | -1
node_1431684_52_15390584_501 |  |  | PQ | AN | 2771.281 | 8103302 | no | no |  |  | no |  |  | 1431684.52 | 15390584.501 |  | -1
node_1431690_048_15390333_031 |  |  | PQ | AN | 2771.281 | 8103302 | no | no |  |  | no |  |  | 1431690.048 | 15390333.031 |  | -1
node_1431697_629_15389988_045 |  |  | PQ | AN | 2771.281 | 8103302 | no | no |  |  | no |  |  | 1431697.629 | 15389988.045 |  | -1
node_1431709_503_15388952_211 |  |  | PQ | AN | 2771.281 | 8103302 | no | no |  |  | no |  |  | 1431709.503 | 15388952.211 |  | -1
node_1431737_063_15389348_336 |  |  | PQ | AN | 2771.281 | 8103302 | no | no |  |  | no |  |  | 1431737.063 | 15389348.336 |  | -1
node_1431790_227_15381025_14 |  |  | PQ | AN | 2771.281 | 8103302 | no | no |  |  | no |  |  | 1431790.227 | 15381025.14 |  | -1
node_1431819_571_15387644_867 |  |  | PQ | AN | 2771.281 | 8103302 | no | no |  |  | no |  |  | 1431819.571 | 15387644.867 |  | -1
node_1431830_046_15381778_438 |  |  | PQ | AN | 2771.281 | 8103302 | no | no |  |  | no |  |  | 1431830.046 | 15381778.438 |  | -1
node_1431874_862_15391747_773 |  |  | PQ | AN | 2771.281 | 8103302 | no | no |  |  | no |  |  | 1431874.862 | 15391747.773 |  | -1
node_1431953_866_15388776_972 |  |  | PQ | AN | 2771.281 | 8103302 | no | no |  |  | no |  |  | 1431953.866 | 15388776.972 |  | -1
node_1432002_752_15393277_017 |  |  | PQ | AN | 2771.281 | 8103302 | no | no |  |  | no |  |  | 1432002.752 | 15393277.017 |  | -1
node_1432038_076_15395432_507 |  |  | PQ | AN | 2771.281 | 8103302 | no | no |  |  | no |  |  | 1432038.076 | 15395432.507 |  | -1
node_1432083_561_15386892_072 |  |  | PQ | AN | 2771.281 | 8103302 | no | no |  |  | no |  |  | 1432083.561 | 15386892.072 |  | -1
node_1432090_021_15387268_653 |  |  | PQ | AN | 2771.281 | 8103302 | no | no |  |  | no |  |  | 1432090.021 | 15387268.653 |  | -1
node_1432132_781_15386522_159 |  |  | PQ | AN | 2771.281 | 8103302 | no | no |  |  | no |  |  | 1432132.781 | 15386522.159 |  | -1
node_1432145_71_15395108_165 |  |  | PQ | AN | 2771.281 | 8103302 | no | no |  |  | no |  |  | 1432145.71 | 15395108.165 |  | -1
node_1432163_441_15386288_546 |  |  | PQ | AN | 2771.281 | 8103302 | no | no |  |  | no |  |  | 1432163.441 | 15386288.546 |  | -1
node_1432183_806_15382125_577 |  |  | PQ | AN | 2771.281 | 8103302 | no | no |  |  | no |  |  | 1432183.806 | 15382125.577 |  | -1
node_1432187_606_15385985_114 |  |  | PQ | AN | 2771.281 | 8103302 | no | no |  |  | no |  |  | 1432187.606 | 15385985.114 |  | -1
node_1432192_944_15385614_206 |  |  | PQ | AN | 2771.281 | 8103302 | no | no |  |  | no |  |  | 1432192.944 | 15385614.206 |  | -1
node_1432196_67_15381467_234 |  |  | PQ | AN | 2771.281 | 8103302 | no | no |  |  | no |  |  | 1432196.67 | 15381467.234 |  | -1
node_1432264_748_15392678_919 |  |  | PQ | AN | 2771.281 | 8103302 | no | no |  |  | no |  |  | 1432264.748 | 15392678.919 |  | -1
node_1432267_574_15384935_767 |  |  | PQ | AN | 2771.281 | 8103302 | no | no |  |  | no |  |  | 1432267.574 | 15384935.767 |  | -1
node_1432272_616_15394197_886 |  |  | PQ | AN | 2771.281 | 8103302 | no | no |  |  | no |  |  | 1432272.616 | 15394197.886 |  | -1
node_1432316_09_15393433_882 |  |  | PQ | AN | 2771.281 | 8103302 | no | no |  |  | no |  |  | 1432316.09 | 15393433.882 |  | -1
node_1432336_722_15393751_529 |  |  | PQ | AN | 2771.281 | 8103302 | no | no |  |  | no |  |  | 1432336.722 | 15393751.529 |  | -1
node_1432378_668_15382717_818 |  |  | PQ | AN | 2771.281 | 8103302 | no | no |  |  | no |  |  | 1432378.668 | 15382717.818 |  | -1
node_1432383_609_15382408_043 |  |  | PQ | AN | 2771.281 | 8103302 | no | no |  |  | no |  |  | 1432383.609 | 15382408.043 |  | -1
node_1432394_01_15392917_476 |  |  | PQ | AN | 2771.281 | 8103302 | no | no |  |  | no |  |  | 1432394.01 | 15392917.476 |  | -1
node_1432400_333_15382111_748 |  |  | PQ | AN | 2771.281 | 8103302 | no | no |  |  | no |  |  | 1432400.333 | 15382111.748 |  | -1
node_1432415_761_15379217_001 |  |  | PQ | AN | 2771.281 | 8103302 | no | no |  |  | no |  |  | 1432415.761 | 15379217.001 |  | -1
node_1432427_588_15384413_166 |  |  | PQ | AN | 2771.281 | 8103302 | no | no |  |  | no |  |  | 1432427.588 | 15384413.166 |  | -1
node_1432455_717_15381655_606 |  |  | PQ | AN | 2771.281 | 8103302 | no | no |  |  | no |  |  | 1432455.717 | 15381655.606 |  | -1
node_1432475_949_15383519_685 |  |  | PQ | AN | 2771.281 | 8103302 | no | no |  |  | no |  |  | 1432475.949 | 15383519.685 |  | -1
node_1432514_265_15382981_375 |  |  | PQ | AN | 2771.281 | 8103302 | no | no |  |  | no |  |  | 1432514.265 | 15382981.375 |  | -1
node_1432527_755_15383287_527 |  |  | PQ | AN | 2771.281 | 8103302 | no | no |  |  | no |  |  | 1432527.755 | 15383287.527 |  | -1
node_1432547_09_15379111_828 |  |  | PQ | AN | 2771.281 | 8103302 | no | no |  |  | no |  |  | 1432547.09 | 15379111.828 |  | -1
node_1432656_709_15392630_125 |  |  | PQ | AN | 2771.281 | 8103302 | no | no |  |  | no |  |  | 1432656.709 | 15392630.125 |  | -1
node_1432898_411_15380638_797 |  |  | PQ | AN | 2771.281 | 8103302 | no | no |  |  | no |  |  | 1432898.411 | 15380638.797 |  | -1
node_1432965_662_15383540_95 |  |  | PQ | AN | 2771.281 | 8103302 | no | no |  |  | no |  |  | 1432965.662 | 15383540.95 |  | -1
node_1433069_316_15382597_805 |  |  | PQ | AN | 2771.281 | 8103302 | no | no |  |  | no |  |  | 1433069.316 | 15382597.805 |  | -1
node_1433247_151_15380864_95 |  |  | PQ | AN | 2771.281 | 8103302 | no | no |  |  | no |  |  | 1433247.151 | 15380864.95 |  | -1
node_1433335_676_15386691_743 |  |  | PQ | AN | 2771.281 | 8103302 | no | no |  |  | no |  |  | 1433335.676 | 15386691.743 |  | -1
node_1433463_436_15380898_972 |  |  | PQ | AN | 2771.281 | 8103302 | no | no |  |  | no |  |  | 1433463.436 | 15380898.972 |  | -1
node_1433644_899_15380926_473 |  |  | PQ | AN | 2771.281 | 8103302 | no | no |  |  | no |  |  | 1433644.899 | 15380926.473 |  | -1
node_1434099_811_15381020_231 |  |  | PQ | AN | 2771.281 | 8103302 | no | no |  |  | no |  |  | 1434099.811 | 15381020.231 |  | -1
node_1434160_222_15379440_313 |  |  | PQ | ABCN | 2771.281 | 8103302 | no | no |  |  | no |  |  | 1434160.222 | 15379440.313 |  | -1
node_1434360_518_15377108_589 |  |  | PQ | ABCD | 2771.281 | 8103302 | no | no |  |  | no |  |  | 1434360.518 | 15377108.589 |  | -1
node_1434477_432_15379569_883 |  |  | PQ | ABCN | 2771.281 | 8103302 | no | no |  |  | no |  |  | 1434477.432 | 15379569.883 |  | -1
node_1434602_744_15381598_547 |  |  | PQ | AN | 2771.281 | 8103302 | no | no |  |  | no |  |  | 1434602.744 | 15381598.547 |  | -1
node_1434730_921_15379821_035 |  |  | PQ | ABCN | 2771.281 | 8103302 | no | no |  |  | no |  |  | 1434730.921 | 15379821.035 |  | -1
node_1434803_22_15380084_694 |  |  | PQ | AN | 2771.281 | 8103302 | no | no |  |  | no |  |  | 1434803.22 | 15380084.694 |  | -1
node_1434808_943_15381248_596 |  |  | PQ | AN | 2771.281 | 8103302 | no | no |  |  | no |  |  | 1434808.943 | 15381248.596 |  | -1
node_1434973_979_15381443_311 |  |  | PQ | AN | 2771.281 | 8103302 | no | no |  |  | no |  |  | 1434973.979 | 15381443.311 |  | -1
node_1435012_045_15378640_212 |  |  | PQ | AN | 2771.281 | 8103302 | no | no |  |  | no |  |  | 1435012.045 | 15378640.212 |  | -1
node_1435271_983_15378706_553 |  |  | PQ | AN | 2771.281 | 8103302 | no | no |  |  | no |  |  | 1435271.983 | 15378706.553 |  | -1
node_1435278_137_15380167_519 |  |  | PQ | ABCN | 2771.281 | 8103302 | no | no |  |  | no |  |  | 1435278.137 | 15380167.519 |  | -1
node_1435623_701_15380568_817 |  |  | PQ | AN | 2771.281 | 8103302 | no | no |  |  | no |  |  | 1435623.701 | 15380568.817 |  | -1
node_1435858_424_15380571_019 |  |  | PQ | AN | 2771.281 | 8103302 | no | no |  |  | no |  |  | 1435858.424 | 15380571.019 |  | -1
node_1435920_768_15411006_157 |  |  | PQ | AN | 2771.281 | 8103302 | no | no |  |  | no |  |  | 1435920.768 | 15411006.157 |  | -1
node_1435962_991_15393575_27 |  |  | PQ | AN | 2771.281 | 8103302 | no | no |  |  | no |  |  | 1435962.991 | 15393575.27 |  | -1
node_1436059_77_15380357_921 |  |  | PQ | AN | 2771.281 | 8103302 | no | no |  |  | no |  |  | 1436059.77 | 15380357.921 |  | -1
node_1436101_005_15395174_449 |  |  | PQ | AN | 2771.281 | 8103302 | no | no |  |  | no |  |  | 1436101.005 | 15395174.449 |  | -1
node_1436280_171_15395044_34 |  |  | PQ | AN | 2771.281 | 8103302 | no | no |  |  | no |  |  | 1436280.171 | 15395044.34 |  | -1
node_1436584_646_15390920_975 |  |  | PQ | AN | 2771.281 | 8103302 | no | no |  |  | no |  |  | 1436584.646 | 15390920.975 |  | -1
node_1436586_504_15381381_558 |  |  | PQ | ABCN | 2771.281 | 8103302 | no | no |  |  | no |  |  | 1436586.504 | 15381381.558 |  | -1
node_1436668_627_15391202_687 |  |  | PQ | AN | 2771.281 | 8103302 | no | no |  |  | no |  |  | 1436668.627 | 15391202.687 |  | -1
node_1436690_693_15390580_903 |  |  | PQ | AN | 2771.281 | 8103302 | no | no |  |  | no |  |  | 1436690.693 | 15390580.903 |  | -1
node_1436711_325_15392913_65 |  |  | PQ | AN | 2771.281 | 8103302 | no | no |  |  | no |  |  | 1436711.325 | 15392913.65 |  | -1
node_1436857_641_15390270_634 |  |  | PQ | AN | 2771.281 | 8103302 | no | no |  |  | no |  |  | 1436857.641 | 15390270.634 |  | -1
node_1436893_806_15393826_097 |  |  | PQ | AN | 2771.281 | 8103302 | no | no |  |  | no |  |  | 1436893.806 | 15393826.097 |  | -1
node_1436901_599_15381934_482 |  |  | PQ | ABCN | 2771.281 | 8103302 | no | no |  |  | no |  |  | 1436901.599 | 15381934.482 |  | -1
node_1437079_136_15402189_308 |  |  | PQ | AN | 2771.281 | 8103302 | no | no |  |  | no |  |  | 1437079.136 | 15402189.308 |  | -1
node_1437132_001_15389475_111 |  |  | PQ | AN | 2771.281 | 8103302 | no | no |  |  | no |  |  | 1437132.001 | 15389475.111 |  | -1
node_1437159_941_15382063_287 |  |  | PQ | ABCN | 2771.281 | 8103302 | no | no |  |  | no |  |  | 1437159.941 | 15382063.287 |  | -1
node_1437346_028_15402055_403 |  |  | PQ | AN | 2771.281 | 8103302 | no | no |  |  | no |  |  | 1437346.028 | 15402055.403 |  | -1
node_1437435_649_15393737_169 |  |  | PQ | AN | 2771.281 | 8103302 | no | no |  |  | no |  |  | 1437435.649 | 15393737.169 |  | -1
node_1437441_47_15393265_162 |  |  | PQ | AN | 2771.281 | 8103302 | no | no |  |  | no |  |  | 1437441.47 | 15393265.162 |  | -1
node_1437503_873_15389326_071 |  |  | PQ | AN | 2771.281 | 8103302 | no | no |  |  | no |  |  | 1437503.873 | 15389326.071 |  | -1
node_1437703_557_15383020_094 |  |  | PQ | AN | 2771.281 | 8103302 | no | no |  |  | no |  |  | 1437703.557 | 15383020.094 |  | -1
node_1437787_521_15382667_448 |  |  | PQ | AN | 2771.281 | 8103302 | no | no |  |  | no |  |  | 1437787.521 | 15382667.448 |  | -1
node_1437910_954_15401918_532 |  |  | PQ | AN | 2771.281 | 8103302 | no | no |  |  | no |  |  | 1437910.954 | 15401918.532 |  | -1
node_1438234_617_15392892_511 |  |  | PQ | AN | 2771.281 | 8103302 | no | no |  |  | no |  |  | 1438234.617 | 15392892.511 |  | -1
node_1438289_598_15392332_506 |  |  | PQ | AN | 2771.281 | 8103302 | no | no |  |  | no |  |  | 1438289.598 | 15392332.506 |  | -1
node_1438351_264_15391121_276 |  |  | PQ | AN | 2771.281 | 8103302 | no | no |  |  | no |  |  | 1438351.264 | 15391121.276 |  | -1
node_1438355_273_15402588_884 |  |  | PQ | AN | 2771.281 | 8103302 | no | no |  |  | no |  |  | 1438355.273 | 15402588.884 |  | -1
node_1438431_498_15414114_954 |  |  | PQ | AN | 2771.281 | 8103302 | no | no |  |  | no |  |  | 1438431.498 | 15414114.954 |  | -1
node_1438461_71_15392040_77 |  |  | PQ | AN | 2771.281 | 8103302 | no | no |  |  | no |  |  | 1438461.71 | 15392040.77 |  | -1
node_1438472_614_15414326_961 |  |  | PQ | AN | 2771.281 | 8103302 | no | no |  |  | no |  |  | 1438472.614 | 15414326.961 |  | -1
node_1438509_636_15414910_652 |  |  | PQ | AN | 2771.281 | 8103302 | no | no |  |  | no |  |  | 1438509.636 | 15414910.652 |  | -1
node_1438546_747_15383348_213 |  |  | PQ | AN | 2771.281 | 8103302 | no | no |  |  | no |  |  | 1438546.747 | 15383348.213 |  | -1
node_1438620_752_15383028_051 |  |  | PQ | ABCN | 2771.281 | 8103302 | no | no |  |  | no |  |  | 1438620.752 | 15383028.051 |  | -1
node_1438628_639_15391203_702 |  |  | PQ | AN | 2771.281 | 8103302 | no | no |  |  | no |  |  | 1438628.639 | 15391203.702 |  | -1
node_1438646_336_15410493_994 |  |  | PQ | AN | 2771.281 | 8103302 | no | no |  |  | no |  |  | 1438646.336 | 15410493.994 |  | -1
node_1438739_094_15411080_397 |  |  | PQ | AN | 2771.281 | 8103302 | no | no |  |  | no |  |  | 1438739.094 | 15411080.397 |  | -1
node_1438781_134_15390109_267 |  |  | PQ | AN | 2771.281 | 8103302 | no | no |  |  | no |  |  | 1438781.134 | 15390109.267 |  | -1
node_1438790_663_15402389_468 |  |  | PQ | AN | 2771.281 | 8103302 | no | no |  |  | no |  |  | 1438790.663 | 15402389.468 |  | -1
node_1438878_79_15389583_857 |  |  | PQ | AN | 2771.281 | 8103302 | no | no |  |  | no |  |  | 1438878.79 | 15389583.857 |  | -1
node_1439030_939_15390047_954 |  |  | PQ | AN | 2771.281 | 8103302 | no | no |  |  | no |  |  | 1439030.939 | 15390047.954 |  | -1
node_1439109_16_15401822_676 |  |  | PQ | AN | 2771.281 | 8103302 | no | no |  |  | no |  |  | 1439109.16 | 15401822.676 |  | -1
node_1439192_499_15400256_929 |  |  | PQ | AN | 2771.281 | 8103302 | no | no |  |  | no |  |  | 1439192.499 | 15400256.929 |  | -1
node_1439275_882_15383857_074 |  |  | PQ | AN | 2771.281 | 8103302 | no | no |  |  | no |  |  | 1439275.882 | 15383857.074 |  | -1
node_1439373_199_15418338_006 |  |  | PQ | AN | 2771.281 | 8103302 | no | no |  |  | no |  |  | 1439373.199 | 15418338.006 |  | -1
node_1439420_611_15405978_781 |  |  | PQ | AN | 2771.281 | 8103302 | no | no |  |  | no |  |  | 1439420.611 | 15405978.781 |  | -1
node_1439431_965_15383287_515 |  |  | PQ | ABCN | 2771.281 | 8103302 | no | no |  |  | no |  |  | 1439431.965 | 15383287.515 |  | -1
node_1439770_98_15383247_612 |  |  | PQ | ABCN | 2771.281 | 8103302 | no | no |  |  | no |  |  | 1439770.98 | 15383247.612 |  | -1
node_1439866_478_15388498_843 |  |  | PQ | AN | 2771.281 | 8103302 | no | no |  |  | no |  |  | 1439866.478 | 15388498.843 |  | -1
node_1439895_838_15387371_715 |  |  | PQ | AN | 2771.281 | 8103302 | no | no |  |  | no |  |  | 1439895.838 | 15387371.715 |  | -1
node_1439962_148_15387069_864 |  |  | PQ | AN | 2771.281 | 8103302 | no | no |  |  | no |  |  | 1439962.148 | 15387069.864 |  | -1
node_1440080_513_15386303_649 |  |  | PQ | AN | 2771.281 | 8103302 | no | no |  |  | no |  |  | 1440080.513 | 15386303.649 |  | -1
node_1440111_834_15398020_693 |  |  | PQ | AN | 2771.281 | 8103302 | no | no |  |  | no |  |  | 1440111.834 | 15398020.693 |  | -1
node_1440132_807_15383366_694 |  |  | PQ | AN | 2771.281 | 8103302 | no | no |  |  | no |  |  | 1440132.807 | 15383366.694 |  | -1
node_1440220_461_15406101_128 |  |  | PQ | AN | 2771.281 | 8103302 | no | no |  |  | no |  |  | 1440220.461 | 15406101.128 |  | -1
node_1440256_949_15386797_385 |  |  | PQ | AN | 2771.281 | 8103302 | no | no |  |  | no |  |  | 1440256.949 | 15386797.385 |  | -1
node_1440352_258_15383622_13 |  |  | PQ | AN | 2771.281 | 8103302 | no | no |  |  | no |  |  | 1440352.258 | 15383622.13 |  | -1
node_1440388_437_15386485_462 |  |  | PQ | AN | 2771.281 | 8103302 | no | no |  |  | no |  |  | 1440388.437 | 15386485.462 |  | -1
node_1440642_618_15386130_211 |  |  | PQ | AN | 2771.281 | 8103302 | no | no |  |  | no |  |  | 1440642.618 | 15386130.211 |  | -1
node_1440714_787_15385199_033 |  |  | PQ | AN | 2771.281 | 8103302 | no | no |  |  | no |  |  | 1440714.787 | 15385199.033 |  | -1
node_1440747_546_15384821_49 |  |  | PQ | ABCN | 2771.281 | 8103302 | no | no |  |  | no |  |  | 1440747.546 | 15384821.49 |  | -1
node_1440755_389_15384442_164 |  |  | PQ | ABCN | 2771.281 | 8103302 | no | no |  |  | no |  |  | 1440755.389 | 15384442.164 |  | -1
node_1440770_189_15384094_803 |  |  | PQ | ABCN | 2771.281 | 8103302 | no | no |  |  | no |  |  | 1440770.189 | 15384094.803 |  | -1
node_1440779_621_15383848_183 |  |  | PQ | ABCN | 2771.281 | 8103302 | no | no |  |  | no |  |  | 1440779.621 | 15383848.183 |  | -1
node_1440798_453_15383470_102 |  |  | PQ | ABCN | 2771.281 | 8103302 | no | no |  |  | no |  |  | 1440798.453 | 15383470.102 |  | -1
node_1440897_338_15411228_103 |  |  | PQ | AN | 2771.281 | 8103302 | no | no |  |  | no |  |  | 1440897.338 | 15411228.103 |  | -1
node_1440984_698_15385192_56 |  |  | PQ | ABCN | 2771.281 | 8103302 | no | no |  |  | no |  |  | 1440984.698 | 15385192.56 |  | -1
node_1441114_148_15385381_693 |  |  | PQ | ABCN | 2771.281 | 8103302 | no | no |  |  | no |  |  | 1441114.148 | 15385381.693 |  | -1
node_1441117_648_15385407_925 |  |  | PQ | ABCN | 2771.281 | 8103302 | no | no |  |  | no |  |  | 1441117.648 | 15385407.925 |  | -1
node_1441139_321_15385545_859 |  |  | PQ | AN | 2771.281 | 8103302 | no | no |  |  | no |  |  | 1441139.321 | 15385545.859 |  | -1
node_1441216_771_15403450_768 |  |  | PQ | AN | 2771.281 | 8103302 | no | no |  |  | no |  |  | 1441216.771 | 15403450.768 |  | -1
node_1441324_754_15385910_297 |  |  | PQ | AN | 2771.281 | 8103302 | no | no |  |  | no |  |  | 1441324.754 | 15385910.297 |  | -1
node_1441380_876_15411217_437 |  |  | PQ | AN | 2771.281 | 8103302 | no | no |  |  | no |  |  | 1441380.876 | 15411217.437 |  | -1
node_1441439_901_15386106_586 |  |  | PQ | AN | 2771.281 | 8103302 | no | no |  |  | no |  |  | 1441439.901 | 15386106.586 |  | -1
node_1441546_972_15411670_39 |  |  | PQ | AN | 2771.281 | 8103302 | no | no |  |  | no |  |  | 1441546.972 | 15411670.39 |  | -1
node_1441604_021_15383572_667 |  |  | PQ | AN | 2771.281 | 8103302 | no | no |  |  | no |  |  | 1441604.021 | 15383572.667 |  | -1
node_1441605_458_15386399_08 |  |  | PQ | AN | 2771.281 | 8103302 | no | no |  |  | no |  |  | 1441605.458 | 15386399.08 |  | -1
node_1441620_306_15396368_368 |  |  | PQ | AN | 2771.281 | 8103302 | no | no |  |  | no |  |  | 1441620.306 | 15396368.368 |  | -1
node_1441967_298_15395768_352 |  |  | PQ | AN | 2771.281 | 8103302 | no | no |  |  | no |  |  | 1441967.298 | 15395768.352 |  | -1
node_1441967_877_15395520_687 |  |  | PQ | AN | 2771.281 | 8103302 | no | no |  |  | no |  |  | 1441967.877 | 15395520.687 |  | -1
node_1442040_303_15403925_322 |  |  | PQ | AN | 2771.281 | 8103302 | no | no |  |  | no |  |  | 1442040.303 | 15403925.322 |  | -1
node_1442233_021_15387167_75 |  |  | PQ | AN | 2771.281 | 8103302 | no | no |  |  | no |  |  | 1442233.021 | 15387167.75 |  | -1
node_1442285_138_15394949_69 |  |  | PQ | AN | 2771.281 | 8103302 | no | no |  |  | no |  |  | 1442285.138 | 15394949.69 |  | -1
node_1442440_307_15398290_517 |  |  | PQ | AN | 2771.281 | 8103302 | no | no |  |  | no |  |  | 1442440.307 | 15398290.517 |  | -1
node_1442508_544_15387863_799 |  |  | PQ | AN | 2771.281 | 8103302 | no | no |  |  | no |  |  | 1442508.544 | 15387863.799 |  | -1
node_1442508_931_15390875_388 |  |  | PQ | AN | 2771.281 | 8103302 | no | no |  |  | no |  |  | 1442508.931 | 15390875.388 |  | -1
node_1442508_15387478_845 |  |  | PQ | AN | 2771.281 | 8103302 | no | no |  |  | no |  |  | 1442508 | 15387478.845 |  | -1
node_1442563_208_15398694_375 |  |  | PQ | AN | 2771.281 | 8103302 | no | no |  |  | no |  |  | 1442563.208 | 15398694.375 |  | -1
node_1442578_005_15388351_971 |  |  | PQ | AN | 2771.281 | 8103302 | no | no |  |  | no |  |  | 1442578.005 | 15388351.971 |  | -1
node_1442640_916_15399174_677 |  |  | PQ | AN | 2771.281 | 8103302 | no | no |  |  | no |  |  | 1442640.916 | 15399174.677 |  | -1
node_1442669_795_15393432_57 |  |  | PQ | AN | 2771.281 | 8103302 | no | no |  |  | no |  |  | 1442669.795 | 15393432.57 |  | -1
node_1442726_013_15393706_524 |  |  | PQ | AN | 2771.281 | 8103302 | no | no |  |  | no |  |  | 1442726.013 | 15393706.524 |  | -1
node_1442756_93_15388792_558 |  |  | PQ | AN | 2771.281 | 8103302 | no | no |  |  | no |  |  | 1442756.93 | 15388792.558 |  | -1
node_1442761_625_15411491_831 |  |  | PQ | AN | 2771.281 | 8103302 | no | no |  |  | no |  |  | 1442761.625 | 15411491.831 |  | -1
node_1442780_191_15390957_619 |  |  | PQ | AN | 2771.281 | 8103302 | no | no |  |  | no |  |  | 1442780.191 | 15390957.619 |  | -1
node_1442786_999_15390541_474 |  |  | PQ | AN | 2771.281 | 8103302 | no | no |  |  | no |  |  | 1442786.999 | 15390541.474 |  | -1
node_1442800_863_15389252_271 |  |  | PQ | AN | 2771.281 | 8103302 | no | no |  |  | no |  |  | 1442800.863 | 15389252.271 |  | -1
node_1442822_988_15395893_648 |  |  | PQ | AN | 2771.281 | 8103302 | no | no |  |  | no |  |  | 1442822.988 | 15395893.648 |  | -1
node_1442844_832_15390154_98 |  |  | PQ | AN | 2771.281 | 8103302 | no | no |  |  | no |  |  | 1442844.832 | 15390154.98 |  | -1
node_1442852_501_15384120_384 |  |  | PQ | ABCN | 2771.281 | 8103302 | no | no |  |  | no |  |  | 1442852.501 | 15384120.384 |  | -1
node_1442892_788_15391324_641 |  |  | PQ | AN | 2771.281 | 8103302 | no | no |  |  | no |  |  | 1442892.788 | 15391324.641 |  | -1
node_1442897_346_15391606_686 |  |  | PQ | AN | 2771.281 | 8103302 | no | no |  |  | no |  |  | 1442897.346 | 15391606.686 |  | -1
node_1442897_973_15400847_931 |  |  | PQ | AN | 2771.281 | 8103302 | no | no |  |  | no |  |  | 1442897.973 | 15400847.931 |  | -1
node_1442901_201_15392319_796 |  |  | PQ | AN | 2771.281 | 8103302 | no | no |  |  | no |  |  | 1442901.201 | 15392319.796 |  | -1
node_1442909_528_15396379_325 |  |  | PQ | AN | 2771.281 | 8103302 | no | no |  |  | no |  |  | 1442909.528 | 15396379.325 |  | -1
node_1442965_763_15401246_764 |  |  | PQ | AN | 2771.281 | 8103302 | no | no |  |  | no |  |  | 1442965.763 | 15401246.764 |  | -1
node_1442977_015_15404282_197 |  |  | PQ | AN | 2771.281 | 8103302 | no | no |  |  | no |  |  | 1442977.015 | 15404282.197 |  | -1
node_1443031_996_15401609_55 |  |  | PQ | AN | 2771.281 | 8103302 | no | no |  |  | no |  |  | 1443031.996 | 15401609.55 |  | -1
node_1443190_042_15397037_165 |  |  | PQ | AN | 2771.281 | 8103302 | no | no |  |  | no |  |  | 1443190.042 | 15397037.165 |  | -1
node_1443468_396_15404559_419 |  |  | PQ | AN | 2771.281 | 8103302 | no | no |  |  | no |  |  | 1443468.396 | 15404559.419 |  | -1
node_1443500_345_15384462_158 |  |  | PQ | ABCN | 2771.281 | 8103302 | no | no |  |  | no |  |  | 1443500.345 | 15384462.158 |  | -1
node_1443532_073_15410106_697 |  |  | PQ | AN | 2771.281 | 8103302 | no | no |  |  | no |  |  | 1443532.073 | 15410106.697 |  | -1
node_1443564_815_15409724_034 |  |  | PQ | AN | 2771.281 | 8103302 | no | no |  |  | no |  |  | 1443564.815 | 15409724.034 |  | -1
node_1443573_65_15405035_573 |  |  | PQ | AN | 2771.281 | 8103302 | no | no |  |  | no |  |  | 1443573.65 | 15405035.573 |  | -1
node_1443641_019_15408704_109 |  |  | PQ | AN | 2771.281 | 8103302 | no | no |  |  | no |  |  | 1443641.019 | 15408704.109 |  | -1
node_1443653_719_15404382_673 |  |  | PQ | AN | 2771.281 | 8103302 | no | no |  |  | no |  |  | 1443653.719 | 15404382.673 |  | -1
node_1443659_553_15405476_35 |  |  | PQ | AN | 2771.281 | 8103302 | no | no |  |  | no |  |  | 1443659.553 | 15405476.35 |  | -1
node_1443680_623_15409047_846 |  |  | PQ | AN | 2771.281 | 8103302 | no | no |  |  | no |  |  | 1443680.623 | 15409047.846 |  | -1
node_1443734_555_15408402_599 |  |  | PQ | AN | 2771.281 | 8103302 | no | no |  |  | no |  |  | 1443734.555 | 15408402.599 |  | -1
node_1443736_855_15405833_325 |  |  | PQ | AN | 2771.281 | 8103302 | no | no |  |  | no |  |  | 1443736.855 | 15405833.325 |  | -1
node_1443781_724_15407230_785 |  |  | PQ | AD | 2771.281 | 8103302 | no | no |  |  | no |  |  | 1443781.724 | 15407230.785 |  | -1
node_1443805_042_15406164_189 |  |  | PQ | AN | 2771.281 | 8103302 | no | no |  |  | no |  |  | 1443805.042 | 15406164.189 |  | -1
node_1443835_345_15407032_557 |  |  | PQ | AN | 2771.281 | 8103302 | no | no |  |  | no |  |  | 1443835.345 | 15407032.557 |  | -1
node_1443866_161_15412758_627 |  |  | PQ | AN | 2771.281 | 8103302 | no | no |  |  | no |  |  | 1443866.161 | 15412758.627 |  | -1
node_1443869_547_15411362_116 |  |  | PQ | AN | 2771.281 | 8103302 | no | no |  |  | no |  |  | 1443869.547 | 15411362.116 |  | -1
node_1443882_964_15413044_522 |  |  | PQ | AN | 2771.281 | 8103302 | no | no |  |  | no |  |  | 1443882.964 | 15413044.522 |  | -1
node_1443905_75_15411662_419 |  |  | PQ | AN | 2771.281 | 8103302 | no | no |  |  | no |  |  | 1443905.75 | 15411662.419 |  | -1
node_1443921_466_15412320_812 |  |  | PQ | AN | 2771.281 | 8103302 | no | no |  |  | no |  |  | 1443921.466 | 15412320.812 |  | -1
node_1443934_289_15404898_393 |  |  | PQ | AN | 2771.281 | 8103302 | no | no |  |  | no |  |  | 1443934.289 | 15404898.393 |  | -1
node_1443970_232_15384425_464 |  |  | PQ | ABCN | 2771.281 | 8103302 | no | no |  |  | no |  |  | 1443970.232 | 15384425.464 |  | -1
node_1443989_391_15384432_074 |  |  | PQ | ABCN | 2771.281 | 8103302 | no | no |  |  | no |  |  | 1443989.391 | 15384432.074 |  | -1
node_1444025_47_15415957_299 |  |  | PQ | AN | 2771.281 | 8103302 | no | no |  |  | no |  |  | 1444025.47 | 15415957.299 |  | -1
node_1444191_26_15412410_249 |  |  | PQ | AN | 2771.281 | 8103302 | no | no |  |  | no |  |  | 1444191.26 | 15412410.249 |  | -1
node_1444223_554_15405106_726 |  |  | PQ | AN | 2771.281 | 8103302 | no | no |  |  | no |  |  | 1444223.554 | 15405106.726 |  | -1
node_1444374_252_15414875_948 |  |  | PQ | AN | 2771.281 | 8103302 | no | no |  |  | no |  |  | 1444374.252 | 15414875.948 |  | -1
node_1444434_077_15406703_03 |  |  | PQ | AN | 2771.281 | 8103302 | no | no |  |  | no |  |  | 1444434.077 | 15406703.03 |  | -1
node_1444516_215_15384538_834 |  |  | PQ | ABCN | 2771.281 | 8103302 | no | no |  |  | no |  |  | 1444516.215 | 15384538.834 |  | -1
node_1444539_943_15415973_799 |  |  | PQ | AN | 2771.281 | 8103302 | no | no |  |  | no |  |  | 1444539.943 | 15415973.799 |  | -1
node_1444615_611_15405476_774 |  |  | PQ | AN | 2771.281 | 8103302 | no | no |  |  | no |  |  | 1444615.611 | 15405476.774 |  | -1
node_1445011_408_15405839_909 |  |  | PQ | AN | 2771.281 | 8103302 | no | no |  |  | no |  |  | 1445011.408 | 15405839.909 |  | -1
node_1445422_427_15384822_05 |  |  | PQ | ABCN | 2771.281 | 8103302 | no | no |  |  | no |  |  | 1445422.427 | 15384822.05 |  | -1
node_1445605_81_15385015_306 |  |  | PQ | ABCN | 2771.281 | 8103302 | no | no |  |  | no |  |  | 1445605.81 | 15385015.306 |  | -1
node_1445706_985_15411634_019 |  |  | PQ | AN | 2771.281 | 8103302 | no | no |  |  | no |  |  | 1445706.985 | 15411634.019 |  | -1
node_1446230_006_15406028_678 |  |  | PQ | AN | 2771.281 | 8103302 | no | no |  |  | no |  |  | 1446230.006 | 15406028.678 |  | -1
node_1446462_787_15411995_906 |  |  | PQ | AN | 2771.281 | 8103302 | no | no |  |  | no |  |  | 1446462.787 | 15411995.906 |  | -1
node_1447129_595_15405852_422 |  |  | PQ | AN | 2771.281 | 8103302 | no | no |  |  | no |  |  | 1447129.595 | 15405852.422 |  | -1
node_1448188_665_15418983_342 |  |  | PQ | AN | 2771.281 | 8103302 | no | no |  |  | no |  |  | 1448188.665 | 15418983.342 |  | -1
node_1448271_511_15410444_703 |  |  | PQ | AN | 2771.281 | 8103302 | no | no |  |  | no |  |  | 1448271.511 | 15410444.703 |  | -1
node_1448325_603_15412112_823 |  |  | PQ | AN | 2771.281 | 8103302 | no | no |  |  | no |  |  | 1448325.603 | 15412112.823 |  | -1
node_1448540_501_15411455_821 |  |  | PQ | AN | 2771.281 | 8103302 | no | no |  |  | no |  |  | 1448540.501 | 15411455.821 |  | -1
node_1448551_001_15385435_043 |  |  | PQ | AN | 2771.281 | 8103302 | no | no |  |  | no |  |  | 1448551.001 | 15385435.043 |  | -1
node_1448601_336_15411129_441 |  |  | PQ | AN | 2771.281 | 8103302 | no | no |  |  | no |  |  | 1448601.336 | 15411129.441 |  | -1
node_1448704_14_15407139_914 |  |  | PQ | AN | 2771.281 | 8103302 | no | no |  |  | no |  |  | 1448704.14 | 15407139.914 |  | -1
node_1448709_38_15408891_71 |  |  | PQ | AN | 2771.281 | 8103302 | no | no |  |  | no |  |  | 1448709.38 | 15408891.71 |  | -1
node_1448716_108_15406031_056 |  |  | PQ | AN | 2771.281 | 8103302 | no | no |  |  | no |  |  | 1448716.108 | 15406031.056 |  | -1
node_1448717_077_15404150_762 |  |  | PQ | AN | 2771.281 | 8103302 | no | no |  |  | no |  |  | 1448717.077 | 15404150.762 |  | -1
node_1448731_799_15410418_178 |  |  | PQ | AN | 2771.281 | 8103302 | no | no |  |  | no |  |  | 1448731.799 | 15410418.178 |  | -1
node_1448739_828_15410055_862 |  |  | PQ | AN | 2771.281 | 8103302 | no | no |  |  | no |  |  | 1448739.828 | 15410055.862 |  | -1
node_1448771_315_15406597_306 |  |  | PQ | AN | 2771.281 | 8103302 | no | no |  |  | no |  |  | 1448771.315 | 15406597.306 |  | -1
node_1448773_295_15406878_203 |  |  | PQ | AN | 2771.281 | 8103302 | no | no |  |  | no |  |  | 1448773.295 | 15406878.203 |  | -1
node_1448774_537_15408332_219 |  |  | PQ | AN | 2771.281 | 8103302 | no | no |  |  | no |  |  | 1448774.537 | 15408332.219 |  | -1
node_1448784_149_15408555_741 |  |  | PQ | AN | 2771.281 | 8103302 | no | no |  |  | no |  |  | 1448784.149 | 15408555.741 |  | -1
node_1448803_271_15405673_643 |  |  | PQ | AN | 2771.281 | 8103302 | no | no |  |  | no |  |  | 1448803.271 | 15405673.643 |  | -1
node_1448825_725_15385380_638 |  |  | PQ | AN | 2771.281 | 8103302 | no | no |  |  | no |  |  | 1448825.725 | 15385380.638 |  | -1
node_1448848_602_15402289_335 |  |  | PQ | AN | 2771.281 | 8103302 | no | no |  |  | no |  |  | 1448848.602 | 15402289.335 |  | -1
node_1448860_534_15403847_369 |  |  | PQ | AN | 2771.281 | 8103302 | no | no |  |  | no |  |  | 1448860.534 | 15403847.369 |  | -1
node_1448867_746_15402582_211 |  |  | PQ | AN | 2771.281 | 8103302 | no | no |  |  | no |  |  | 1448867.746 | 15402582.211 |  | -1
node_1448997_609_15401486_291 |  |  | PQ | AN | 2771.281 | 8103302 | no | no |  |  | no |  |  | 1448997.609 | 15401486.291 |  | -1
node_1449055_536_15401856_808 |  |  | PQ | AN | 2771.281 | 8103302 | no | no |  |  | no |  |  | 1449055.536 | 15401856.808 |  | -1
node_1449202_017_15385707_411 |  |  | PQ | ABCN | 2771.281 | 8103302 | no | no |  |  | no |  |  | 1449202.017 | 15385707.411 |  | -1
node_1449243_152_15405640_157 |  |  | PQ | AN | 2771.281 | 8103302 | no | no |  |  | no |  |  | 1449243.152 | 15405640.157 |  | -1
node_1449288_525_15385527_461 |  |  | PQ | ABCN | 2771.281 | 8103302 | no | no |  |  | no |  |  | 1449288.525 | 15385527.461 |  | -1
node_1449313_489_15386203_941 |  |  | PQ | ABCN | 2771.281 | 8103302 | no | no |  |  | no |  |  | 1449313.489 | 15386203.941 |  | -1
node_1449348_795_15399709_066 |  |  | PQ | AN | 2771.281 | 8103302 | no | no |  |  | no |  |  | 1449348.795 | 15399709.066 |  | -1
node_1449394_516_15399419_925 |  |  | PQ | AN | 2771.281 | 8103302 | no | no |  |  | no |  |  | 1449394.516 | 15399419.925 |  | -1
node_1449426_187_15412205_492 |  |  | PQ | AN | 2771.281 | 8103302 | no | no |  |  | no |  |  | 1449426.187 | 15412205.492 |  | -1
node_1449456_747_15400479_218 |  |  | PQ | AN | 2771.281 | 8103302 | no | no |  |  | no |  |  | 1449456.747 | 15400479.218 |  | -1
node_1449628_413_15405654_278 |  |  | PQ | AN | 2771.281 | 8103302 | no | no |  |  | no |  |  | 1449628.413 | 15405654.278 |  | -1
node_1449669_527_15385256_223 |  |  | PQ | ABCN | 2771.281 | 8103302 | no | no |  |  | no |  |  | 1449669.527 | 15385256.223 |  | -1
node_1449679_725_15385299_017 |  |  | PQ | ABCN | 2771.281 | 8103302 | no | no |  |  | no |  |  | 1449679.725 | 15385299.017 |  | -1
node_1449690_302_15385335_521 |  |  | PQ | ABCN | 2771.281 | 8103302 | no | no |  |  | no |  |  | 1449690.302 | 15385335.521 |  | -1
node_1449695_878_15386147_442 |  |  | PQ | AN | 2771.281 | 8103302 | no | no |  |  | no |  |  | 1449695.878 | 15386147.442 |  | -1
node_1449711_093_15400480_921 |  |  | PQ | AN | 2771.281 | 8103302 | no | no |  |  | no |  |  | 1449711.093 | 15400480.921 |  | -1
node_1449822_03_15411785_173 |  |  | PQ | AN | 2771.281 | 8103302 | no | no |  |  | no |  |  | 1449822.03 | 15411785.173 |  | -1
node_1449824_841_15412306_517 |  |  | PQ | AN | 2771.281 | 8103302 | no | no |  |  | no |  |  | 1449824.841 | 15412306.517 |  | -1
node_1449837_123_15406010_052 |  |  | PQ | AN | 2771.281 | 8103302 | no | no |  |  | no |  |  | 1449837.123 | 15406010.052 |  | -1
node_1449893_174_15386558_786 |  |  | PQ | ABCN | 2771.281 | 8103302 | no | no |  |  | no |  |  | 1449893.174 | 15386558.786 |  | -1
node_1449975_81_15386931_14 |  |  | PQ | AN | 2771.281 | 8103302 | no | no |  |  | no |  |  | 1449975.81 | 15386931.14 |  | -1
node_1450045_735_15387494_239 |  |  | PQ | AN | 2771.281 | 8103302 | no | no |  |  | no |  |  | 1450045.735 | 15387494.239 |  | -1
node_1450402_573_15405878_199 |  |  | PQ | AD | 2771.281 | 8103302 | no | no |  |  | no |  |  | 1450402.573 | 15405878.199 |  | -1
node_1450413_741_15400445_617 |  |  | PQ | AN | 2771.281 | 8103302 | no | no |  |  | no |  |  | 1450413.741 | 15400445.617 |  | -1
node_1450744_793_15400070_65 |  |  | PQ | AN | 2771.281 | 8103302 | no | no |  |  | no |  |  | 1450744.793 | 15400070.65 |  | -1
node_1450761_292_15400524_419 |  |  | PQ | AD | 2771.281 | 8103302 | no | no |  |  | no |  |  | 1450761.292 | 15400524.419 |  | -1
node_1450913_744_15406166_351 |  |  | PQ | AN | 2771.281 | 8103302 | no | no |  |  | no |  |  | 1450913.744 | 15406166.351 |  | -1
node_1450918_365_15386335_239 |  |  | PQ | AN | 2771.281 | 8103302 | no | no |  |  | no |  |  | 1450918.365 | 15386335.239 |  | -1
node_1451163_979_15386502_457 |  |  | PQ | ABCN | 2771.281 | 8103302 | no | no |  |  | no |  |  | 1451163.979 | 15386502.457 |  | -1
node_1451273_865_15406378_979 |  |  | PQ | AN | 2771.281 | 8103302 | no | no |  |  | no |  |  | 1451273.865 | 15406378.979 |  | -1
node_1451756_573_15403210_421 |  |  | PQ | AN | 2771.281 | 8103302 | no | no |  |  | no |  |  | 1451756.573 | 15403210.421 |  | -1
node_1451903_358_15403447_359 |  |  | PQ | AN | 2771.281 | 8103302 | no | no |  |  | no |  |  | 1451903.358 | 15403447.359 |  | -1
node_1451916_643_15384388_432 |  |  | PQ | ABCN | 2771.281 | 8103302 | no | no |  |  | no |  |  | 1451916.643 | 15384388.432 |  | -1
node_1451920_733_15384362_408 |  |  | PQ | ABCN | 2771.281 | 8103302 | no | no |  |  | no |  |  | 1451920.733 | 15384362.408 |  | -1
node_1451929_685_15384338_732 |  |  | PQ | ABCN | 2771.281 | 8103302 | no | no |  |  | no |  |  | 1451929.685 | 15384338.732 |  | -1
node_1452054_435_15400495_879 |  |  | PQ | AN | 2771.281 | 8103302 | no | no |  |  | no |  |  | 1452054.435 | 15400495.879 |  | -1
node_1452186_197_15407480_411 |  |  | PQ | AN | 2771.281 | 8103302 | no | no |  |  | no |  |  | 1452186.197 | 15407480.411 |  | -1
node_1452220_257_15405948_568 |  |  | PQ | AN | 2771.281 | 8103302 | no | no |  |  | no |  |  | 1452220.257 | 15405948.568 |  | -1
node_1452262_119_15400420_053 |  |  | PQ | AN | 2771.281 | 8103302 | no | no |  |  | no |  |  | 1452262.119 | 15400420.053 |  | -1
node_1452268_301_15403721_28 |  |  | PQ | AN | 2771.281 | 8103302 | no | no |  |  | no |  |  | 1452268.301 | 15403721.28 |  | -1
node_1452293_927_15405518_456 |  |  | PQ | AN | 2771.281 | 8103302 | no | no |  |  | no |  |  | 1452293.927 | 15405518.456 |  | -1
node_1452304_144_15407857_456 |  |  | PQ | AN | 2771.281 | 8103302 | no | no |  |  | no |  |  | 1452304.144 | 15407857.456 |  | -1
node_1452337_702_15386266_728 |  |  | PQ | ABCN | 2771.281 | 8103302 | no | no |  |  | no |  |  | 1452337.702 | 15386266.728 |  | -1
node_1452488_145_15408645_101 |  |  | PQ | AN | 2771.281 | 8103302 | no | no |  |  | no |  |  | 1452488.145 | 15408645.101 |  | -1
node_1452556_308_15384375_612 |  |  | PQ | ABCN | 2771.281 | 8103302 | no | no |  |  | no |  |  | 1452556.308 | 15384375.612 |  | -1
node_1452557_656_15384349_055 |  |  | PQ | ABCN | 2771.281 | 8103302 | no | no |  |  | no |  |  | 1452557.656 | 15384349.055 |  | -1
node_1452563_041_15404250_631 |  |  | PQ | AN | 2771.281 | 8103302 | no | no |  |  | no |  |  | 1452563.041 | 15404250.631 |  | -1
node_1452602_546_15386280_214 |  |  | PQ | ABCN | 2771.281 | 8103302 | no | no |  |  | no |  |  | 1452602.546 | 15386280.214 |  | -1
node_1452905_12_15386176_453 |  |  | PQ | ABCN | 2771.281 | 8103302 | no | no |  |  | no |  |  | 1452905.12 | 15386176.453 |  | -1
node_1452961_59_15385822_76 |  |  | PQ | AN | 2771.281 | 8103302 | no | no |  |  | no |  |  | 1452961.59 | 15385822.76 |  | -1
node_1453562_092_15409908_162 |  |  | PQ | AN | 2771.281 | 8103302 | no | no |  |  | no |  |  | 1453562.092 | 15409908.162 |  | -1
node_1453577_323_15404420_944 |  |  | PQ | AN | 2771.281 | 8103302 | no | no |  |  | no |  |  | 1453577.323 | 15404420.944 |  | -1
node_1453649_823_15386410_576 |  |  | PQ | ABCD | 2771.281 | 8103302 | no | no |  |  | no |  |  | 1453649.823 | 15386410.576 |  | -1
node_1453976_967_15386394_283 |  |  | PQ | ABCN | 2771.281 | 8103302 | no | no |  |  | no |  |  | 1453976.967 | 15386394.283 |  | -1
node_1454134_564_15410583_411 |  |  | PQ | AN | 2771.281 | 8103302 | no | no |  |  | no |  |  | 1454134.564 | 15410583.411 |  | -1
node_1454176_433_15381999_396 |  |  | PQ | AN | 2771.281 | 8103302 | no | no |  |  | no |  |  | 1454176.433 | 15381999.396 |  | -1
node_1454602_047_15385925_873 |  |  | PQ | ABCN | 2771.281 | 8103302 | no | no |  |  | no |  |  | 1454602.047 | 15385925.873 |  | -1
node_1454672_094_15386905_793 |  |  | PQ | AN | 2771.281 | 8103302 | no | no |  |  | no |  |  | 1454672.094 | 15386905.793 |  | -1
node_1454843_967_15385437_97 |  |  | PQ | AN | 2771.281 | 8103302 | no | no |  |  | no |  |  | 1454843.967 | 15385437.97 |  | -1
node_1455062_781_15386047_374 |  |  | PQ | ABCN | 2771.281 | 8103302 | no | no |  |  | no |  |  | 1455062.781 | 15386047.374 |  | -1
node_1455101_09_15387669_433 |  |  | PQ | AN | 2771.281 | 8103302 | no | no |  |  | no |  |  | 1455101.09 | 15387669.433 |  | -1
node_1455416_705_15386027_416 |  |  | PQ | ABCN | 2771.281 | 8103302 | no | no |  |  | no |  |  | 1455416.705 | 15386027.416 |  | -1
node_1455433_271_15388105_068 |  |  | PQ | AN | 2771.281 | 8103302 | no | no |  |  | no |  |  | 1455433.271 | 15388105.068 |  | -1
node_1455637_184_15386202_281 |  |  | PQ | ABCN | 2771.281 | 8103302 | no | no |  |  | no |  |  | 1455637.184 | 15386202.281 |  | -1
node_1455799_465_15388305_364 |  |  | PQ | AN | 2771.281 | 8103302 | no | no |  |  | no |  |  | 1455799.465 | 15388305.364 |  | -1
node_1455839_181_15388792_225 |  |  | PQ | AN | 2771.281 | 8103302 | no | no |  |  | no |  |  | 1455839.181 | 15388792.225 |  | -1
node_1455946_69_15388445_036 |  |  | PQ | AN | 2771.281 | 8103302 | no | no |  |  | no |  |  | 1455946.69 | 15388445.036 |  | -1
node_1456064_717_15386373_744 |  |  | PQ | AN | 2771.281 | 8103302 | no | no |  |  | no |  |  | 1456064.717 | 15386373.744 |  | -1
node_1456111_793_15386977_277 |  |  | PQ | ABCN | 2771.281 | 8103302 | no | no |  |  | no |  |  | 1456111.793 | 15386977.277 |  | -1
node_1456274_852_15387152_142 |  |  | PQ | ABCN | 2771.281 | 8103302 | no | no |  |  | no |  |  | 1456274.852 | 15387152.142 |  | -1
node_1456280_528_15388841_392 |  |  | PQ | AN | 2771.281 | 8103302 | no | no |  |  | no |  |  | 1456280.528 | 15388841.392 |  | -1
node_1456431_147_15387318_491 |  |  | PQ | ABCN | 2771.281 | 8103302 | no | no |  |  | no |  |  | 1456431.147 | 15387318.491 |  | -1
node_1456526_672_15388867_823 |  |  | PQ | AN | 2771.281 | 8103302 | no | no |  |  | no |  |  | 1456526.672 | 15388867.823 |  | -1
node_1456576_525_15387513_571 |  |  | PQ | ABCN | 2771.281 | 8103302 | no | no |  |  | no |  |  | 1456576.525 | 15387513.571 |  | -1
node_1456758_673_15389019_673 |  |  | PQ | AN | 2771.281 | 8103302 | no | no |  |  | no |  |  | 1456758.673 | 15389019.673 |  | -1
node_1456758_843_15388134_159 |  |  | PQ | AN | 2771.281 | 8103302 | no | no |  |  | no |  |  | 1456758.843 | 15388134.159 |  | -1
node_1456869_297_15388246_127 |  |  | PQ | AN | 2771.281 | 8103302 | no | no |  |  | no |  |  | 1456869.297 | 15388246.127 |  | -1
node_1456890_189_15389098_07 |  |  | PQ | AN | 2771.281 | 8103302 | no | no |  |  | no |  |  | 1456890.189 | 15389098.07 |  | -1
node_1457013_808_15388540_924 |  |  | PQ | AN | 2771.281 | 8103302 | no | no |  |  | no |  |  | 1457013.808 | 15388540.924 |  | -1
node_1457233_389_15388366_043 |  |  | PQ | AN | 2771.281 | 8103302 | no | no |  |  | no |  |  | 1457233.389 | 15388366.043 |  | -1
node_1457354_483_15389564_081 |  |  | PQ | AN | 2771.281 | 8103302 | no | no |  |  | no |  |  | 1457354.483 | 15389564.081 |  | -1
node_1458037_991_15390260_369 |  |  | PQ | AN | 2771.281 | 8103302 | no | no |  |  | no |  |  | 1458037.991 | 15390260.369 |  | -1
node_1458219_506_15390427_981 |  |  | PQ | AN | 2771.281 | 8103302 | no | no |  |  | no |  |  | 1458219.506 | 15390427.981 |  | -1
node_1458499_572_15390613_701 |  |  | PQ | AN | 2771.281 | 8103302 | no | no |  |  | no |  |  | 1458499.572 | 15390613.701 |  | -1
node_1458837_158_15390846_91 |  |  | PQ | AN | 2771.281 | 8103302 | no | no |  |  | no |  |  | 1458837.158 | 15390846.91 |  | -1
node_1459148_783_15391292_151 |  |  | PQ | AN | 2771.281 | 8103302 | no | no |  |  | no |  |  | 1459148.783 | 15391292.151 |  | -1
node_1459957_631_15391633_925 |  |  | PQ | AN | 2771.281 | 8103302 | no | no |  |  | no |  |  | 1459957.631 | 15391633.925 |  | -1
node_1460532_584_15391840_498 |  |  | PQ | AN | 2771.281 | 8103302 | no | no |  |  | no |  |  | 1460532.584 | 15391840.498 |  | -1
node_1461234_812_15391855_521 |  |  | PQ | AN | 2771.281 | 8103302 | no | no |  |  | no |  |  | 1461234.812 | 15391855.521 |  | -1
node_1461804_561_15393692_712 |  |  | PQ | AN | 2771.281 | 8103302 | no | no |  |  | no |  |  | 1461804.561 | 15393692.712 |  | -1
node_1461884_526_15392685_046 |  |  | PQ | AN | 2771.281 | 8103302 | no | no |  |  | no |  |  | 1461884.526 | 15392685.046 |  | -1
node_1461937_243_15393377_324 |  |  | PQ | AN | 2771.281 | 8103302 | no | no |  |  | no |  |  | 1461937.243 | 15393377.324 |  | -1
node_1461959_946_15393651_631 |  |  | PQ | AN | 2771.281 | 8103302 | no | no |  |  | no |  |  | 1461959.946 | 15393651.631 |  | -1
node_1462045_461_15394566_466 |  |  | PQ | AN | 2771.281 | 8103302 | no | no |  |  | no |  |  | 1462045.461 | 15394566.466 |  | -1
node_1462150_766_15395366_297 |  |  | PQ | AN | 2771.281 | 8103302 | no | no |  |  | no |  |  | 1462150.766 | 15395366.297 |  | -1
node_1462190_777_15394216_817 |  |  | PQ | AN | 2771.281 | 8103302 | no | no |  |  | no |  |  | 1462190.777 | 15394216.817 |  | -1
node_1462254_064_15395104_236 |  |  | PQ | AN | 2771.281 | 8103302 | no | no |  |  | no |  |  | 1462254.064 | 15395104.236 |  | -1
node_1462284_783_15392265_193 |  |  | PQ | AN | 2771.281 | 8103302 | no | no |  |  | no |  |  | 1462284.783 | 15392265.193 |  | -1
node_1462898_907_15392827_967 |  |  | PQ | AN | 2771.281 | 8103302 | no | no |  |  | no |  |  | 1462898.907 | 15392827.967 |  | -1
node_1463107_033_15392278_192 |  |  | PQ | AN | 2771.281 | 8103302 | no | no |  |  | no |  |  | 1463107.033 | 15392278.192 |  | -1
node_8103302_200875558 |  |  | PQ | ABCD | 2771.281 | 8103302 | no | no |  |  | no |  |  | 1440772.781 | 15383305.703 |  | -1
node_8103302_200875559 |  |  | PQ | ABCN | 2771.281 | 8103302 | no | no |  |  | no |  |  | 1440763.745 | 15383475.166 |  | -1
node_8103302_200875561 |  |  | PQ | AD | 2771.281 | 8103302 | no | no |  |  | no |  |  | 1441895.923 | 15386820.727 |  | -1
node_8103302_200875562 |  |  | PQ | AN | 2771.281 | 8103302 | no | no |  |  | no |  |  | 1442206.251 | 15387188.34 |  | -1
node_8103302_200875564 |  |  | PQ | AN | 2771.281 | 8103302 | no | no |  |  | no |  |  | 1442534.094 | 15387854.089 |  | -1
node_8103302_200875566 |  |  | PQ | AD | 2771.281 | 8103302 | no | no |  |  | no |  |  | 1442575.54 | 15388125.549 |  | -1
node_8103302_200875567 |  |  | PQ | AN | 2771.281 | 8103302 | no | no |  |  | no |  |  | 1442608.316 | 15388337.114 |  | -1
node_8103302_200875569 |  |  | PQ | AD | 2771.281 | 8103302 | no | no |  |  | no |  |  | 1442642.798 | 15388550.056 |  | -1
node_8103302_200875570 |  |  | PQ | AN | 2771.281 | 8103302 | no | no |  |  | no |  |  | 1442722.886 | 15388796.678 |  | -1
node_8103302_200875571 |  |  | PQ | AD | 2771.281 | 8103302 | no | no |  |  | no |  |  | 1442746.521 | 15389046.011 |  | -1
node_8103302_200875572 |  |  | PQ | AN | 2771.281 | 8103302 | no | no |  |  | no |  |  | 1442770.409 | 15389260.901 |  | -1
node_8103302_200875573 |  |  | PQ | AD | 2771.281 | 8103302 | no | no |  |  | no |  |  | 1442774.534 | 15389357.335 |  | -1
node_8103302_200875574 |  |  | PQ | AD | 2771.281 | 8103302 | no | no |  |  | no |  |  | 1442808.735 | 15389658.544 |  | -1
node_8103302_200875575 |  |  | PQ | AN | 2771.281 | 8103302 | no | no |  |  | no |  |  | 1442811.112 | 15390158.842 |  | -1
node_8103302_200875576 |  |  | PQ | ABCD | 2771.281 | 8103302 | no | no |  |  | no |  |  | 1440757.068 | 15383658.808 |  | -1
node_8103302_200875577 |  |  | PQ | AD | 2771.281 | 8103302 | no | no |  |  | no |  |  | 1440668.537 | 15383649.391 |  | -1
node_8103302_200875578 |  |  | PQ | AN | 2771.281 | 8103302 | no | no |  |  | no |  |  | 1440378.956 | 15383622.973 |  | -1
node_8103302_200875579 |  |  | PQ | ABCN | 2771.281 | 8103302 | no | no |  |  | no |  |  | 1440747.577 | 15383847.096 |  | -1
node_8103302_200875584 |  |  | PQ | AN | 2771.281 | 8103302 | no | no |  |  | no |  |  | 1442814.088 | 15390954.384 |  | -1
node_8103302_200875587 |  |  | PQ | AN | 2771.281 | 8103302 | no | no |  |  | no |  |  | 1442863.593 | 15391606.75 |  | -1
node_8103302_200875588 |  |  | PQ | AD | 2771.281 | 8103302 | no | no |  |  | no |  |  | 1442860.887 | 15391789.149 |  | -1
node_8103302_200875589 |  |  | PQ | AN | 2771.281 | 8103302 | no | no |  |  | no |  |  | 1442870.101 | 15392330.601 |  | -1
node_8103302_200875591 |  |  | PQ | AD | 2771.281 | 8103302 | no | no |  |  | no |  |  | 1442878.117 | 15392976.729 |  | -1
node_8103302_200875592 |  |  | PQ | AD | 2771.281 | 8103302 | no | no |  |  | no |  |  | 1442883.772 | 15393343.627 |  | -1
node_8103302_200875594 |  |  | PQ | AN | 2771.281 | 8103302 | no | no |  |  | no |  |  | 1442755.886 | 15393701.931 |  | -1
node_8103302_200875595 |  |  | PQ | AN | 2771.281 | 8103302 | no | no |  |  | no |  |  | 1442671.748 | 15393467.262 |  | -1
node_8103302_200875596 |  |  | PQ | AD | 2771.281 | 8103302 | no | no |  |  | no |  |  | 1442779.014 | 15393914.685 |  | -1
node_8103302_200875597 |  |  | PQ | ABCN | 2771.281 | 8103302 | no | no |  |  | no |  |  | 1440737.006 | 15384094.89 |  | -1
node_8103302_200875599 |  |  | PQ | ABCN | 2771.281 | 8103302 | no | no |  |  | no |  |  | 1440720.192 | 15384442.805 |  | -1
node_8103302_200875601 |  |  | PQ | ABCN | 2771.281 | 8103302 | no | no |  |  | no |  |  | 1440771.339 | 15384798.939 |  | -1
node_8103302_200875605 |  |  | PQ | ABCN | 2771.281 | 8103302 | no | no |  |  | no |  |  | 1440956.977 | 15385203.007 |  | -1
node_8103302_200875606 |  |  | PQ | ABCN | 2771.281 | 8103302 | no | no |  |  | no |  |  | 1441046.064 | 15385423.091 |  | -1
node_8103302_200875607 |  |  | PQ | AN | 2771.281 | 8103302 | no | no |  |  | no |  |  | 1441106.145 | 15385561.82 |  | -1
node_8103302_200875608 |  |  | PQ | AD | 2771.281 | 8103302 | no | no |  |  | no |  |  | 1441178.028 | 15385716.847 |  | -1
node_8103302_200875609 |  |  | PQ | AN | 2771.281 | 8103302 | no | no |  |  | no |  |  | 1441294.236 | 15385926.793 |  | -1
node_8103302_200875611 |  |  | PQ | AN | 2771.281 | 8103302 | no | no |  |  | no |  |  | 1441405.571 | 15386118.728 |  | -1
node_8103302_200875613 |  |  | PQ | AN | 2771.281 | 8103302 | no | no |  |  | no |  |  | 1441578.881 | 15386412.009 |  | -1
node_8103302_200875659 |  |  | PQ | AD | 2771.281 | 8103302 | no | no |  |  | no |  |  | 1428926.971 | 15391310.325 |  | -1
node_8103302_200875660 |  |  | PQ | AD | 2771.281 | 8103302 | no | no |  |  | no |  |  | 1432120.402 | 15392325.156 |  | -1
node_8103302_200875661 |  |  | PQ | AN | 2771.281 | 8103302 | no | no |  |  | no |  |  | 1432295.665 | 15392650.639 |  | -1
node_8103302_200875662 |  |  | PQ | AN | 2771.281 | 8103302 | no | no |  |  | no |  |  | 1432634.773 | 15392636.977 |  | -1
node_8103302_200875663 |  |  | PQ | AN | 2771.281 | 8103302 | no | no |  |  | no |  |  | 1432371.599 | 15392910.174 |  | -1
node_8103302_200875664 |  |  | PQ | AD | 2771.281 | 8103302 | no | no |  |  | no |  |  | 1432289.355 | 15393204.462 |  | -1
node_8103302_200875665 |  |  | PQ | AN | 2771.281 | 8103302 | no | no |  |  | no |  |  | 1432351.74 | 15393423.437 |  | -1
node_8103302_200875669 |  |  | PQ | AN | 2771.281 | 8103302 | no | no |  |  | no |  |  | 1432242.157 | 15394195.534 |  | -1
node_8103302_200875670 |  |  | PQ | AD | 2771.281 | 8103302 | no | no |  |  | no |  |  | 1432173.054 | 15394653.983 |  | -1
node_8103302_200875671 |  |  | PQ | AN | 2771.281 | 8103302 | no | no |  |  | no |  |  | 1432109.575 | 15395103.873 |  | -1
node_8103302_200875673 |  |  | PQ | AD | 2771.281 | 8103302 | no | no |  |  | no |  |  | 1431939.064 | 15395412.446 |  | -1
node_8103302_200875674 |  |  | PQ | AD | 2771.281 | 8103302 | no | no |  |  | no |  |  | 1431819.554 | 15395721.796 |  | -1
node_8103302_200875675 |  |  | PQ | AD | 2771.281 | 8103302 | no | no |  |  | no |  |  | 1429212.756 | 15391649.181 |  | -1
node_8103302_200875676 |  |  | PQ | AD | 2771.281 | 8103302 | no | no |  |  | no |  |  | 1431731.652 | 15396004.229 |  | -1
node_8103302_200875677 |  |  | PQ | AD | 2771.281 | 8103302 | no | no |  |  | no |  |  | 1429609.281 | 15391713.251 |  | -1
node_8103302_200875678 |  |  | PQ | AN | 2771.281 | 8103302 | no | no |  |  | no |  |  | 1429780.445 | 15391741.728 |  | -1
node_8103302_200875680 |  |  | PQ | AD | 2771.281 | 8103302 | no | no |  |  | no |  |  | 1429952.916 | 15391774.761 |  | -1
node_8103302_200875681 |  |  | PQ | AD | 2771.281 | 8103302 | no | no |  |  | no |  |  | 1430401.937 | 15391813.496 |  | -1
node_8103302_200875682 |  |  | PQ | AD | 2771.281 | 8103302 | no | no |  |  | no |  |  | 1430726.613 | 15391847.36 |  | -1
node_8103302_200875683 |  |  | PQ | AN | 2771.281 | 8103302 | no | no |  |  | no |  |  | 1431077.121 | 15391875.333 |  | -1
node_8103302_200875684 |  |  | PQ | AN | 2771.281 | 8103302 | no | no |  |  | no |  |  | 1431564.551 | 15391919.119 |  | -1
node_8103302_200875685 |  |  | PQ | AD | 2771.281 | 8103302 | no | no |  |  | no |  |  | 1431941.661 | 15391954.907 |  | -1
node_8103302_200875686 |  |  | PQ | AN | 2771.281 | 8103302 | no | no |  |  | no |  |  | 1431905.341 | 15391749.809 |  | -1
node_8103302_200875810 |  |  | PQ | AD | 2771.281 | 8103302 | no | no |  |  | no |  |  | 1433079.531 | 15379024.22 |  | -1
node_8103302_200875811 |  |  | PQ | AD | 2771.281 | 8103302 | no | no |  |  | no |  |  | 1433021.25 | 15378858.503 |  | -1
node_8103302_200875812 |  |  | PQ | AD | 2771.281 | 8103302 | no | no |  |  | no |  |  | 1432843.531 | 15378940.262 |  | -1
node_8103302_200875813 |  |  | PQ | AD | 2771.281 | 8103302 | no | no |  |  | no |  |  | 1432690.008 | 15379006.67 |  | -1
node_8103302_200875814 |  |  | PQ | AN | 2771.281 | 8103302 | no | no |  |  | no |  |  | 1432541.151 | 15379073.668 |  | -1
node_8103302_200875817 |  |  | PQ | AN | 2771.281 | 8103302 | no | no |  |  | no |  |  | 1432392.717 | 15379189.699 |  | -1
node_8103302_200875818 |  |  | PQ | AD | 2771.281 | 8103302 | no | no |  |  | no |  |  | 1432249.93 | 15379305.469 |  | -1
node_8103302_200875819 |  |  | PQ | AD | 2771.281 | 8103302 | no | no |  |  | no |  |  | 1432062.726 | 15379445.813 |  | -1
node_8103302_200875820 |  |  | PQ | AD | 2771.281 | 8103302 | no | no |  |  | no |  |  | 1431954.353 | 15379547.077 |  | -1
node_8103302_200875821 |  |  | PQ | AD | 2771.281 | 8103302 | no | no |  |  | no |  |  | 1431859.576 | 15379649.73 |  | -1
node_8103302_200875822 |  |  | PQ | AD | 2771.281 | 8103302 | no | no |  |  | no |  |  | 1431736.24 | 15379785.771 |  | -1
node_8103302_200875823 |  |  | PQ | AN | 2771.281 | 8103302 | no | no |  |  | no |  |  | 1431657.686 | 15379847.942 |  | -1
node_8103302_200875825 |  |  | PQ | AD | 2771.281 | 8103302 | no | no |  |  | no |  |  | 1431692.281 | 15380225.629 |  | -1
node_8103302_200875826 |  |  | PQ | AD | 2771.281 | 8103302 | no | no |  |  | no |  |  | 1431720.399 | 15380624.886 |  | -1
node_8103302_200875827 |  |  | PQ | AD | 2771.281 | 8103302 | no | no |  |  | no |  |  | 1431733.429 | 15380758.286 |  | -1
node_8103302_200875829 |  |  | PQ | AN | 2771.281 | 8103302 | no | no |  |  | no |  |  | 1431759.248 | 15381030.621 |  | -1
node_8103302_200875831 |  |  | PQ | AD | 2771.281 | 8103302 | no | no |  |  | no |  |  | 1431804.623 | 15381614.495 |  | -1
node_8103302_200875842 |  |  | PQ | AN | 2771.281 | 8103302 | no | no |  |  | no |  |  | 1431245.696 | 15383926.474 |  | -1
node_8103302_200875844 |  |  | PQ | AD | 2771.281 | 8103302 | no | no |  |  | no |  |  | 1431144.725 | 15384162.486 |  | -1
node_8103302_200875845 |  |  | PQ | AD | 2771.281 | 8103302 | no | no |  |  | no |  |  | 1431143.288 | 15384420.253 |  | -1
node_8103302_200875846 |  |  | PQ | AN | 2771.281 | 8103302 | no | no |  |  | no |  |  | 1431121.978 | 15384662.795 |  | -1
node_8103302_200875847 |  |  | PQ | AD | 2771.281 | 8103302 | no | no |  |  | no |  |  | 1431113.794 | 15384909.116 |  | -1
node_8103302_200875848 |  |  | PQ | AN | 2771.281 | 8103302 | no | no |  |  | no |  |  | 1431118.144 | 15385201.552 |  | -1
node_8103302_200875849 |  |  | PQ | AD | 2771.281 | 8103302 | no | no |  |  | no |  |  | 1431002.178 | 15385502.309 |  | -1
node_8103302_200875850 |  |  | PQ | AN | 2771.281 | 8103302 | no | no |  |  | no |  |  | 1430922.454 | 15385749.74 |  | -1
node_8103302_200875852 |  |  | PQ | AD | 2771.281 | 8103302 | no | no |  |  | no |  |  | 1430786.572 | 15386059.964 |  | -1
node_8103302_200875854 |  |  | PQ | AN | 2771.281 | 8103302 | no | no |  |  | no |  |  | 1430755.272 | 15386390.711 |  | -1
node_8103302_200875855 |  |  | PQ | AD | 2771.281 | 8103302 | no | no |  |  | no |  |  | 1430722.431 | 15386759.596 |  | -1
node_8103302_200875856 |  |  | PQ | AD | 2771.281 | 8103302 | no | no |  |  | no |  |  | 1430699.06 | 15387021.743 |  | -1
node_8103302_200875857 |  |  | PQ | AD | 2771.281 | 8103302 | no | no |  |  | no |  |  | 1430671.639 | 15387301.29 |  | -1
node_8103302_200875859 |  |  | PQ | AN | 2771.281 | 8103302 | no | no |  |  | no |  |  | 1430486.274 | 15387754.671 |  | -1
node_8103302_200875861 |  |  | PQ | AN | 2771.281 | 8103302 | no | no |  |  | no |  |  | 1430313.74 | 15388008.883 |  | -1
node_8103302_200875862 |  |  | PQ | AD | 2771.281 | 8103302 | no | no |  |  | no |  |  | 1430092.538 | 15388328.395 |  | -1
node_8103302_200875863 |  |  | PQ | AN | 2771.281 | 8103302 | no | no |  |  | no |  |  | 1430020.891 | 15388687.946 |  | -1
node_8103302_200875864 |  |  | PQ | AD | 2771.281 | 8103302 | no | no |  |  | no |  |  | 1429966.74 | 15388996.69 |  | -1
node_8103302_200875865 |  |  | PQ | AD | 2771.281 | 8103302 | no | no |  |  | no |  |  | 1429899.83 | 15389307.334 |  | -1
node_8103302_200875866 |  |  | PQ | AN | 2771.281 | 8103302 | no | no |  |  | no |  |  | 1429723.083 | 15389296.158 |  | -1
node_8103302_200875867 |  |  | PQ | AN | 2771.281 | 8103302 | no | no |  |  | no |  |  | 1429649.747 | 15389619.372 |  | -1
node_8103302_200875868 |  |  | PQ | AN | 2771.281 | 8103302 | no | no |  |  | no |  |  | 1429302.252 | 15389823.392 |  | -1
node_8103302_200875869 |  |  | PQ | AD | 2771.281 | 8103302 | no | no |  |  | no |  |  | 1428902.057 | 15390053.571 |  | -1
node_8103302_200875870 |  |  | PQ | AN | 2771.281 | 8103302 | no | no |  |  | no |  |  | 1428786.914 | 15390368.352 |  | -1
node_8103302_200875872 |  |  | PQ | AN | 2771.281 | 8103302 | no | no |  |  | no |  |  | 1428703.909 | 15390589.789 |  | -1
node_8103302_200875874 |  |  | PQ | AN | 2771.281 | 8103302 | no | no |  |  | no |  |  | 1428590.876 | 15390905.678 |  | -1
node_8103302_200875876 |  |  | PQ | AD | 2771.281 | 8103302 | no | no |  |  | no |  |  | 1428126.286 | 15390959.927 |  | -1
node_8103302_200875877 |  |  | PQ | AN | 2771.281 | 8103302 | no | no |  |  | no |  |  | 1427991.098 | 15391148.026 |  | -1
node_8103302_200875878 |  |  | PQ | AD | 2771.281 | 8103302 | no | no |  |  | no |  |  | 1427880.986 | 15391323.901 |  | -1
node_8103302_200875879 |  |  | PQ | AD | 2771.281 | 8103302 | no | no |  |  | no |  |  | 1427568.059 | 15391789.615 |  | -1
node_8103302_200875880 |  |  | PQ | AN | 2771.281 | 8103302 | no | no |  |  | no |  |  | 1427326.966 | 15392178.414 |  | -1
node_8103302_200875881 |  |  | PQ | AN | 2771.281 | 8103302 | no | no |  |  | no |  |  | 1426981.794 | 15392696.202 |  | -1
node_8103302_200875882 |  |  | PQ | AN | 2771.281 | 8103302 | no | no |  |  | no |  |  | 1426859.256 | 15392899.106 |  | -1
node_8103302_200875887 |  |  | PQ | AD | 2771.281 | 8103302 | no | no |  |  | no |  |  | 1433515.371 | 15378972.124 |  | -1
node_8103302_200875888 |  |  | PQ | AD | 2771.281 | 8103302 | no | no |  |  | no |  |  | 1433318.277 | 15379028.096 |  | -1
node_8103302_200875904 |  |  | PQ | AN | 2771.281 | 8103302 | no | no |  |  | no |  |  | 1432403.013 | 15382697.589 |  | -1
node_8103302_200875907 |  |  | PQ | AN | 2771.281 | 8103302 | no | no |  |  | no |  |  | 1432481.821 | 15382985.282 |  | -1
node_8103302_200875908 |  |  | PQ | AD | 2771.281 | 8103302 | no | no |  |  | no |  |  | 1432484.737 | 15383103.49 |  | -1
node_8103302_200875909 |  |  | PQ | AN | 2771.281 | 8103302 | no | no |  |  | no |  |  | 1432492.915 | 15383287.479 |  | -1
node_8103302_200875911 |  |  | PQ | AN | 2771.281 | 8103302 | no | no |  |  | no |  |  | 1432495.331 | 15383530.576 |  | -1
node_8103302_200875914 |  |  | PQ | AD | 2771.281 | 8103302 | no | no |  |  | no |  |  | 1432698.491 | 15383507.769 |  | -1
node_8103302_200875915 |  |  | PQ | AN | 2771.281 | 8103302 | no | no |  |  | no |  |  | 1432934.089 | 15383537.93 |  | -1
node_8103302_200875916 |  |  | PQ | AD | 2771.281 | 8103302 | no | no |  |  | no |  |  | 1432472.509 | 15383868.396 |  | -1
node_8103302_200875917 |  |  | PQ | AN | 2771.281 | 8103302 | no | no |  |  | no |  |  | 1432432.863 | 15384379.362 |  | -1
node_8103302_200875918 |  |  | PQ | ABCD | 2771.281 | 8103302 | no | no |  |  | no |  |  | 1455280.165 | 15386143.219 |  | -1
node_8103302_200875919 |  |  | PQ | AD | 2771.281 | 8103302 | no | no |  |  | no |  |  | 1454577.114 | 15382957.205 |  | -1
node_8103302_200875920 |  |  | PQ | AD | 2771.281 | 8103302 | no | no |  |  | no |  |  | 1454489.297 | 15382540.198 |  | -1
node_8103302_200875921 |  |  | PQ | AD | 2771.281 | 8103302 | no | no |  |  | no |  |  | 1454284.467 | 15382229.897 |  | -1
node_8103302_200875922 |  |  | PQ | AN | 2771.281 | 8103302 | no | no |  |  | no |  |  | 1454152.772 | 15382030.051 |  | -1
node_8103302_200875923 |  |  | PQ | AD | 2771.281 | 8103302 | no | no |  |  | no |  |  | 1453817.422 | 15381837.37 |  | -1
node_8103302_200875924 |  |  | PQ | AD | 2771.281 | 8103302 | no | no |  |  | no |  |  | 1453437.073 | 15381812.329 |  | -1
node_8103302_200875925 |  |  | PQ | AD | 2771.281 | 8103302 | no | no |  |  | no |  |  | 1452880.021 | 15381802.619 |  | -1
node_8103302_200875926 |  |  | PQ | AD | 2771.281 | 8103302 | no | no |  |  | no |  |  | 1452770 | 15382083.562 |  | -1
node_8103302_200875927 |  |  | PQ | AD | 2771.281 | 8103302 | no | no |  |  | no |  |  | 1452324.527 | 15382181.521 |  | -1
node_8103302_200875928 |  |  | PQ | AD | 2771.281 | 8103302 | no | no |  |  | no |  |  | 1451949.809 | 15382262.088 |  | -1
node_8103302_200875929 |  |  | PQ | ABCN | 2771.281 | 8103302 | no | no |  |  | no |  |  | 1455387.548 | 15386031.102 |  | -1
node_8103302_200875930 |  |  | PQ | ABCN | 2771.281 | 8103302 | no | no |  |  | no |  |  | 1455608.929 | 15386186.398 |  | -1
node_8103302_200875932 |  |  | PQ | AD | 2771.281 | 8103302 | no | no |  |  | no |  |  | 1451554.622 | 15382209.392 |  | -1
node_8103302_200875933 |  |  | PQ | AD | 2771.281 | 8103302 | no | no |  |  | no |  |  | 1451499.562 | 15382360.389 |  | -1
node_8103302_200875934 |  |  | PQ | AD | 2771.281 | 8103302 | no | no |  |  | no |  |  | 1451567.267 | 15382586.25 |  | -1
node_8103302_200875935 |  |  | PQ | AD | 2771.281 | 8103302 | no | no |  |  | no |  |  | 1451635.93 | 15382808.319 |  | -1
node_8103302_200875936 |  |  | PQ | AD | 2771.281 | 8103302 | no | no |  |  | no |  |  | 1455157.63 | 15385785.44 |  | -1
node_8103302_200875937 |  |  | PQ | AN | 2771.281 | 8103302 | no | no |  |  | no |  |  | 1454870.267 | 15385420.503 |  | -1
node_8103302_200875938 |  |  | PQ | AD | 2771.281 | 8103302 | no | no |  |  | no |  |  | 1454646.111 | 15385141.512 |  | -1
node_8103302_200875939 |  |  | PQ | AD | 2771.281 | 8103302 | no | no |  |  | no |  |  | 1454631.033 | 15384720.429 |  | -1
node_8103302_200875940 |  |  | PQ | AD | 2771.281 | 8103302 | no | no |  |  | no |  |  | 1454620.555 | 15384312.822 |  | -1
node_8103302_200875941 |  |  | PQ | AD | 2771.281 | 8103302 | no | no |  |  | no |  |  | 1454606.071 | 15383879.674 |  | -1
node_8103302_200875942 |  |  | PQ | AD | 2771.281 | 8103302 | no | no |  |  | no |  |  | 1454587.823 | 15383443.515 |  | -1
node_8103302_200875944 |  |  | PQ | AN | 2771.281 | 8103302 | no | no |  |  | no |  |  | 1438253.249 | 15392921.349 |  | -1
node_8103302_200875945 |  |  | PQ | AD | 2771.281 | 8103302 | no | no |  |  | no |  |  | 1437907.861 | 15393216.172 |  | -1
node_8103302_200875946 |  |  | PQ | AD | 2771.281 | 8103302 | no | no |  |  | no |  |  | 1437662.153 | 15393438.054 |  | -1
node_8103302_200875947 |  |  | PQ | AN | 2771.281 | 8103302 | no | no |  |  | no |  |  | 1437405.5 | 15393720.55 |  | -1
node_8103302_200875948 |  |  | PQ | AD | 2771.281 | 8103302 | no | no |  |  | no |  |  | 1437150.923 | 15394013.662 |  | -1
node_8103302_200875949 |  |  | PQ | AN | 2771.281 | 8103302 | no | no |  |  | no |  |  | 1436959.325 | 15393875.904 |  | -1
node_8103302_200875950 |  |  | PQ | AD | 2771.281 | 8103302 | no | no |  |  | no |  |  | 1436936.455 | 15394265.818 |  | -1
node_8103302_200875951 |  |  | PQ | AD | 2771.281 | 8103302 | no | no |  |  | no |  |  | 1436371.626 | 15394534.921 |  | -1
node_8103302_200875952 |  |  | PQ | AD | 2771.281 | 8103302 | no | no |  |  | no |  |  | 1436283.277 | 15394254.288 |  | -1
node_8103302_200875953 |  |  | PQ | AD | 2771.281 | 8103302 | no | no |  |  | no |  |  | 1436222.942 | 15393951.652 |  | -1
node_8103302_200875954 |  |  | PQ | AD | 2771.281 | 8103302 | no | no |  |  | no |  |  | 1436251.955 | 15393634.075 |  | -1
node_8103302_200875955 |  |  | PQ | AN | 2771.281 | 8103302 | no | no |  |  | no |  |  | 1436004.043 | 15393584.109 |  | -1
node_8103302_200875956 |  |  | PQ | ABCD | 2771.281 | 8103302 | no | no |  |  | no |  |  | 1434189.048 | 15379168.563 |  | -1
node_8103302_200875958 |  |  | PQ | ABCN | 2771.281 | 8103302 | no | no |  |  | no |  |  | 1449171.515 | 15385681.004 |  | -1
node_8103302_200875959 |  |  | PQ | ABCN | 2771.281 | 8103302 | no | no |  |  | no |  |  | 1449307.929 | 15385549.482 |  | -1
node_8103302_200875961 |  |  | PQ | AD | 2771.281 | 8103302 | no | no |  |  | no |  |  | 1449070.446 | 15385524.521 |  | -1
node_8103302_200875962 |  |  | PQ | AN | 2771.281 | 8103302 | no | no |  |  | no |  |  | 1448853.98 | 15385398.113 |  | -1
node_8103302_200875964 |  |  | PQ | AD | 2771.281 | 8103302 | no | no |  |  | no |  |  | 1430299.819 | 15388384.252 |  | -1
node_8103302_200875965 |  |  | PQ | AN | 2771.281 | 8103302 | no | no |  |  | no |  |  | 1431847.126 | 15387658.96 |  | -1
node_8103302_200875966 |  |  | PQ | AN | 2771.281 | 8103302 | no | no |  |  | no |  |  | 1432065.469 | 15387267.554 |  | -1
node_8103302_200875967 |  |  | PQ | AN | 2771.281 | 8103302 | no | no |  |  | no |  |  | 1432114.703 | 15386894.796 |  | -1
node_8103302_200875968 |  |  | PQ | AN | 2771.281 | 8103302 | no | no |  |  | no |  |  | 1432168.13 | 15386526.837 |  | -1
node_8103302_200875970 |  |  | PQ | AN | 2771.281 | 8103302 | no | no |  |  | no |  |  | 1432198.045 | 15386303.644 |  | -1
node_8103302_200875971 |  |  | PQ | AN | 2771.281 | 8103302 | no | no |  |  | no |  |  | 1432261.768 | 15386241.594 |  | -1
node_8103302_200875972 |  |  | PQ | AN | 2771.281 | 8103302 | no | no |  |  | no |  |  | 1432217.81 | 15385973.708 |  | -1
node_8103302_200875973 |  |  | PQ | AN | 2771.281 | 8103302 | no | no |  |  | no |  |  | 1432223.564 | 15385613.989 |  | -1
node_8103302_200875974 |  |  | PQ | AD | 2771.281 | 8103302 | no | no |  |  | no |  |  | 1432252.985 | 15385276.428 |  | -1
node_8103302_200875975 |  |  | PQ | AN | 2771.281 | 8103302 | no | no |  |  | no |  |  | 1432273.377 | 15384963.677 |  | -1
node_8103302_200875976 |  |  | PQ | AD | 2771.281 | 8103302 | no | no |  |  | no |  |  | 1430544.709 | 15388442.276 |  | -1
node_8103302_200875977 |  |  | PQ | AD | 2771.281 | 8103302 | no | no |  |  | no |  |  | 1430870.385 | 15388520.586 |  | -1
node_8103302_200875978 |  |  | PQ | AD | 2771.281 | 8103302 | no | no |  |  | no |  |  | 1431178.666 | 15388597.579 |  | -1
node_8103302_200875979 |  |  | PQ | AD | 2771.281 | 8103302 | no | no |  |  | no |  |  | 1431441.036 | 15388659.698 |  | -1
node_8103302_200875980 |  |  | PQ | AN | 2771.281 | 8103302 | no | no |  |  | no |  |  | 1431678.457 | 15388716.717 |  | -1
node_8103302_200875981 |  |  | PQ | AN | 2771.281 | 8103302 | no | no |  |  | no |  |  | 1431918.614 | 15388768.228 |  | -1
node_8103302_200875982 |  |  | PQ | AD | 2771.281 | 8103302 | no | no |  |  | no |  |  | 1431695.396 | 15388519.108 |  | -1
node_8103302_200875983 |  |  | PQ | AD | 2771.281 | 8103302 | no | no |  |  | no |  |  | 1431710.264 | 15388193.091 |  | -1
node_8103302_200875984 |  |  | PQ | AD | 2771.281 | 8103302 | no | no |  |  | no |  |  | 1431725.55 | 15387898.944 |  | -1
node_8103302_200875985 |  |  | PQ | AD | 2771.281 | 8103302 | no | no |  |  | no |  |  | 1431684.441 | 15387921.735 |  | -1
node_8103302_200875986 |  |  | PQ | AN | 2771.281 | 8103302 | no | no |  |  | no |  |  | 1431346.686 | 15387957.032 |  | -1
node_8103302_200875987 |  |  | PQ | AN | 2771.281 | 8103302 | no | no |  |  | no |  |  | 1449943.064 | 15386932.959 |  | -1
node_8103302_200875988 |  |  | PQ | AD | 2771.281 | 8103302 | no | no |  |  | no |  |  | 1449940.638 | 15387128.234 |  | -1
node_8103302_200875990 |  |  | PQ | ABCD | 2771.281 | 8103302 | no | no |  |  | no |  |  | 1454165.959 | 15386253.702 |  | -1
node_8103302_200875991 |  |  | PQ | ABCD | 2771.281 | 8103302 | no | no |  |  | no |  |  | 1454371.733 | 15386075.884 |  | -1
node_8103302_200875995 |  |  | PQ | ABCD | 2771.281 | 8103302 | no | no |  |  | no |  |  | 1454903.347 | 15385938.112 |  | -1
node_8103302_200875996 |  |  | PQ | ABCN | 2771.281 | 8103302 | no | no |  |  | no |  |  | 1455048.208 | 15386080.473 |  | -1
node_8103302_200875997 |  |  | PQ | ABCD | 2771.281 | 8103302 | no | no |  |  | no |  |  | 1455204.066 | 15386219.555 |  | -1
node_8103302_200875998 |  |  | PQ | ABCD | 2771.281 | 8103302 | no | no |  |  | no |  |  | 1455378.434 | 15386373.022 |  | -1
node_8103302_200875999 |  |  | PQ | ABCD | 2771.281 | 8103302 | no | no |  |  | no |  |  | 1455547.383 | 15386543.068 |  | -1
node_8103302_200876000 |  |  | PQ | ABCD | 2771.281 | 8103302 | no | no |  |  | no |  |  | 1455711.202 | 15386685.083 |  | -1
node_8103302_200876001 |  |  | PQ | ABCD | 2771.281 | 8103302 | no | no |  |  | no |  |  | 1455900.612 | 15386846.576 |  | -1
node_8103302_200876002 |  |  | PQ | ABCN | 2771.281 | 8103302 | no | no |  |  | no |  |  | 1456087.743 | 15387010.756 |  | -1
node_8103302_200876003 |  |  | PQ | ABCN | 2771.281 | 8103302 | no | no |  |  | no |  |  | 1456250.844 | 15387174.486 |  | -1
node_8103302_200876004 |  |  | PQ | ABCN | 2771.281 | 8103302 | no | no |  |  | no |  |  | 1456407.244 | 15387340.948 |  | -1
node_8103302_200876006 |  |  | PQ | ABCD | 2771.281 | 8103302 | no | no |  |  | no |  |  | 1456698.983 | 15387731.523 |  | -1
node_8103302_200876007 |  |  | PQ | AD | 2771.281 | 8103302 | no | no |  |  | no |  |  | 1456809.78 | 15387882.665 |  | -1
node_8103302_200876008 |  |  | PQ | AN | 2771.281 | 8103302 | no | no |  |  | no |  |  | 1456749.732 | 15388090.357 |  | -1
node_8103302_200876009 |  |  | PQ | AD | 2771.281 | 8103302 | no | no |  |  | no |  |  | 1457010.804 | 15388111.922 |  | -1
node_8103302_200876010 |  |  | PQ | AN | 2771.281 | 8103302 | no | no |  |  | no |  |  | 1456890.371 | 15388272.31 |  | -1
node_8103302_200876013 |  |  | PQ | AD | 2771.281 | 8103302 | no | no |  |  | no |  |  | 1457154.726 | 15388277.059 |  | -1
node_8103302_200876014 |  |  | PQ | AD | 2771.281 | 8103302 | no | no |  |  | no |  |  | 1457089.91 | 15388446.314 |  | -1
node_8103302_200876015 |  |  | PQ | AN | 2771.281 | 8103302 | no | no |  |  | no |  |  | 1457031.43 | 15388523.246 |  | -1
node_8103302_200876016 |  |  | PQ | AN | 2771.281 | 8103302 | no | no |  |  | no |  |  | 1457206.748 | 15388340.235 |  | -1
node_8103302_200876043 |  |  | PQ | AN | 2771.281 | 8103302 | no | no |  |  | no |  |  | 1455869.14 | 15388784.369 |  | -1
node_8103302_200876725 |  |  | PQ | AN | 2771.281 | 8103302 | no | no |  |  | no |  |  | 1431675 | 15388951.912 |  | -1
node_8103302_200876726 |  |  | PQ | AN | 2771.281 | 8103302 | no | no |  |  | no |  |  | 1431689.699 | 15389338.226 |  | -1
node_8103302_200876729 |  |  | PQ | AD | 2771.281 | 8103302 | no | no |  |  | no |  |  | 1431680.783 | 15389678.868 |  | -1
node_8103302_200876730 |  |  | PQ | AN | 2771.281 | 8103302 | no | no |  |  | no |  |  | 1431626.023 | 15389743.48 |  | -1
node_8103302_200876731 |  |  | PQ | AN | 2771.281 | 8103302 | no | no |  |  | no |  |  | 1431339.802 | 15389732.445 |  | -1
node_8103302_200876732 |  |  | PQ | AN | 2771.281 | 8103302 | no | no |  |  | no |  |  | 1431657.703 | 15389992.504 |  | -1
node_8103302_200876733 |  |  | PQ | AN | 2771.281 | 8103302 | no | no |  |  | no |  |  | 1431650.412 | 15390315.27 |  | -1
node_8103302_200876735 |  |  | PQ | AN | 2771.281 | 8103302 | no | no |  |  | no |  |  | 1431646.262 | 15390577.535 |  | -1
node_8103302_200876766 |  |  | PQ | AN | 2771.281 | 8103302 | no | no |  |  | no |  |  | 1437419.876 | 15393303.361 |  | -1
node_8103302_200876767 |  |  | PQ | AN | 2771.281 | 8103302 | no | no |  |  | no |  |  | 1436825.113 | 15390258.126 |  | -1
node_8103302_200876768 |  |  | PQ | AD | 2771.281 | 8103302 | no | no |  |  | no |  |  | 1436949.724 | 15389871.969 |  | -1
node_8103302_200876770 |  |  | PQ | AN | 2771.281 | 8103302 | no | no |  |  | no |  |  | 1437491.195 | 15389302.695 |  | -1
node_8103302_200876771 |  |  | PQ | AD | 2771.281 | 8103302 | no | no |  |  | no |  |  | 1437697.758 | 15389163.489 |  | -1
node_8103302_200876772 |  |  | PQ | AD | 2771.281 | 8103302 | no | no |  |  | no |  |  | 1438176.166 | 15389363.483 |  | -1
node_8103302_200876773 |  |  | PQ | AN | 2771.281 | 8103302 | no | no |  |  | no |  |  | 1438897.424 | 15389556.953 |  | -1
node_8103302_200876774 |  |  | PQ | AD | 2771.281 | 8103302 | no | no |  |  | no |  |  | 1439016.821 | 15389328.935 |  | -1
node_8103302_200876775 |  |  | PQ | AD | 2771.281 | 8103302 | no | no |  |  | no |  |  | 1439187.628 | 15389111.363 |  | -1
node_8103302_200876776 |  |  | PQ | AD | 2771.281 | 8103302 | no | no |  |  | no |  |  | 1439349.552 | 15388908.251 |  | -1
node_8103302_200876777 |  |  | PQ | AD | 2771.281 | 8103302 | no | no |  |  | no |  |  | 1437162.649 | 15393149.078 |  | -1
node_8103302_200876778 |  |  | PQ | AD | 2771.281 | 8103302 | no | no |  |  | no |  |  | 1439554.522 | 15388671.337 |  | -1
node_8103302_200876779 |  |  | PQ | AN | 2771.281 | 8103302 | no | no |  |  | no |  |  | 1439843.524 | 15388507.7 |  | -1
node_8103302_200876780 |  |  | PQ | AN | 2771.281 | 8103302 | no | no |  |  | no |  |  | 1436738.388 | 15392895.124 |  | -1
node_8103302_200876781 |  |  | PQ | AD | 2771.281 | 8103302 | no | no |  |  | no |  |  | 1436665.723 | 15392480.523 |  | -1
node_8103302_200876782 |  |  | PQ | AD | 2771.281 | 8103302 | no | no |  |  | no |  |  | 1436661.69 | 15392064.925 |  | -1
node_8103302_200876783 |  |  | PQ | AD | 2771.281 | 8103302 | no | no |  |  | no |  |  | 1436655.03 | 15391517.916 |  | -1
node_8103302_200876784 |  |  | PQ | AN | 2771.281 | 8103302 | no | no |  |  | no |  |  | 1436630.32 | 15391209.016 |  | -1
node_8103302_200876786 |  |  | PQ | AN | 2771.281 | 8103302 | no | no |  |  | no |  |  | 1436718.429 | 15390591.191 |  | -1
node_8103302_200876788 |  |  | PQ | AD | 2771.281 | 8103302 | no | no |  |  | no |  |  | 1430330.933 | 15386007.675 |  | -1
node_8103302_200876789 |  |  | PQ | AD | 2771.281 | 8103302 | no | no |  |  | no |  |  | 1427743.829 | 15384273.377 |  | -1
node_8103302_200876790 |  |  | PQ | AD | 2771.281 | 8103302 | no | no |  |  | no |  |  | 1427444.328 | 15384168.172 |  | -1
node_8103302_200876791 |  |  | PQ | AN | 2771.281 | 8103302 | no | no |  |  | no |  |  | 1427235.163 | 15383989.374 |  | -1
node_8103302_200876792 |  |  | PQ | AD | 2771.281 | 8103302 | no | no |  |  | no |  |  | 1429862.311 | 15385951.542 |  | -1
node_8103302_200876793 |  |  | PQ | AD | 2771.281 | 8103302 | no | no |  |  | no |  |  | 1429613.31 | 15385937.887 |  | -1
node_8103302_200876794 |  |  | PQ | AD | 2771.281 | 8103302 | no | no |  |  | no |  |  | 1429418.966 | 15385770.075 |  | -1
node_8103302_200876795 |  |  | PQ | AD | 2771.281 | 8103302 | no | no |  |  | no |  |  | 1429239.596 | 15385615.722 |  | -1
node_8103302_200876796 |  |  | PQ | AD | 2771.281 | 8103302 | no | no |  |  | no |  |  | 1428888.42 | 15385311.713 |  | -1
node_8103302_200876797 |  |  | PQ | AD | 2771.281 | 8103302 | no | no |  |  | no |  |  | 1428540.256 | 15385007.04 |  | -1
node_8103302_200876798 |  |  | PQ | AN | 2771.281 | 8103302 | no | no |  |  | no |  |  | 1428165.004 | 15384679.963 |  | -1
node_8103302_200876799 |  |  | PQ | AD | 2771.281 | 8103302 | no | no |  |  | no |  |  | 1427924.972 | 15384474.887 |  | -1
node_8103302_200876907 |  |  | PQ | AD | 2771.281 | 8103302 | no | no |  |  | no |  |  | 1431970.828 | 15381250.921 |  | -1
node_8103302_200876909 |  |  | PQ | AN | 2771.281 | 8103302 | no | no |  |  | no |  |  | 1432216.93 | 15381459.259 |  | -1
node_8103302_200876910 |  |  | PQ | AN | 2771.281 | 8103302 | no | no |  |  | no |  |  | 1432426.353 | 15381671.682 |  | -1
node_8103302_200876911 |  |  | PQ | AN | 2771.281 | 8103302 | no | no |  |  | no |  |  | 1432420.318 | 15382111.717 |  | -1
node_8103302_200876913 |  |  | PQ | AN | 2771.281 | 8103302 | no | no |  |  | no |  |  | 1432414.833 | 15382410.194 |  | -1
node_8103302_200876991 |  |  | PQ | AN | 2771.281 | 8103302 | no | no |  |  | no |  |  | 1439274.988 | 15383822.924 |  | -1
node_8103302_200876993 |  |  | PQ | AD | 2771.281 | 8103302 | no | no |  |  | no |  |  | 1433579.157 | 15378952.436 |  | -1
node_8103302_200876994 |  |  | PQ | AD | 2771.281 | 8103302 | no | no |  |  | no |  |  | 1433714.598 | 15379062.828 |  | -1
node_8103302_200876995 |  |  | PQ | AD | 2771.281 | 8103302 | no | no |  |  | no |  |  | 1433872.042 | 15379186.359 |  | -1
node_8103302_200876996 |  |  | PQ | AD | 2771.281 | 8103302 | no | no |  |  | no |  |  | 1433971.449 | 15379263.204 |  | -1
node_8103302_200876997 |  |  | PQ | AD | 2771.281 | 8103302 | no | no |  |  | no |  |  | 1434027.505 | 15379302.822 |  | -1
node_8103302_200876998 |  |  | PQ | ABCN | 2771.281 | 8103302 | no | no |  |  | no |  |  | 1434157.937 | 15379407.596 |  | -1
node_8103302_200877000 |  |  | PQ | ABCD | 2771.281 | 8103302 | no | no |  |  | no |  |  | 1434335.28 | 15379521.461 |  | -1
node_8103302_200877002 |  |  | PQ | ABCN | 2771.281 | 8103302 | no | no |  |  | no |  |  | 1434460.335 | 15379594.373 |  | -1
node_8103302_200877004 |  |  | PQ | ABCN | 2771.281 | 8103302 | no | no |  |  | no |  |  | 1434704.111 | 15379858.145 |  | -1
node_8103302_200877005 |  |  | PQ | ABCN | 2771.281 | 8103302 | no | no |  |  | no |  |  | 1434863.883 | 15379934.678 |  | -1
node_8103302_200877007 |  |  | PQ | ABCD | 2771.281 | 8103302 | no | no |  |  | no |  |  | 1435062.528 | 15380070.645 |  | -1
node_8103302_200877008 |  |  | PQ | ABCN | 2771.281 | 8103302 | no | no |  |  | no |  |  | 1435260.894 | 15380197.862 |  | -1
node_8103302_200877013 |  |  | PQ | ABCD | 2771.281 | 8103302 | no | no |  |  | no |  |  | 1435990.93 | 15380468.51 |  | -1
node_8103302_200877014 |  |  | PQ | AN | 2771.281 | 8103302 | no | no |  |  | no |  |  | 1436056.163 | 15380403.067 |  | -1
node_8103302_200877015 |  |  | PQ | AN | 2771.281 | 8103302 | no | no |  |  | no |  |  | 1435872.757 | 15380581.296 |  | -1
node_8103302_200877019 |  |  | PQ | ABCN | 2771.281 | 8103302 | no | no |  |  | no |  |  | 1436596.574 | 15381328.453 |  | -1
node_8103302_200877021 |  |  | PQ | ABCD | 2771.281 | 8103302 | no | no |  |  | no |  |  | 1436758.947 | 15381621.39 |  | -1
node_8103302_200877022 |  |  | PQ | ABCN | 2771.281 | 8103302 | no | no |  |  | no |  |  | 1436922.673 | 15381908.342 |  | -1
node_8103302_200877025 |  |  | PQ | ABCN | 2771.281 | 8103302 | no | no |  |  | no |  |  | 1437135.516 | 15382085.781 |  | -1
node_8103302_200877026 |  |  | PQ | ABCD | 2771.281 | 8103302 | no | no |  |  | no |  |  | 1437342.899 | 15382258.875 |  | -1
node_8103302_200877027 |  |  | PQ | ABCD | 2771.281 | 8103302 | no | no |  |  | no |  |  | 1437544.249 | 15382423.897 |  | -1
node_8103302_200877028 |  |  | PQ | ABCD | 2771.281 | 8103302 | no | no |  |  | no |  |  | 1437751.146 | 15382596.696 |  | -1
node_8103302_200877029 |  |  | PQ | AN | 2771.281 | 8103302 | no | no |  |  | no |  |  | 1437754.42 | 15382677.99 |  | -1
node_8103302_200877030 |  |  | PQ | AN | 2771.281 | 8103302 | no | no |  |  | no |  |  | 1437699.41 | 15382989.533 |  | -1
node_8103302_200877031 |  |  | PQ | ABCD | 2771.281 | 8103302 | no | no |  |  | no |  |  | 1438015.477 | 15382581.704 |  | -1
node_8103302_200877032 |  |  | PQ | ABCD | 2771.281 | 8103302 | no | no |  |  | no |  |  | 1438201.561 | 15382735.659 |  | -1
node_8103302_200877033 |  |  | PQ | ABCD | 2771.281 | 8103302 | no | no |  |  | no |  |  | 1438365.998 | 15382863.524 |  | -1
node_8103302_200877034 |  |  | PQ | ABCN | 2771.281 | 8103302 | no | no |  |  | no |  |  | 1438598.456 | 15383050.798 |  | -1
node_8103302_200877035 |  |  | PQ | AN | 2771.281 | 8103302 | no | no |  |  | no |  |  | 1438547.371 | 15383320.4 |  | -1
node_8103302_200877037 |  |  | PQ | ABCD | 2771.281 | 8103302 | no | no |  |  | no |  |  | 1438838.343 | 15383238.778 |  | -1
node_8103302_200877038 |  |  | PQ | ABCD | 2771.281 | 8103302 | no | no |  |  | no |  |  | 1438998.308 | 15383368.502 |  | -1
node_8103302_200877039 |  |  | PQ | ABCD | 2771.281 | 8103302 | no | no |  |  | no |  |  | 1439186.853 | 15383346.642 |  | -1
node_8103302_200877040 |  |  | PQ | AD | 2771.281 | 8103302 | no | no |  |  | no |  |  | 1439291.996 | 15383526.219 |  | -1
node_8103302_200877043 |  |  | PQ | ABCD | 2771.281 | 8103302 | no | no |  |  | no |  |  | 1439603.84 | 15383301.402 |  | -1
node_8103302_200877044 |  |  | PQ | ABCN | 2771.281 | 8103302 | no | no |  |  | no |  |  | 1439775.667 | 15383284.528 |  | -1
node_8103302_200877046 |  |  | PQ | ABCD | 2771.281 | 8103302 | no | no |  |  | no |  |  | 1439971.255 | 15383210.287 |  | -1
node_8103302_200877047 |  |  | PQ | ABCD | 2771.281 | 8103302 | no | no |  |  | no |  |  | 1440141.237 | 15383140.153 |  | -1
node_8103302_200877048 |  |  | PQ | AN | 2771.281 | 8103302 | no | no |  |  | no |  |  | 1440160.708 | 15383339.929 |  | -1
node_8103302_200877050 |  |  | PQ | ABCD | 2771.281 | 8103302 | no | no |  |  | no |  |  | 1440358.233 | 15383142.637 |  | -1
node_8103302_200877051 |  |  | PQ | ABCD | 2771.281 | 8103302 | no | no |  |  | no |  |  | 1440570.748 | 15383141.885 |  | -1
node_8103302_200877052 |  |  | PQ | ABCD | 2771.281 | 8103302 | no | no |  |  | no |  |  | 1440780.388 | 15383144.183 |  | -1
node_8103302_200877053 |  |  | PQ | ABCD | 2771.281 | 8103302 | no | no |  |  | no |  |  | 1441066.663 | 15383214.952 |  | -1
node_8103302_200877054 |  |  | PQ | ABCD | 2771.281 | 8103302 | no | no |  |  | no |  |  | 1441358.993 | 15383283.156 |  | -1
node_8103302_200877055 |  |  | PQ | ABCD | 2771.281 | 8103302 | no | no |  |  | no |  |  | 1441641.887 | 15383352.746 |  | -1
node_8103302_200877056 |  |  | PQ | ABCD | 2771.281 | 8103302 | no | no |  |  | no |  |  | 1441818.23 | 15383372.79 |  | -1
node_8103302_200877057 |  |  | PQ | AN | 2771.281 | 8103302 | no | no |  |  | no |  |  | 1441624.048 | 15383554.218 |  | -1
node_8103302_200877058 |  |  | PQ | ABCD | 2771.281 | 8103302 | no | no |  |  | no |  |  | 1442012.741 | 15383539.305 |  | -1
node_8103302_200877059 |  |  | PQ | ABCD | 2771.281 | 8103302 | no | no |  |  | no |  |  | 1442177.154 | 15383683.498 |  | -1
node_8103302_200877060 |  |  | PQ | ABCD | 2771.281 | 8103302 | no | no |  |  | no |  |  | 1442341.165 | 15383825.253 |  | -1
node_8103302_200877061 |  |  | PQ | ABCD | 2771.281 | 8103302 | no | no |  |  | no |  |  | 1442571.954 | 15383980.092 |  | -1
node_8103302_200877062 |  |  | PQ | ABCN | 2771.281 | 8103302 | no | no |  |  | no |  |  | 1442835.571 | 15384147.225 |  | -1
node_8103302_200877063 |  |  | PQ | ABCD | 2771.281 | 8103302 | no | no |  |  | no |  |  | 1443103.514 | 15384330.253 |  | -1
node_8103302_200877065 |  |  | PQ | ABCN | 2771.281 | 8103302 | no | no |  |  | no |  |  | 1443493.059 | 15384493.759 |  | -1
node_8103302_200877067 |  |  | PQ | ABCD | 2771.281 | 8103302 | no | no |  |  | no |  |  | 1443643.343 | 15384505.551 |  | -1
node_8103302_200877068 |  |  | PQ | ABCN | 2771.281 | 8103302 | no | no |  |  | no |  |  | 1443961.756 | 15384529.387 |  | -1
node_8103302_200877070 |  |  | PQ | ABCD | 2771.281 | 8103302 | no | no |  |  | no |  |  | 1444240.31 | 15384550.506 |  | -1
node_8103302_200877071 |  |  | PQ | ABCN | 2771.281 | 8103302 | no | no |  |  | no |  |  | 1444517.335 | 15384574.3 |  | -1
node_8103302_200877073 |  |  | PQ | ABCD | 2771.281 | 8103302 | no | no |  |  | no |  |  | 1444715.365 | 15384560.393 |  | -1
node_8103302_200877074 |  |  | PQ | ABCD | 2771.281 | 8103302 | no | no |  |  | no |  |  | 1444956.619 | 15384633.291 |  | -1
node_8103302_200877075 |  |  | PQ | ABCD | 2771.281 | 8103302 | no | no |  |  | no |  |  | 1445202.03 | 15384710.266 |  | -1
node_8103302_200877076 |  |  | PQ | ABCN | 2771.281 | 8103302 | no | no |  |  | no |  |  | 1445448.679 | 15384779.103 |  | -1
node_8103302_200877078 |  |  | PQ | ABCN | 2771.281 | 8103302 | no | no |  |  | no |  |  | 1445621.371 | 15384985.693 |  | -1
node_8103302_200877080 |  |  | PQ | ABCD | 2771.281 | 8103302 | no | no |  |  | no |  |  | 1445965.573 | 15385024.862 |  | -1
node_8103302_200877081 |  |  | PQ | ABCD | 2771.281 | 8103302 | no | no |  |  | no |  |  | 1446156.715 | 15385032.814 |  | -1
node_8103302_200877082 |  |  | PQ | ABCD | 2771.281 | 8103302 | no | no |  |  | no |  |  | 1446344.545 | 15385056.131 |  | -1
node_8103302_200877083 |  |  | PQ | ABCD | 2771.281 | 8103302 | no | no |  |  | no |  |  | 1446648.52 | 15385121.7 |  | -1
node_8103302_200877084 |  |  | PQ | ABCD | 2771.281 | 8103302 | no | no |  |  | no |  |  | 1446939.204 | 15385154.284 |  | -1
node_8103302_200877085 |  |  | PQ | ABCD | 2771.281 | 8103302 | no | no |  |  | no |  |  | 1447232.605 | 15385187.864 |  | -1
node_8103302_200877086 |  |  | PQ | ABCD | 2771.281 | 8103302 | no | no |  |  | no |  |  | 1447527.084 | 15385221.232 |  | -1
node_8103302_200877087 |  |  | PQ | ABCD | 2771.281 | 8103302 | no | no |  |  | no |  |  | 1447654.369 | 15385242.045 |  | -1
node_8103302_200877088 |  |  | PQ | ABCD | 2771.281 | 8103302 | no | no |  |  | no |  |  | 1447978.997 | 15385328.008 |  | -1
node_8103302_200877089 |  |  | PQ | ABCD | 2771.281 | 8103302 | no | no |  |  | no |  |  | 1448108.427 | 15385413.258 |  | -1
node_8103302_200877090 |  |  | PQ | ABCD | 2771.281 | 8103302 | no | no |  |  | no |  |  | 1448320.091 | 15385542.22 |  | -1
node_8103302_200877091 |  |  | PQ | AN | 2771.281 | 8103302 | no | no |  |  | no |  |  | 1448517.956 | 15385451.186 |  | -1
node_8103302_200877092 |  |  | PQ | ABCD | 2771.281 | 8103302 | no | no |  |  | no |  |  | 1448541.504 | 15385681.809 |  | -1
node_8103302_200877093 |  |  | PQ | ABCD | 2771.281 | 8103302 | no | no |  |  | no |  |  | 1448822.997 | 15385852.095 |  | -1
node_8103302_200877094 |  |  | PQ | ABCD | 2771.281 | 8103302 | no | no |  |  | no |  |  | 1448932.722 | 15385928.685 |  | -1
node_8103302_200877095 |  |  | PQ | ABCD | 2771.281 | 8103302 | no | no |  |  | no |  |  | 1449071.045 | 15386016.623 |  | -1
node_8103302_200877096 |  |  | PQ | ABCN | 2771.281 | 8103302 | no | no |  |  | no |  |  | 1449326.449 | 15386174.964 |  | -1
node_8103302_200877098 |  |  | PQ | ABCD | 2771.281 | 8103302 | no | no |  |  | no |  |  | 1449618.516 | 15386357.47 |  | -1
node_8103302_200877099 |  |  | PQ | AN | 2771.281 | 8103302 | no | no |  |  | no |  |  | 1449687.481 | 15386178.636 |  | -1
node_8103302_200877100 |  |  | PQ | ABCN | 2771.281 | 8103302 | no | no |  |  | no |  |  | 1449921.238 | 15386544.008 |  | -1
node_8103302_200877102 |  |  | PQ | ABCD | 2771.281 | 8103302 | no | no |  |  | no |  |  | 1450128.552 | 15386516.967 |  | -1
node_8103302_200877103 |  |  | PQ | ABCD | 2771.281 | 8103302 | no | no |  |  | no |  |  | 1450400.33 | 15386527.48 |  | -1
node_8103302_200877104 |  |  | PQ | ABCD | 2771.281 | 8103302 | no | no |  |  | no |  |  | 1450668.985 | 15386540.551 |  | -1
node_8103302_200877105 |  |  | PQ | ABCD | 2771.281 | 8103302 | no | no |  |  | no |  |  | 1450920.847 | 15386550.133 |  | -1
node_8103302_200877106 |  |  | PQ | AN | 2771.281 | 8103302 | no | no |  |  | no |  |  | 1450916.582 | 15386367.541 |  | -1
node_8103302_200877107 |  |  | PQ | ABCN | 2771.281 | 8103302 | no | no |  |  | no |  |  | 1451162.775 | 15386532.602 |  | -1
node_8103302_200877108 |  |  | PQ | ABCD | 2771.281 | 8103302 | no | no |  |  | no |  |  | 1451468.314 | 15386470.807 |  | -1
node_8103302_200877109 |  |  | PQ | ABCD | 2771.281 | 8103302 | no | no |  |  | no |  |  | 1451783.555 | 15386408.332 |  | -1
node_8103302_200877110 |  |  | PQ | ABCD | 2771.281 | 8103302 | no | no |  |  | no |  |  | 1452091.495 | 15386349.305 |  | -1
node_8103302_200877111 |  |  | PQ | ABCN | 2771.281 | 8103302 | no | no |  |  | no |  |  | 1452343.521 | 15386302.355 |  | -1
node_8103302_200877112 |  |  | PQ | ABCN | 2771.281 | 8103302 | no | no |  |  | no |  |  | 1452594.172 | 15386254.552 |  | -1
node_8103302_200877113 |  |  | PQ | ABCN | 2771.281 | 8103302 | no | no |  |  | no |  |  | 1452903.428 | 15386126.387 |  | -1
node_8103302_200877114 |  |  | PQ | AN | 2771.281 | 8103302 | no | no |  |  | no |  |  | 1452957.951 | 15385855.001 |  | -1
node_8103302_200877115 |  |  | PQ | ABCD | 2771.281 | 8103302 | no | no |  |  | no |  |  | 1453087.282 | 15386177.028 |  | -1
node_8103302_200877117 |  |  | PQ | ABCD | 2771.281 | 8103302 | no | no |  |  | no |  |  | 1453330.275 | 15386349.806 |  | -1
node_8103302_200877118 |  |  | PQ | ABCD | 2771.281 | 8103302 | no | no |  |  | no |  |  | 1453665.833 | 15386413.175 |  | -1
node_8103302_200877119 |  |  | PQ | ABCN | 2771.281 | 8103302 | no | no |  |  | no |  |  | 1453985.192 | 15386425.15 |  | -1
node_8103302_200877121 |  |  | PQ | AD | 2771.281 | 8103302 | no | no |  |  | no |  |  | 1454189.926 | 15386559.188 |  | -1
node_8103302_200877122 |  |  | PQ | AD | 2771.281 | 8103302 | no | no |  |  | no |  |  | 1454393.819 | 15386697.674 |  | -1
node_8103302_200877123 |  |  | PQ | AN | 2771.281 | 8103302 | no | no |  |  | no |  |  | 1454650.996 | 15386928.919 |  | -1
node_8103302_200877125 |  |  | PQ | AD | 2771.281 | 8103302 | no | no |  |  | no |  |  | 1454883.099 | 15387153.622 |  | -1
node_8103302_200877126 |  |  | PQ | AD | 2771.281 | 8103302 | no | no |  |  | no |  |  | 1455093.513 | 15387406.059 |  | -1
node_8103302_200877127 |  |  | PQ | AN | 2771.281 | 8103302 | no | no |  |  | no |  |  | 1455130.383 | 15387655.87 |  | -1
node_8103302_200877128 |  |  | PQ | AD | 2771.281 | 8103302 | no | no |  |  | no |  |  | 1455269.368 | 15387890.04 |  | -1
node_8103302_200877129 |  |  | PQ | AN | 2771.281 | 8103302 | no | no |  |  | no |  |  | 1455450.473 | 15388099.695 |  | -1
node_8103302_200877130 |  |  | PQ | AD | 2771.281 | 8103302 | no | no |  |  | no |  |  | 1455639.735 | 15388202.033 |  | -1
node_8103302_200877131 |  |  | PQ | AN | 2771.281 | 8103302 | no | no |  |  | no |  |  | 1455773.65 | 15388329.064 |  | -1
node_8103302_200877132 |  |  | PQ | AN | 2771.281 | 8103302 | no | no |  |  | no |  |  | 1455920.88 | 15388464.015 |  | -1
node_8103302_200877133 |  |  | PQ | AD | 2771.281 | 8103302 | no | no |  |  | no |  |  | 1456014.472 | 15388617.201 |  | -1
node_8103302_200877135 |  |  | PQ | AD | 2771.281 | 8103302 | no | no |  |  | no |  |  | 1456151.094 | 15388712.06 |  | -1
node_8103302_200877140 |  |  | PQ | AN | 2771.281 | 8103302 | no | no |  |  | no |  |  | 1456510.371 | 15388894.46 |  | -1
node_8103302_200877142 |  |  | PQ | AD | 2771.281 | 8103302 | no | no |  |  | no |  |  | 1456563.584 | 15388932.961 |  | -1
node_8103302_200877152 |  |  | PQ | AD | 2771.281 | 8103302 | no | no |  |  | no |  |  | 1457699.889 | 15389955.947 |  | -1
node_8103302_200877153 |  |  | PQ | AD | 2771.281 | 8103302 | no | no |  |  | no |  |  | 1457844.28 | 15390118.238 |  | -1
node_8103302_200877154 |  |  | PQ | AN | 2771.281 | 8103302 | no | no |  |  | no |  |  | 1458009.377 | 15390286.138 |  | -1
node_8103302_200877155 |  |  | PQ | AN | 2771.281 | 8103302 | no | no |  |  | no |  |  | 1458193.739 | 15390455.412 |  | -1
node_8103302_200877156 |  |  | PQ | AD | 2771.281 | 8103302 | no | no |  |  | no |  |  | 1458361.467 | 15390605.541 |  | -1
node_8103302_200877183 |  |  | PQ | AN | 2771.281 | 8103302 | no | no |  |  | no |  |  | 1440735.684 | 15385222.098 |  | -1
node_8103302_200877184 |  |  | PQ | AD | 2771.281 | 8103302 | no | no |  |  | no |  |  | 1439306.64 | 15387969.401 |  | -1
node_8103302_200877185 |  |  | PQ | AD | 2771.281 | 8103302 | no | no |  |  | no |  |  | 1439108.679 | 15388146.037 |  | -1
node_8103302_200877187 |  |  | PQ | AD | 2771.281 | 8103302 | no | no |  |  | no |  |  | 1438910.521 | 15388293.751 |  | -1
node_8103302_200877189 |  |  | PQ | AD | 2771.281 | 8103302 | no | no |  |  | no |  |  | 1438625.791 | 15388417.638 |  | -1
node_8103302_200877190 |  |  | PQ | AD | 2771.281 | 8103302 | no | no |  |  | no |  |  | 1438348.544 | 15388536.325 |  | -1
node_8103302_200877191 |  |  | PQ | AD | 2771.281 | 8103302 | no | no |  |  | no |  |  | 1438090.347 | 15388741.037 |  | -1
node_8103302_200877192 |  |  | PQ | AD | 2771.281 | 8103302 | no | no |  |  | no |  |  | 1437843.661 | 15388954.995 |  | -1
node_8103302_200877193 |  |  | PQ | AD | 2771.281 | 8103302 | no | no |  |  | no |  |  | 1440673.173 | 15385677.536 |  | -1
node_8103302_200877194 |  |  | PQ | AN | 2771.281 | 8103302 | no | no |  |  | no |  |  | 1440615.825 | 15386123.021 |  | -1
node_8103302_200877195 |  |  | PQ | AN | 2771.281 | 8103302 | no | no |  |  | no |  |  | 1440359.877 | 15386470.639 |  | -1
node_8103302_200877196 |  |  | PQ | AN | 2771.281 | 8103302 | no | no |  |  | no |  |  | 1440106.118 | 15386319.472 |  | -1
node_8103302_200877197 |  |  | PQ | AN | 2771.281 | 8103302 | no | no |  |  | no |  |  | 1440225.128 | 15386805.079 |  | -1
node_8103302_200877200 |  |  | PQ | AN | 2771.281 | 8103302 | no | no |  |  | no |  |  | 1439986.348 | 15387085.02 |  | -1
node_8103302_200877202 |  |  | PQ | AN | 2771.281 | 8103302 | no | no |  |  | no |  |  | 1439853.179 | 15387342.469 |  | -1
node_8103302_200877203 |  |  | PQ | AD | 2771.281 | 8103302 | no | no |  |  | no |  |  | 1439647.881 | 15387523.439 |  | -1
node_8103302_200877204 |  |  | PQ | AD | 2771.281 | 8103302 | no | no |  |  | no |  |  | 1439528.669 | 15387821.892 |  | -1
node_8103302_200877241 |  |  | PQ | ABCD | 2771.281 | 8103302 | no | no |  |  | no |  |  | 1452668.613 | 15386128.852 |  | -1
node_8103302_200877242 |  |  | PQ | ABCD | 2771.281 | 8103302 | no | no |  |  | no |  |  | 1452563.736 | 15385726.156 |  | -1
node_8103302_200877243 |  |  | PQ | ABCD | 2771.281 | 8103302 | no | no |  |  | no |  |  | 1452460.275 | 15385318.706 |  | -1
node_8103302_200877244 |  |  | PQ | ABCD | 2771.281 | 8103302 | no | no |  |  | no |  |  | 1452293.362 | 15384993.027 |  | -1
node_8103302_200877245 |  |  | PQ | ABCD | 2771.281 | 8103302 | no | no |  |  | no |  |  | 1452124.034 | 15384655.676 |  | -1
node_8103302_200877246 |  |  | PQ | ABCN | 2771.281 | 8103302 | no | no |  |  | no |  |  | 1451992.808 | 15384395.514 |  | -1
node_8103302_200877248 |  |  | PQ | ABCD | 2771.281 | 8103302 | no | no |  |  | no |  |  | 1452025.669 | 15384387.278 |  | -1
node_8103302_200877249 |  |  | PQ | ABCD | 2771.281 | 8103302 | no | no |  |  | no |  |  | 1452230.785 | 15384372.501 |  | -1
node_8103302_200877250 |  |  | PQ | ABCN | 2771.281 | 8103302 | no | no |  |  | no |  |  | 1452482.155 | 15384356.763 |  | -1
node_8103302_200877434 |  |  | PQ | AN | 2771.281 | 8103302 | no | no |  |  | no |  |  | 1434793.018 | 15381272.493 |  | -1
node_8103302_200877435 |  |  | PQ | AN | 2771.281 | 8103302 | no | no |  |  | no |  |  | 1434951.25 | 15381424.642 |  | -1
node_8103302_200877436 |  |  | PQ | AD | 2771.281 | 8103302 | no | no |  |  | no |  |  | 1432505.739 | 15381381.486 |  | -1
node_8103302_200877437 |  |  | PQ | AD | 2771.281 | 8103302 | no | no |  |  | no |  |  | 1434550.513 | 15381164.867 |  | -1
node_8103302_200877438 |  |  | PQ | AN | 2771.281 | 8103302 | no | no |  |  | no |  |  | 1434625.951 | 15381250.17 |  | -1
node_8103302_200877439 |  |  | PQ | AD | 2771.281 | 8103302 | no | no |  |  | no |  |  | 1432722.99 | 15381211.69 |  | -1
node_8103302_200877440 |  |  | PQ | AD | 2771.281 | 8103302 | no | no |  |  | no |  |  | 1432919.574 | 15381034.485 |  | -1
node_8103302_200877441 |  |  | PQ | AD | 2771.281 | 8103302 | no | no |  |  | no |  |  | 1433025.587 | 15380924.956 |  | -1
node_8103302_200877442 |  |  | PQ | AN | 2771.281 | 8103302 | no | no |  |  | no |  |  | 1432910.24 | 15380668.331 |  | -1
node_8103302_200877443 |  |  | PQ | AN | 2771.281 | 8103302 | no | no |  |  | no |  |  | 1433246.843 | 15380893.899 |  | -1
node_8103302_200877444 |  |  | PQ | AN | 2771.281 | 8103302 | no | no |  |  | no |  |  | 1433456.955 | 15380932.217 |  | -1
node_8103302_200877445 |  |  | PQ | AN | 2771.281 | 8103302 | no | no |  |  | no |  |  | 1433638.519 | 15380957.496 |  | -1
node_8103302_200877446 |  |  | PQ | AD | 2771.281 | 8103302 | no | no |  |  | no |  |  | 1433778.123 | 15380978.778 |  | -1
node_8103302_200877447 |  |  | PQ | AN | 2771.281 | 8103302 | no | no |  |  | no |  |  | 1434091.5 | 15381049.699 |  | -1
node_8103302_200877448 |  |  | PQ | AD | 2771.281 | 8103302 | no | no |  |  | no |  |  | 1434341.049 | 15381114.096 |  | -1
node_8103302_200877449 |  |  | PQ | AD | 2771.281 | 8103302 | no | no |  |  | no |  |  | 1438946.13 | 15389593.352 |  | -1
node_8103302_200877450 |  |  | PQ | AN | 2771.281 | 8103302 | no | no |  |  | no |  |  | 1438323.9 | 15391578.649 |  | -1
node_8103302_200877451 |  |  | PQ | AD | 2771.281 | 8103302 | no | no |  |  | no |  |  | 1438286.413 | 15391811.239 |  | -1
node_8103302_200877452 |  |  | PQ | AN | 2771.281 | 8103302 | no | no |  |  | no |  |  | 1438431.476 | 15392035.718 |  | -1
node_8103302_200877453 |  |  | PQ | AD | 2771.281 | 8103302 | no | no |  |  | no |  |  | 1438268.993 | 15392069.721 |  | -1
node_8103302_200877454 |  |  | PQ | AD | 2771.281 | 8103302 | no | no |  |  | no |  |  | 1438840.88 | 15389749.027 |  | -1
node_8103302_200877455 |  |  | PQ | AN | 2771.281 | 8103302 | no | no |  |  | no |  |  | 1438741.089 | 15390084.161 |  | -1
node_8103302_200877456 |  |  | PQ | AD | 2771.281 | 8103302 | no | no |  |  | no |  |  | 1438718.111 | 15390146.754 |  | -1
node_8103302_200877457 |  |  | PQ | AN | 2771.281 | 8103302 | no | no |  |  | no |  |  | 1439000.038 | 15390055.705 |  | -1
node_8103302_200877458 |  |  | PQ | AD | 2771.281 | 8103302 | no | no |  |  | no |  |  | 1438552.512 | 15390433.329 |  | -1
node_8103302_200877459 |  |  | PQ | AD | 2771.281 | 8103302 | no | no |  |  | no |  |  | 1438453.166 | 15390699.539 |  | -1
node_8103302_200877460 |  |  | PQ | AD | 2771.281 | 8103302 | no | no |  |  | no |  |  | 1438469.646 | 15390901.086 |  | -1
node_8103302_200877461 |  |  | PQ | AN | 2771.281 | 8103302 | no | no |  |  | no |  |  | 1438610.025 | 15391182.509 |  | -1
node_8103302_200877462 |  |  | PQ | AN | 2771.281 | 8103302 | no | no |  |  | no |  |  | 1438384.151 | 15391110.343 |  | -1
node_8103302_200877463 |  |  | PQ | AN | 2771.281 | 8103302 | no | no |  |  | no |  |  | 1438390.927 | 15391354.95 |  | -1
node_8103302_200878219 |  |  | PQ | ABCD | 2771.281 | 8103302 | no | no |  |  | no |  |  | 1434279.271 | 15378485.627 |  | -1
node_8103302_200878220 |  |  | PQ | ABCD | 2771.281 | 8103302 | no | no |  |  | no |  |  | 1434301.117 | 15378295.844 |  | -1
node_8103302_200878221 |  |  | PQ | ABCD | 2771.281 | 8103302 | no | no |  |  | no |  |  | 1434342.182 | 15378016.221 |  | -1
node_8103302_200878222 |  |  | PQ | ABCD | 2771.281 | 8103302 | no | no |  |  | no |  |  | 1434386.521 | 15377694.522 |  | -1
node_8103302_200878223 |  |  | PQ | ABCD | 2771.281 | 8103302 | no | no |  |  | no |  |  | 1434409.088 | 15377523.53 |  | -1
node_8103302_200878224 |  |  | PQ | ABCD | 2771.281 | 8103302 | no | no |  |  | no |  |  | 1434603.174 | 15377305.893 |  | -1
node_8103302_200878225 |  |  | PQ | ABCD | 2771.281 | 8103302 | no | no |  |  | no |  |  | 1434486.292 | 15377116.383 |  | -1
node_8103302_200878226 |  |  | PQ | ABCD | 2771.281 | 8103302 | no | no |  |  | no |  |  | 1434477.91 | 15377444.538 |  | -1
node_8103302_200878227 |  |  | PQ | ABCD | 2771.281 | 8103302 | no | no |  |  | no |  |  | 1434271.669 | 15378571.295 |  | -1
node_8103302_200878228 |  |  | PQ | AD | 2771.281 | 8103302 | no | no |  |  | no |  |  | 1434646.292 | 15378627.423 |  | -1
node_8103302_200878229 |  |  | PQ | AN | 2771.281 | 8103302 | no | no |  |  | no |  |  | 1435006.288 | 15378670.235 |  | -1
node_8103302_200878230 |  |  | PQ | AN | 2771.281 | 8103302 | no | no |  |  | no |  |  | 1435239.413 | 15378703.99 |  | -1
node_8103302_200878231 |  |  | PQ | ABCD | 2771.281 | 8103302 | no | no |  |  | no |  |  | 1434228.607 | 15378903.996 |  | -1
node_8103302_200879887 |  |  | PQ | AD | 2771.281 | 8103302 | no | no |  |  | no |  |  | 1462117.821 | 15392431.365 |  | -1
node_8103302_200879888 |  |  | PQ | AD | 2771.281 | 8103302 | no | no |  |  | no |  |  | 1458537.107 | 15390763.93 |  | -1
node_8103302_200879889 |  |  | PQ | AN | 2771.281 | 8103302 | no | no |  |  | no |  |  | 1458538.73 | 15390598.587 |  | -1
node_8103302_200879891 |  |  | PQ | AN | 2771.281 | 8103302 | no | no |  |  | no |  |  | 1458814.509 | 15390875.615 |  | -1
node_8103302_200879893 |  |  | PQ | AD | 2771.281 | 8103302 | no | no |  |  | no |  |  | 1458957.186 | 15391201.266 |  | -1
node_8103302_200879894 |  |  | PQ | AN | 2771.281 | 8103302 | no | no |  |  | no |  |  | 1459123.942 | 15391320.353 |  | -1
node_8103302_200879895 |  |  | PQ | AD | 2771.281 | 8103302 | no | no |  |  | no |  |  | 1459292.465 | 15391455.595 |  | -1
node_8103302_200879896 |  |  | PQ | AD | 2771.281 | 8103302 | no | no |  |  | no |  |  | 1459623.785 | 15391630.396 |  | -1
node_8103302_200879897 |  |  | PQ | AN | 2771.281 | 8103302 | no | no |  |  | no |  |  | 1459955.368 | 15391663.943 |  | -1
node_8103302_200879899 |  |  | PQ | AD | 2771.281 | 8103302 | no | no |  |  | no |  |  | 1460287.586 | 15391608.096 |  | -1
node_8103302_200879900 |  |  | PQ | AN | 2771.281 | 8103302 | no | no |  |  | no |  |  | 1460546.145 | 15391805.339 |  | -1
node_8103302_200879903 |  |  | PQ | AD | 2771.281 | 8103302 | no | no |  |  | no |  |  | 1460900.931 | 15391903.103 |  | -1
node_8103302_200879904 |  |  | PQ | AN | 2771.281 | 8103302 | no | no |  |  | no |  |  | 1461228.98 | 15391882.626 |  | -1
node_8103302_200879906 |  |  | PQ | AD | 2771.281 | 8103302 | no | no |  |  | no |  |  | 1461706.889 | 15392064.024 |  | -1
node_8103302_200879907 |  |  | PQ | AD | 2771.281 | 8103302 | no | no |  |  | no |  |  | 1461931.637 | 15392161.238 |  | -1
node_8103302_200879908 |  |  | PQ | AD | 2771.281 | 8103302 | no | no |  |  | no |  |  | 1462063.043 | 15392220.554 |  | -1
node_8103302_200879909 |  |  | PQ | AN | 2771.281 | 8103302 | no | no |  |  | no |  |  | 1462262.849 | 15392289.678 |  | -1
node_8103302_200879910 |  |  | PQ | AD | 2771.281 | 8103302 | no | no |  |  | no |  |  | 1462666.506 | 15392500.218 |  | -1
node_8103302_200879911 |  |  | PQ | AD | 2771.281 | 8103302 | no | no |  |  | no |  |  | 1462587.655 | 15392619.484 |  | -1
node_8103302_200879912 |  |  | PQ | AN | 2771.281 | 8103302 | no | no |  |  | no |  |  | 1462874.358 | 15392810.207 |  | -1
node_8103302_200879913 |  |  | PQ | AD | 2771.281 | 8103302 | no | no |  |  | no |  |  | 1462841.908 | 15392417.86 |  | -1
node_8103302_200879914 |  |  | PQ | AN | 2771.281 | 8103302 | no | no |  |  | no |  |  | 1463107.407 | 15392318.509 |  | -1
node_8103302_200879915 |  |  | PQ | AD | 2771.281 | 8103302 | no | no |  |  | no |  |  | 1463290.776 | 15392401.893 |  | -1
node_8103302_200879916 |  |  | PQ | AD | 2771.281 | 8103302 | no | no |  |  | no |  |  | 1463459.826 | 15392400.48 |  | -1
node_8103302_200879918 |  |  | PQ | AD | 2771.281 | 8103302 | no | no |  |  | no |  |  | 1463707.285 | 15392437.313 |  | -1
node_8103302_200879919 |  |  | PQ | AD | 2771.281 | 8103302 | no | no |  |  | no |  |  | 1461840.76 | 15392462.857 |  | -1
node_8103302_200879920 |  |  | PQ | AD | 2771.281 | 8103302 | no | no |  |  | no |  |  | 1462209.775 | 15394487.119 |  | -1
node_8103302_200879921 |  |  | PQ | AN | 2771.281 | 8103302 | no | no |  |  | no |  |  | 1462072.048 | 15394555.046 |  | -1
node_8103302_200879922 |  |  | PQ | AD | 2771.281 | 8103302 | no | no |  |  | no |  |  | 1462226.703 | 15394766.835 |  | -1
node_8103302_200879923 |  |  | PQ | AN | 2771.281 | 8103302 | no | no |  |  | no |  |  | 1462221.365 | 15395092.404 |  | -1
node_8103302_200879924 |  |  | PQ | AN | 2771.281 | 8103302 | no | no |  |  | no |  |  | 1462158.932 | 15395332.102 |  | -1
node_8103302_200879925 |  |  | PQ | AN | 2771.281 | 8103302 | no | no |  |  | no |  |  | 1461851.959 | 15392682.491 |  | -1
node_8103302_200879926 |  |  | PQ | AD | 2771.281 | 8103302 | no | no |  |  | no |  |  | 1461874.886 | 15392923.683 |  | -1
node_8103302_200879927 |  |  | PQ | AD | 2771.281 | 8103302 | no | no |  |  | no |  |  | 1461902.731 | 15393139.765 |  | -1
node_8103302_200879928 |  |  | PQ | AN | 2771.281 | 8103302 | no | no |  |  | no |  |  | 1461909.044 | 15393377.805 |  | -1
node_8103302_200879930 |  |  | PQ | AN | 2771.281 | 8103302 | no | no |  |  | no |  |  | 1461914.523 | 15393634.309 |  | -1
node_8103302_200879931 |  |  | PQ | AN | 2771.281 | 8103302 | no | no |  |  | no |  |  | 1461869.715 | 15393805.518 |  | -1
node_8103302_200879932 |  |  | PQ | AD | 2771.281 | 8103302 | no | no |  |  | no |  |  | 1462068.149 | 15393990.884 |  | -1
node_8103302_200879933 |  |  | PQ | AN | 2771.281 | 8103302 | no | no |  |  | no |  |  | 1462167.068 | 15394228.578 |  | -1
node_8103302_200881623 |  |  | PQ | AD | 2771.281 | 8103302 | no | no |  |  | no |  |  | 1442777.5 | 15394283.914 |  | -1
node_8103302_200881624 |  |  | PQ | AD | 2771.281 | 8103302 | no | no |  |  | no |  |  | 1442788.76 | 15394620.472 |  | -1
node_8103302_200881625 |  |  | PQ | AD | 2771.281 | 8103302 | no | no |  |  | no |  |  | 1442806.046 | 15394973.328 |  | -1
node_8103302_200881626 |  |  | PQ | AD | 2771.281 | 8103302 | no | no |  |  | no |  |  | 1442821.753 | 15395217.781 |  | -1
node_8103302_200881628 |  |  | PQ | AD | 2771.281 | 8103302 | no | no |  |  | no |  |  | 1442830.429 | 15395376.838 |  | -1
node_8103302_200881629 |  |  | PQ | AN | 2771.281 | 8103302 | no | no |  |  | no |  |  | 1442850.081 | 15395892.094 |  | -1
node_8103302_200881632 |  |  | PQ | AD | 2771.281 | 8103302 | no | no |  |  | no |  |  | 1442773.695 | 15396855.293 |  | -1
node_8103302_200881633 |  |  | PQ | AD | 2771.281 | 8103302 | no | no |  |  | no |  |  | 1442741.129 | 15397007.198 |  | -1
node_8103302_200881634 |  |  | PQ | AD | 2771.281 | 8103302 | no | no |  |  | no |  |  | 1442809.551 | 15397023.211 |  | -1
node_8103302_200881635 |  |  | PQ | AN | 2771.281 | 8103302 | no | no |  |  | no |  |  | 1443152.073 | 15397036.752 |  | -1
node_8103302_200881637 |  |  | PQ | AD | 2771.281 | 8103302 | no | no |  |  | no |  |  | 1442651.216 | 15397444.588 |  | -1
node_8103302_200881638 |  |  | PQ | AD | 2771.281 | 8103302 | no | no |  |  | no |  |  | 1442558.608 | 15397880.504 |  | -1
node_8103302_200881639 |  |  | PQ | AN | 2771.281 | 8103302 | no | no |  |  | no |  |  | 1442472.535 | 15398287.811 |  | -1
node_8103302_200881640 |  |  | PQ | AN | 2771.281 | 8103302 | no | no |  |  | no |  |  | 1442542.697 | 15398701.052 |  | -1
node_8103302_200881641 |  |  | PQ | AN | 2771.281 | 8103302 | no | no |  |  | no |  |  | 1442606.77 | 15399177.69 |  | -1
node_8103302_200881642 |  |  | PQ | AD | 2771.281 | 8103302 | no | no |  |  | no |  |  | 1442675.376 | 15399579.792 |  | -1
node_8103302_200881644 |  |  | PQ | AD | 2771.281 | 8103302 | no | no |  |  | no |  |  | 1442809.854 | 15400503.964 |  | -1
node_8103302_200881645 |  |  | PQ | AN | 2771.281 | 8103302 | no | no |  |  | no |  |  | 1442870.882 | 15400853.726 |  | -1
node_8103302_200881646 |  |  | PQ | AN | 2771.281 | 8103302 | no | no |  |  | no |  |  | 1442932.258 | 15401249.875 |  | -1
node_8103302_200881647 |  |  | PQ | AN | 2771.281 | 8103302 | no | no |  |  | no |  |  | 1442987.399 | 15401620.163 |  | -1
node_8103302_200881648 |  |  | PQ | AD | 2771.281 | 8103302 | no | no |  |  | no |  |  | 1443048.755 | 15402048.506 |  | -1
node_8103302_200881649 |  |  | PQ | AD | 2771.281 | 8103302 | no | no |  |  | no |  |  | 1443114.127 | 15402478.979 |  | -1
node_8103302_200881650 |  |  | PQ | AD | 2771.281 | 8103302 | no | no |  |  | no |  |  | 1443177.248 | 15402892.953 |  | -1
node_8103302_200881651 |  |  | PQ | AD | 2771.281 | 8103302 | no | no |  |  | no |  |  | 1443264.611 | 15403423.77 |  | -1
node_8103302_200881652 |  |  | PQ | AD | 2771.281 | 8103302 | no | no |  |  | no |  |  | 1443347.684 | 15403937.974 |  | -1
node_8103302_200881653 |  |  | PQ | AD | 2771.281 | 8103302 | no | no |  |  | no |  |  | 1443390.842 | 15404285.794 |  | -1
node_8103302_200881654 |  |  | PQ | AN | 2771.281 | 8103302 | no | no |  |  | no |  |  | 1443442.028 | 15404575.884 |  | -1
node_8103302_200881655 |  |  | PQ | AN | 2771.281 | 8103302 | no | no |  |  | no |  |  | 1443525.694 | 15405065.105 |  | -1
node_8103302_200881656 |  |  | PQ | AN | 2771.281 | 8103302 | no | no |  |  | no |  |  | 1443629.004 | 15405481.492 |  | -1
node_8103302_200881657 |  |  | PQ | AN | 2771.281 | 8103302 | no | no |  |  | no |  |  | 1443707.713 | 15405845.958 |  | -1
node_8103302_200881658 |  |  | PQ | AN | 2771.281 | 8103302 | no | no |  |  | no |  |  | 1443774.146 | 15406188.612 |  | -1
node_8103302_200881659 |  |  | PQ | AD | 2771.281 | 8103302 | no | no |  |  | no |  |  | 1443979.695 | 15406262.072 |  | -1
node_8103302_200881660 |  |  | PQ | AD | 2771.281 | 8103302 | no | no |  |  | no |  |  | 1444152.785 | 15406326.349 |  | -1
node_8103302_200881661 |  |  | PQ | AD | 2771.281 | 8103302 | no | no |  |  | no |  |  | 1444273.903 | 15406497.146 |  | -1
node_8103302_200881662 |  |  | PQ | AN | 2771.281 | 8103302 | no | no |  |  | no |  |  | 1444409.203 | 15406686.763 |  | -1
node_8103302_200881663 |  |  | PQ | AD | 2771.281 | 8103302 | no | no |  |  | no |  |  | 1443788.928 | 15406252.216 |  | -1
node_8103302_200881664 |  |  | PQ | AD | 2771.281 | 8103302 | no | no |  |  | no |  |  | 1443842.874 | 15406468.859 |  | -1
node_8103302_200881665 |  |  | PQ | AD | 2771.281 | 8103302 | no | no |  |  | no |  |  | 1443809.284 | 15406752.81 |  | -1
node_8103302_200881666 |  |  | PQ | AN | 2771.281 | 8103302 | no | no |  |  | no |  |  | 1443797.818 | 15407028.431 |  | -1
node_8103302_200881668 |  |  | PQ | AD | 2771.281 | 8103302 | no | no |  |  | no |  |  | 1443781.039 | 15407240.249 |  | -1
node_8103302_200881669 |  |  | PQ | AD | 2771.281 | 8103302 | no | no |  |  | no |  |  | 1443762.395 | 15407569.423 |  | -1
node_8103302_200881670 |  |  | PQ | AD | 2771.281 | 8103302 | no | no |  |  | no |  |  | 1443737.796 | 15407882.701 |  | -1
node_8103302_200881671 |  |  | PQ | AN | 2771.281 | 8103302 | no | no |  |  | no |  |  | 1443698.803 | 15408401.089 |  | -1
node_8103302_200881672 |  |  | PQ | AN | 2771.281 | 8103302 | no | no |  |  | no |  |  | 1443673.562 | 15408712.485 |  | -1
node_8103302_200881675 |  |  | PQ | AD | 2771.281 | 8103302 | no | no |  |  | no |  |  | 1443622.721 | 15409389.502 |  | -1
node_8103302_200881676 |  |  | PQ | AN | 2771.281 | 8103302 | no | no |  |  | no |  |  | 1443598.807 | 15409726.197 |  | -1
node_8103302_200881679 |  |  | PQ | AN | 2771.281 | 8103302 | no | no |  |  | no |  |  | 1443568.356 | 15410106.882 |  | -1
node_8103302_200881681 |  |  | PQ | AD | 2771.281 | 8103302 | no | no |  |  | no |  |  | 1443529.245 | 15410583.893 |  | -1
node_8103302_200881682 |  |  | PQ | AD | 2771.281 | 8103302 | no | no |  |  | no |  |  | 1443503.675 | 15410896.361 |  | -1
node_8103302_200881683 |  |  | PQ | AD | 2771.281 | 8103302 | no | no |  |  | no |  |  | 1443461.568 | 15411418.782 |  | -1
node_8103302_200881684 |  |  | PQ | AD | 2771.281 | 8103302 | no | no |  |  | no |  |  | 1443696.753 | 15404776.146 |  | -1
node_8103302_200881685 |  |  | PQ | AD | 2771.281 | 8103302 | no | no |  |  | no |  |  | 1443680.124 | 15404730.908 |  | -1
node_8103302_200881686 |  |  | PQ | AN | 2771.281 | 8103302 | no | no |  |  | no |  |  | 1443654.558 | 15404422.444 |  | -1
node_8103302_200881687 |  |  | PQ | AN | 2771.281 | 8103302 | no | no |  |  | no |  |  | 1443912.181 | 15404932.493 |  | -1
node_8103302_200881688 |  |  | PQ | AD | 2771.281 | 8103302 | no | no |  |  | no |  |  | 1448272.977 | 15405730.006 |  | -1
node_8103302_200881689 |  |  | PQ | AN | 2771.281 | 8103302 | no | no |  |  | no |  |  | 1448799.749 | 15405669.31 |  | -1
node_8103302_200881691 |  |  | PQ | AN | 2771.281 | 8103302 | no | no |  |  | no |  |  | 1449627.029 | 15405685.421 |  | -1
node_8103302_200881692 |  |  | PQ | AD | 2771.281 | 8103302 | no | no |  |  | no |  |  | 1450022.199 | 15405696.954 |  | -1
node_8103302_200881693 |  |  | PQ | AD | 2771.281 | 8103302 | no | no |  |  | no |  |  | 1450416.976 | 15405884.739 |  | -1
node_8103302_200881694 |  |  | PQ | AN | 2771.281 | 8103302 | no | no |  |  | no |  |  | 1450927.916 | 15406133.701 |  | -1
node_8103302_200881696 |  |  | PQ | AN | 2771.281 | 8103302 | no | no |  |  | no |  |  | 1451291.533 | 15406307.857 |  | -1
node_8103302_200881697 |  |  | PQ | AD | 2771.281 | 8103302 | no | no |  |  | no |  |  | 1451518.52 | 15406417.562 |  | -1
node_8103302_200881699 |  |  | PQ | AD | 2771.281 | 8103302 | no | no |  |  | no |  |  | 1451864.116 | 15406585.202 |  | -1
node_8103302_200881700 |  |  | PQ | AN | 2771.281 | 8103302 | no | no |  |  | no |  |  | 1444205.051 | 15405139.64 |  | -1
node_8103302_200881701 |  |  | PQ | AD | 2771.281 | 8103302 | no | no |  |  | no |  |  | 1452016.019 | 15407068.981 |  | -1
node_8103302_200881702 |  |  | PQ | AN | 2771.281 | 8103302 | no | no |  |  | no |  |  | 1452152.929 | 15407488.049 |  | -1
node_8103302_200881704 |  |  | PQ | AD | 2771.281 | 8103302 | no | no |  |  | no |  |  | 1452395.618 | 15408278.588 |  | -1
node_8103302_200881705 |  |  | PQ | AN | 2771.281 | 8103302 | no | no |  |  | no |  |  | 1452518.278 | 15408632.156 |  | -1
node_8103302_200881706 |  |  | PQ | AD | 2771.281 | 8103302 | no | no |  |  | no |  |  | 1452705.697 | 15408951.303 |  | -1
node_8103302_200881707 |  |  | PQ | AD | 2771.281 | 8103302 | no | no |  |  | no |  |  | 1452914.614 | 15409296.595 |  | -1
node_8103302_200881708 |  |  | PQ | AD | 2771.281 | 8103302 | no | no |  |  | no |  |  | 1453102.12 | 15409494.938 |  | -1
node_8103302_200881709 |  |  | PQ | AD | 2771.281 | 8103302 | no | no |  |  | no |  |  | 1453321.349 | 15409706.066 |  | -1
node_8103302_200881710 |  |  | PQ | AN | 2771.281 | 8103302 | no | no |  |  | no |  |  | 1453540.318 | 15409930.683 |  | -1
node_8103302_200881711 |  |  | PQ | AN | 2771.281 | 8103302 | no | no |  |  | no |  |  | 1444636.309 | 15405456.246 |  | -1
node_8103302_200881712 |  |  | PQ | AD | 2771.281 | 8103302 | no | no |  |  | no |  |  | 1444826.002 | 15405611.934 |  | -1
node_8103302_200881713 |  |  | PQ | AN | 2771.281 | 8103302 | no | no |  |  | no |  |  | 1444989.715 | 15405813.835 |  | -1
node_8103302_200881714 |  |  | PQ | AD | 2771.281 | 8103302 | no | no |  |  | no |  |  | 1453863.708 | 15410215.591 |  | -1
node_8103302_200881715 |  |  | PQ | AN | 2771.281 | 8103302 | no | no |  |  | no |  |  | 1454115.192 | 15410566.617 |  | -1
node_8103302_200881716 |  |  | PQ | AD | 2771.281 | 8103302 | no | no |  |  | no |  |  | 1445124.265 | 15405619.106 |  | -1
node_8103302_200881717 |  |  | PQ | AD | 2771.281 | 8103302 | no | no |  |  | no |  |  | 1445713.08 | 15405821.031 |  | -1
node_8103302_200881718 |  |  | PQ | AN | 2771.281 | 8103302 | no | no |  |  | no |  |  | 1446232.352 | 15405997.491 |  | -1
node_8103302_200881719 |  |  | PQ | AD | 2771.281 | 8103302 | no | no |  |  | no |  |  | 1446616.252 | 15405949.358 |  | -1
node_8103302_200881720 |  |  | PQ | AN | 2771.281 | 8103302 | no | no |  |  | no |  |  | 1447135.377 | 15405881.736 |  | -1
node_8103302_200881722 |  |  | PQ | AD | 2771.281 | 8103302 | no | no |  |  | no |  |  | 1447469.798 | 15405836.787 |  | -1
node_8103302_200881723 |  |  | PQ | AD | 2771.281 | 8103302 | no | no |  |  | no |  |  | 1447812.607 | 15405794.104 |  | -1
node_8103302_200881784 |  |  | PQ | AN | 2771.281 | 8103302 | no | no |  |  | no |  |  | 1448732.104 | 15406019.602 |  | -1
node_8103302_200881786 |  |  | PQ | AN | 2771.281 | 8103302 | no | no |  |  | no |  |  | 1448707.789 | 15410054.543 |  | -1
node_8103302_200881787 |  |  | PQ | AN | 2771.281 | 8103302 | no | no |  |  | no |  |  | 1448700.901 | 15410416.239 |  | -1
node_8103302_200881788 |  |  | PQ | AD | 2771.281 | 8103302 | no | no |  |  | no |  |  | 1448623.04 | 15410476.063 |  | -1
node_8103302_200881789 |  |  | PQ | AN | 2771.281 | 8103302 | no | no |  |  | no |  |  | 1448307.102 | 15410452.222 |  | -1
node_8103302_200881790 |  |  | PQ | AD | 2771.281 | 8103302 | no | no |  |  | no |  |  | 1448638.146 | 15410751.071 |  | -1
node_8103302_200881791 |  |  | PQ | AN | 2771.281 | 8103302 | no | no |  |  | no |  |  | 1448562.331 | 15411123.833 |  | -1
node_8103302_200881793 |  |  | PQ | AN | 2771.281 | 8103302 | no | no |  |  | no |  |  | 1448507.648 | 15411451.76 |  | -1
node_8103302_200881794 |  |  | PQ | AD | 2771.281 | 8103302 | no | no |  |  | no |  |  | 1448451.469 | 15411782.828 |  | -1
node_8103302_200881795 |  |  | PQ | AN | 2771.281 | 8103302 | no | no |  |  | no |  |  | 1448346.881 | 15412144.157 |  | -1
node_8103302_200881797 |  |  | PQ | AD | 2771.281 | 8103302 | no | no |  |  | no |  |  | 1448653.067 | 15412170.164 |  | -1
node_8103302_200881798 |  |  | PQ | AD | 2771.281 | 8103302 | no | no |  |  | no |  |  | 1448960.889 | 15412199.332 |  | -1
node_8103302_200881799 |  |  | PQ | AN | 2771.281 | 8103302 | no | no |  |  | no |  |  | 1449421.732 | 15412240.208 |  | -1
node_8103302_200881800 |  |  | PQ | AN | 2771.281 | 8103302 | no | no |  |  | no |  |  | 1449821.071 | 15412270.788 |  | -1
node_8103302_200881803 |  |  | PQ | AD | 2771.281 | 8103302 | no | no |  |  | no |  |  | 1448088.276 | 15412121.259 |  | -1
node_8103302_200881804 |  |  | PQ | AD | 2771.281 | 8103302 | no | no |  |  | no |  |  | 1447642.259 | 15412075.396 |  | -1
node_8103302_200881805 |  |  | PQ | AD | 2771.281 | 8103302 | no | no |  |  | no |  |  | 1447246.976 | 15412043.315 |  | -1
node_8103302_200881806 |  |  | PQ | AN | 2771.281 | 8103302 | no | no |  |  | no |  |  | 1448737.088 | 15406596.596 |  | -1
node_8103302_200881807 |  |  | PQ | AN | 2771.281 | 8103302 | no | no |  |  | no |  |  | 1448737.776 | 15406873.753 |  | -1
node_8103302_200881808 |  |  | PQ | AD | 2771.281 | 8103302 | no | no |  |  | no |  |  | 1446867.955 | 15412008.683 |  | -1
node_8103302_200881809 |  |  | PQ | AN | 2771.281 | 8103302 | no | no |  |  | no |  |  | 1446465.251 | 15411969.846 |  | -1
node_8103302_200881810 |  |  | PQ | AD | 2771.281 | 8103302 | no | no |  |  | no |  |  | 1446194.382 | 15411916.771 |  | -1
node_8103302_200881811 |  |  | PQ | AD | 2771.281 | 8103302 | no | no |  |  | no |  |  | 1445924.275 | 15411865.931 |  | -1
node_8103302_200881812 |  |  | PQ | AN | 2771.281 | 8103302 | no | no |  |  | no |  |  | 1445727.401 | 15411660.364 |  | -1
node_8103302_200881813 |  |  | PQ | AN | 2771.281 | 8103302 | no | no |  |  | no |  |  | 1448734.857 | 15407143.48 |  | -1
node_8103302_200881815 |  |  | PQ | AD | 2771.281 | 8103302 | no | no |  |  | no |  |  | 1448734.244 | 15407570.822 |  | -1
node_8103302_200881816 |  |  | PQ | AD | 2771.281 | 8103302 | no | no |  |  | no |  |  | 1448733.678 | 15408108.984 |  | -1
node_8103302_200881817 |  |  | PQ | AN | 2771.281 | 8103302 | no | no |  |  | no |  |  | 1448738.39 | 15408321.478 |  | -1
node_8103302_200881818 |  |  | PQ | AN | 2771.281 | 8103302 | no | no |  |  | no |  |  | 1448752.666 | 15408558.566 |  | -1
node_8103302_200881819 |  |  | PQ | AN | 2771.281 | 8103302 | no | no |  |  | no |  |  | 1448741.276 | 15408890.538 |  | -1
node_8103302_200881821 |  |  | PQ | AD | 2771.281 | 8103302 | no | no |  |  | no |  |  | 1448729.995 | 15409374.146 |  | -1
node_8103302_200881822 |  |  | PQ | AD | 2771.281 | 8103302 | no | no |  |  | no |  |  | 1448718.868 | 15409678.008 |  | -1
node_8103302_200881833 |  |  | PQ | AD | 2771.281 | 8103302 | no | no |  |  | no |  |  | 1431643.612 | 15396294.25 |  | -1
node_8103302_200881834 |  |  | PQ | AN | 2771.281 | 8103302 | no | no |  |  | no |  |  | 1431575.466 | 15396529.372 |  | -1
node_8103302_200881835 |  |  | PQ | AD | 2771.281 | 8103302 | no | no |  |  | no |  |  | 1431662.085 | 15396621.934 |  | -1
node_8103302_200881836 |  |  | PQ | AD | 2771.281 | 8103302 | no | no |  |  | no |  |  | 1431585.754 | 15396840.223 |  | -1
node_8103302_200881837 |  |  | PQ | AD | 2771.281 | 8103302 | no | no |  |  | no |  |  | 1431625.953 | 15397082.483 |  | -1
node_8103302_200881838 |  |  | PQ | AN | 2771.281 | 8103302 | no | no |  |  | no |  |  | 1431621.386 | 15397325.269 |  | -1
node_8103302_200881857 |  |  | PQ | AD | 2771.281 | 8103302 | no | no |  |  | no |  |  | 1448722.342 | 15405274.594 |  | -1
node_8103302_200881858 |  |  | PQ | AN | 2771.281 | 8103302 | no | no |  |  | no |  |  | 1449018.836 | 15401504.758 |  | -1
node_8103302_200881860 |  |  | PQ | AD | 2771.281 | 8103302 | no | no |  |  | no |  |  | 1449218.281 | 15400973.058 |  | -1
node_8103302_200881861 |  |  | PQ | AN | 2771.281 | 8103302 | no | no |  |  | no |  |  | 1449462.499 | 15400449.534 |  | -1
node_8103302_200881862 |  |  | PQ | AD | 2771.281 | 8103302 | no | no |  |  | no |  |  | 1450185.281 | 15400424.936 |  | -1
node_8103302_200881863 |  |  | PQ | AD | 2771.281 | 8103302 | no | no |  |  | no |  |  | 1450480.16 | 15400549.943 |  | -1
node_8103302_200881865 |  |  | PQ | AD | 2771.281 | 8103302 | no | no |  |  | no |  |  | 1450688.519 | 15400349.721 |  | -1
node_8103302_200881866 |  |  | PQ | AN | 2771.281 | 8103302 | no | no |  |  | no |  |  | 1450737.04 | 15400107.695 |  | -1
node_8103302_200881867 |  |  | PQ | AD | 2771.281 | 8103302 | no | no |  |  | no |  |  | 1451002.649 | 15400501.395 |  | -1
node_8103302_200881868 |  |  | PQ | AD | 2771.281 | 8103302 | no | no |  |  | no |  |  | 1451490.181 | 15400464.857 |  | -1
node_8103302_200881869 |  |  | PQ | AD | 2771.281 | 8103302 | no | no |  |  | no |  |  | 1451819.409 | 15400437 |  | -1
node_8103302_200881870 |  |  | PQ | AN | 2771.281 | 8103302 | no | no |  |  | no |  |  | 1452040.653 | 15400466.682 |  | -1
node_8103302_200881871 |  |  | PQ | AN | 2771.281 | 8103302 | no | no |  |  | no |  |  | 1452223.048 | 15400402.766 |  | -1
node_8103302_200881873 |  |  | PQ | AD | 2771.281 | 8103302 | no | no |  |  | no |  |  | 1448735.21 | 15404743.605 |  | -1
node_8103302_200881874 |  |  | PQ | AN | 2771.281 | 8103302 | no | no |  |  | no |  |  | 1448753.857 | 15404156.34 |  | -1
node_8103302_200881875 |  |  | PQ | AN | 2771.281 | 8103302 | no | no |  |  | no |  |  | 1448829.234 | 15403845.114 |  | -1
node_8103302_200881876 |  |  | PQ | AD | 2771.281 | 8103302 | no | no |  |  | no |  |  | 1448849.165 | 15403428.676 |  | -1
node_8103302_200881877 |  |  | PQ | AD | 2771.281 | 8103302 | no | no |  |  | no |  |  | 1448873.885 | 15403019.564 |  | -1
node_8103302_200881878 |  |  | PQ | AN | 2771.281 | 8103302 | no | no |  |  | no |  |  | 1448900.236 | 15402586.685 |  | -1
node_8103302_200881879 |  |  | PQ | AN | 2771.281 | 8103302 | no | no |  |  | no |  |  | 1448886.319 | 15402300.356 |  | -1
node_8103302_200881880 |  |  | PQ | AN | 2771.281 | 8103302 | no | no |  |  | no |  |  | 1449022.709 | 15401856.661 |  | -1
node_8103302_200881882 |  |  | PQ | AD | 2771.281 | 8103302 | no | no |  |  | no |  |  | 1436672.6 | 15394547.793 |  | -1
node_8103302_200881883 |  |  | PQ | AD | 2771.281 | 8103302 | no | no |  |  | no |  |  | 1436450.87 | 15394791.404 |  | -1
node_8103302_200881884 |  |  | PQ | AN | 2771.281 | 8103302 | no | no |  |  | no |  |  | 1436255.79 | 15395025.819 |  | -1
node_8103302_200881885 |  |  | PQ | AN | 2771.281 | 8103302 | no | no |  |  | no |  |  | 1436120.097 | 15395152.706 |  | -1
node_8103302_200881943 |  |  | PQ | AD | 2771.281 | 8103302 | no | no |  |  | no |  |  | 1443459.641 | 15406212.369 |  | -1
node_8103302_200881944 |  |  | PQ | AN | 2771.281 | 8103302 | no | no |  |  | no |  |  | 1440219.463 | 15406135.204 |  | -1
node_8103302_200881946 |  |  | PQ | AD | 2771.281 | 8103302 | no | no |  |  | no |  |  | 1440027.005 | 15406097.577 |  | -1
node_8103302_200881947 |  |  | PQ | AD | 2771.281 | 8103302 | no | no |  |  | no |  |  | 1439746.151 | 15406045.402 |  | -1
node_8103302_200881948 |  |  | PQ | AN | 2771.281 | 8103302 | no | no |  |  | no |  |  | 1439446.852 | 15405980.533 |  | -1
node_8103302_200881949 |  |  | PQ | AD | 2771.281 | 8103302 | no | no |  |  | no |  |  | 1443078.05 | 15406189.939 |  | -1
node_8103302_200881950 |  |  | PQ | AD | 2771.281 | 8103302 | no | no |  |  | no |  |  | 1442612.363 | 15406160.861 |  | -1
node_8103302_200881951 |  |  | PQ | AD | 2771.281 | 8103302 | no | no |  |  | no |  |  | 1442244.442 | 15406137.241 |  | -1
node_8103302_200881952 |  |  | PQ | AD | 2771.281 | 8103302 | no | no |  |  | no |  |  | 1441896.076 | 15406113.451 |  | -1
node_8103302_200881953 |  |  | PQ | AD | 2771.281 | 8103302 | no | no |  |  | no |  |  | 1441520.109 | 15406090.995 |  | -1
node_8103302_200881954 |  |  | PQ | AD | 2771.281 | 8103302 | no | no |  |  | no |  |  | 1441225.844 | 15406035.014 |  | -1
node_8103302_200881955 |  |  | PQ | AD | 2771.281 | 8103302 | no | no |  |  | no |  |  | 1440898.814 | 15406062.549 |  | -1
node_8103302_200881956 |  |  | PQ | AD | 2771.281 | 8103302 | no | no |  |  | no |  |  | 1440556.285 | 15406099.678 |  | -1
node_8103302_200882036 |  |  | PQ | AD | 2771.281 | 8103302 | no | no |  |  | no |  |  | 1438969.215 | 15400942.929 |  | -1
node_8103302_200882037 |  |  | PQ | AD | 2771.281 | 8103302 | no | no |  |  | no |  |  | 1438982.938 | 15401144.937 |  | -1
node_8103302_200882038 |  |  | PQ | AD | 2771.281 | 8103302 | no | no |  |  | no |  |  | 1438832.295 | 15401349.014 |  | -1
node_8103302_200882039 |  |  | PQ | AD | 2771.281 | 8103302 | no | no |  |  | no |  |  | 1438652.503 | 15401604.899 |  | -1
node_8103302_200882040 |  |  | PQ | AD | 2771.281 | 8103302 | no | no |  |  | no |  |  | 1438569.52 | 15401704.568 |  | -1
node_8103302_200882041 |  |  | PQ | AD | 2771.281 | 8103302 | no | no |  |  | no |  |  | 1438819.746 | 15401761.427 |  | -1
node_8103302_200882042 |  |  | PQ | AN | 2771.281 | 8103302 | no | no |  |  | no |  |  | 1439099.069 | 15401845.365 |  | -1
node_8103302_200882043 |  |  | PQ | AD | 2771.281 | 8103302 | no | no |  |  | no |  |  | 1438495.989 | 15401793.819 |  | -1
node_8103302_200882044 |  |  | PQ | AD | 2771.281 | 8103302 | no | no |  |  | no |  |  | 1438509.312 | 15402084.621 |  | -1
node_8103302_200882045 |  |  | PQ | AD | 2771.281 | 8103302 | no | no |  |  | no |  |  | 1438520.464 | 15402375.81 |  | -1
node_8103302_200882046 |  |  | PQ | AN | 2771.281 | 8103302 | no | no |  |  | no |  |  | 1438370.724 | 15402556.63 |  | -1
node_8103302_200882047 |  |  | PQ | AN | 2771.281 | 8103302 | no | no |  |  | no |  |  | 1438755.168 | 15402380.737 |  | -1
node_8103302_200882048 |  |  | PQ | AD | 2771.281 | 8103302 | no | no |  |  | no |  |  | 1438327.558 | 15401791.902 |  | -1
node_8103302_200882049 |  |  | PQ | AD | 2771.281 | 8103302 | no | no |  |  | no |  |  | 1438112.485 | 15401834.956 |  | -1
node_8103302_200882050 |  |  | PQ | AN | 2771.281 | 8103302 | no | no |  |  | no |  |  | 1437900.05 | 15401885.113 |  | -1
node_8103302_200882051 |  |  | PQ | AD | 2771.281 | 8103302 | no | no |  |  | no |  |  | 1437602.721 | 15401939.91 |  | -1
node_8103302_200882052 |  |  | PQ | AN | 2771.281 | 8103302 | no | no |  |  | no |  |  | 1437339.959 | 15401993.752 |  | -1
node_8103302_200882056 |  |  | PQ | AD | 2771.281 | 8103302 | no | no |  |  | no |  |  | 1440230.258 | 15399391.615 |  | -1
node_8103302_200882057 |  |  | PQ | AD | 2771.281 | 8103302 | no | no |  |  | no |  |  | 1440203.962 | 15399145.575 |  | -1
node_8103302_200882058 |  |  | PQ | AD | 2771.281 | 8103302 | no | no |  |  | no |  |  | 1440159.508 | 15398652.453 |  | -1
node_8103302_200882059 |  |  | PQ | AD | 2771.281 | 8103302 | no | no |  |  | no |  |  | 1440128.346 | 15398282.528 |  | -1
node_8103302_200882060 |  |  | PQ | AN | 2771.281 | 8103302 | no | no |  |  | no |  |  | 1440116.383 | 15398049.279 |  | -1
node_8103302_200882061 |  |  | PQ | AD | 2771.281 | 8103302 | no | no |  |  | no |  |  | 1440001.685 | 15399575.004 |  | -1
node_8103302_200882062 |  |  | PQ | AD | 2771.281 | 8103302 | no | no |  |  | no |  |  | 1439658.051 | 15399850.746 |  | -1
node_8103302_200882063 |  |  | PQ | AN | 2771.281 | 8103302 | no | no |  |  | no |  |  | 1439162.891 | 15400230.779 |  | -1
node_8103302_200882065 |  |  | PQ | AD | 2771.281 | 8103302 | no | no |  |  | no |  |  | 1439123.803 | 15400349.639 |  | -1
node_8103302_200882066 |  |  | PQ | AD | 2771.281 | 8103302 | no | no |  |  | no |  |  | 1438983.015 | 15400717.561 |  | -1
node_8103302_200882074 |  |  | PQ | AD | 2771.281 | 8103302 | no | no |  |  | no |  |  | 1443120.807 | 15411429.137 |  | -1
node_8103302_200882075 |  |  | PQ | AD | 2771.281 | 8103302 | no | no |  |  | no |  |  | 1439833.983 | 15410859.081 |  | -1
node_8103302_200882076 |  |  | PQ | AD | 2771.281 | 8103302 | no | no |  |  | no |  |  | 1439426.239 | 15410739.474 |  | -1
node_8103302_200882077 |  |  | PQ | AD | 2771.281 | 8103302 | no | no |  |  | no |  |  | 1439011.142 | 15410603.546 |  | -1
node_8103302_200882078 |  |  | PQ | AN | 2771.281 | 8103302 | no | no |  |  | no |  |  | 1438668.529 | 15410501.536 |  | -1
node_8103302_200882079 |  |  | PQ | AN | 2771.281 | 8103302 | no | no |  |  | no |  |  | 1442765.815 | 15411459.98 |  | -1
node_8103302_200882080 |  |  | PQ | AD | 2771.281 | 8103302 | no | no |  |  | no |  |  | 1442565.685 | 15411374.04 |  | -1
node_8103302_200882081 |  |  | PQ | AD | 2771.281 | 8103302 | no | no |  |  | no |  |  | 1442178.688 | 15411337.422 |  | -1
node_8103302_200882082 |  |  | PQ | AD | 2771.281 | 8103302 | no | no |  |  | no |  |  | 1441856.499 | 15411300.5 |  | -1
node_8103302_200882083 |  |  | PQ | AN | 2771.281 | 8103302 | no | no |  |  | no |  |  | 1441374.752 | 15411245.62 |  | -1
node_8103302_200882085 |  |  | PQ | AN | 2771.281 | 8103302 | no | no |  |  | no |  |  | 1440901.793 | 15411197.342 |  | -1
node_8103302_200882086 |  |  | PQ | AD | 2771.281 | 8103302 | no | no |  |  | no |  |  | 1440534.232 | 15411093.924 |  | -1
node_8103302_200882087 |  |  | PQ | AD | 2771.281 | 8103302 | no | no |  |  | no |  |  | 1440152.824 | 15410965.188 |  | -1
node_8103302_200882088 |  |  | PQ | AN | 2771.281 | 8103302 | no | no |  |  | no |  |  | 1438537.648 | 15417676.015 |  | -1
node_8103302_200882089 |  |  | PQ | AN | 2771.281 | 8103302 | no | no |  |  | no |  |  | 1438714.96 | 15417888.698 |  | -1
node_8103302_200882090 |  |  | PQ | AN | 2771.281 | 8103302 | no | no |  |  | no |  |  | 1438882.522 | 15418099.28 |  | -1
node_8103302_200882091 |  |  | PQ | AN | 2771.281 | 8103302 | no | no |  |  | no |  |  | 1439093.369 | 15418344.526 |  | -1
node_8103302_200882092 |  |  | PQ | AN | 2771.281 | 8103302 | no | no |  |  | no |  |  | 1439343.506 | 15418346.467 |  | -1
node_8103302_200882093 |  |  | PQ | AN | 2771.281 | 8103302 | no | no |  |  | no |  |  | 1438669.021 | 15411073.593 |  | -1
node_8103302_200882094 |  |  | PQ | AN | 2771.281 | 8103302 | no | no |  |  | no |  |  | 1438400.043 | 15414118.704 |  | -1
node_8103302_200882096 |  |  | PQ | AN | 2771.281 | 8103302 | no | no |  |  | no |  |  | 1438441.139 | 15414334.136 |  | -1
node_8103302_200882098 |  |  | PQ | AD | 2771.281 | 8103302 | no | no |  |  | no |  |  | 1438489.833 | 15414609.744 |  | -1
node_8103302_200882099 |  |  | PQ | AN | 2771.281 | 8103302 | no | no |  |  | no |  |  | 1438483.652 | 15414907.513 |  | -1
node_8103302_200882101 |  |  | PQ | AD | 2771.281 | 8103302 | no | no |  |  | no |  |  | 1438467.963 | 15415277.668 |  | -1
node_8103302_200882102 |  |  | PQ | AD | 2771.281 | 8103302 | no | no |  |  | no |  |  | 1438458.552 | 15415653.656 |  | -1
node_8103302_200882103 |  |  | PQ | AD | 2771.281 | 8103302 | no | no |  |  | no |  |  | 1438450.31 | 15415993.921 |  | -1
node_8103302_200882104 |  |  | PQ | AD | 2771.281 | 8103302 | no | no |  |  | no |  |  | 1438435.099 | 15416292.967 |  | -1
node_8103302_200882105 |  |  | PQ | AD | 2771.281 | 8103302 | no | no |  |  | no |  |  | 1438411.47 | 15416604.569 |  | -1
node_8103302_200882106 |  |  | PQ | AD | 2771.281 | 8103302 | no | no |  |  | no |  |  | 1438385.238 | 15416884.418 |  | -1
node_8103302_200882107 |  |  | PQ | AD | 2771.281 | 8103302 | no | no |  |  | no |  |  | 1438590.303 | 15411204.582 |  | -1
node_8103302_200882108 |  |  | PQ | AD | 2771.281 | 8103302 | no | no |  |  | no |  |  | 1438372.319 | 15417141.23 |  | -1
node_8103302_200882109 |  |  | PQ | AN | 2771.281 | 8103302 | no | no |  |  | no |  |  | 1438351.331 | 15417452.661 |  | -1
node_8103302_200882110 |  |  | PQ | AD | 2771.281 | 8103302 | no | no |  |  | no |  |  | 1438607.192 | 15411450.459 |  | -1
node_8103302_200882111 |  |  | PQ | AD | 2771.281 | 8103302 | no | no |  |  | no |  |  | 1438554.249 | 15411702.979 |  | -1
node_8103302_200882112 |  |  | PQ | AD | 2771.281 | 8103302 | no | no |  |  | no |  |  | 1438580.555 | 15411866.374 |  | -1
node_8103302_200882113 |  |  | PQ | AD | 2771.281 | 8103302 | no | no |  |  | no |  |  | 1438549.381 | 15412331.709 |  | -1
node_8103302_200882114 |  |  | PQ | AD | 2771.281 | 8103302 | no | no |  |  | no |  |  | 1438523.658 | 15412711.836 |  | -1
node_8103302_200882115 |  |  | PQ | AD | 2771.281 | 8103302 | no | no |  |  | no |  |  | 1438520 | 15413142.066 |  | -1
node_8103302_200882116 |  |  | PQ | AD | 2771.281 | 8103302 | no | no |  |  | no |  |  | 1438429.873 | 15413614.748 |  | -1
node_8103302_200882150 |  |  | PQ | AD | 2771.281 | 8103302 | no | no |  |  | no |  |  | 1449271.001 | 15400438.638 |  | -1
node_8103302_200882151 |  |  | PQ | AD | 2771.281 | 8103302 | no | no |  |  | no |  |  | 1449321.763 | 15400194.956 |  | -1
node_8103302_200882152 |  |  | PQ | AD | 2771.281 | 8103302 | no | no |  |  | no |  |  | 1449365.366 | 15399930.588 |  | -1
node_8103302_200882153 |  |  | PQ | AN | 2771.281 | 8103302 | no | no |  |  | no |  |  | 1449381.85 | 15399704.742 |  | -1
node_8103302_200882154 |  |  | PQ | AN | 2771.281 | 8103302 | no | no |  |  | no |  |  | 1449399.048 | 15399451.849 |  | -1
node_8103302_200882197 |  |  | PQ | AD | 2771.281 | 8103302 | no | no |  |  | no |  |  | 1443614.139 | 15411407.279 |  | -1
node_8103302_200882198 |  |  | PQ | AD | 2771.281 | 8103302 | no | no |  |  | no |  |  | 1444190.25 | 15414003.516 |  | -1
node_8103302_200882199 |  |  | PQ | AD | 2771.281 | 8103302 | no | no |  |  | no |  |  | 1444219.708 | 15414347.033 |  | -1
node_8103302_200882201 |  |  | PQ | AD | 2771.281 | 8103302 | no | no |  |  | no |  |  | 1444273.956 | 15414616.199 |  | -1
node_8103302_200882202 |  |  | PQ | AN | 2771.281 | 8103302 | no | no |  |  | no |  |  | 1444339.789 | 15414875.394 |  | -1
node_8103302_200882203 |  |  | PQ | AD | 2771.281 | 8103302 | no | no |  |  | no |  |  | 1444329.642 | 15415036.546 |  | -1
node_8103302_200882204 |  |  | PQ | AD | 2771.281 | 8103302 | no | no |  |  | no |  |  | 1444401.515 | 15415367.278 |  | -1
node_8103302_200882205 |  |  | PQ | AD | 2771.281 | 8103302 | no | no |  |  | no |  |  | 1444451.861 | 15415671.509 |  | -1
node_8103302_200882206 |  |  | PQ | AN | 2771.281 | 8103302 | no | no |  |  | no |  |  | 1444517.467 | 15415972.223 |  | -1
node_8103302_200882207 |  |  | PQ | AD | 2771.281 | 8103302 | no | no |  |  | no |  |  | 1444585.215 | 15416209.823 |  | -1
node_8103302_200882208 |  |  | PQ | AD | 2771.281 | 8103302 | no | no |  |  | no |  |  | 1444860.653 | 15416174.381 |  | -1
node_8103302_200882209 |  |  | PQ | AD | 2771.281 | 8103302 | no | no |  |  | no |  |  | 1444680.917 | 15416489.57 |  | -1
node_8103302_200882210 |  |  | PQ | AN | 2771.281 | 8103302 | no | no |  |  | no |  |  | 1443846.669 | 15411391.194 |  | -1
node_8103302_200882211 |  |  | PQ | AD | 2771.281 | 8103302 | no | no |  |  | no |  |  | 1444710.067 | 15416834.647 |  | -1
node_8103302_200882212 |  |  | PQ | AD | 2771.281 | 8103302 | no | no |  |  | no |  |  | 1444838.948 | 15417176.196 |  | -1
node_8103302_200882213 |  |  | PQ | AD | 2771.281 | 8103302 | no | no |  |  | no |  |  | 1444854.228 | 15417507.931 |  | -1
node_8103302_200882214 |  |  | PQ | AD | 2771.281 | 8103302 | no | no |  |  | no |  |  | 1444845.868 | 15417919.341 |  | -1
node_8103302_200882215 |  |  | PQ | AD | 2771.281 | 8103302 | no | no |  |  | no |  |  | 1444830.945 | 15418334.521 |  | -1
node_8103302_200882216 |  |  | PQ | AD | 2771.281 | 8103302 | no | no |  |  | no |  |  | 1444816.159 | 15418740.466 |  | -1
node_8103302_200882217 |  |  | PQ | AD | 2771.281 | 8103302 | no | no |  |  | no |  |  | 1444870.247 | 15418779.163 |  | -1
node_8103302_200882218 |  |  | PQ | AD | 2771.281 | 8103302 | no | no |  |  | no |  |  | 1445265.494 | 15418801.482 |  | -1
node_8103302_200882219 |  |  | PQ | AD | 2771.281 | 8103302 | no | no |  |  | no |  |  | 1445638.81 | 15418830.117 |  | -1
node_8103302_200882220 |  |  | PQ | AD | 2771.281 | 8103302 | no | no |  |  | no |  |  | 1445994.504 | 15418837.686 |  | -1
node_8103302_200882221 |  |  | PQ | AN | 2771.281 | 8103302 | no | no |  |  | no |  |  | 1443874.755 | 15411669.685 |  | -1
node_8103302_200882222 |  |  | PQ | AD | 2771.281 | 8103302 | no | no |  |  | no |  |  | 1446403.29 | 15418861.682 |  | -1
node_8103302_200882223 |  |  | PQ | AD | 2771.281 | 8103302 | no | no |  |  | no |  |  | 1446795.533 | 15418864.109 |  | -1
node_8103302_200882225 |  |  | PQ | AD | 2771.281 | 8103302 | no | no |  |  | no |  |  | 1447202.248 | 15418862.719 |  | -1
node_8103302_200882226 |  |  | PQ | AD | 2771.281 | 8103302 | no | no |  |  | no |  |  | 1447504.422 | 15418892.079 |  | -1
node_8103302_200882227 |  |  | PQ | AD | 2771.281 | 8103302 | no | no |  |  | no |  |  | 1447909.064 | 15418927.111 |  | -1
node_8103302_200882228 |  |  | PQ | AN | 2771.281 | 8103302 | no | no |  |  | no |  |  | 1448155.424 | 15418970.528 |  | -1
node_8103302_200882230 |  |  | PQ | AN | 2771.281 | 8103302 | no | no |  |  | no |  |  | 1443895.256 | 15412346.11 |  | -1
node_8103302_200882232 |  |  | PQ | AN | 2771.281 | 8103302 | no | no |  |  | no |  |  | 1444164.968 | 15412402.31 |  | -1
node_8103302_200882233 |  |  | PQ | AN | 2771.281 | 8103302 | no | no |  |  | no |  |  | 1443903.628 | 15412763.573 |  | -1
node_8103302_200882235 |  |  | PQ | AN | 2771.281 | 8103302 | no | no |  |  | no |  |  | 1443901.568 | 15413036.857 |  | -1
node_8103302_200882236 |  |  | PQ | AD | 2771.281 | 8103302 | no | no |  |  | no |  |  | 1443995.135 | 15413328.31 |  | -1
node_8103302_200882237 |  |  | PQ | AD | 2771.281 | 8103302 | no | no |  |  | no |  |  | 1444100.359 | 15413669.771 |  | -1
node_8103302_200882238 |  |  | PQ | AD | 2771.281 | 8103302 | no | no |  |  | no |  |  | 1443110.313 | 15404407.778 |  | -1
node_8103302_200882239 |  |  | PQ | AN | 2771.281 | 8103302 | no | no |  |  | no |  |  | 1442962.603 | 15404311.69 |  | -1
node_8103302_200882241 |  |  | PQ | AD | 2771.281 | 8103302 | no | no |  |  | no |  |  | 1442694.199 | 15404265.529 |  | -1
node_8103302_200882242 |  |  | PQ | AD | 2771.281 | 8103302 | no | no |  |  | no |  |  | 1442434.852 | 15404104.953 |  | -1
node_8103302_200882243 |  |  | PQ | AD | 2771.281 | 8103302 | no | no |  |  | no |  |  | 1442208.985 | 15403982.142 |  | -1
node_8103302_200882244 |  |  | PQ | AN | 2771.281 | 8103302 | no | no |  |  | no |  |  | 1442054.897 | 15403889.48 |  | -1
node_8103302_200882245 |  |  | PQ | AD | 2771.281 | 8103302 | no | no |  |  | no |  |  | 1441799.411 | 15403715.129 |  | -1
node_8103302_200882246 |  |  | PQ | AD | 2771.281 | 8103302 | no | no |  |  | no |  |  | 1441516.849 | 15403570.106 |  | -1
node_8103302_200882247 |  |  | PQ | AN | 2771.281 | 8103302 | no | no |  |  | no |  |  | 1441231.759 | 15403428.1 |  | -1
node_8103302_200882254 |  |  | PQ | AD | 2771.281 | 8103302 | no | no |  |  | no |  |  | 1452098.829 | 15406202.995 |  | -1
node_8103302_200882257 |  |  | PQ | AN | 2771.281 | 8103302 | no | no |  |  | no |  |  | 1451767.084 | 15403235.855 |  | -1
node_8103302_200882258 |  |  | PQ | AN | 2771.281 | 8103302 | no | no |  |  | no |  |  | 1452321.545 | 15405521.827 |  | -1
node_8103302_200882261 |  |  | PQ | AN | 2771.281 | 8103302 | no | no |  |  | no |  |  | 1452526.948 | 15404259.121 |  | -1
node_8103302_200882262 |  |  | PQ | AD | 2771.281 | 8103302 | no | no |  |  | no |  |  | 1452399.564 | 15404021.471 |  | -1
node_8103302_200882263 |  |  | PQ | AN | 2771.281 | 8103302 | no | no |  |  | no |  |  | 1452239.201 | 15403741.695 |  | -1
node_8103302_200882264 |  |  | PQ | AD | 2771.281 | 8103302 | no | no |  |  | no |  |  | 1452079.858 | 15403581.067 |  | -1
node_8103302_200882265 |  |  | PQ | AN | 2771.281 | 8103302 | no | no |  |  | no |  |  | 1451914.463 | 15403425.253 |  | -1
node_8103302_200882266 |  |  | PQ | AD | 2771.281 | 8103302 | no | no |  |  | no |  |  | 1438406.842 | 15411065.744 |  | -1
node_8103302_200882267 |  |  | PQ | AD | 2771.281 | 8103302 | no | no |  |  | no |  |  | 1438138.714 | 15411057.554 |  | -1
node_8103302_200882268 |  |  | PQ | AD | 2771.281 | 8103302 | no | no |  |  | no |  |  | 1437697.543 | 15411050.554 |  | -1
node_8103302_200882269 |  |  | PQ | AD | 2771.281 | 8103302 | no | no |  |  | no |  |  | 1437433.165 | 15411059.262 |  | -1
node_8103302_200882270 |  |  | PQ | AD | 2771.281 | 8103302 | no | no |  |  | no |  |  | 1437209.257 | 15411024.319 |  | -1
node_8103302_200882271 |  |  | PQ | AD | 2771.281 | 8103302 | no | no |  |  | no |  |  | 1436887.244 | 15411040.952 |  | -1
node_8103302_200882272 |  |  | PQ | AD | 2771.281 | 8103302 | no | no |  |  | no |  |  | 1436596.614 | 15410990.13 |  | -1
node_8103302_200882273 |  |  | PQ | AD | 2771.281 | 8103302 | no | no |  |  | no |  |  | 1436245.6 | 15411025.952 |  | -1
node_8103302_200882274 |  |  | PQ | AN | 2771.281 | 8103302 | no | no |  |  | no |  |  | 1435955.164 | 15411006.411 |  | -1
node_8103302_200882275 |  |  | PQ | AD | 2771.281 | 8103302 | no | no |  |  | no |  |  | 1442488.629 | 15395251.986 |  | -1
node_8103302_200882276 |  |  | PQ | AD | 2771.281 | 8103302 | no | no |  |  | no |  |  | 1442096.741 | 15395316.989 |  | -1
node_8103302_200882277 |  |  | PQ | AN | 2771.281 | 8103302 | no | no |  |  | no |  |  | 1442266.268 | 15394979.457 |  | -1
node_8103302_200882278 |  |  | PQ | AN | 2771.281 | 8103302 | no | no |  |  | no |  |  | 1442009.608 | 15395504.801 |  | -1
node_8103302_200940884 |  |  | PQ | AN | 2771.281 | 8103302 | no | no |  |  | no |  |  | 1442812.986 | 15390533.979 |  | -1
node_8103302_200940896 |  |  | PQ | AN | 2771.281 | 8103302 | no | no |  |  | no |  |  | 1442876.842 | 15396376.64 |  | -1
node_8103302_200940897 |  |  | PQ | AD | 2771.281 | 8103302 | no | no |  |  | no |  |  | 1442688.248 | 15397255.818 |  | -1
node_8103302_200940898 |  |  | PQ | AD | 2771.281 | 8103302 | no | no |  |  | no |  |  | 1442753.115 | 15400105.235 |  | -1
node_8103302_200940899 |  |  | PQ | AN | 2771.281 | 8103302 | no | no |  |  | no |  |  | 1443646.201 | 15409046.261 |  | -1
node_8103302_200946090 |  |  | PQ | AN | 2771.281 | 8103302 | no | no |  |  | no |  |  | 1441949.768 | 15395758.182 |  | -1
node_8103302_200946091 |  |  | PQ | AD | 2771.281 | 8103302 | no | no |  |  | no |  |  | 1441841.828 | 15396003.924 |  | -1
node_8103302_200946092 |  |  | PQ | AN | 2771.281 | 8103302 | no | no |  |  | no |  |  | 1441639.677 | 15396344.03 |  | -1
node_8103302_200946541 |  |  | PQ | AD | 2771.281 | 8103302 | no | no |  |  | no |  |  | 1452496.077 | 15404523.276 |  | -1
node_8103302_200946928 |  |  | PQ | AN | 2771.281 | 8103302 | no | no |  |  | no |  |  | 1442813.904 | 15390868.96 |  | -1
node_8103302_200946929 |  |  | PQ | AN | 2771.281 | 8103302 | no | no |  |  | no |  |  | 1442541.695 | 15390873.933 |  | -1
node_8103302_200946931 |  |  | PQ | AD | 2771.281 | 8103302 | no | no |  |  | no |  |  | 1432721.049 | 15382567.355 |  | -1
node_8103302_200946932 |  |  | PQ | AN | 2771.281 | 8103302 | no | no |  |  | no |  |  | 1433033.938 | 15382596.651 |  | -1
node_8103302_200946958 |  |  | PQ | AN | 2771.281 | 8103302 | no | no |  |  | no |  |  | 1452247.902 | 15405958.305 |  | -1
node_8103302_200946959 |  |  | PQ | AD | 2771.281 | 8103302 | no | no |  |  | no |  |  | 1452527.824 | 15404770.206 |  | -1
node_8103302_200946960 |  |  | PQ | AN | 2771.281 | 8103302 | no | no |  |  | no |  |  | 1452506.231 | 15405022.588 |  | -1
node_8103302_200946961 |  |  | PQ | AD | 2771.281 | 8103302 | no | no |  |  | no |  |  | 1452293.817 | 15405680.669 |  | -1
node_8103302_200946962 |  |  | PQ | AD | 2771.281 | 8103302 | no | no |  |  | no |  |  | 1452405.225 | 15405225.365 |  | -1
node_8103302_200949217 |  |  | PQ | ABCN | 2771.281 | 8103302 | no | no |  |  | no |  |  | 1456550.21 | 15387533.145 |  | -1
node_8103302_200957268 |  |  | PQ | AN | 2771.281 | 8103302 | no | no |  |  | no |  |  | 1452275.674 | 15407863.675 |  | -1
node_8103302_200957812 |  |  | PQ | AD | 2771.281 | 8103302 | no | no |  |  | no |  |  | 1431780.258 | 15381335.09 |  | -1
node_8103302_200959596 |  |  | PQ | AD | 2771.281 | 8103302 | no | no |  |  | no |  |  | 1457518.321 | 15389732.553 |  | -1
node_8103302_200959597 |  |  | PQ | AN | 2771.281 | 8103302 | no | no |  |  | no |  |  | 1457377.813 | 15389566.962 |  | -1
node_8103302_200959598 |  |  | PQ | AD | 2771.281 | 8103302 | no | no |  |  | no |  |  | 1457055.755 | 15389245.251 |  | -1
node_8103302_200959599 |  |  | PQ | AN | 2771.281 | 8103302 | no | no |  |  | no |  |  | 1456739.116 | 15389044.959 |  | -1
node_8103302_200959600 |  |  | PQ | AN | 2771.281 | 8103302 | no | no |  |  | no |  |  | 1456276.678 | 15388798.718 |  | -1
node_8103302_200959601 |  |  | PQ | ABCD | 2771.281 | 8103302 | no | no |  |  | no |  |  | 1443326.351 | 15384473.627 |  | -1
node_8103302_200959777 |  |  | PQ | ABCN | 2771.281 | 8103302 | no | no |  |  | no |  |  | 1454579.351 | 15385888.486 |  | -1
node_8103302_200960590 |  |  | PQ | AN | 2771.281 | 8103302 | no | no |  |  | no |  |  | 1432303.562 | 15393739.4 |  | -1
node_8103302_200961774 |  |  | PQ | ABCD | 2771.281 | 8103302 | no | no |  |  | no |  |  | 1434358.408 | 15377113.119 |  | -1
node_8103302_200964423 |  |  | PQ | AN | 2771.281 | 8103302 | no | no |  |  | no |  |  | 1431636.512 | 15390831.453 |  | -1
node_8103302_200965239 |  |  | PQ | AD | 2771.281 | 8103302 | no | no |  |  | no |  |  | 1441038.293 | 15403330.161 |  | -1
node_8103302_200966390 |  |  | PQ | AD | 2771.281 | 8103302 | no | no |  |  | no |  |  | 1443916.576 | 15411945.893 |  | -1
node_8103302_200966701 |  |  | PQ | ABCD | 2771.281 | 8103302 | no | no |  |  | no |  |  | 1454741.759 | 15385794.888 |  | -1
node_8103302_200967957 |  |  | PQ | AN | 2771.281 | 8103302 | no | no |  |  | no |  |  | 1449837.938 | 15405934.123 |  | -1
node_8103302_200968651 |  |  | PQ | AN | 2771.281 | 8103302 | no | no |  |  | no |  |  | 1456870.434 | 15389129.709 |  | -1
node_8103302_200969591 |  |  | PQ | AN | 2771.281 | 8103302 | no | no |  |  | no |  |  | 1450036.683 | 15387462.717 |  | -1
node_8103302_200969728 |  |  | PQ | AN | 2771.281 | 8103302 | no | no |  |  | no |  |  | 1432013.91 | 15395405.997 |  | -1
node_8103302_200971778 |  |  | PQ | AD | 2771.281 | 8103302 | no | no |  |  | no |  |  | 1440754.452 | 15403193.147 |  | -1
node_8103302_200971779 |  |  | PQ | AD | 2771.281 | 8103302 | no | no |  |  | no |  |  | 1440512.852 | 15403004.852 |  | -1
node_8103302_200971780 |  |  | PQ | AD | 2771.281 | 8103302 | no | no |  |  | no |  |  | 1440277.734 | 15402815.841 |  | -1
node_8103302_200971781 |  |  | PQ | AD | 2771.281 | 8103302 | no | no |  |  | no |  |  | 1440095.969 | 15402555.994 |  | -1
node_8103302_200971782 |  |  | PQ | AD | 2771.281 | 8103302 | no | no |  |  | no |  |  | 1439859.112 | 15402366.833 |  | -1
node_8103302_200971783 |  |  | PQ | AD | 2771.281 | 8103302 | no | no |  |  | no |  |  | 1439623.717 | 15402165.566 |  | -1
node_8103302_200971784 |  |  | PQ | AD | 2771.281 | 8103302 | no | no |  |  | no |  |  | 1439344.896 | 15402055.167 |  | -1
node_8103302_200971961 |  |  | PQ | AN | 2771.281 | 8103302 | no | no |  |  | no |  |  | 1453548.833 | 15404437.19 |  | -1
node_8103302_200972423 |  |  | PQ | AN | 2771.281 | 8103302 | no | no |  |  | no |  |  | 1433306.128 | 15386684.32 |  | -1
node_8103302_200972960 |  |  | PQ | AN | 2771.281 | 8103302 | no | no |  |  | no |  |  | 1444058.259 | 15415957.995 |  | -1
node_8103302_200976881 |  |  | PQ | AD | 2771.281 | 8103302 | no | no |  |  | no |  |  | 1457243.718 | 15389371.902 |  | -1
node_8103302_200977548 |  |  | PQ | AN | 2771.281 | 8103302 | no | no |  |  | no |  |  | 1442478.544 | 15387490.814 |  | -1
node_8103302_200977757 |  |  | PQ | AN | 2771.281 | 8103302 | no | no |  |  | no |  |  | 1449245.105 | 15405676.255 |  | -1
node_8103302_200978864 |  |  | PQ | AN | 2771.281 | 8103302 | no | no |  |  | no |  |  | 1430647.305 | 15387515.002 |  | -1
node_8103302_200979094 |  |  | PQ | AN | 2771.281 | 8103302 | no | no |  |  | no |  |  | 1437157.216 | 15389489.255 |  | -1
node_8103302_200982726 |  |  | PQ | AN | 2771.281 | 8103302 | no | no |  |  | no |  |  | 1429204.485 | 15389880.539 |  | -1
node_8103302_201007816 |  |  | PQ | ABCN | 2771.281 | 8103302 | no | no |  |  | no |  |  | 1449520.169 | 15385347.787 |  | -1
node_8103302_201008004 |  |  | PQ | AN | 2771.281 | 8103302 | no | no |  |  | no |  |  | 1434589.239 | 15381510.394 |  | -1
node_8103302_201008481 |  |  | PQ | AD | 2771.281 | 8103302 | no | no |  |  | no |  |  | 1438132.248 | 15392300.264 |  | -1
node_8103302_201008482 |  |  | PQ | AN | 2771.281 | 8103302 | no | no |  |  | no |  |  | 1438265.836 | 15392355.649 |  | -1
node_8103302_201009456 |  |  | PQ | AN | 2771.281 | 8103302 | no | no |  |  | no |  |  | 1442860.623 | 15391332.53 |  | -1
node_8103302_201010629 |  |  | PQ | AD | 2771.281 | 8103302 | no | no |  |  | no |  |  | 1441599.296 | 15411397.535 |  | -1
node_8103302_201010630 |  |  | PQ | AN | 2771.281 | 8103302 | no | no |  |  | no |  |  | 1441569.83 | 15411643.473 |  | -1
node_8103302_201010631 |  |  | PQ | AD | 2771.281 | 8103302 | no | no |  |  | no |  |  | 1441611.568 | 15411271.382 |  | -1
node_8103302_201025187 |  |  | PQ | AN | 2771.281 | 8103302 | no | no |  |  | no |  |  | 1431797.254 | 15381754.731 |  | -1
node_8103302_201025295 |  |  | PQ | AD | 2771.281 | 8103302 | no | no |  |  | no |  |  | 1431725.466 | 15382015.994 |  | -1
node_8103302_201025296 |  |  | PQ | AN | 2771.281 | 8103302 | no | no |  |  | no |  |  | 1431667.225 | 15382149.035 |  | -1
node_8103302_201025297 |  |  | PQ | AD | 2771.281 | 8103302 | no | no |  |  | no |  |  | 1431629.969 | 15382450.315 |  | -1
node_8103302_201025298 |  |  | PQ | AD | 2771.281 | 8103302 | no | no |  |  | no |  |  | 1431578.288 | 15382634.227 |  | -1
node_8103302_201025299 |  |  | PQ | AN | 2771.281 | 8103302 | no | no |  |  | no |  |  | 1431533.166 | 15382858.876 |  | -1
node_8103302_201025300 |  |  | PQ | AD | 2771.281 | 8103302 | no | no |  |  | no |  |  | 1431457.11 | 15383149.784 |  | -1
node_8103302_201025301 |  |  | PQ | AD | 2771.281 | 8103302 | no | no |  |  | no |  |  | 1431381.712 | 15383422.123 |  | -1
node_8103302_201025302 |  |  | PQ | AD | 2771.281 | 8103302 | no | no |  |  | no |  |  | 1431300.938 | 15383690.354 |  | -1
node_8103302_201026384 |  |  | PQ | ABCN | 2771.281 | 8103302 | no | no |  |  | no |  |  | 1439431.487 | 15383315.459 |  | -1
node_8103302_201027291 |  |  | PQ | AN | 2771.281 | 8103302 | no | no |  |  | no |  |  | 1432035.387 | 15393259.14 |  | -1
node_8103302_201027292 |  |  | PQ | AN | 2771.281 | 8103302 | no | no |  |  | no |  |  | 1434812.928 | 15380057.266 |  | -1
node_8103302_201046953 |  |  | PQ | AD | 2771.281 | 8103302 | no | no |  |  | no |  |  | 1432188.998 | 15381239.271 |  | -1
node_8103302_201063115 |  |  | PQ | AN | 2771.281 | 8103302 | no | no |  |  | no |  |  | 1436607.792 | 15390918.683 |  | -1
node_8103302_201063792 |  |  | PQ | ABCD | 2771.281 | 8103302 | no | no |  |  | no |  |  | 1436507.391 | 15381066.961 |  | -1
node_8103302_201063793 |  |  | PQ | ABCD | 2771.281 | 8103302 | no | no |  |  | no |  |  | 1436352.841 | 15380847.816 |  | -1
node_8103302_201063795 |  |  | PQ | ABCD | 2771.281 | 8103302 | no | no |  |  | no |  |  | 1436176.474 | 15380651.186 |  | -1
node_8103302_201063796 |  |  | PQ | ABCD | 2771.281 | 8103302 | no | no |  |  | no |  |  | 1434561.498 | 15379772.847 |  | -1
node_8103302_201063839 |  |  | PQ | ABCD | 2771.281 | 8103302 | no | no |  |  | no |  |  | 1435497.794 | 15380350.925 |  | -1
node_8103302_201063841 |  |  | PQ | AN | 2771.281 | 8103302 | no | no |  |  | no |  |  | 1435609.13 | 15380537.855 |  | -1
node_8103302_201063842 |  |  | PQ | ABCD | 2771.281 | 8103302 | no | no |  |  | no |  |  | 1435780.695 | 15380310.976 |  | -1
node_8103302_310011592 |  |  | PQ | AN | 2771.281 | 8103302 | no | no |  |  | no |  |  | 1461788.417 | 15393699.512 |  | -1
node_8103302_311893233 |  |  | PQ | AD | 2771.281 | 8103302 | no | no |  |  | no |  |  | 1437178.863 | 15402016.433 |  | -1
node_8103302_311893234 |  |  | PQ | AN | 2771.281 | 8103302 | no | no |  |  | no |  |  | 1437080.291 | 15402145.607 |  | -1
node_8103302_311894366 |  |  | PQ | AD | 2771.281 | 8103302 | no | no |  |  | no |  |  | 1432397.934 | 15382081.333 |  | -1
node_8103302_311894370 |  |  | PQ | AN | 2771.281 | 8103302 | no | no |  |  | no |  |  | 1432192.67 | 15382081.805 |  | -1
node_8103302_311897063 |  |  | PQ | AD | 2771.281 | 8103302 | no | no |  |  | no |  |  | 1455764.813 | 15386176.771 |  | -1
node_8103302_311897064 |  |  | PQ | AN | 2771.281 | 8103302 | no | no |  |  | no |  |  | 1456012.979 | 15386336.017 |  | -1
node_8103302_311913813 |  |  | PQ | AN | 2771.281 | 8103302 | no | no |  |  | no |  |  | 1449820.882 | 15411878.807 |  | -1
node_8103302_312161151 |  |  | PQ | AD | 2771.281 | 8103302 | no | no |  |  | no |  |  | 1449075.295 | 15401222.201 |  | -1
node_8103302_312161152 |  |  | PQ | AD | 2771.281 | 8103302 | no | no |  |  | no |  |  | 1449243.315 | 15400682.464 |  | -1
node_8103302_312161153 |  |  | PQ | AD | 2771.281 | 8103302 | no | no |  |  | no |  |  | 1449349.759 | 15400502.132 |  | -1
node_8103302_312161154 |  |  | PQ | AN | 2771.281 | 8103302 | no | no |  |  | no |  |  | 1449710.688 | 15400441.914 |  | -1
node_8103302_312161155 |  |  | PQ | AD | 2771.281 | 8103302 | no | no |  |  | no |  |  | 1449953.542 | 15400438.597 |  | -1
node_8103302_312161156 |  |  | PQ | AN | 2771.281 | 8103302 | no | no |  |  | no |  |  | 1450413.955 | 15400403.572 |  | -1
node_220386036 |  |  | PQ | ABCD | 2771.281 | 8103302 | no | no |  |  | no |  |  | 1434491.245 | 15377124.27 |  | -1
node_220417448 |  |  | PQ | ABCD | 2771.281 | 8103302 | no | no |  |  | no |  |  | 1434495.386 | 15377130.861 |  | -1
node_SOURCE_8103302 |  |  | SWING | ABCN | 2771.281 | 8103302 | no | no |  |  | no |  |  | 1434383.207 | 15377065.355 |  | -1
node_intto1_8103302_200875559 |  |  | PQ | ABCD | 2771.281 | 8103302 | no | no |  |  | no |  |  | 1440763.745 | 15383475.166 |  | -1
node_intto1_8103302_200875573 |  |  | PQ | AD | 2771.281 | 8103302 | no | no |  |  | no |  |  | 1442774.534 | 15389357.335 |  | -1
node_intto1_8103302_200875595 |  |  | PQ | AD | 2771.281 | 8103302 | no | no |  |  | no |  |  | 1442671.748 | 15393467.262 |  | -1
node_intto1_8103302_200875609 |  |  | PQ | AD | 2771.281 | 8103302 | no | no |  |  | no |  |  | 1441294.236 | 15385926.793 |  | -1
node_intto1_8103302_200875661 |  |  | PQ | AD | 2771.281 | 8103302 | no | no |  |  | no |  |  | 1432295.665 | 15392650.639 |  | -1
node_intto1_8103302_200875677 |  |  | PQ | AD | 2771.281 | 8103302 | no | no |  |  | no |  |  | 1429609.281 | 15391713.251 |  | -1
node_intto1_8103302_200875821 |  |  | PQ | AD | 2771.281 | 8103302 | no | no |  |  | no |  |  | 1431859.576 | 15379649.73 |  | -1
node_intto1_8103302_200875865 |  |  | PQ | AD | 2771.281 | 8103302 | no | no |  |  | no |  |  | 1429899.83 | 15389307.334 |  | -1
node_intto1_8103302_200875909 |  |  | PQ | AD | 2771.281 | 8103302 | no | no |  |  | no |  |  | 1432492.915 | 15383287.479 |  | -1
node_intto1_8103302_200875932 |  |  | PQ | AD | 2771.281 | 8103302 | no | no |  |  | no |  |  | 1451554.622 | 15382209.392 |  | -1
node_intto1_8103302_200875937 |  |  | PQ | AD | 2771.281 | 8103302 | no | no |  |  | no |  |  | 1454870.267 | 15385420.503 |  | -1
node_intto1_8103302_200875964 |  |  | PQ | AD | 2771.281 | 8103302 | no | no |  |  | no |  |  | 1430299.819 | 15388384.252 |  | -1
node_intto1_8103302_200875983 |  |  | PQ | AD | 2771.281 | 8103302 | no | no |  |  | no |  |  | 1431710.264 | 15388193.091 |  | -1
node_intto1_8103302_200875987 |  |  | PQ | AD | 2771.281 | 8103302 | no | no |  |  | no |  |  | 1449943.064 | 15386932.959 |  | -1
node_intto1_8103302_200876000 |  |  | PQ | ABCD | 2771.281 | 8103302 | no | no |  |  | no |  |  | 1455711.202 | 15386685.083 |  | -1
node_intto1_8103302_200876766 |  |  | PQ | AD | 2771.281 | 8103302 | no | no |  |  | no |  |  | 1437419.876 | 15393303.361 |  | -1
node_intto1_8103302_200876788 |  |  | PQ | AD | 2771.281 | 8103302 | no | no |  |  | no |  |  | 1430330.933 | 15386007.675 |  | -1
node_intto1_8103302_200877002 |  |  | PQ | ABCD | 2771.281 | 8103302 | no | no |  |  | no |  |  | 1434460.335 | 15379594.373 |  | -1
node_intto1_8103302_200877056 |  |  | PQ | ABCD | 2771.281 | 8103302 | no | no |  |  | no |  |  | 1441818.23 | 15383372.79 |  | -1
node_intto1_8103302_200877114 |  |  | PQ | AD | 2771.281 | 8103302 | no | no |  |  | no |  |  | 1452957.951 | 15385855.001 |  | -1
node_intto1_8103302_200877123 |  |  | PQ | AD | 2771.281 | 8103302 | no | no |  |  | no |  |  | 1454650.996 | 15386928.919 |  | -1
node_intto1_8103302_200877183 |  |  | PQ | AD | 2771.281 | 8103302 | no | no |  |  | no |  |  | 1440735.684 | 15385222.098 |  | -1
node_intto1_8103302_200877190 |  |  | PQ | AD | 2771.281 | 8103302 | no | no |  |  | no |  |  | 1438348.544 | 15388536.325 |  | -1
node_intto1_8103302_200877242 |  |  | PQ | ABCD | 2771.281 | 8103302 | no | no |  |  | no |  |  | 1452563.736 | 15385726.156 |  | -1
node_intto1_8103302_200877436 |  |  | PQ | AD | 2771.281 | 8103302 | no | no |  |  | no |  |  | 1432505.739 | 15381381.486 |  | -1
node_intto1_8103302_200879909 |  |  | PQ | AD | 2771.281 | 8103302 | no | no |  |  | no |  |  | 1462262.849 | 15392289.678 |  | -1
node_intto1_8103302_200879919 |  |  | PQ | AD | 2771.281 | 8103302 | no | no |  |  | no |  |  | 1461840.76 | 15392462.857 |  | -1
node_intto1_8103302_200881629 |  |  | PQ | AD | 2771.281 | 8103302 | no | no |  |  | no |  |  | 1442850.081 | 15395892.094 |  | -1
node_intto1_8103302_200881644 |  |  | PQ | AD | 2771.281 | 8103302 | no | no |  |  | no |  |  | 1442809.854 | 15400503.964 |  | -1
node_intto1_8103302_200881655 |  |  | PQ | AD | 2771.281 | 8103302 | no | no |  |  | no |  |  | 1443525.694 | 15405065.105 |  | -1
node_intto1_8103302_200881683 |  |  | PQ | AD | 2771.281 | 8103302 | no | no |  |  | no |  |  | 1443461.568 | 15411418.782 |  | -1
node_intto1_8103302_200881692 |  |  | PQ | AD | 2771.281 | 8103302 | no | no |  |  | no |  |  | 1450022.199 | 15405696.954 |  | -1
node_intto1_8103302_200881699 |  |  | PQ | AD | 2771.281 | 8103302 | no | no |  |  | no |  |  | 1451864.116 | 15406585.202 |  | -1
node_intto1_8103302_200881700 |  |  | PQ | AD | 2771.281 | 8103302 | no | no |  |  | no |  |  | 1444205.051 | 15405139.64 |  | -1
node_intto1_8103302_200881784 |  |  | PQ | AD | 2771.281 | 8103302 | no | no |  |  | no |  |  | 1448732.104 | 15406019.602 |  | -1
node_intto1_8103302_200881790 |  |  | PQ | AD | 2771.281 | 8103302 | no | no |  |  | no |  |  | 1448638.146 | 15410751.071 |  | -1
node_intto1_8103302_200881857 |  |  | PQ | AD | 2771.281 | 8103302 | no | no |  |  | no |  |  | 1448722.342 | 15405274.594 |  | -1
node_intto1_8103302_200881943 |  |  | PQ | AD | 2771.281 | 8103302 | no | no |  |  | no |  |  | 1443459.641 | 15406212.369 |  | -1
node_intto1_8103302_200882043 |  |  | PQ | AD | 2771.281 | 8103302 | no | no |  |  | no |  |  | 1438495.989 | 15401793.819 |  | -1
node_intto1_8103302_200882048 |  |  | PQ | AD | 2771.281 | 8103302 | no | no |  |  | no |  |  | 1438327.558 | 15401791.902 |  | -1
node_intto1_8103302_200882074 |  |  | PQ | AD | 2771.281 | 8103302 | no | no |  |  | no |  |  | 1443120.807 | 15411429.137 |  | -1
node_intto1_8103302_200882096 |  |  | PQ | AD | 2771.281 | 8103302 | no | no |  |  | no |  |  | 1438441.139 | 15414334.136 |  | -1
node_intto1_8103302_200882116 |  |  | PQ | AD | 2771.281 | 8103302 | no | no |  |  | no |  |  | 1438429.873 | 15413614.748 |  | -1
node_intto1_8103302_200882207 |  |  | PQ | AD | 2771.281 | 8103302 | no | no |  |  | no |  |  | 1444585.215 | 15416209.823 |  | -1
node_intto1_8103302_200882230 |  |  | PQ | AD | 2771.281 | 8103302 | no | no |  |  | no |  |  | 1443895.256 | 15412346.11 |  | -1
node_intto1_8103302_200882242 |  |  | PQ | AD | 2771.281 | 8103302 | no | no |  |  | no |  |  | 1442434.852 | 15404104.953 |  | -1
node_intto1_8103302_200882254 |  |  | PQ | AD | 2771.281 | 8103302 | no | no |  |  | no |  |  | 1452098.829 | 15406202.995 |  | -1
node_intto1_8103302_200882266 |  |  | PQ | AD | 2771.281 | 8103302 | no | no |  |  | no |  |  | 1438406.842 | 15411065.744 |  | -1
node_intto1_8103302_200882275 |  |  | PQ | AD | 2771.281 | 8103302 | no | no |  |  | no |  |  | 1442488.629 | 15395251.986 |  | -1
node_intto1_8103302_200946929 |  |  | PQ | AN | 2771.281 | 8103302 | no | no |  |  | no |  |  | 1442541.695 | 15390873.933 |  | -1
node_intto1_8103302_200971961 |  |  | PQ | AN | 2771.281 | 8103302 | no | no |  |  | no |  |  | 1453548.833 | 15404437.19 |  | -1
node_intto1_8103302_200972423 |  |  | PQ | AN | 2771.281 | 8103302 | no | no |  |  | no |  |  | 1433306.128 | 15386684.32 |  | -1
node_intto1_8103302_200972960 |  |  | PQ | AN | 2771.281 | 8103302 | no | no |  |  | no |  |  | 1444058.259 | 15415957.995 |  | -1
node_intto1_8103302_201007816 |  |  | PQ | ABCN | 2771.281 | 8103302 | no | no |  |  | no |  |  | 1449520.169 | 15385347.787 |  | -1
node_intto1_8103302_201008004 |  |  | PQ | AN | 2771.281 | 8103302 | no | no |  |  | no |  |  | 1434589.239 | 15381510.394 |  | -1
node_intto1_8103302_201010630 |  |  | PQ | AD | 2771.281 | 8103302 | no | no |  |  | no |  |  | 1441569.83 | 15411643.473 |  | -1
node_intto1_8103302_201046953 |  |  | PQ | AD | 2771.281 | 8103302 | no | no |  |  | no |  |  | 1432188.998 | 15381239.271 |  | -1
node_intto1_8103302_310011592 |  |  | PQ | AN | 2771.281 | 8103302 | no | no |  |  | no |  |  | 1461788.417 | 15393699.512 |  | -1
node_intto1_220386036 |  |  | PQ | ABCD | 2771.281 | 8103302 | no | no |  |  | no |  |  | 1434491.245 | 15377124.27 |  | -1
node_intto1_220417448 |  |  | PQ | ABCD | 2771.281 | 8103302 | no | no |  |  | no |  |  | 1434495.386 | 15377130.861 |  | -1

## overhead_line
data_type | static
owner_type | feeder
owner | 8103302
object | overhead_line
name | groupid | phases | fr | to | length | configuration | dcircuit | selected | monitored | monitored_fields | class_monitored_fields | played | played_fields | comments | R | X | B | lim_kw
oh_line_8103302_200875558 |  | ABCD | node_8103302_200877052 | node_8103302_200875558 | 161.699 | bal_3P_2AC | 8103302 | no | no |  |  | no |  |  | 0 | 0 | 0 | 0
oh_line_8103302_200875559 |  | ABCD | node_8103302_200875558 | node_intto1_8103302_200875559 | 169.704 | bal_3P_2AC | 8103302 | no | no |  |  | no |  |  | 0 | 0 | 0 | 0
oh_line_8103302_200875561 |  | AD | node_8103302_200875613 | node_8103302_200875561 | 517.269 | bal_1P_2AC | 8103302 | no | no |  |  | no |  |  | 0 | 0 | 0 | 0
oh_line_8103302_200875562 |  | AD | node_8103302_200875561 | node_8103302_200875562 | 481.084 | bal_1P_2AC | 8103302 | no | no |  |  | no |  |  | 0 | 0 | 0 | 0
oh_line_8103302_200875564 |  | AD | node_8103302_200977548 | node_8103302_200875564 | 367.497 | bal_1P_2AC | 8103302 | no | no |  |  | no |  |  | 0 | 0 | 0 | 0
oh_line_8103302_200875566 |  | AD | node_8103302_200875564 | node_8103302_200875566 | 274.606 | bal_1P_2AC | 8103302 | no | no |  |  | no |  |  | 0 | 0 | 0 | 0
oh_line_8103302_200875567 |  | AD | node_8103302_200875566 | node_8103302_200875567 | 214.089 | bal_1P_2AC | 8103302 | no | no |  |  | no |  |  | 0 | 0 | 0 | 0
oh_line_8103302_200875569 |  | AD | node_8103302_200875567 | node_8103302_200875569 | 215.715 | bal_1P_2AC | 8103302 | no | no |  |  | no |  |  | 0 | 0 | 0 | 0
oh_line_8103302_200875570 |  | AD | node_8103302_200875569 | node_8103302_200875570 | 259.3 | bal_1P_2AC | 8103302 | no | no |  |  | no |  |  | 0 | 0 | 0 | 0
oh_line_8103302_200875571 |  | AD | node_8103302_200875570 | node_8103302_200875571 | 250.451 | bal_1P_2AC | 8103302 | no | no |  |  | no |  |  | 0 | 0 | 0 | 0
oh_line_8103302_200875572 |  | AD | node_8103302_200875571 | node_8103302_200875572 | 216.213 | bal_1P_2AC | 8103302 | no | no |  |  | no |  |  | 0 | 0 | 0 | 0
oh_line_8103302_200875573 |  | AD | node_8103302_200875572 | node_intto1_8103302_200875573 | 96.529 | bal_1P_2AC | 8103302 | no | no |  |  | no |  |  | 0 | 0 | 0 | 0
oh_line_8103302_200875574 |  | AD | node_8103302_200875573 | node_8103302_200875574 | 303.144 | bal_1P_2AC | 8103302 | no | no |  |  | no |  |  | 0 | 0 | 0 | 0
oh_line_8103302_200875575 |  | AD | node_8103302_200875574 | node_8103302_200875575 | 500.305 | bal_1P_2AC | 8103302 | no | no |  |  | no |  |  | 0 | 0 | 0 | 0
oh_line_8103302_200875576 |  | ABCD | node_8103302_200875559 | node_8103302_200875576 | 183.763 | bal_3P_2AC | 8103302 | no | no |  |  | no |  |  | 0 | 0 | 0 | 0
oh_line_8103302_200875577 |  | AD | node_8103302_200875576 | node_8103302_200875577 | 89.031 | bal_1P_2AC | 8103302 | no | no |  |  | no |  |  | 0 | 0 | 0 | 0
oh_line_8103302_200875578 |  | AD | node_8103302_200875577 | node_8103302_200875578 | 290.784 | bal_1P_2AC | 8103302 | no | no |  |  | no |  |  | 0 | 0 | 0 | 0
oh_line_8103302_200875579 |  | ABCD | node_8103302_200875576 | node_8103302_200875579 | 188.527 | bal_3P_2AC | 8103302 | no | no |  |  | no |  |  | 0 | 0 | 0 | 0
oh_line_8103302_200875584 |  | AD | node_8103302_200946928 | node_8103302_200875584 | 85.424 | bal_1P_2AC | 8103302 | no | no |  |  | no |  |  | 0 | 0 | 0 | 0
oh_line_8103302_200875587 |  | AD | node_8103302_201009456 | node_8103302_200875587 | 274.236 | bal_1P_2AC | 8103302 | no | no |  |  | no |  |  | 0 | 0 | 0 | 0
oh_line_8103302_200875588 |  | AD | node_8103302_200875587 | node_8103302_200875588 | 182.419 | bal_1P_2AC | 8103302 | no | no |  |  | no |  |  | 0 | 0 | 0 | 0
oh_line_8103302_200875589 |  | AD | node_8103302_200875588 | node_8103302_200875589 | 541.531 | bal_1P_2AC | 8103302 | no | no |  |  | no |  |  | 0 | 0 | 0 | 0
oh_line_8103302_200875591 |  | AD | node_8103302_200875589 | node_8103302_200875591 | 646.177 | bal_1P_2AC | 8103302 | no | no |  |  | no |  |  | 0 | 0 | 0 | 0
oh_line_8103302_200875592 |  | AD | node_8103302_200875591 | node_8103302_200875592 | 366.942 | bal_1P_2AC | 8103302 | no | no |  |  | no |  |  | 0 | 0 | 0 | 0
oh_line_8103302_200875594 |  | AD | node_8103302_200875592 | node_8103302_200875594 | 380.443 | bal_1P_2AC | 8103302 | no | no |  |  | no |  |  | 0 | 0 | 0 | 0
oh_line_8103302_200875595 |  | AD | node_8103302_200875594 | node_intto1_8103302_200875595 | 249.297 | bal_1P_1/0AC | 8103302 | no | no |  |  | no |  |  | 0 | 0 | 0 | 0
oh_line_8103302_200875596 |  | AD | node_8103302_200875594 | node_8103302_200875596 | 214.007 | bal_1P_2AC | 8103302 | no | no |  |  | no |  |  | 0 | 0 | 0 | 0
oh_line_8103302_200875597 |  | ABCD | node_8103302_200875579 | node_8103302_200875597 | 248.02 | bal_3P_2AC | 8103302 | no | no |  |  | no |  |  | 0 | 0 | 0 | 0
oh_line_8103302_200875599 |  | ABCD | node_8103302_200875597 | node_8103302_200875599 | 348.32 | bal_3P_2AC | 8103302 | no | no |  |  | no |  |  | 0 | 0 | 0 | 0
oh_line_8103302_200875601 |  | ABCD | node_8103302_200875599 | node_8103302_200875601 | 359.788 | bal_3P_2AC | 8103302 | no | no |  |  | no |  |  | 0 | 0 | 0 | 0
oh_line_8103302_200875605 |  | ABCD | node_8103302_200875601 | node_8103302_200875605 | 444.671 | bal_3P_2AC | 8103302 | no | no |  |  | no |  |  | 0 | 0 | 0 | 0
oh_line_8103302_200875606 |  | ABCD | node_8103302_200875605 | node_8103302_200875606 | 237.431 | bal_3P_2AC | 8103302 | no | no |  |  | no |  |  | 0 | 0 | 0 | 0
oh_line_8103302_200875607 |  | AD | node_8103302_200875606 | node_8103302_200875607 | 151.18 | bal_1P_2AC | 8103302 | no | no |  |  | no |  |  | 0 | 0 | 0 | 0
oh_line_8103302_200875608 |  | AD | node_8103302_200875607 | node_8103302_200875608 | 170.882 | bal_1P_2AC | 8103302 | no | no |  |  | no |  |  | 0 | 0 | 0 | 0
oh_line_8103302_200875609 |  | AD | node_8103302_200875608 | node_intto1_8103302_200875609 | 239.964 | bal_1P_2AC | 8103302 | no | no |  |  | no |  |  | 0 | 0 | 0 | 0
oh_line_8103302_200875611 |  | AD | node_8103302_200875609 | node_8103302_200875611 | 221.888 | bal_1P_2AC | 8103302 | no | no |  |  | no |  |  | 0 | 0 | 0 | 0
oh_line_8103302_200875613 |  | AD | node_8103302_200875611 | node_8103302_200875613 | 340.661 | bal_1P_2AC | 8103302 | no | no |  |  | no |  |  | 0 | 0 | 0 | 0
oh_line_8103302_200875659 |  | AD | node_8103302_200875874 | node_8103302_200875659 | 526.022 | bal_1P_4ACW | 8103302 | no | no |  |  | no |  |  | 0 | 0 | 0 | 0
oh_line_8103302_200875660 |  | AD | node_8103302_200875685 | node_8103302_200875660 | 411.136 | bal_1P_4ACW | 8103302 | no | no |  |  | no |  |  | 0 | 0 | 0 | 0
oh_line_8103302_200875661 |  | AD | node_8103302_200875660 | node_intto1_8103302_200875661 | 369.678 | bal_1P_4ACW | 8103302 | no | no |  |  | no |  |  | 0 | 0 | 0 | 0
oh_line_8103302_200875662 |  | AD | node_8103302_200875661 | node_8103302_200875662 | 339.383 | bal_1P_1/0AA | 8103302 | no | no |  |  | no |  |  | 0 | 0 | 0 | 0
oh_line_8103302_200875663 |  | AD | node_8103302_200875661 | node_8103302_200875663 | 270.415 | bal_1P_4ACW | 8103302 | no | no |  |  | no |  |  | 0 | 0 | 0 | 0
oh_line_8103302_200875664 |  | AD | node_8103302_200875663 | node_8103302_200875664 | 305.564 | bal_1P_4ACW | 8103302 | no | no |  |  | no |  |  | 0 | 0 | 0 | 0
oh_line_8103302_200875665 |  | AD | node_8103302_200875664 | node_8103302_200875665 | 227.688 | bal_1P_4ACW | 8103302 | no | no |  |  | no |  |  | 0 | 0 | 0 | 0
oh_line_8103302_200875669 |  | AD | node_8103302_200960590 | node_8103302_200875669 | 460.249 | bal_1P_4ACW | 8103302 | no | no |  |  | no |  |  | 0 | 0 | 0 | 0
oh_line_8103302_200875670 |  | AD | node_8103302_200875669 | node_8103302_200875670 | 463.628 | bal_1P_4ACW | 8103302 | no | no |  |  | no |  |  | 0 | 0 | 0 | 0
oh_line_8103302_200875671 |  | AD | node_8103302_200875670 | node_8103302_200875671 | 454.346 | bal_1P_4ACW | 8103302 | no | no |  |  | no |  |  | 0 | 0 | 0 | 0
oh_line_8103302_200875673 |  | AD | node_8103302_200969728 | node_8103302_200875673 | 75.124 | bal_1P_4ACW | 8103302 | no | no |  |  | no |  |  | 0 | 0 | 0 | 0
oh_line_8103302_200875674 |  | AD | node_8103302_200875673 | node_8103302_200875674 | 331.633 | bal_1P_4ACW | 8103302 | no | no |  |  | no |  |  | 0 | 0 | 0 | 0
oh_line_8103302_200875675 |  | AD | node_8103302_200875659 | node_8103302_200875675 | 443.279 | bal_1P_4ACW | 8103302 | no | no |  |  | no |  |  | 0 | 0 | 0 | 0
oh_line_8103302_200875676 |  | AD | node_8103302_200875674 | node_8103302_200875676 | 295.795 | bal_1P_4ACW | 8103302 | no | no |  |  | no |  |  | 0 | 0 | 0 | 0
oh_line_8103302_200875677 |  | AD | node_8103302_200875675 | node_intto1_8103302_200875677 | 401.669 | bal_1P_4ACW | 8103302 | no | no |  |  | no |  |  | 0 | 0 | 0 | 0
oh_line_8103302_200875678 |  | AD | node_8103302_200875677 | node_8103302_200875678 | 173.516 | bal_1P_4ACW | 8103302 | no | no |  |  | no |  |  | 0 | 0 | 0 | 0
oh_line_8103302_200875680 |  | AD | node_8103302_200875678 | node_8103302_200875680 | 175.606 | bal_1P_4ACW | 8103302 | no | no |  |  | no |  |  | 0 | 0 | 0 | 0
oh_line_8103302_200875681 |  | AD | node_8103302_200875680 | node_8103302_200875681 | 450.688 | bal_1P_4ACW | 8103302 | no | no |  |  | no |  |  | 0 | 0 | 0 | 0
oh_line_8103302_200875682 |  | AD | node_8103302_200875681 | node_8103302_200875682 | 326.437 | bal_1P_4ACW | 8103302 | no | no |  |  | no |  |  | 0 | 0 | 0 | 0
oh_line_8103302_200875683 |  | AD | node_8103302_200875682 | node_8103302_200875683 | 351.622 | bal_1P_4ACW | 8103302 | no | no |  |  | no |  |  | 0 | 0 | 0 | 0
oh_line_8103302_200875684 |  | AD | node_8103302_200875683 | node_8103302_200875684 | 489.393 | bal_1P_4ACW | 8103302 | no | no |  |  | no |  |  | 0 | 0 | 0 | 0
oh_line_8103302_200875685 |  | AD | node_8103302_200875684 | node_8103302_200875685 | 378.805 | bal_1P_4ACW | 8103302 | no | no |  |  | no |  |  | 0 | 0 | 0 | 0
oh_line_8103302_200875686 |  | AD | node_8103302_200875685 | node_8103302_200875686 | 208.289 | bal_1P_1/0AA | 8103302 | no | no |  |  | no |  |  | 0 | 0 | 0 | 0
oh_line_8103302_200875810 |  | AD | node_8103302_200875888 | node_8103302_200875810 | 238.777 | bal_1P_2AC | 8103302 | no | no |  |  | no |  |  | 0 | 0 | 0 | 0
oh_line_8103302_200875811 |  | AD | node_8103302_200875810 | node_8103302_200875811 | 175.667 | bal_1P_2AC | 8103302 | no | no |  |  | no |  |  | 0 | 0 | 0 | 0
oh_line_8103302_200875812 |  | AD | node_8103302_200875811 | node_8103302_200875812 | 195.624 | bal_1P_2AC | 8103302 | no | no |  |  | no |  |  | 0 | 0 | 0 | 0
oh_line_8103302_200875813 |  | AD | node_8103302_200875812 | node_8103302_200875813 | 167.271 | bal_1P_2AC | 8103302 | no | no |  |  | no |  |  | 0 | 0 | 0 | 0
oh_line_8103302_200875814 |  | AD | node_8103302_200875813 | node_8103302_200875814 | 163.239 | bal_1P_2AC | 8103302 | no | no |  |  | no |  |  | 0 | 0 | 0 | 0
oh_line_8103302_200875817 |  | AD | node_8103302_200875814 | node_8103302_200875817 | 188.404 | bal_1P_2AC | 8103302 | no | no |  |  | no |  |  | 0 | 0 | 0 | 0
oh_line_8103302_200875818 |  | AD | node_8103302_200875817 | node_8103302_200875818 | 183.823 | bal_1P_2AC | 8103302 | no | no |  |  | no |  |  | 0 | 0 | 0 | 0
oh_line_8103302_200875819 |  | AD | node_8103302_200875818 | node_8103302_200875819 | 233.97 | bal_1P_2AC | 8103302 | no | no |  |  | no |  |  | 0 | 0 | 0 | 0
oh_line_8103302_200875820 |  | AD | node_8103302_200875819 | node_8103302_200875820 | 148.321 | bal_1P_2AC | 8103302 | no | no |  |  | no |  |  | 0 | 0 | 0 | 0
oh_line_8103302_200875821 |  | AD | node_8103302_200875820 | node_intto1_8103302_200875821 | 139.715 | bal_1P_2AC | 8103302 | no | no |  |  | no |  |  | 0 | 0 | 0 | 0
oh_line_8103302_200875822 |  | AD | node_8103302_200875821 | node_8103302_200875822 | 183.628 | bal_1P_2AC | 8103302 | no | no |  |  | no |  |  | 0 | 0 | 0 | 0
oh_line_8103302_200875823 |  | AD | node_8103302_200875822 | node_8103302_200875823 | 100.179 | bal_1P_2AC | 8103302 | no | no |  |  | no |  |  | 0 | 0 | 0 | 0
oh_line_8103302_200875825 |  | AD | node_8103302_200875823 | node_8103302_200875825 | 379.268 | bal_1P_2AC | 8103302 | no | no |  |  | no |  |  | 0 | 0 | 0 | 0
oh_line_8103302_200875826 |  | AD | node_8103302_200875825 | node_8103302_200875826 | 400.246 | bal_1P_2AC | 8103302 | no | no |  |  | no |  |  | 0 | 0 | 0 | 0
oh_line_8103302_200875827 |  | AD | node_8103302_200875826 | node_8103302_200875827 | 134.034 | bal_1P_2AC | 8103302 | no | no |  |  | no |  |  | 0 | 0 | 0 | 0
oh_line_8103302_200875829 |  | AD | node_8103302_200875827 | node_8103302_200875829 | 273.556 | bal_1P_2AC | 8103302 | no | no |  |  | no |  |  | 0 | 0 | 0 | 0
oh_line_8103302_200875831 |  | AD | node_8103302_200957812 | node_8103302_200875831 | 280.465 | bal_1P_2AC | 8103302 | no | no |  |  | no |  |  | 0 | 0 | 0 | 0
oh_line_8103302_200875842 |  | AD | node_8103302_201025302 | node_8103302_200875842 | 242.497 | bal_1P_1/0AA | 8103302 | no | no |  |  | no |  |  | 0 | 0 | 0 | 0
oh_line_8103302_200875844 |  | AD | node_8103302_200875842 | node_8103302_200875844 | 256.703 | bal_1P_2AC | 8103302 | no | no |  |  | no |  |  | 0 | 0 | 0 | 0
oh_line_8103302_200875845 |  | AD | node_8103302_200875844 | node_8103302_200875845 | 257.772 | bal_1P_2AC | 8103302 | no | no |  |  | no |  |  | 0 | 0 | 0 | 0
oh_line_8103302_200875846 |  | AD | node_8103302_200875845 | node_8103302_200875846 | 243.476 | bal_1P_2AC | 8103302 | no | no |  |  | no |  |  | 0 | 0 | 0 | 0
oh_line_8103302_200875847 |  | AD | node_8103302_200875846 | node_8103302_200875847 | 246.457 | bal_1P_2AC | 8103302 | no | no |  |  | no |  |  | 0 | 0 | 0 | 0
oh_line_8103302_200875848 |  | AD | node_8103302_200875847 | node_8103302_200875848 | 292.468 | bal_1P_2AC | 8103302 | no | no |  |  | no |  |  | 0 | 0 | 0 | 0
oh_line_8103302_200875849 |  | AD | node_8103302_200875848 | node_8103302_200875849 | 322.34 | bal_1P_2AC | 8103302 | no | no |  |  | no |  |  | 0 | 0 | 0 | 0
oh_line_8103302_200875850 |  | AD | node_8103302_200875849 | node_8103302_200875850 | 259.958 | bal_1P_2AC | 8103302 | no | no |  |  | no |  |  | 0 | 0 | 0 | 0
oh_line_8103302_200875852 |  | AD | node_8103302_200875850 | node_8103302_200875852 | 338.678 | bal_1P_2AC | 8103302 | no | no |  |  | no |  |  | 0 | 0 | 0 | 0
oh_line_8103302_200875854 |  | AD | node_8103302_200875852 | node_8103302_200875854 | 332.224 | bal_1P_2AC | 8103302 | no | no |  |  | no |  |  | 0 | 0 | 0 | 0
oh_line_8103302_200875855 |  | AD | node_8103302_200875854 | node_8103302_200875855 | 370.345 | bal_1P_2AC | 8103302 | no | no |  |  | no |  |  | 0 | 0 | 0 | 0
oh_line_8103302_200875856-1 |  | AD | node_8103302_200875855 | node_1430719_892_15386796_268 | 36.76 | bal_1P_2AC | 8103302 | no | no |  |  | no |  |  | 0 | 0 | 0 | 0
oh_line_8103302_200875856-2 |  | AD | node_1430719_892_15386796_268 | node_8103302_200875856 | 226.435 | bal_1P_2AC | 8103302 | no | no |  |  | no |  |  | 0 | 0 | 0 | 0
oh_line_8103302_200875857 |  | AD | node_8103302_200875856 | node_8103302_200875857 | 280.889 | bal_1P_2AC | 8103302 | no | no |  |  | no |  |  | 0 | 0 | 0 | 0
oh_line_8103302_200875859 |  | AD | node_8103302_200978864 | node_8103302_200875859 | 288.742 | bal_1P_2AC | 8103302 | no | no |  |  | no |  |  | 0 | 0 | 0 | 0
oh_line_8103302_200875861 |  | AD | node_8103302_200875859 | node_8103302_200875861 | 307.232 | bal_1P_2AC | 8103302 | no | no |  |  | no |  |  | 0 | 0 | 0 | 0
oh_line_8103302_200875862 |  | AD | node_8103302_200875861 | node_8103302_200875862 | 388.611 | bal_1P_2AC | 8103302 | no | no |  |  | no |  |  | 0 | 0 | 0 | 0
oh_line_8103302_200875863 |  | AD | node_8103302_200875862 | node_8103302_200875863 | 366.62 | bal_1P_2AC | 8103302 | no | no |  |  | no |  |  | 0 | 0 | 0 | 0
oh_line_8103302_200875864 |  | AD | node_8103302_200875863 | node_8103302_200875864 | 313.457 | bal_1P_2AC | 8103302 | no | no |  |  | no |  |  | 0 | 0 | 0 | 0
oh_line_8103302_200875865 |  | AD | node_8103302_200875864 | node_intto1_8103302_200875865 | 317.772 | bal_1P_2AC | 8103302 | no | no |  |  | no |  |  | 0 | 0 | 0 | 0
oh_line_8103302_200875866 |  | AD | node_8103302_200875865 | node_8103302_200875866 | 177.1 | bal_1P_1/0AA | 8103302 | no | no |  |  | no |  |  | 0 | 0 | 0 | 0
oh_line_8103302_200875867 |  | AD | node_8103302_200875865 | node_8103302_200875867 | 399.886 | bal_1P_2AC | 8103302 | no | no |  |  | no |  |  | 0 | 0 | 0 | 0
oh_line_8103302_200875868 |  | AD | node_8103302_200875867 | node_8103302_200875868 | 402.96 | bal_1P_2AC | 8103302 | no | no |  |  | no |  |  | 0 | 0 | 0 | 0
oh_line_8103302_200875869 |  | AD | node_8103302_200982726 | node_8103302_200875869 | 348.429 | bal_1P_2AC | 8103302 | no | no |  |  | no |  |  | 0 | 0 | 0 | 0
oh_line_8103302_200875870 |  | AD | node_8103302_200875869 | node_8103302_200875870 | 335.179 | bal_1P_2AC | 8103302 | no | no |  |  | no |  |  | 0 | 0 | 0 | 0
oh_line_8103302_200875872 |  | AD | node_8103302_200875870 | node_8103302_200875872 | 236.483 | bal_1P_2AC | 8103302 | no | no |  |  | no |  |  | 0 | 0 | 0 | 0
oh_line_8103302_200875874 |  | AD | node_8103302_200875872 | node_8103302_200875874 | 335.503 | bal_1P_2AC | 8103302 | no | no |  |  | no |  |  | 0 | 0 | 0 | 0
oh_line_8103302_200875876 |  | AD | node_8103302_200875874 | node_8103302_200875876 | 467.746 | bal_1P_2AC | 8103302 | no | no |  |  | no |  |  | 0 | 0 | 0 | 0
oh_line_8103302_200875877 |  | AD | node_8103302_200875876 | node_8103302_200875877 | 231.641 | bal_1P_2AC | 8103302 | no | no |  |  | no |  |  | 0 | 0 | 0 | 0
oh_line_8103302_200875878 |  | AD | node_8103302_200875877 | node_8103302_200875878 | 207.5 | bal_1P_2AC | 8103302 | no | no |  |  | no |  |  | 0 | 0 | 0 | 0
oh_line_8103302_200875879 |  | AD | node_8103302_200875878 | node_8103302_200875879 | 561.082 | bal_1P_2AC | 8103302 | no | no |  |  | no |  |  | 0 | 0 | 0 | 0
oh_line_8103302_200875880 |  | AD | node_8103302_200875879 | node_8103302_200875880 | 457.483 | bal_1P_2AC | 8103302 | no | no |  |  | no |  |  | 0 | 0 | 0 | 0
oh_line_8103302_200875881 |  | AD | node_8103302_200875880 | node_8103302_200875881 | 622.293 | bal_1P_2AC | 8103302 | no | no |  |  | no |  |  | 0 | 0 | 0 | 0
oh_line_8103302_200875882 |  | AD | node_8103302_200875881 | node_8103302_200875882 | 237.035 | bal_1P_2AC | 8103302 | no | no |  |  | no |  |  | 0 | 0 | 0 | 0
oh_line_8103302_200875887 |  | AD | node_8103302_200876993 | node_8103302_200875887 | 66.755 | bal_1P_4CU | 8103302 | no | no |  |  | no |  |  | 0 | 0 | 0 | 0
oh_line_8103302_200875888 |  | AD | node_8103302_200875887 | node_8103302_200875888 | 204.888 | bal_1P_2AC | 8103302 | no | no |  |  | no |  |  | 0 | 0 | 0 | 0
oh_line_8103302_200875904 |  | AD | node_8103302_200876913 | node_8103302_200875904 | 287.639 | bal_1P_1/0AA | 8103302 | no | no |  |  | no |  |  | 0 | 0 | 0 | 0
oh_line_8103302_200875907 |  | AD | node_8103302_200875904 | node_8103302_200875907 | 298.292 | bal_1P_1/0AA | 8103302 | no | no |  |  | no |  |  | 0 | 0 | 0 | 0
oh_line_8103302_200875908 |  | AD | node_8103302_200875907 | node_8103302_200875908 | 118.243 | bal_1P_2AC | 8103302 | no | no |  |  | no |  |  | 0 | 0 | 0 | 0
oh_line_8103302_200875909 |  | AD | node_8103302_200875908 | node_intto1_8103302_200875909 | 184.177 | bal_1P_2AC | 8103302 | no | no |  |  | no |  |  | 0 | 0 | 0 | 0
oh_line_8103302_200875911 |  | AD | node_8103302_200875909 | node_8103302_200875911 | 243.109 | bal_1P_2AC | 8103302 | no | no |  |  | no |  |  | 0 | 0 | 0 | 0
oh_line_8103302_200875914 |  | AD | node_8103302_200875911 | node_8103302_200875914 | 204.437 | bal_1P_1/0AA | 8103302 | no | no |  |  | no |  |  | 0 | 0 | 0 | 0
oh_line_8103302_200875915 |  | AD | node_8103302_200875914 | node_8103302_200875915 | 237.521 | bal_1P_1/0AA | 8103302 | no | no |  |  | no |  |  | 0 | 0 | 0 | 0
oh_line_8103302_200875916 |  | AD | node_8103302_200875911 | node_8103302_200875916 | 338.59 | bal_1P_2AC | 8103302 | no | no |  |  | no |  |  | 0 | 0 | 0 | 0
oh_line_8103302_200875917 |  | AD | node_8103302_200875916 | node_8103302_200875917 | 512.502 | bal_1P_2AC | 8103302 | no | no |  |  | no |  |  | 0 | 0 | 0 | 0
oh_line_8103302_200875918 |  | ABCD | node_8103302_200875997 | node_8103302_200875918 | 107.788 | bal_3P_4CU | 8103302 | no | no |  |  | no |  |  | 0 | 0 | 0 | 0
oh_line_8103302_200875919 |  | AD | node_8103302_200875942 | node_8103302_200875919 | 486.428 | bal_1P_2AC | 8103302 | no | no |  |  | no |  |  | 0 | 0 | 0 | 0
oh_line_8103302_200875920 |  | AD | node_8103302_200875919 | node_8103302_200875920 | 426.153 | bal_1P_2AC | 8103302 | no | no |  |  | no |  |  | 0 | 0 | 0 | 0
oh_line_8103302_200875921 |  | AD | node_8103302_200875920 | node_8103302_200875921 | 371.809 | bal_1P_2AC | 8103302 | no | no |  |  | no |  |  | 0 | 0 | 0 | 0
oh_line_8103302_200875922 |  | AD | node_8103302_200875921 | node_8103302_200875922 | 239.336 | bal_1P_2AC | 8103302 | no | no |  |  | no |  |  | 0 | 0 | 0 | 0
oh_line_8103302_200875923 |  | AD | node_8103302_200875922 | node_8103302_200875923 | 386.764 | bal_1P_4AC | 8103302 | no | no |  |  | no |  |  | 0 | 0 | 0 | 0
oh_line_8103302_200875924 |  | AD | node_8103302_200875923 | node_8103302_200875924 | 381.172 | bal_1P_4AC | 8103302 | no | no |  |  | no |  |  | 0 | 0 | 0 | 0
oh_line_8103302_200875925 |  | AD | node_8103302_200875924 | node_8103302_200875925 | 557.137 | bal_1P_4AC | 8103302 | no | no |  |  | no |  |  | 0 | 0 | 0 | 0
oh_line_8103302_200875926 |  | AD | node_8103302_200875925 | node_8103302_200875926 | 301.718 | bal_1P_2AC | 8103302 | no | no |  |  | no |  |  | 0 | 0 | 0 | 0
oh_line_8103302_200875927 |  | AD | node_8103302_200875926 | node_8103302_200875927 | 456.116 | bal_1P_2AC | 8103302 | no | no |  |  | no |  |  | 0 | 0 | 0 | 0
oh_line_8103302_200875928 |  | AD | node_8103302_200875927 | node_8103302_200875928 | 383.281 | bal_1P_2AC | 8103302 | no | no |  |  | no |  |  | 0 | 0 | 0 | 0
oh_line_8103302_200875929 |  | ABCD | node_8103302_200875918 | node_8103302_200875929 | 155.247 | bal_3P_4CU | 8103302 | no | no |  |  | no |  |  | 0 | 0 | 0 | 0
oh_line_8103302_200875930 |  | ABCD | node_8103302_200875929 | node_8103302_200875930 | 270.419 | bal_3P_2AC | 8103302 | no | no |  |  | no |  |  | 0 | 0 | 0 | 0
oh_line_8103302_200875932 |  | AD | node_8103302_200875928 | node_intto1_8103302_200875932 | 398.685 | bal_1P_2AC | 8103302 | no | no |  |  | no |  |  | 0 | 0 | 0 | 0
oh_line_8103302_200875933 |  | AD | node_8103302_200875932 | node_8103302_200875933 | 160.723 | bal_1P_2AC | 8103302 | no | no |  |  | no |  |  | 0 | 0 | 0 | 0
oh_line_8103302_200875934 |  | AD | node_8103302_200875933 | node_8103302_200875934 | 235.79 | bal_1P_2AC | 8103302 | no | no |  |  | no |  |  | 0 | 0 | 0 | 0
oh_line_8103302_200875935 |  | AD | node_8103302_200875934 | node_8103302_200875935 | 232.443 | bal_1P_2AC | 8103302 | no | no |  |  | no |  |  | 0 | 0 | 0 | 0
oh_line_8103302_200875936 |  | AD | node_8103302_200875929 | node_8103302_200875936 | 336.471 | bal_1P_2AC | 8103302 | no | no |  |  | no |  |  | 0 | 0 | 0 | 0
oh_line_8103302_200875937 |  | AD | node_8103302_200875936 | node_intto1_8103302_200875937 | 464.497 | bal_1P_2AC | 8103302 | no | no |  |  | no |  |  | 0 | 0 | 0 | 0
oh_line_8103302_200875938 |  | AD | node_8103302_200875937 | node_8103302_200875938 | 357.885 | bal_1P_2AC | 8103302 | no | no |  |  | no |  |  | 0 | 0 | 0 | 0
oh_line_8103302_200875939 |  | AD | node_8103302_200875938 | node_8103302_200875939 | 421.353 | bal_1P_2AC | 8103302 | no | no |  |  | no |  |  | 0 | 0 | 0 | 0
oh_line_8103302_200875940 |  | AD | node_8103302_200875939 | node_8103302_200875940 | 407.741 | bal_1P_2AC | 8103302 | no | no |  |  | no |  |  | 0 | 0 | 0 | 0
oh_line_8103302_200875941 |  | AD | node_8103302_200875940 | node_8103302_200875941 | 433.39 | bal_1P_2AC | 8103302 | no | no |  |  | no |  |  | 0 | 0 | 0 | 0
oh_line_8103302_200875942 |  | AD | node_8103302_200875941 | node_8103302_200875942 | 436.541 | bal_1P_2AC | 8103302 | no | no |  |  | no |  |  | 0 | 0 | 0 | 0
oh_line_8103302_200875944 |  | AD | node_8103302_200875945 | node_8103302_200875944 | 454.107 | bal_1P_2AC | 8103302 | no | no |  |  | no |  |  | 0 | 0 | 0 | 0
oh_line_8103302_200875945 |  | AD | node_8103302_200875946 | node_8103302_200875945 | 331.065 | bal_1P_2AC | 8103302 | no | no |  |  | no |  |  | 0 | 0 | 0 | 0
oh_line_8103302_200875946 |  | AD | node_8103302_200876766 | node_8103302_200875946 | 277.201 | bal_1P_2AC | 8103302 | no | no |  |  | no |  |  | 0 | 0 | 0 | 0
oh_line_8103302_200875947 |  | AD | node_8103302_200875946 | node_8103302_200875947 | 381.674 | bal_1P_2AC | 8103302 | no | no |  |  | no |  |  | 0 | 0 | 0 | 0
oh_line_8103302_200875948 |  | AD | node_8103302_200875947 | node_8103302_200875948 | 388.232 | bal_1P_2AC | 8103302 | no | no |  |  | no |  |  | 0 | 0 | 0 | 0
oh_line_8103302_200875949 |  | AD | node_8103302_200875948 | node_8103302_200875949 | 235.981 | bal_1P_2AC | 8103302 | no | no |  |  | no |  |  | 0 | 0 | 0 | 0
oh_line_8103302_200875950 |  | AD | node_8103302_200875948 | node_8103302_200875950 | 331.028 | bal_1P_2AC | 8103302 | no | no |  |  | no |  |  | 0 | 0 | 0 | 0
oh_line_8103302_200875951 |  | AD | node_8103302_200881883 | node_8103302_200875951 | 268.446 | bal_1P_1/0AA | 8103302 | no | no |  |  | no |  |  | 0 | 0 | 0 | 0
oh_line_8103302_200875952 |  | AD | node_8103302_200875951 | node_8103302_200875952 | 294.211 | bal_1P_1/0AA | 8103302 | no | no |  |  | no |  |  | 0 | 0 | 0 | 0
oh_line_8103302_200875953 |  | AD | node_8103302_200875952 | node_8103302_200875953 | 308.592 | bal_1P_1/0AA | 8103302 | no | no |  |  | no |  |  | 0 | 0 | 0 | 0
oh_line_8103302_200875954 |  | AD | node_8103302_200875953 | node_8103302_200875954 | 318.9 | bal_1P_1/0AA | 8103302 | no | no |  |  | no |  |  | 0 | 0 | 0 | 0
oh_line_8103302_200875955 |  | AD | node_8103302_200875954 | node_8103302_200875955 | 252.897 | bal_1P_1/0AA | 8103302 | no | no |  |  | no |  |  | 0 | 0 | 0 | 0
oh_line_8103302_200875956 |  | ABCD | node_8103302_200878231 | node_8103302_200875956 | 267.508 | bal_3P_336AL | 8103302 | no | no |  |  | no |  |  | 0 | 0 | 0 | 0
oh_line_8103302_200875958 |  | ABCD | node_8103302_200877093 | node_8103302_200875958 | 388.249 | bal_3P_4AC | 8103302 | no | no |  |  | no |  |  | 0 | 0 | 0 | 0
oh_line_8103302_200875959 |  | ABCD | node_8103302_200875958 | node_8103302_200875959 | 189.491 | bal_3P_1/0AC | 8103302 | no | no |  |  | no |  |  | 0 | 0 | 0 | 0
oh_line_8103302_200875961 |  | AD | node_8103302_200875958 | node_8103302_200875961 | 186.284 | bal_1P_2AC | 8103302 | no | no |  |  | no |  |  | 0 | 0 | 0 | 0
oh_line_8103302_200875962 |  | AD | node_8103302_200875961 | node_8103302_200875962 | 250.673 | bal_1P_2AC | 8103302 | no | no |  |  | no |  |  | 0 | 0 | 0 | 0
oh_line_8103302_200875964 |  | AD | node_8103302_200875862 | node_intto1_8103302_200875964 | 214.689 | bal_1P_4AC | 8103302 | no | no |  |  | no |  |  | 0 | 0 | 0 | 0
oh_line_8103302_200875965 |  | AD | node_8103302_200875984 | node_8103302_200875965 | 269.022 | bal_1P_2AC | 8103302 | no | no |  |  | no |  |  | 0 | 0 | 0 | 0
oh_line_8103302_200875966 |  | AD | node_8103302_200875965 | node_8103302_200875966 | 448.188 | bal_1P_2AC | 8103302 | no | no |  |  | no |  |  | 0 | 0 | 0 | 0
oh_line_8103302_200875967 |  | AD | node_8103302_200875966 | node_8103302_200875967 | 375.995 | bal_1P_2AC | 8103302 | no | no |  |  | no |  |  | 0 | 0 | 0 | 0
oh_line_8103302_200875968 |  | AD | node_8103302_200875967 | node_8103302_200875968 | 371.818 | bal_1P_2AC | 8103302 | no | no |  |  | no |  |  | 0 | 0 | 0 | 0
oh_line_8103302_200875970 |  | AD | node_8103302_200875968 | node_8103302_200875970 | 225.189 | bal_1P_2AC | 8103302 | no | no |  |  | no |  |  | 0 | 0 | 0 | 0
oh_line_8103302_200875971 |  | AD | node_8103302_200875970 | node_8103302_200875971 | 88.943 | bal_1P_1/0AA | 8103302 | no | no |  |  | no |  |  | 0 | 0 | 0 | 0
oh_line_8103302_200875972 |  | AD | node_8103302_200875971 | node_8103302_200875972 | 271.468 | bal_1P_1/0AA | 8103302 | no | no |  |  | no |  |  | 0 | 0 | 0 | 0
oh_line_8103302_200875973 |  | AD | node_8103302_200875972 | node_8103302_200875973 | 359.765 | bal_1P_1/0AA | 8103302 | no | no |  |  | no |  |  | 0 | 0 | 0 | 0
oh_line_8103302_200875974 |  | AD | node_8103302_200875973 | node_8103302_200875974 | 338.841 | bal_1P_1/0AA | 8103302 | no | no |  |  | no |  |  | 0 | 0 | 0 | 0
oh_line_8103302_200875975 |  | AD | node_8103302_200875974 | node_8103302_200875975 | 313.415 | bal_1P_1/0AA | 8103302 | no | no |  |  | no |  |  | 0 | 0 | 0 | 0
oh_line_8103302_200875976 |  | AD | node_8103302_200875964 | node_8103302_200875976 | 251.671 | bal_1P_4AC | 8103302 | no | no |  |  | no |  |  | 0 | 0 | 0 | 0
oh_line_8103302_200875977 |  | AD | node_8103302_200875976 | node_8103302_200875977 | 334.959 | bal_1P_4AC | 8103302 | no | no |  |  | no |  |  | 0 | 0 | 0 | 0
oh_line_8103302_200875978 |  | AD | node_8103302_200875977 | node_8103302_200875978 | 317.75 | bal_1P_4AC | 8103302 | no | no |  |  | no |  |  | 0 | 0 | 0 | 0
oh_line_8103302_200875979 |  | AD | node_8103302_200875978 | node_8103302_200875979 | 269.624 | bal_1P_4AC | 8103302 | no | no |  |  | no |  |  | 0 | 0 | 0 | 0
oh_line_8103302_200875980 |  | AD | node_8103302_200875979 | node_8103302_200875980 | 244.171 | bal_1P_4AC | 8103302 | no | no |  |  | no |  |  | 0 | 0 | 0 | 0
oh_line_8103302_200875981 |  | AD | node_8103302_200875980 | node_8103302_200875981 | 245.62 | bal_1P_1/0AC | 8103302 | no | no |  |  | no |  |  | 0 | 0 | 0 | 0
oh_line_8103302_200875982 |  | AD | node_8103302_200875980 | node_8103302_200875982 | 198.333 | bal_1P_2AC | 8103302 | no | no |  |  | no |  |  | 0 | 0 | 0 | 0
oh_line_8103302_200875983 |  | AD | node_8103302_200875982 | node_intto1_8103302_200875983 | 326.357 | bal_1P_2AC | 8103302 | no | no |  |  | no |  |  | 0 | 0 | 0 | 0
oh_line_8103302_200875984 |  | AD | node_8103302_200875983 | node_8103302_200875984 | 294.544 | bal_1P_2AC | 8103302 | no | no |  |  | no |  |  | 0 | 0 | 0 | 0
oh_line_8103302_200875985 |  | AD | node_8103302_200875984 | node_8103302_200875985 | 47.005 | bal_1P_1/0AA | 8103302 | no | no |  |  | no |  |  | 0 | 0 | 0 | 0
oh_line_8103302_200875986 |  | AD | node_8103302_200875985 | node_8103302_200875986 | 339.594 | bal_1P_1/0AA | 8103302 | no | no |  |  | no |  |  | 0 | 0 | 0 | 0
oh_line_8103302_200875987 |  | AD | node_8103302_200877100 | node_intto1_8103302_200875987 | 389.565 | bal_1P_2AC | 8103302 | no | no |  |  | no |  |  | 0 | 0 | 0 | 0
oh_line_8103302_200875988 |  | AD | node_8103302_200875987 | node_8103302_200875988 | 195.29 | bal_1P_2AC | 8103302 | no | no |  |  | no |  |  | 0 | 0 | 0 | 0
oh_line_8103302_200875990 |  | ABCD | node_8103302_200877119 | node_8103302_200875990 | 249.141 | bal_3P_4CU | 8103302 | no | no |  |  | no |  |  | 0 | 0 | 0 | 0
oh_line_8103302_200875991 |  | ABCD | node_8103302_200875990 | node_8103302_200875991 | 271.96 | bal_3P_1/0AA | 8103302 | no | no |  |  | no |  |  | 0 | 0 | 0 | 0
oh_line_8103302_200875995 |  | ABCD | node_8103302_200966701 | node_8103302_200875995 | 215.925 | bal_3P_4CU | 8103302 | no | no |  |  | no |  |  | 0 | 0 | 0 | 0
oh_line_8103302_200875996 |  | ABCD | node_8103302_200875995 | node_8103302_200875996 | 203.105 | bal_3P_4CU | 8103302 | no | no |  |  | no |  |  | 0 | 0 | 0 | 0
oh_line_8103302_200875997 |  | ABCD | node_8103302_200875996 | node_8103302_200875997 | 208.891 | bal_3P_4CU | 8103302 | no | no |  |  | no |  |  | 0 | 0 | 0 | 0
oh_line_8103302_200875998 |  | ABCD | node_8103302_200875997 | node_8103302_200875998 | 232.285 | bal_3P_4CU | 8103302 | no | no |  |  | no |  |  | 0 | 0 | 0 | 0
oh_line_8103302_200875999 |  | ABCD | node_8103302_200875998 | node_8103302_200875999 | 239.706 | bal_3P_4CU | 8103302 | no | no |  |  | no |  |  | 0 | 0 | 0 | 0
oh_line_8103302_200876000 |  | ABCD | node_8103302_200875999 | node_intto1_8103302_200876000 | 216.807 | bal_3P_4CU | 8103302 | no | no |  |  | no |  |  | 0 | 0 | 0 | 0
oh_line_8103302_200876001 |  | ABCD | node_8103302_200876000 | node_8103302_200876001 | 248.91 | bal_3P_4CU | 8103302 | no | no |  |  | no |  |  | 0 | 0 | 0 | 0
oh_line_8103302_200876002 |  | ABCD | node_8103302_200876001 | node_8103302_200876002 | 248.944 | bal_3P_4CU | 8103302 | no | no |  |  | no |  |  | 0 | 0 | 0 | 0
oh_line_8103302_200876003 |  | ABCD | node_8103302_200876002 | node_8103302_200876003 | 231.104 | bal_3P_4CU | 8103302 | no | no |  |  | no |  |  | 0 | 0 | 0 | 0
oh_line_8103302_200876004 |  | ABCD | node_8103302_200876003 | node_8103302_200876004 | 228.409 | bal_3P_4CU | 8103302 | no | no |  |  | no |  |  | 0 | 0 | 0 | 0
oh_line_8103302_200876006 |  | ABCD | node_8103302_200949217 | node_8103302_200876006 | 247.966 | bal_3P_4CU | 8103302 | no | no |  |  | no |  |  | 0 | 0 | 0 | 0
oh_line_8103302_200876007 |  | AD | node_8103302_200876006 | node_8103302_200876007 | 187.403 | bal_1P_2AC | 8103302 | no | no |  |  | no |  |  | 0 | 0 | 0 | 0
oh_line_8103302_200876008 |  | AD | node_8103302_200876007 | node_8103302_200876008 | 216.198 | bal_1P_2AC | 8103302 | no | no |  |  | no |  |  | 0 | 0 | 0 | 0
oh_line_8103302_200876009 |  | AD | node_8103302_200876007 | node_8103302_200876009 | 304.909 | bal_1P_2AC | 8103302 | no | no |  |  | no |  |  | 0 | 0 | 0 | 0
oh_line_8103302_200876010 |  | AD | node_8103302_200876009 | node_8103302_200876010 | 200.571 | bal_1P_2AC | 8103302 | no | no |  |  | no |  |  | 0 | 0 | 0 | 0
oh_line_8103302_200876013 |  | AD | node_8103302_200876009 | node_8103302_200876013 | 219.052 | bal_1P_2AC | 8103302 | no | no |  |  | no |  |  | 0 | 0 | 0 | 0
oh_line_8103302_200876014 |  | AD | node_8103302_200876013 | node_8103302_200876014 | 181.241 | bal_1P_1/0AA | 8103302 | no | no |  |  | no |  |  | 0 | 0 | 0 | 0
oh_line_8103302_200876015 |  | AD | node_8103302_200876014 | node_8103302_200876015 | 96.636 | bal_1P_1/0AA | 8103302 | no | no |  |  | no |  |  | 0 | 0 | 0 | 0
oh_line_8103302_200876016 |  | AD | node_8103302_200876013 | node_8103302_200876016 | 81.838 | bal_1P_2AC | 8103302 | no | no |  |  | no |  |  | 0 | 0 | 0 | 0
oh_line_8103302_200876043 |  | AD | node_8103302_200877133 | node_8103302_200876043 | 221.51 | bal_1P_1/0AC | 8103302 | no | no |  |  | no |  |  | 0 | 0 | 0 | 0
oh_line_8103302_200876725 |  | AD | node_8103302_200875980 | node_8103302_200876725 | 235.221 | bal_1P_2AC | 8103302 | no | no |  |  | no |  |  | 0 | 0 | 0 | 0
oh_line_8103302_200876726 |  | AD | node_8103302_200876725 | node_8103302_200876726 | 386.594 | bal_1P_2AC | 8103302 | no | no |  |  | no |  |  | 0 | 0 | 0 | 0
oh_line_8103302_200876729 |  | AD | node_8103302_200876726 | node_8103302_200876729 | 340.758 | bal_1P_2AC | 8103302 | no | no |  |  | no |  |  | 0 | 0 | 0 | 0
oh_line_8103302_200876730 |  | AD | node_8103302_200876729 | node_8103302_200876730 | 84.696 | bal_1P_1/0AA | 8103302 | no | no |  |  | no |  |  | 0 | 0 | 0 | 0
oh_line_8103302_200876731 |  | AD | node_8103302_200876730 | node_8103302_200876731 | 286.433 | bal_1P_1/0AA | 8103302 | no | no |  |  | no |  |  | 0 | 0 | 0 | 0
oh_line_8103302_200876732 |  | AD | node_8103302_200876729 | node_8103302_200876732 | 314.484 | bal_1P_2AC | 8103302 | no | no |  |  | no |  |  | 0 | 0 | 0 | 0
oh_line_8103302_200876733 |  | AD | node_8103302_200876732 | node_8103302_200876733 | 322.848 | bal_1P_2AC | 8103302 | no | no |  |  | no |  |  | 0 | 0 | 0 | 0
oh_line_8103302_200876735 |  | AD | node_8103302_200876733 | node_8103302_200876735 | 262.299 | bal_1P_2AC | 8103302 | no | no |  |  | no |  |  | 0 | 0 | 0 | 0
oh_line_8103302_200876766 |  | AD | node_8103302_200876777 | node_intto1_8103302_200876766 | 299.948 | bal_1P_2AC | 8103302 | no | no |  |  | no |  |  | 0 | 0 | 0 | 0
oh_line_8103302_200876767 |  | AD | node_8103302_200876768 | node_8103302_200876767 | 405.765 | bal_1P_2AC | 8103302 | no | no |  |  | no |  |  | 0 | 0 | 0 | 0
oh_line_8103302_200876768 |  | AD | node_8103302_200979094 | node_8103302_200876768 | 435.342 | bal_1P_2AC | 8103302 | no | no |  |  | no |  |  | 0 | 0 | 0 | 0
oh_line_8103302_200876770 |  | AD | node_8103302_200876771 | node_8103302_200876770 | 249.091 | bal_1P_2AC | 8103302 | no | no |  |  | no |  |  | 0 | 0 | 0 | 0
oh_line_8103302_200876771 |  | AD | node_8103302_200877192 | node_8103302_200876771 | 254.475 | bal_1P_2AC | 8103302 | no | no |  |  | no |  |  | 0 | 0 | 0 | 0
oh_line_8103302_200876772 |  | AD | node_8103302_200876771 | node_8103302_200876772 | 518.528 | bal_1P_2AC | 8103302 | no | no |  |  | no |  |  | 0 | 0 | 0 | 0
oh_line_8103302_200876773 |  | AD | node_8103302_200876772 | node_8103302_200876773 | 746.756 | bal_1P_2AC | 8103302 | no | no |  |  | no |  |  | 0 | 0 | 0 | 0
oh_line_8103302_200876774 |  | AD | node_8103302_200876773 | node_8103302_200876774 | 257.386 | bal_1P_2AC | 8103302 | no | no |  |  | no |  |  | 0 | 0 | 0 | 0
oh_line_8103302_200876775 |  | AD | node_8103302_200876774 | node_8103302_200876775 | 276.609 | bal_1P_2AC | 8103302 | no | no |  |  | no |  |  | 0 | 0 | 0 | 0
oh_line_8103302_200876776 |  | AD | node_8103302_200876775 | node_8103302_200876776 | 259.758 | bal_1P_2AC | 8103302 | no | no |  |  | no |  |  | 0 | 0 | 0 | 0
oh_line_8103302_200876777 |  | AD | node_8103302_200876780 | node_8103302_200876777 | 494.46 | bal_1P_2AC | 8103302 | no | no |  |  | no |  |  | 0 | 0 | 0 | 0
oh_line_8103302_200876778 |  | AD | node_8103302_200876776 | node_8103302_200876778 | 313.274 | bal_1P_2AC | 8103302 | no | no |  |  | no |  |  | 0 | 0 | 0 | 0
oh_line_8103302_200876779 |  | AD | node_8103302_200876778 | node_8103302_200876779 | 332.114 | bal_1P_2AC | 8103302 | no | no |  |  | no |  |  | 0 | 0 | 0 | 0
oh_line_8103302_200876780 |  | AD | node_8103302_200876781 | node_8103302_200876780 | 420.921 | bal_1P_2AC | 8103302 | no | no |  |  | no |  |  | 0 | 0 | 0 | 0
oh_line_8103302_200876781 |  | AD | node_8103302_200876782 | node_8103302_200876781 | 415.617 | bal_1P_2AC | 8103302 | no | no |  |  | no |  |  | 0 | 0 | 0 | 0
oh_line_8103302_200876782 |  | AD | node_8103302_200876783 | node_8103302_200876782 | 547.05 | bal_1P_2AC | 8103302 | no | no |  |  | no |  |  | 0 | 0 | 0 | 0
oh_line_8103302_200876783 |  | AD | node_8103302_200876784 | node_8103302_200876783 | 309.887 | bal_1P_2AC | 8103302 | no | no |  |  | no |  |  | 0 | 0 | 0 | 0
oh_line_8103302_200876784 |  | AD | node_8103302_201063115 | node_8103302_200876784 | 291.205 | bal_1P_2AC | 8103302 | no | no |  |  | no |  |  | 0 | 0 | 0 | 0
oh_line_8103302_200876786 |  | AD | node_8103302_200876767 | node_8103302_200876786 | 349.734 | bal_1P_2AC | 8103302 | no | no |  |  | no |  |  | 0 | 0 | 0 | 0
oh_line_8103302_200876788 |  | AD | node_8103302_200875852 | node_intto1_8103302_200876788 | 458.632 | bal_1P_2AC | 8103302 | no | no |  |  | no |  |  | 0 | 0 | 0 | 0
oh_line_8103302_200876789 |  | AD | node_8103302_200876799 | node_8103302_200876789 | 270.96 | bal_1P_1/0AA | 8103302 | no | no |  |  | no |  |  | 0 | 0 | 0 | 0
oh_line_8103302_200876790 |  | AD | node_8103302_200876789 | node_8103302_200876790 | 317.441 | bal_1P_1/0AA | 8103302 | no | no |  |  | no |  |  | 0 | 0 | 0 | 0
oh_line_8103302_200876791 |  | AD | node_8103302_200876790 | node_8103302_200876791 | 275.17 | bal_1P_1/0AA | 8103302 | no | no |  |  | no |  |  | 0 | 0 | 0 | 0
oh_line_8103302_200876792 |  | AD | node_8103302_200876788 | node_8103302_200876792 | 471.972 | bal_1P_2AC | 8103302 | no | no |  |  | no |  |  | 0 | 0 | 0 | 0
oh_line_8103302_200876793 |  | AD | node_8103302_200876792 | node_8103302_200876793 | 249.375 | bal_1P_2AC | 8103302 | no | no |  |  | no |  |  | 0 | 0 | 0 | 0
oh_line_8103302_200876794 |  | AD | node_8103302_200876793 | node_8103302_200876794 | 256.769 | bal_1P_2AC | 8103302 | no | no |  |  | no |  |  | 0 | 0 | 0 | 0
oh_line_8103302_200876795 |  | AD | node_8103302_200876794 | node_8103302_200876795 | 236.64 | bal_1P_2AC | 8103302 | no | no |  |  | no |  |  | 0 | 0 | 0 | 0
oh_line_8103302_200876796 |  | AD | node_8103302_200876795 | node_8103302_200876796 | 464.485 | bal_1P_2AC | 8103302 | no | no |  |  | no |  |  | 0 | 0 | 0 | 0
oh_line_8103302_200876797 |  | AD | node_8103302_200876796 | node_8103302_200876797 | 462.649 | bal_1P_2AC | 8103302 | no | no |  |  | no |  |  | 0 | 0 | 0 | 0
oh_line_8103302_200876798 |  | AD | node_8103302_200876797 | node_8103302_200876798 | 497.788 | bal_1P_2AC | 8103302 | no | no |  |  | no |  |  | 0 | 0 | 0 | 0
oh_line_8103302_200876799 |  | AD | node_8103302_200876798 | node_8103302_200876799 | 315.708 | bal_1P_1/0AA | 8103302 | no | no |  |  | no |  |  | 0 | 0 | 0 | 0
oh_line_8103302_200876907 |  | AD | node_8103302_200957812 | node_8103302_200876907 | 208.33 | bal_1P_1/0AA | 8103302 | no | no |  |  | no |  |  | 0 | 0 | 0 | 0
oh_line_8103302_200876909 |  | AD | node_8103302_201046953 | node_8103302_200876909 | 221.754 | bal_1P_1/0AA | 8103302 | no | no |  |  | no |  |  | 0 | 0 | 0 | 0
oh_line_8103302_200876910 |  | AD | node_8103302_200876909 | node_8103302_200876910 | 298.298 | bal_1P_2AC | 8103302 | no | no |  |  | no |  |  | 0 | 0 | 0 | 0
oh_line_8103302_200876911 |  | AD | node_8103302_200876910 | node_8103302_200876911 | 440.077 | bal_1P_2AC | 8103302 | no | no |  |  | no |  |  | 0 | 0 | 0 | 0
oh_line_8103302_200876913 |  | AD | node_8103302_200876911 | node_8103302_200876913 | 298.527 | bal_1P_1/0AA | 8103302 | no | no |  |  | no |  |  | 0 | 0 | 0 | 0
oh_line_8103302_200876991 |  | AD | node_8103302_200877040 | node_8103302_200876991 | 297.192 | bal_1P_1/0AA | 8103302 | no | no |  |  | no |  |  | 0 | 0 | 0 | 0
oh_line_8103302_200876993 |  | AD | node_8103302_200876994 | node_8103302_200876993 | 174.729 | bal_1P_4CU | 8103302 | no | no |  |  | no |  |  | 0 | 0 | 0 | 0
oh_line_8103302_200876994 |  | AD | node_8103302_200876995 | node_8103302_200876994 | 200.121 | bal_1P_4CU | 8103302 | no | no |  |  | no |  |  | 0 | 0 | 0 | 0
oh_line_8103302_200876995 |  | AD | node_8103302_200876996 | node_8103302_200876995 | 125.647 | bal_1P_4CU | 8103302 | no | no |  |  | no |  |  | 0 | 0 | 0 | 0
oh_line_8103302_200876996 |  | AD | node_8103302_200876997 | node_8103302_200876996 | 68.643 | bal_1P_4CU | 8103302 | no | no |  |  | no |  |  | 0 | 0 | 0 | 0
oh_line_8103302_200876997 |  | AD | node_8103302_200876998 | node_8103302_200876997 | 167.302 | bal_1P_4CU | 8103302 | no | no |  |  | no |  |  | 0 | 0 | 0 | 0
oh_line_8103302_200876998 |  | ABCD | node_8103302_200875956 | node_8103302_200876998 | 241.049 | bal_3P_336AL | 8103302 | no | no |  |  | no |  |  | 0 | 0 | 0 | 0
oh_line_8103302_200877000 |  | ABCD | node_8103302_200876998 | node_8103302_200877000 | 210.75 | bal_3P_336AL | 8103302 | no | no |  |  | no |  |  | 0 | 0 | 0 | 0
oh_line_8103302_200877002 |  | ABCD | node_8103302_200877000 | node_intto1_8103302_200877002 | 144.762 | bal_3P_336AL | 8103302 | no | no |  |  | no |  |  | 0 | 0 | 0 | 0
oh_line_8103302_200877004 |  | ABCD | node_8103302_201063796 | node_8103302_200877004 | 166.175 | bal_3P_336AL | 8103302 | no | no |  |  | no |  |  | 0 | 0 | 0 | 0
oh_line_8103302_200877005 |  | ABCD | node_8103302_200877004 | node_8103302_200877005 | 177.156 | bal_3P_336AL | 8103302 | no | no |  |  | no |  |  | 0 | 0 | 0 | 0
oh_line_8103302_200877007 |  | ABCD | node_8103302_200877005 | node_8103302_200877007 | 240.722 | bal_3P_336AL | 8103302 | no | no |  |  | no |  |  | 0 | 0 | 0 | 0
oh_line_8103302_200877008 |  | ABCD | node_8103302_200877007 | node_8103302_200877008 | 235.655 | bal_3P_336AL | 8103302 | no | no |  |  | no |  |  | 0 | 0 | 0 | 0
oh_line_8103302_200877013 |  | ABCD | node_8103302_201063842 | node_8103302_200877013 | 262.709 | bal_3P_336AL | 8103302 | no | no |  |  | no |  |  | 0 | 0 | 0 | 0
oh_line_8103302_200877014 |  | AD | node_8103302_200877013 | node_8103302_200877014 | 92.402 | bal_1P_8DCW | 8103302 | no | no |  |  | no |  |  | 0 | 0 | 0 | 0
oh_line_8103302_200877015 |  | AD | node_8103302_200877013 | node_8103302_200877015 | 163.357 | bal_1P_8DCW | 8103302 | no | no |  |  | no |  |  | 0 | 0 | 0 | 0
oh_line_8103302_200877019 |  | ABCD | node_8103302_201063792 | node_8103302_200877019 | 276.282 | bal_3P_336AL | 8103302 | no | no |  |  | no |  |  | 0 | 0 | 0 | 0
oh_line_8103302_200877021 |  | ABCD | node_8103302_200877019 | node_8103302_200877021 | 334.928 | bal_3P_336AL | 8103302 | no | no |  |  | no |  |  | 0 | 0 | 0 | 0
oh_line_8103302_200877022 |  | ABCD | node_8103302_200877021 | node_8103302_200877022 | 330.375 | bal_3P_336AL | 8103302 | no | no |  |  | no |  |  | 0 | 0 | 0 | 0
oh_line_8103302_200877025 |  | ABCD | node_8103302_200877022 | node_8103302_200877025 | 277.104 | bal_3P_336AL | 8103302 | no | no |  |  | no |  |  | 0 | 0 | 0 | 0
oh_line_8103302_200877026 |  | ABCD | node_8103302_200877025 | node_8103302_200877026 | 270.128 | bal_3P_336AL | 8103302 | no | no |  |  | no |  |  | 0 | 0 | 0 | 0
oh_line_8103302_200877027 |  | ABCD | node_8103302_200877026 | node_8103302_200877027 | 260.335 | bal_3P_336AL | 8103302 | no | no |  |  | no |  |  | 0 | 0 | 0 | 0
oh_line_8103302_200877028 |  | ABCD | node_8103302_200877027 | node_8103302_200877028 | 269.566 | bal_3P_336AL | 8103302 | no | no |  |  | no |  |  | 0 | 0 | 0 | 0
oh_line_8103302_200877029 |  | AD | node_8103302_200877028 | node_8103302_200877029 | 81.36 | bal_1P_1/0AC | 8103302 | no | no |  |  | no |  |  | 0 | 0 | 0 | 0
oh_line_8103302_200877030 |  | AD | node_8103302_200877029 | node_8103302_200877030 | 316.362 | bal_1P_1/0AC | 8103302 | no | no |  |  | no |  |  | 0 | 0 | 0 | 0
oh_line_8103302_200877031 |  | ABCD | node_8103302_200877028 | node_8103302_200877031 | 264.756 | bal_3P_336AL | 8103302 | no | no |  |  | no |  |  | 0 | 0 | 0 | 0
oh_line_8103302_200877032 |  | ABCD | node_8103302_200877031 | node_8103302_200877032 | 241.514 | bal_3P_336AL | 8103302 | no | no |  |  | no |  |  | 0 | 0 | 0 | 0
oh_line_8103302_200877033 |  | ABCD | node_8103302_200877032 | node_8103302_200877033 | 208.3 | bal_3P_336AL | 8103302 | no | no |  |  | no |  |  | 0 | 0 | 0 | 0
oh_line_8103302_200877034 |  | ABCD | node_8103302_200877033 | node_8103302_200877034 | 298.51 | bal_3P_336AL | 8103302 | no | no |  |  | no |  |  | 0 | 0 | 0 | 0
oh_line_8103302_200877035 |  | AD | node_8103302_200877034 | node_8103302_200877035 | 274.4 | bal_1P_2AC | 8103302 | no | no |  |  | no |  |  | 0 | 0 | 0 | 0
oh_line_8103302_200877037 |  | ABCD | node_8103302_200877034 | node_8103302_200877037 | 304.767 | bal_3P_336AL | 8103302 | no | no |  |  | no |  |  | 0 | 0 | 0 | 0
oh_line_8103302_200877038 |  | ABCD | node_8103302_200877037 | node_8103302_200877038 | 205.954 | bal_3P_336AL | 8103302 | no | no |  |  | no |  |  | 0 | 0 | 0 | 0
oh_line_8103302_200877039 |  | ABCD | node_8103302_200877038 | node_8103302_200877039 | 189.807 | bal_3P_336AL | 8103302 | no | no |  |  | no |  |  | 0 | 0 | 0 | 0
oh_line_8103302_200877040 |  | AD | node_8103302_200877039 | node_8103302_200877040 | 208.094 | bal_1P_1/0AA | 8103302 | no | no |  |  | no |  |  | 0 | 0 | 0 | 0
oh_line_8103302_200877043 |  | ABCD | node_8103302_201026384 | node_8103302_200877043 | 172.925 | bal_3P_336AL | 8103302 | no | no |  |  | no |  |  | 0 | 0 | 0 | 0
oh_line_8103302_200877044 |  | ABCD | node_8103302_200877043 | node_8103302_200877044 | 172.654 | bal_3P_336AL | 8103302 | no | no |  |  | no |  |  | 0 | 0 | 0 | 0
oh_line_8103302_200877046 |  | ABCD | node_8103302_200877044 | node_8103302_200877046 | 209.204 | bal_3P_336AL | 8103302 | no | no |  |  | no |  |  | 0 | 0 | 0 | 0
oh_line_8103302_200877047 |  | ABCD | node_8103302_200877046 | node_8103302_200877047 | 183.882 | bal_3P_336AL | 8103302 | no | no |  |  | no |  |  | 0 | 0 | 0 | 0
oh_line_8103302_200877048 |  | AD | node_8103302_200877047 | node_8103302_200877048 | 200.723 | bal_1P_1/0AC | 8103302 | no | no |  |  | no |  |  | 0 | 0 | 0 | 0
oh_line_8103302_200877050 |  | ABCD | node_8103302_200877047 | node_8103302_200877050 | 217.01 | bal_3P_336AL | 8103302 | no | no |  |  | no |  |  | 0 | 0 | 0 | 0
oh_line_8103302_200877051 |  | ABCD | node_8103302_200877050 | node_8103302_200877051 | 212.516 | bal_3P_336AL | 8103302 | no | no |  |  | no |  |  | 0 | 0 | 0 | 0
oh_line_8103302_200877052 |  | ABCD | node_8103302_200877051 | node_8103302_200877052 | 209.653 | bal_3P_336AL | 8103302 | no | no |  |  | no |  |  | 0 | 0 | 0 | 0
oh_line_8103302_200877053 |  | ABCD | node_8103302_200877052 | node_8103302_200877053 | 294.892 | bal_3P_4/0AC | 8103302 | no | no |  |  | no |  |  | 0 | 0 | 0 | 0
oh_line_8103302_200877054 |  | ABCD | node_8103302_200877053 | node_8103302_200877054 | 300.181 | bal_3P_4/0AC | 8103302 | no | no |  |  | no |  |  | 0 | 0 | 0 | 0
oh_line_8103302_200877055 |  | ABCD | node_8103302_200877054 | node_8103302_200877055 | 291.328 | bal_3P_4/0AC | 8103302 | no | no |  |  | no |  |  | 0 | 0 | 0 | 0
oh_line_8103302_200877056 |  | ABCD | node_8103302_200877055 | node_intto1_8103302_200877056 | 177.478 | bal_3P_4/0AC | 8103302 | no | no |  |  | no |  |  | 0 | 0 | 0 | 0
oh_line_8103302_200877057 |  | AD | node_8103302_200877056 | node_8103302_200877057 | 265.749 | bal_1P_2AC | 8103302 | no | no |  |  | no |  |  | 0 | 0 | 0 | 0
oh_line_8103302_200877058 |  | ABCD | node_8103302_200877056 | node_8103302_200877058 | 256.051 | bal_3P_4/0AC | 8103302 | no | no |  |  | no |  |  | 0 | 0 | 0 | 0
oh_line_8103302_200877059 |  | ABCD | node_8103302_200877058 | node_8103302_200877059 | 218.685 | bal_3P_4/0AC | 8103302 | no | no |  |  | no |  |  | 0 | 0 | 0 | 0
oh_line_8103302_200877060 |  | ABCD | node_8103302_200877059 | node_8103302_200877060 | 216.781 | bal_3P_4/0AC | 8103302 | no | no |  |  | no |  |  | 0 | 0 | 0 | 0
oh_line_8103302_200877061 |  | ABCD | node_8103302_200877060 | node_8103302_200877061 | 277.919 | bal_3P_4/0AA | 8103302 | no | no |  |  | no |  |  | 0 | 0 | 0 | 0
oh_line_8103302_200877062 |  | ABCD | node_8103302_200877061 | node_8103302_200877062 | 312.134 | bal_3P_4/0AA | 8103302 | no | no |  |  | no |  |  | 0 | 0 | 0 | 0
oh_line_8103302_200877063 |  | ABCD | node_8103302_200877062 | node_8103302_200877063 | 324.488 | bal_3P_4/0AA | 8103302 | no | no |  |  | no |  |  | 0 | 0 | 0 | 0
oh_line_8103302_200877065 |  | ABCD | node_8103302_200959601 | node_8103302_200877065 | 167.92 | bal_3P_4/0AA | 8103302 | no | no |  |  | no |  |  | 0 | 0 | 0 | 0
oh_line_8103302_200877067 |  | ABCD | node_8103302_200877065 | node_8103302_200877067 | 150.746 | bal_3P_4/0AA | 8103302 | no | no |  |  | no |  |  | 0 | 0 | 0 | 0
oh_line_8103302_200877068 |  | ABCD | node_8103302_200877067 | node_8103302_200877068 | 319.304 | bal_3P_4/0AA | 8103302 | no | no |  |  | no |  |  | 0 | 0 | 0 | 0
oh_line_8103302_200877070 |  | ABCD | node_8103302_200877068 | node_8103302_200877070 | 279.353 | bal_3P_4/0AA | 8103302 | no | no |  |  | no |  |  | 0 | 0 | 0 | 0
oh_line_8103302_200877071 |  | ABCD | node_8103302_200877070 | node_8103302_200877071 | 278.045 | bal_3P_4/0AA | 8103302 | no | no |  |  | no |  |  | 0 | 0 | 0 | 0
oh_line_8103302_200877073 |  | ABCD | node_8103302_200877071 | node_8103302_200877073 | 198.518 | bal_3P_4/0AA | 8103302 | no | no |  |  | no |  |  | 0 | 0 | 0 | 0
oh_line_8103302_200877074 |  | ABCD | node_8103302_200877073 | node_8103302_200877074 | 252.028 | bal_3P_4/0AC | 8103302 | no | no |  |  | no |  |  | 0 | 0 | 0 | 0
oh_line_8103302_200877075 |  | ABCD | node_8103302_200877074 | node_8103302_200877075 | 257.2 | bal_3P_4/0AC | 8103302 | no | no |  |  | no |  |  | 0 | 0 | 0 | 0
oh_line_8103302_200877076 |  | ABCD | node_8103302_200877075 | node_8103302_200877076 | 256.074 | bal_3P_4/0AC | 8103302 | no | no |  |  | no |  |  | 0 | 0 | 0 | 0
oh_line_8103302_200877078 |  | ABCD | node_8103302_200877076 | node_8103302_200877078 | 269.261 | bal_3P_4/0AC | 8103302 | no | no |  |  | no |  |  | 0 | 0 | 0 | 0
oh_line_8103302_200877080 |  | ABCD | node_8103302_200877078 | node_8103302_200877080 | 346.424 | bal_3P_4/0AC | 8103302 | no | no |  |  | no |  |  | 0 | 0 | 0 | 0
oh_line_8103302_200877081 |  | ABCD | node_8103302_200877080 | node_8103302_200877081 | 191.307 | bal_3P_4/0AC | 8103302 | no | no |  |  | no |  |  | 0 | 0 | 0 | 0
oh_line_8103302_200877082 |  | ABCD | node_8103302_200877081 | node_8103302_200877082 | 189.272 | bal_3P_4/0AC | 8103302 | no | no |  |  | no |  |  | 0 | 0 | 0 | 0
oh_line_8103302_200877083 |  | ABCD | node_8103302_200877082 | node_8103302_200877083 | 310.967 | bal_3P_4/0AC | 8103302 | no | no |  |  | no |  |  | 0 | 0 | 0 | 0
oh_line_8103302_200877084 |  | ABCD | node_8103302_200877083 | node_8103302_200877084 | 292.504 | bal_3P_4/0AC | 8103302 | no | no |  |  | no |  |  | 0 | 0 | 0 | 0
oh_line_8103302_200877085 |  | ABCD | node_8103302_200877084 | node_8103302_200877085 | 295.316 | bal_3P_4/0AC | 8103302 | no | no |  |  | no |  |  | 0 | 0 | 0 | 0
oh_line_8103302_200877086 |  | ABCD | node_8103302_200877085 | node_8103302_200877086 | 296.363 | bal_3P_4/0AC | 8103302 | no | no |  |  | no |  |  | 0 | 0 | 0 | 0
oh_line_8103302_200877087 |  | ABCD | node_8103302_200877086 | node_8103302_200877087 | 128.976 | bal_3P_4/0AA | 8103302 | no | no |  |  | no |  |  | 0 | 0 | 0 | 0
oh_line_8103302_200877088 |  | ABCD | node_8103302_200877087 | node_8103302_200877088 | 335.817 | bal_3P_4/0AA | 8103302 | no | no |  |  | no |  |  | 0 | 0 | 0 | 0
oh_line_8103302_200877089 |  | ABCD | node_8103302_200877088 | node_8103302_200877089 | 154.983 | bal_3P_4/0AA | 8103302 | no | no |  |  | no |  |  | 0 | 0 | 0 | 0
oh_line_8103302_200877090 |  | ABCD | node_8103302_200877089 | node_8103302_200877090 | 247.856 | bal_3P_4/0AA | 8103302 | no | no |  |  | no |  |  | 0 | 0 | 0 | 0
oh_line_8103302_200877091 |  | AD | node_8103302_200877090 | node_8103302_200877091 | 217.803 | bal_1P_1/0AC | 8103302 | no | no |  |  | no |  |  | 0 | 0 | 0 | 0
oh_line_8103302_200877092 |  | ABCD | node_8103302_200877090 | node_8103302_200877092 | 261.742 | bal_3P_4/0AA | 8103302 | no | no |  |  | no |  |  | 0 | 0 | 0 | 0
oh_line_8103302_200877093 |  | ABCD | node_8103302_200877092 | node_8103302_200877093 | 328.991 | bal_3P_4/0AA | 8103302 | no | no |  |  | no |  |  | 0 | 0 | 0 | 0
oh_line_8103302_200877094 |  | ABCD | node_8103302_200877093 | node_8103302_200877094 | 133.812 | bal_3P_4/0AA | 8103302 | no | no |  |  | no |  |  | 0 | 0 | 0 | 0
oh_line_8103302_200877095 |  | ABCD | node_8103302_200877094 | node_8103302_200877095 | 163.91 | bal_3P_4/0AA | 8103302 | no | no |  |  | no |  |  | 0 | 0 | 0 | 0
oh_line_8103302_200877096 |  | ABCD | node_8103302_200877095 | node_8103302_200877096 | 300.505 | bal_3P_4/0AA | 8103302 | no | no |  |  | no |  |  | 0 | 0 | 0 | 0
oh_line_8103302_200877098 |  | ABCD | node_8103302_200877096 | node_8103302_200877098 | 344.399 | bal_3P_4/0AA | 8103302 | no | no |  |  | no |  |  | 0 | 0 | 0 | 0
oh_line_8103302_200877099 |  | AD | node_8103302_200877098 | node_8103302_200877099 | 191.671 | bal_1P_2AC | 8103302 | no | no |  |  | no |  |  | 0 | 0 | 0 | 0
oh_line_8103302_200877100 |  | ABCD | node_8103302_200877098 | node_8103302_200877100 | 355.58 | bal_3P_4/0AA | 8103302 | no | no |  |  | no |  |  | 0 | 0 | 0 | 0
oh_line_8103302_200877102 |  | ABCD | node_8103302_200877100 | node_8103302_200877102 | 209.07 | bal_3P_4/0AA | 8103302 | no | no |  |  | no |  |  | 0 | 0 | 0 | 0
oh_line_8103302_200877103 |  | ABCD | node_8103302_200877102 | node_8103302_200877103 | 271.982 | bal_3P_4/0AC | 8103302 | no | no |  |  | no |  |  | 0 | 0 | 0 | 0
oh_line_8103302_200877104 |  | ABCD | node_8103302_200877103 | node_8103302_200877104 | 268.972 | bal_3P_4/0AC | 8103302 | no | no |  |  | no |  |  | 0 | 0 | 0 | 0
oh_line_8103302_200877105 |  | ABCD | node_8103302_200877104 | node_8103302_200877105 | 252.044 | bal_3P_4/0AC | 8103302 | no | no |  |  | no |  |  | 0 | 0 | 0 | 0
oh_line_8103302_200877106 |  | AD | node_8103302_200877105 | node_8103302_200877106 | 182.643 | bal_1P_2AC | 8103302 | no | no |  |  | no |  |  | 0 | 0 | 0 | 0
oh_line_8103302_200877107 |  | ABCD | node_8103302_200877105 | node_8103302_200877107 | 242.563 | bal_3P_4/0AC | 8103302 | no | no |  |  | no |  |  | 0 | 0 | 0 | 0
oh_line_8103302_200877108 |  | ABCD | node_8103302_200877107 | node_8103302_200877108 | 311.726 | bal_3P_4/0AC | 8103302 | no | no |  |  | no |  |  | 0 | 0 | 0 | 0
oh_line_8103302_200877109 |  | ABCD | node_8103302_200877108 | node_8103302_200877109 | 321.372 | bal_3P_4/0AC | 8103302 | no | no |  |  | no |  |  | 0 | 0 | 0 | 0
oh_line_8103302_200877110 |  | ABCD | node_8103302_200877109 | node_8103302_200877110 | 313.546 | bal_3P_4/0AC | 8103302 | no | no |  |  | no |  |  | 0 | 0 | 0 | 0
oh_line_8103302_200877111 |  | ABCD | node_8103302_200877110 | node_8103302_200877111 | 256.362 | bal_3P_4/0AC | 8103302 | no | no |  |  | no |  |  | 0 | 0 | 0 | 0
oh_line_8103302_200877112 |  | ABCD | node_8103302_200877111 | node_8103302_200877112 | 255.169 | bal_3P_4/0AC | 8103302 | no | no |  |  | no |  |  | 0 | 0 | 0 | 0
oh_line_8103302_200877113 |  | ABCD | node_8103302_200877112 | node_8103302_200877113 | 334.761 | bal_3P_4/0AC | 8103302 | no | no |  |  | no |  |  | 0 | 0 | 0 | 0
oh_line_8103302_200877114 |  | AD | node_8103302_200877113 | node_intto1_8103302_200877114 | 276.809 | bal_1P_2AC | 8103302 | no | no |  |  | no |  |  | 0 | 0 | 0 | 0
oh_line_8103302_200877115 |  | ABCD | node_8103302_200877113 | node_8103302_200877115 | 190.701 | bal_3P_4/0AC | 8103302 | no | no |  |  | no |  |  | 0 | 0 | 0 | 0
oh_line_8103302_200877117 |  | ABCD | node_8103302_200877115 | node_8103302_200877117 | 298.158 | bal_3P_4/0AC | 8103302 | no | no |  |  | no |  |  | 0 | 0 | 0 | 0
oh_line_8103302_200877118-1 |  | ABCD | node_1453649_823_15386410_576 | node_8103302_200877118 | 16.22 | bal_3P_4/0AC | 8103302 | no | no |  |  | no |  |  | 0 | 0 | 0 | 0
oh_line_8103302_200877118-2 |  | ABCD | node_8103302_200877117 | node_1453649_823_15386410_576 | 325.275 | bal_3P_4/0AC | 8103302 | no | no |  |  | no |  |  | 0 | 0 | 0 | 0
oh_line_8103302_200877119 |  | ABCD | node_8103302_200877118 | node_8103302_200877119 | 319.583 | bal_3P_4/0AC | 8103302 | no | no |  |  | no |  |  | 0 | 0 | 0 | 0
oh_line_8103302_200877121 |  | AD | node_8103302_200877119 | node_8103302_200877121 | 244.708 | bal_1P_4/0AC | 8103302 | no | no |  |  | no |  |  | 0 | 0 | 0 | 0
oh_line_8103302_200877122 |  | AD | node_8103302_200877121 | node_8103302_200877122 | 246.477 | bal_1P_4/0AC | 8103302 | no | no |  |  | no |  |  | 0 | 0 | 0 | 0
oh_line_8103302_200877123 |  | AD | node_8103302_200877122 | node_intto1_8103302_200877123 | 345.905 | bal_1P_4/0AC | 8103302 | no | no |  |  | no |  |  | 0 | 0 | 0 | 0
oh_line_8103302_200877125 |  | AD | node_8103302_200877123 | node_8103302_200877125 | 323.053 | bal_1P_4/0AC | 8103302 | no | no |  |  | no |  |  | 0 | 0 | 0 | 0
oh_line_8103302_200877126 |  | AD | node_8103302_200877125 | node_8103302_200877126 | 328.631 | bal_1P_4/0AC | 8103302 | no | no |  |  | no |  |  | 0 | 0 | 0 | 0
oh_line_8103302_200877127 |  | AD | node_8103302_200877126 | node_8103302_200877127 | 252.517 | bal_1P_4/0AC | 8103302 | no | no |  |  | no |  |  | 0 | 0 | 0 | 0
oh_line_8103302_200877128 |  | AD | node_8103302_200877127 | node_8103302_200877128 | 272.31 | bal_1P_4/0AC | 8103302 | no | no |  |  | no |  |  | 0 | 0 | 0 | 0
oh_line_8103302_200877129 |  | AD | node_8103302_200877128 | node_8103302_200877129 | 277.046 | bal_1P_4/0AC | 8103302 | no | no |  |  | no |  |  | 0 | 0 | 0 | 0
oh_line_8103302_200877130 |  | AD | node_8103302_200877129 | node_8103302_200877130 | 215.158 | bal_1P_4/0AC | 8103302 | no | no |  |  | no |  |  | 0 | 0 | 0 | 0
oh_line_8103302_200877131 |  | AD | node_8103302_200877130 | node_8103302_200877131 | 184.581 | bal_1P_4/0AC | 8103302 | no | no |  |  | no |  |  | 0 | 0 | 0 | 0
oh_line_8103302_200877132 |  | AD | node_8103302_200877131 | node_8103302_200877132 | 199.721 | bal_1P_4/0AC | 8103302 | no | no |  |  | no |  |  | 0 | 0 | 0 | 0
oh_line_8103302_200877133 |  | AD | node_8103302_200877132 | node_8103302_200877133 | 179.514 | bal_1P_4/0AC | 8103302 | no | no |  |  | no |  |  | 0 | 0 | 0 | 0
oh_line_8103302_200877135 |  | AD | node_8103302_200877133 | node_8103302_200877135 | 166.325 | bal_1P_4/0AC | 8103302 | no | no |  |  | no |  |  | 0 | 0 | 0 | 0
oh_line_8103302_200877140 |  | AD | node_8103302_200959600 | node_8103302_200877140 | 252.544 | bal_1P_4/0AC | 8103302 | no | no |  |  | no |  |  | 0 | 0 | 0 | 0
oh_line_8103302_200877142 |  | AD | node_8103302_200877140 | node_8103302_200877142 | 65.68 | bal_1P_4/0AC | 8103302 | no | no |  |  | no |  |  | 0 | 0 | 0 | 0
oh_line_8103302_200877152 |  | AD | node_8103302_200959596 | node_8103302_200877152 | 287.874 | bal_1P_4/0AC | 8103302 | no | no |  |  | no |  |  | 0 | 0 | 0 | 0
oh_line_8103302_200877153 |  | AD | node_8103302_200877152 | node_8103302_200877153 | 217.226 | bal_1P_2AC | 8103302 | no | no |  |  | no |  |  | 0 | 0 | 0 | 0
oh_line_8103302_200877154 |  | AD | node_8103302_200877153 | node_8103302_200877154 | 235.473 | bal_1P_2AC | 8103302 | no | no |  |  | no |  |  | 0 | 0 | 0 | 0
oh_line_8103302_200877155 |  | AD | node_8103302_200877154 | node_8103302_200877155 | 250.286 | bal_1P_2AC | 8103302 | no | no |  |  | no |  |  | 0 | 0 | 0 | 0
oh_line_8103302_200877156 |  | AD | node_8103302_200877155 | node_8103302_200877156 | 225.103 | bal_1P_2AC | 8103302 | no | no |  |  | no |  |  | 0 | 0 | 0 | 0
oh_line_8103302_200877183 |  | AD | node_8103302_200875605 | node_intto1_8103302_200877183 | 222.125 | bal_1P_2AC | 8103302 | no | no |  |  | no |  |  | 0 | 0 | 0 | 0
oh_line_8103302_200877184 |  | AD | node_8103302_200877204 | node_8103302_200877184 | 266.563 | bal_1P_1/0AA | 8103302 | no | no |  |  | no |  |  | 0 | 0 | 0 | 0
oh_line_8103302_200877185 |  | AD | node_8103302_200877184 | node_8103302_200877185 | 265.309 | bal_1P_1/0AA | 8103302 | no | no |  |  | no |  |  | 0 | 0 | 0 | 0
oh_line_8103302_200877187 |  | AD | node_8103302_200877185 | node_8103302_200877187 | 247.156 | bal_1P_1/0AA | 8103302 | no | no |  |  | no |  |  | 0 | 0 | 0 | 0
oh_line_8103302_200877189 |  | AD | node_8103302_200877187 | node_8103302_200877189 | 310.515 | bal_1P_1/0AA | 8103302 | no | no |  |  | no |  |  | 0 | 0 | 0 | 0
oh_line_8103302_200877190 |  | AD | node_8103302_200877189 | node_intto1_8103302_200877190 | 301.636 | bal_1P_1/0AA | 8103302 | no | no |  |  | no |  |  | 0 | 0 | 0 | 0
oh_line_8103302_200877191 |  | AD | node_8103302_200877190 | node_8103302_200877191 | 329.504 | bal_1P_1/0AA | 8103302 | no | no |  |  | no |  |  | 0 | 0 | 0 | 0
oh_line_8103302_200877192 |  | AD | node_8103302_200877191 | node_8103302_200877192 | 326.545 | bal_1P_1/0AA | 8103302 | no | no |  |  | no |  |  | 0 | 0 | 0 | 0
oh_line_8103302_200877193 |  | AD | node_8103302_200877183 | node_8103302_200877193 | 459.707 | bal_1P_2AC | 8103302 | no | no |  |  | no |  |  | 0 | 0 | 0 | 0
oh_line_8103302_200877194 |  | AD | node_8103302_200877193 | node_8103302_200877194 | 449.161 | bal_1P_2AC | 8103302 | no | no |  |  | no |  |  | 0 | 0 | 0 | 0
oh_line_8103302_200877195 |  | AD | node_8103302_200877194 | node_8103302_200877195 | 431.68 | bal_1P_2AC | 8103302 | no | no |  |  | no |  |  | 0 | 0 | 0 | 0
oh_line_8103302_200877196 |  | AD | node_8103302_200877195 | node_8103302_200877196 | 295.373 | bal_1P_1/0AA | 8103302 | no | no |  |  | no |  |  | 0 | 0 | 0 | 0
oh_line_8103302_200877197 |  | AD | node_8103302_200877195 | node_8103302_200877197 | 360.565 | bal_1P_2AC | 8103302 | no | no |  |  | no |  |  | 0 | 0 | 0 | 0
oh_line_8103302_200877200 |  | AD | node_8103302_200877197 | node_8103302_200877200 | 367.944 | bal_1P_1/0AC | 8103302 | no | no |  |  | no |  |  | 0 | 0 | 0 | 0
oh_line_8103302_200877202 |  | AD | node_8103302_200877200 | node_8103302_200877202 | 289.852 | bal_1P_1/0AC | 8103302 | no | no |  |  | no |  |  | 0 | 0 | 0 | 0
oh_line_8103302_200877203 |  | AD | node_8103302_200877202 | node_8103302_200877203 | 273.674 | bal_1P_1/0AA | 8103302 | no | no |  |  | no |  |  | 0 | 0 | 0 | 0
oh_line_8103302_200877204 |  | AD | node_8103302_200877203 | node_8103302_200877204 | 321.381 | bal_1P_1/0AA | 8103302 | no | no |  |  | no |  |  | 0 | 0 | 0 | 0
oh_line_8103302_200877241 |  | ABCD | node_8103302_200877112 | node_8103302_200877241 | 146.088 | bal_3P_2AC | 8103302 | no | no |  |  | no |  |  | 0 | 0 | 0 | 0
oh_line_8103302_200877242 |  | ABCD | node_8103302_200877241 | node_intto1_8103302_200877242 | 416.136 | bal_3P_2AC | 8103302 | no | no |  |  | no |  |  | 0 | 0 | 0 | 0
oh_line_8103302_200877243 |  | ABCD | node_8103302_200877242 | node_8103302_200877243 | 420.381 | bal_3P_2AC | 8103302 | no | no |  |  | no |  |  | 0 | 0 | 0 | 0
oh_line_8103302_200877244 |  | ABCD | node_8103302_200877243 | node_8103302_200877244 | 365.959 | bal_3P_2AC | 8103302 | no | no |  |  | no |  |  | 0 | 0 | 0 | 0
oh_line_8103302_200877245 |  | ABCD | node_8103302_200877244 | node_8103302_200877245 | 377.463 | bal_3P_2AC | 8103302 | no | no |  |  | no |  |  | 0 | 0 | 0 | 0
oh_line_8103302_200877246 |  | ABCD | node_8103302_200877245 | node_8103302_200877246 | 291.383 | bal_3P_2AC | 8103302 | no | no |  |  | no |  |  | 0 | 0 | 0 | 0
oh_line_8103302_200877248 |  | ABCD | node_8103302_200877246 | node_8103302_200877248 | 33.877 | bal_3P_1/0AA | 8103302 | no | no |  |  | no |  |  | 0 | 0 | 0 | 0
oh_line_8103302_200877249 |  | ABCD | node_8103302_200877248 | node_8103302_200877249 | 205.647 | bal_3P_1/0AA | 8103302 | no | no |  |  | no |  |  | 0 | 0 | 0 | 0
oh_line_8103302_200877250 |  | ABCD | node_8103302_200877249 | node_8103302_200877250 | 251.863 | bal_3P_1/0AA | 8103302 | no | no |  |  | no |  |  | 0 | 0 | 0 | 0
oh_line_8103302_200877434 |  | AD | node_8103302_200877437 | node_8103302_200877434 | 265.315 | bal_1P_1/0AA | 8103302 | no | no |  |  | no |  |  | 0 | 0 | 0 | 0
oh_line_8103302_200877435 |  | AD | node_8103302_200877434 | node_8103302_200877435 | 219.515 | bal_1P_1/0AA | 8103302 | no | no |  |  | no |  |  | 0 | 0 | 0 | 0
oh_line_8103302_200877436 |  | AD | node_8103302_200876909 | node_intto1_8103302_200877436 | 299.144 | bal_1P_1/0AA | 8103302 | no | no |  |  | no |  |  | 0 | 0 | 0 | 0
oh_line_8103302_200877437 |  | AD | node_8103302_200877448 | node_8103302_200877437 | 215.53 | bal_1P_1/0AA | 8103302 | no | no |  |  | no |  |  | 0 | 0 | 0 | 0
oh_line_8103302_200877438 |  | AD | node_8103302_200877437 | node_8103302_200877438 | 113.874 | bal_1P_1/0AA | 8103302 | no | no |  |  | no |  |  | 0 | 0 | 0 | 0
oh_line_8103302_200877439 |  | AD | node_8103302_200877436 | node_8103302_200877439 | 275.733 | bal_1P_1/0AA | 8103302 | no | no |  |  | no |  |  | 0 | 0 | 0 | 0
oh_line_8103302_200877440 |  | AD | node_8103302_200877439 | node_8103302_200877440 | 264.664 | bal_1P_1/0AA | 8103302 | no | no |  |  | no |  |  | 0 | 0 | 0 | 0
oh_line_8103302_200877441 |  | AD | node_8103302_200877440 | node_8103302_200877441 | 152.431 | bal_1P_1/0AA | 8103302 | no | no |  |  | no |  |  | 0 | 0 | 0 | 0
oh_line_8103302_200877442 |  | AD | node_8103302_200877441 | node_8103302_200877442 | 281.356 | bal_1P_1/0AA | 8103302 | no | no |  |  | no |  |  | 0 | 0 | 0 | 0
oh_line_8103302_200877443 |  | AD | node_8103302_200877441 | node_8103302_200877443 | 223.425 | bal_1P_1/0AA | 8103302 | no | no |  |  | no |  |  | 0 | 0 | 0 | 0
oh_line_8103302_200877444 |  | AD | node_8103302_200877443 | node_8103302_200877444 | 213.578 | bal_1P_1/0AA | 8103302 | no | no |  |  | no |  |  | 0 | 0 | 0 | 0
oh_line_8103302_200877445 |  | AD | node_8103302_200877444 | node_8103302_200877445 | 183.316 | bal_1P_1/0AA | 8103302 | no | no |  |  | no |  |  | 0 | 0 | 0 | 0
oh_line_8103302_200877446 |  | AD | node_8103302_200877445 | node_8103302_200877446 | 141.216 | bal_1P_1/0AA | 8103302 | no | no |  |  | no |  |  | 0 | 0 | 0 | 0
oh_line_8103302_200877447 |  | AD | node_8103302_200877446 | node_8103302_200877447 | 321.303 | bal_1P_1/0AA | 8103302 | no | no |  |  | no |  |  | 0 | 0 | 0 | 0
oh_line_8103302_200877448 |  | AD | node_8103302_200877447 | node_8103302_200877448 | 257.724 | bal_1P_1/0AA | 8103302 | no | no |  |  | no |  |  | 0 | 0 | 0 | 0
oh_line_8103302_200877449 |  | AD | node_8103302_200876773 | node_8103302_200877449 | 60.804 | bal_1P_2AC | 8103302 | no | no |  |  | no |  |  | 0 | 0 | 0 | 0
oh_line_8103302_200877450 |  | AN | node_8103302_200877463 | node_8103302_200877450 | 233.525 | bal_1P_1/0AA_1/0AA(N) | 8103302 | no | no |  |  | no |  |  | 0 | 0 | 0 | 0
oh_line_8103302_200877451 |  | AD | node_8103302_200877450 | node_8103302_200877451 | 235.592 | bal_1P_1/0AA | 8103302 | no | no |  |  | no |  |  | 0 | 0 | 0 | 0
oh_line_8103302_200877452 |  | AD | node_8103302_200877453 | node_8103302_200877452 | 166.003 | bal_1P_1/0AA | 8103302 | no | no |  |  | no |  |  | 0 | 0 | 0 | 0
oh_line_8103302_200877453 |  | AD | node_8103302_200877451 | node_8103302_200877453 | 259.068 | bal_1P_1/0AA | 8103302 | no | no |  |  | no |  |  | 0 | 0 | 0 | 0
oh_line_8103302_200877454 |  | AD | node_8103302_200877449 | node_8103302_200877454 | 187.916 | bal_1P_2AC | 8103302 | no | no |  |  | no |  |  | 0 | 0 | 0 | 0
oh_line_8103302_200877455 |  | AD | node_8103302_200877454 | node_8103302_200877455 | 349.675 | bal_1P_2AC | 8103302 | no | no |  |  | no |  |  | 0 | 0 | 0 | 0
oh_line_8103302_200877456 |  | AD | node_8103302_200877455 | node_8103302_200877456 | 66.678 | bal_1P_1/0AA | 8103302 | no | no |  |  | no |  |  | 0 | 0 | 0 | 0
oh_line_8103302_200877457 |  | AD | node_8103302_200877456 | node_8103302_200877457 | 296.265 | bal_1P_1/0AA | 8103302 | no | no |  |  | no |  |  | 0 | 0 | 0 | 0
oh_line_8103302_200877458 |  | AD | node_8103302_200877456 | node_8103302_200877458 | 330.98 | bal_1P_1/0AA | 8103302 | no | no |  |  | no |  |  | 0 | 0 | 0 | 0
oh_line_8103302_200877459 |  | AD | node_8103302_200877458 | node_8103302_200877459 | 284.144 | bal_1P_1/0AA | 8103302 | no | no |  |  | no |  |  | 0 | 0 | 0 | 0
oh_line_8103302_200877460 |  | AD | node_8103302_200877459 | node_8103302_200877460 | 202.219 | bal_1P_1/0AA | 8103302 | no | no |  |  | no |  |  | 0 | 0 | 0 | 0
oh_line_8103302_200877461 |  | AD | node_8103302_200877460 | node_8103302_200877461 | 314.493 | bal_1P_1/0AA | 8103302 | no | no |  |  | no |  |  | 0 | 0 | 0 | 0
oh_line_8103302_200877462 |  | AD | node_8103302_200877460 | node_8103302_200877462 | 226.049 | bal_1P_1/0AA | 8103302 | no | no |  |  | no |  |  | 0 | 0 | 0 | 0
oh_line_8103302_200877463 |  | AD | node_8103302_200877462 | node_8103302_200877463 | 244.701 | bal_1P_1/0AA | 8103302 | no | no |  |  | no |  |  | 0 | 0 | 0 | 0
oh_line_8103302_200878219 |  | ABCD | node_8103302_200878220 | node_8103302_200878219 | 191.036 | bal_3P_336AL | 8103302 | no | no |  |  | no |  |  | 0 | 0 | 0 | 0
oh_line_8103302_200878220 |  | ABCD | node_8103302_200878221 | node_8103302_200878220 | 282.622 | bal_3P_336AL | 8103302 | no | no |  |  | no |  |  | 0 | 0 | 0 | 0
oh_line_8103302_200878221 |  | ABCD | node_8103302_200878222 | node_8103302_200878221 | 324.741 | bal_3P_336AL | 8103302 | no | no |  |  | no |  |  | 0 | 0 | 0 | 0
oh_line_8103302_200878222 |  | ABCD | node_8103302_200878223 | node_8103302_200878222 | 172.474 | bal_3P_336AL | 8103302 | no | no |  |  | no |  |  | 0 | 0 | 0 | 0
oh_line_8103302_200878223 |  | ABCD | node_8103302_200878226 | node_8103302_200878223 | 104.768 | bal_3P_336AL | 8103302 | no | no |  |  | no |  |  | 0 | 0 | 0 | 0
oh_line_8103302_200878224-1 |  | ABCD | node_220417448 | node_8103302_200878224 | 205.56 | bal_3P_4/0AC | 8103302 | no | no |  |  | no |  |  | 0 | 0 | 0 | 0
oh_line_8103302_200878224-2 |  | ABCD | node_220386036 | node_intto1_220417448 | 7.784 | bal_3P_4/0AC | 8103302 | no | no |  |  | no |  |  | 0 | 0 | 0 | 0
oh_line_8103302_200878224-3 |  | ABCD | node_8103302_200878225 | node_intto1_220386036 | 9.313 | bal_3P_4/0AC | 8103302 | no | no |  |  | no |  |  | 0 | 0 | 0 | 0
oh_line_8103302_200878225 |  | ABCD | node_8103302_200961774 | node_8103302_200878225 | 127.926 | bal_3P_4/0AC | 8103302 | no | no |  |  | no |  |  | 0 | 0 | 0 | 0
oh_line_8103302_200878226 |  | ABCD | node_8103302_200878224 | node_8103302_200878226 | 186.852 | bal_3P_336AL | 8103302 | no | no |  |  | no |  |  | 0 | 0 | 0 | 0
oh_line_8103302_200878227 |  | ABCD | node_8103302_200878219 | node_8103302_200878227 | 86.005 | bal_3P_336AL | 8103302 | no | no |  |  | no |  |  | 0 | 0 | 0 | 0
oh_line_8103302_200878228 |  | AD | node_8103302_200878227 | node_8103302_200878228 | 378.804 | bal_1P_2AC | 8103302 | no | no |  |  | no |  |  | 0 | 0 | 0 | 0
oh_line_8103302_200878229 |  | AD | node_8103302_200878228 | node_8103302_200878229 | 362.533 | bal_1P_2AC | 8103302 | no | no |  |  | no |  |  | 0 | 0 | 0 | 0
oh_line_8103302_200878230 |  | AD | node_8103302_200878229 | node_8103302_200878230 | 235.556 | bal_1P_2AC | 8103302 | no | no |  |  | no |  |  | 0 | 0 | 0 | 0
oh_line_8103302_200878231 |  | ABCD | node_8103302_200878227 | node_8103302_200878231 | 335.476 | bal_3P_336AL | 8103302 | no | no |  |  | no |  |  | 0 | 0 | 0 | 0
oh_line_8103302_200879887 |  | AD | node_8103302_200879909 | node_8103302_200879887 | 202.752 | bal_1P_1/0AC | 8103302 | no | no |  |  | no |  |  | 0 | 0 | 0 | 0
oh_line_8103302_200879888 |  | AD | node_8103302_200877156 | node_8103302_200879888 | 236.509 | bal_1P_2AC | 8103302 | no | no |  |  | no |  |  | 0 | 0 | 0 | 0
oh_line_8103302_200879889 |  | AD | node_8103302_200879888 | node_8103302_200879889 | 165.351 | bal_1P_2AC | 8103302 | no | no |  |  | no |  |  | 0 | 0 | 0 | 0
oh_line_8103302_200879891 |  | AD | node_8103302_200879888 | node_8103302_200879891 | 299.04 | bal_1P_2AC | 8103302 | no | no |  |  | no |  |  | 0 | 0 | 0 | 0
oh_line_8103302_200879893 |  | AD | node_8103302_200879891 | node_8103302_200879893 | 355.536 | bal_1P_2AC | 8103302 | no | no |  |  | no |  |  | 0 | 0 | 0 | 0
oh_line_8103302_200879894 |  | AD | node_8103302_200879893 | node_8103302_200879894 | 204.913 | bal_1P_2AC | 8103302 | no | no |  |  | no |  |  | 0 | 0 | 0 | 0
oh_line_8103302_200879895 |  | AD | node_8103302_200879894 | node_8103302_200879895 | 216.079 | bal_1P_2AC | 8103302 | no | no |  |  | no |  |  | 0 | 0 | 0 | 0
oh_line_8103302_200879896 |  | AD | node_8103302_200879895 | node_8103302_200879896 | 374.605 | bal_1P_4CU | 8103302 | no | no |  |  | no |  |  | 0 | 0 | 0 | 0
oh_line_8103302_200879897 |  | AD | node_8103302_200879896 | node_8103302_200879897 | 333.275 | bal_1P_4CU | 8103302 | no | no |  |  | no |  |  | 0 | 0 | 0 | 0
oh_line_8103302_200879899 |  | AD | node_8103302_200879897 | node_8103302_200879899 | 336.88 | bal_1P_2AC | 8103302 | no | no |  |  | no |  |  | 0 | 0 | 0 | 0
oh_line_8103302_200879900 |  | AD | node_8103302_200879899 | node_8103302_200879900 | 325.204 | bal_1P_2AC | 8103302 | no | no |  |  | no |  |  | 0 | 0 | 0 | 0
oh_line_8103302_200879903 |  | AD | node_8103302_200879900 | node_8103302_200879903 | 368.01 | bal_1P_2AC | 8103302 | no | no |  |  | no |  |  | 0 | 0 | 0 | 0
oh_line_8103302_200879904 |  | AD | node_8103302_200879903 | node_8103302_200879904 | 328.687 | bal_1P_2AC | 8103302 | no | no |  |  | no |  |  | 0 | 0 | 0 | 0
oh_line_8103302_200879906 |  | AD | node_8103302_200879904 | node_8103302_200879906 | 511.178 | bal_1P_2AC | 8103302 | no | no |  |  | no |  |  | 0 | 0 | 0 | 0
oh_line_8103302_200879907 |  | AD | node_8103302_200879906 | node_8103302_200879907 | 244.872 | bal_1P_2AC | 8103302 | no | no |  |  | no |  |  | 0 | 0 | 0 | 0
oh_line_8103302_200879908 |  | AD | node_8103302_200879907 | node_8103302_200879908 | 144.173 | bal_1P_2AC | 8103302 | no | no |  |  | no |  |  | 0 | 0 | 0 | 0
oh_line_8103302_200879909 |  | AD | node_8103302_200879908 | node_intto1_8103302_200879909 | 211.427 | bal_1P_2AC | 8103302 | no | no |  |  | no |  |  | 0 | 0 | 0 | 0
oh_line_8103302_200879910 |  | AD | node_8103302_200879909 | node_8103302_200879910 | 455.265 | bal_1P_2AC | 8103302 | no | no |  |  | no |  |  | 0 | 0 | 0 | 0
oh_line_8103302_200879911 |  | AD | node_8103302_200879910 | node_8103302_200879911 | 142.974 | bal_1P_1/0AC | 8103302 | no | no |  |  | no |  |  | 0 | 0 | 0 | 0
oh_line_8103302_200879912 |  | AD | node_8103302_200879911 | node_8103302_200879912 | 344.346 | bal_1P_1/0AC | 8103302 | no | no |  |  | no |  |  | 0 | 0 | 0 | 0
oh_line_8103302_200879913 |  | AD | node_8103302_200879910 | node_8103302_200879913 | 193.775 | bal_1P_6ACW | 8103302 | no | no |  |  | no |  |  | 0 | 0 | 0 | 0
oh_line_8103302_200879914 |  | AD | node_8103302_200879913 | node_8103302_200879914 | 283.48 | bal_1P_6ACW | 8103302 | no | no |  |  | no |  |  | 0 | 0 | 0 | 0
oh_line_8103302_200879915 |  | AD | node_8103302_200879914 | node_8103302_200879915 | 201.437 | bal_1P_2AC | 8103302 | no | no |  |  | no |  |  | 0 | 0 | 0 | 0
oh_line_8103302_200879916 |  | AD | node_8103302_200879915 | node_8103302_200879916 | 169.056 | bal_1P_2AC | 8103302 | no | no |  |  | no |  |  | 0 | 0 | 0 | 0
oh_line_8103302_200879918 |  | AD | node_8103302_200879916 | node_8103302_200879918 | 250.185 | bal_1P_2AC | 8103302 | no | no |  |  | no |  |  | 0 | 0 | 0 | 0
oh_line_8103302_200879919 |  | AD | node_8103302_200879907 | node_intto1_8103302_200879919 | 315.012 | bal_1P_1/0AC | 8103302 | no | no |  |  | no |  |  | 0 | 0 | 0 | 0
oh_line_8103302_200879920 |  | AD | node_8103302_200879933 | node_8103302_200879920 | 262.045 | bal_1P_1/0AA | 8103302 | no | no |  |  | no |  |  | 0 | 0 | 0 | 0
oh_line_8103302_200879921 |  | AD | node_8103302_200879920 | node_8103302_200879921 | 153.567 | bal_1P_1/0AA | 8103302 | no | no |  |  | no |  |  | 0 | 0 | 0 | 0
oh_line_8103302_200879922 |  | AD | node_8103302_200879920 | node_8103302_200879922 | 280.228 | bal_1P_1/0AA | 8103302 | no | no |  |  | no |  |  | 0 | 0 | 0 | 0
oh_line_8103302_200879923 |  | AD | node_8103302_200879922 | node_8103302_200879923 | 325.612 | bal_1P_1/0AA | 8103302 | no | no |  |  | no |  |  | 0 | 0 | 0 | 0
oh_line_8103302_200879924 |  | AD | node_8103302_200879923 | node_8103302_200879924 | 247.696 | bal_1P_1/0AA | 8103302 | no | no |  |  | no |  |  | 0 | 0 | 0 | 0
oh_line_8103302_200879925 |  | AD | node_8103302_200879919 | node_8103302_200879925 | 219.92 | bal_1P_1/0AC | 8103302 | no | no |  |  | no |  |  | 0 | 0 | 0 | 0
oh_line_8103302_200879926 |  | AD | node_8103302_200879925 | node_8103302_200879926 | 242.279 | bal_1P_1/0AC | 8103302 | no | no |  |  | no |  |  | 0 | 0 | 0 | 0
oh_line_8103302_200879927 |  | AD | node_8103302_200879926 | node_8103302_200879927 | 217.868 | bal_1P_1/0AC | 8103302 | no | no |  |  | no |  |  | 0 | 0 | 0 | 0
oh_line_8103302_200879928 |  | AD | node_8103302_200879927 | node_8103302_200879928 | 238.124 | bal_1P_1/0AC | 8103302 | no | no |  |  | no |  |  | 0 | 0 | 0 | 0
oh_line_8103302_200879930 |  | AD | node_8103302_200879928 | node_8103302_200879930 | 256.563 | bal_1P_1/0AC | 8103302 | no | no |  |  | no |  |  | 0 | 0 | 0 | 0
oh_line_8103302_200879931 |  | AD | node_8103302_200879930 | node_8103302_200879931 | 176.976 | bal_1P_1/0AA | 8103302 | no | no |  |  | no |  |  | 0 | 0 | 0 | 0
oh_line_8103302_200879932 |  | AD | node_8103302_200879931 | node_8103302_200879932 | 271.544 | bal_1P_1/0AA | 8103302 | no | no |  |  | no |  |  | 0 | 0 | 0 | 0
oh_line_8103302_200879933 |  | AD | node_8103302_200879932 | node_8103302_200879933 | 257.456 | bal_1P_1/0AA | 8103302 | no | no |  |  | no |  |  | 0 | 0 | 0 | 0
oh_line_8103302_200881623 |  | AD | node_8103302_200875596 | node_8103302_200881623 | 369.232 | bal_1P_2AC | 8103302 | no | no |  |  | no |  |  | 0 | 0 | 0 | 0
oh_line_8103302_200881624 |  | AD | node_8103302_200881623 | node_8103302_200881624 | 336.746 | bal_1P_2AC | 8103302 | no | no |  |  | no |  |  | 0 | 0 | 0 | 0
oh_line_8103302_200881625 |  | AD | node_8103302_200881624 | node_8103302_200881625 | 353.279 | bal_1P_2AC | 8103302 | no | no |  |  | no |  |  | 0 | 0 | 0 | 0
oh_line_8103302_200881626 |  | AD | node_8103302_200881625 | node_8103302_200881626 | 244.957 | bal_1P_2AC | 8103302 | no | no |  |  | no |  |  | 0 | 0 | 0 | 0
oh_line_8103302_200881628 |  | AD | node_8103302_200881626 | node_8103302_200881628 | 159.293 | bal_1P_2AC | 8103302 | no | no |  |  | no |  |  | 0 | 0 | 0 | 0
oh_line_8103302_200881629 |  | AD | node_8103302_200881628 | node_intto1_8103302_200881629 | 515.633 | bal_1P_2AC | 8103302 | no | no |  |  | no |  |  | 0 | 0 | 0 | 0
oh_line_8103302_200881632 |  | AD | node_8103302_200940896 | node_8103302_200881632 | 489.641 | bal_1P_2AC | 8103302 | no | no |  |  | no |  |  | 0 | 0 | 0 | 0
oh_line_8103302_200881633 |  | AD | node_8103302_200881632 | node_8103302_200881633 | 155.356 | bal_1P_2AC | 8103302 | no | no |  |  | no |  |  | 0 | 0 | 0 | 0
oh_line_8103302_200881634 |  | AD | node_8103302_200881633 | node_8103302_200881634 | 70.271 | bal_1P_1/0AA | 8103302 | no | no |  |  | no |  |  | 0 | 0 | 0 | 0
oh_line_8103302_200881635 |  | AD | node_8103302_200881634 | node_8103302_200881635 | 342.79 | bal_1P_1/0AA | 8103302 | no | no |  |  | no |  |  | 0 | 0 | 0 | 0
oh_line_8103302_200881637 |  | AD | node_8103302_200940897 | node_8103302_200881637 | 192.369 | bal_1P_2AC | 8103302 | no | no |  |  | no |  |  | 0 | 0 | 0 | 0
oh_line_8103302_200881638 |  | AD | node_8103302_200881637 | node_8103302_200881638 | 445.644 | bal_1P_2AC | 8103302 | no | no |  |  | no |  |  | 0 | 0 | 0 | 0
oh_line_8103302_200881639 |  | AD | node_8103302_200881638 | node_8103302_200881639 | 416.303 | bal_1P_2AC | 8103302 | no | no |  |  | no |  |  | 0 | 0 | 0 | 0
oh_line_8103302_200881640 |  | AD | node_8103302_200881639 | node_8103302_200881640 | 419.155 | bal_1P_2AC | 8103302 | no | no |  |  | no |  |  | 0 | 0 | 0 | 0
oh_line_8103302_200881641 |  | AD | node_8103302_200881640 | node_8103302_200881641 | 480.925 | bal_1P_2AC | 8103302 | no | no |  |  | no |  |  | 0 | 0 | 0 | 0
oh_line_8103302_200881642 |  | AD | node_8103302_200881641 | node_8103302_200881642 | 407.912 | bal_1P_2AC | 8103302 | no | no |  |  | no |  |  | 0 | 0 | 0 | 0
oh_line_8103302_200881644 |  | AD | node_8103302_200940898 | node_intto1_8103302_200881644 | 402.754 | bal_1P_2AC | 8103302 | no | no |  |  | no |  |  | 0 | 0 | 0 | 0
oh_line_8103302_200881645 |  | AD | node_8103302_200881644 | node_8103302_200881645 | 355.046 | bal_1P_2AC | 8103302 | no | no |  |  | no |  |  | 0 | 0 | 0 | 0
oh_line_8103302_200881646 |  | AD | node_8103302_200881645 | node_8103302_200881646 | 400.876 | bal_1P_2AC | 8103302 | no | no |  |  | no |  |  | 0 | 0 | 0 | 0
oh_line_8103302_200881647 |  | AD | node_8103302_200881646 | node_8103302_200881647 | 374.371 | bal_1P_2AC | 8103302 | no | no |  |  | no |  |  | 0 | 0 | 0 | 0
oh_line_8103302_200881648 |  | AD | node_8103302_200881647 | node_8103302_200881648 | 432.715 | bal_1P_2AC | 8103302 | no | no |  |  | no |  |  | 0 | 0 | 0 | 0
oh_line_8103302_200881649 |  | AD | node_8103302_200881648 | node_8103302_200881649 | 435.408 | bal_1P_2AC | 8103302 | no | no |  |  | no |  |  | 0 | 0 | 0 | 0
oh_line_8103302_200881650 |  | AD | node_8103302_200881649 | node_8103302_200881650 | 418.758 | bal_1P_2AC | 8103302 | no | no |  |  | no |  |  | 0 | 0 | 0 | 0
oh_line_8103302_200881651 |  | AD | node_8103302_200881650 | node_8103302_200881651 | 537.958 | bal_1P_2AC | 8103302 | no | no |  |  | no |  |  | 0 | 0 | 0 | 0
oh_line_8103302_200881652 |  | AD | node_8103302_200881651 | node_8103302_200881652 | 520.871 | bal_1P_2AC | 8103302 | no | no |  |  | no |  |  | 0 | 0 | 0 | 0
oh_line_8103302_200881653 |  | AD | node_8103302_200881652 | node_8103302_200881653 | 350.487 | bal_1P_2AC | 8103302 | no | no |  |  | no |  |  | 0 | 0 | 0 | 0
oh_line_8103302_200881654 |  | AD | node_8103302_200881653 | node_8103302_200881654 | 294.571 | bal_1P_2AC | 8103302 | no | no |  |  | no |  |  | 0 | 0 | 0 | 0
oh_line_8103302_200881655 |  | AD | node_8103302_200881654 | node_intto1_8103302_200881655 | 496.336 | bal_1P_2AC | 8103302 | no | no |  |  | no |  |  | 0 | 0 | 0 | 0
oh_line_8103302_200881656 |  | AD | node_8103302_200881655 | node_8103302_200881656 | 429.011 | bal_1P_2AC | 8103302 | no | no |  |  | no |  |  | 0 | 0 | 0 | 0
oh_line_8103302_200881657 |  | AD | node_8103302_200881656 | node_8103302_200881657 | 372.868 | bal_1P_2AC | 8103302 | no | no |  |  | no |  |  | 0 | 0 | 0 | 0
oh_line_8103302_200881658 |  | AD | node_8103302_200881657 | node_8103302_200881658 | 349.035 | bal_1P_2AC | 8103302 | no | no |  |  | no |  |  | 0 | 0 | 0 | 0
oh_line_8103302_200881659 |  | AD | node_8103302_200881658 | node_8103302_200881659 | 218.281 | bal_1P_2AC | 8103302 | no | no |  |  | no |  |  | 0 | 0 | 0 | 0
oh_line_8103302_200881660 |  | AD | node_8103302_200881659 | node_8103302_200881660 | 184.639 | bal_1P_2AC | 8103302 | no | no |  |  | no |  |  | 0 | 0 | 0 | 0
oh_line_8103302_200881661 |  | AD | node_8103302_200881660 | node_8103302_200881661 | 209.383 | bal_1P_2AC | 8103302 | no | no |  |  | no |  |  | 0 | 0 | 0 | 0
oh_line_8103302_200881662 |  | AD | node_8103302_200881661 | node_8103302_200881662 | 232.939 | bal_1P_2AC | 8103302 | no | no |  |  | no |  |  | 0 | 0 | 0 | 0
oh_line_8103302_200881663 |  | AD | node_8103302_200881658 | node_8103302_200881663 | 65.299 | bal_1P_2AC | 8103302 | no | no |  |  | no |  |  | 0 | 0 | 0 | 0
oh_line_8103302_200881664 |  | AD | node_8103302_200881663 | node_8103302_200881664 | 223.259 | bal_1P_2AC | 8103302 | no | no |  |  | no |  |  | 0 | 0 | 0 | 0
oh_line_8103302_200881665 |  | AD | node_8103302_200881664 | node_8103302_200881665 | 285.931 | bal_1P_4AC | 8103302 | no | no |  |  | no |  |  | 0 | 0 | 0 | 0
oh_line_8103302_200881666 |  | AD | node_8103302_200881665 | node_8103302_200881666 | 275.859 | bal_1P_4AC | 8103302 | no | no |  |  | no |  |  | 0 | 0 | 0 | 0
oh_line_8103302_200881668-1 |  | AD | node_8103302_200881666 | node_1443781_724_15407230_785 | 202.992 | bal_1P_4AC | 8103302 | no | no |  |  | no |  |  | 0 | 0 | 0 | 0
oh_line_8103302_200881668-2 |  | AD | node_1443781_724_15407230_785 | node_8103302_200881668 | 9.489 | bal_1P_4AC | 8103302 | no | no |  |  | no |  |  | 0 | 0 | 0 | 0
oh_line_8103302_200881669 |  | AD | node_8103302_200881668 | node_8103302_200881669 | 329.702 | bal_1P_4AC | 8103302 | no | no |  |  | no |  |  | 0 | 0 | 0 | 0
oh_line_8103302_200881670 |  | AD | node_8103302_200881669 | node_8103302_200881670 | 314.243 | bal_1P_4AC | 8103302 | no | no |  |  | no |  |  | 0 | 0 | 0 | 0
oh_line_8103302_200881671 |  | AD | node_8103302_200881670 | node_8103302_200881671 | 519.852 | bal_1P_4AC | 8103302 | no | no |  |  | no |  |  | 0 | 0 | 0 | 0
oh_line_8103302_200881672 |  | AD | node_8103302_200881671 | node_8103302_200881672 | 312.418 | bal_1P_4AC | 8103302 | no | no |  |  | no |  |  | 0 | 0 | 0 | 0
oh_line_8103302_200881675 |  | AD | node_8103302_200940899 | node_8103302_200881675 | 344.043 | bal_1P_4AC | 8103302 | no | no |  |  | no |  |  | 0 | 0 | 0 | 0
oh_line_8103302_200881676 |  | AD | node_8103302_200881675 | node_8103302_200881676 | 337.544 | bal_1P_4AC | 8103302 | no | no |  |  | no |  |  | 0 | 0 | 0 | 0
oh_line_8103302_200881679 |  | AD | node_8103302_200881676 | node_8103302_200881679 | 381.9 | bal_1P_4AC | 8103302 | no | no |  |  | no |  |  | 0 | 0 | 0 | 0
oh_line_8103302_200881681 |  | AD | node_8103302_200881679 | node_8103302_200881681 | 478.612 | bal_1P_4AC | 8103302 | no | no |  |  | no |  |  | 0 | 0 | 0 | 0
oh_line_8103302_200881682 |  | AD | node_8103302_200881681 | node_8103302_200881682 | 313.513 | bal_1P_4AC | 8103302 | no | no |  |  | no |  |  | 0 | 0 | 0 | 0
oh_line_8103302_200881683 |  | AD | node_8103302_200881682 | node_intto1_8103302_200881683 | 524.115 | bal_1P_4AC | 8103302 | no | no |  |  | no |  |  | 0 | 0 | 0 | 0
oh_line_8103302_200881684 |  | AD | node_8103302_200881654 | node_8103302_200881684 | 324.022 | bal_1P_2AC | 8103302 | no | no |  |  | no |  |  | 0 | 0 | 0 | 0
oh_line_8103302_200881685 |  | AD | node_8103302_200881684 | node_8103302_200881685 | 48.198 | bal_1P_1/0AA | 8103302 | no | no |  |  | no |  |  | 0 | 0 | 0 | 0
oh_line_8103302_200881686 |  | AD | node_8103302_200881685 | node_8103302_200881686 | 309.522 | bal_1P_1/0AA | 8103302 | no | no |  |  | no |  |  | 0 | 0 | 0 | 0
oh_line_8103302_200881687 |  | AD | node_8103302_200881684 | node_8103302_200881687 | 266.183 | bal_1P_2AC | 8103302 | no | no |  |  | no |  |  | 0 | 0 | 0 | 0
oh_line_8103302_200881688 |  | AD | node_8103302_200881723 | node_8103302_200881688 | 464.811 | bal_1P_2AC | 8103302 | no | no |  |  | no |  |  | 0 | 0 | 0 | 0
oh_line_8103302_200881689 |  | AD | node_8103302_200881688 | node_8103302_200881689 | 530.258 | bal_1P_2AC | 8103302 | no | no |  |  | no |  |  | 0 | 0 | 0 | 0
oh_line_8103302_200881691 |  | AD | node_8103302_200977757 | node_8103302_200881691 | 382.034 | bal_1P_2AC | 8103302 | no | no |  |  | no |  |  | 0 | 0 | 0 | 0
oh_line_8103302_200881692 |  | AD | node_8103302_200881691 | node_intto1_8103302_200881692 | 395.338 | bal_1P_2AC | 8103302 | no | no |  |  | no |  |  | 0 | 0 | 0 | 0
oh_line_8103302_200881693-1 |  | AD | node_1450402_573_15405878_199 | node_8103302_200881693 | 15.818 | bal_1P_2AC | 8103302 | no | no |  |  | no |  |  | 0 | 0 | 0 | 0
oh_line_8103302_200881693-2 |  | AD | node_8103302_200881692 | node_1450402_573_15405878_199 | 421.348 | bal_1P_2AC | 8103302 | no | no |  |  | no |  |  | 0 | 0 | 0 | 0
oh_line_8103302_200881694 |  | AD | node_8103302_200881693 | node_8103302_200881694 | 568.367 | bal_1P_2AC | 8103302 | no | no |  |  | no |  |  | 0 | 0 | 0 | 0
oh_line_8103302_200881696 |  | AD | node_8103302_200881694 | node_8103302_200881696 | 403.172 | bal_1P_2AC | 8103302 | no | no |  |  | no |  |  | 0 | 0 | 0 | 0
oh_line_8103302_200881697 |  | AD | node_8103302_200881696 | node_8103302_200881697 | 252.108 | bal_1P_2AC | 8103302 | no | no |  |  | no |  |  | 0 | 0 | 0 | 0
oh_line_8103302_200881699 |  | AD | node_8103302_200881697 | node_intto1_8103302_200881699 | 384.11 | bal_1P_2AC | 8103302 | no | no |  |  | no |  |  | 0 | 0 | 0 | 0
oh_line_8103302_200881700 |  | AD | node_8103302_200881687 | node_intto1_8103302_200881700 | 358.724 | bal_1P_2AC | 8103302 | no | no |  |  | no |  |  | 0 | 0 | 0 | 0
oh_line_8103302_200881701 |  | AD | node_8103302_200881699 | node_8103302_200881701 | 507.066 | bal_1P_2AC | 8103302 | no | no |  |  | no |  |  | 0 | 0 | 0 | 0
oh_line_8103302_200881702 |  | AD | node_8103302_200881701 | node_8103302_200881702 | 440.866 | bal_1P_2AC | 8103302 | no | no |  |  | no |  |  | 0 | 0 | 0 | 0
oh_line_8103302_200881704 |  | AD | node_8103302_200957268 | node_8103302_200881704 | 431.902 | bal_1P_2AC | 8103302 | no | no |  |  | no |  |  | 0 | 0 | 0 | 0
oh_line_8103302_200881705 |  | AD | node_8103302_200881704 | node_8103302_200881705 | 374.24 | bal_1P_4AC | 8103302 | no | no |  |  | no |  |  | 0 | 0 | 0 | 0
oh_line_8103302_200881706 |  | AD | node_8103302_200881705 | node_8103302_200881706 | 370.109 | bal_1P_6CU | 8103302 | no | no |  |  | no |  |  | 0 | 0 | 0 | 0
oh_line_8103302_200881707 |  | AD | node_8103302_200881706 | node_8103302_200881707 | 403.575 | bal_1P_6CU | 8103302 | no | no |  |  | no |  |  | 0 | 0 | 0 | 0
oh_line_8103302_200881708 |  | AD | node_8103302_200881707 | node_8103302_200881708 | 272.944 | bal_1P_6CU | 8103302 | no | no |  |  | no |  |  | 0 | 0 | 0 | 0
oh_line_8103302_200881709 |  | AD | node_8103302_200881708 | node_8103302_200881709 | 304.363 | bal_1P_6CU | 8103302 | no | no |  |  | no |  |  | 0 | 0 | 0 | 0
oh_line_8103302_200881710 |  | AD | node_8103302_200881709 | node_8103302_200881710 | 313.688 | bal_1P_6CU | 8103302 | no | no |  |  | no |  |  | 0 | 0 | 0 | 0
oh_line_8103302_200881711 |  | AD | node_8103302_200881700 | node_8103302_200881711 | 534.999 | bal_1P_2AC | 8103302 | no | no |  |  | no |  |  | 0 | 0 | 0 | 0
oh_line_8103302_200881712 |  | AD | node_8103302_200881711 | node_8103302_200881712 | 245.402 | bal_1P_1/0AA | 8103302 | no | no |  |  | no |  |  | 0 | 0 | 0 | 0
oh_line_8103302_200881713 |  | AD | node_8103302_200881712 | node_8103302_200881713 | 259.935 | bal_1P_1/0AA | 8103302 | no | no |  |  | no |  |  | 0 | 0 | 0 | 0
oh_line_8103302_200881714 |  | AD | node_8103302_200881710 | node_8103302_200881714 | 430.992 | bal_1P_2AC | 8103302 | no | no |  |  | no |  |  | 0 | 0 | 0 | 0
oh_line_8103302_200881715 |  | AD | node_8103302_200881714 | node_8103302_200881715 | 431.814 | bal_1P_2AC | 8103302 | no | no |  |  | no |  |  | 0 | 0 | 0 | 0
oh_line_8103302_200881716 |  | AD | node_8103302_200881711 | node_8103302_200881716 | 514.416 | bal_1P_2AC | 8103302 | no | no |  |  | no |  |  | 0 | 0 | 0 | 0
oh_line_8103302_200881717 |  | AD | node_8103302_200881716 | node_8103302_200881717 | 622.477 | bal_1P_2AC | 8103302 | no | no |  |  | no |  |  | 0 | 0 | 0 | 0
oh_line_8103302_200881718 |  | AD | node_8103302_200881717 | node_8103302_200881718 | 548.435 | bal_1P_2AC | 8103302 | no | no |  |  | no |  |  | 0 | 0 | 0 | 0
oh_line_8103302_200881719 |  | AD | node_8103302_200881718 | node_8103302_200881719 | 386.906 | bal_1P_2AC | 8103302 | no | no |  |  | no |  |  | 0 | 0 | 0 | 0
oh_line_8103302_200881720 |  | AD | node_8103302_200881719 | node_8103302_200881720 | 523.511 | bal_1P_2AC | 8103302 | no | no |  |  | no |  |  | 0 | 0 | 0 | 0
oh_line_8103302_200881722 |  | AD | node_8103302_200881720 | node_8103302_200881722 | 337.428 | bal_1P_2AC | 8103302 | no | no |  |  | no |  |  | 0 | 0 | 0 | 0
oh_line_8103302_200881723 |  | AD | node_8103302_200881722 | node_8103302_200881723 | 345.456 | bal_1P_2AC | 8103302 | no | no |  |  | no |  |  | 0 | 0 | 0 | 0
oh_line_8103302_200881784 |  | AD | node_8103302_200881689 | node_intto1_8103302_200881784 | 356.766 | bal_1P_2AC | 8103302 | no | no |  |  | no |  |  | 0 | 0 | 0 | 0
oh_line_8103302_200881786 |  | AD | node_8103302_200881822 | node_8103302_200881786 | 376.698 | bal_1P_4AC | 8103302 | no | no |  |  | no |  |  | 0 | 0 | 0 | 0
oh_line_8103302_200881787 |  | AD | node_8103302_200881786 | node_8103302_200881787 | 361.762 | bal_1P_4AC | 8103302 | no | no |  |  | no |  |  | 0 | 0 | 0 | 0
oh_line_8103302_200881788 |  | AD | node_8103302_200881787 | node_8103302_200881788 | 98.19 | bal_1P_1/0AA | 8103302 | no | no |  |  | no |  |  | 0 | 0 | 0 | 0
oh_line_8103302_200881789 |  | AD | node_8103302_200881788 | node_8103302_200881789 | 316.836 | bal_1P_1/0AA | 8103302 | no | no |  |  | no |  |  | 0 | 0 | 0 | 0
oh_line_8103302_200881790 |  | AD | node_8103302_200881787 | node_intto1_8103302_200881790 | 340.662 | bal_1P_4AC | 8103302 | no | no |  |  | no |  |  | 0 | 0 | 0 | 0
oh_line_8103302_200881791 |  | AD | node_8103302_200881790 | node_8103302_200881791 | 380.395 | bal_1P_4AC | 8103302 | no | no |  |  | no |  |  | 0 | 0 | 0 | 0
oh_line_8103302_200881793 |  | AD | node_8103302_200881791 | node_8103302_200881793 | 332.455 | bal_1P_4AC | 8103302 | no | no |  |  | no |  |  | 0 | 0 | 0 | 0
oh_line_8103302_200881794 |  | AD | node_8103302_200881793 | node_8103302_200881794 | 335.8 | bal_1P_4AC | 8103302 | no | no |  |  | no |  |  | 0 | 0 | 0 | 0
oh_line_8103302_200881795 |  | AD | node_8103302_200881794 | node_8103302_200881795 | 376.162 | bal_1P_4AC | 8103302 | no | no |  |  | no |  |  | 0 | 0 | 0 | 0
oh_line_8103302_200881797 |  | AD | node_8103302_200881795 | node_8103302_200881797 | 307.289 | bal_1P_2AC | 8103302 | no | no |  |  | no |  |  | 0 | 0 | 0 | 0
oh_line_8103302_200881798 |  | AD | node_8103302_200881797 | node_8103302_200881798 | 309.201 | bal_1P_2AC | 8103302 | no | no |  |  | no |  |  | 0 | 0 | 0 | 0
oh_line_8103302_200881799 |  | AD | node_8103302_200881798 | node_8103302_200881799 | 462.651 | bal_1P_2AC | 8103302 | no | no |  |  | no |  |  | 0 | 0 | 0 | 0
oh_line_8103302_200881800 |  | AD | node_8103302_200881799 | node_8103302_200881800 | 400.509 | bal_1P_2AC | 8103302 | no | no |  |  | no |  |  | 0 | 0 | 0 | 0
oh_line_8103302_200881803 |  | AD | node_8103302_200881795 | node_8103302_200881803 | 259.617 | bal_1P_2AC | 8103302 | no | no |  |  | no |  |  | 0 | 0 | 0 | 0
oh_line_8103302_200881804 |  | AD | node_8103302_200881803 | node_8103302_200881804 | 448.368 | bal_1P_2AC | 8103302 | no | no |  |  | no |  |  | 0 | 0 | 0 | 0
oh_line_8103302_200881805 |  | AD | node_8103302_200881804 | node_8103302_200881805 | 396.583 | bal_1P_2AC | 8103302 | no | no |  |  | no |  |  | 0 | 0 | 0 | 0
oh_line_8103302_200881806 |  | AD | node_8103302_200881784 | node_8103302_200881806 | 577.016 | bal_1P_2AC | 8103302 | no | no |  |  | no |  |  | 0 | 0 | 0 | 0
oh_line_8103302_200881807 |  | AD | node_8103302_200881806 | node_8103302_200881807 | 277.157 | bal_1P_2AC | 8103302 | no | no |  |  | no |  |  | 0 | 0 | 0 | 0
oh_line_8103302_200881808 |  | AD | node_8103302_200881805 | node_8103302_200881808 | 380.599 | bal_1P_2AC | 8103302 | no | no |  |  | no |  |  | 0 | 0 | 0 | 0
oh_line_8103302_200881809 |  | AD | node_8103302_200881808 | node_8103302_200881809 | 404.573 | bal_1P_2AC | 8103302 | no | no |  |  | no |  |  | 0 | 0 | 0 | 0
oh_line_8103302_200881810 |  | AD | node_8103302_200881809 | node_8103302_200881810 | 276.019 | bal_1P_1/0AA | 8103302 | no | no |  |  | no |  |  | 0 | 0 | 0 | 0
oh_line_8103302_200881811 |  | AD | node_8103302_200881810 | node_8103302_200881811 | 274.85 | bal_1P_1/0AA | 8103302 | no | no |  |  | no |  |  | 0 | 0 | 0 | 0
oh_line_8103302_200881812 |  | AD | node_8103302_200881811 | node_8103302_200881812 | 284.635 | bal_1P_1/0AA | 8103302 | no | no |  |  | no |  |  | 0 | 0 | 0 | 0
oh_line_8103302_200881813 |  | AD | node_8103302_200881807 | node_8103302_200881813 | 269.743 | bal_1P_2AC | 8103302 | no | no |  |  | no |  |  | 0 | 0 | 0 | 0
oh_line_8103302_200881815 |  | AD | node_8103302_200881813 | node_8103302_200881815 | 427.342 | bal_1P_2AC | 8103302 | no | no |  |  | no |  |  | 0 | 0 | 0 | 0
oh_line_8103302_200881816 |  | AD | node_8103302_200881815 | node_8103302_200881816 | 538.163 | bal_1P_2AC | 8103302 | no | no |  |  | no |  |  | 0 | 0 | 0 | 0
oh_line_8103302_200881817 |  | AD | node_8103302_200881816 | node_8103302_200881817 | 212.547 | bal_1P_2AC | 8103302 | no | no |  |  | no |  |  | 0 | 0 | 0 | 0
oh_line_8103302_200881818 |  | AD | node_8103302_200881817 | node_8103302_200881818 | 237.517 | bal_1P_2AC | 8103302 | no | no |  |  | no |  |  | 0 | 0 | 0 | 0
oh_line_8103302_200881819 |  | AD | node_8103302_200881818 | node_8103302_200881819 | 332.168 | bal_1P_4AC | 8103302 | no | no |  |  | no |  |  | 0 | 0 | 0 | 0
oh_line_8103302_200881821 |  | AD | node_8103302_200881819 | node_8103302_200881821 | 483.739 | bal_1P_4AC | 8103302 | no | no |  |  | no |  |  | 0 | 0 | 0 | 0
oh_line_8103302_200881822 |  | AD | node_8103302_200881821 | node_8103302_200881822 | 304.066 | bal_1P_4AC | 8103302 | no | no |  |  | no |  |  | 0 | 0 | 0 | 0
oh_line_8103302_200881833 |  | AD | node_8103302_200875676 | node_8103302_200881833 | 303.09 | bal_1P_4ACW | 8103302 | no | no |  |  | no |  |  | 0 | 0 | 0 | 0
oh_line_8103302_200881834 |  | AD | node_8103302_200881833 | node_8103302_200881834 | 244.798 | bal_1P_4ACW | 8103302 | no | no |  |  | no |  |  | 0 | 0 | 0 | 0
oh_line_8103302_200881835 |  | AD | node_8103302_200881834 | node_8103302_200881835 | 126.77 | bal_1P_1/0AA | 8103302 | no | no |  |  | no |  |  | 0 | 0 | 0 | 0
oh_line_8103302_200881836 |  | AD | node_8103302_200881835 | node_8103302_200881836 | 231.25 | bal_1P_1/0AA | 8103302 | no | no |  |  | no |  |  | 0 | 0 | 0 | 0
oh_line_8103302_200881837 |  | AD | node_8103302_200881836 | node_8103302_200881837 | 245.572 | bal_1P_1/0AA | 8103302 | no | no |  |  | no |  |  | 0 | 0 | 0 | 0
oh_line_8103302_200881838 |  | AD | node_8103302_200881837 | node_8103302_200881838 | 242.829 | bal_1P_1/0AA | 8103302 | no | no |  |  | no |  |  | 0 | 0 | 0 | 0
oh_line_8103302_200881857 |  | AD | node_8103302_200881689 | node_intto1_8103302_200881857 | 402.238 | bal_1P_4ACW | 8103302 | no | no |  |  | no |  |  | 0 | 0 | 0 | 0
oh_line_8103302_200881858 |  | AD | node_8103302_200881880 | node_8103302_200881858 | 351.924 | bal_1P_2AC | 8103302 | no | no |  |  | no |  |  | 0 | 0 | 0 | 0
oh_line_8103302_200881860 |  | AD | node_8103302_312161151 | node_8103302_200881860 | 287.258 | bal_1P_2AC | 8103302 | no | no |  |  | no |  |  | 0 | 0 | 0 | 0
oh_line_8103302_200881861 |  | AD | node_8103302_312161153 | node_8103302_200881861 | 124.406 | bal_1P_2AC | 8103302 | no | no |  |  | no |  |  | 0 | 0 | 0 | 0
oh_line_8103302_200881862 |  | AD | node_8103302_312161155 | node_8103302_200881862 | 232.141 | bal_1P_2AC | 8103302 | no | no |  |  | no |  |  | 0 | 0 | 0 | 0
oh_line_8103302_200881863 |  | AD | node_8103302_312161156 | node_8103302_200881863 | 160.648 | bal_1P_2AC | 8103302 | no | no |  |  | no |  |  | 0 | 0 | 0 | 0
oh_line_8103302_200881865-1 |  | AD | node_8103302_200881865 | node_1450761_292_15400524_419 | 189.249 | bal_1P_1/0AA | 8103302 | no | no |  |  | no |  |  | 0 | 0 | 0 | 0
oh_line_8103302_200881865-2 |  | AD | node_8103302_312161156 | node_8103302_200881865 | 279.795 | bal_1P_2AC | 8103302 | no | no |  |  | no |  |  | 0 | 0 | 0 | 0
oh_line_8103302_200881866 |  | AD | node_8103302_200881865 | node_8103302_200881866 | 246.842 | bal_1P_1/0AA | 8103302 | no | no |  |  | no |  |  | 0 | 0 | 0 | 0
oh_line_8103302_200881867 |  | AD | node_1450761_292_15400524_419 | node_8103302_200881867 | 242.453 | bal_1P_2AC | 8103302 | no | no |  |  | no |  |  | 0 | 0 | 0 | 0
oh_line_8103302_200881868 |  | AD | node_8103302_200881867 | node_8103302_200881868 | 488.899 | bal_1P_2AC | 8103302 | no | no |  |  | no |  |  | 0 | 0 | 0 | 0
oh_line_8103302_200881869 |  | AD | node_8103302_200881868 | node_8103302_200881869 | 330.405 | bal_1P_2AC | 8103302 | no | no |  |  | no |  |  | 0 | 0 | 0 | 0
oh_line_8103302_200881870 |  | AD | node_8103302_200881869 | node_8103302_200881870 | 223.226 | bal_1P_2AC | 8103302 | no | no |  |  | no |  |  | 0 | 0 | 0 | 0
oh_line_8103302_200881871 |  | AD | node_8103302_200881870 | node_8103302_200881871 | 193.271 | bal_1P_1/0AA | 8103302 | no | no |  |  | no |  |  | 0 | 0 | 0 | 0
oh_line_8103302_200881873 |  | AD | node_8103302_200881857 | node_8103302_200881873 | 531.145 | bal_1P_4ACW | 8103302 | no | no |  |  | no |  |  | 0 | 0 | 0 | 0
oh_line_8103302_200881874 |  | AD | node_8103302_200881873 | node_8103302_200881874 | 587.561 | bal_1P_4ACW | 8103302 | no | no |  |  | no |  |  | 0 | 0 | 0 | 0
oh_line_8103302_200881875 |  | AD | node_8103302_200881874 | node_8103302_200881875 | 320.223 | bal_1P_4ACW | 8103302 | no | no |  |  | no |  |  | 0 | 0 | 0 | 0
oh_line_8103302_200881876 |  | AD | node_8103302_200881875 | node_8103302_200881876 | 416.915 | bal_1P_4ACW | 8103302 | no | no |  |  | no |  |  | 0 | 0 | 0 | 0
oh_line_8103302_200881877 |  | AD | node_8103302_200881876 | node_8103302_200881877 | 409.858 | bal_1P_4ACW | 8103302 | no | no |  |  | no |  |  | 0 | 0 | 0 | 0
oh_line_8103302_200881878 |  | AD | node_8103302_200881877 | node_8103302_200881878 | 433.681 | bal_1P_4ACW | 8103302 | no | no |  |  | no |  |  | 0 | 0 | 0 | 0
oh_line_8103302_200881879 |  | AD | node_8103302_200881878 | node_8103302_200881879 | 286.667 | bal_1P_4ACW | 8103302 | no | no |  |  | no |  |  | 0 | 0 | 0 | 0
oh_line_8103302_200881880 |  | AD | node_8103302_200881879 | node_8103302_200881880 | 464.185 | bal_1P_2AC | 8103302 | no | no |  |  | no |  |  | 0 | 0 | 0 | 0
oh_line_8103302_200881882 |  | AD | node_8103302_200875950 | node_8103302_200881882 | 386.173 | bal_1P_2AC | 8103302 | no | no |  |  | no |  |  | 0 | 0 | 0 | 0
oh_line_8103302_200881883 |  | AD | node_8103302_200881882 | node_8103302_200881883 | 329.409 | bal_1P_2AC | 8103302 | no | no |  |  | no |  |  | 0 | 0 | 0 | 0
oh_line_8103302_200881884 |  | AD | node_8103302_200881883 | node_8103302_200881884 | 304.97 | bal_1P_2AC | 8103302 | no | no |  |  | no |  |  | 0 | 0 | 0 | 0
oh_line_8103302_200881885 |  | AD | node_8103302_200881884 | node_8103302_200881885 | 185.776 | bal_1P_1/0AC | 8103302 | no | no |  |  | no |  |  | 0 | 0 | 0 | 0
oh_line_8103302_200881943 |  | AD | node_8103302_200881658 | node_intto1_8103302_200881943 | 315.409 | bal_1P_4AC | 8103302 | no | no |  |  | no |  |  | 0 | 0 | 0 | 0
oh_line_8103302_200881944 |  | AD | node_8103302_200881956 | node_8103302_200881944 | 338.689 | bal_1P_4AC | 8103302 | no | no |  |  | no |  |  | 0 | 0 | 0 | 0
oh_line_8103302_200881946 |  | AD | node_8103302_200881944 | node_8103302_200881946 | 196.103 | bal_1P_1/0AA | 8103302 | no | no |  |  | no |  |  | 0 | 0 | 0 | 0
oh_line_8103302_200881947 |  | AD | node_8103302_200881946 | node_8103302_200881947 | 285.659 | bal_1P_1/0AA | 8103302 | no | no |  |  | no |  |  | 0 | 0 | 0 | 0
oh_line_8103302_200881948 |  | AD | node_8103302_200881947 | node_8103302_200881948 | 306.248 | bal_1P_1/0AA | 8103302 | no | no |  |  | no |  |  | 0 | 0 | 0 | 0
oh_line_8103302_200881949 |  | AD | node_8103302_200881943 | node_8103302_200881949 | 382.249 | bal_1P_4AC | 8103302 | no | no |  |  | no |  |  | 0 | 0 | 0 | 0
oh_line_8103302_200881950 |  | AD | node_8103302_200881949 | node_8103302_200881950 | 466.595 | bal_1P_4AC | 8103302 | no | no |  |  | no |  |  | 0 | 0 | 0 | 0
oh_line_8103302_200881951 |  | AD | node_8103302_200881950 | node_8103302_200881951 | 368.678 | bal_1P_4AC | 8103302 | no | no |  |  | no |  |  | 0 | 0 | 0 | 0
oh_line_8103302_200881952 |  | AD | node_8103302_200881951 | node_8103302_200881952 | 349.177 | bal_1P_4AC | 8103302 | no | no |  |  | no |  |  | 0 | 0 | 0 | 0
oh_line_8103302_200881953 |  | AD | node_8103302_200881952 | node_8103302_200881953 | 376.637 | bal_1P_4AC | 8103302 | no | no |  |  | no |  |  | 0 | 0 | 0 | 0
oh_line_8103302_200881954 |  | AD | node_8103302_200881953 | node_8103302_200881954 | 299.543 | bal_1P_4AC | 8103302 | no | no |  |  | no |  |  | 0 | 0 | 0 | 0
oh_line_8103302_200881955 |  | AD | node_8103302_200881954 | node_8103302_200881955 | 328.188 | bal_1P_4AC | 8103302 | no | no |  |  | no |  |  | 0 | 0 | 0 | 0
oh_line_8103302_200881956 |  | AD | node_8103302_200881955 | node_8103302_200881956 | 344.535 | bal_1P_4AC | 8103302 | no | no |  |  | no |  |  | 0 | 0 | 0 | 0
oh_line_8103302_200882036 |  | AD | node_8103302_200882037 | node_8103302_200882036 | 202.473 | bal_1P_1/0AA | 8103302 | no | no |  |  | no |  |  | 0 | 0 | 0 | 0
oh_line_8103302_200882037 |  | AD | node_8103302_200882038 | node_8103302_200882037 | 253.655 | bal_1P_1/0AA | 8103302 | no | no |  |  | no |  |  | 0 | 0 | 0 | 0
oh_line_8103302_200882038 |  | AD | node_8103302_200882039 | node_8103302_200882038 | 312.734 | bal_1P_1/0AA | 8103302 | no | no |  |  | no |  |  | 0 | 0 | 0 | 0
oh_line_8103302_200882039 |  | AD | node_8103302_200882040 | node_8103302_200882039 | 129.692 | bal_1P_1/0AA | 8103302 | no | no |  |  | no |  |  | 0 | 0 | 0 | 0
oh_line_8103302_200882040 |  | AD | node_8103302_200882041 | node_8103302_200882040 | 256.604 | bal_1P_1/0AA | 8103302 | no | no |  |  | no |  |  | 0 | 0 | 0 | 0
oh_line_8103302_200882041 |  | AD | node_8103302_200882042 | node_8103302_200882041 | 291.663 | bal_1P_1/0AA | 8103302 | no | no |  |  | no |  |  | 0 | 0 | 0 | 0
oh_line_8103302_200882042 |  | AD | node_8103302_200971784 | node_8103302_200882042 | 323.184 | bal_1P_1/0AA | 8103302 | no | no |  |  | no |  |  | 0 | 0 | 0 | 0
oh_line_8103302_200882043 |  | AD | node_8103302_200882040 | node_intto1_8103302_200882043 | 115.639 | bal_1P_1/0AA | 8103302 | no | no |  |  | no |  |  | 0 | 0 | 0 | 0
oh_line_8103302_200882044 |  | AD | node_8103302_200882043 | node_8103302_200882044 | 291.107 | bal_1P_1/0AA | 8103302 | no | no |  |  | no |  |  | 0 | 0 | 0 | 0
oh_line_8103302_200882045 |  | AD | node_8103302_200882044 | node_8103302_200882045 | 291.402 | bal_1P_1/0AA | 8103302 | no | no |  |  | no |  |  | 0 | 0 | 0 | 0
oh_line_8103302_200882046 |  | AD | node_8103302_200882045 | node_8103302_200882046 | 234.772 | bal_1P_1/0AA | 8103302 | no | no |  |  | no |  |  | 0 | 0 | 0 | 0
oh_line_8103302_200882047 |  | AD | node_8103302_200882045 | node_8103302_200882047 | 234.756 | bal_1P_1/0AA | 8103302 | no | no |  |  | no |  |  | 0 | 0 | 0 | 0
oh_line_8103302_200882048 |  | AD | node_8103302_200882040 | node_intto1_8103302_200882048 | 257.241 | bal_1P_1/0AA | 8103302 | no | no |  |  | no |  |  | 0 | 0 | 0 | 0
oh_line_8103302_200882049 |  | AD | node_8103302_200882048 | node_8103302_200882049 | 219.34 | bal_1P_1/0AA | 8103302 | no | no |  |  | no |  |  | 0 | 0 | 0 | 0
oh_line_8103302_200882050 |  | AD | node_8103302_200882049 | node_8103302_200882050 | 218.276 | bal_1P_1/0AA | 8103302 | no | no |  |  | no |  |  | 0 | 0 | 0 | 0
oh_line_8103302_200882051 |  | AD | node_8103302_200882050 | node_8103302_200882051 | 302.337 | bal_1P_1/0AA | 8103302 | no | no |  |  | no |  |  | 0 | 0 | 0 | 0
oh_line_8103302_200882052 |  | AD | node_8103302_200882051 | node_8103302_200882052 | 268.221 | bal_1P_1/0AA | 8103302 | no | no |  |  | no |  |  | 0 | 0 | 0 | 0
oh_line_8103302_200882056 |  | AD | node_8103302_200882061 | node_8103302_200882056 | 293.048 | bal_1P_2AC | 8103302 | no | no |  |  | no |  |  | 0 | 0 | 0 | 0
oh_line_8103302_200882057 |  | AD | node_8103302_200882056 | node_8103302_200882057 | 247.441 | bal_1P_2AC | 8103302 | no | no |  |  | no |  |  | 0 | 0 | 0 | 0
oh_line_8103302_200882058 |  | AD | node_8103302_200882057 | node_8103302_200882058 | 495.121 | bal_1P_2AC | 8103302 | no | no |  |  | no |  |  | 0 | 0 | 0 | 0
oh_line_8103302_200882059 |  | AD | node_8103302_200882058 | node_8103302_200882059 | 371.235 | bal_1P_2AC | 8103302 | no | no |  |  | no |  |  | 0 | 0 | 0 | 0
oh_line_8103302_200882060 |  | AD | node_8103302_200882059 | node_8103302_200882060 | 233.556 | bal_1P_2AC | 8103302 | no | no |  |  | no |  |  | 0 | 0 | 0 | 0
oh_line_8103302_200882061 |  | AD | node_8103302_200882062 | node_8103302_200882061 | 440.589 | bal_1P_2AC | 8103302 | no | no |  |  | no |  |  | 0 | 0 | 0 | 0
oh_line_8103302_200882062 |  | AD | node_8103302_200882063 | node_8103302_200882062 | 624.186 | bal_1P_2AC | 8103302 | no | no |  |  | no |  |  | 0 | 0 | 0 | 0
oh_line_8103302_200882063 |  | AD | node_8103302_200882065 | node_8103302_200882063 | 125.122 | bal_1P_1/0AA | 8103302 | no | no |  |  | no |  |  | 0 | 0 | 0 | 0
oh_line_8103302_200882065 |  | AD | node_8103302_200882066 | node_8103302_200882065 | 393.939 | bal_1P_1/0AA | 8103302 | no | no |  |  | no |  |  | 0 | 0 | 0 | 0
oh_line_8103302_200882066 |  | AD | node_8103302_200882036 | node_8103302_200882066 | 225.79 | bal_1P_1/0AA | 8103302 | no | no |  |  | no |  |  | 0 | 0 | 0 | 0
oh_line_8103302_200882074 |  | AD | node_8103302_200881683 | node_intto1_8103302_200882074 | 340.935 | bal_1P_2AC | 8103302 | no | no |  |  | no |  |  | 0 | 0 | 0 | 0
oh_line_8103302_200882075 |  | AD | node_8103302_200882087 | node_8103302_200882075 | 336.033 | bal_1P_2AC | 8103302 | no | no |  |  | no |  |  | 0 | 0 | 0 | 0
oh_line_8103302_200882076 |  | AD | node_8103302_200882075 | node_8103302_200882076 | 424.924 | bal_1P_2AC | 8103302 | no | no |  |  | no |  |  | 0 | 0 | 0 | 0
oh_line_8103302_200882077 |  | AD | node_8103302_200882076 | node_8103302_200882077 | 436.786 | bal_1P_2AC | 8103302 | no | no |  |  | no |  |  | 0 | 0 | 0 | 0
oh_line_8103302_200882078 |  | AD | node_8103302_200882077 | node_8103302_200882078 | 357.477 | bal_1P_2AC | 8103302 | no | no |  |  | no |  |  | 0 | 0 | 0 | 0
oh_line_8103302_200882079 |  | AD | node_8103302_200882074 | node_8103302_200882079 | 356.329 | bal_1P_2AC | 8103302 | no | no |  |  | no |  |  | 0 | 0 | 0 | 0
oh_line_8103302_200882080 |  | AD | node_8103302_200882079 | node_8103302_200882080 | 217.802 | bal_1P_2AC | 8103302 | no | no |  |  | no |  |  | 0 | 0 | 0 | 0
oh_line_8103302_200882081 |  | AD | node_8103302_200882080 | node_8103302_200882081 | 388.726 | bal_1P_2AC | 8103302 | no | no |  |  | no |  |  | 0 | 0 | 0 | 0
oh_line_8103302_200882082 |  | AD | node_8103302_200882081 | node_8103302_200882082 | 324.297 | bal_1P_2AC | 8103302 | no | no |  |  | no |  |  | 0 | 0 | 0 | 0
oh_line_8103302_200882083 |  | AD | node_8103302_201010631 | node_8103302_200882083 | 238.213 | bal_1P_2AC | 8103302 | no | no |  |  | no |  |  | 0 | 0 | 0 | 0
oh_line_8103302_200882085 |  | AD | node_8103302_200882083 | node_8103302_200882085 | 475.417 | bal_1P_2AC | 8103302 | no | no |  |  | no |  |  | 0 | 0 | 0 | 0
oh_line_8103302_200882086 |  | AD | node_8103302_200882085 | node_8103302_200882086 | 381.833 | bal_1P_2AC | 8103302 | no | no |  |  | no |  |  | 0 | 0 | 0 | 0
oh_line_8103302_200882087 |  | AD | node_8103302_200882086 | node_8103302_200882087 | 402.548 | bal_1P_2AC | 8103302 | no | no |  |  | no |  |  | 0 | 0 | 0 | 0
oh_line_8103302_200882088 |  | AN | node_8103302_200882109 | node_8103302_200882088 | 290.862 | bal_1P_DELTACUST | 8103302 | no | no |  |  | no |  |  | 0 | 0 | 0 | 0
oh_line_8103302_200882089 |  | AN | node_8103302_200882088 | node_8103302_200882089 | 276.9 | bal_1P_DELTACUST | 8103302 | no | no |  |  | no |  |  | 0 | 0 | 0 | 0
oh_line_8103302_200882090 |  | AN | node_8103302_200882089 | node_8103302_200882090 | 269.113 | bal_1P_DELTACUST | 8103302 | no | no |  |  | no |  |  | 0 | 0 | 0 | 0
oh_line_8103302_200882091 |  | AN | node_8103302_200882090 | node_8103302_200882091 | 323.422 | bal_1P_DELTACUST | 8103302 | no | no |  |  | no |  |  | 0 | 0 | 0 | 0
oh_line_8103302_200882092 |  | AN | node_8103302_200882091 | node_8103302_200882092 | 250.145 | bal_1P_DELTACUST | 8103302 | no | no |  |  | no |  |  | 0 | 0 | 0 | 0
oh_line_8103302_200882093 |  | AD | node_8103302_200882077 | node_8103302_200882093 | 581.37 | bal_1P_2AC | 8103302 | no | no |  |  | no |  |  | 0 | 0 | 0 | 0
oh_line_8103302_200882094 |  | AD | node_8103302_200882116 | node_8103302_200882094 | 504.838 | bal_1P_2AC | 8103302 | no | no |  |  | no |  |  | 0 | 0 | 0 | 0
oh_line_8103302_200882096 |  | AD | node_8103302_200882094 | node_intto1_8103302_200882096 | 219.32 | bal_1P_2AC | 8103302 | no | no |  |  | no |  |  | 0 | 0 | 0 | 0
oh_line_8103302_200882098 |  | AD | node_8103302_200882096 | node_8103302_200882098 | 279.877 | bal_1P_2AC | 8103302 | no | no |  |  | no |  |  | 0 | 0 | 0 | 0
oh_line_8103302_200882099 |  | AD | node_8103302_200882098 | node_8103302_200882099 | 297.833 | bal_1P_2AC | 8103302 | no | no |  |  | no |  |  | 0 | 0 | 0 | 0
oh_line_8103302_200882101 |  | AD | node_8103302_200882099 | node_8103302_200882101 | 370.487 | bal_1P_2AC | 8103302 | no | no |  |  | no |  |  | 0 | 0 | 0 | 0
oh_line_8103302_200882102 |  | AD | node_8103302_200882101 | node_8103302_200882102 | 376.106 | bal_1P_2AC | 8103302 | no | no |  |  | no |  |  | 0 | 0 | 0 | 0
oh_line_8103302_200882103 |  | AD | node_8103302_200882102 | node_8103302_200882103 | 340.365 | bal_1P_2AC | 8103302 | no | no |  |  | no |  |  | 0 | 0 | 0 | 0
oh_line_8103302_200882104 |  | AD | node_8103302_200882103 | node_8103302_200882104 | 299.432 | bal_1P_1/0AA | 8103302 | no | no |  |  | no |  |  | 0 | 0 | 0 | 0
oh_line_8103302_200882105 |  | AD | node_8103302_200882104 | node_8103302_200882105 | 312.497 | bal_1P_1/0AA | 8103302 | no | no |  |  | no |  |  | 0 | 0 | 0 | 0
oh_line_8103302_200882106 |  | AD | node_8103302_200882105 | node_8103302_200882106 | 281.076 | bal_1P_1/0AA | 8103302 | no | no |  |  | no |  |  | 0 | 0 | 0 | 0
oh_line_8103302_200882107 |  | AD | node_8103302_200882093 | node_8103302_200882107 | 152.823 | bal_1P_2AC | 8103302 | no | no |  |  | no |  |  | 0 | 0 | 0 | 0
oh_line_8103302_200882108 |  | AD | node_8103302_200882106 | node_8103302_200882108 | 257.137 | bal_1P_1/0AA | 8103302 | no | no |  |  | no |  |  | 0 | 0 | 0 | 0
oh_line_8103302_200882109 |  | AD | node_8103302_200882108 | node_8103302_200882109 | 312.138 | bal_1P_1/0AA | 8103302 | no | no |  |  | no |  |  | 0 | 0 | 0 | 0
oh_line_8103302_200882110 |  | AD | node_8103302_200882107 | node_8103302_200882110 | 246.456 | bal_1P_2AC | 8103302 | no | no |  |  | no |  |  | 0 | 0 | 0 | 0
oh_line_8103302_200882111 |  | AD | node_8103302_200882110 | node_8103302_200882111 | 258.011 | bal_1P_2AC | 8103302 | no | no |  |  | no |  |  | 0 | 0 | 0 | 0
oh_line_8103302_200882112 |  | AD | node_8103302_200882111 | node_8103302_200882112 | 165.499 | bal_1P_2AC | 8103302 | no | no |  |  | no |  |  | 0 | 0 | 0 | 0
oh_line_8103302_200882113 |  | AD | node_8103302_200882112 | node_8103302_200882113 | 466.378 | bal_1P_2AC | 8103302 | no | no |  |  | no |  |  | 0 | 0 | 0 | 0
oh_line_8103302_200882114 |  | AD | node_8103302_200882113 | node_8103302_200882114 | 380.996 | bal_1P_2AC | 8103302 | no | no |  |  | no |  |  | 0 | 0 | 0 | 0
oh_line_8103302_200882115 |  | AD | node_8103302_200882114 | node_8103302_200882115 | 430.245 | bal_1P_2AC | 8103302 | no | no |  |  | no |  |  | 0 | 0 | 0 | 0
oh_line_8103302_200882116 |  | AD | node_8103302_200882115 | node_intto1_8103302_200882116 | 481.199 | bal_1P_2AC | 8103302 | no | no |  |  | no |  |  | 0 | 0 | 0 | 0
oh_line_8103302_200882150 |  | AD | node_8103302_312161153 | node_8103302_200882150 | 101.165 | bal_1P_2AC | 8103302 | no | no |  |  | no |  |  | 0 | 0 | 0 | 0
oh_line_8103302_200882151 |  | AD | node_8103302_200882150 | node_8103302_200882151 | 248.913 | bal_1P_2AC | 8103302 | no | no |  |  | no |  |  | 0 | 0 | 0 | 0
oh_line_8103302_200882152 |  | AD | node_8103302_200882151 | node_8103302_200882152 | 267.94 | bal_1P_2AC | 8103302 | no | no |  |  | no |  |  | 0 | 0 | 0 | 0
oh_line_8103302_200882153 |  | AD | node_8103302_200882152 | node_8103302_200882153 | 226.446 | bal_1P_2AC | 8103302 | no | no |  |  | no |  |  | 0 | 0 | 0 | 0
oh_line_8103302_200882154 |  | AD | node_8103302_200882153 | node_8103302_200882154 | 253.477 | bal_1P_2AC | 8103302 | no | no |  |  | no |  |  | 0 | 0 | 0 | 0
oh_line_8103302_200882197 |  | AD | node_8103302_200881683 | node_8103302_200882197 | 153.004 | bal_1P_2AC | 8103302 | no | no |  |  | no |  |  | 0 | 0 | 0 | 0
oh_line_8103302_200882198 |  | AD | node_8103302_200882237 | node_8103302_200882198 | 345.639 | bal_1P_2AC | 8103302 | no | no |  |  | no |  |  | 0 | 0 | 0 | 0
oh_line_8103302_200882199 |  | AD | node_8103302_200882198 | node_8103302_200882199 | 344.778 | bal_1P_2AC | 8103302 | no | no |  |  | no |  |  | 0 | 0 | 0 | 0
oh_line_8103302_200882201 |  | AD | node_8103302_200882199 | node_8103302_200882201 | 274.578 | bal_1P_2AC | 8103302 | no | no |  |  | no |  |  | 0 | 0 | 0 | 0
oh_line_8103302_200882202 |  | AD | node_8103302_200882201 | node_8103302_200882202 | 267.425 | bal_1P_2AC | 8103302 | no | no |  |  | no |  |  | 0 | 0 | 0 | 0
oh_line_8103302_200882203 |  | AD | node_8103302_200882202 | node_8103302_200882203 | 161.472 | bal_1P_2AC | 8103302 | no | no |  |  | no |  |  | 0 | 0 | 0 | 0
oh_line_8103302_200882204 |  | AD | node_8103302_200882203 | node_8103302_200882204 | 338.451 | bal_1P_2AC | 8103302 | no | no |  |  | no |  |  | 0 | 0 | 0 | 0
oh_line_8103302_200882205 |  | AD | node_8103302_200882204 | node_8103302_200882205 | 308.369 | bal_1P_2AC | 8103302 | no | no |  |  | no |  |  | 0 | 0 | 0 | 0
oh_line_8103302_200882206 |  | AD | node_8103302_200882205 | node_8103302_200882206 | 307.786 | bal_1P_2AC | 8103302 | no | no |  |  | no |  |  | 0 | 0 | 0 | 0
oh_line_8103302_200882207 |  | AD | node_8103302_200882206 | node_intto1_8103302_200882207 | 247.074 | bal_1P_2AC | 8103302 | no | no |  |  | no |  |  | 0 | 0 | 0 | 0
oh_line_8103302_200882208 |  | AD | node_8103302_200882207 | node_8103302_200882208 | 277.71 | bal_1P_2AC | 8103302 | no | no |  |  | no |  |  | 0 | 0 | 0 | 0
oh_line_8103302_200882209 |  | AD | node_8103302_200882207 | node_8103302_200882209 | 295.664 | bal_1P_2AC | 8103302 | no | no |  |  | no |  |  | 0 | 0 | 0 | 0
oh_line_8103302_200882210 |  | AD | node_8103302_200882197 | node_8103302_200882210 | 233.086 | bal_1P_2AC | 8103302 | no | no |  |  | no |  |  | 0 | 0 | 0 | 0
oh_line_8103302_200882211 |  | AD | node_8103302_200882209 | node_8103302_200882211 | 346.306 | bal_1P_2AC | 8103302 | no | no |  |  | no |  |  | 0 | 0 | 0 | 0
oh_line_8103302_200882212 |  | AD | node_8103302_200882211 | node_8103302_200882212 | 365.056 | bal_1P_2AC | 8103302 | no | no |  |  | no |  |  | 0 | 0 | 0 | 0
oh_line_8103302_200882213 |  | AD | node_8103302_200882212 | node_8103302_200882213 | 332.087 | bal_1P_2AC | 8103302 | no | no |  |  | no |  |  | 0 | 0 | 0 | 0
oh_line_8103302_200882214 |  | AD | node_8103302_200882213 | node_8103302_200882214 | 411.495 | bal_1P_2AC | 8103302 | no | no |  |  | no |  |  | 0 | 0 | 0 | 0
oh_line_8103302_200882215 |  | AD | node_8103302_200882214 | node_8103302_200882215 | 415.448 | bal_1P_2AC | 8103302 | no | no |  |  | no |  |  | 0 | 0 | 0 | 0
oh_line_8103302_200882216 |  | AD | node_8103302_200882215 | node_8103302_200882216 | 406.215 | bal_1P_2AC | 8103302 | no | no |  |  | no |  |  | 0 | 0 | 0 | 0
oh_line_8103302_200882217 |  | AD | node_8103302_200882216 | node_8103302_200882217 | 66.506 | bal_1P_2AC | 8103302 | no | no |  |  | no |  |  | 0 | 0 | 0 | 0
oh_line_8103302_200882218 |  | AD | node_8103302_200882217 | node_8103302_200882218 | 395.876 | bal_1P_2AC | 8103302 | no | no |  |  | no |  |  | 0 | 0 | 0 | 0
oh_line_8103302_200882219 |  | AD | node_8103302_200882218 | node_8103302_200882219 | 374.413 | bal_1P_2AC | 8103302 | no | no |  |  | no |  |  | 0 | 0 | 0 | 0
oh_line_8103302_200882220 |  | AD | node_8103302_200882219 | node_8103302_200882220 | 355.774 | bal_1P_2AC | 8103302 | no | no |  |  | no |  |  | 0 | 0 | 0 | 0
oh_line_8103302_200882221 |  | AD | node_8103302_200882210 | node_8103302_200882221 | 279.904 | bal_1P_2AC | 8103302 | no | no |  |  | no |  |  | 0 | 0 | 0 | 0
oh_line_8103302_200882222 |  | AD | node_8103302_200882220 | node_8103302_200882222 | 409.49 | bal_1P_2AC | 8103302 | no | no |  |  | no |  |  | 0 | 0 | 0 | 0
oh_line_8103302_200882223 |  | AD | node_8103302_200882222 | node_8103302_200882223 | 392.251 | bal_1P_2AC | 8103302 | no | no |  |  | no |  |  | 0 | 0 | 0 | 0
oh_line_8103302_200882225 |  | AD | node_8103302_200882223 | node_8103302_200882225 | 406.718 | bal_1P_2AC | 8103302 | no | no |  |  | no |  |  | 0 | 0 | 0 | 0
oh_line_8103302_200882226 |  | AD | node_8103302_200882225 | node_8103302_200882226 | 303.597 | bal_1P_2AC | 8103302 | no | no |  |  | no |  |  | 0 | 0 | 0 | 0
oh_line_8103302_200882227 |  | AD | node_8103302_200882226 | node_8103302_200882227 | 406.155 | bal_1P_2AC | 8103302 | no | no |  |  | no |  |  | 0 | 0 | 0 | 0
oh_line_8103302_200882228 |  | AD | node_8103302_200882227 | node_8103302_200882228 | 250.156 | bal_1P_2AC | 8103302 | no | no |  |  | no |  |  | 0 | 0 | 0 | 0
oh_line_8103302_200882230 |  | AD | node_8103302_200966390 | node_intto1_8103302_200882230 | 400.785 | bal_1P_2AC | 8103302 | no | no |  |  | no |  |  | 0 | 0 | 0 | 0
oh_line_8103302_200882232 |  | AD | node_8103302_200882230 | node_8103302_200882232 | 275.505 | bal_1P_1/0AA | 8103302 | no | no |  |  | no |  |  | 0 | 0 | 0 | 0
oh_line_8103302_200882233 |  | AD | node_8103302_200882230 | node_8103302_200882233 | 417.546 | bal_1P_2AC | 8103302 | no | no |  |  | no |  |  | 0 | 0 | 0 | 0
oh_line_8103302_200882235 |  | AD | node_8103302_200882233 | node_8103302_200882235 | 273.292 | bal_1P_2AC | 8103302 | no | no |  |  | no |  |  | 0 | 0 | 0 | 0
oh_line_8103302_200882236 |  | AD | node_8103302_200882235 | node_8103302_200882236 | 306.104 | bal_1P_2AC | 8103302 | no | no |  |  | no |  |  | 0 | 0 | 0 | 0
oh_line_8103302_200882237 |  | AD | node_8103302_200882236 | node_8103302_200882237 | 357.306 | bal_1P_2AC | 8103302 | no | no |  |  | no |  |  | 0 | 0 | 0 | 0
oh_line_8103302_200882238 |  | AD | node_8103302_200881654 | node_8103302_200882238 | 371.88 | bal_1P_2AC | 8103302 | no | no |  |  | no |  |  | 0 | 0 | 0 | 0
oh_line_8103302_200882239 |  | AD | node_8103302_200882238 | node_8103302_200882239 | 176.214 | bal_1P_2AC | 8103302 | no | no |  |  | no |  |  | 0 | 0 | 0 | 0
oh_line_8103302_200882241 |  | AD | node_8103302_200882239 | node_8103302_200882241 | 272.344 | bal_1P_2AC | 8103302 | no | no |  |  | no |  |  | 0 | 0 | 0 | 0
oh_line_8103302_200882242 |  | AD | node_8103302_200882241 | node_intto1_8103302_200882242 | 305.036 | bal_1P_2AC | 8103302 | no | no |  |  | no |  |  | 0 | 0 | 0 | 0
oh_line_8103302_200882243 |  | AD | node_8103302_200882242 | node_8103302_200882243 | 257.097 | bal_1P_2AC | 8103302 | no | no |  |  | no |  |  | 0 | 0 | 0 | 0
oh_line_8103302_200882244 |  | AD | node_8103302_200882243 | node_8103302_200882244 | 179.803 | bal_1P_2AC | 8103302 | no | no |  |  | no |  |  | 0 | 0 | 0 | 0
oh_line_8103302_200882245 |  | AD | node_8103302_200882244 | node_8103302_200882245 | 309.308 | bal_1P_2AC | 8103302 | no | no |  |  | no |  |  | 0 | 0 | 0 | 0
oh_line_8103302_200882246 |  | AD | node_8103302_200882245 | node_8103302_200882246 | 317.605 | bal_1P_2AC | 8103302 | no | no |  |  | no |  |  | 0 | 0 | 0 | 0
oh_line_8103302_200882247 |  | AD | node_8103302_200882246 | node_8103302_200882247 | 318.499 | bal_1P_2AC | 8103302 | no | no |  |  | no |  |  | 0 | 0 | 0 | 0
oh_line_8103302_200882254 |  | AD | node_8103302_200881699 | node_intto1_8103302_200882254 | 448.53 | bal_1P_2AC | 8103302 | no | no |  |  | no |  |  | 0 | 0 | 0 | 0
oh_line_8103302_200882257 |  | AD | node_8103302_200882265 | node_8103302_200882257 | 239.984 | bal_1P_1/0AA | 8103302 | no | no |  |  | no |  |  | 0 | 0 | 0 | 0
oh_line_8103302_200882258 |  | AD | node_8103302_200946961 | node_8103302_200882258 | 161.244 | bal_1P_1/0AA | 8103302 | no | no |  |  | no |  |  | 0 | 0 | 0 | 0
oh_line_8103302_200882261 |  | AD | node_8103302_200946541 | node_8103302_200882261 | 265.953 | bal_1P_2AC | 8103302 | no | no |  |  | no |  |  | 0 | 0 | 0 | 0
oh_line_8103302_200882262 |  | AD | node_8103302_200882261 | node_8103302_200882262 | 269.637 | bal_1P_2AC | 8103302 | no | no |  |  | no |  |  | 0 | 0 | 0 | 0
oh_line_8103302_200882263 |  | AD | node_8103302_200882262 | node_8103302_200882263 | 322.475 | bal_1P_2AC | 8103302 | no | no |  |  | no |  |  | 0 | 0 | 0 | 0
oh_line_8103302_200882264 |  | AD | node_8103302_200882263 | node_8103302_200882264 | 226.256 | bal_1P_1/0AC | 8103302 | no | no |  |  | no |  |  | 0 | 0 | 0 | 0
oh_line_8103302_200882265 |  | AD | node_8103302_200882264 | node_8103302_200882265 | 227.23 | bal_1P_1/0AC | 8103302 | no | no |  |  | no |  |  | 0 | 0 | 0 | 0
oh_line_8103302_200882266 |  | AD | node_8103302_200882093 | node_intto1_8103302_200882266 | 262.332 | bal_1P_2AC | 8103302 | no | no |  |  | no |  |  | 0 | 0 | 0 | 0
oh_line_8103302_200882267 |  | AD | node_8103302_200882266 | node_8103302_200882267 | 268.253 | bal_1P_2AC | 8103302 | no | no |  |  | no |  |  | 0 | 0 | 0 | 0
oh_line_8103302_200882268 |  | AD | node_8103302_200882267 | node_8103302_200882268 | 441.227 | bal_1P_2AC | 8103302 | no | no |  |  | no |  |  | 0 | 0 | 0 | 0
oh_line_8103302_200882269 |  | AD | node_8103302_200882268 | node_8103302_200882269 | 264.522 | bal_1P_2AC | 8103302 | no | no |  |  | no |  |  | 0 | 0 | 0 | 0
oh_line_8103302_200882270 |  | AD | node_8103302_200882269 | node_8103302_200882270 | 226.618 | bal_1P_2AC | 8103302 | no | no |  |  | no |  |  | 0 | 0 | 0 | 0
oh_line_8103302_200882271 |  | AD | node_8103302_200882270 | node_8103302_200882271 | 322.442 | bal_1P_2AC | 8103302 | no | no |  |  | no |  |  | 0 | 0 | 0 | 0
oh_line_8103302_200882272 |  | AD | node_8103302_200882271 | node_8103302_200882272 | 295.04 | bal_1P_2AC | 8103302 | no | no |  |  | no |  |  | 0 | 0 | 0 | 0
oh_line_8103302_200882273 |  | AD | node_8103302_200882272 | node_8103302_200882273 | 352.837 | bal_1P_2AC | 8103302 | no | no |  |  | no |  |  | 0 | 0 | 0 | 0
oh_line_8103302_200882274 |  | AD | node_8103302_200882273 | node_8103302_200882274 | 291.092 | bal_1P_2AC | 8103302 | no | no |  |  | no |  |  | 0 | 0 | 0 | 0
oh_line_8103302_200882275 |  | AD | node_8103302_200881626 | node_intto1_8103302_200882275 | 334.875 | bal_1P_2AC | 8103302 | no | no |  |  | no |  |  | 0 | 0 | 0 | 0
oh_line_8103302_200882276 |  | AD | node_8103302_200882275 | node_8103302_200882276 | 397.243 | bal_1P_2AC | 8103302 | no | no |  |  | no |  |  | 0 | 0 | 0 | 0
oh_line_8103302_200882277 |  | AD | node_8103302_200882276 | node_8103302_200882277 | 377.713 | bal_1P_1/0AC | 8103302 | no | no |  |  | no |  |  | 0 | 0 | 0 | 0
oh_line_8103302_200882278 |  | AD | node_8103302_200882276 | node_8103302_200882278 | 207.04 | bal_1P_2AC | 8103302 | no | no |  |  | no |  |  | 0 | 0 | 0 | 0
oh_line_8103302_200940884 |  | AD | node_8103302_200875575 | node_8103302_200940884 | 375.141 | bal_1P_2AC | 8103302 | no | no |  |  | no |  |  | 0 | 0 | 0 | 0
oh_line_8103302_200940896 |  | AD | node_8103302_200881629 | node_8103302_200940896 | 485.284 | bal_1P_2AC | 8103302 | no | no |  |  | no |  |  | 0 | 0 | 0 | 0
oh_line_8103302_200940897 |  | AD | node_8103302_200881633 | node_8103302_200940897 | 254.182 | bal_1P_2AC | 8103302 | no | no |  |  | no |  |  | 0 | 0 | 0 | 0
oh_line_8103302_200940898 |  | AD | node_8103302_200881642 | node_8103302_200940898 | 531.163 | bal_1P_2AC | 8103302 | no | no |  |  | no |  |  | 0 | 0 | 0 | 0
oh_line_8103302_200940899 |  | AD | node_8103302_200881672 | node_8103302_200940899 | 334.895 | bal_1P_4AC | 8103302 | no | no |  |  | no |  |  | 0 | 0 | 0 | 0
oh_line_8103302_200946090 |  | AD | node_8103302_200882278 | node_8103302_200946090 | 260.351 | bal_1P_1/0AA | 8103302 | no | no |  |  | no |  |  | 0 | 0 | 0 | 0
oh_line_8103302_200946091 |  | AD | node_8103302_200946090 | node_8103302_200946091 | 268.404 | bal_1P_1/0AA | 8103302 | no | no |  |  | no |  |  | 0 | 0 | 0 | 0
oh_line_8103302_200946092 |  | AD | node_8103302_200946091 | node_8103302_200946092 | 395.647 | bal_1P_1/0AA | 8103302 | no | no |  |  | no |  |  | 0 | 0 | 0 | 0
oh_line_8103302_200946541 |  | AD | node_8103302_200946959 | node_8103302_200946541 | 248.963 | bal_1P_1/0AA | 8103302 | no | no |  |  | no |  |  | 0 | 0 | 0 | 0
oh_line_8103302_200946928 |  | AD | node_8103302_200940884 | node_8103302_200946928 | 334.982 | bal_1P_2AC | 8103302 | no | no |  |  | no |  |  | 0 | 0 | 0 | 0
oh_line_8103302_200946931 |  | AD | node_8103302_200876913 | node_8103302_200946931 | 344.192 | bal_1P_1/0AA | 8103302 | no | no |  |  | no |  |  | 0 | 0 | 0 | 0
oh_line_8103302_200946932 |  | AD | node_8103302_200946931 | node_8103302_200946932 | 314.257 | bal_1P_1/0AA | 8103302 | no | no |  |  | no |  |  | 0 | 0 | 0 | 0
oh_line_8103302_200946958 |  | AD | node_8103302_200882254 | node_8103302_200946958 | 286.524 | bal_1P_2AC | 8103302 | no | no |  |  | no |  |  | 0 | 0 | 0 | 0
oh_line_8103302_200946959 |  | AD | node_8103302_200946960 | node_8103302_200946959 | 253.303 | bal_1P_1/0AA | 8103302 | no | no |  |  | no |  |  | 0 | 0 | 0 | 0
oh_line_8103302_200946960 |  | AD | node_8103302_200946962 | node_8103302_200946960 | 226.541 | bal_1P_1/0AA | 8103302 | no | no |  |  | no |  |  | 0 | 0 | 0 | 0
oh_line_8103302_200946961 |  | AD | node_8103302_200946958 | node_8103302_200946961 | 281.407 | bal_1P_1/0AA | 8103302 | no | no |  |  | no |  |  | 0 | 0 | 0 | 0
oh_line_8103302_200946962 |  | AD | node_8103302_200882258 | node_8103302_200946962 | 308.046 | bal_1P_1/0AA | 8103302 | no | no |  |  | no |  |  | 0 | 0 | 0 | 0
oh_line_8103302_200949217 |  | ABCD | node_8103302_200876004 | node_8103302_200949217 | 239.539 | bal_3P_4CU | 8103302 | no | no |  |  | no |  |  | 0 | 0 | 0 | 0
oh_line_8103302_200957268 |  | AD | node_8103302_200881702 | node_8103302_200957268 | 395.171 | bal_1P_2AC | 8103302 | no | no |  |  | no |  |  | 0 | 0 | 0 | 0
oh_line_8103302_200957812 |  | AD | node_8103302_200875829 | node_8103302_200957812 | 305.194 | bal_1P_2AC | 8103302 | no | no |  |  | no |  |  | 0 | 0 | 0 | 0
oh_line_8103302_200959596 |  | AD | node_8103302_200959597 | node_8103302_200959596 | 217.17 | bal_1P_4/0AC | 8103302 | no | no |  |  | no |  |  | 0 | 0 | 0 | 0
oh_line_8103302_200959597 |  | AD | node_8103302_200976881 | node_8103302_200959597 | 236.706 | bal_1P_4/0AC | 8103302 | no | no |  |  | no |  |  | 0 | 0 | 0 | 0
oh_line_8103302_200959598 |  | AD | node_8103302_200968651 | node_8103302_200959598 | 218.389 | bal_1P_4/0AC | 8103302 | no | no |  |  | no |  |  | 0 | 0 | 0 | 0
oh_line_8103302_200959599 |  | AD | node_8103302_200877142 | node_8103302_200959599 | 208.219 | bal_1P_4/0AC | 8103302 | no | no |  |  | no |  |  | 0 | 0 | 0 | 0
oh_line_8103302_200959600 |  | AD | node_8103302_200877135 | node_8103302_200959600 | 152.581 | bal_1P_4/0AC | 8103302 | no | no |  |  | no |  |  | 0 | 0 | 0 | 0
oh_line_8103302_200959601 |  | ABCD | node_8103302_200877063 | node_8103302_200959601 | 264.976 | bal_3P_4/0AA | 8103302 | no | no |  |  | no |  |  | 0 | 0 | 0 | 0
oh_line_8103302_200959777 |  | ABCD | node_8103302_200875991 | node_8103302_200959777 | 279.684 | bal_3P_1/0AA | 8103302 | no | no |  |  | no |  |  | 0 | 0 | 0 | 0
oh_line_8103302_200960590 |  | AD | node_8103302_200875665 | node_8103302_200960590 | 319.615 | bal_1P_4ACW | 8103302 | no | no |  |  | no |  |  | 0 | 0 | 0 | 0
oh_line_8103302_200961774-1 |  | ABCD | node_SOURCE_8103302 | node_1434360_518_15377108_589 | 48.826 | bal_3P_4/0AC | 8103302 | no | no |  |  | no |  |  | 0 | 0 | 0 | 0
oh_line_8103302_200961774-2 |  | ABCD | node_1434360_518_15377108_589 | node_8103302_200961774 | 4.997 | bal_3P_4/0AC | 8103302 | no | no |  |  | no |  |  | 0 | 0 | 0 | 0
oh_line_8103302_200964423 |  | AD | node_8103302_200876735 | node_8103302_200964423 | 254.104 | bal_1P_1/0AA | 8103302 | no | no |  |  | no |  |  | 0 | 0 | 0 | 0
oh_line_8103302_200965239 |  | AD | node_8103302_200882247 | node_8103302_200965239 | 216.844 | bal_1P_1/0AA | 8103302 | no | no |  |  | no |  |  | 0 | 0 | 0 | 0
oh_line_8103302_200966390 |  | AD | node_8103302_200882221 | node_8103302_200966390 | 279.357 | bal_1P_2AC | 8103302 | no | no |  |  | no |  |  | 0 | 0 | 0 | 0
oh_line_8103302_200966701 |  | ABCD | node_8103302_200959777 | node_8103302_200966701 | 187.448 | bal_3P_1/0AA | 8103302 | no | no |  |  | no |  |  | 0 | 0 | 0 | 0
oh_line_8103302_200967957 |  | AD | node_8103302_200881692 | node_8103302_200967957 | 300.335 | bal_1P_1/0AA | 8103302 | no | no |  |  | no |  |  | 0 | 0 | 0 | 0
oh_line_8103302_200968651 |  | AD | node_8103302_200959599 | node_8103302_200968651 | 156.292 | bal_1P_4/0AC | 8103302 | no | no |  |  | no |  |  | 0 | 0 | 0 | 0
oh_line_8103302_200969591 |  | AD | node_8103302_200875988 | node_8103302_200969591 | 348 | bal_1P_2AC | 8103302 | no | no |  |  | no |  |  | 0 | 0 | 0 | 0
oh_line_8103302_200969728 |  | AD | node_8103302_200875671 | node_8103302_200969728 | 316.907 | bal_1P_4ACW | 8103302 | no | no |  |  | no |  |  | 0 | 0 | 0 | 0
oh_line_8103302_200971778 |  | AD | node_8103302_200965239 | node_8103302_200971778 | 315.18 | bal_1P_1/0AA | 8103302 | no | no |  |  | no |  |  | 0 | 0 | 0 | 0
oh_line_8103302_200971779 |  | AD | node_8103302_200971778 | node_8103302_200971779 | 306.31 | bal_1P_1/0AA | 8103302 | no | no |  |  | no |  |  | 0 | 0 | 0 | 0
oh_line_8103302_200971780 |  | AD | node_8103302_200971779 | node_8103302_200971780 | 301.671 | bal_1P_1/0AA | 8103302 | no | no |  |  | no |  |  | 0 | 0 | 0 | 0
oh_line_8103302_200971781 |  | AD | node_8103302_200971780 | node_8103302_200971781 | 317.11 | bal_1P_1/0AA | 8103302 | no | no |  |  | no |  |  | 0 | 0 | 0 | 0
oh_line_8103302_200971782 |  | AD | node_8103302_200971781 | node_8103302_200971782 | 303.122 | bal_1P_1/0AA | 8103302 | no | no |  |  | no |  |  | 0 | 0 | 0 | 0
oh_line_8103302_200971783 |  | AD | node_8103302_200971782 | node_8103302_200971783 | 309.708 | bal_1P_1/0AA | 8103302 | no | no |  |  | no |  |  | 0 | 0 | 0 | 0
oh_line_8103302_200971784 |  | AD | node_8103302_200971783 | node_8103302_200971784 | 299.882 | bal_1P_1/0AA | 8103302 | no | no |  |  | no |  |  | 0 | 0 | 0 | 0
oh_line_8103302_200976881 |  | AD | node_8103302_200959598 | node_8103302_200976881 | 226.651 | bal_1P_4/0AC | 8103302 | no | no |  |  | no |  |  | 0 | 0 | 0 | 0
oh_line_8103302_200977548 |  | AD | node_8103302_200875562 | node_8103302_200977548 | 406.982 | bal_1P_2AC | 8103302 | no | no |  |  | no |  |  | 0 | 0 | 0 | 0
oh_line_8103302_200977757 |  | AD | node_8103302_200881689 | node_8103302_200977757 | 445.41 | bal_1P_2AC | 8103302 | no | no |  |  | no |  |  | 0 | 0 | 0 | 0
oh_line_8103302_200978864 |  | AD | node_8103302_200875857 | node_8103302_200978864 | 215.093 | bal_1P_2AC | 8103302 | no | no |  |  | no |  |  | 0 | 0 | 0 | 0
oh_line_8103302_200979094 |  | AD | node_8103302_200876770 | node_8103302_200979094 | 382.553 | bal_1P_2AC | 8103302 | no | no |  |  | no |  |  | 0 | 0 | 0 | 0
oh_line_8103302_200982726 |  | AD | node_8103302_200875868 | node_8103302_200982726 | 113.244 | bal_1P_2AC | 8103302 | no | no |  |  | no |  |  | 0 | 0 | 0 | 0
oh_line_8103302_201007816 |  | ABCN | node_8103302_200875959 | node_intto1_8103302_201007816 | 292.812 | bal_3P_DELTACUST | 8103302 | no | no |  |  | no |  |  | 0 | 0 | 0 | 0
oh_line_8103302_201008481 |  | AD | node_8103302_200877453 | node_8103302_201008481 | 268.047 | bal_1P_1/0AA | 8103302 | no | no |  |  | no |  |  | 0 | 0 | 0 | 0
oh_line_8103302_201008482 |  | AD | node_8103302_201008481 | node_8103302_201008482 | 144.614 | bal_1P_1/0AA | 8103302 | no | no |  |  | no |  |  | 0 | 0 | 0 | 0
oh_line_8103302_201009456 |  | AD | node_8103302_200875584 | node_8103302_201009456 | 380.998 | bal_1P_2AC | 8103302 | no | no |  |  | no |  |  | 0 | 0 | 0 | 0
oh_line_8103302_201010629 |  | AD | node_8103302_200882082 | node_8103302_201010629 | 274.899 | bal_1P_1/0AA | 8103302 | no | no |  |  | no |  |  | 0 | 0 | 0 | 0
oh_line_8103302_201010630 |  | AD | node_8103302_201010629 | node_intto1_8103302_201010630 | 247.698 | bal_1P_1/0AA | 8103302 | no | no |  |  | no |  |  | 0 | 0 | 0 | 0
oh_line_8103302_201010631 |  | AD | node_8103302_200882082 | node_8103302_201010631 | 246.656 | bal_1P_2AC | 8103302 | no | no |  |  | no |  |  | 0 | 0 | 0 | 0
oh_line_8103302_201025187 |  | AD | node_8103302_200875831 | node_8103302_201025187 | 140.429 | bal_1P_2AC | 8103302 | no | no |  |  | no |  |  | 0 | 0 | 0 | 0
oh_line_8103302_201025295 |  | AD | node_8103302_201025187 | node_8103302_201025295 | 270.947 | bal_1P_1/0AA | 8103302 | no | no |  |  | no |  |  | 0 | 0 | 0 | 0
oh_line_8103302_201025296 |  | AD | node_8103302_201025295 | node_8103302_201025296 | 145.23 | bal_1P_1/0AA | 8103302 | no | no |  |  | no |  |  | 0 | 0 | 0 | 0
oh_line_8103302_201025297 |  | AD | node_8103302_201025296 | node_8103302_201025297 | 303.575 | bal_1P_1/0AA | 8103302 | no | no |  |  | no |  |  | 0 | 0 | 0 | 0
oh_line_8103302_201025298 |  | AD | node_8103302_201025297 | node_8103302_201025298 | 191.036 | bal_1P_1/0AA | 8103302 | no | no |  |  | no |  |  | 0 | 0 | 0 | 0
oh_line_8103302_201025299 |  | AD | node_8103302_201025298 | node_8103302_201025299 | 229.135 | bal_1P_1/0AA | 8103302 | no | no |  |  | no |  |  | 0 | 0 | 0 | 0
oh_line_8103302_201025300 |  | AD | node_8103302_201025299 | node_8103302_201025300 | 300.686 | bal_1P_1/0AA | 8103302 | no | no |  |  | no |  |  | 0 | 0 | 0 | 0
oh_line_8103302_201025301 |  | AD | node_8103302_201025300 | node_8103302_201025301 | 282.584 | bal_1P_1/0AA | 8103302 | no | no |  |  | no |  |  | 0 | 0 | 0 | 0
oh_line_8103302_201025302 |  | AD | node_8103302_201025301 | node_8103302_201025302 | 280.129 | bal_1P_1/0AA | 8103302 | no | no |  |  | no |  |  | 0 | 0 | 0 | 0
oh_line_8103302_201026384 |  | ABCD | node_8103302_200877039 | node_8103302_201026384 | 246.614 | bal_3P_336AL | 8103302 | no | no |  |  | no |  |  | 0 | 0 | 0 | 0
oh_line_8103302_201027291 |  | AD | node_8103302_200875664 | node_8103302_201027291 | 259.788 | bal_1P_1/0AA | 8103302 | no | no |  |  | no |  |  | 0 | 0 | 0 | 0
oh_line_8103302_201027292 |  | AN | node_8103302_200877005 | node_8103302_201027292 | 132.756 | bal_1P_DELTACUST | 8103302 | no | no |  |  | no |  |  | 0 | 0 | 0 | 0
oh_line_8103302_201046953 |  | AD | node_8103302_200876907 | node_intto1_8103302_201046953 | 218.484 | bal_1P_1/0AA | 8103302 | no | no |  |  | no |  |  | 0 | 0 | 0 | 0
oh_line_8103302_201063115 |  | AD | node_8103302_200876786 | node_8103302_201063115 | 345.675 | bal_1P_2AC | 8103302 | no | no |  |  | no |  |  | 0 | 0 | 0 | 0
oh_line_8103302_201063792 |  | ABCD | node_8103302_201063793 | node_8103302_201063792 | 268.161 | bal_3P_336AL | 8103302 | no | no |  |  | no |  |  | 0 | 0 | 0 | 0
oh_line_8103302_201063793 |  | ABCD | node_8103302_201063795 | node_8103302_201063793 | 264.137 | bal_3P_336AL | 8103302 | no | no |  |  | no |  |  | 0 | 0 | 0 | 0
oh_line_8103302_201063795 |  | ABCD | node_8103302_200877013 | node_8103302_201063795 | 260.379 | bal_3P_336AL | 8103302 | no | no |  |  | no |  |  | 0 | 0 | 0 | 0
oh_line_8103302_201063796 |  | ABCD | node_8103302_200877002 | node_8103302_201063796 | 205.152 | bal_3P_336AL | 8103302 | no | no |  |  | no |  |  | 0 | 0 | 0 | 0
oh_line_8103302_201063839 |  | ABCD | node_8103302_200877008 | node_8103302_201063839 | 282.046 | bal_3P_336AL | 8103302 | no | no |  |  | no |  |  | 0 | 0 | 0 | 0
oh_line_8103302_201063841 |  | AD | node_8103302_201063839 | node_8103302_201063841 | 217.574 | bal_1P_4/0CU | 8103302 | no | no |  |  | no |  |  | 0 | 0 | 0 | 0
oh_line_8103302_201063842 |  | ABCD | node_8103302_201063839 | node_8103302_201063842 | 285.707 | bal_3P_336AL | 8103302 | no | no |  |  | no |  |  | 0 | 0 | 0 | 0
oh_line_8103302_311893233 |  | AD | node_8103302_200882052 | node_8103302_311893233 | 162.685 | bal_1P_1/0AA | 8103302 | no | no |  |  | no |  |  | 0 | 0 | 0 | 0
oh_line_8103302_311893234 |  | AD | node_8103302_311893233 | node_8103302_311893234 | 162.488 | bal_1P_1/0AA | 8103302 | no | no |  |  | no |  |  | 0 | 0 | 0 | 0
oh_line_8103302_311894366 |  | AD | node_8103302_200876911 | node_8103302_311894366 | 37.739 | bal_1P_1/0AA | 8103302 | no | no |  |  | no |  |  | 0 | 0 | 0 | 0
oh_line_8103302_311894370 |  | AD | node_8103302_311894366 | node_8103302_311894370 | 205.264 | bal_1P_1/0AA | 8103302 | no | no |  |  | no |  |  | 0 | 0 | 0 | 0
oh_line_8103302_311897063 |  | AD | node_8103302_200875930 | node_8103302_311897063 | 156.181 | bal_1P_1/0AA | 8103302 | no | no |  |  | no |  |  | 0 | 0 | 0 | 0
oh_line_8103302_311897064 |  | AD | node_8103302_311897063 | node_8103302_311897064 | 294.866 | bal_1P_1/0AA | 8103302 | no | no |  |  | no |  |  | 0 | 0 | 0 | 0
oh_line_8103302_311913813 |  | AD | node_8103302_200881800 | node_8103302_311913813 | 391.981 | bal_1P_1/0AA | 8103302 | no | no |  |  | no |  |  | 0 | 0 | 0 | 0
oh_line_8103302_312161151 |  | AD | node_8103302_200881858 | node_8103302_312161151 | 288.143 | bal_1P_2AC | 8103302 | no | no |  |  | no |  |  | 0 | 0 | 0 | 0
oh_line_8103302_312161152 |  | AD | node_8103302_200881860 | node_8103302_312161152 | 291.67 | bal_1P_2AC | 8103302 | no | no |  |  | no |  |  | 0 | 0 | 0 | 0
oh_line_8103302_312161153 |  | AD | node_8103302_312161152 | node_8103302_312161153 | 209.404 | bal_1P_2AC | 8103302 | no | no |  |  | no |  |  | 0 | 0 | 0 | 0
oh_line_8103302_312161154 |  | AD | node_8103302_200881861 | node_8103302_312161154 | 248.306 | bal_1P_2AC | 8103302 | no | no |  |  | no |  |  | 0 | 0 | 0 | 0
oh_line_8103302_312161155 |  | AD | node_8103302_312161154 | node_8103302_312161155 | 242.876 | bal_1P_2AC | 8103302 | no | no |  |  | no |  |  | 0 | 0 | 0 | 0
oh_line_8103302_312161156 |  | AD | node_8103302_200881862 | node_8103302_312161156 | 229.67 | bal_1P_2AC | 8103302 | no | no |  |  | no |  |  | 0 | 0 | 0 | 0
oh_line_TAP_OH_909583 |  | ABCN | node_8103302_200875559 | node_1440798_453_15383470_102 | 0.033 | unb_TAPWIRE_OH | 8103302 | no | no |  |  | no |  |  | 0 | 0 | 0 | 0
oh_line_TAP_OH_909584 |  | AN | node_8103302_200875562 | node_1442233_021_15387167_75 | 0.033 | unb_TAPWIRE_OH | 8103302 | no | no |  |  | no |  |  | 0 | 0 | 0 | 0
oh_line_TAP_OH_909585 |  | AN | node_8103302_200875564 | node_1442508_544_15387863_799 | 0.033 | unb_TAPWIRE_OH | 8103302 | no | no |  |  | no |  |  | 0 | 0 | 0 | 0
oh_line_TAP_OH_909586 |  | AN | node_8103302_200875567 | node_1442578_005_15388351_971 | 0.033 | unb_TAPWIRE_OH | 8103302 | no | no |  |  | no |  |  | 0 | 0 | 0 | 0
oh_line_TAP_OH_909587 |  | AN | node_8103302_200875570 | node_1442756_93_15388792_558 | 0.033 | unb_TAPWIRE_OH | 8103302 | no | no |  |  | no |  |  | 0 | 0 | 0 | 0
oh_line_TAP_OH_909588 |  | AN | node_8103302_200875572 | node_1442800_863_15389252_271 | 0.033 | unb_TAPWIRE_OH | 8103302 | no | no |  |  | no |  |  | 0 | 0 | 0 | 0
oh_line_TAP_OH_909589 |  | AN | node_8103302_200875575 | node_1442844_832_15390154_98 | 0.033 | unb_TAPWIRE_OH | 8103302 | no | no |  |  | no |  |  | 0 | 0 | 0 | 0
oh_line_TAP_OH_909590 |  | AN | node_8103302_200875578 | node_1440352_258_15383622_13 | 0.033 | unb_TAPWIRE_OH | 8103302 | no | no |  |  | no |  |  | 0 | 0 | 0 | 0
oh_line_TAP_OH_909591 |  | ABCN | node_8103302_200875579 | node_1440779_621_15383848_183 | 0.033 | unb_TAPWIRE_OH | 8103302 | no | no |  |  | no |  |  | 0 | 0 | 0 | 0
oh_line_TAP_OH_909592 |  | AN | node_8103302_200875584 | node_1442780_191_15390957_619 | 0.033 | unb_TAPWIRE_OH | 8103302 | no | no |  |  | no |  |  | 0 | 0 | 0 | 0
oh_line_TAP_OH_909593 |  | AN | node_8103302_200875587 | node_1442897_346_15391606_686 | 0.033 | unb_TAPWIRE_OH | 8103302 | no | no |  |  | no |  |  | 0 | 0 | 0 | 0
oh_line_TAP_OH_909594 |  | AN | node_8103302_200875589 | node_1442901_201_15392319_796 | 0.033 | unb_TAPWIRE_OH | 8103302 | no | no |  |  | no |  |  | 0 | 0 | 0 | 0
oh_line_TAP_OH_909595 |  | AN | node_8103302_200875594 | node_1442726_013_15393706_524 | 0.033 | unb_TAPWIRE_OH | 8103302 | no | no |  |  | no |  |  | 0 | 0 | 0 | 0
oh_line_TAP_OH_909596 |  | AN | node_8103302_200875595 | node_1442669_795_15393432_57 | 0.033 | unb_TAPWIRE_OH | 8103302 | no | no |  |  | no |  |  | 0 | 0 | 0 | 0
oh_line_TAP_OH_909597 |  | ABCN | node_8103302_200875597 | node_1440770_189_15384094_803 | 0.033 | unb_TAPWIRE_OH | 8103302 | no | no |  |  | no |  |  | 0 | 0 | 0 | 0
oh_line_TAP_OH_909598 |  | ABCN | node_8103302_200875599 | node_1440755_389_15384442_164 | 0.033 | unb_TAPWIRE_OH | 8103302 | no | no |  |  | no |  |  | 0 | 0 | 0 | 0
oh_line_TAP_OH_909599 |  | ABCN | node_8103302_200875601 | node_1440747_546_15384821_49 | 0.033 | unb_TAPWIRE_OH | 8103302 | no | no |  |  | no |  |  | 0 | 0 | 0 | 0
oh_line_TAP_OH_909600 |  | ABCN | node_8103302_200875605 | node_1440984_698_15385192_56 | 0.033 | unb_TAPWIRE_OH | 8103302 | no | no |  |  | no |  |  | 0 | 0 | 0 | 0
oh_line_TAP_OH_909602 |  | AN | node_8103302_200875607 | node_1441139_321_15385545_859 | 0.033 | unb_TAPWIRE_OH | 8103302 | no | no |  |  | no |  |  | 0 | 0 | 0 | 0
oh_line_TAP_OH_909603 |  | AN | node_8103302_200875609 | node_1441324_754_15385910_297 | 0.033 | unb_TAPWIRE_OH | 8103302 | no | no |  |  | no |  |  | 0 | 0 | 0 | 0
oh_line_TAP_OH_909604 |  | AN | node_8103302_200875611 | node_1441439_901_15386106_586 | 0.033 | unb_TAPWIRE_OH | 8103302 | no | no |  |  | no |  |  | 0 | 0 | 0 | 0
oh_line_TAP_OH_909605 |  | AN | node_8103302_200875613 | node_1441605_458_15386399_08 | 0.033 | unb_TAPWIRE_OH | 8103302 | no | no |  |  | no |  |  | 0 | 0 | 0 | 0
oh_line_TAP_OH_909623 |  | AN | node_8103302_200875661 | node_1432264_748_15392678_919 | 0.033 | unb_TAPWIRE_OH | 8103302 | no | no |  |  | no |  |  | 0 | 0 | 0 | 0
oh_line_TAP_OH_909624 |  | AN | node_8103302_200875662 | node_1432656_709_15392630_125 | 0.033 | unb_TAPWIRE_OH | 8103302 | no | no |  |  | no |  |  | 0 | 0 | 0 | 0
oh_line_TAP_OH_909625 |  | AN | node_8103302_200875663 | node_1432394_01_15392917_476 | 0.033 | unb_TAPWIRE_OH | 8103302 | no | no |  |  | no |  |  | 0 | 0 | 0 | 0
oh_line_TAP_OH_909626 |  | AN | node_8103302_200875665 | node_1432316_09_15393433_882 | 0.033 | unb_TAPWIRE_OH | 8103302 | no | no |  |  | no |  |  | 0 | 0 | 0 | 0
oh_line_TAP_OH_909627 |  | AN | node_8103302_200875669 | node_1432272_616_15394197_886 | 0.033 | unb_TAPWIRE_OH | 8103302 | no | no |  |  | no |  |  | 0 | 0 | 0 | 0
oh_line_TAP_OH_909628 |  | AN | node_8103302_200875671 | node_1432145_71_15395108_165 | 0.033 | unb_TAPWIRE_OH | 8103302 | no | no |  |  | no |  |  | 0 | 0 | 0 | 0
oh_line_TAP_OH_909629 |  | AN | node_8103302_200875678 | node_1429775_626_15391775_15 | 0.033 | unb_TAPWIRE_OH | 8103302 | no | no |  |  | no |  |  | 0 | 0 | 0 | 0
oh_line_TAP_OH_909630 |  | AN | node_8103302_200875683 | node_1431081_986_15391843_335 | 0.033 | unb_TAPWIRE_OH | 8103302 | no | no |  |  | no |  |  | 0 | 0 | 0 | 0
oh_line_TAP_OH_909631 |  | AN | node_8103302_200875684 | node_1431559_208_15391886_204 | 0.033 | unb_TAPWIRE_OH | 8103302 | no | no |  |  | no |  |  | 0 | 0 | 0 | 0
oh_line_TAP_OH_909632 |  | AN | node_8103302_200875686 | node_1431874_862_15391747_773 | 0.033 | unb_TAPWIRE_OH | 8103302 | no | no |  |  | no |  |  | 0 | 0 | 0 | 0
oh_line_TAP_OH_909670 |  | AN | node_8103302_200875814 | node_1432547_09_15379111_828 | 0.033 | unb_TAPWIRE_OH | 8103302 | no | no |  |  | no |  |  | 0 | 0 | 0 | 0
oh_line_TAP_OH_909671 |  | AN | node_8103302_200875817 | node_1432415_761_15379217_001 | 0.033 | unb_TAPWIRE_OH | 8103302 | no | no |  |  | no |  |  | 0 | 0 | 0 | 0
oh_line_TAP_OH_909672 |  | AN | node_8103302_200875823 | node_1431636_527_15379841_759 | 0.033 | unb_TAPWIRE_OH | 8103302 | no | no |  |  | no |  |  | 0 | 0 | 0 | 0
oh_line_TAP_OH_909673 |  | AN | node_8103302_200875829 | node_1431790_227_15381025_14 | 0.033 | unb_TAPWIRE_OH | 8103302 | no | no |  |  | no |  |  | 0 | 0 | 0 | 0
oh_line_TAP_OH_909674 |  | AN | node_8103302_200875842 | node_1431263_005_15383923_733 | 0.033 | unb_TAPWIRE_OH | 8103302 | no | no |  |  | no |  |  | 0 | 0 | 0 | 0
oh_line_TAP_OH_909675 |  | AN | node_8103302_200875846 | node_1431161_67_15384667_177 | 0.033 | unb_TAPWIRE_OH | 8103302 | no | no |  |  | no |  |  | 0 | 0 | 0 | 0
oh_line_TAP_OH_909676 |  | AN | node_8103302_200875848 | node_1431151_872_15385207_206 | 0.033 | unb_TAPWIRE_OH | 8103302 | no | no |  |  | no |  |  | 0 | 0 | 0 | 0
oh_line_TAP_OH_909677 |  | AN | node_8103302_200875850 | node_1430877_94_15385742_931 | 0.033 | unb_TAPWIRE_OH | 8103302 | no | no |  |  | no |  |  | 0 | 0 | 0 | 0
oh_line_TAP_OH_909678 |  | AN | node_8103302_200875854 | node_1430789_368_15386397_445 | 0.033 | unb_TAPWIRE_OH | 8103302 | no | no |  |  | no |  |  | 0 | 0 | 0 | 0
oh_line_TAP_OH_909679 |  | AN | node_8103302_200875859 | node_1430457_171_15387736_938 | 0.033 | unb_TAPWIRE_OH | 8103302 | no | no |  |  | no |  |  | 0 | 0 | 0 | 0
oh_line_TAP_OH_909680 |  | AN | node_8103302_200875861 | node_1430339_729_15388030_892 | 0.033 | unb_TAPWIRE_OH | 8103302 | no | no |  |  | no |  |  | 0 | 0 | 0 | 0
oh_line_TAP_OH_909681 |  | AN | node_8103302_200875863 | node_1430055_222_15388695_475 | 0.033 | unb_TAPWIRE_OH | 8103302 | no | no |  |  | no |  |  | 0 | 0 | 0 | 0
oh_line_TAP_OH_909682 |  | AN | node_8103302_200875866 | node_1429685_689_15389295_43 | 0.033 | unb_TAPWIRE_OH | 8103302 | no | no |  |  | no |  |  | 0 | 0 | 0 | 0
oh_line_TAP_OH_909683 |  | AN | node_8103302_200875867 | node_1429668_438_15389648_876 | 0.033 | unb_TAPWIRE_OH | 8103302 | no | no |  |  | no |  |  | 0 | 0 | 0 | 0
oh_line_TAP_OH_909684 |  | AN | node_8103302_200875868 | node_1429326_739_15389848_453 | 0.033 | unb_TAPWIRE_OH | 8103302 | no | no |  |  | no |  |  | 0 | 0 | 0 | 0
oh_line_TAP_OH_909685 |  | AN | node_8103302_200875870 | node_1428818_738_15390380_406 | 0.033 | unb_TAPWIRE_OH | 8103302 | no | no |  |  | no |  |  | 0 | 0 | 0 | 0
oh_line_TAP_OH_909686 |  | AN | node_8103302_200875872 | node_1428676_251_15390583_667 | 0.033 | unb_TAPWIRE_OH | 8103302 | no | no |  |  | no |  |  | 0 | 0 | 0 | 0
oh_line_TAP_OH_909687 |  | AN | node_8103302_200875874 | node_1428589_439_15390943_801 | 0.033 | unb_TAPWIRE_OH | 8103302 | no | no |  |  | no |  |  | 0 | 0 | 0 | 0
oh_line_TAP_OH_909688 |  | AN | node_8103302_200875877 | node_1428025_422_15391156_922 | 0.033 | unb_TAPWIRE_OH | 8103302 | no | no |  |  | no |  |  | 0 | 0 | 0 | 0
oh_line_TAP_OH_909689 |  | AN | node_8103302_200875880 | node_1427354_565_15392195_662 | 0.033 | unb_TAPWIRE_OH | 8103302 | no | no |  |  | no |  |  | 0 | 0 | 0 | 0
oh_line_TAP_OH_909690 |  | AN | node_8103302_200875881 | node_1427017_476_15392712_549 | 0.033 | unb_TAPWIRE_OH | 8103302 | no | no |  |  | no |  |  | 0 | 0 | 0 | 0
oh_line_TAP_OH_909691 |  | AN | node_8103302_200875882 | node_1426879_7_15392929_15 | 0.033 | unb_TAPWIRE_OH | 8103302 | no | no |  |  | no |  |  | 0 | 0 | 0 | 0
oh_line_TAP_OH_909697 |  | AN | node_8103302_200875904 | node_1432378_668_15382717_818 | 0.033 | unb_TAPWIRE_OH | 8103302 | no | no |  |  | no |  |  | 0 | 0 | 0 | 0
oh_line_TAP_OH_909698 |  | AN | node_8103302_200875907 | node_1432514_265_15382981_375 | 0.033 | unb_TAPWIRE_OH | 8103302 | no | no |  |  | no |  |  | 0 | 0 | 0 | 0
oh_line_TAP_OH_909699 |  | AN | node_8103302_200875909 | node_1432527_755_15383287_527 | 0.033 | unb_TAPWIRE_OH | 8103302 | no | no |  |  | no |  |  | 0 | 0 | 0 | 0
oh_line_TAP_OH_909700 |  | AN | node_8103302_200875911 | node_1432475_949_15383519_685 | 0.033 | unb_TAPWIRE_OH | 8103302 | no | no |  |  | no |  |  | 0 | 0 | 0 | 0
oh_line_TAP_OH_909701 |  | AN | node_8103302_200875915 | node_1432965_662_15383540_95 | 0.033 | unb_TAPWIRE_OH | 8103302 | no | no |  |  | no |  |  | 0 | 0 | 0 | 0
oh_line_TAP_OH_909702 |  | AN | node_8103302_200875917 | node_1432427_588_15384413_166 | 0.033 | unb_TAPWIRE_OH | 8103302 | no | no |  |  | no |  |  | 0 | 0 | 0 | 0
oh_line_TAP_OH_909703 |  | AN | node_8103302_200875922 | node_1454176_433_15381999_396 | 0.033 | unb_TAPWIRE_OH | 8103302 | no | no |  |  | no |  |  | 0 | 0 | 0 | 0
oh_line_TAP_OH_909704 |  | ABCN | node_8103302_200875929 | node_1455416_705_15386027_416 | 0.033 | unb_TAPWIRE_OH | 8103302 | no | no |  |  | no |  |  | 0 | 0 | 0 | 0
oh_line_TAP_OH_909705 |  | ABCN | node_8103302_200875930 | node_1455637_184_15386202_281 | 0.033 | unb_TAPWIRE_OH | 8103302 | no | no |  |  | no |  |  | 0 | 0 | 0 | 0
oh_line_TAP_OH_909706 |  | AN | node_8103302_200875937 | node_1454843_967_15385437_97 | 0.033 | unb_TAPWIRE_OH | 8103302 | no | no |  |  | no |  |  | 0 | 0 | 0 | 0
oh_line_TAP_OH_909707 |  | AN | node_8103302_200875944 | node_1438234_617_15392892_511 | 0.033 | unb_TAPWIRE_OH | 8103302 | no | no |  |  | no |  |  | 0 | 0 | 0 | 0
oh_line_TAP_OH_909708 |  | AN | node_8103302_200875947 | node_1437435_649_15393737_169 | 0.033 | unb_TAPWIRE_OH | 8103302 | no | no |  |  | no |  |  | 0 | 0 | 0 | 0
oh_line_TAP_OH_909709 |  | AN | node_8103302_200875955 | node_1435962_991_15393575_27 | 0.033 | unb_TAPWIRE_OH | 8103302 | no | no |  |  | no |  |  | 0 | 0 | 0 | 0
oh_line_TAP_OH_909710 |  | ABCN | node_8103302_200875958 | node_1449202_017_15385707_411 | 0.033 | unb_TAPWIRE_OH | 8103302 | no | no |  |  | no |  |  | 0 | 0 | 0 | 0
oh_line_TAP_OH_909711 |  | ABCN | node_8103302_200875959 | node_1449288_525_15385527_461 | 0.033 | unb_TAPWIRE_OH | 8103302 | no | no |  |  | no |  |  | 0 | 0 | 0 | 0
oh_line_TAP_OH_909712 |  | AN | node_8103302_200875962 | node_1448825_725_15385380_638 | 0.033 | unb_TAPWIRE_OH | 8103302 | no | no |  |  | no |  |  | 0 | 0 | 0 | 0
oh_line_TAP_OH_909713 |  | AN | node_8103302_200875965 | node_1431819_571_15387644_867 | 0.033 | unb_TAPWIRE_OH | 8103302 | no | no |  |  | no |  |  | 0 | 0 | 0 | 0
oh_line_TAP_OH_909714 |  | AN | node_8103302_200875966 | node_1432090_021_15387268_653 | 0.033 | unb_TAPWIRE_OH | 8103302 | no | no |  |  | no |  |  | 0 | 0 | 0 | 0
oh_line_TAP_OH_909715 |  | AN | node_8103302_200875967 | node_1432083_561_15386892_072 | 0.033 | unb_TAPWIRE_OH | 8103302 | no | no |  |  | no |  |  | 0 | 0 | 0 | 0
oh_line_TAP_OH_909716 |  | AN | node_8103302_200875968 | node_1432132_781_15386522_159 | 0.033 | unb_TAPWIRE_OH | 8103302 | no | no |  |  | no |  |  | 0 | 0 | 0 | 0
oh_line_TAP_OH_909717 |  | AN | node_8103302_200875970 | node_1432163_441_15386288_546 | 0.033 | unb_TAPWIRE_OH | 8103302 | no | no |  |  | no |  |  | 0 | 0 | 0 | 0
oh_line_TAP_OH_909718 |  | AN | node_8103302_200875972 | node_1432187_606_15385985_114 | 0.033 | unb_TAPWIRE_OH | 8103302 | no | no |  |  | no |  |  | 0 | 0 | 0 | 0
oh_line_TAP_OH_909719 |  | AN | node_8103302_200875973 | node_1432192_944_15385614_206 | 0.033 | unb_TAPWIRE_OH | 8103302 | no | no |  |  | no |  |  | 0 | 0 | 0 | 0
oh_line_TAP_OH_909720 |  | AN | node_8103302_200875975 | node_1432267_574_15384935_767 | 0.033 | unb_TAPWIRE_OH | 8103302 | no | no |  |  | no |  |  | 0 | 0 | 0 | 0
oh_line_TAP_OH_909721 |  | AN | node_8103302_200875980 | node_1431654_295_15388737_313 | 0.033 | unb_TAPWIRE_OH | 8103302 | no | no |  |  | no |  |  | 0 | 0 | 0 | 0
oh_line_TAP_OH_909722 |  | AN | node_8103302_200875981 | node_1431953_866_15388776_972 | 0.033 | unb_TAPWIRE_OH | 8103302 | no | no |  |  | no |  |  | 0 | 0 | 0 | 0
oh_line_TAP_OH_909723 |  | AN | node_8103302_200875986 | node_1431316_215_15387969_262 | 0.033 | unb_TAPWIRE_OH | 8103302 | no | no |  |  | no |  |  | 0 | 0 | 0 | 0
oh_line_TAP_OH_909724 |  | AN | node_8103302_200875987 | node_1449975_81_15386931_14 | 0.033 | unb_TAPWIRE_OH | 8103302 | no | no |  |  | no |  |  | 0 | 0 | 0 | 0
oh_line_TAP_OH_909725 |  | ABCN | node_8103302_200875996 | node_1455062_781_15386047_374 | 0.033 | unb_TAPWIRE_OH | 8103302 | no | no |  |  | no |  |  | 0 | 0 | 0 | 0
oh_line_TAP_OH_909726 |  | ABCN | node_8103302_200876002 | node_1456111_793_15386977_277 | 0.033 | unb_TAPWIRE_OH | 8103302 | no | no |  |  | no |  |  | 0 | 0 | 0 | 0
oh_line_TAP_OH_909727 |  | ABCN | node_8103302_200876003 | node_1456274_852_15387152_142 | 0.033 | unb_TAPWIRE_OH | 8103302 | no | no |  |  | no |  |  | 0 | 0 | 0 | 0
oh_line_TAP_OH_909728 |  | ABCN | node_8103302_200876004 | node_1456431_147_15387318_491 | 0.033 | unb_TAPWIRE_OH | 8103302 | no | no |  |  | no |  |  | 0 | 0 | 0 | 0
oh_line_TAP_OH_909729 |  | AN | node_8103302_200876008 | node_1456758_843_15388134_159 | 0.033 | unb_TAPWIRE_OH | 8103302 | no | no |  |  | no |  |  | 0 | 0 | 0 | 0
oh_line_TAP_OH_909730 |  | AN | node_8103302_200876010 | node_1456869_297_15388246_127 | 0.033 | unb_TAPWIRE_OH | 8103302 | no | no |  |  | no |  |  | 0 | 0 | 0 | 0
oh_line_TAP_OH_909731 |  | AN | node_8103302_200876015 | node_1457013_808_15388540_924 | 0.033 | unb_TAPWIRE_OH | 8103302 | no | no |  |  | no |  |  | 0 | 0 | 0 | 0
oh_line_TAP_OH_909732 |  | AN | node_8103302_200876016 | node_1457233_389_15388366_043 | 0.033 | unb_TAPWIRE_OH | 8103302 | no | no |  |  | no |  |  | 0 | 0 | 0 | 0
oh_line_TAP_OH_909744 |  | AN | node_8103302_200876043 | node_1455839_181_15388792_225 | 0.033 | unb_TAPWIRE_OH | 8103302 | no | no |  |  | no |  |  | 0 | 0 | 0 | 0
oh_line_TAP_OH_909991 |  | AN | node_8103302_200876725 | node_1431709_503_15388952_211 | 0.033 | unb_TAPWIRE_OH | 8103302 | no | no |  |  | no |  |  | 0 | 0 | 0 | 0
oh_line_TAP_OH_909992 |  | AN | node_8103302_200876726 | node_1431737_063_15389348_336 | 0.033 | unb_TAPWIRE_OH | 8103302 | no | no |  |  | no |  |  | 0 | 0 | 0 | 0
oh_line_TAP_OH_909993 |  | AN | node_8103302_200876731 | node_1431310_405_15389738_047 | 0.033 | unb_TAPWIRE_OH | 8103302 | no | no |  |  | no |  |  | 0 | 0 | 0 | 0
oh_line_TAP_OH_909994 |  | AN | node_8103302_200876732 | node_1431697_629_15389988_045 | 0.033 | unb_TAPWIRE_OH | 8103302 | no | no |  |  | no |  |  | 0 | 0 | 0 | 0
oh_line_TAP_OH_909995 |  | AN | node_8103302_200876733 | node_1431690_048_15390333_031 | 0.033 | unb_TAPWIRE_OH | 8103302 | no | no |  |  | no |  |  | 0 | 0 | 0 | 0
oh_line_TAP_OH_909996 |  | AN | node_8103302_200876735 | node_1431684_52_15390584_501 | 0.033 | unb_TAPWIRE_OH | 8103302 | no | no |  |  | no |  |  | 0 | 0 | 0 | 0
oh_line_TAP_OH_910008 |  | AN | node_8103302_200876766 | node_1437441_47_15393265_162 | 0.033 | unb_TAPWIRE_OH | 8103302 | no | no |  |  | no |  |  | 0 | 0 | 0 | 0
oh_line_TAP_OH_910009 |  | AN | node_8103302_200876767 | node_1436857_641_15390270_634 | 0.033 | unb_TAPWIRE_OH | 8103302 | no | no |  |  | no |  |  | 0 | 0 | 0 | 0
oh_line_TAP_OH_910010 |  | AN | node_8103302_200876770 | node_1437503_873_15389326_071 | 0.033 | unb_TAPWIRE_OH | 8103302 | no | no |  |  | no |  |  | 0 | 0 | 0 | 0
oh_line_TAP_OH_910011 |  | AN | node_8103302_200876773 | node_1438878_79_15389583_857 | 0.033 | unb_TAPWIRE_OH | 8103302 | no | no |  |  | no |  |  | 0 | 0 | 0 | 0
oh_line_TAP_OH_910012 |  | AN | node_8103302_200876779 | node_1439866_478_15388498_843 | 0.033 | unb_TAPWIRE_OH | 8103302 | no | no |  |  | no |  |  | 0 | 0 | 0 | 0
oh_line_TAP_OH_910013 |  | AN | node_8103302_200876780 | node_1436711_325_15392913_65 | 0.033 | unb_TAPWIRE_OH | 8103302 | no | no |  |  | no |  |  | 0 | 0 | 0 | 0
oh_line_TAP_OH_910014 |  | AN | node_8103302_200876784 | node_1436668_627_15391202_687 | 0.033 | unb_TAPWIRE_OH | 8103302 | no | no |  |  | no |  |  | 0 | 0 | 0 | 0
oh_line_TAP_OH_910015 |  | AN | node_8103302_200876786 | node_1436690_693_15390580_903 | 0.033 | unb_TAPWIRE_OH | 8103302 | no | no |  |  | no |  |  | 0 | 0 | 0 | 0
oh_line_TAP_OH_910016 |  | AN | node_8103302_200876791 | node_1427213_348_15383966_401 | 0.033 | unb_TAPWIRE_OH | 8103302 | no | no |  |  | no |  |  | 0 | 0 | 0 | 0
oh_line_TAP_OH_910017 |  | AN | node_8103302_200876798 | node_1428142_243_15384705_656 | 0.033 | unb_TAPWIRE_OH | 8103302 | no | no |  |  | no |  |  | 0 | 0 | 0 | 0
oh_line_TAP_OH_910063 |  | AN | node_8103302_200876909 | node_1432196_67_15381467_234 | 0.033 | unb_TAPWIRE_OH | 8103302 | no | no |  |  | no |  |  | 0 | 0 | 0 | 0
oh_line_TAP_OH_910064 |  | AN | node_8103302_200876910 | node_1432455_717_15381655_606 | 0.033 | unb_TAPWIRE_OH | 8103302 | no | no |  |  | no |  |  | 0 | 0 | 0 | 0
oh_line_TAP_OH_910065 |  | AN | node_8103302_200876911 | node_1432400_333_15382111_748 | 0.033 | unb_TAPWIRE_OH | 8103302 | no | no |  |  | no |  |  | 0 | 0 | 0 | 0
oh_line_TAP_OH_910066 |  | AN | node_8103302_200876913 | node_1432383_609_15382408_043 | 0.033 | unb_TAPWIRE_OH | 8103302 | no | no |  |  | no |  |  | 0 | 0 | 0 | 0
oh_line_TAP_OH_910101 |  | AN | node_8103302_200876991 | node_1439275_882_15383857_074 | 0.033 | unb_TAPWIRE_OH | 8103302 | no | no |  |  | no |  |  | 0 | 0 | 0 | 0
oh_line_TAP_OH_910102 |  | ABCN | node_8103302_200876998 | node_1434160_222_15379440_313 | 0.033 | unb_TAPWIRE_OH | 8103302 | no | no |  |  | no |  |  | 0 | 0 | 0 | 0
oh_line_TAP_OH_910103 |  | ABCN | node_8103302_200877002 | node_1434477_432_15379569_883 | 0.033 | unb_TAPWIRE_OH | 8103302 | no | no |  |  | no |  |  | 0 | 0 | 0 | 0
oh_line_TAP_OH_910104 |  | ABCN | node_8103302_200877004 | node_1434730_921_15379821_035 | 0.033 | unb_TAPWIRE_OH | 8103302 | no | no |  |  | no |  |  | 0 | 0 | 0 | 0
oh_line_TAP_OH_910105 |  | ABCN | node_8103302_200877008 | node_1435278_137_15380167_519 | 0.033 | unb_TAPWIRE_OH | 8103302 | no | no |  |  | no |  |  | 0 | 0 | 0 | 0
oh_line_TAP_OH_910106 |  | AN | node_8103302_200877014 | node_1436059_77_15380357_921 | 0.033 | unb_TAPWIRE_OH | 8103302 | no | no |  |  | no |  |  | 0 | 0 | 0 | 0
oh_line_TAP_OH_910107 |  | AN | node_8103302_200877015 | node_1435858_424_15380571_019 | 0.033 | unb_TAPWIRE_OH | 8103302 | no | no |  |  | no |  |  | 0 | 0 | 0 | 0
oh_line_TAP_OH_910108 |  | ABCN | node_8103302_200877019 | node_1436586_504_15381381_558 | 0.033 | unb_TAPWIRE_OH | 8103302 | no | no |  |  | no |  |  | 0 | 0 | 0 | 0
oh_line_TAP_OH_910109 |  | ABCN | node_8103302_200877022 | node_1436901_599_15381934_482 | 0.033 | unb_TAPWIRE_OH | 8103302 | no | no |  |  | no |  |  | 0 | 0 | 0 | 0
oh_line_TAP_OH_910110 |  | ABCN | node_8103302_200877025 | node_1437159_941_15382063_287 | 0.033 | unb_TAPWIRE_OH | 8103302 | no | no |  |  | no |  |  | 0 | 0 | 0 | 0
oh_line_TAP_OH_910111 |  | AN | node_8103302_200877029 | node_1437787_521_15382667_448 | 0.033 | unb_TAPWIRE_OH | 8103302 | no | no |  |  | no |  |  | 0 | 0 | 0 | 0
oh_line_TAP_OH_910112 |  | AN | node_8103302_200877030 | node_1437703_557_15383020_094 | 0.033 | unb_TAPWIRE_OH | 8103302 | no | no |  |  | no |  |  | 0 | 0 | 0 | 0
oh_line_TAP_OH_910113 |  | ABCN | node_8103302_200877034 | node_1438620_752_15383028_051 | 0.033 | unb_TAPWIRE_OH | 8103302 | no | no |  |  | no |  |  | 0 | 0 | 0 | 0
oh_line_TAP_OH_910114 |  | AN | node_8103302_200877035 | node_1438546_747_15383348_213 | 0.033 | unb_TAPWIRE_OH | 8103302 | no | no |  |  | no |  |  | 0 | 0 | 0 | 0
oh_line_TAP_OH_910115 |  | ABCN | node_8103302_200877044 | node_1439770_98_15383247_612 | 0.033 | unb_TAPWIRE_OH | 8103302 | no | no |  |  | no |  |  | 0 | 0 | 0 | 0
oh_line_TAP_OH_910116 |  | AN | node_8103302_200877048 | node_1440132_807_15383366_694 | 0.033 | unb_TAPWIRE_OH | 8103302 | no | no |  |  | no |  |  | 0 | 0 | 0 | 0
oh_line_TAP_OH_910117 |  | AN | node_8103302_200877057 | node_1441604_021_15383572_667 | 0.033 | unb_TAPWIRE_OH | 8103302 | no | no |  |  | no |  |  | 0 | 0 | 0 | 0
oh_line_TAP_OH_910118 |  | ABCN | node_8103302_200877062 | node_1442852_501_15384120_384 | 0.033 | unb_TAPWIRE_OH | 8103302 | no | no |  |  | no |  |  | 0 | 0 | 0 | 0
oh_line_TAP_OH_910119 |  | ABCN | node_8103302_200877065 | node_1443500_345_15384462_158 | 0.033 | unb_TAPWIRE_OH | 8103302 | no | no |  |  | no |  |  | 0 | 0 | 0 | 0
oh_line_TAP_OH_910121 |  | ABCN | node_8103302_200877071 | node_1444516_215_15384538_834 | 0.033 | unb_TAPWIRE_OH | 8103302 | no | no |  |  | no |  |  | 0 | 0 | 0 | 0
oh_line_TAP_OH_910122 |  | ABCN | node_8103302_200877076 | node_1445422_427_15384822_05 | 0.033 | unb_TAPWIRE_OH | 8103302 | no | no |  |  | no |  |  | 0 | 0 | 0 | 0
oh_line_TAP_OH_910123 |  | ABCN | node_8103302_200877078 | node_1445605_81_15385015_306 | 0.033 | unb_TAPWIRE_OH | 8103302 | no | no |  |  | no |  |  | 0 | 0 | 0 | 0
oh_line_TAP_OH_910124 |  | AN | node_8103302_200877091 | node_1448551_001_15385435_043 | 0.033 | unb_TAPWIRE_OH | 8103302 | no | no |  |  | no |  |  | 0 | 0 | 0 | 0
oh_line_TAP_OH_910125 |  | ABCN | node_8103302_200877096 | node_1449313_489_15386203_941 | 0.033 | unb_TAPWIRE_OH | 8103302 | no | no |  |  | no |  |  | 0 | 0 | 0 | 0
oh_line_TAP_OH_910126 |  | AN | node_8103302_200877099 | node_1449695_878_15386147_442 | 0.033 | unb_TAPWIRE_OH | 8103302 | no | no |  |  | no |  |  | 0 | 0 | 0 | 0
oh_line_TAP_OH_910127 |  | ABCN | node_8103302_200877100 | node_1449893_174_15386558_786 | 0.033 | unb_TAPWIRE_OH | 8103302 | no | no |  |  | no |  |  | 0 | 0 | 0 | 0
oh_line_TAP_OH_910128 |  | AN | node_8103302_200877106 | node_1450918_365_15386335_239 | 0.033 | unb_TAPWIRE_OH | 8103302 | no | no |  |  | no |  |  | 0 | 0 | 0 | 0
oh_line_TAP_OH_910129 |  | ABCN | node_8103302_200877107 | node_1451163_979_15386502_457 | 0.033 | unb_TAPWIRE_OH | 8103302 | no | no |  |  | no |  |  | 0 | 0 | 0 | 0
oh_line_TAP_OH_910130 |  | ABCN | node_8103302_200877111 | node_1452337_702_15386266_728 | 0.033 | unb_TAPWIRE_OH | 8103302 | no | no |  |  | no |  |  | 0 | 0 | 0 | 0
oh_line_TAP_OH_910131 |  | ABCN | node_8103302_200877112 | node_1452602_546_15386280_214 | 0.033 | unb_TAPWIRE_OH | 8103302 | no | no |  |  | no |  |  | 0 | 0 | 0 | 0
oh_line_TAP_OH_910132 |  | ABCN | node_8103302_200877113 | node_1452905_12_15386176_453 | 0.033 | unb_TAPWIRE_OH | 8103302 | no | no |  |  | no |  |  | 0 | 0 | 0 | 0
oh_line_TAP_OH_910133 |  | AN | node_8103302_200877114 | node_1452961_59_15385822_76 | 0.033 | unb_TAPWIRE_OH | 8103302 | no | no |  |  | no |  |  | 0 | 0 | 0 | 0
oh_line_TAP_OH_910134 |  | ABCN | node_8103302_200877119 | node_1453976_967_15386394_283 | 0.033 | unb_TAPWIRE_OH | 8103302 | no | no |  |  | no |  |  | 0 | 0 | 0 | 0
oh_line_TAP_OH_910135 |  | AN | node_8103302_200877123 | node_1454672_094_15386905_793 | 0.033 | unb_TAPWIRE_OH | 8103302 | no | no |  |  | no |  |  | 0 | 0 | 0 | 0
oh_line_TAP_OH_910136 |  | AN | node_8103302_200877127 | node_1455101_09_15387669_433 | 0.033 | unb_TAPWIRE_OH | 8103302 | no | no |  |  | no |  |  | 0 | 0 | 0 | 0
oh_line_TAP_OH_910137 |  | AN | node_8103302_200877129 | node_1455433_271_15388105_068 | 0.033 | unb_TAPWIRE_OH | 8103302 | no | no |  |  | no |  |  | 0 | 0 | 0 | 0
oh_line_TAP_OH_910138 |  | AN | node_8103302_200877131 | node_1455799_465_15388305_364 | 0.033 | unb_TAPWIRE_OH | 8103302 | no | no |  |  | no |  |  | 0 | 0 | 0 | 0
oh_line_TAP_OH_910139 |  | AN | node_8103302_200877132 | node_1455946_69_15388445_036 | 0.033 | unb_TAPWIRE_OH | 8103302 | no | no |  |  | no |  |  | 0 | 0 | 0 | 0
oh_line_TAP_OH_910140 |  | AN | node_8103302_200877140 | node_1456526_672_15388867_823 | 0.033 | unb_TAPWIRE_OH | 8103302 | no | no |  |  | no |  |  | 0 | 0 | 0 | 0
oh_line_TAP_OH_910141 |  | AN | node_8103302_200877154 | node_1458037_991_15390260_369 | 0.033 | unb_TAPWIRE_OH | 8103302 | no | no |  |  | no |  |  | 0 | 0 | 0 | 0
oh_line_TAP_OH_910142 |  | AN | node_8103302_200877155 | node_1458219_506_15390427_981 | 0.033 | unb_TAPWIRE_OH | 8103302 | no | no |  |  | no |  |  | 0 | 0 | 0 | 0
oh_line_TAP_OH_910150 |  | AN | node_8103302_200877183 | node_1440714_787_15385199_033 | 0.033 | unb_TAPWIRE_OH | 8103302 | no | no |  |  | no |  |  | 0 | 0 | 0 | 0
oh_line_TAP_OH_910151 |  | AN | node_8103302_200877194 | node_1440642_618_15386130_211 | 0.033 | unb_TAPWIRE_OH | 8103302 | no | no |  |  | no |  |  | 0 | 0 | 0 | 0
oh_line_TAP_OH_910152 |  | AN | node_8103302_200877195 | node_1440388_437_15386485_462 | 0.033 | unb_TAPWIRE_OH | 8103302 | no | no |  |  | no |  |  | 0 | 0 | 0 | 0
oh_line_TAP_OH_910153 |  | AN | node_8103302_200877196 | node_1440080_513_15386303_649 | 0.033 | unb_TAPWIRE_OH | 8103302 | no | no |  |  | no |  |  | 0 | 0 | 0 | 0
oh_line_TAP_OH_910154 |  | AN | node_8103302_200877197 | node_1440256_949_15386797_385 | 0.033 | unb_TAPWIRE_OH | 8103302 | no | no |  |  | no |  |  | 0 | 0 | 0 | 0
oh_line_TAP_OH_910155 |  | AN | node_8103302_200877200 | node_1439962_148_15387069_864 | 0.033 | unb_TAPWIRE_OH | 8103302 | no | no |  |  | no |  |  | 0 | 0 | 0 | 0
oh_line_TAP_OH_910156 |  | AN | node_8103302_200877202 | node_1439895_838_15387371_715 | 0.033 | unb_TAPWIRE_OH | 8103302 | no | no |  |  | no |  |  | 0 | 0 | 0 | 0
oh_line_TAP_OH_910250 |  | AN | node_8103302_200877434 | node_1434808_943_15381248_596 | 0.033 | unb_TAPWIRE_OH | 8103302 | no | no |  |  | no |  |  | 0 | 0 | 0 | 0
oh_line_TAP_OH_910251 |  | AN | node_8103302_200877435 | node_1434973_979_15381443_311 | 0.033 | unb_TAPWIRE_OH | 8103302 | no | no |  |  | no |  |  | 0 | 0 | 0 | 0
oh_line_TAP_OH_910252 |  | AN | node_8103302_200877442 | node_1432898_411_15380638_797 | 0.033 | unb_TAPWIRE_OH | 8103302 | no | no |  |  | no |  |  | 0 | 0 | 0 | 0
oh_line_TAP_OH_910253 |  | AN | node_8103302_200877443 | node_1433247_151_15380864_95 | 0.033 | unb_TAPWIRE_OH | 8103302 | no | no |  |  | no |  |  | 0 | 0 | 0 | 0
oh_line_TAP_OH_910254 |  | AN | node_8103302_200877444 | node_1433463_436_15380898_972 | 0.033 | unb_TAPWIRE_OH | 8103302 | no | no |  |  | no |  |  | 0 | 0 | 0 | 0
oh_line_TAP_OH_910255 |  | AN | node_8103302_200877445 | node_1433644_899_15380926_473 | 0.033 | unb_TAPWIRE_OH | 8103302 | no | no |  |  | no |  |  | 0 | 0 | 0 | 0
oh_line_TAP_OH_910256 |  | AN | node_8103302_200877447 | node_1434099_811_15381020_231 | 0.033 | unb_TAPWIRE_OH | 8103302 | no | no |  |  | no |  |  | 0 | 0 | 0 | 0
oh_line_TAP_OH_910257 |  | AN | node_8103302_200877452 | node_1438461_71_15392040_77 | 0.033 | unb_TAPWIRE_OH | 8103302 | no | no |  |  | no |  |  | 0 | 0 | 0 | 0
oh_line_TAP_OH_910258 |  | AN | node_8103302_200877455 | node_1438781_134_15390109_267 | 0.033 | unb_TAPWIRE_OH | 8103302 | no | no |  |  | no |  |  | 0 | 0 | 0 | 0
oh_line_TAP_OH_910259 |  | AN | node_8103302_200877457 | node_1439030_939_15390047_954 | 0.033 | unb_TAPWIRE_OH | 8103302 | no | no |  |  | no |  |  | 0 | 0 | 0 | 0
oh_line_TAP_OH_910260 |  | AN | node_8103302_200877461 | node_1438628_639_15391203_702 | 0.033 | unb_TAPWIRE_OH | 8103302 | no | no |  |  | no |  |  | 0 | 0 | 0 | 0
oh_line_TAP_OH_910261 |  | AN | node_8103302_200877462 | node_1438351_264_15391121_276 | 0.033 | unb_TAPWIRE_OH | 8103302 | no | no |  |  | no |  |  | 0 | 0 | 0 | 0
oh_line_TAP_OH_910507 |  | AN | node_8103302_200878229 | node_1435012_045_15378640_212 | 0.033 | unb_TAPWIRE_OH | 8103302 | no | no |  |  | no |  |  | 0 | 0 | 0 | 0
oh_line_TAP_OH_910508 |  | AN | node_8103302_200878230 | node_1435271_983_15378706_553 | 0.033 | unb_TAPWIRE_OH | 8103302 | no | no |  |  | no |  |  | 0 | 0 | 0 | 0
oh_line_TAP_OH_911021 |  | AN | node_8103302_200879889 | node_1458499_572_15390613_701 | 0.033 | unb_TAPWIRE_OH | 8103302 | no | no |  |  | no |  |  | 0 | 0 | 0 | 0
oh_line_TAP_OH_911022 |  | AN | node_8103302_200879891 | node_1458837_158_15390846_91 | 0.033 | unb_TAPWIRE_OH | 8103302 | no | no |  |  | no |  |  | 0 | 0 | 0 | 0
oh_line_TAP_OH_911023 |  | AN | node_8103302_200879894 | node_1459148_783_15391292_151 | 0.033 | unb_TAPWIRE_OH | 8103302 | no | no |  |  | no |  |  | 0 | 0 | 0 | 0
oh_line_TAP_OH_911024 |  | AN | node_8103302_200879897 | node_1459957_631_15391633_925 | 0.033 | unb_TAPWIRE_OH | 8103302 | no | no |  |  | no |  |  | 0 | 0 | 0 | 0
oh_line_TAP_OH_911025 |  | AN | node_8103302_200879900 | node_1460532_584_15391840_498 | 0.033 | unb_TAPWIRE_OH | 8103302 | no | no |  |  | no |  |  | 0 | 0 | 0 | 0
oh_line_TAP_OH_911026 |  | AN | node_8103302_200879904 | node_1461234_812_15391855_521 | 0.033 | unb_TAPWIRE_OH | 8103302 | no | no |  |  | no |  |  | 0 | 0 | 0 | 0
oh_line_TAP_OH_911027 |  | AN | node_8103302_200879909 | node_1462284_783_15392265_193 | 0.033 | unb_TAPWIRE_OH | 8103302 | no | no |  |  | no |  |  | 0 | 0 | 0 | 0
oh_line_TAP_OH_911028 |  | AN | node_8103302_200879912 | node_1462898_907_15392827_967 | 0.033 | unb_TAPWIRE_OH | 8103302 | no | no |  |  | no |  |  | 0 | 0 | 0 | 0
oh_line_TAP_OH_911029 |  | AN | node_8103302_200879914 | node_1463107_033_15392278_192 | 0.033 | unb_TAPWIRE_OH | 8103302 | no | no |  |  | no |  |  | 0 | 0 | 0 | 0
oh_line_TAP_OH_911031 |  | AN | node_8103302_200879921 | node_1462045_461_15394566_466 | 0.033 | unb_TAPWIRE_OH | 8103302 | no | no |  |  | no |  |  | 0 | 0 | 0 | 0
oh_line_TAP_OH_911032 |  | AN | node_8103302_200879923 | node_1462254_064_15395104_236 | 0.033 | unb_TAPWIRE_OH | 8103302 | no | no |  |  | no |  |  | 0 | 0 | 0 | 0
oh_line_TAP_OH_911033 |  | AN | node_8103302_200879924 | node_1462150_766_15395366_297 | 0.033 | unb_TAPWIRE_OH | 8103302 | no | no |  |  | no |  |  | 0 | 0 | 0 | 0
oh_line_TAP_OH_911034 |  | AN | node_8103302_200879925 | node_1461884_526_15392685_046 | 0.033 | unb_TAPWIRE_OH | 8103302 | no | no |  |  | no |  |  | 0 | 0 | 0 | 0
oh_line_TAP_OH_911035 |  | AN | node_8103302_200879928 | node_1461937_243_15393377_324 | 0.033 | unb_TAPWIRE_OH | 8103302 | no | no |  |  | no |  |  | 0 | 0 | 0 | 0
oh_line_TAP_OH_911036 |  | AN | node_8103302_200879930 | node_1461959_946_15393651_631 | 0.033 | unb_TAPWIRE_OH | 8103302 | no | no |  |  | no |  |  | 0 | 0 | 0 | 0
oh_line_TAP_OH_911037 |  | AN | node_8103302_200879933 | node_1462190_777_15394216_817 | 0.033 | unb_TAPWIRE_OH | 8103302 | no | no |  |  | no |  |  | 0 | 0 | 0 | 0
oh_line_TAP_OH_911490 |  | AN | node_8103302_200881629 | node_1442822_988_15395893_648 | 0.033 | unb_TAPWIRE_OH | 8103302 | no | no |  |  | no |  |  | 0 | 0 | 0 | 0
oh_line_TAP_OH_911491 |  | AN | node_8103302_200881635 | node_1443190_042_15397037_165 | 0.033 | unb_TAPWIRE_OH | 8103302 | no | no |  |  | no |  |  | 0 | 0 | 0 | 0
oh_line_TAP_OH_911492 |  | AN | node_8103302_200881639 | node_1442440_307_15398290_517 | 0.033 | unb_TAPWIRE_OH | 8103302 | no | no |  |  | no |  |  | 0 | 0 | 0 | 0
oh_line_TAP_OH_911493 |  | AN | node_8103302_200881640 | node_1442563_208_15398694_375 | 0.033 | unb_TAPWIRE_OH | 8103302 | no | no |  |  | no |  |  | 0 | 0 | 0 | 0
oh_line_TAP_OH_911494 |  | AN | node_8103302_200881641 | node_1442640_916_15399174_677 | 0.033 | unb_TAPWIRE_OH | 8103302 | no | no |  |  | no |  |  | 0 | 0 | 0 | 0
oh_line_TAP_OH_911495 |  | AN | node_8103302_200881645 | node_1442897_973_15400847_931 | 0.033 | unb_TAPWIRE_OH | 8103302 | no | no |  |  | no |  |  | 0 | 0 | 0 | 0
oh_line_TAP_OH_911496 |  | AN | node_8103302_200881646 | node_1442965_763_15401246_764 | 0.033 | unb_TAPWIRE_OH | 8103302 | no | no |  |  | no |  |  | 0 | 0 | 0 | 0
oh_line_TAP_OH_911497 |  | AN | node_8103302_200881654 | node_1443468_396_15404559_419 | 0.033 | unb_TAPWIRE_OH | 8103302 | no | no |  |  | no |  |  | 0 | 0 | 0 | 0
oh_line_TAP_OH_911498 |  | AN | node_8103302_200881655 | node_1443573_65_15405035_573 | 0.033 | unb_TAPWIRE_OH | 8103302 | no | no |  |  | no |  |  | 0 | 0 | 0 | 0
oh_line_TAP_OH_911499 |  | AN | node_8103302_200881656 | node_1443659_553_15405476_35 | 0.033 | unb_TAPWIRE_OH | 8103302 | no | no |  |  | no |  |  | 0 | 0 | 0 | 0
oh_line_TAP_OH_911500 |  | AN | node_8103302_200881657 | node_1443736_855_15405833_325 | 0.033 | unb_TAPWIRE_OH | 8103302 | no | no |  |  | no |  |  | 0 | 0 | 0 | 0
oh_line_TAP_OH_911501 |  | AN | node_8103302_200881658 | node_1443805_042_15406164_189 | 0.033 | unb_TAPWIRE_OH | 8103302 | no | no |  |  | no |  |  | 0 | 0 | 0 | 0
oh_line_TAP_OH_911502 |  | AN | node_8103302_200881662 | node_1444434_077_15406703_03 | 0.033 | unb_TAPWIRE_OH | 8103302 | no | no |  |  | no |  |  | 0 | 0 | 0 | 0
oh_line_TAP_OH_911503 |  | AN | node_8103302_200881666 | node_1443835_345_15407032_557 | 0.033 | unb_TAPWIRE_OH | 8103302 | no | no |  |  | no |  |  | 0 | 0 | 0 | 0
oh_line_TAP_OH_911504 |  | AN | node_8103302_200881671 | node_1443734_555_15408402_599 | 0.033 | unb_TAPWIRE_OH | 8103302 | no | no |  |  | no |  |  | 0 | 0 | 0 | 0
oh_line_TAP_OH_911505 |  | AN | node_8103302_200881672 | node_1443641_019_15408704_109 | 0.033 | unb_TAPWIRE_OH | 8103302 | no | no |  |  | no |  |  | 0 | 0 | 0 | 0
oh_line_TAP_OH_911506 |  | AN | node_8103302_200881676 | node_1443564_815_15409724_034 | 0.033 | unb_TAPWIRE_OH | 8103302 | no | no |  |  | no |  |  | 0 | 0 | 0 | 0
oh_line_TAP_OH_911507 |  | AN | node_8103302_200881679 | node_1443532_073_15410106_697 | 0.033 | unb_TAPWIRE_OH | 8103302 | no | no |  |  | no |  |  | 0 | 0 | 0 | 0
oh_line_TAP_OH_911508 |  | AN | node_8103302_200881686 | node_1443653_719_15404382_673 | 0.033 | unb_TAPWIRE_OH | 8103302 | no | no |  |  | no |  |  | 0 | 0 | 0 | 0
oh_line_TAP_OH_911509 |  | AN | node_8103302_200881687 | node_1443934_289_15404898_393 | 0.033 | unb_TAPWIRE_OH | 8103302 | no | no |  |  | no |  |  | 0 | 0 | 0 | 0
oh_line_TAP_OH_911510 |  | AN | node_8103302_200881691 | node_1449628_413_15405654_278 | 0.033 | unb_TAPWIRE_OH | 8103302 | no | no |  |  | no |  |  | 0 | 0 | 0 | 0
oh_line_TAP_OH_911511 |  | AN | node_8103302_200881694 | node_1450913_744_15406166_351 | 0.033 | unb_TAPWIRE_OH | 8103302 | no | no |  |  | no |  |  | 0 | 0 | 0 | 0
oh_line_TAP_OH_911514 |  | AN | node_8103302_200881700 | node_1444223_554_15405106_726 | 0.033 | unb_TAPWIRE_OH | 8103302 | no | no |  |  | no |  |  | 0 | 0 | 0 | 0
oh_line_TAP_OH_911515 |  | AN | node_8103302_200881702 | node_1452186_197_15407480_411 | 0.033 | unb_TAPWIRE_OH | 8103302 | no | no |  |  | no |  |  | 0 | 0 | 0 | 0
oh_line_TAP_OH_911516 |  | AN | node_8103302_200881705 | node_1452488_145_15408645_101 | 0.033 | unb_TAPWIRE_OH | 8103302 | no | no |  |  | no |  |  | 0 | 0 | 0 | 0
oh_line_TAP_OH_911517 |  | AN | node_8103302_200881710 | node_1453562_092_15409908_162 | 0.033 | unb_TAPWIRE_OH | 8103302 | no | no |  |  | no |  |  | 0 | 0 | 0 | 0
oh_line_TAP_OH_911518 |  | AN | node_8103302_200881711 | node_1444615_611_15405476_774 | 0.033 | unb_TAPWIRE_OH | 8103302 | no | no |  |  | no |  |  | 0 | 0 | 0 | 0
oh_line_TAP_OH_911519 |  | AN | node_8103302_200881713 | node_1445011_408_15405839_909 | 0.033 | unb_TAPWIRE_OH | 8103302 | no | no |  |  | no |  |  | 0 | 0 | 0 | 0
oh_line_TAP_OH_911520 |  | AN | node_8103302_200881715 | node_1454134_564_15410583_411 | 0.033 | unb_TAPWIRE_OH | 8103302 | no | no |  |  | no |  |  | 0 | 0 | 0 | 0
oh_line_TAP_OH_911521 |  | AN | node_8103302_200881718 | node_1446230_006_15406028_678 | 0.033 | unb_TAPWIRE_OH | 8103302 | no | no |  |  | no |  |  | 0 | 0 | 0 | 0
oh_line_TAP_OH_911522 |  | AN | node_8103302_200881720 | node_1447129_595_15405852_422 | 0.033 | unb_TAPWIRE_OH | 8103302 | no | no |  |  | no |  |  | 0 | 0 | 0 | 0
oh_line_TAP_OH_911543 |  | AN | node_8103302_200881784 | node_1448716_108_15406031_056 | 0.033 | unb_TAPWIRE_OH | 8103302 | no | no |  |  | no |  |  | 0 | 0 | 0 | 0
oh_line_TAP_OH_911544 |  | AN | node_8103302_200881786 | node_1448739_828_15410055_862 | 0.033 | unb_TAPWIRE_OH | 8103302 | no | no |  |  | no |  |  | 0 | 0 | 0 | 0
oh_line_TAP_OH_911545 |  | AN | node_8103302_200881787 | node_1448731_799_15410418_178 | 0.033 | unb_TAPWIRE_OH | 8103302 | no | no |  |  | no |  |  | 0 | 0 | 0 | 0
oh_line_TAP_OH_911546 |  | AN | node_8103302_200881789 | node_1448271_511_15410444_703 | 0.033 | unb_TAPWIRE_OH | 8103302 | no | no |  |  | no |  |  | 0 | 0 | 0 | 0
oh_line_TAP_OH_911547 |  | AN | node_8103302_200881791 | node_1448601_336_15411129_441 | 0.033 | unb_TAPWIRE_OH | 8103302 | no | no |  |  | no |  |  | 0 | 0 | 0 | 0
oh_line_TAP_OH_911548 |  | AN | node_8103302_200881793 | node_1448540_501_15411455_821 | 0.033 | unb_TAPWIRE_OH | 8103302 | no | no |  |  | no |  |  | 0 | 0 | 0 | 0
oh_line_TAP_OH_911549 |  | AN | node_8103302_200881795 | node_1448325_603_15412112_823 | 0.033 | unb_TAPWIRE_OH | 8103302 | no | no |  |  | no |  |  | 0 | 0 | 0 | 0
oh_line_TAP_OH_911550 |  | AN | node_8103302_200881799 | node_1449426_187_15412205_492 | 0.033 | unb_TAPWIRE_OH | 8103302 | no | no |  |  | no |  |  | 0 | 0 | 0 | 0
oh_line_TAP_OH_911551 |  | AN | node_8103302_200881800 | node_1449824_841_15412306_517 | 0.033 | unb_TAPWIRE_OH | 8103302 | no | no |  |  | no |  |  | 0 | 0 | 0 | 0
oh_line_TAP_OH_911552 |  | AN | node_8103302_200881806 | node_1448771_315_15406597_306 | 0.033 | unb_TAPWIRE_OH | 8103302 | no | no |  |  | no |  |  | 0 | 0 | 0 | 0
oh_line_TAP_OH_911553 |  | AN | node_8103302_200881807 | node_1448773_295_15406878_203 | 0.033 | unb_TAPWIRE_OH | 8103302 | no | no |  |  | no |  |  | 0 | 0 | 0 | 0
oh_line_TAP_OH_911554 |  | AN | node_8103302_200881809 | node_1446462_787_15411995_906 | 0.033 | unb_TAPWIRE_OH | 8103302 | no | no |  |  | no |  |  | 0 | 0 | 0 | 0
oh_line_TAP_OH_911555 |  | AN | node_8103302_200881812 | node_1445706_985_15411634_019 | 0.033 | unb_TAPWIRE_OH | 8103302 | no | no |  |  | no |  |  | 0 | 0 | 0 | 0
oh_line_TAP_OH_911556 |  | AN | node_8103302_200881813 | node_1448704_14_15407139_914 | 0.033 | unb_TAPWIRE_OH | 8103302 | no | no |  |  | no |  |  | 0 | 0 | 0 | 0
oh_line_TAP_OH_911557 |  | AN | node_8103302_200881817 | node_1448774_537_15408332_219 | 0.033 | unb_TAPWIRE_OH | 8103302 | no | no |  |  | no |  |  | 0 | 0 | 0 | 0
oh_line_TAP_OH_911558 |  | AN | node_8103302_200881818 | node_1448784_149_15408555_741 | 0.033 | unb_TAPWIRE_OH | 8103302 | no | no |  |  | no |  |  | 0 | 0 | 0 | 0
oh_line_TAP_OH_911559 |  | AN | node_8103302_200881819 | node_1448709_38_15408891_71 | 0.033 | unb_TAPWIRE_OH | 8103302 | no | no |  |  | no |  |  | 0 | 0 | 0 | 0
oh_line_TAP_OH_911561 |  | AN | node_8103302_200881834 | node_1431542_114_15396537_834 | 0.033 | unb_TAPWIRE_OH | 8103302 | no | no |  |  | no |  |  | 0 | 0 | 0 | 0
oh_line_TAP_OH_911562 |  | AN | node_8103302_200881838 | node_1431588_567_15397336_995 | 0.033 | unb_TAPWIRE_OH | 8103302 | no | no |  |  | no |  |  | 0 | 0 | 0 | 0
oh_line_TAP_OH_911568 |  | AN | node_8103302_200881858 | node_1448997_609_15401486_291 | 0.033 | unb_TAPWIRE_OH | 8103302 | no | no |  |  | no |  |  | 0 | 0 | 0 | 0
oh_line_TAP_OH_911571 |  | AN | node_8103302_200881866 | node_1450744_793_15400070_65 | 0.033 | unb_TAPWIRE_OH | 8103302 | no | no |  |  | no |  |  | 0 | 0 | 0 | 0
oh_line_TAP_OH_911572 |  | AN | node_8103302_200881870 | node_1452054_435_15400495_879 | 0.033 | unb_TAPWIRE_OH | 8103302 | no | no |  |  | no |  |  | 0 | 0 | 0 | 0
oh_line_TAP_OH_911573 |  | AN | node_8103302_200881871 | node_1452262_119_15400420_053 | 0.033 | unb_TAPWIRE_OH | 8103302 | no | no |  |  | no |  |  | 0 | 0 | 0 | 0
oh_line_TAP_OH_911574 |  | AN | node_8103302_200881874 | node_1448717_077_15404150_762 | 0.033 | unb_TAPWIRE_OH | 8103302 | no | no |  |  | no |  |  | 0 | 0 | 0 | 0
oh_line_TAP_OH_911575 |  | AN | node_8103302_200881875 | node_1448860_534_15403847_369 | 0.033 | unb_TAPWIRE_OH | 8103302 | no | no |  |  | no |  |  | 0 | 0 | 0 | 0
oh_line_TAP_OH_911576 |  | AN | node_8103302_200881878 | node_1448867_746_15402582_211 | 0.033 | unb_TAPWIRE_OH | 8103302 | no | no |  |  | no |  |  | 0 | 0 | 0 | 0
oh_line_TAP_OH_911577 |  | AN | node_8103302_200881879 | node_1448848_602_15402289_335 | 0.033 | unb_TAPWIRE_OH | 8103302 | no | no |  |  | no |  |  | 0 | 0 | 0 | 0
oh_line_TAP_OH_911578 |  | AN | node_8103302_200881880 | node_1449055_536_15401856_808 | 0.033 | unb_TAPWIRE_OH | 8103302 | no | no |  |  | no |  |  | 0 | 0 | 0 | 0
oh_line_TAP_OH_911579 |  | AN | node_8103302_200881884 | node_1436280_171_15395044_34 | 0.033 | unb_TAPWIRE_OH | 8103302 | no | no |  |  | no |  |  | 0 | 0 | 0 | 0
oh_line_TAP_OH_911580 |  | AN | node_8103302_200881885 | node_1436101_005_15395174_449 | 0.033 | unb_TAPWIRE_OH | 8103302 | no | no |  |  | no |  |  | 0 | 0 | 0 | 0
oh_line_TAP_OH_911596 |  | AN | node_8103302_200881944 | node_1440220_461_15406101_128 | 0.033 | unb_TAPWIRE_OH | 8103302 | no | no |  |  | no |  |  | 0 | 0 | 0 | 0
oh_line_TAP_OH_911597 |  | AN | node_8103302_200881948 | node_1439420_611_15405978_781 | 0.033 | unb_TAPWIRE_OH | 8103302 | no | no |  |  | no |  |  | 0 | 0 | 0 | 0
oh_line_TAP_OH_911617 |  | AN | node_8103302_200882042 | node_1439109_16_15401822_676 | 0.033 | unb_TAPWIRE_OH | 8103302 | no | no |  |  | no |  |  | 0 | 0 | 0 | 0
oh_line_TAP_OH_911618 |  | AN | node_8103302_200882046 | node_1438355_273_15402588_884 | 0.033 | unb_TAPWIRE_OH | 8103302 | no | no |  |  | no |  |  | 0 | 0 | 0 | 0
oh_line_TAP_OH_911619 |  | AN | node_8103302_200882047 | node_1438790_663_15402389_468 | 0.033 | unb_TAPWIRE_OH | 8103302 | no | no |  |  | no |  |  | 0 | 0 | 0 | 0
oh_line_TAP_OH_911620 |  | AN | node_8103302_200882050 | node_1437910_954_15401918_532 | 0.033 | unb_TAPWIRE_OH | 8103302 | no | no |  |  | no |  |  | 0 | 0 | 0 | 0
oh_line_TAP_OH_911621 |  | AN | node_8103302_200882052 | node_1437346_028_15402055_403 | 0.033 | unb_TAPWIRE_OH | 8103302 | no | no |  |  | no |  |  | 0 | 0 | 0 | 0
oh_line_TAP_OH_911622 |  | AN | node_8103302_200882060 | node_1440111_834_15398020_693 | 0.033 | unb_TAPWIRE_OH | 8103302 | no | no |  |  | no |  |  | 0 | 0 | 0 | 0
oh_line_TAP_OH_911623 |  | AN | node_8103302_200882063 | node_1439192_499_15400256_929 | 0.033 | unb_TAPWIRE_OH | 8103302 | no | no |  |  | no |  |  | 0 | 0 | 0 | 0
oh_line_TAP_OH_911627 |  | AN | node_8103302_200882078 | node_1438646_336_15410493_994 | 0.033 | unb_TAPWIRE_OH | 8103302 | no | no |  |  | no |  |  | 0 | 0 | 0 | 0
oh_line_TAP_OH_911628 |  | AN | node_8103302_200882079 | node_1442761_625_15411491_831 | 0.033 | unb_TAPWIRE_OH | 8103302 | no | no |  |  | no |  |  | 0 | 0 | 0 | 0
oh_line_TAP_OH_911629 |  | AN | node_8103302_200882083 | node_1441380_876_15411217_437 | 0.033 | unb_TAPWIRE_OH | 8103302 | no | no |  |  | no |  |  | 0 | 0 | 0 | 0
oh_line_TAP_OH_911630 |  | AN | node_8103302_200882085 | node_1440897_338_15411228_103 | 0.033 | unb_TAPWIRE_OH | 8103302 | no | no |  |  | no |  |  | 0 | 0 | 0 | 0
oh_line_TAP_OH_911631 |  | AN | node_8103302_200882092 | node_1439373_199_15418338_006 | 0.033 | unb_TAPWIRE_OH | 8103302 | no | no |  |  | no |  |  | 0 | 0 | 0 | 0
oh_line_TAP_OH_911632 |  | AN | node_8103302_200882094 | node_1438431_498_15414114_954 | 0.033 | unb_TAPWIRE_OH | 8103302 | no | no |  |  | no |  |  | 0 | 0 | 0 | 0
oh_line_TAP_OH_911633 |  | AN | node_8103302_200882096 | node_1438472_614_15414326_961 | 0.033 | unb_TAPWIRE_OH | 8103302 | no | no |  |  | no |  |  | 0 | 0 | 0 | 0
oh_line_TAP_OH_911634 |  | AN | node_8103302_200882099 | node_1438509_636_15414910_652 | 0.033 | unb_TAPWIRE_OH | 8103302 | no | no |  |  | no |  |  | 0 | 0 | 0 | 0
oh_line_TAP_OH_911646 |  | AN | node_8103302_200881861 | node_1449456_747_15400479_218 | 0.033 | unb_TAPWIRE_OH | 8103302 | no | no |  |  | no |  |  | 0 | 0 | 0 | 0
oh_line_TAP_OH_911647 |  | AN | node_8103302_200882153 | node_1449348_795_15399709_066 | 0.033 | unb_TAPWIRE_OH | 8103302 | no | no |  |  | no |  |  | 0 | 0 | 0 | 0
oh_line_TAP_OH_911648 |  | AN | node_8103302_200882154 | node_1449394_516_15399419_925 | 0.033 | unb_TAPWIRE_OH | 8103302 | no | no |  |  | no |  |  | 0 | 0 | 0 | 0
oh_line_TAP_OH_911665 |  | AN | node_8103302_200882202 | node_1444374_252_15414875_948 | 0.033 | unb_TAPWIRE_OH | 8103302 | no | no |  |  | no |  |  | 0 | 0 | 0 | 0
oh_line_TAP_OH_911666 |  | AN | node_8103302_200882206 | node_1444539_943_15415973_799 | 0.033 | unb_TAPWIRE_OH | 8103302 | no | no |  |  | no |  |  | 0 | 0 | 0 | 0
oh_line_TAP_OH_911667 |  | AN | node_8103302_200882210 | node_1443869_547_15411362_116 | 0.033 | unb_TAPWIRE_OH | 8103302 | no | no |  |  | no |  |  | 0 | 0 | 0 | 0
oh_line_TAP_OH_911668 |  | AN | node_8103302_200882221 | node_1443905_75_15411662_419 | 0.033 | unb_TAPWIRE_OH | 8103302 | no | no |  |  | no |  |  | 0 | 0 | 0 | 0
oh_line_TAP_OH_911670 |  | AN | node_8103302_200882228 | node_1448188_665_15418983_342 | 0.033 | unb_TAPWIRE_OH | 8103302 | no | no |  |  | no |  |  | 0 | 0 | 0 | 0
oh_line_TAP_OH_911671 |  | AN | node_8103302_200882230 | node_1443921_466_15412320_812 | 0.033 | unb_TAPWIRE_OH | 8103302 | no | no |  |  | no |  |  | 0 | 0 | 0 | 0
oh_line_TAP_OH_911672 |  | AN | node_8103302_200882232 | node_1444191_26_15412410_249 | 0.033 | unb_TAPWIRE_OH | 8103302 | no | no |  |  | no |  |  | 0 | 0 | 0 | 0
oh_line_TAP_OH_911673 |  | AN | node_8103302_200882233 | node_1443866_161_15412758_627 | 0.033 | unb_TAPWIRE_OH | 8103302 | no | no |  |  | no |  |  | 0 | 0 | 0 | 0
oh_line_TAP_OH_911674 |  | AN | node_8103302_200882235 | node_1443882_964_15413044_522 | 0.033 | unb_TAPWIRE_OH | 8103302 | no | no |  |  | no |  |  | 0 | 0 | 0 | 0
oh_line_TAP_OH_911675 |  | AN | node_8103302_200882239 | node_1442977_015_15404282_197 | 0.033 | unb_TAPWIRE_OH | 8103302 | no | no |  |  | no |  |  | 0 | 0 | 0 | 0
oh_line_TAP_OH_911676 |  | AN | node_8103302_200882247 | node_1441216_771_15403450_768 | 0.033 | unb_TAPWIRE_OH | 8103302 | no | no |  |  | no |  |  | 0 | 0 | 0 | 0
oh_line_TAP_OH_911679 |  | AN | node_8103302_200882257 | node_1451756_573_15403210_421 | 0.033 | unb_TAPWIRE_OH | 8103302 | no | no |  |  | no |  |  | 0 | 0 | 0 | 0
oh_line_TAP_OH_911680 |  | AN | node_8103302_200882258 | node_1452293_927_15405518_456 | 0.033 | unb_TAPWIRE_OH | 8103302 | no | no |  |  | no |  |  | 0 | 0 | 0 | 0
oh_line_TAP_OH_911681 |  | AN | node_8103302_200882261 | node_1452563_041_15404250_631 | 0.033 | unb_TAPWIRE_OH | 8103302 | no | no |  |  | no |  |  | 0 | 0 | 0 | 0
oh_line_TAP_OH_911682 |  | AN | node_8103302_200882263 | node_1452268_301_15403721_28 | 0.033 | unb_TAPWIRE_OH | 8103302 | no | no |  |  | no |  |  | 0 | 0 | 0 | 0
oh_line_TAP_OH_911683 |  | AN | node_8103302_200882265 | node_1451903_358_15403447_359 | 0.033 | unb_TAPWIRE_OH | 8103302 | no | no |  |  | no |  |  | 0 | 0 | 0 | 0
oh_line_TAP_OH_911684 |  | AN | node_8103302_200882274 | node_1435920_768_15411006_157 | 0.033 | unb_TAPWIRE_OH | 8103302 | no | no |  |  | no |  |  | 0 | 0 | 0 | 0
oh_line_TAP_OH_911685 |  | AN | node_8103302_200882277 | node_1442285_138_15394949_69 | 0.033 | unb_TAPWIRE_OH | 8103302 | no | no |  |  | no |  |  | 0 | 0 | 0 | 0
oh_line_TAP_OH_919715 |  | AN | node_8103302_200940884 | node_1442786_999_15390541_474 | 0.033 | unb_TAPWIRE_OH | 8103302 | no | no |  |  | no |  |  | 0 | 0 | 0 | 0
oh_line_TAP_OH_919716 |  | AN | node_8103302_200940896 | node_1442909_528_15396379_325 | 0.033 | unb_TAPWIRE_OH | 8103302 | no | no |  |  | no |  |  | 0 | 0 | 0 | 0
oh_line_TAP_OH_919717 |  | AN | node_8103302_200940899 | node_1443680_623_15409047_846 | 0.033 | unb_TAPWIRE_OH | 8103302 | no | no |  |  | no |  |  | 0 | 0 | 0 | 0
oh_line_TAP_OH_920113 |  | AN | node_8103302_200946092 | node_1441620_306_15396368_368 | 0.033 | unb_TAPWIRE_OH | 8103302 | no | no |  |  | no |  |  | 0 | 0 | 0 | 0
oh_line_TAP_OH_920161 |  | AN | node_8103302_200946932 | node_1433069_316_15382597_805 | 0.033 | unb_TAPWIRE_OH | 8103302 | no | no |  |  | no |  |  | 0 | 0 | 0 | 0
oh_line_TAP_OH_920163 |  | AN | node_8103302_200946958 | node_1452220_257_15405948_568 | 0.033 | unb_TAPWIRE_OH | 8103302 | no | no |  |  | no |  |  | 0 | 0 | 0 | 0
oh_line_TAP_OH_920661 |  | ABCN | node_8103302_200949217 | node_1456576_525_15387513_571 | 0.033 | unb_TAPWIRE_OH | 8103302 | no | no |  |  | no |  |  | 0 | 0 | 0 | 0
oh_line_TAP_OH_921568 |  | AN | node_8103302_200957268 | node_1452304_144_15407857_456 | 0.033 | unb_TAPWIRE_OH | 8103302 | no | no |  |  | no |  |  | 0 | 0 | 0 | 0
oh_line_TAP_OH_921989 |  | AN | node_8103302_200959597 | node_1457354_483_15389564_081 | 0.033 | unb_TAPWIRE_OH | 8103302 | no | no |  |  | no |  |  | 0 | 0 | 0 | 0
oh_line_TAP_OH_921990 |  | AN | node_8103302_200959599 | node_1456758_673_15389019_673 | 0.033 | unb_TAPWIRE_OH | 8103302 | no | no |  |  | no |  |  | 0 | 0 | 0 | 0
oh_line_TAP_OH_922030 |  | ABCN | node_8103302_200959777 | node_1454602_047_15385925_873 | 0.033 | unb_TAPWIRE_OH | 8103302 | no | no |  |  | no |  |  | 0 | 0 | 0 | 0
oh_line_TAP_OH_922183 |  | AN | node_8103302_200960590 | node_1432336_722_15393751_529 | 0.033 | unb_TAPWIRE_OH | 8103302 | no | no |  |  | no |  |  | 0 | 0 | 0 | 0
oh_line_TAP_OH_922992 |  | AN | node_8103302_200964423 | node_1431637_198_15390860_159 | 0.033 | unb_TAPWIRE_OH | 8103302 | no | no |  |  | no |  |  | 0 | 0 | 0 | 0
oh_line_TAP_OH_923749 |  | AN | node_8103302_200967957 | node_1449837_123_15406010_052 | 0.033 | unb_TAPWIRE_OH | 8103302 | no | no |  |  | no |  |  | 0 | 0 | 0 | 0
oh_line_TAP_OH_923891 |  | AN | node_8103302_200968651 | node_1456890_189_15389098_07 | 0.033 | unb_TAPWIRE_OH | 8103302 | no | no |  |  | no |  |  | 0 | 0 | 0 | 0
oh_line_TAP_OH_924080 |  | AN | node_8103302_200969591 | node_1450045_735_15387494_239 | 0.033 | unb_TAPWIRE_OH | 8103302 | no | no |  |  | no |  |  | 0 | 0 | 0 | 0
oh_line_TAP_OH_924104 |  | AN | node_8103302_200969728 | node_1432038_076_15395432_507 | 0.033 | unb_TAPWIRE_OH | 8103302 | no | no |  |  | no |  |  | 0 | 0 | 0 | 0
oh_line_TAP_OH_925388 |  | AN | node_8103302_200977548 | node_1442508_15387478_845 | 0.033 | unb_TAPWIRE_OH | 8103302 | no | no |  |  | no |  |  | 0 | 0 | 0 | 0
oh_line_TAP_OH_925433 |  | AN | node_8103302_200977757 | node_1449243_152_15405640_157 | 0.033 | unb_TAPWIRE_OH | 8103302 | no | no |  |  | no |  |  | 0 | 0 | 0 | 0
oh_line_TAP_OH_925674 |  | AN | node_8103302_200978864 | node_1430681_04_15387527_925 | 0.033 | unb_TAPWIRE_OH | 8103302 | no | no |  |  | no |  |  | 0 | 0 | 0 | 0
oh_line_TAP_OH_925734 |  | AN | node_8103302_200979094 | node_1437132_001_15389475_111 | 0.033 | unb_TAPWIRE_OH | 8103302 | no | no |  |  | no |  |  | 0 | 0 | 0 | 0
oh_line_TAP_OH_926457 |  | AN | node_8103302_200982726 | node_1429239_648_15389895_664 | 0.033 | unb_TAPWIRE_OH | 8103302 | no | no |  |  | no |  |  | 0 | 0 | 0 | 0
oh_line_TAP_OH_928257 |  | AN | node_8103302_201008482 | node_1438289_598_15392332_506 | 0.033 | unb_TAPWIRE_OH | 8103302 | no | no |  |  | no |  |  | 0 | 0 | 0 | 0
oh_line_TAP_OH_928452 |  | AN | node_8103302_201009456 | node_1442892_788_15391324_641 | 0.033 | unb_TAPWIRE_OH | 8103302 | no | no |  |  | no |  |  | 0 | 0 | 0 | 0
oh_line_TAP_OH_928703 |  | AN | node_8103302_201010630 | node_1441546_972_15411670_39 | 0.033 | unb_TAPWIRE_OH | 8103302 | no | no |  |  | no |  |  | 0 | 0 | 0 | 0
oh_line_TAP_OH_931864 |  | AN | node_8103302_201025187 | node_1431830_046_15381778_438 | 0.033 | unb_TAPWIRE_OH | 8103302 | no | no |  |  | no |  |  | 0 | 0 | 0 | 0
oh_line_TAP_OH_931887 |  | AN | node_8103302_201025296 | node_1431647_407_15382122_282 | 0.033 | unb_TAPWIRE_OH | 8103302 | no | no |  |  | no |  |  | 0 | 0 | 0 | 0
oh_line_TAP_OH_931888 |  | AN | node_8103302_201025299 | node_1431564_978_15382866_851 | 0.033 | unb_TAPWIRE_OH | 8103302 | no | no |  |  | no |  |  | 0 | 0 | 0 | 0
oh_line_TAP_OH_932084 |  | ABCN | node_8103302_201026384 | node_1439431_965_15383287_515 | 0.033 | unb_TAPWIRE_OH | 8103302 | no | no |  |  | no |  |  | 0 | 0 | 0 | 0
oh_line_TAP_OH_932234 |  | AN | node_8103302_201027291 | node_1432002_752_15393277_017 | 0.033 | unb_TAPWIRE_OH | 8103302 | no | no |  |  | no |  |  | 0 | 0 | 0 | 0
oh_line_TAP_OH_932235 |  | AN | node_8103302_201027292 | node_1434803_22_15380084_694 | 0.033 | unb_TAPWIRE_OH | 8103302 | no | no |  |  | no |  |  | 0 | 0 | 0 | 0
oh_line_TAP_OH_937134 |  | AN | node_8103302_201063115 | node_1436584_646_15390920_975 | 0.033 | unb_TAPWIRE_OH | 8103302 | no | no |  |  | no |  |  | 0 | 0 | 0 | 0
oh_line_TAP_OH_937277 |  | AN | node_8103302_201063841 | node_1435623_701_15380568_817 | 0.033 | unb_TAPWIRE_OH | 8103302 | no | no |  |  | no |  |  | 0 | 0 | 0 | 0
oh_line_TAP_OH_1330391 |  | AN | node_8103302_200882278 | node_1441967_877_15395520_687 | 0.033 | unb_TAPWIRE_OH | 8103302 | no | no |  |  | no |  |  | 0 | 0 | 0 | 0
oh_line_TAP_OH_1507256 |  | AN | node_8103302_200959600 | node_1456280_528_15388841_392 | 0.033 | unb_TAPWIRE_OH | 8103302 | no | no |  |  | no |  |  | 0 | 0 | 0 | 0
oh_line_TAP_OH_2140120 |  | ABCN | node_8103302_200877246 | node_1451920_733_15384362_408 | 0.033 | unb_TAPWIRE_OH | 8103302 | no | no |  |  | no |  |  | 0 | 0 | 0 | 0
oh_line_TAP_OH_2140121 |  | ABCN | node_8103302_200877246 | node_1451929_685_15384338_732 | 0.033 | unb_TAPWIRE_OH | 8103302 | no | no |  |  | no |  |  | 0 | 0 | 0 | 0
oh_line_TAP_OH_2140122 |  | ABCN | node_8103302_200877246 | node_1451916_643_15384388_432 | 0.033 | unb_TAPWIRE_OH | 8103302 | no | no |  |  | no |  |  | 0 | 0 | 0 | 0
oh_line_TAP_OH_2142127 |  | ABCN | node_8103302_200877068 | node_1443970_232_15384425_464 | 0.033 | unb_TAPWIRE_OH | 8103302 | no | no |  |  | no |  |  | 0 | 0 | 0 | 0
oh_line_TAP_OH_2142128 |  | ABCN | node_8103302_200877068 | node_1443989_391_15384432_074 | 0.033 | unb_TAPWIRE_OH | 8103302 | no | no |  |  | no |  |  | 0 | 0 | 0 | 0
oh_line_TAP_OH_2142170 |  | ABCN | node_8103302_201007816 | node_1449679_725_15385299_017 | 0.033 | unb_TAPWIRE_OH | 8103302 | no | no |  |  | no |  |  | 0 | 0 | 0 | 0
oh_line_TAP_OH_2142171 |  | ABCN | node_8103302_201007816 | node_1449690_302_15385335_521 | 0.033 | unb_TAPWIRE_OH | 8103302 | no | no |  |  | no |  |  | 0 | 0 | 0 | 0
oh_line_TAP_OH_2142172 |  | ABCN | node_8103302_201007816 | node_1449669_527_15385256_223 | 0.033 | unb_TAPWIRE_OH | 8103302 | no | no |  |  | no |  |  | 0 | 0 | 0 | 0
oh_line_TAP_OH_2142175 |  | ABCN | node_8103302_200877250 | node_1452557_656_15384349_055 | 0.033 | unb_TAPWIRE_OH | 8103302 | no | no |  |  | no |  |  | 0 | 0 | 0 | 0
oh_line_TAP_OH_2142176 |  | ABCN | node_8103302_200877250 | node_1452556_308_15384375_612 | 0.033 | unb_TAPWIRE_OH | 8103302 | no | no |  |  | no |  |  | 0 | 0 | 0 | 0
oh_line_TAP_OH_2142237 |  | ABCN | node_8103302_200875606 | node_1441114_148_15385381_693 | 0.033 | unb_TAPWIRE_OH | 8103302 | no | no |  |  | no |  |  | 0 | 0 | 0 | 0
oh_line_TAP_OH_2142238 |  | ABCN | node_8103302_200875606 | node_1441117_648_15385407_925 | 0.033 | unb_TAPWIRE_OH | 8103302 | no | no |  |  | no |  |  | 0 | 0 | 0 | 0
oh_line_TAP_OH_2489757 |  | AN | node_8103302_200876730 | node_1431582_719_15389693_722 | 0.033 | unb_TAPWIRE_OH | 8103302 | no | no |  |  | no |  |  | 0 | 0 | 0 | 0
oh_line_TAP_OH_3018868 |  | AN | node_8103302_311893234 | node_1437079_136_15402189_308 | 0.033 | unb_TAPWIRE_OH | 8103302 | no | no |  |  | no |  |  | 0 | 0 | 0 | 0
oh_line_TAP_OH_3039279 |  | AN | node_8103302_311894370 | node_1432183_806_15382125_577 | 0.033 | unb_TAPWIRE_OH | 8103302 | no | no |  |  | no |  |  | 0 | 0 | 0 | 0
oh_line_TAP_OH_3053786 |  | AN | node_8103302_311897064 | node_1456064_717_15386373_744 | 0.033 | unb_TAPWIRE_OH | 8103302 | no | no |  |  | no |  |  | 0 | 0 | 0 | 0
oh_line_TAP_OH_3187522 |  | AN | node_8103302_311913813 | node_1449822_03_15411785_173 | 0.033 | unb_TAPWIRE_OH | 8103302 | no | no |  |  | no |  |  | 0 | 0 | 0 | 0
oh_line_TAP_OH_3230395 |  | AN | node_8103302_200946090 | node_1441967_298_15395768_352 | 0.033 | unb_TAPWIRE_OH | 8103302 | no | no |  |  | no |  |  | 0 | 0 | 0 | 0
oh_line_TAP_OH_3230396 |  | AN | node_8103302_200881689 | node_1448803_271_15405673_643 | 0.033 | unb_TAPWIRE_OH | 8103302 | no | no |  |  | no |  |  | 0 | 0 | 0 | 0
oh_line_TAP_OH_3277662 |  | AN | node_8103302_200882093 | node_1438739_094_15411080_397 | 0.033 | unb_TAPWIRE_OH | 8103302 | no | no |  |  | no |  |  | 0 | 0 | 0 | 0
oh_line_TAP_OH_3441334 |  | AN | node_8103302_200882244 | node_1442040_303_15403925_322 | 0.033 | unb_TAPWIRE_OH | 8103302 | no | no |  |  | no |  |  | 0 | 0 | 0 | 0
oh_line_TAP_OH_3640195 |  | AN | node_8103302_200881647 | node_1443031_996_15401609_55 | 0.033 | unb_TAPWIRE_OH | 8103302 | no | no |  |  | no |  |  | 0 | 0 | 0 | 0
oh_line_TAP_OH_3677001 |  | AN | node_8103302_200881696 | node_1451273_865_15406378_979 | 0.033 | unb_TAPWIRE_OH | 8103302 | no | no |  |  | no |  |  | 0 | 0 | 0 | 0
oh_line_TAP_OH_3743029 |  | AN | node_8103302_200875949 | node_1436893_806_15393826_097 | 0.033 | unb_TAPWIRE_OH | 8103302 | no | no |  |  | no |  |  | 0 | 0 | 0 | 0
oh_line_TAP_OH_5819262 |  | AN | node_8103302_312161156 | node_1450413_741_15400445_617 | 0.033 | unb_TAPWIRE_OH | 8103302 | no | no |  |  | no |  |  | 0 | 0 | 0 | 0
oh_line_TAP_OH_5819263 |  | AN | node_8103302_312161154 | node_1449711_093_15400480_921 | 0.033 | unb_TAPWIRE_OH | 8103302 | no | no |  |  | no |  |  | 0 | 0 | 0 | 0

## overhead_line_conductor
data_type | static
owner_type | feeder
owner | 8103302
object | overhead_line_conductor
name | groupid | geometric_mean_radius | resistance | diameter | rating_summer_continuous | rating_summer_emergency | rating_winter_continuous | rating_winter_emergency | dcircuit | selected | comments
oh_cond_1/0_AAAC |  | 0.012 | 0.876 | 0.398 | 235 | 235 | 310 | 310 |  | no
oh_cond_1/0_ACSR |  | 0.012 | 0.888 | 0.398 | 265 | 265 | 330 | 330 |  | no
oh_cond_2/0_CU |  | 0.013 | 0.44 | 0.414 | 295 | 295 | 425 | 425 |  | no
oh_cond_2_ACSR |  | 0.01 | 1.41 | 0.325 | 195 | 195 | 245 | 245 |  | no
oh_cond_3_#7_CWD_30% |  | 0.005 | 3.07 | 0.311 | 125 | 125 | 195 | 195 |  | no
oh_cond_4/0_AAAC |  | 0.017 | 0.439 | 0.563 | 365 | 365 | 480 | 480 |  | no
oh_cond_4/0_ACSR |  | 0.017 | 0.445 | 0.563 | 410 | 410 | 515 | 515 |  | no
oh_cond_4/0_CU |  | 0.017 | 0.278 | 0.522 | 395 | 290 | 570 | 570 |  | no
oh_cond_4A_CWD |  | 0.006 | 1.395 | 0.29 | 150 | 150 | 220 | 220 |  | no
oh_cond_4_ACSR |  | 0.008 | 2.24 | 0.25 | 145 | 145 | 185 | 185 |  | no
oh_cond_4_CU |  | 0.007 | 1.388 | 0.232 | 140 | 140 | 200 | 200 |  | no
oh_cond_6A_CWD |  | 0.005 | 2.21 | 0.23 | 115 | 115 | 165 | 165 |  | no
oh_cond_6_CU |  | 0.006 | 2.18 | 0.184 | 110 | 110 | 150 | 150 |  | no
oh_cond_8D_CWD |  | 0.004 | 3.51 | 0.219 | 85 | 85 | 135 | 135 |  | no
oh_cond_336_5_MCM_AL |  | 0.021 | 0.279 | 0.666 | 490 | 490 | 644 | 644 |  | no
oh_cond_WP-4/0-CU |  | 0.015 | 0.273 | 0.81 | 340 | 340 | 390 | 390 |  | no

## regulator
data_type | static
owner_type | feeder
owner | 8103302
object | regulator
name | groupid | phases | fr | to | configuration | sense_node | dcircuit | selected | monitored | monitored_fields | class_monitored_fields | played | played_fields | comments
regulator_220370694 |  | AD | node_intto1_8103302_200875573 | node_8103302_200875573 | config_regulator_220370694 |  | 8103302 | no | no |  |  | no
regulator_220545131 |  | AD | node_intto1_8103302_200881644 | node_8103302_200881644 | config_regulator_220545131 |  | 8103302 | no | no |  |  | no

## regulator_configuration
data_type | static
owner_type | feeder
owner | 8103302
object | regulator_configuration
name | groupid | connect_type | band_center | band_width | time_delay | dwell_time | raise_taps | lower_taps | current_transducer_ratio | power_transducer_ratio | compensator_r_setting_A | compensator_x_setting_A | compensator_r_setting_B | compensator_x_setting_B | compensator_r_setting_C | compensator_x_setting_C | CT_phase | PT_phase | regulation | control_level | Control | Type | tap_pos_A | tap_pos_B | tap_pos_C | dcircuit | selected | comments
config_regulator_220370694 |  | WYE_WYE | 123 | 3 |  |  | 16 | 16 | 250 | 60 | 0 | 0 | 0 | 0 | 0 | 0 | A | A | 0.1 | INDIVIDUAL | OUTPUT_VOLTAGE | A | 0 | 0 | 0 |  | no
config_regulator_220545131 |  | WYE_WYE | 123 | 3 |  |  | 16 | 16 | 100 | 40 | 0 | 0 | 0 | 0 | 0 | 0 | A | A | 0.1 | INDIVIDUAL | OUTPUT_VOLTAGE | A | 0 | 0 | 0 |  | no

## switch
data_type | static
owner_type | feeder
owner | 8103302
object | switch
name | groupid | phases | fr | to | phase_A_state | phase_B_state | phase_C_state | operating_mode | status | dcircuit | selected | monitored | monitored_fields | class_monitored_fields | played | played_fields | comments
switch_220416909 |  | AD | node_intto1_8103302_200882074 | node_8103302_200882074 | CLOSED | CLOSED | CLOSED | INDIVIDUAL |  | 8103302 | no | no |  |  | no
switch_220416911 |  | AD | node_intto1_8103302_200881692 | node_8103302_200881692 | CLOSED | CLOSED | CLOSED | INDIVIDUAL |  | 8103302 | no | no |  |  | no
switch_220417448 |  | ABCD | node_intto1_220417448 | node_220417448 | CLOSED | CLOSED | CLOSED | INDIVIDUAL |  | 8103302 | no | no |  |  | no
switch_220417626 |  | ABCD | node_intto1_8103302_200877002 | node_8103302_200877002 | CLOSED | CLOSED | CLOSED | INDIVIDUAL |  | 8103302 | no | no |  |  | no

## underground_line
data_type | static
owner_type | feeder
owner | 8103302
object | underground_line
name | groupid | phases | fr | to | length | configuration | dcircuit | selected | monitored | monitored_fields | class_monitored_fields | played | played_fields | comments
und_line_8103302_200946929 |  | AN | node_8103302_200946928 | node_intto1_8103302_200946929 | 272.26 | und_1P_DELTACUST | 8103302 | no | no |  |  | no
und_line_8103302_200971961 |  | AN | node_8103302_200946960 | node_intto1_8103302_200971961 | 1195.709 | und_1P_DELTACUST | 8103302 | no | no |  |  | no
und_line_8103302_200972423 |  | AN | node_8103302_200875971 | node_intto1_8103302_200972423 | 1134.327 | und_1P_DELTACUST | 8103302 | no | no |  |  | no
und_line_8103302_200972960 |  | AN | node_8103302_200882206 | node_intto1_8103302_200972960 | 459.428 | und_1P_DELTACUST | 8103302 | no | no |  |  | no
und_line_8103302_201008004 |  | AN | node_8103302_200877438 | node_intto1_8103302_201008004 | 262.803 | und_1P_DELTACUST | 8103302 | no | no |  |  | no
und_line_8103302_310011592 |  | AN | node_8103302_200879931 | node_intto1_8103302_310011592 | 133.591 | und_1P_DELTACUST | 8103302 | no | no |  |  | no
und_line_TAP_UG_59932 |  | AN | node_8103302_200946929 | node_1442508_931_15390875_388 | 0.033 | und_TAPWIRE_UG | 8103302 | no | no |  |  | no
und_line_TAP_UG_61004 |  | AN | node_8103302_200971961 | node_1453577_323_15404420_944 | 0.033 | und_TAPWIRE_UG | 8103302 | no | no |  |  | no
und_line_TAP_UG_61171 |  | AN | node_8103302_200972423 | node_1433335_676_15386691_743 | 0.033 | und_TAPWIRE_UG | 8103302 | no | no |  |  | no
und_line_TAP_UG_61526 |  | AN | node_8103302_200972960 | node_1444025_47_15415957_299 | 0.033 | und_TAPWIRE_UG | 8103302 | no | no |  |  | no
und_line_TAP_UG_63771 |  | AN | node_8103302_201008004 | node_1434602_744_15381598_547 | 0.033 | und_TAPWIRE_UG | 8103302 | no | no |  |  | no
und_line_TAP_UG_422590 |  | AN | node_8103302_310011592 | node_1461804_561_15393692_712 | 0.033 | und_TAPWIRE_UG | 8103302 | no | no |  |  | no

## underground_line_conductor
data_type | static
owner_type | feeder
owner | 8103302
object | underground_line_conductor
name | groupid | outer_diameter | conductor_gmr | conductor_diameter | conductor_resistance | neutral_gmr | neutral_diameter | neutral_resistance | neutral_strands | insulation_relative_permitivitty | shield_gmr | shield_resistance | rating_summer_continuous | rating_summer_emergency | rating_winter_continuous | rating_winter_emergency | dcircuit | selected | comments
und_cond_1P_DELTACUST | [12 empty] | 685 | 685 | 685 | 685 |  | no
und_cond_TAPWIRE_UG | [12 empty] | 99999999 | 99999999 | 99999999 | 99999999 |  | no