## capacitor
data_type | static
owner_type | feeder
owner | 8100303
object | capacitor
name | groupid | parent | phases | nominal_voltage | pt_phase | phases_connected | switchA | switchB | switchC | control | voltage_set_high | voltage_set_low | VAr_set_high | VAr_set_low | current_set_high | current_set_low | capacitor_A | capacitor_B | capacitor_C | cap_nominal_voltage | time_delay | dwell_time | lockout_time | remote_sense | remote_sense_B | control_level | dcircuit | selected | monitored | monitored_fields | class_monitored_fields | played | played_fields | comments
cap_220369375 |  | node_1382646_392_15289492_313 | ABCN | 0 |  | ABCN | CLOSED | CLOSED | CLOSED | MANUAL | [6 empty] | 100000 | 100000 | 100000 | 4800 | [6 empty] | 8100303 | no | no |  |  | no
cap_220369378 |  | node_1381336_312_15290131_06 | ABCN | 0 |  | ABCN | CLOSED | CLOSED | CLOSED | MANUAL | [6 empty] | 200000 | 200000 | 200000 | 4800 | [6 empty] | 8100303 | no | no |  |  | no

## feeder
data_type | static
owner_type | feeder
owner | 8100303
object | feeder
name | transmission_bus | ARC | ADR | slack_bus | nom_voltages | num_nodes | num_ohlines | num_uglines | num_transformers | num_generators | num_pvs | num_storages | num_loads | miles | mw | mvar | losses_mw | losses_mvar | comments | use_feeder_load_shape | load_shape_scale | use_feeder_pv_shape | pv_shape_scale | description | restore_time | griddisconnect_scenario_probability | gridconnect_scenario_probability | use_energy_not_served | VOLL | discount_rate | yearly_load_growth_percent | planning_horizon | enable_traditional_project_deferral | lifetime_of_investment_years | start_year | base_year | year_the_investment_is_committed | revenue_requirement_scaling_factor | discount_rate | inflation_rate_for_investment | traditional_project_invested_capital | periodicity_of_investment_in_years | priority | maximum_total_investment_cost | DER_portfolio_NPV | DER_portfolio_BC_ratio | total_system_energy_avoided_cost_NPV | total_system_capacity_avoided_cost_NPV | total_system_ancillary_services_avoided_cost_NPV | total_system_CO2_avoided_cost_NPV | total_system_loss_of_load_avoided_cost_NPV | total_system_distribution_capacity_avoided_cost_NPV | total_system_investment_and_operational_cost_NPV | feeder_solar_pv_operating_cost_USdollarperkWh | feeder_energy_storage_operating_cost_USdollarperkWh | feeder_distributed_generator_operating_cost_USdollarperkWh | feeder_distributed_generator_CO2_cost_USdollarperkWh | feeder_demand_response_operating_cost_USdollarperkWh | feeder_solar_pv_investment_cost_USdollarperkW | feeder_energy_storage_investment_cost_USdollarperkW | feeder_distributed_generator_investment_cost_USdollarperkW | feeder_demand_response_investment_cost_USdollarperkW
8100303 |  | ts_slack | none | node_SOURCE_8100303 | 2771.281 | 233 | 172 | 39 | 0 | 0 | 0 | 0 | 73 | 3.497 | 3.12 | 1.329 | 0 | 0 |  | 0 | 0 | 1 | 0 |  | 0 | 0 | 0 | 0 | 0 | 0 | 0 | 0 | 0 | 0 | 0 | 0 | 0 | 0 | 0 | 0 | 0 | 0 | 0 | 999999999 | 0 | 0 | 0 | 0 | 0 | 0 | 0 | 0 | 0 | 0 | 0 | 0 | 0 | 0 | 0 | 0 | 0 | 0

## fuse
data_type | static
owner_type | feeder
owner | 8100303
object | fuse
name | groupid | phases | fr | to | phase_A_status | phase_B_status | phase_C_status | repair_dist_type | current_limit | mean_replacement_time | status | dcircuit | selected | monitored | monitored_fields | class_monitored_fields | played | played_fields | comments
fuse_220386386 |  | AD | node_intto1_8100303_200863028 | node_8100303_200863028 | GOOD | GOOD | GOOD |  | 140 |  |  | 8100303 | no | no |  |  | no
fuse_220386396 |  | AD | node_intto1_8100303_200862953 | node_8100303_200862953 | GOOD | GOOD | GOOD |  | 140 |  |  | 8100303 | no | no |  |  | no
fuse_220386480 |  | ABCD | node_intto1_8100303_200860922 | node_8100303_200860922 | GOOD | GOOD | GOOD |  | 140 |  |  | 8100303 | no | no |  |  | no
fuse_220386505 |  | ABCD | node_intto1_8100303_311894527 | node_8100303_311894527 | GOOD | GOOD | GOOD |  | 200 |  |  | 8100303 | no | no |  |  | no
fuse_220386701 |  | ABCN | node_intto1_8100303_200863970 | node_8100303_200863970 | GOOD | GOOD | GOOD |  | 50 |  |  | 8100303 | no | no |  |  | no
fuse_220386706 |  | ABCD | node_intto1_8100303_200863973 | node_8100303_200863973 | GOOD | GOOD | GOOD |  | 50 |  |  | 8100303 | no | no |  |  | no
fuse_220386708 |  | ABCD | node_intto1_8100303_200863971 | node_8100303_200863971 | GOOD | GOOD | GOOD |  | 50 |  |  | 8100303 | no | no |  |  | no
fuse_220552502 |  | ABCD | node_intto1_8100303_200983939 | node_8100303_200983939 | GOOD | GOOD | GOOD |  | 100 |  |  | 8100303 | no | no |  |  | no
fuse_220583715 |  | ABCD | node_intto1_8100303_200863972 | node_8100303_200863972 | GOOD | GOOD | GOOD |  | 50 |  |  | 8100303 | no | no |  |  | no
fuse_220587519 |  | ABCD | node_intto1_8100303_200865484 | node_8100303_200865484 | GOOD | GOOD | GOOD |  | 140 |  |  | 8100303 | no | no |  |  | no
fuse_220587522 |  | AD | node_intto1_8100303_200860955 | node_8100303_200860955 | GOOD | GOOD | GOOD |  | 140 |  |  | 8100303 | no | no |  |  | no
fuse_220587524 |  | ABCN | node_intto1_8100303_201013511 | node_8100303_201013511 | GOOD | GOOD | GOOD |  | 50 |  |  | 8100303 | no | no |  |  | no
fuse_220652411 |  | ABCD | node_intto1_8100303_200863622 | node_8100303_200863622 | GOOD | GOOD | GOOD |  | 15 |  |  | 8100303 | no | no |  |  | no
fuse_311899745 |  | ABCN | node_intto1_8100303_311899740 | node_8100303_311899740 | GOOD | GOOD | GOOD |  | 50 |  |  | 8100303 | no | no |  |  | no
fuse_311919237 |  | ABCD | node_intto1_8100303_200863561 | node_8100303_200863561 | GOOD | GOOD | GOOD |  | 300 |  |  | 8100303 | no | no |  |  | no
fuse_311933029 |  | ABCN | node_intto1_8100303_311933023 | node_8100303_311933023 | GOOD | GOOD | GOOD |  | 140 |  |  | 8100303 | no | no |  |  | no
fuse_311935618 |  | ABCN | node_intto1_8100303_311935530 | node_8100303_311935530 | GOOD | GOOD | GOOD |  | 40 |  |  | 8100303 | no | no |  |  | no
fuse_312004303 |  | ABCD | node_intto1_8100303_200865460 | node_8100303_200865460 | GOOD | GOOD | GOOD |  | 100 |  |  | 8100303 | no | no |  |  | no
fuse_312005274 |  | ABCN | node_intto1_8100303_312005279 | node_8100303_312005279 | GOOD | GOOD | GOOD |  | 100 |  |  | 8100303 | no | no |  |  | no

## line_configuration
data_type | static
owner_type | feeder
owner | 8100303
object | line_configuration
name | groupid | conductor_A | conductor_B | conductor_C | conductor_N | spacing | z11 | z12 | z13 | z21 | z22 | z23 | z31 | z32 | z33 | c11 | c12 | c13 | c21 | c22 | c23 | c31 | c32 | c33 | dcircuit | selected | comments
bal_1P_1/0AC |  | oh_cond_1/0_ACSR | oh_cond_1/0_ACSR | oh_cond_1/0_ACSR |  |  | 0.983+1.218j | 0.095+0.781j | 0.095+0.781j | 0.095+0.781j | 0.983+1.218j | 0.095+0.781j | 0.095+0.781j | 0.095+0.781j | 0.983+1.218j | 12.796 | -3.172 | -3.172 | -3.172 | 12.796 | -3.172 | -3.172 | -3.172 | 12.796 |  | no
bal_3P_1/0AA |  | oh_cond_1/0_AAAC | oh_cond_1/0_AAAC | oh_cond_1/0_AAAC |  |  | 0.972+1.499j | 0.095+0.781j | 0.095+0.781j | 0.095+0.781j | 0.972+1.499j | 0.095+0.781j | 0.095+0.781j | 0.095+0.781j | 0.972+1.499j | 12.796 | -3.172 | -3.172 | -3.172 | 12.796 | -3.172 | -3.172 | -3.172 | 12.796 |  | no
bal_3P_1/0AC |  | oh_cond_1/0_ACSR | oh_cond_1/0_ACSR | oh_cond_1/0_ACSR |  |  | 0.983+1.497j | 0.095+0.781j | 0.095+0.781j | 0.095+0.781j | 0.983+1.497j | 0.095+0.781j | 0.095+0.781j | 0.095+0.781j | 0.983+1.497j | 12.796 | -3.172 | -3.172 | -3.172 | 12.796 | -3.172 | -3.172 | -3.172 | 12.796 |  | no
bal_3P_1/0AL |  | oh_cond_1/0_AL | oh_cond_1/0_AL | oh_cond_1/0_AL |  |  | 0.98+1.509j | 0.095+0.781j | 0.095+0.781j | 0.095+0.781j | 0.98+1.509j | 0.095+0.781j | 0.095+0.781j | 0.095+0.781j | 0.98+1.509j | 12.637 | -3.111 | -3.111 | -3.111 | 12.637 | -3.111 | -3.111 | -3.111 | 12.637 |  | no
bal_3P_4/0AA |  | oh_cond_4/0_AAAC | oh_cond_4/0_AAAC | oh_cond_4/0_AAAC |  |  | 0.534+1.457j | 0.095+0.781j | 0.095+0.781j | 0.095+0.781j | 0.534+1.457j | 0.095+0.781j | 0.095+0.781j | 0.095+0.781j | 0.534+1.457j | 13.554 | -3.469 | -3.469 | -3.469 | 13.554 | -3.469 | -3.469 | -3.469 | 13.554 |  | no
bal_3P_4/0AL |  | oh_cond_4/0_AL | oh_cond_4/0_AL | oh_cond_4/0_AL |  |  | 0.537+1.466j | 0.095+0.781j | 0.095+0.781j | 0.095+0.781j | 0.537+1.466j | 0.095+0.781j | 0.095+0.781j | 0.095+0.781j | 0.537+1.466j | 13.381 | -3.4 | -3.4 | -3.4 | 13.381 | -3.4 | -3.4 | -3.4 | 13.381 |  | no
bal_3P_477AC |  | oh_cond_477_ACSR | oh_cond_477_ACSR | oh_cond_477_ACSR |  |  | 0.291+1.395j | 0.095+0.806j | 0.095+0.806j | 0.095+0.806j | 0.291+1.395j | 0.095+0.806j | 0.095+0.806j | 0.095+0.806j | 0.291+1.395j | 15.098 | -4.212 | -4.212 | -4.212 | 15.098 | -4.212 | -4.212 | -4.212 | 15.098 |  | no
bal_3P_477AL |  | oh_cond_477_MCM_AL | oh_cond_477_MCM_AL | oh_cond_477_MCM_AL |  |  | 0.293+1.41j | 0.095+0.775j | 0.095+0.775j | 0.095+0.775j | 0.293+1.41j | 0.095+0.775j | 0.095+0.775j | 0.095+0.775j | 0.293+1.41j | 14.305 | -3.735 | -3.735 | -3.735 | 14.305 | -3.735 | -3.735 | -3.735 | 14.305 |  | no
bal_3P_DELTACUST |  | oh_cond_2/0_CU | oh_cond_2/0_CU | oh_cond_2/0_CU | oh_cond_3_#7_CWD_30% |  | 0.66+1.378j | 0.22+0.666j | 0.22+0.666j | 0.22+0.666j | 0.66+1.378j | 0.22+0.666j | 0.22+0.666j | 0.22+0.666j | 0.66+1.378j | 13.24 | -2.712 | -2.712 | -2.712 | 13.24 | -2.712 | -2.712 | -2.712 | 13.24 |  | no
unb_TAPWIRE_OH |  | oh_cond_WP-4/0-CU | oh_cond_WP-4/0-CU | oh_cond_WP-4/0-CU | oh_cond_WP-4/0-CU |  | 0.365+1.097j | 0.093+0.433j | 0.094+0.34j | 0.093+0.433j | 0.368+1.078j | 0.095+0.401j | 0.094+0.34j | 0.095+0.401j | 0.368+1.077j | 14.911 | -4.341 | -1.953 | -4.341 | 15.781 | -3.724 | -1.953 | -3.724 | 14.818 |  | no
und_1P_DELTACUST |  | und_cond_1P_DELTACUST | und_cond_1P_DELTACUST | und_cond_1P_DELTACUST |  |  | 0.179+0.233j | 0.061-0.024j | 0.061-0.024j | 0.061-0.024j | 0.179+0.233j | 0.061-0.024j | 0.061-0.024j | 0.061-0.024j | 0.179+0.233j | 324.124 | 0 | 0 | 0 | 324.124 | 0 | 0 | 0 | 324.124 |  | no
und_3P_2ALURD |  | und_cond_3P_2ALURD | und_cond_3P_2ALURD | und_cond_3P_2ALURD |  |  | 2.125+0.49j | 0.384+0.067j | 0.384+0.067j | 0.384+0.067j | 2.125+0.49j | 0.384+0.067j | 0.384+0.067j | 0.384+0.067j | 2.125+0.49j | 401.498 | 0 | 0 | 0 | 401.498 | 0 | 0 | 0 | 401.498 |  | no
und_3P_4/0ALURD |  | und_cond_3P_4/0ALURD | und_cond_3P_4/0ALURD | und_cond_3P_4/0ALURD |  |  | 0.72+0.337j | 0.14+0.016j | 0.14+0.016j | 0.14+0.016j | 0.72+0.337j | 0.14+0.016j | 0.14+0.016j | 0.14+0.016j | 0.72+0.337j | 617.704 | 0 | 0 | 0 | 617.704 | 0 | 0 | 0 | 617.704 |  | no
und_3P_DELTACUST |  | und_cond_3P_DELTACUST | und_cond_3P_DELTACUST | und_cond_3P_DELTACUST |  |  | 0.179+0.233j | 0.061-0.024j | 0.061-0.024j | 0.061-0.024j | 0.179+0.233j | 0.061-0.024j | 0.061-0.024j | 0.061-0.024j | 0.179+0.233j | 324.124 | 0 | 0 | 0 | 324.124 | 0 | 0 | 0 | 324.124 |  | no
und_TAPWIRE_UG |  | und_cond_TAPWIRE_UG | und_cond_TAPWIRE_UG | und_cond_TAPWIRE_UG |  |  | 0.001+0.001j | 0.0+0.0j | 0.0+0.0j | 0.0+0.0j | 0.001+0.001j | 0.0+0.0j | 0.0+0.0j | 0.0+0.0j | 0.001+0.001j | 0 | 0 | 0 | 0 | 0 | 0 | 0 | 0 | 0 |  | no

## load
data_type | static
owner_type | feeder
owner | 8100303
object | load
name | groupid | parent | bustype | phases | nominal_voltage | load_class | constant_power_A | constant_power_B | constant_power_C | constant_current_A | constant_current_B | constant_current_C | constant_impedance_A | constant_impedance_B | constant_impedance_C | base_power_A | base_power_B | base_power_C | power_pf_A | power_pf_B | power_pf_C | current_pf_A | current_pf_B | current_pf_C | impedance_pf_A | impedance_pf_B | impedance_pf_C | power_fraction_A | power_fraction_B | power_fraction_C | current_fraction_A | current_fraction_B | current_fraction_C | impedance_fraction_A | impedance_fraction_B | impedance_fraction_C | dcircuit | selected | monitored | monitored_fields | class_monitored_fields | played | played_fields | base_kw_A | base_kw_B | base_kw_C | kw_A | kw_B | kw_C | comments | critical_load | dem_resp_lb | dem_resp_ub | dem_resp_shortage_cost | dem_resp_surplus_cost | num_customers
load_220331499 |  | node_1383216_878_15290258_312 |  | AN | 0 | NonResidential | 18666.667+7951.967j | 0 | 0 | 0 | 0 | 0 | [24 empty] | 8100303 | no | no |  |  | no |  | 0 | 0 | 0 | 0 | 0 | 0 |  | 1 | 1 | 1 | 0 | 0 | 0
load_220331500 |  | node_1383227_37_15290226_294 |  | BN | 0 | NonResidential | 0 | 18666.667+7951.967j | 0 | 0 | 0 | 0 | [24 empty] | 8100303 | no | no |  |  | no |  | 0 | 0 | 0 | 0 | 0 | 0 |  | 1 | 1 | 1 | 0 | 0 | 0
load_220331501 |  | node_1383194_731_15290264_106 |  | CN | 0 | NonResidential | 0 | 0 | 18666.667+7951.967j | 0 | 0 | 0 | [24 empty] | 8100303 | no | no |  |  | no |  | 0 | 0 | 0 | 0 | 0 | 0 |  | 1 | 1 | 1 | 0 | 0 | 0
load_220332822 |  | node_1383445_271_15289032_735 |  | AN | 0 | Residential | 56037.6+23871.918j | 0 | 0 | 0 | 0 | 0 | [24 empty] | 8100303 | no | no |  |  | no |  | 0 | 0 | 0 | 0 | 0 | 0 |  | 1 | 1 | 1 | 0 | 0 | 0
load_220332834 |  | node_1383360_448_15289389_29 |  | AN | 0 | Residential | 47995.2+20445.87j | 0 | 0 | 0 | 0 | 0 | [24 empty] | 8100303 | no | no |  |  | no |  | 0 | 0 | 0 | 0 | 0 | 0 |  | 1 | 1 | 1 | 0 | 0 | 0
load_220332835 |  | node_1383703_526_15289207_329 |  | AN | 0 | Residential | 14745.6+6281.599j | 0 | 0 | 0 | 0 | 0 | [24 empty] | 8100303 | no | no |  |  | no |  | 0 | 0 | 0 | 0 | 0 | 0 |  | 1 | 1 | 1 | 0 | 0 | 0
load_220332836 |  | node_1384080_645_15289171_933 |  | AN | 0 | Residential | 41119.2+17516.706j | 0 | 0 | 0 | 0 | 0 | [24 empty] | 8100303 | no | no |  |  | no |  | 0 | 0 | 0 | 0 | 0 | 0 |  | 1 | 1 | 1 | 0 | 0 | 0
load_220347879 |  | node_1382419_264_15288683_4 |  | AN | 0 | NonResidential | 2527.2+1076.583j | 0 | 0 | 0 | 0 | 0 | [24 empty] | 8100303 | no | no |  |  | no |  | 0 | 0 | 0 | 0 | 0 | 0 |  | 1 | 1 | 1 | 0 | 0 | 0
load_220347880 |  | node_1382143_926_15288809_432 |  | AN | 0 | NonResidential | 131000+55805.766j | 0 | 0 | 0 | 0 | 0 | [24 empty] | 8100303 | no | no |  |  | no |  | 0 | 0 | 0 | 0 | 0 | 0 |  | 1 | 1 | 1 | 0 | 0 | 0
load_220347881 |  | node_1382357_892_15288482_355 |  | AN | 0 | NonResidential | 0 | 0 | 0 | 0 | 0 | 0 | [24 empty] | 8100303 | no | no |  |  | no |  | 0 | 0 | 0 | 0 | 0 | 0 |  | 1 | 1 | 1 | 0 | 0 | 0
load_220347882 |  | node_1382239_853_15288318_429 |  | AN | 0 | NonResidential | 42000+17891.925j | 0 | 0 | 0 | 0 | 0 | [24 empty] | 8100303 | no | no |  |  | no |  | 0 | 0 | 0 | 0 | 0 | 0 |  | 1 | 1 | 1 | 0 | 0 | 0
load_220347887 |  | node_1383140_913_15289890_141 |  | AN | 0 | Residential | 25257.6+10759.693j | 0 | 0 | 0 | 0 | 0 | [24 empty] | 8100303 | no | no |  |  | no |  | 0 | 0 | 0 | 0 | 0 | 0 |  | 1 | 1 | 1 | 0 | 0 | 0
load_220347891 |  | node_1382802_829_15289185_417 |  | AN | 0 | Residential | 3852+1640.945j | 0 | 0 | 0 | 0 | 0 | [24 empty] | 8100303 | no | no |  |  | no |  | 0 | 0 | 0 | 0 | 0 | 0 |  | 1 | 1 | 1 | 0 | 0 | 0
load_220347892 |  | node_1382859_344_15289369_785 |  | AN | 0 | NonResidential | 14000+5963.975j | 0 | 0 | 0 | 0 | 0 | [24 empty] | 8100303 | no | no |  |  | no |  | 0 | 0 | 0 | 0 | 0 | 0 |  | 1 | 1 | 1 | 0 | 0 | 0
load_220347893 |  | node_1382839_54_15289371_102 |  | BN | 0 | NonResidential | 0 | 14000+5963.975j | 0 | 0 | 0 | 0 | [24 empty] | 8100303 | no | no |  |  | no |  | 0 | 0 | 0 | 0 | 0 | 0 |  | 1 | 1 | 1 | 0 | 0 | 0
load_220347894 |  | node_1382878_185_15289361_631 |  | CN | 0 | NonResidential | 0 | 0 | 14000+5963.975j | 0 | 0 | 0 | [24 empty] | 8100303 | no | no |  |  | no |  | 0 | 0 | 0 | 0 | 0 | 0 |  | 1 | 1 | 1 | 0 | 0 | 0
load_220347895 |  | node_1383000_194_15288688_482 |  | AN | 0 | Residential | 28944+12330.092j | 0 | 0 | 0 | 0 | 0 | [24 empty] | 8100303 | no | no |  |  | no |  | 0 | 0 | 0 | 0 | 0 | 0 |  | 1 | 1 | 1 | 0 | 0 | 0
load_220347896 |  | node_1382450_629_15288914_654 |  | AN | 0 | Residential | 51098.4+21767.827j | 0 | 0 | 0 | 0 | 0 | [24 empty] | 8100303 | no | no |  |  | no |  | 0 | 0 | 0 | 0 | 0 | 0 |  | 1 | 1 | 1 | 0 | 0 | 0
load_220348698 |  | node_1383053_242_15289219_804 |  | AN | 0 | Residential | 18374.4+7827.462j | 0 | 0 | 0 | 0 | 0 | [24 empty] | 8100303 | no | no |  |  | no |  | 0 | 0 | 0 | 0 | 0 | 0 |  | 1 | 1 | 1 | 0 | 0 | 0
load_220348928 |  | node_1381271_753_15290273_838 |  | AN | 0 | NonResidential | 5000+2129.991j | 0 | 0 | 0 | 0 | 0 | [24 empty] | 8100303 | no | no |  |  | no |  | 0 | 0 | 0 | 0 | 0 | 0 |  | 1 | 1 | 1 | 0 | 0 | 0
load_220348929 |  | node_1381275_563_15290247_741 |  | BN | 0 | NonResidential | 0 | 5000+2129.991j | 0 | 0 | 0 | 0 | [24 empty] | 8100303 | no | no |  |  | no |  | 0 | 0 | 0 | 0 | 0 | 0 |  | 1 | 1 | 1 | 0 | 0 | 0
load_220348930 |  | node_1381273_111_15290300_415 |  | CN | 0 | NonResidential | 0 | 0 | 5000+2129.991j | 0 | 0 | 0 | [24 empty] | 8100303 | no | no |  |  | no |  | 0 | 0 | 0 | 0 | 0 | 0 |  | 1 | 1 | 1 | 0 | 0 | 0
load_220348934 |  | node_1381070_466_15289932_297 |  | AN | 0 | NonResidential | 11333.333+4827.98j | 0 | 0 | 0 | 0 | 0 | [24 empty] | 8100303 | no | no |  |  | no |  | 0 | 0 | 0 | 0 | 0 | 0 |  | 1 | 1 | 1 | 0 | 0 | 0
load_220348935 |  | node_1381066_76_15289906_106 |  | BN | 0 | NonResidential | 0 | 11333.333+4827.98j | 0 | 0 | 0 | 0 | [24 empty] | 8100303 | no | no |  |  | no |  | 0 | 0 | 0 | 0 | 0 | 0 |  | 1 | 1 | 1 | 0 | 0 | 0
load_220348936 |  | node_1381079_088_15289956_354 |  | CN | 0 | NonResidential | 0 | 0 | 11333.333+4827.98j | 0 | 0 | 0 | [24 empty] | 8100303 | no | no |  |  | no |  | 0 | 0 | 0 | 0 | 0 | 0 |  | 1 | 1 | 1 | 0 | 0 | 0
load_220348937 |  | node_1381175_886_15289704_743 |  | AN | 0 | NonResidential | 0 | 0 | 0 | 0 | 0 | 0 | [24 empty] | 8100303 | no | no |  |  | no |  | 0 | 0 | 0 | 0 | 0 | 0 |  | 1 | 1 | 1 | 0 | 0 | 0
load_220348938 |  | node_1380922_39_15289821_818 |  | AN | 0 | NonResidential | 21666.667+9229.961j | 0 | 0 | 0 | 0 | 0 | [24 empty] | 8100303 | no | no |  |  | no |  | 0 | 0 | 0 | 0 | 0 | 0 |  | 1 | 1 | 1 | 0 | 0 | 0
load_220348939 |  | node_1380919_609_15289795_429 |  | BN | 0 | NonResidential | 0 | 21666.667+9229.961j | 0 | 0 | 0 | 0 | [24 empty] | 8100303 | no | no |  |  | no |  | 0 | 0 | 0 | 0 | 0 | 0 |  | 1 | 1 | 1 | 0 | 0 | 0
load_220348940 |  | node_1380930_159_15289846_387 |  | CN | 0 | NonResidential | 0 | 0 | 21666.667+9229.961j | 0 | 0 | 0 | [24 empty] | 8100303 | no | no |  |  | no |  | 0 | 0 | 0 | 0 | 0 | 0 |  | 1 | 1 | 1 | 0 | 0 | 0
load_220348951 |  | node_1381961_53_15290457_891 |  | AN | 0 | NonResidential | 20333.333+8661.964j | 0 | 0 | 0 | 0 | 0 | [24 empty] | 8100303 | no | no |  |  | no |  | 0 | 0 | 0 | 0 | 0 | 0 |  | 1 | 1 | 1 | 0 | 0 | 0
load_220348952 |  | node_1381963_938_15290431_483 |  | BN | 0 | NonResidential | 0 | 20333.333+8661.964j | 0 | 0 | 0 | 0 | [24 empty] | 8100303 | no | no |  |  | no |  | 0 | 0 | 0 | 0 | 0 | 0 |  | 1 | 1 | 1 | 0 | 0 | 0
load_220348953 |  | node_1381964_3_15290484_282 |  | CN | 0 | NonResidential | 0 | 0 | 20333.333+8661.964j | 0 | 0 | 0 | [24 empty] | 8100303 | no | no |  |  | no |  | 0 | 0 | 0 | 0 | 0 | 0 |  | 1 | 1 | 1 | 0 | 0 | 0
load_220349055 |  | node_1382423_679_15289202_628 |  | AN | 0 | NonResidential | 2000+851.996j | 0 | 0 | 0 | 0 | 0 | [24 empty] | 8100303 | no | no |  |  | no |  | 0 | 0 | 0 | 0 | 0 | 0 |  | 1 | 1 | 1 | 0 | 0 | 0
load_220349088 |  | node_1380803_947_15290318_541 |  | AN | 0 | NonResidential | 0 | 0 | 0 | 0 | 0 | 0 | [24 empty] | 8100303 | no | no |  |  | no |  | 0 | 0 | 0 | 0 | 0 | 0 |  | 1 | 1 | 1 | 0 | 0 | 0
load_220349089 |  | node_1380947_354_15290495_839 |  | AN | 0 | NonResidential | 0 | 0 | 0 | 0 | 0 | 0 | [24 empty] | 8100303 | no | no |  |  | no |  | 0 | 0 | 0 | 0 | 0 | 0 |  | 1 | 1 | 1 | 0 | 0 | 0
load_220349496 |  | node_1383102_759_15290308_124 |  | AN | 0 | NonResidential | 2666.667+1135.995j | 0 | 0 | 0 | 0 | 0 | [24 empty] | 8100303 | no | no |  |  | no |  | 0 | 0 | 0 | 0 | 0 | 0 |  | 1 | 1 | 1 | 0 | 0 | 0
load_220349497 |  | node_1383117_891_15290275_361 |  | BN | 0 | NonResidential | 0 | 2666.667+1135.995j | 0 | 0 | 0 | 0 | [24 empty] | 8100303 | no | no |  |  | no |  | 0 | 0 | 0 | 0 | 0 | 0 |  | 1 | 1 | 1 | 0 | 0 | 0
load_220349498 |  | node_1383071_624_15290295_292 |  | CN | 0 | NonResidential | 0 | 0 | 2666.667+1135.995j | 0 | 0 | 0 | [24 empty] | 8100303 | no | no |  |  | no |  | 0 | 0 | 0 | 0 | 0 | 0 |  | 1 | 1 | 1 | 0 | 0 | 0
load_220349499 |  | node_1383016_841_15290351_976 |  | AN | 0 | NonResidential | 0 | 0 | 0 | 0 | 0 | 0 | [24 empty] | 8100303 | no | no |  |  | no |  | 0 | 0 | 0 | 0 | 0 | 0 |  | 1 | 1 | 1 | 0 | 0 | 0
load_220349500 |  | node_1383033_68_15290338_057 |  | BN | 0 | NonResidential | 0 | 0 | 0 | 0 | 0 | 0 | [24 empty] | 8100303 | no | no |  |  | no |  | 0 | 0 | 0 | 0 | 0 | 0 |  | 1 | 1 | 1 | 0 | 0 | 0
load_220349501 |  | node_1382997_862_15290359_545 |  | CN | 0 | NonResidential | 0 | 0 | 0 | 0 | 0 | 0 | [24 empty] | 8100303 | no | no |  |  | no |  | 0 | 0 | 0 | 0 | 0 | 0 |  | 1 | 1 | 1 | 0 | 0 | 0
load_220349593 |  | node_1380463_978_15291296_252 |  | AN | 0 | Residential | 17452.8+7434.862j | 0 | 0 | 0 | 0 | 0 | [24 empty] | 8100303 | no | no |  |  | no |  | 0 | 0 | 0 | 0 | 0 | 0 |  | 1 | 1 | 1 | 0 | 0 | 0
load_220349598 |  | node_1380334_313_15291446_756 |  | AN | 0 | NonResidential | 9500+4046.983j | 0 | 0 | 0 | 0 | 0 | [24 empty] | 8100303 | no | no |  |  | no |  | 0 | 0 | 0 | 0 | 0 | 0 |  | 1 | 1 | 1 | 0 | 0 | 0
load_220530009 |  | node_1380884_246_15290657_754 |  | ABCN | 0 | NonResidential | 41333.333+17607.926j | 41333.333+17607.926j | 41333.333+17607.926j | 0 | 0 | 0 | [24 empty] | 8100303 | no | no |  |  | no |  | 0 | 0 | 0 | 0 | 0 | 0 |  | 1 | 1 | 1 | 0 | 0 | 0
load_220530010 |  | node_1380694_424_15290353_533 |  | ABCN | 0 | NonResidential | 18666.667+7951.967j | 18666.667+7951.967j | 18666.667+7951.967j | 0 | 0 | 0 | [24 empty] | 8100303 | no | no |  |  | no |  | 0 | 0 | 0 | 0 | 0 | 0 |  | 1 | 1 | 1 | 0 | 0 | 0
load_220530011 |  | node_1380685_865_15290494_922 |  | ABCN | 0 | NonResidential | 41333.333+17607.926j | 41333.333+17607.926j | 41333.333+17607.926j | 0 | 0 | 0 | [24 empty] | 8100303 | no | no |  |  | no |  | 0 | 0 | 0 | 0 | 0 | 0 |  | 1 | 1 | 1 | 0 | 0 | 0
load_220530857 |  | node_1380904_025_15290217_97 |  | ABCN | 0 | NonResidential | 68000+28967.879j | 68000+28967.879j | 68000+28967.879j | 0 | 0 | 0 | [24 empty] | 8100303 | no | no |  |  | no |  | 0 | 0 | 0 | 0 | 0 | 0 |  | 1 | 1 | 1 | 0 | 0 | 0
load_220532166 |  | node_1381852_299_15289916_572 |  | ABCN | 0 | NonResidential | 19000+8093.966j | 19000+8093.966j | 19000+8093.966j | 0 | 0 | 0 | [24 empty] | 8100303 | no | no |  |  | no |  | 0 | 0 | 0 | 0 | 0 | 0 |  | 1 | 1 | 1 | 0 | 0 | 0
load_220540608 |  | node_1382225_646_15290403_011 |  | AN | 0 | NonResidential | 12000+5111.979j | 0 | 0 | 0 | 0 | 0 | [24 empty] | 8100303 | no | no |  |  | no |  | 0 | 0 | 0 | 0 | 0 | 0 |  | 1 | 1 | 1 | 0 | 0 | 0
load_220542175 |  | node_1381839_982_15290061_489 |  | ABCN | 0 | NonResidential | 118000+50267.79j | 118000+50267.79j | 118000+50267.79j | 0 | 0 | 0 | [24 empty] | 8100303 | no | no |  |  | no |  | 0 | 0 | 0 | 0 | 0 | 0 |  | 1 | 1 | 1 | 0 | 0 | 0
load_220551005 |  | node_1382528_812_15290229_565 |  | AN | 0 | NonResidential | 16333.333+6957.971j | 0 | 0 | 0 | 0 | 0 | [24 empty] | 8100303 | no | no |  |  | no |  | 0 | 0 | 0 | 0 | 0 | 0 |  | 1 | 1 | 1 | 0 | 0 | 0
load_220551006 |  | node_1382513_101_15290213_171 |  | BN | 0 | NonResidential | 0 | 16333.333+6957.971j | 0 | 0 | 0 | 0 | [24 empty] | 8100303 | no | no |  |  | no |  | 0 | 0 | 0 | 0 | 0 | 0 |  | 1 | 1 | 1 | 0 | 0 | 0
load_220551007 |  | node_1382540_853_15290250_83 |  | CN | 0 | NonResidential | 0 | 0 | 16333.333+6957.971j | 0 | 0 | 0 | [24 empty] | 8100303 | no | no |  |  | no |  | 0 | 0 | 0 | 0 | 0 | 0 |  | 1 | 1 | 1 | 0 | 0 | 0
load_220575607 |  | node_1380353_438_15291439_876 |  | AN | 0 | NonResidential | 9500+4046.983j | 0 | 0 | 0 | 0 | 0 | [24 empty] | 8100303 | no | no |  |  | no |  | 0 | 0 | 0 | 0 | 0 | 0 |  | 1 | 1 | 1 | 0 | 0 | 0
load_220594046 |  | node_1381805_981_15288884_044 |  | ABCN | 0 | NonResidential | 32000+13631.943j | 32000+13631.943j | 32000+13631.943j | 0 | 0 | 0 | [24 empty] | 8100303 | no | no |  |  | no |  | 0 | 0 | 0 | 0 | 0 | 0 |  | 1 | 1 | 1 | 0 | 0 | 0
load_220649920 |  | node_1381952_588_15288875_123 |  | AN | 0 | NonResidential | 0 | 0 | 0 | 0 | 0 | 0 | [24 empty] | 8100303 | no | no |  |  | no |  | 0 | 0 | 0 | 0 | 0 | 0 |  | 1 | 1 | 1 | 0 | 0 | 0
load_220652387 |  | node_1382155_006_15290398_241 |  | AN | 0 | NonResidential | 0 | 0 | 0 | 0 | 0 | 0 | [24 empty] | 8100303 | no | no |  |  | no |  | 0 | 0 | 0 | 0 | 0 | 0 |  | 1 | 1 | 1 | 0 | 0 | 0
load_220652388 |  | node_1382136_448_15290401_569 |  | BN | 0 | NonResidential | 0 | 0 | 0 | 0 | 0 | 0 | [24 empty] | 8100303 | no | no |  |  | no |  | 0 | 0 | 0 | 0 | 0 | 0 |  | 1 | 1 | 1 | 0 | 0 | 0
load_220652389 |  | node_1382167_488_15290405_904 |  | CN | 0 | NonResidential | 0 | 0 | 0 | 0 | 0 | 0 | [24 empty] | 8100303 | no | no |  |  | no |  | 0 | 0 | 0 | 0 | 0 | 0 |  | 1 | 1 | 1 | 0 | 0 | 0
load_220658887 |  | node_1382311_615_15289672_19 |  | AN | 0 | NonResidential | 426000+181475.24j | 0 | 0 | 0 | 0 | 0 | [24 empty] | 8100303 | no | no |  |  | no |  | 0 | 0 | 0 | 0 | 0 | 0 |  | 1 | 1 | 1 | 0 | 0 | 0
load_311899749 |  | node_1382466_437_15288177_964 |  | ABCN | 0 | NonResidential | 0 | 0 | 0 | 0 | 0 | 0 | [24 empty] | 8100303 | no | no |  |  | no |  | 0 | 0 | 0 | 0 | 0 | 0 |  | 1 | 1 | 1 | 0 | 0 | 0
load_311909735 |  | node_1383058_524_15289861_534 |  | AN | 0 | NonResidential | 271000+115445.517j | 0 | 0 | 0 | 0 | 0 | [24 empty] | 8100303 | no | no |  |  | no |  | 0 | 0 | 0 | 0 | 0 | 0 |  | 1 | 1 | 1 | 0 | 0 | 0
load_311932724 |  | node_1381567_185_15290469_48 |  | ABCN | 0 | NonResidential | 28087.2+11965.097j | 28087.2+11965.097j | 28087.2+11965.097j | 0 | 0 | 0 | [24 empty] | 8100303 | no | no |  |  | no |  | 0 | 0 | 0 | 0 | 0 | 0 |  | 1 | 1 | 1 | 0 | 0 | 0
load_311932726 |  | node_1381879_779_15290398_675 |  | ABCN | 0 | NonResidential | 34125.6+14537.445j | 34125.6+14537.445j | 34125.6+14537.445j | 0 | 0 | 0 | [24 empty] | 8100303 | no | no |  |  | no |  | 0 | 0 | 0 | 0 | 0 | 0 |  | 1 | 1 | 1 | 0 | 0 | 0
load_311932731 |  | node_1381512_327_15290325_535 |  | ABCN | 0 | NonResidential | 41848.8+17827.514j | 41848.8+17827.514j | 41848.8+17827.514j | 0 | 0 | 0 | [24 empty] | 8100303 | no | no |  |  | no |  | 0 | 0 | 0 | 0 | 0 | 0 |  | 1 | 1 | 1 | 0 | 0 | 0
load_311976490 |  | node_1381548_59_15290258_734 |  | ABCN | 0 | NonResidential | 9400.8+4004.724j | 9400.8+4004.724j | 9400.8+4004.724j | 0 | 0 | 0 | [24 empty] | 8100303 | no | no |  |  | no |  | 0 | 0 | 0 | 0 | 0 | 0 |  | 1 | 1 | 1 | 0 | 0 | 0
load_311976495 |  | node_1381800_939_15290137_804 |  | ABCN | 0 | NonResidential | 11604+4943.283j | 11604+4943.283j | 11604+4943.283j | 0 | 0 | 0 | [24 empty] | 8100303 | no | no |  |  | no |  | 0 | 0 | 0 | 0 | 0 | 0 |  | 1 | 1 | 1 | 0 | 0 | 0
load_311979733 |  | node_1381472_264_15290409_914 |  | AN | 0 | NonResidential | 1000+425.998j | 0 | 0 | 0 | 0 | 0 | [24 empty] | 8100303 | no | no |  |  | no |  | 0 | 0 | 0 | 0 | 0 | 0 |  | 1 | 1 | 1 | 0 | 0 | 0
load_311980133 |  | node_1380223_964_15291429_222 |  | AN | 0 | NonResidential | 0 | 0 | 0 | 0 | 0 | 0 | [24 empty] | 8100303 | no | no |  |  | no |  | 0 | 0 | 0 | 0 | 0 | 0 |  | 1 | 1 | 1 | 0 | 0 | 0
load_311980134 |  | node_1380240_168_15291423_318 |  | BN | 0 | NonResidential | 0 | 0 | 0 | 0 | 0 | 0 | [24 empty] | 8100303 | no | no |  |  | no |  | 0 | 0 | 0 | 0 | 0 | 0 |  | 1 | 1 | 1 | 0 | 0 | 0
load_311984162 |  | node_1381250_937_15289675_893 |  | ABCN | 0 | NonResidential | 15648+6666.02j | 15648+6666.02j | 15648+6666.02j | 0 | 0 | 0 | [24 empty] | 8100303 | no | no |  |  | no |  | 0 | 0 | 0 | 0 | 0 | 0 |  | 1 | 1 | 1 | 0 | 0 | 0
load_311984169 |  | node_1381696_814_15289620_201 |  | ABCN | 0 | NonResidential | 24067.2+10252.584j | 24067.2+10252.584j | 24067.2+10252.584j | 0 | 0 | 0 | [24 empty] | 8100303 | no | no |  |  | no |  | 0 | 0 | 0 | 0 | 0 | 0 |  | 1 | 1 | 1 | 0 | 0 | 0
load_311990511 |  | node_1382088_392_15289530_013 |  | ABCN | 0 | NonResidential | 23076+9830.335j | 23076+9830.335j | 23076+9830.335j | 0 | 0 | 0 | [24 empty] | 8100303 | no | no |  |  | no |  | 0 | 0 | 0 | 0 | 0 | 0 |  | 1 | 1 | 1 | 0 | 0 | 0

## node
data_type | static
owner_type | feeder
owner | 8100303
object | node
name | groupid | parent | bustype | phases | nominal_voltage | dcircuit | selected | monitored | monitored_fields | class_monitored_fields | played | played_fields | subsystem | x | y | comments | dist_to_slack
node_1380223_964_15291429_222 |  |  | PQ | ABCN | 2771.281 | 8100303 | no | no |  |  | no |  |  | 1380223.964 | 15291429.222 |  | -1
node_1380240_168_15291423_318 |  |  | PQ | ABCN | 2771.281 | 8100303 | no | no |  |  | no |  |  | 1380240.168 | 15291423.318 |  | -1
node_1380334_313_15291446_756 |  |  | PQ | ABCN | 2771.281 | 8100303 | no | no |  |  | no |  |  | 1380334.313 | 15291446.756 |  | -1
node_1380353_438_15291439_876 |  |  | PQ | ABCN | 2771.281 | 8100303 | no | no |  |  | no |  |  | 1380353.438 | 15291439.876 |  | -1
node_1380463_978_15291296_252 |  |  | PQ | ABCN | 2771.281 | 8100303 | no | no |  |  | no |  |  | 1380463.978 | 15291296.252 |  | -1
node_1380685_865_15290494_922 |  |  | PQ | ABCN | 2771.281 | 8100303 | no | no |  |  | no |  |  | 1380685.865 | 15290494.922 |  | -1
node_1380694_424_15290353_533 |  |  | PQ | ABCN | 2771.281 | 8100303 | no | no |  |  | no |  |  | 1380694.424 | 15290353.533 |  | -1
node_1380803_947_15290318_541 |  |  | PQ | ABCN | 2771.281 | 8100303 | no | no |  |  | no |  |  | 1380803.947 | 15290318.541 |  | -1
node_1380884_246_15290657_754 |  |  | PQ | ABCN | 2771.281 | 8100303 | no | no |  |  | no |  |  | 1380884.246 | 15290657.754 |  | -1
node_1380904_025_15290217_97 |  |  | PQ | ABCN | 2771.281 | 8100303 | no | no |  |  | no |  |  | 1380904.025 | 15290217.97 |  | -1
node_1380919_609_15289795_429 |  |  | PQ | ABCN | 2771.281 | 8100303 | no | no |  |  | no |  |  | 1380919.609 | 15289795.429 |  | -1
node_1380922_39_15289821_818 |  |  | PQ | ABCN | 2771.281 | 8100303 | no | no |  |  | no |  |  | 1380922.39 | 15289821.818 |  | -1
node_1380930_159_15289846_387 |  |  | PQ | ABCN | 2771.281 | 8100303 | no | no |  |  | no |  |  | 1380930.159 | 15289846.387 |  | -1
node_1380947_354_15290495_839 |  |  | PQ | ABCN | 2771.281 | 8100303 | no | no |  |  | no |  |  | 1380947.354 | 15290495.839 |  | -1
node_1381066_76_15289906_106 |  |  | PQ | ABCN | 2771.281 | 8100303 | no | no |  |  | no |  |  | 1381066.76 | 15289906.106 |  | -1
node_1381070_466_15289932_297 |  |  | PQ | ABCN | 2771.281 | 8100303 | no | no |  |  | no |  |  | 1381070.466 | 15289932.297 |  | -1
node_1381079_088_15289956_354 |  |  | PQ | ABCN | 2771.281 | 8100303 | no | no |  |  | no |  |  | 1381079.088 | 15289956.354 |  | -1
node_1381175_886_15289704_743 |  |  | PQ | ABCN | 2771.281 | 8100303 | no | no |  |  | no |  |  | 1381175.886 | 15289704.743 |  | -1
node_1381250_937_15289675_893 |  |  | PQ | ABCN | 2771.281 | 8100303 | no | no |  |  | no |  |  | 1381250.937 | 15289675.893 |  | -1
node_1381271_753_15290273_838 |  |  | PQ | ABCN | 2771.281 | 8100303 | no | no |  |  | no |  |  | 1381271.753 | 15290273.838 |  | -1
node_1381273_111_15290300_415 |  |  | PQ | ABCN | 2771.281 | 8100303 | no | no |  |  | no |  |  | 1381273.111 | 15290300.415 |  | -1
node_1381275_563_15290247_741 |  |  | PQ | ABCN | 2771.281 | 8100303 | no | no |  |  | no |  |  | 1381275.563 | 15290247.741 |  | -1
node_1381336_312_15290131_06 |  |  | PQ | ABCD | 2771.281 | 8100303 | no | no |  |  | no |  |  | 1381336.312 | 15290131.06 |  | -1
node_1381472_264_15290409_914 |  |  | PQ | ABCN | 2771.281 | 8100303 | no | no |  |  | no |  |  | 1381472.264 | 15290409.914 |  | -1
node_1381512_327_15290325_535 |  |  | PQ | ABCN | 2771.281 | 8100303 | no | no |  |  | no |  |  | 1381512.327 | 15290325.535 |  | -1
node_1381548_59_15290258_734 |  |  | PQ | ABCN | 2771.281 | 8100303 | no | no |  |  | no |  |  | 1381548.59 | 15290258.734 |  | -1
node_1381567_185_15290469_48 |  |  | PQ | ABCN | 2771.281 | 8100303 | no | no |  |  | no |  |  | 1381567.185 | 15290469.48 |  | -1
node_1381696_814_15289620_201 |  |  | PQ | ABCN | 2771.281 | 8100303 | no | no |  |  | no |  |  | 1381696.814 | 15289620.201 |  | -1
node_1381800_939_15290137_804 |  |  | PQ | ABCN | 2771.281 | 8100303 | no | no |  |  | no |  |  | 1381800.939 | 15290137.804 |  | -1
node_1381805_981_15288884_044 |  |  | PQ | ABCN | 2771.281 | 8100303 | no | no |  |  | no |  |  | 1381805.981 | 15288884.044 |  | -1
node_1381839_982_15290061_489 |  |  | PQ | ABCN | 2771.281 | 8100303 | no | no |  |  | no |  |  | 1381839.982 | 15290061.489 |  | -1
node_1381852_299_15289916_572 |  |  | PQ | ABCN | 2771.281 | 8100303 | no | no |  |  | no |  |  | 1381852.299 | 15289916.572 |  | -1
node_1381879_779_15290398_675 |  |  | PQ | ABCN | 2771.281 | 8100303 | no | no |  |  | no |  |  | 1381879.779 | 15290398.675 |  | -1
node_1381952_588_15288875_123 |  |  | PQ | ABCN | 2771.281 | 8100303 | no | no |  |  | no |  |  | 1381952.588 | 15288875.123 |  | -1
node_1381961_53_15290457_891 |  |  | PQ | ABCN | 2771.281 | 8100303 | no | no |  |  | no |  |  | 1381961.53 | 15290457.891 |  | -1
node_1381963_938_15290431_483 |  |  | PQ | ABCN | 2771.281 | 8100303 | no | no |  |  | no |  |  | 1381963.938 | 15290431.483 |  | -1
node_1381964_3_15290484_282 |  |  | PQ | ABCN | 2771.281 | 8100303 | no | no |  |  | no |  |  | 1381964.3 | 15290484.282 |  | -1
node_1382088_392_15289530_013 |  |  | PQ | ABCN | 2771.281 | 8100303 | no | no |  |  | no |  |  | 1382088.392 | 15289530.013 |  | -1
node_1382136_448_15290401_569 |  |  | PQ | ABCN | 2771.281 | 8100303 | no | no |  |  | no |  |  | 1382136.448 | 15290401.569 |  | -1
node_1382143_926_15288809_432 |  |  | PQ | ABCN | 2771.281 | 8100303 | no | no |  |  | no |  |  | 1382143.926 | 15288809.432 |  | -1
node_1382155_006_15290398_241 |  |  | PQ | ABCN | 2771.281 | 8100303 | no | no |  |  | no |  |  | 1382155.006 | 15290398.241 |  | -1
node_1382167_488_15290405_904 |  |  | PQ | ABCN | 2771.281 | 8100303 | no | no |  |  | no |  |  | 1382167.488 | 15290405.904 |  | -1
node_1382225_646_15290403_011 |  |  | PQ | ABCN | 2771.281 | 8100303 | no | no |  |  | no |  |  | 1382225.646 | 15290403.011 |  | -1
node_1382239_853_15288318_429 |  |  | PQ | ABCN | 2771.281 | 8100303 | no | no |  |  | no |  |  | 1382239.853 | 15288318.429 |  | -1
node_1382311_615_15289672_19 |  |  | PQ | ABCN | 2771.281 | 8100303 | no | no |  |  | no |  |  | 1382311.615 | 15289672.19 |  | -1
node_1382357_892_15288482_355 |  |  | PQ | ABCN | 2771.281 | 8100303 | no | no |  |  | no |  |  | 1382357.892 | 15288482.355 |  | -1
node_1382419_264_15288683_4 |  |  | PQ | ABCN | 2771.281 | 8100303 | no | no |  |  | no |  |  | 1382419.264 | 15288683.4 |  | -1
node_1382423_679_15289202_628 |  |  | PQ | AN | 2771.281 | 8100303 | no | no |  |  | no |  |  | 1382423.679 | 15289202.628 |  | -1
node_1382450_629_15288914_654 |  |  | PQ | ABCN | 2771.281 | 8100303 | no | no |  |  | no |  |  | 1382450.629 | 15288914.654 |  | -1
node_1382466_437_15288177_964 |  |  | PQ | ABCN | 2771.281 | 8100303 | no | no |  |  | no |  |  | 1382466.437 | 15288177.964 |  | -1
node_1382513_101_15290213_171 |  |  | PQ | ABCN | 2771.281 | 8100303 | no | no |  |  | no |  |  | 1382513.101 | 15290213.171 |  | -1
node_1382528_812_15290229_565 |  |  | PQ | ABCN | 2771.281 | 8100303 | no | no |  |  | no |  |  | 1382528.812 | 15290229.565 |  | -1
node_1382540_853_15290250_83 |  |  | PQ | ABCN | 2771.281 | 8100303 | no | no |  |  | no |  |  | 1382540.853 | 15290250.83 |  | -1
node_1382646_392_15289492_313 |  |  | PQ | ABCD | 2771.281 | 8100303 | no | no |  |  | no |  |  | 1382646.392 | 15289492.313 |  | -1
node_1382802_829_15289185_417 |  |  | PQ | ABCN | 2771.281 | 8100303 | no | no |  |  | no |  |  | 1382802.829 | 15289185.417 |  | -1
node_1382839_54_15289371_102 |  |  | PQ | ABCN | 2771.281 | 8100303 | no | no |  |  | no |  |  | 1382839.54 | 15289371.102 |  | -1
node_1382859_344_15289369_785 |  |  | PQ | ABCN | 2771.281 | 8100303 | no | no |  |  | no |  |  | 1382859.344 | 15289369.785 |  | -1
node_1382878_185_15289361_631 |  |  | PQ | ABCN | 2771.281 | 8100303 | no | no |  |  | no |  |  | 1382878.185 | 15289361.631 |  | -1
node_1382997_862_15290359_545 |  |  | PQ | ABCN | 2771.281 | 8100303 | no | no |  |  | no |  |  | 1382997.862 | 15290359.545 |  | -1
node_1383000_194_15288688_482 |  |  | PQ | AN | 2771.281 | 8100303 | no | no |  |  | no |  |  | 1383000.194 | 15288688.482 |  | -1
node_1383016_841_15290351_976 |  |  | PQ | ABCN | 2771.281 | 8100303 | no | no |  |  | no |  |  | 1383016.841 | 15290351.976 |  | -1
node_1383033_68_15290338_057 |  |  | PQ | ABCN | 2771.281 | 8100303 | no | no |  |  | no |  |  | 1383033.68 | 15290338.057 |  | -1
node_1383053_242_15289219_804 |  |  | PQ | AN | 2771.281 | 8100303 | no | no |  |  | no |  |  | 1383053.242 | 15289219.804 |  | -1
node_1383058_524_15289861_534 |  |  | PQ | AN | 2771.281 | 8100303 | no | no |  |  | no |  |  | 1383058.524 | 15289861.534 |  | -1
node_1383071_624_15290295_292 |  |  | PQ | ABCN | 2771.281 | 8100303 | no | no |  |  | no |  |  | 1383071.624 | 15290295.292 |  | -1
node_1383102_759_15290308_124 |  |  | PQ | ABCN | 2771.281 | 8100303 | no | no |  |  | no |  |  | 1383102.759 | 15290308.124 |  | -1
node_1383117_891_15290275_361 |  |  | PQ | ABCN | 2771.281 | 8100303 | no | no |  |  | no |  |  | 1383117.891 | 15290275.361 |  | -1
node_1383140_913_15289890_141 |  |  | PQ | ABCN | 2771.281 | 8100303 | no | no |  |  | no |  |  | 1383140.913 | 15289890.141 |  | -1
node_1383194_731_15290264_106 |  |  | PQ | ABCN | 2771.281 | 8100303 | no | no |  |  | no |  |  | 1383194.731 | 15290264.106 |  | -1
node_1383216_878_15290258_312 |  |  | PQ | ABCN | 2771.281 | 8100303 | no | no |  |  | no |  |  | 1383216.878 | 15290258.312 |  | -1
node_1383227_37_15290226_294 |  |  | PQ | ABCN | 2771.281 | 8100303 | no | no |  |  | no |  |  | 1383227.37 | 15290226.294 |  | -1
node_1383360_448_15289389_29 |  |  | PQ | AN | 2771.281 | 8100303 | no | no |  |  | no |  |  | 1383360.448 | 15289389.29 |  | -1
node_1383445_271_15289032_735 |  |  | PQ | AN | 2771.281 | 8100303 | no | no |  |  | no |  |  | 1383445.271 | 15289032.735 |  | -1
node_1383703_526_15289207_329 |  |  | PQ | AN | 2771.281 | 8100303 | no | no |  |  | no |  |  | 1383703.526 | 15289207.329 |  | -1
node_1384080_645_15289171_933 |  |  | PQ | AN | 2771.281 | 8100303 | no | no |  |  | no |  |  | 1384080.645 | 15289171.933 |  | -1
node_8100303_200809976 |  |  | PQ | ABCD | 2771.281 | 8100303 | no | no |  |  | no |  |  | 1383355.481 | 15290132.489 |  | -1
node_8100303_200809977 |  |  | PQ | ABCD | 2771.281 | 8100303 | no | no |  |  | no |  |  | 1383302.219 | 15290153.159 |  | -1
node_8100303_200809978 |  |  | PQ | ABCN | 2771.281 | 8100303 | no | no |  |  | no |  |  | 1383190.751 | 15290193.359 |  | -1
node_8100303_200810129 |  |  | PQ | ABCD | 2771.281 | 8100303 | no | no |  |  | no |  |  | 1383251.391 | 15290026.474 |  | -1
node_8100303_200815533 |  |  | PQ | AN | 2771.281 | 8100303 | no | no |  |  | no |  |  | 1383416.817 | 15289049.047 |  | -1
node_8100303_200815534 |  |  | PQ | AD | 2771.281 | 8100303 | no | no |  |  | no |  |  | 1383243.206 | 15289148.575 |  | -1
node_8100303_200815577 |  |  | PQ | AN | 2771.281 | 8100303 | no | no |  |  | no |  |  | 1383375.582 | 15289418.388 |  | -1
node_8100303_200815578 |  |  | PQ | AD | 2771.281 | 8100303 | no | no |  |  | no |  |  | 1383551.923 | 15289323.932 |  | -1
node_8100303_200815579 |  |  | PQ | AN | 2771.281 | 8100303 | no | no |  |  | no |  |  | 1383718.767 | 15289236.371 |  | -1
node_8100303_200815580 |  |  | PQ | AD | 2771.281 | 8100303 | no | no |  |  | no |  |  | 1383894.002 | 15289175.114 |  | -1
node_8100303_200815581 |  |  | PQ | AN | 2771.281 | 8100303 | no | no |  |  | no |  |  | 1384068.05 | 15289202.216 |  | -1
node_8100303_200860919 |  |  | PQ | ABCD | 2771.281 | 8100303 | no | no |  |  | no |  |  | 1382429.008 | 15288791.002 |  | -1
node_8100303_200860920 |  |  | PQ | ABCN | 2771.281 | 8100303 | no | no |  |  | no |  |  | 1382388.425 | 15288694.566 |  | -1
node_8100303_200860921 |  |  | PQ | ABCD | 2771.281 | 8100303 | no | no |  |  | no |  |  | 1382374.525 | 15288698.585 |  | -1
node_8100303_200860922 |  |  | PQ | ABCN | 2771.281 | 8100303 | no | no |  |  | no |  |  | 1382133.449 | 15288778.353 |  | -1
node_8100303_200860924 |  |  | PQ | ABCN | 2771.281 | 8100303 | no | no |  |  | no |  |  | 1382321.265 | 15288496.758 |  | -1
node_8100303_200860926 |  |  | PQ | ABCN | 2771.281 | 8100303 | no | no |  |  | no |  |  | 1382265.981 | 15288303.097 |  | -1
node_8100303_200860943 |  |  | PQ | ABCN | 2771.281 | 8100303 | no | no |  |  | no |  |  | 1383169.787 | 15289874.585 |  | -1
node_8100303_200860944 |  |  | PQ | ABCD | 2771.281 | 8100303 | no | no |  |  | no |  |  | 1383106.978 | 15289759.266 |  | -1
node_8100303_200860946 |  |  | PQ | ABCD | 2771.281 | 8100303 | no | no |  |  | no |  |  | 1383053.379 | 15289662.774 |  | -1
node_8100303_200860947 |  |  | PQ | ABCD | 2771.281 | 8100303 | no | no |  |  | no |  |  | 1383022.613 | 15289602.781 |  | -1
node_8100303_200860948 |  |  | PQ | ABCD | 2771.281 | 8100303 | no | no |  |  | no |  |  | 1382934.672 | 15289441.533 |  | -1
node_8100303_200860949 |  |  | PQ | ABCD | 2771.281 | 8100303 | no | no |  |  | no |  |  | 1382886.909 | 15289344.846 |  | -1
node_8100303_200860950 |  |  | PQ | ABCN | 2771.281 | 8100303 | no | no |  |  | no |  |  | 1382831.036 | 15289168.684 |  | -1
node_8100303_200860951 |  |  | PQ | ABCN | 2771.281 | 8100303 | no | no |  |  | no |  |  | 1382845.218 | 15289269.439 |  | -1
node_8100303_200860953 |  |  | PQ | ABCD | 2771.281 | 8100303 | no | no |  |  | no |  |  | 1382729.033 | 15289092.776 |  | -1
node_8100303_200860954 |  |  | PQ | ABCD | 2771.281 | 8100303 | no | no |  |  | no |  |  | 1382606.344 | 15289032.15 |  | -1
node_8100303_200860955 |  |  | PQ | AD | 2771.281 | 8100303 | no | no |  |  | no |  |  | 1382588.529 | 15288912.494 |  | -1
node_8100303_200860956 |  |  | PQ | AD | 2771.281 | 8100303 | no | no |  |  | no |  |  | 1382791.698 | 15288800.929 |  | -1
node_8100303_200860957 |  |  | PQ | AN | 2771.281 | 8100303 | no | no |  |  | no |  |  | 1382971.327 | 15288704.051 |  | -1
node_8100303_200860958 |  |  | PQ | ABCN | 2771.281 | 8100303 | no | no |  |  | no |  |  | 1382481.425 | 15288903.373 |  | -1
node_8100303_200862952 |  |  | PQ | AD | 2771.281 | 8100303 | no | no |  |  | no |  |  | 1383150.429 | 15289201.779 |  | -1
node_8100303_200862953 |  |  | PQ | AN | 2771.281 | 8100303 | no | no |  |  | no |  |  | 1383069.516 | 15289248.279 |  | -1
node_8100303_200862954 |  |  | PQ | AD | 2771.281 | 8100303 | no | no |  |  | no |  |  | 1382953.2 | 15289314.761 |  | -1
node_8100303_200863027 |  |  | PQ | AD | 2771.281 | 8100303 | no | no |  |  | no |  |  | 1383086.233 | 15289571.54 |  | -1
node_8100303_200863028 |  |  | PQ | AD | 2771.281 | 8100303 | no | no |  |  | no |  |  | 1383198.954 | 15289510.255 |  | -1
node_8100303_200863544 |  |  | PQ | ABCD | 2771.281 | 8100303 | no | no |  |  | no |  |  | 1382907.558 | 15289458.555 |  | -1
node_8100303_200863545 |  |  | PQ | ABCD | 2771.281 | 8100303 | no | no |  |  | no |  |  | 1382794.646 | 15289454.595 |  | -1
node_8100303_200863546 |  |  | PQ | ABCD | 2771.281 | 8100303 | no | no |  |  | no |  |  | 1382641.548 | 15289493.545 |  | -1
node_8100303_200863547 |  |  | PQ | ABCN | 2771.281 | 8100303 | no | no |  |  | no |  |  | 1382518.779 | 15289536.932 |  | -1
node_8100303_200863548 |  |  | PQ | ABCN | 2771.281 | 8100303 | no | no |  |  | no |  |  | 1382494.915 | 15289556.409 |  | -1
node_8100303_200863553 |  |  | PQ | ABCD | 2771.281 | 8100303 | no | no |  |  | no |  |  | 1381549.834 | 15290647.744 |  | -1
node_8100303_200863561 |  |  | PQ | ABCN | 2771.281 | 8100303 | no | no |  |  | no |  |  | 1381496.017 | 15290534.728 |  | -1
node_8100303_200863562 |  |  | PQ | ABCN | 2771.281 | 8100303 | no | no |  |  | no |  |  | 1381443.808 | 15290418.496 |  | -1
node_8100303_200863563 |  |  | PQ | ABCD | 2771.281 | 8100303 | no | no |  |  | no |  |  | 1381301.76 | 15290472.445 |  | -1
node_8100303_200863565 |  |  | PQ | ABCN | 2771.281 | 8100303 | no | no |  |  | no |  |  | 1381394.826 | 15290280.581 |  | -1
node_8100303_200863567 |  |  | PQ | ABCD | 2771.281 | 8100303 | no | no |  |  | no |  |  | 1381339.614 | 15290140.932 |  | -1
node_8100303_200863568 |  |  | PQ | ABCN | 2771.281 | 8100303 | no | no |  |  | no |  |  | 1381347.584 | 15290280.876 |  | -1
node_8100303_200863569 |  |  | PQ | ABCD | 2771.281 | 8100303 | no | no |  |  | no |  |  | 1381291.699 | 15289997.681 |  | -1
node_8100303_200863570 |  |  | PQ | ABCN | 2771.281 | 8100303 | no | no |  |  | no |  |  | 1381351.887 | 15289984.68 |  | -1
node_8100303_200863574 |  |  | PQ | ABCD | 2771.281 | 8100303 | no | no |  |  | no |  |  | 1381210.829 | 15289871.359 |  | -1
node_8100303_200863575 |  |  | PQ | ABCN | 2771.281 | 8100303 | no | no |  |  | no |  |  | 1381142.617 | 15289900.973 |  | -1
node_8100303_200863576 |  |  | PQ | ABCN | 2771.281 | 8100303 | no | no |  |  | no |  |  | 1381161.945 | 15289734.43 |  | -1
node_8100303_200863577 |  |  | PQ | ABCN | 2771.281 | 8100303 | no | no |  |  | no |  |  | 1380995.586 | 15289795.116 |  | -1
node_8100303_200863622 |  |  | PQ | ABCN | 2771.281 | 8100303 | no | no |  |  | no |  |  | 1382037.505 | 15290457.631 |  | -1
node_8100303_200863873 |  |  | PQ | AD | 2771.281 | 8100303 | no | no |  |  | no |  |  | 1382589.356 | 15289140.492 |  | -1
node_8100303_200863874 |  |  | PQ | AN | 2771.281 | 8100303 | no | no |  |  | no |  |  | 1382454.388 | 15289191.111 |  | -1
node_8100303_200863970 |  |  | PQ | ABCN | 2771.281 | 8100303 | no | no |  |  | no |  |  | 1380922.168 | 15290190.648 |  | -1
node_8100303_200863971 |  |  | PQ | ABCN | 2771.281 | 8100303 | no | no |  |  | no |  |  | 1380726.954 | 15290357.714 |  | -1
node_8100303_200863972 |  |  | PQ | ABCN | 2771.281 | 8100303 | no | no |  |  | no |  |  | 1380712.863 | 15290476.3 |  | -1
node_8100303_200863973 |  |  | PQ | ABCN | 2771.281 | 8100303 | no | no |  |  | no |  |  | 1380891.185 | 15290625.699 |  | -1
node_8100303_200863975 |  |  | PQ | ABCD | 2771.281 | 8100303 | no | no |  |  | no |  |  | 1381131.568 | 15290055.672 |  | -1
node_8100303_200863976 |  |  | PQ | ABCN | 2771.281 | 8100303 | no | no |  |  | no |  |  | 1380971.966 | 15290115.653 |  | -1
node_8100303_200863977 |  |  | PQ | ABCD | 2771.281 | 8100303 | no | no |  |  | no |  |  | 1380813.433 | 15290172.186 |  | -1
node_8100303_200863978 |  |  | PQ | ABCN | 2771.281 | 8100303 | no | no |  |  | no |  |  | 1380835.644 | 15290310.116 |  | -1
node_8100303_200863979 |  |  | PQ | ABCD | 2771.281 | 8100303 | no | no |  |  | no |  |  | 1380859.993 | 15290374.815 |  | -1
node_8100303_200863980 |  |  | PQ | ABCN | 2771.281 | 8100303 | no | no |  |  | no |  |  | 1380916.745 | 15290507.619 |  | -1
node_8100303_200863981 |  |  | PQ | ABCD | 2771.281 | 8100303 | no | no |  |  | no |  |  | 1380984.697 | 15290705.428 |  | -1
node_8100303_200863982 |  |  | PQ | ABCD | 2771.281 | 8100303 | no | no |  |  | no |  |  | 1380639.444 | 15290235.467 |  | -1
node_8100303_200865079 |  |  | PQ | ABCN | 2771.281 | 8100303 | no | no |  |  | no |  |  | 1383088.787 | 15290225.39 |  | -1
node_8100303_200865080 |  |  | PQ | ABCN | 2771.281 | 8100303 | no | no |  |  | no |  |  | 1382977.908 | 15290254.676 |  | -1
node_8100303_200865106 |  |  | PQ | ABCD | 2771.281 | 8100303 | no | no |  |  | no |  |  | 1381695.255 | 15290762.622 |  | -1
node_8100303_200865124 |  |  | PQ | ABCD | 2771.281 | 8100303 | no | no |  |  | no |  |  | 1381527.226 | 15290820.565 |  | -1
node_8100303_200865141 |  |  | PQ | ABCD | 2771.281 | 8100303 | no | no |  |  | no |  |  | 1381461.203 | 15290848.875 |  | -1
node_8100303_200865152 |  |  | PQ | ABCD | 2771.281 | 8100303 | no | no |  |  | no |  |  | 1381329.493 | 15290907.359 |  | -1
node_8100303_200865181 |  |  | PQ | ABCD | 2771.281 | 8100303 | no | no |  |  | no |  |  | 1381113.005 | 15291003.325 |  | -1
node_8100303_200865220 |  |  | PQ | ABCD | 2771.281 | 8100303 | no | no |  |  | no |  |  | 1380756.041 | 15291124.693 |  | -1
node_8100303_200865234 |  |  | PQ | ABCD | 2771.281 | 8100303 | no | no |  |  | no |  |  | 1380639.605 | 15291171.235 |  | -1
node_8100303_200865254 |  |  | PQ | ABCN | 2771.281 | 8100303 | no | no |  |  | no |  |  | 1380442.213 | 15291256.781 |  | -1
node_8100303_200865264 |  |  | PQ | ABCN | 2771.281 | 8100303 | no | no |  |  | no |  |  | 1380321.991 | 15291337.492 |  | -1
node_8100303_200865277 |  |  | PQ | ABCN | 2771.281 | 8100303 | no | no |  |  | no |  |  | 1380219.326 | 15291361.135 |  | -1
node_8100303_200865295 |  |  | PQ | ABCD | 2771.281 | 8100303 | no | no |  |  | no |  |  | 1379873.89 | 15291456.769 |  | -1
node_8100303_200865297 |  |  | PQ | ABCD | 2771.281 | 8100303 | no | no |  |  | no |  |  | 1379832.838 | 15291483.842 |  | -1
node_8100303_200865458 |  |  | PQ | ABCD | 2771.281 | 8100303 | no | no |  |  | no |  |  | 1382634.764 | 15290381.487 |  | -1
node_8100303_200865459 |  |  | PQ | ABCD | 2771.281 | 8100303 | no | no |  |  | no |  |  | 1382570.733 | 15290398.953 |  | -1
node_8100303_200865460 |  |  | PQ | ABCD | 2771.281 | 8100303 | no | no |  |  | no |  |  | 1382504.837 | 15290333.844 |  | -1
node_8100303_200865462 |  |  | PQ | ABCD | 2771.281 | 8100303 | no | no |  |  | no |  |  | 1382499.282 | 15290433.565 |  | -1
node_8100303_200865483 |  |  | PQ | ABCD | 2771.281 | 8100303 | no | no |  |  | no |  |  | 1382257.9 | 15290531.839 |  | -1
node_8100303_200865484 |  |  | PQ | ABCN | 2771.281 | 8100303 | no | no |  |  | no |  |  | 1382233.618 | 15290431.118 |  | -1
node_8100303_200865492 |  |  | PQ | ABCD | 2771.281 | 8100303 | no | no |  |  | no |  |  | 1382149.737 | 15290571.746 |  | -1
node_8100303_200865508 |  |  | PQ | ABCD | 2771.281 | 8100303 | no | no |  |  | no |  |  | 1382013.079 | 15290628.057 |  | -1
node_8100303_200917362 |  |  | PQ | ABCD | 2771.281 | 8100303 | no | no |  |  | no |  |  | 1383331.61 | 15290007.732 |  | -1
node_8100303_200967490 |  |  | PQ | ABCN | 2771.281 | 8100303 | no | no |  |  | no |  |  | 1382304.249 | 15289693.95 |  | -1
node_8100303_200978331 |  |  | PQ | ABCN | 2771.281 | 8100303 | no | no |  |  | no |  |  | 1381817.954 | 15289909.885 |  | -1
node_8100303_200978645 |  |  | PQ | ABCN | 2771.281 | 8100303 | no | no |  |  | no |  |  | 1381941.938 | 15288844.103 |  | -1
node_8100303_200982418 |  |  | PQ | ABCN | 2771.281 | 8100303 | no | no |  |  | no |  |  | 1382474.976 | 15290301.059 |  | -1
node_8100303_200983820 |  |  | PQ | ABCN | 2771.281 | 8100303 | no | no |  |  | no |  |  | 1382307.491 | 15289683.792 |  | -1
node_8100303_200983939 |  |  | PQ | ABCN | 2771.281 | 8100303 | no | no |  |  | no |  |  | 1380587.902 | 15290208.869 |  | -1
node_8100303_200983940 |  |  | PQ | ABCN | 2771.281 | 8100303 | no | no |  |  | no |  |  | 1380393.75 | 15290262.378 |  | -1
node_8100303_200983988 |  |  | PQ | ABCN | 2771.281 | 8100303 | no | no |  |  | no |  |  | 1380021.707 | 15290327.51 |  | -1
node_8100303_201013511 |  |  | PQ | ABCN | 2771.281 | 8100303 | no | no |  |  | no |  |  | 1381837.449 | 15288874.8 |  | -1
node_8100303_201045489 |  |  | PQ | ABCN | 2771.281 | 8100303 | no | no |  |  | no |  |  | 1382769.161 | 15289987.664 |  | -1
node_8100303_201045586 |  |  | PQ | ABCN | 2771.281 | 8100303 | no | no |  |  | no |  |  | 1382489.552 | 15289604.366 |  | -1
node_8100303_201058017 |  |  | PQ | ABCN | 2771.281 | 8100303 | no | no |  |  | no |  |  | 1382143.772 | 15290455.417 |  | -1
node_8100303_201061083 |  |  | PQ | ABCN | 2771.281 | 8100303 | no | no |  |  | no |  |  | 1381337.651 | 15289924.156 |  | -1
node_8100303_310051080 |  |  | PQ | ABCN | 2771.281 | 8100303 | no | no |  |  | no |  |  | 1381817.901 | 15290052.564 |  | -1
node_8100303_310051877 |  |  | PQ | ABCD | 2771.281 | 8100303 | no | no |  |  | no |  |  | 1382873.05 | 15290321.77 |  | -1
node_8100303_310051888 |  |  | PQ | ABCD | 2771.281 | 8100303 | no | no |  |  | no |  |  | 1382761.558 | 15290349.711 |  | -1
node_8100303_310051919 |  |  | PQ | ABCD | 2771.281 | 8100303 | no | no |  |  | no |  |  | 1382351.504 | 15290568.218 |  | -1
node_8100303_310051941 |  |  | PQ | ABCD | 2771.281 | 8100303 | no | no |  |  | no |  |  | 1381922.874 | 15290666.249 |  | -1
node_8100303_310051943 |  |  | PQ | ABCD | 2771.281 | 8100303 | no | no |  |  | no |  |  | 1381808.502 | 15290730.829 |  | -1
node_8100303_310051953 |  |  | PQ | ABCD | 2771.281 | 8100303 | no | no |  |  | no |  |  | 1381599.878 | 15290808.764 |  | -1
node_8100303_310051958 |  |  | PQ | ABCD | 2771.281 | 8100303 | no | no |  |  | no |  |  | 1381231.828 | 15290940.094 |  | -1
node_8100303_310051961 |  |  | PQ | ABCD | 2771.281 | 8100303 | no | no |  |  | no |  |  | 1380981.232 | 15290992.423 |  | -1
node_8100303_310051968 |  |  | PQ | ABCD | 2771.281 | 8100303 | no | no |  |  | no |  |  | 1380870.199 | 15291057.64 |  | -1
node_8100303_310051973 |  |  | PQ | ABCD | 2771.281 | 8100303 | no | no |  |  | no |  |  | 1380510.819 | 15291248.416 |  | -1
node_8100303_310051982 |  |  | PQ | ABCD | 2771.281 | 8100303 | no | no |  |  | no |  |  | 1380105.005 | 15291392.784 |  | -1
node_8100303_310051983 |  |  | PQ | ABCD | 2771.281 | 8100303 | no | no |  |  | no |  |  | 1380001.592 | 15291421.414 |  | -1
node_8100303_311894527 |  |  | PQ | ABCN | 2771.281 | 8100303 | no | no |  |  | no |  |  | 1383109.338 | 15289781.722 |  | -1
node_8100303_311894528 |  |  | PQ | AN | 2771.281 | 8100303 | no | no |  |  | no |  |  | 1383066.058 | 15289849.874 |  | -1
node_8100303_311899735 |  |  | PQ | ABCN | 2771.281 | 8100303 | no | no |  |  | no |  |  | 1382271.5 | 15288322.431 |  | -1
node_8100303_311899740 |  |  | PQ | ABCN | 2771.281 | 8100303 | no | no |  |  | no |  |  | 1382452.878 | 15288149.074 |  | -1
node_8100303_311922503 |  |  | PQ | ABCN | 2771.281 | 8100303 | no | no |  |  | no |  |  | 1381818.153 | 15289875.274 |  | -1
node_8100303_311932720 |  |  | PQ | ABCN | 2771.281 | 8100303 | no | no |  |  | no |  |  | 1381596.028 | 15290464.954 |  | -1
node_8100303_311932725 |  |  | PQ | ABCN | 2771.281 | 8100303 | no | no |  |  | no |  |  | 1381876.748 | 15290358.485 |  | -1
node_8100303_311932730 |  |  | PQ | ABCN | 2771.281 | 8100303 | no | no |  |  | no |  |  | 1381551.351 | 15290322.065 |  | -1
node_8100303_311933023 |  |  | PQ | ABCN | 2771.281 | 8100303 | no | no |  |  | no |  |  | 1381605.661 | 15290494.971 |  | -1
node_8100303_311933028 |  |  | PQ | ABCN | 2771.281 | 8100303 | no | no |  |  | no |  |  | 1381538.21 | 15290520.04 |  | -1
node_8100303_311935530 |  |  | PQ | ABCN | 2771.281 | 8100303 | no | no |  |  | no |  |  | 1381520.461 | 15290238.225 |  | -1
node_8100303_311976485 |  |  | PQ | ABCN | 2771.281 | 8100303 | no | no |  |  | no |  |  | 1381542.942 | 15290230.605 |  | -1
node_8100303_311976494 |  |  | PQ | ABCN | 2771.281 | 8100303 | no | no |  |  | no |  |  | 1381792.434 | 15290098.889 |  | -1
node_8100303_311984158 |  |  | PQ | ABCN | 2771.281 | 8100303 | no | no |  |  | no |  |  | 1381282.505 | 15289669.472 |  | -1
node_8100303_311984168 |  |  | PQ | ABCN | 2771.281 | 8100303 | no | no |  |  | no |  |  | 1381693.709 | 15289573.424 |  | -1
node_8100303_311990510 |  |  | PQ | ABCN | 2771.281 | 8100303 | no | no |  |  | no |  |  | 1382082.971 | 15289478.06 |  | -1
node_8100303_312005279 |  |  | PQ | ABCN | 2771.281 | 8100303 | no | no |  |  | no |  |  | 1381285.163 | 15289681.748 |  | -1
node_8100303_312005282 |  |  | PQ | ABCN | 2771.281 | 8100303 | no | no |  |  | no |  |  | 1381669.763 | 15289568.489 |  | -1
node_SOURCE_8100303 |  |  | SWING | ABCN | 2771.281 | 8100303 | no | no |  |  | no |  |  | 1379824.132 | 15291547.496 |  | -1
node_intto1_8100303_200860922 |  |  | PQ | ABCD | 2771.281 | 8100303 | no | no |  |  | no |  |  | 1382133.449 | 15288778.353 |  | -1
node_intto1_8100303_200860955 |  |  | PQ | AD | 2771.281 | 8100303 | no | no |  |  | no |  |  | 1382588.529 | 15288912.494 |  | -1
node_intto1_8100303_200862953 |  |  | PQ | AD | 2771.281 | 8100303 | no | no |  |  | no |  |  | 1383069.516 | 15289248.279 |  | -1
node_intto1_8100303_200863028 |  |  | PQ | AD | 2771.281 | 8100303 | no | no |  |  | no |  |  | 1383198.954 | 15289510.255 |  | -1
node_intto1_8100303_200863545 |  |  | PQ | ABCD | 2771.281 | 8100303 | no | no |  |  | no |  |  | 1382794.646 | 15289454.595 |  | -1
node_intto1_8100303_200863561 |  |  | PQ | ABCD | 2771.281 | 8100303 | no | no |  |  | no |  |  | 1381496.017 | 15290534.728 |  | -1
node_intto1_8100303_200863622 |  |  | PQ | ABCD | 2771.281 | 8100303 | no | no |  |  | no |  |  | 1382037.505 | 15290457.631 |  | -1
node_intto1_8100303_200863970 |  |  | PQ | ABCN | 2771.281 | 8100303 | no | no |  |  | no |  |  | 1380922.168 | 15290190.648 |  | -1
node_intto1_8100303_200863971 |  |  | PQ | ABCD | 2771.281 | 8100303 | no | no |  |  | no |  |  | 1380726.954 | 15290357.714 |  | -1
node_intto1_8100303_200863972 |  |  | PQ | ABCD | 2771.281 | 8100303 | no | no |  |  | no |  |  | 1380712.863 | 15290476.3 |  | -1
node_intto1_8100303_200863973 |  |  | PQ | ABCD | 2771.281 | 8100303 | no | no |  |  | no |  |  | 1380891.185 | 15290625.699 |  | -1
node_intto1_8100303_200863978 |  |  | PQ | ABCD | 2771.281 | 8100303 | no | no |  |  | no |  |  | 1380835.644 | 15290310.116 |  | -1
node_intto1_8100303_200865460 |  |  | PQ | ABCD | 2771.281 | 8100303 | no | no |  |  | no |  |  | 1382504.837 | 15290333.844 |  | -1
node_intto1_8100303_200865484 |  |  | PQ | ABCD | 2771.281 | 8100303 | no | no |  |  | no |  |  | 1382233.618 | 15290431.118 |  | -1
node_intto1_8100303_200983939 |  |  | PQ | ABCD | 2771.281 | 8100303 | no | no |  |  | no |  |  | 1380587.902 | 15290208.869 |  | -1
node_intto1_8100303_201013511 |  |  | PQ | ABCN | 2771.281 | 8100303 | no | no |  |  | no |  |  | 1381837.449 | 15288874.8 |  | -1
node_intto1_8100303_311894527 |  |  | PQ | ABCD | 2771.281 | 8100303 | no | no |  |  | no |  |  | 1383109.338 | 15289781.722 |  | -1
node_intto1_8100303_311899740 |  |  | PQ | ABCN | 2771.281 | 8100303 | no | no |  |  | no |  |  | 1382452.878 | 15288149.074 |  | -1
node_intto1_8100303_311933023 |  |  | PQ | ABCN | 2771.281 | 8100303 | no | no |  |  | no |  |  | 1381605.661 | 15290494.971 |  | -1
node_intto1_8100303_311935530 |  |  | PQ | ABCN | 2771.281 | 8100303 | no | no |  |  | no |  |  | 1381520.461 | 15290238.225 |  | -1
node_intto1_8100303_312005279 |  |  | PQ | ABCN | 2771.281 | 8100303 | no | no |  |  | no |  |  | 1381285.163 | 15289681.748 |  | -1

## overhead_line
data_type | static
owner_type | feeder
owner | 8100303
object | overhead_line
name | groupid | phases | fr | to | length | configuration | dcircuit | selected | monitored | monitored_fields | class_monitored_fields | played | played_fields | comments | R | X | B | lim_kw
oh_line_8100303_200809976 |  | ABCD | node_8100303_200809977 | node_8100303_200809976 | 57.131 | bal_3P_477AL | 8100303 | no | no |  |  | no |  |  | 0 | 0 | 0 | 0
oh_line_8100303_200809977 |  | ABCD | node_8100303_200809978 | node_8100303_200809977 | 118.496 | bal_3P_477AL | 8100303 | no | no |  |  | no |  |  | 0 | 0 | 0 | 0
oh_line_8100303_200809978 |  | ABCD | node_8100303_200865079 | node_8100303_200809978 | 106.876 | bal_3P_477AL | 8100303 | no | no |  |  | no |  |  | 0 | 0 | 0 | 0
oh_line_8100303_200810129 |  | ABCD | node_8100303_200917362 | node_8100303_200810129 | 82.38 | bal_3P_477AL | 8100303 | no | no |  |  | no |  |  | 0 | 0 | 0 | 0
oh_line_8100303_200815533 |  | AD | node_8100303_200815534 | node_8100303_200815533 | 200.116 | bal_1P_1/0AC | 8100303 | no | no |  |  | no |  |  | 0 | 0 | 0 | 0
oh_line_8100303_200815534 |  | AD | node_8100303_200862952 | node_8100303_200815534 | 106.95 | bal_1P_1/0AC | 8100303 | no | no |  |  | no |  |  | 0 | 0 | 0 | 0
oh_line_8100303_200815577 |  | AD | node_8100303_200863028 | node_8100303_200815577 | 199.09 | bal_1P_1/0AC | 8100303 | no | no |  |  | no |  |  | 0 | 0 | 0 | 0
oh_line_8100303_200815578 |  | AD | node_8100303_200815577 | node_8100303_200815578 | 200.045 | bal_1P_1/0AC | 8100303 | no | no |  |  | no |  |  | 0 | 0 | 0 | 0
oh_line_8100303_200815579 |  | AD | node_8100303_200815578 | node_8100303_200815579 | 188.425 | bal_1P_1/0AC | 8100303 | no | no |  |  | no |  |  | 0 | 0 | 0 | 0
oh_line_8100303_200815580 |  | AD | node_8100303_200815579 | node_8100303_200815580 | 185.633 | bal_1P_1/0AC | 8100303 | no | no |  |  | no |  |  | 0 | 0 | 0 | 0
oh_line_8100303_200815581 |  | AD | node_8100303_200815580 | node_8100303_200815581 | 176.145 | bal_1P_1/0AC | 8100303 | no | no |  |  | no |  |  | 0 | 0 | 0 | 0
oh_line_8100303_200860919 |  | ABCD | node_8100303_200860958 | node_8100303_200860919 | 123.996 | bal_3P_477AL | 8100303 | no | no |  |  | no |  |  | 0 | 0 | 0 | 0
oh_line_8100303_200860920 |  | ABCD | node_8100303_200860919 | node_8100303_200860920 | 104.627 | bal_3P_477AL | 8100303 | no | no |  |  | no |  |  | 0 | 0 | 0 | 0
oh_line_8100303_200860921 |  | ABCD | node_8100303_200860920 | node_8100303_200860921 | 14.47 | bal_3P_1/0AC | 8100303 | no | no |  |  | no |  |  | 0 | 0 | 0 | 0
oh_line_8100303_200860922 |  | ABCD | node_8100303_200860921 | node_intto1_8100303_200860922 | 253.929 | bal_3P_1/0AC | 8100303 | no | no |  |  | no |  |  | 0 | 0 | 0 | 0
oh_line_8100303_200860924 |  | ABCD | node_8100303_200860920 | node_8100303_200860924 | 208.899 | bal_3P_477AL | 8100303 | no | no |  |  | no |  |  | 0 | 0 | 0 | 0
oh_line_8100303_200860926 |  | ABCD | node_8100303_311899735 | node_8100303_200860926 | 20.106 | bal_3P_477AL | 8100303 | no | no |  |  | no |  |  | 0 | 0 | 0 | 0
oh_line_8100303_200860943 |  | ABCD | node_8100303_200810129 | node_8100303_200860943 | 172.422 | bal_3P_477AL | 8100303 | no | no |  |  | no |  |  | 0 | 0 | 0 | 0
oh_line_8100303_200860944 |  | ABCD | node_8100303_200860943 | node_8100303_200860944 | 131.314 | bal_3P_477AL | 8100303 | no | no |  |  | no |  |  | 0 | 0 | 0 | 0
oh_line_8100303_200860946 |  | ABCD | node_8100303_200860944 | node_8100303_200860946 | 110.38 | bal_3P_477AL | 8100303 | no | no |  |  | no |  |  | 0 | 0 | 0 | 0
oh_line_8100303_200860947 |  | ABCD | node_8100303_200860946 | node_8100303_200860947 | 67.421 | bal_3P_477AL | 8100303 | no | no |  |  | no |  |  | 0 | 0 | 0 | 0
oh_line_8100303_200860948 |  | ABCD | node_8100303_200860947 | node_8100303_200860948 | 183.67 | bal_3P_477AL | 8100303 | no | no |  |  | no |  |  | 0 | 0 | 0 | 0
oh_line_8100303_200860949 |  | ABCD | node_8100303_200860948 | node_8100303_200860949 | 107.841 | bal_3P_477AL | 8100303 | no | no |  |  | no |  |  | 0 | 0 | 0 | 0
oh_line_8100303_200860950 |  | ABCD | node_8100303_200860949 | node_8100303_200860950 | 184.811 | bal_3P_477AL | 8100303 | no | no |  |  | no |  |  | 0 | 0 | 0 | 0
oh_line_8100303_200860951 |  | ABCD | node_8100303_200860950 | node_8100303_200860951 | 101.748 | bal_3P_1/0AC | 8100303 | no | no |  |  | no |  |  | 0 | 0 | 0 | 0
oh_line_8100303_200860953 |  | ABCD | node_8100303_200860950 | node_8100303_200860953 | 127.147 | bal_3P_477AL | 8100303 | no | no |  |  | no |  |  | 0 | 0 | 0 | 0
oh_line_8100303_200860954 |  | ABCD | node_8100303_200860953 | node_8100303_200860954 | 136.851 | bal_3P_477AL | 8100303 | no | no |  |  | no |  |  | 0 | 0 | 0 | 0
oh_line_8100303_200860955 |  | AD | node_8100303_200860954 | node_intto1_8100303_200860955 | 120.975 | bal_1P_1/0AC | 8100303 | no | no |  |  | no |  |  | 0 | 0 | 0 | 0
oh_line_8100303_200860956 |  | AD | node_8100303_200860955 | node_8100303_200860956 | 231.785 | bal_1P_1/0AC | 8100303 | no | no |  |  | no |  |  | 0 | 0 | 0 | 0
oh_line_8100303_200860957 |  | AD | node_8100303_200860956 | node_8100303_200860957 | 204.088 | bal_1P_1/0AC | 8100303 | no | no |  |  | no |  |  | 0 | 0 | 0 | 0
oh_line_8100303_200860958 |  | ABCD | node_8100303_200860954 | node_8100303_200860958 | 179.411 | bal_3P_477AL | 8100303 | no | no |  |  | no |  |  | 0 | 0 | 0 | 0
oh_line_8100303_200862952 |  | AD | node_8100303_200862953 | node_8100303_200862952 | 93.322 | bal_1P_1/0AC | 8100303 | no | no |  |  | no |  |  | 0 | 0 | 0 | 0
oh_line_8100303_200862953 |  | AD | node_8100303_200862954 | node_intto1_8100303_200862953 | 133.975 | bal_1P_1/0AC | 8100303 | no | no |  |  | no |  |  | 0 | 0 | 0 | 0
oh_line_8100303_200862954 |  | AD | node_8100303_200860949 | node_8100303_200862954 | 72.799 | bal_1P_1/0AC | 8100303 | no | no |  |  | no |  |  | 0 | 0 | 0 | 0
oh_line_8100303_200863027 |  | AD | node_8100303_200860947 | node_8100303_200863027 | 70.877 | bal_1P_1/0AC | 8100303 | no | no |  |  | no |  |  | 0 | 0 | 0 | 0
oh_line_8100303_200863028 |  | AD | node_8100303_200863027 | node_intto1_8100303_200863028 | 128.304 | bal_1P_1/0AC | 8100303 | no | no |  |  | no |  |  | 0 | 0 | 0 | 0
oh_line_8100303_200863544 |  | ABCD | node_8100303_200860948 | node_8100303_200863544 | 32.014 | bal_3P_4/0AL | 8100303 | no | no |  |  | no |  |  | 0 | 0 | 0 | 0
oh_line_8100303_200863545 |  | ABCD | node_8100303_200863544 | node_intto1_8100303_200863545 | 112.982 | bal_3P_4/0AL | 8100303 | no | no |  |  | no |  |  | 0 | 0 | 0 | 0
oh_line_8100303_200863546-1 |  | ABCD | node_1382646_392_15289492_313 | node_8100303_200863546 | 4.998 | bal_3P_4/0AL | 8100303 | no | no |  |  | no |  |  | 0 | 0 | 0 | 0
oh_line_8100303_200863546-2 |  | ABCD | node_8100303_200863545 | node_1382646_392_15289492_313 | 152.977 | bal_3P_4/0AL | 8100303 | no | no |  |  | no |  |  | 0 | 0 | 0 | 0
oh_line_8100303_200863547 |  | ABCD | node_8100303_200863546 | node_8100303_200863547 | 130.21 | bal_3P_4/0AL | 8100303 | no | no |  |  | no |  |  | 0 | 0 | 0 | 0
oh_line_8100303_200863548 |  | ABCD | node_8100303_200863547 | node_8100303_200863548 | 30.802 | bal_3P_4/0AL | 8100303 | no | no |  |  | no |  |  | 0 | 0 | 0 | 0
oh_line_8100303_200863553 |  | ABCD | node_8100303_200865124 | node_8100303_200863553 | 174.294 | bal_3P_477AL | 8100303 | no | no |  |  | no |  |  | 0 | 0 | 0 | 0
oh_line_8100303_200863561 |  | ABCD | node_8100303_200863553 | node_intto1_8100303_200863561 | 125.181 | bal_3P_477AC | 8100303 | no | no |  |  | no |  |  | 0 | 0 | 0 | 0
oh_line_8100303_200863562 |  | ABCD | node_8100303_200863561 | node_8100303_200863562 | 127.42 | bal_3P_477AL | 8100303 | no | no |  |  | no |  |  | 0 | 0 | 0 | 0
oh_line_8100303_200863563 |  | ABCD | node_8100303_200863562 | node_8100303_200863563 | 151.948 | bal_3P_1/0AC | 8100303 | no | no |  |  | no |  |  | 0 | 0 | 0 | 0
oh_line_8100303_200863565 |  | ABCD | node_8100303_200863562 | node_8100303_200863565 | 146.355 | bal_3P_477AC | 8100303 | no | no |  |  | no |  |  | 0 | 0 | 0 | 0
oh_line_8100303_200863567 |  | ABCD | node_8100303_200863565 | node_8100303_200863567 | 150.167 | bal_3P_477AC | 8100303 | no | no |  |  | no |  |  | 0 | 0 | 0 | 0
oh_line_8100303_200863568 |  | ABCD | node_8100303_200863565 | node_8100303_200863568 | 47.243 | bal_3P_1/0AA | 8100303 | no | no |  |  | no |  |  | 0 | 0 | 0 | 0
oh_line_8100303_200863569-1 |  | ABCD | node_1381336_312_15290131_06 | node_8100303_200863569 | 140.643 | bal_3P_477AC | 8100303 | no | no |  |  | no |  |  | 0 | 0 | 0 | 0
oh_line_8100303_200863569-2 |  | ABCD | node_8100303_200863567 | node_1381336_312_15290131_06 | 10.41 | bal_3P_477AC | 8100303 | no | no |  |  | no |  |  | 0 | 0 | 0 | 0
oh_line_8100303_200863570 |  | ABCD | node_8100303_200863569 | node_8100303_200863570 | 61.576 | bal_3P_477AC | 8100303 | no | no |  |  | no |  |  | 0 | 0 | 0 | 0
oh_line_8100303_200863574 |  | ABCD | node_8100303_200863569 | node_8100303_200863574 | 149.99 | bal_3P_477AL | 8100303 | no | no |  |  | no |  |  | 0 | 0 | 0 | 0
oh_line_8100303_200863575 |  | ABCD | node_8100303_200863574 | node_8100303_200863575 | 74.364 | bal_3P_1/0AC | 8100303 | no | no |  |  | no |  |  | 0 | 0 | 0 | 0
oh_line_8100303_200863576 |  | ABCD | node_8100303_200863574 | node_8100303_200863576 | 145.394 | bal_3P_477AL | 8100303 | no | no |  |  | no |  |  | 0 | 0 | 0 | 0
oh_line_8100303_200863577 |  | ABCD | node_8100303_200863576 | node_8100303_200863577 | 177.082 | bal_3P_1/0AC | 8100303 | no | no |  |  | no |  |  | 0 | 0 | 0 | 0
oh_line_8100303_200863622 |  | ABCD | node_8100303_201058017 | node_intto1_8100303_200863622 | 106.291 | bal_3P_1/0AC | 8100303 | no | no |  |  | no |  |  | 0 | 0 | 0 | 0
oh_line_8100303_200863873 |  | AD | node_8100303_200860953 | node_8100303_200863873 | 147.603 | bal_1P_1/0AC | 8100303 | no | no |  |  | no |  |  | 0 | 0 | 0 | 0
oh_line_8100303_200863874 |  | AD | node_8100303_200863873 | node_8100303_200863874 | 144.148 | bal_1P_1/0AC | 8100303 | no | no |  |  | no |  |  | 0 | 0 | 0 | 0
oh_line_8100303_200863971 |  | ABCD | node_8100303_200863979 | node_intto1_8100303_200863971 | 134.134 | bal_3P_1/0AL | 8100303 | no | no |  |  | no |  |  | 0 | 0 | 0 | 0
oh_line_8100303_200863972 |  | ABCD | node_8100303_200863979 | node_intto1_8100303_200863972 | 178.735 | bal_3P_1/0AL | 8100303 | no | no |  |  | no |  |  | 0 | 0 | 0 | 0
oh_line_8100303_200863973 |  | ABCD | node_8100303_200863980 | node_intto1_8100303_200863973 | 120.815 | bal_3P_1/0AL | 8100303 | no | no |  |  | no |  |  | 0 | 0 | 0 | 0
oh_line_8100303_200863975 |  | ABCD | node_8100303_200863569 | node_8100303_200863975 | 170.308 | bal_3P_477AL | 8100303 | no | no |  |  | no |  |  | 0 | 0 | 0 | 0
oh_line_8100303_200863976 |  | ABCD | node_8100303_200863975 | node_8100303_200863976 | 170.5 | bal_3P_477AL | 8100303 | no | no |  |  | no |  |  | 0 | 0 | 0 | 0
oh_line_8100303_200863977 |  | ABCD | node_8100303_200863976 | node_8100303_200863977 | 168.312 | bal_3P_477AL | 8100303 | no | no |  |  | no |  |  | 0 | 0 | 0 | 0
oh_line_8100303_200863978 |  | ABCD | node_8100303_200863977 | node_intto1_8100303_200863978 | 139.707 | bal_3P_1/0AC | 8100303 | no | no |  |  | no |  |  | 0 | 0 | 0 | 0
oh_line_8100303_200863979 |  | ABCD | node_8100303_200863978 | node_8100303_200863979 | 69.129 | bal_3P_1/0AC | 8100303 | no | no |  |  | no |  |  | 0 | 0 | 0 | 0
oh_line_8100303_200863980 |  | ABCD | node_8100303_200863979 | node_8100303_200863980 | 144.422 | bal_3P_1/0AC | 8100303 | no | no |  |  | no |  |  | 0 | 0 | 0 | 0
oh_line_8100303_200863981 |  | ABCD | node_8100303_200863980 | node_8100303_200863981 | 209.155 | bal_3P_1/0AC | 8100303 | no | no |  |  | no |  |  | 0 | 0 | 0 | 0
oh_line_8100303_200863982 |  | ABCD | node_8100303_200863977 | node_8100303_200863982 | 185.139 | bal_3P_477AL | 8100303 | no | no |  |  | no |  |  | 0 | 0 | 0 | 0
oh_line_8100303_200865079 |  | ABCD | node_8100303_200865080 | node_8100303_200865079 | 114.681 | bal_3P_477AL | 8100303 | no | no |  |  | no |  |  | 0 | 0 | 0 | 0
oh_line_8100303_200865080 |  | ABCD | node_8100303_310051877 | node_8100303_200865080 | 124.487 | bal_3P_477AL | 8100303 | no | no |  |  | no |  |  | 0 | 0 | 0 | 0
oh_line_8100303_200865106 |  | ABCD | node_8100303_310051953 | node_8100303_200865106 | 105.952 | bal_3P_477AL | 8100303 | no | no |  |  | no |  |  | 0 | 0 | 0 | 0
oh_line_8100303_200865124 |  | ABCD | node_8100303_200865141 | node_8100303_200865124 | 71.837 | bal_3P_477AL | 8100303 | no | no |  |  | no |  |  | 0 | 0 | 0 | 0
oh_line_8100303_200865141 |  | ABCD | node_8100303_200865152 | node_8100303_200865141 | 144.11 | bal_3P_477AL | 8100303 | no | no |  |  | no |  |  | 0 | 0 | 0 | 0
oh_line_8100303_200865152 |  | ABCD | node_8100303_310051958 | node_8100303_200865152 | 103.004 | bal_3P_477AL | 8100303 | no | no |  |  | no |  |  | 0 | 0 | 0 | 0
oh_line_8100303_200865181 |  | ABCD | node_8100303_310051961 | node_8100303_200865181 | 132.223 | bal_3P_477AL | 8100303 | no | no |  |  | no |  |  | 0 | 0 | 0 | 0
oh_line_8100303_200865220 |  | ABCD | node_8100303_200865234 | node_8100303_200865220 | 125.393 | bal_3P_477AL | 8100303 | no | no |  |  | no |  |  | 0 | 0 | 0 | 0
oh_line_8100303_200865234 |  | ABCD | node_8100303_310051973 | node_8100303_200865234 | 150.143 | bal_3P_477AL | 8100303 | no | no |  |  | no |  |  | 0 | 0 | 0 | 0
oh_line_8100303_200865254 |  | ABCD | node_8100303_200865264 | node_8100303_200865254 | 144.802 | bal_3P_477AL | 8100303 | no | no |  |  | no |  |  | 0 | 0 | 0 | 0
oh_line_8100303_200865264 |  | ABCD | node_8100303_200865277 | node_8100303_200865264 | 105.353 | bal_3P_477AL | 8100303 | no | no |  |  | no |  |  | 0 | 0 | 0 | 0
oh_line_8100303_200865277 |  | ABCD | node_8100303_310051982 | node_8100303_200865277 | 118.621 | bal_3P_477AL | 8100303 | no | no |  |  | no |  |  | 0 | 0 | 0 | 0
oh_line_8100303_200865295 |  | ABCD | node_8100303_200865297 | node_8100303_200865295 | 49.175 | bal_3P_477AL | 8100303 | no | no |  |  | no |  |  | 0 | 0 | 0 | 0
oh_line_8100303_200865297 |  | ABCD | node_SOURCE_8100303 | node_8100303_200865297 | 64.247 | bal_3P_477AL | 8100303 | no | no |  |  | no |  |  | 0 | 0 | 0 | 0
oh_line_8100303_200865458 |  | ABCD | node_8100303_200865459 | node_8100303_200865458 | 66.37 | bal_3P_477AL | 8100303 | no | no |  |  | no |  |  | 0 | 0 | 0 | 0
oh_line_8100303_200865459 |  | ABCD | node_8100303_200865462 | node_8100303_200865459 | 79.393 | bal_3P_477AL | 8100303 | no | no |  |  | no |  |  | 0 | 0 | 0 | 0
oh_line_8100303_200865460 |  | ABCD | node_8100303_200865459 | node_intto1_8100303_200865460 | 92.637 | bal_3P_1/0AA | 8100303 | no | no |  |  | no |  |  | 0 | 0 | 0 | 0
oh_line_8100303_200865462 |  | ABCD | node_8100303_310051919 | node_8100303_200865462 | 199.925 | bal_3P_477AL | 8100303 | no | no |  |  | no |  |  | 0 | 0 | 0 | 0
oh_line_8100303_200865483 |  | ABCD | node_8100303_200865492 | node_8100303_200865483 | 115.29 | bal_3P_477AL | 8100303 | no | no |  |  | no |  |  | 0 | 0 | 0 | 0
oh_line_8100303_200865484 |  | ABCD | node_8100303_200865483 | node_intto1_8100303_200865484 | 103.613 | bal_3P_1/0AC | 8100303 | no | no |  |  | no |  |  | 0 | 0 | 0 | 0
oh_line_8100303_200865492 |  | ABCD | node_8100303_200865508 | node_8100303_200865492 | 147.805 | bal_3P_477AL | 8100303 | no | no |  |  | no |  |  | 0 | 0 | 0 | 0
oh_line_8100303_200865508 |  | ABCD | node_8100303_310051941 | node_8100303_200865508 | 97.957 | bal_3P_477AL | 8100303 | no | no |  |  | no |  |  | 0 | 0 | 0 | 0
oh_line_8100303_200917362 |  | ABCD | node_8100303_200809976 | node_8100303_200917362 | 127.02 | bal_3P_477AL | 8100303 | no | no |  |  | no |  |  | 0 | 0 | 0 | 0
oh_line_8100303_200967490 |  | ABCN | node_8100303_200863548 | node_8100303_200967490 | 235.099 | bal_3P_DELTACUST | 8100303 | no | no |  |  | no |  |  | 0 | 0 | 0 | 0
oh_line_8100303_200978645 |  | ABCN | node_8100303_200860922 | node_8100303_200978645 | 202.484 | bal_3P_DELTACUST | 8100303 | no | no |  |  | no |  |  | 0 | 0 | 0 | 0
oh_line_8100303_200982418 |  | ABCD | node_8100303_200865460 | node_8100303_200982418 | 44.345 | bal_3P_1/0AA | 8100303 | no | no |  |  | no |  |  | 0 | 0 | 0 | 0
oh_line_8100303_200983939 |  | ABCD | node_8100303_200863982 | node_intto1_8100303_200983939 | 58.001 | bal_3P_4/0AA | 8100303 | no | no |  |  | no |  |  | 0 | 0 | 0 | 0
oh_line_8100303_201058017 |  | ABCD | node_8100303_200865484 | node_8100303_201058017 | 93.074 | bal_3P_1/0AC | 8100303 | no | no |  |  | no |  |  | 0 | 0 | 0 | 0
oh_line_8100303_201061083 |  | ABCD | node_8100303_200863570 | node_8100303_201061083 | 62.175 | bal_3P_477AC | 8100303 | no | no |  |  | no |  |  | 0 | 0 | 0 | 0
oh_line_8100303_310051877 |  | ABCD | node_8100303_310051888 | node_8100303_310051877 | 114.94 | bal_3P_477AL | 8100303 | no | no |  |  | no |  |  | 0 | 0 | 0 | 0
oh_line_8100303_310051888 |  | ABCD | node_8100303_200865458 | node_8100303_310051888 | 130.715 | bal_3P_477AL | 8100303 | no | no |  |  | no |  |  | 0 | 0 | 0 | 0
oh_line_8100303_310051919 |  | ABCD | node_8100303_200865483 | node_8100303_310051919 | 100.425 | bal_3P_477AL | 8100303 | no | no |  |  | no |  |  | 0 | 0 | 0 | 0
oh_line_8100303_310051941 |  | ABCD | node_8100303_310051943 | node_8100303_310051941 | 131.345 | bal_3P_477AL | 8100303 | no | no |  |  | no |  |  | 0 | 0 | 0 | 0
oh_line_8100303_310051943 |  | ABCD | node_8100303_200865106 | node_8100303_310051943 | 117.625 | bal_3P_477AL | 8100303 | no | no |  |  | no |  |  | 0 | 0 | 0 | 0
oh_line_8100303_310051953 |  | ABCD | node_8100303_200865124 | node_8100303_310051953 | 73.604 | bal_3P_477AL | 8100303 | no | no |  |  | no |  |  | 0 | 0 | 0 | 0
oh_line_8100303_310051958 |  | ABCD | node_8100303_200865181 | node_8100303_310051958 | 134.6 | bal_3P_477AL | 8100303 | no | no |  |  | no |  |  | 0 | 0 | 0 | 0
oh_line_8100303_310051961 |  | ABCD | node_8100303_310051968 | node_8100303_310051961 | 128.769 | bal_3P_477AL | 8100303 | no | no |  |  | no |  |  | 0 | 0 | 0 | 0
oh_line_8100303_310051968 |  | ABCD | node_8100303_200865220 | node_8100303_310051968 | 132.394 | bal_3P_477AL | 8100303 | no | no |  |  | no |  |  | 0 | 0 | 0 | 0
oh_line_8100303_310051973 |  | ABCD | node_8100303_200865254 | node_8100303_310051973 | 69.114 | bal_3P_477AL | 8100303 | no | no |  |  | no |  |  | 0 | 0 | 0 | 0
oh_line_8100303_310051982 |  | ABCD | node_8100303_310051983 | node_8100303_310051982 | 107.303 | bal_3P_477AL | 8100303 | no | no |  |  | no |  |  | 0 | 0 | 0 | 0
oh_line_8100303_310051983 |  | ABCD | node_8100303_200865295 | node_8100303_310051983 | 132.506 | bal_3P_477AL | 8100303 | no | no |  |  | no |  |  | 0 | 0 | 0 | 0
oh_line_8100303_311894527 |  | ABCD | node_8100303_200860944 | node_intto1_8100303_311894527 | 22.58 | bal_3P_1/0AC | 8100303 | no | no |  |  | no |  |  | 0 | 0 | 0 | 0
oh_line_8100303_311899735 |  | ABCD | node_8100303_200860924 | node_8100303_311899735 | 181.291 | bal_3P_477AL | 8100303 | no | no |  |  | no |  |  | 0 | 0 | 0 | 0
oh_line_TAP_OH_893030 |  | AN | node_8100303_200815533 | node_1383445_271_15289032_735 | 0.033 | unb_TAPWIRE_OH | 8100303 | no | no |  |  | no |  |  | 0 | 0 | 0 | 0
oh_line_TAP_OH_893042 |  | AN | node_8100303_200815577 | node_1383360_448_15289389_29 | 0.033 | unb_TAPWIRE_OH | 8100303 | no | no |  |  | no |  |  | 0 | 0 | 0 | 0
oh_line_TAP_OH_893043 |  | AN | node_8100303_200815579 | node_1383703_526_15289207_329 | 0.033 | unb_TAPWIRE_OH | 8100303 | no | no |  |  | no |  |  | 0 | 0 | 0 | 0
oh_line_TAP_OH_893044 |  | AN | node_8100303_200815581 | node_1384080_645_15289171_933 | 0.033 | unb_TAPWIRE_OH | 8100303 | no | no |  |  | no |  |  | 0 | 0 | 0 | 0
oh_line_TAP_OH_904898 |  | ABCN | node_8100303_200860920 | node_1382419_264_15288683_4 | 0.033 | unb_TAPWIRE_OH | 8100303 | no | no |  |  | no |  |  | 0 | 0 | 0 | 0
oh_line_TAP_OH_904899 |  | ABCN | node_8100303_200860922 | node_1382143_926_15288809_432 | 0.033 | unb_TAPWIRE_OH | 8100303 | no | no |  |  | no |  |  | 0 | 0 | 0 | 0
oh_line_TAP_OH_904900 |  | ABCN | node_8100303_200860924 | node_1382357_892_15288482_355 | 0.033 | unb_TAPWIRE_OH | 8100303 | no | no |  |  | no |  |  | 0 | 0 | 0 | 0
oh_line_TAP_OH_904901 |  | ABCN | node_8100303_200860926 | node_1382239_853_15288318_429 | 0.033 | unb_TAPWIRE_OH | 8100303 | no | no |  |  | no |  |  | 0 | 0 | 0 | 0
oh_line_TAP_OH_904904 |  | ABCN | node_8100303_200860943 | node_1383140_913_15289890_141 | 0.033 | unb_TAPWIRE_OH | 8100303 | no | no |  |  | no |  |  | 0 | 0 | 0 | 0
oh_line_TAP_OH_904905 |  | ABCN | node_8100303_200860950 | node_1382802_829_15289185_417 | 0.033 | unb_TAPWIRE_OH | 8100303 | no | no |  |  | no |  |  | 0 | 0 | 0 | 0
oh_line_TAP_OH_904907 |  | AN | node_8100303_200860957 | node_1383000_194_15288688_482 | 0.033 | unb_TAPWIRE_OH | 8100303 | no | no |  |  | no |  |  | 0 | 0 | 0 | 0
oh_line_TAP_OH_904908 |  | ABCN | node_8100303_200860958 | node_1382450_629_15288914_654 | 0.033 | unb_TAPWIRE_OH | 8100303 | no | no |  |  | no |  |  | 0 | 0 | 0 | 0
oh_line_TAP_OH_905512 |  | AN | node_8100303_200862953 | node_1383053_242_15289219_804 | 0.033 | unb_TAPWIRE_OH | 8100303 | no | no |  |  | no |  |  | 0 | 0 | 0 | 0
oh_line_TAP_OH_905689 |  | ABCN | node_8100303_200863576 | node_1381175_886_15289704_743 | 0.033 | unb_TAPWIRE_OH | 8100303 | no | no |  |  | no |  |  | 0 | 0 | 0 | 0
oh_line_TAP_OH_905761 |  | AN | node_8100303_200863874 | node_1382423_679_15289202_628 | 0.033 | unb_TAPWIRE_OH | 8100303 | no | no |  |  | no |  |  | 0 | 0 | 0 | 0
oh_line_TAP_OH_905787 |  | ABCN | node_8100303_200863971 | node_1380694_424_15290353_533 | 0.033 | unb_TAPWIRE_OH | 8100303 | no | no |  |  | no |  |  | 0 | 0 | 0 | 0
oh_line_TAP_OH_905788 |  | ABCN | node_8100303_200863972 | node_1380685_865_15290494_922 | 0.033 | unb_TAPWIRE_OH | 8100303 | no | no |  |  | no |  |  | 0 | 0 | 0 | 0
oh_line_TAP_OH_905789 |  | ABCN | node_8100303_200863973 | node_1380884_246_15290657_754 | 0.033 | unb_TAPWIRE_OH | 8100303 | no | no |  |  | no |  |  | 0 | 0 | 0 | 0
oh_line_TAP_OH_905790 |  | ABCN | node_8100303_200863978 | node_1380803_947_15290318_541 | 0.033 | unb_TAPWIRE_OH | 8100303 | no | no |  |  | no |  |  | 0 | 0 | 0 | 0
oh_line_TAP_OH_905791 |  | ABCN | node_8100303_200863980 | node_1380947_354_15290495_839 | 0.033 | unb_TAPWIRE_OH | 8100303 | no | no |  |  | no |  |  | 0 | 0 | 0 | 0
oh_line_TAP_OH_906155 |  | ABCN | node_8100303_200865254 | node_1380463_978_15291296_252 | 0.033 | unb_TAPWIRE_OH | 8100303 | no | no |  |  | no |  |  | 0 | 0 | 0 | 0
oh_line_TAP_OH_906214 |  | ABCN | node_8100303_200865484 | node_1382225_646_15290403_011 | 0.033 | unb_TAPWIRE_OH | 8100303 | no | no |  |  | no |  |  | 0 | 0 | 0 | 0
oh_line_TAP_OH_925616 |  | ABCN | node_8100303_200978645 | node_1381952_588_15288875_123 | 0.033 | unb_TAPWIRE_OH | 8100303 | no | no |  |  | no |  |  | 0 | 0 | 0 | 0
oh_line_TAP_OH_936798 |  | ABCN | node_8100303_200978331 | node_1381852_299_15289916_572 | 0.033 | unb_TAPWIRE_OH | 8100303 | no | no |  |  | no |  |  | 0 | 0 | 0 | 0
oh_line_TAP_OH_2135332 |  | ABCN | node_8100303_200863622 | node_1381961_53_15290457_891 | 0.033 | unb_TAPWIRE_OH | 8100303 | no | no |  |  | no |  |  | 0 | 0 | 0 | 0
oh_line_TAP_OH_2135333 |  | ABCN | node_8100303_200863622 | node_1381963_938_15290431_483 | 0.033 | unb_TAPWIRE_OH | 8100303 | no | no |  |  | no |  |  | 0 | 0 | 0 | 0
oh_line_TAP_OH_2135334 |  | ABCN | node_8100303_200863622 | node_1381964_3_15290484_282 | 0.033 | unb_TAPWIRE_OH | 8100303 | no | no |  |  | no |  |  | 0 | 0 | 0 | 0
oh_line_TAP_OH_2135343 |  | ABCN | node_8100303_200809978 | node_1383216_878_15290258_312 | 0.033 | unb_TAPWIRE_OH | 8100303 | no | no |  |  | no |  |  | 0 | 0 | 0 | 0
oh_line_TAP_OH_2135344 |  | ABCN | node_8100303_200809978 | node_1383227_37_15290226_294 | 0.033 | unb_TAPWIRE_OH | 8100303 | no | no |  |  | no |  |  | 0 | 0 | 0 | 0
oh_line_TAP_OH_2135345 |  | ABCN | node_8100303_200809978 | node_1383194_731_15290264_106 | 0.033 | unb_TAPWIRE_OH | 8100303 | no | no |  |  | no |  |  | 0 | 0 | 0 | 0
oh_line_TAP_OH_2135370 |  | ABCN | node_8100303_200863577 | node_1380922_39_15289821_818 | 0.033 | unb_TAPWIRE_OH | 8100303 | no | no |  |  | no |  |  | 0 | 0 | 0 | 0
oh_line_TAP_OH_2135371 |  | ABCN | node_8100303_200863577 | node_1380919_609_15289795_429 | 0.033 | unb_TAPWIRE_OH | 8100303 | no | no |  |  | no |  |  | 0 | 0 | 0 | 0
oh_line_TAP_OH_2135372 |  | ABCN | node_8100303_200863577 | node_1380930_159_15289846_387 | 0.033 | unb_TAPWIRE_OH | 8100303 | no | no |  |  | no |  |  | 0 | 0 | 0 | 0
oh_line_TAP_OH_2223322 |  | ABCN | node_8100303_200863568 | node_1381271_753_15290273_838 | 0.033 | unb_TAPWIRE_OH | 8100303 | no | no |  |  | no |  |  | 0 | 0 | 0 | 0
oh_line_TAP_OH_2223323 |  | ABCN | node_8100303_200863568 | node_1381275_563_15290247_741 | 0.033 | unb_TAPWIRE_OH | 8100303 | no | no |  |  | no |  |  | 0 | 0 | 0 | 0
oh_line_TAP_OH_2223324 |  | ABCN | node_8100303_200863568 | node_1381273_111_15290300_415 | 0.033 | unb_TAPWIRE_OH | 8100303 | no | no |  |  | no |  |  | 0 | 0 | 0 | 0
oh_line_TAP_OH_2223331 |  | ABCN | node_8100303_200865264 | node_1380353_438_15291439_876 | 0.033 | unb_TAPWIRE_OH | 8100303 | no | no |  |  | no |  |  | 0 | 0 | 0 | 0
oh_line_TAP_OH_2223332 |  | ABCN | node_8100303_200865264 | node_1380334_313_15291446_756 | 0.033 | unb_TAPWIRE_OH | 8100303 | no | no |  |  | no |  |  | 0 | 0 | 0 | 0
oh_line_TAP_OH_2223347 |  | ABCN | node_8100303_200865080 | node_1383016_841_15290351_976 | 0.033 | unb_TAPWIRE_OH | 8100303 | no | no |  |  | no |  |  | 0 | 0 | 0 | 0
oh_line_TAP_OH_2223348 |  | ABCN | node_8100303_200865080 | node_1382997_862_15290359_545 | 0.033 | unb_TAPWIRE_OH | 8100303 | no | no |  |  | no |  |  | 0 | 0 | 0 | 0
oh_line_TAP_OH_2223349 |  | ABCN | node_8100303_200865080 | node_1383033_68_15290338_057 | 0.033 | unb_TAPWIRE_OH | 8100303 | no | no |  |  | no |  |  | 0 | 0 | 0 | 0
oh_line_TAP_OH_2223350 |  | ABCN | node_8100303_200865079 | node_1383102_759_15290308_124 | 0.033 | unb_TAPWIRE_OH | 8100303 | no | no |  |  | no |  |  | 0 | 0 | 0 | 0
oh_line_TAP_OH_2223351 |  | ABCN | node_8100303_200865079 | node_1383117_891_15290275_361 | 0.033 | unb_TAPWIRE_OH | 8100303 | no | no |  |  | no |  |  | 0 | 0 | 0 | 0
oh_line_TAP_OH_2223352 |  | ABCN | node_8100303_200865079 | node_1383071_624_15290295_292 | 0.033 | unb_TAPWIRE_OH | 8100303 | no | no |  |  | no |  |  | 0 | 0 | 0 | 0
oh_line_TAP_OH_2414534 |  | ABCN | node_8100303_200863575 | node_1381070_466_15289932_297 | 0.033 | unb_TAPWIRE_OH | 8100303 | no | no |  |  | no |  |  | 0 | 0 | 0 | 0
oh_line_TAP_OH_2414535 |  | ABCN | node_8100303_200863575 | node_1381066_76_15289906_106 | 0.033 | unb_TAPWIRE_OH | 8100303 | no | no |  |  | no |  |  | 0 | 0 | 0 | 0
oh_line_TAP_OH_2414536 |  | ABCN | node_8100303_200863575 | node_1381079_088_15289956_354 | 0.033 | unb_TAPWIRE_OH | 8100303 | no | no |  |  | no |  |  | 0 | 0 | 0 | 0
oh_line_TAP_OH_2414540 |  | ABCN | node_8100303_200982418 | node_1382528_812_15290229_565 | 0.033 | unb_TAPWIRE_OH | 8100303 | no | no |  |  | no |  |  | 0 | 0 | 0 | 0
oh_line_TAP_OH_2414541 |  | ABCN | node_8100303_200982418 | node_1382540_853_15290250_83 | 0.033 | unb_TAPWIRE_OH | 8100303 | no | no |  |  | no |  |  | 0 | 0 | 0 | 0
oh_line_TAP_OH_2414542 |  | ABCN | node_8100303_200982418 | node_1382513_101_15290213_171 | 0.033 | unb_TAPWIRE_OH | 8100303 | no | no |  |  | no |  |  | 0 | 0 | 0 | 0
oh_line_TAP_OH_2414543 |  | ABCN | node_8100303_200860951 | node_1382859_344_15289369_785 | 0.033 | unb_TAPWIRE_OH | 8100303 | no | no |  |  | no |  |  | 0 | 0 | 0 | 0
oh_line_TAP_OH_2414544 |  | ABCN | node_8100303_200860951 | node_1382839_54_15289371_102 | 0.033 | unb_TAPWIRE_OH | 8100303 | no | no |  |  | no |  |  | 0 | 0 | 0 | 0
oh_line_TAP_OH_2414545 |  | ABCN | node_8100303_200860951 | node_1382878_185_15289361_631 | 0.033 | unb_TAPWIRE_OH | 8100303 | no | no |  |  | no |  |  | 0 | 0 | 0 | 0
oh_line_TAP_OH_2414546 |  | ABCN | node_8100303_201058017 | node_1382155_006_15290398_241 | 0.033 | unb_TAPWIRE_OH | 8100303 | no | no |  |  | no |  |  | 0 | 0 | 0 | 0
oh_line_TAP_OH_2414547 |  | ABCN | node_8100303_201058017 | node_1382136_448_15290401_569 | 0.033 | unb_TAPWIRE_OH | 8100303 | no | no |  |  | no |  |  | 0 | 0 | 0 | 0
oh_line_TAP_OH_2414548 |  | ABCN | node_8100303_201058017 | node_1382167_488_15290405_904 | 0.033 | unb_TAPWIRE_OH | 8100303 | no | no |  |  | no |  |  | 0 | 0 | 0 | 0
oh_line_TAP_OH_3493748 |  | ABCN | node_8100303_200863562 | node_1381472_264_15290409_914 | 0.033 | unb_TAPWIRE_OH | 8100303 | no | no |  |  | no |  |  | 0 | 0 | 0 | 0
oh_line_TAP_OH_3497758 |  | ABCN | node_8100303_200865277 | node_1380223_964_15291429_222 | 0.033 | unb_TAPWIRE_OH | 8100303 | no | no |  |  | no |  |  | 0 | 0 | 0 | 0
oh_line_TAP_OH_3497759 |  | ABCN | node_8100303_200865277 | node_1380240_168_15291423_318 | 0.033 | unb_TAPWIRE_OH | 8100303 | no | no |  |  | no |  |  | 0 | 0 | 0 | 0

## overhead_line_conductor
data_type | static
owner_type | feeder
owner | 8100303
object | overhead_line_conductor
name | groupid | geometric_mean_radius | resistance | diameter | rating_summer_continuous | rating_summer_emergency | rating_winter_continuous | rating_winter_emergency | dcircuit | selected | comments
oh_cond_1/0_AAAC |  | 0.012 | 0.876 | 0.398 | 235 | 235 | 310 | 310 |  | no
oh_cond_1/0_ACSR |  | 0.012 | 0.888 | 0.398 | 265 | 265 | 330 | 330 |  | no
oh_cond_1/0_AL |  | 0.011 | 0.885 | 0.368 | 235 | 235 | 310 | 310 |  | no
oh_cond_2/0_CU |  | 0.013 | 0.44 | 0.414 | 295 | 295 | 425 | 425 |  | no
oh_cond_3_#7_CWD_30% |  | 0.005 | 3.07 | 0.311 | 125 | 125 | 195 | 195 |  | no
oh_cond_4/0_AAAC |  | 0.017 | 0.439 | 0.563 | 365 | 365 | 480 | 480 |  | no
oh_cond_4/0_AL |  | 0.016 | 0.442 | 0.522 | 365 | 365 | 480 | 480 |  | no
oh_cond_477_ACSR |  | 0.028 | 0.196 | 0.849 | 695 | 695 | 880 | 880 |  | no
oh_cond_477_MCM_AL |  | 0.025 | 0.198 | 0.792 | 605 | 605 | 810 | 810 |  | no
oh_cond_WP-4/0-CU |  | 0.015 | 0.273 | 0.81 | 340 | 340 | 390 | 390 |  | no

## switch
data_type | static
owner_type | feeder
owner | 8100303
object | switch
name | groupid | phases | fr | to | phase_A_state | phase_B_state | phase_C_state | operating_mode | status | dcircuit | selected | monitored | monitored_fields | class_monitored_fields | played | played_fields | comments
switch_220416293 |  | ABCD | node_intto1_8100303_200863978 | node_8100303_200863978 | CLOSED | CLOSED | CLOSED | INDIVIDUAL |  | 8100303 | no | no |  |  | no
switch_220416772 |  | ABCD | node_intto1_8100303_200863545 | node_8100303_200863545 | CLOSED | CLOSED | CLOSED | INDIVIDUAL |  | 8100303 | no | no |  |  | no

## underground_line
data_type | static
owner_type | feeder
owner | 8100303
object | underground_line
name | groupid | phases | fr | to | length | configuration | dcircuit | selected | monitored | monitored_fields | class_monitored_fields | played | played_fields | comments
und_line_8100303_200863970 |  | ABCN | node_8100303_200863976 | node_intto1_8100303_200863970 | 90.023 | und_3P_2ALURD | 8100303 | no | no |  |  | no
und_line_8100303_200978331 |  | ABCN | node_8100303_311922503 | node_8100303_200978331 | 34.612 | und_3P_4/0ALURD | 8100303 | no | no |  |  | no
und_line_8100303_200983820 |  | ABCN | node_8100303_200967490 | node_8100303_200983820 | 10.664 | und_3P_DELTACUST | 8100303 | no | no |  |  | no
und_line_8100303_200983940 |  | ABCN | node_8100303_200983939 | node_8100303_200983940 | 201.39 | und_3P_4/0ALURD | 8100303 | no | no |  |  | no
und_line_8100303_200983988 |  | ABCN | node_8100303_200983940 | node_8100303_200983988 | 377.701 | und_3P_4/0ALURD | 8100303 | no | no |  |  | no
und_line_8100303_201013511 |  | ABCN | node_8100303_200978645 | node_intto1_8100303_201013511 | 108.905 | und_3P_DELTACUST | 8100303 | no | no |  |  | no
und_line_8100303_201045489 |  | ABCN | node_8100303_200863547 | node_8100303_201045489 | 515.607 | und_3P_DELTACUST | 8100303 | no | no |  |  | no
und_line_8100303_201045586 |  | ABCN | node_8100303_200863548 | node_8100303_201045586 | 48.256 | und_3P_DELTACUST | 8100303 | no | no |  |  | no
und_line_8100303_310051080 |  | ABCN | node_8100303_200978331 | node_8100303_310051080 | 142.68 | und_3P_DELTACUST | 8100303 | no | no |  |  | no
und_line_8100303_311894528 |  | AN | node_8100303_311894527 | node_8100303_311894528 | 80.732 | und_1P_DELTACUST | 8100303 | no | no |  |  | no
und_line_8100303_311899740 |  | ABCN | node_8100303_311899735 | node_intto1_8100303_311899740 | 250.9 | und_3P_DELTACUST | 8100303 | no | no |  |  | no
und_line_8100303_311922503 |  | ABCN | node_8100303_200863570 | node_8100303_311922503 | 478.93 | und_3P_4/0ALURD | 8100303 | no | no |  |  | no
und_line_8100303_311932720 |  | ABCN | node_8100303_311933023 | node_8100303_311932720 | 31.527 | und_3P_4/0ALURD | 8100303 | no | no |  |  | no
und_line_8100303_311932725 |  | ABCN | node_8100303_311932720 | node_8100303_311932725 | 300.232 | und_3P_4/0ALURD | 8100303 | no | no |  |  | no
und_line_8100303_311932730 |  | ABCN | node_8100303_311932720 | node_8100303_311932730 | 149.71 | und_3P_4/0ALURD | 8100303 | no | no |  |  | no
und_line_8100303_311933023 |  | ABCN | node_8100303_311933028 | node_intto1_8100303_311933023 | 71.959 | und_3P_4/0ALURD | 8100303 | no | no |  |  | no
und_line_8100303_311933028 |  | ABCN | node_8100303_200863561 | node_8100303_311933028 | 44.676 | und_3P_4/0ALURD | 8100303 | no | no |  |  | no
und_line_8100303_311935530 |  | ABCN | node_8100303_200863565 | node_intto1_8100303_311935530 | 132.583 | und_3P_4/0ALURD | 8100303 | no | no |  |  | no
und_line_8100303_311976485 |  | ABCN | node_8100303_311935530 | node_8100303_311976485 | 23.738 | und_3P_4/0ALURD | 8100303 | no | no |  |  | no
und_line_8100303_311976494 |  | ABCN | node_8100303_311976485 | node_8100303_311976494 | 282.126 | und_3P_4/0ALURD | 8100303 | no | no |  |  | no
und_line_8100303_311984158 |  | ABCN | node_8100303_312005279 | node_8100303_311984158 | 12.56 | und_3P_4/0ALURD | 8100303 | no | no |  |  | no
und_line_8100303_311984168 |  | ABCN | node_8100303_312005282 | node_8100303_311984168 | 24.449 | und_3P_4/0ALURD | 8100303 | no | no |  |  | no
und_line_8100303_311990510 |  | ABCN | node_8100303_311984168 | node_8100303_311990510 | 400.773 | und_3P_4/0ALURD | 8100303 | no | no |  |  | no
und_line_8100303_312005279 |  | ABCN | node_8100303_201061083 | node_intto1_8100303_312005279 | 248.026 | und_3P_4/0ALURD | 8100303 | no | no |  |  | no
und_line_8100303_312005282 |  | ABCN | node_8100303_312005279 | node_8100303_312005282 | 400.93 | und_3P_4/0ALURD | 8100303 | no | no |  |  | no
und_line_TAP_UG_59669 |  | ABCN | node_8100303_200863970 | node_1380904_025_15290217_97 | 0.033 | und_TAPWIRE_UG | 8100303 | no | no |  |  | no
und_line_TAP_UG_62424 |  | ABCN | node_8100303_310051080 | node_1381839_982_15290061_489 | 0.033 | und_TAPWIRE_UG | 8100303 | no | no |  |  | no
und_line_TAP_UG_62965 |  | ABCN | node_8100303_200983820 | node_1382311_615_15289672_19 | 0.033 | und_TAPWIRE_UG | 8100303 | no | no |  |  | no
und_line_TAP_UG_64387 |  | ABCN | node_8100303_201013511 | node_1381805_981_15288884_044 | 0.033 | und_TAPWIRE_UG | 8100303 | no | no |  |  | no
und_line_TAP_UG_1375428 |  | AN | node_8100303_311894528 | node_1383058_524_15289861_534 | 0.033 | und_TAPWIRE_UG | 8100303 | no | no |  |  | no
und_line_TAP_UG_1387093 |  | ABCN | node_8100303_311899740 | node_1382466_437_15288177_964 | 0.033 | und_TAPWIRE_UG | 8100303 | no | no |  |  | no
und_line_TAP_UG_1605152 |  | ABCN | node_8100303_311932720 | node_1381567_185_15290469_48 | 0.033 | und_TAPWIRE_UG | 8100303 | no | no |  |  | no
und_line_TAP_UG_1605154 |  | ABCN | node_8100303_311932725 | node_1381879_779_15290398_675 | 0.033 | und_TAPWIRE_UG | 8100303 | no | no |  |  | no
und_line_TAP_UG_1605156 |  | ABCN | node_8100303_311932730 | node_1381512_327_15290325_535 | 0.033 | und_TAPWIRE_UG | 8100303 | no | no |  |  | no
und_line_TAP_UG_1643950 |  | ABCN | node_8100303_311976485 | node_1381548_59_15290258_734 | 0.033 | und_TAPWIRE_UG | 8100303 | no | no |  |  | no
und_line_TAP_UG_1643952 |  | ABCN | node_8100303_311976494 | node_1381800_939_15290137_804 | 0.033 | und_TAPWIRE_UG | 8100303 | no | no |  |  | no
und_line_TAP_UG_1700368 |  | ABCN | node_8100303_311984158 | node_1381250_937_15289675_893 | 0.033 | und_TAPWIRE_UG | 8100303 | no | no |  |  | no
und_line_TAP_UG_1700372 |  | ABCN | node_8100303_311984168 | node_1381696_814_15289620_201 | 0.033 | und_TAPWIRE_UG | 8100303 | no | no |  |  | no
und_line_TAP_UG_1758787 |  | ABCN | node_8100303_311990510 | node_1382088_392_15289530_013 | 0.033 | und_TAPWIRE_UG | 8100303 | no | no |  |  | no

## underground_line_conductor
data_type | static
owner_type | feeder
owner | 8100303
object | underground_line_conductor
name | groupid | outer_diameter | conductor_gmr | conductor_diameter | conductor_resistance | neutral_gmr | neutral_diameter | neutral_resistance | neutral_strands | insulation_relative_permitivitty | shield_gmr | shield_resistance | rating_summer_continuous | rating_summer_emergency | rating_winter_continuous | rating_winter_emergency | dcircuit | selected | comments
und_cond_1P_DELTACUST | [12 empty] | 685 | 685 | 685 | 685 |  | no
und_cond_3P_2ALURD | [12 empty] | 125 | 125 | 140 | 140 |  | no
und_cond_3P_4/0ALURD | [12 empty] | 240 | 240 | 265 | 265 |  | no
und_cond_3P_DELTACUST | [12 empty] | 685 | 685 | 685 | 685 |  | no
und_cond_TAPWIRE_UG | [12 empty] | 99999999 | 99999999 | 99999999 | 99999999 |  | no