## capacitor
data_type | static
owner_type | feeder
owner | 8100304
object | capacitor
name | groupid | parent | phases | nominal_voltage | pt_phase | phases_connected | switchA | switchB | switchC | control | voltage_set_high | voltage_set_low | VAr_set_high | VAr_set_low | current_set_high | current_set_low | capacitor_A | capacitor_B | capacitor_C | cap_nominal_voltage | time_delay | dwell_time | lockout_time | remote_sense | remote_sense_B | control_level | dcircuit | selected | monitored | monitored_fields | class_monitored_fields | played | played_fields | comments
cap_220368882 |  | node_1383710_362_15292883_852 | ABCN | 0 |  | ABCN | CLOSED | CLOSED | CLOSED | MANUAL | [6 empty] | 100000 | 100000 | 100000 | 4800 | [6 empty] | 8100304 | no | no |  |  | no
cap_220616112 |  | node_1386529_621_15290314_329 | ABCN | 0 |  | ABCN | CLOSED | CLOSED | CLOSED | MANUAL | [6 empty] | 200000 | 200000 | 200000 | 4800 | [6 empty] | 8100304 | no | no |  |  | no
cap_220616113 |  | node_1386442_158_15290346_921 | ABCN | 0 |  | ABCN | CLOSED | CLOSED | CLOSED | MANUAL | [6 empty] | 200000 | 200000 | 200000 | 4800 | [6 empty] | 8100304 | no | no |  |  | no

## feeder
data_type | static
owner_type | feeder
owner | 8100304
object | feeder
name | transmission_bus | ARC | ADR | slack_bus | nom_voltages | num_nodes | num_ohlines | num_uglines | num_transformers | num_generators | num_pvs | num_storages | num_loads | miles | mw | mvar | losses_mw | losses_mvar | comments | use_feeder_load_shape | load_shape_scale | use_feeder_pv_shape | pv_shape_scale | description | restore_time | griddisconnect_scenario_probability | gridconnect_scenario_probability | use_energy_not_served | VOLL | discount_rate | yearly_load_growth_percent | planning_horizon | enable_traditional_project_deferral | lifetime_of_investment_years | start_year | base_year | year_the_investment_is_committed | revenue_requirement_scaling_factor | discount_rate | inflation_rate_for_investment | traditional_project_invested_capital | periodicity_of_investment_in_years | priority | maximum_total_investment_cost | DER_portfolio_NPV | DER_portfolio_BC_ratio | total_system_energy_avoided_cost_NPV | total_system_capacity_avoided_cost_NPV | total_system_ancillary_services_avoided_cost_NPV | total_system_CO2_avoided_cost_NPV | total_system_loss_of_load_avoided_cost_NPV | total_system_distribution_capacity_avoided_cost_NPV | total_system_investment_and_operational_cost_NPV | feeder_solar_pv_operating_cost_USdollarperkWh | feeder_energy_storage_operating_cost_USdollarperkWh | feeder_distributed_generator_operating_cost_USdollarperkWh | feeder_distributed_generator_CO2_cost_USdollarperkWh | feeder_demand_response_operating_cost_USdollarperkWh | feeder_solar_pv_investment_cost_USdollarperkW | feeder_energy_storage_investment_cost_USdollarperkW | feeder_distributed_generator_investment_cost_USdollarperkW | feeder_demand_response_investment_cost_USdollarperkW
8100304 |  | ts_slack | none | node_SOURCE_8100304 | 2771.281,7199.557 | 468 | 427 | 11 | 1 | 0 | 0 | 0 | 106 | 6.772 | 4.186 | 1.783 | 0 | 0 |  | 0 | 0 | 1 | 0 |  | 0 | 0 | 0 | 0 | 0 | 0 | 0 | 0 | 0 | 0 | 0 | 0 | 0 | 0 | 0 | 0 | 0 | 0 | 0 | 999999999 | 0 | 0 | 0 | 0 | 0 | 0 | 0 | 0 | 0 | 0 | 0 | 0 | 0 | 0 | 0 | 0 | 0 | 0

## fuse
data_type | static
owner_type | feeder
owner | 8100304
object | fuse
name | groupid | phases | fr | to | phase_A_status | phase_B_status | phase_C_status | repair_dist_type | current_limit | mean_replacement_time | status | dcircuit | selected | monitored | monitored_fields | class_monitored_fields | played | played_fields | comments
fuse_220382444 |  | ABCN | node_intto1_8100304_311912248 | node_8100304_311912248 | GOOD | GOOD | GOOD |  | 40 |  |  | 8100304 | no | no |  |  | no
fuse_220382458 |  | AD | node_intto1_8100304_200814364 | node_8100304_200814364 | GOOD | GOOD | GOOD |  | 100 |  |  | 8100304 | no | no |  |  | no
fuse_220382459 |  | AD | node_intto1_8100304_200814408 | node_8100304_200814408 | GOOD | GOOD | GOOD |  | 100 |  |  | 8100304 | no | no |  |  | no
fuse_220382463 |  | AD | node_intto1_8100304_200814840 | node_8100304_200814840 | GOOD | GOOD | GOOD |  | 80 |  |  | 8100304 | no | no |  |  | no
fuse_220382468 |  | AD | node_intto1_8100304_200814457 | node_8100304_200814457 | GOOD | GOOD | GOOD |  | 140 |  |  | 8100304 | no | no |  |  | no
fuse_220382469 |  | ABCD | node_intto1_8100304_200814362 | node_8100304_200814362 | GOOD | GOOD | GOOD |  | 140 |  |  | 8100304 | no | no |  |  | no
fuse_220386420 |  | AD | node_intto1_8100304_200857932 | node_8100304_200857932 | GOOD | GOOD | GOOD |  | 140 |  |  | 8100304 | no | no |  |  | no
fuse_220386446 |  | ABCD | node_intto1_8100304_200857926 | node_8100304_200857926 | GOOD | GOOD | GOOD |  | 140 |  |  | 8100304 | no | no |  |  | no
fuse_220386448 |  | ABCD | node_intto1_8100304_200917465 | node_8100304_200917465 | GOOD | GOOD | GOOD |  | 140 |  |  | 8100304 | no | no |  |  | no
fuse_220386451 |  | AD | node_intto1_8100304_200857760 | node_8100304_200857760 | GOOD | GOOD | GOOD |  | 80 |  |  | 8100304 | no | no |  |  | no
fuse_220386459 |  | ABCD | node_intto1_8100304_200857935 | node_8100304_200857935 | GOOD | GOOD | GOOD |  | 200 |  |  | 8100304 | no | no |  |  | no
fuse_220386468 |  | AD | node_intto1_220386468 | node_220386468 | GOOD | GOOD | GOOD |  | 30 |  |  | 8100304 | no | no |  |  | no
fuse_220386506 |  | ABCD | node_intto1_8100304_200859116 | node_8100304_200859116 | GOOD | GOOD | GOOD |  | 30 |  |  | 8100304 | no | no |  |  | no
fuse_220386516 |  | ABCD | node_intto1_8100304_200859113 | node_8100304_200859113 | GOOD | GOOD | GOOD |  | 30 |  |  | 8100304 | no | no |  |  | no
fuse_220634341 |  | ABCD | node_intto1_8100304_200986672 | node_8100304_200986672 | GOOD | GOOD | GOOD |  | 140 |  |  | 8100304 | no | no |  |  | no
fuse_220636776 |  | ABCN | node_intto1_8100304_201027231 | node_8100304_201027231 | GOOD | GOOD | GOOD |  | 50 |  |  | 8100304 | no | no |  |  | no
fuse_310033401 |  | ABCD | node_intto1_8100304_200954370 | node_8100304_200954370 | GOOD | GOOD | GOOD |  | 100 |  |  | 8100304 | no | no |  |  | no

## line_configuration
data_type | static
owner_type | feeder
owner | 8100304
object | line_configuration
name | groupid | conductor_A | conductor_B | conductor_C | conductor_N | spacing | z11 | z12 | z13 | z21 | z22 | z23 | z31 | z32 | z33 | c11 | c12 | c13 | c21 | c22 | c23 | c31 | c32 | c33 | dcircuit | selected | comments
bal_1P_1/0AA |  | oh_cond_1/0_AAAC | oh_cond_1/0_AAAC | oh_cond_1/0_AAAC |  |  | 0.972+1.499j | 0.095+0.781j | 0.095+0.781j | 0.095+0.781j | 0.972+1.499j | 0.095+0.781j | 0.095+0.781j | 0.095+0.781j | 0.972+1.499j | 12.796 | -3.172 | -3.172 | -3.172 | 12.796 | -3.172 | -3.172 | -3.172 | 12.796 |  | no
bal_1P_1/0AC |  | oh_cond_1/0_ACSR | oh_cond_1/0_ACSR | oh_cond_1/0_ACSR |  |  | 0.983+1.218j | 0.095+0.781j | 0.095+0.781j | 0.095+0.781j | 0.983+1.218j | 0.095+0.781j | 0.095+0.781j | 0.095+0.781j | 0.983+1.218j | 12.796 | -3.172 | -3.172 | -3.172 | 12.796 | -3.172 | -3.172 | -3.172 | 12.796 |  | no
bal_1P_2/0CU |  | oh_cond_2/0_CU | oh_cond_2/0_CU | oh_cond_2/0_CU |  |  | 0.535+1.487j | 0.095+0.781j | 0.095+0.781j | 0.095+0.781j | 0.535+1.487j | 0.095+0.781j | 0.095+0.781j | 0.095+0.781j | 0.535+1.487j | 12.878 | -3.204 | -3.204 | -3.204 | 12.878 | -3.204 | -3.204 | -3.204 | 12.878 |  | no
bal_1P_2CU |  | oh_cond_2_CU | oh_cond_2_CU | oh_cond_2_CU |  |  | 0.968+1.536j | 0.095+0.781j | 0.095+0.781j | 0.095+0.781j | 0.968+1.536j | 0.095+0.781j | 0.095+0.781j | 0.095+0.781j | 0.968+1.536j | 12.191 | -2.94 | -2.94 | -2.94 | 12.191 | -2.94 | -2.94 | -2.94 | 12.191 |  | no
bal_1P_4CU |  | oh_cond_4_CU | oh_cond_4_CU | oh_cond_4_CU |  |  | 1.483+1.565j | 0.095+0.781j | 0.095+0.781j | 0.095+0.781j | 1.483+1.565j | 0.095+0.781j | 0.095+0.781j | 0.095+0.781j | 1.483+1.565j | 11.78 | -2.785 | -2.785 | -2.785 | 11.78 | -2.785 | -2.785 | -2.785 | 11.78 |  | no
bal_1P_477AL |  | oh_cond_477_MCM_AL | oh_cond_477_MCM_AL | oh_cond_477_MCM_AL |  |  | 0.293+1.41j | 0.095+0.781j | 0.095+0.781j | 0.095+0.781j | 0.293+1.41j | 0.095+0.781j | 0.095+0.781j | 0.095+0.781j | 0.293+1.41j | 14.4 | -3.806 | -3.806 | -3.806 | 14.4 | -3.806 | -3.806 | -3.806 | 14.4 |  | no
bal_3P_1/0AA |  | oh_cond_1/0_AAAC | oh_cond_1/0_AAAC | oh_cond_1/0_AAAC |  |  | 0.972+1.499j | 0.095+0.781j | 0.095+0.781j | 0.095+0.781j | 0.972+1.499j | 0.095+0.781j | 0.095+0.781j | 0.095+0.781j | 0.972+1.499j | 12.796 | -3.172 | -3.172 | -3.172 | 12.796 | -3.172 | -3.172 | -3.172 | 12.796 |  | no
bal_3P_1/0AC |  | oh_cond_1/0_ACSR | oh_cond_1/0_ACSR | oh_cond_1/0_ACSR |  |  | 0.983+1.497j | 0.095+0.781j | 0.095+0.781j | 0.095+0.781j | 0.983+1.497j | 0.095+0.781j | 0.095+0.781j | 0.095+0.781j | 0.983+1.497j | 12.796 | -3.172 | -3.172 | -3.172 | 12.796 | -3.172 | -3.172 | -3.172 | 12.796 |  | no
bal_3P_2/0CU |  | oh_cond_2/0_CU | oh_cond_2/0_CU | oh_cond_2/0_CU |  |  | 0.535+1.487j | 0.095+0.781j | 0.095+0.781j | 0.095+0.781j | 0.535+1.487j | 0.095+0.781j | 0.095+0.781j | 0.095+0.781j | 0.535+1.487j | 12.878 | -3.204 | -3.204 | -3.204 | 12.878 | -3.204 | -3.204 | -3.204 | 12.878 |  | no
bal_3P_2CU |  | oh_cond_2_CU | oh_cond_2_CU | oh_cond_2_CU |  |  | 0.968+1.536j | 0.095+0.781j | 0.095+0.781j | 0.095+0.781j | 0.968+1.536j | 0.095+0.781j | 0.095+0.781j | 0.095+0.781j | 0.968+1.536j | 12.191 | -2.94 | -2.94 | -2.94 | 12.191 | -2.94 | -2.94 | -2.94 | 12.191 |  | no
bal_3P_4/0AL |  | oh_cond_4/0_AL | oh_cond_4/0_AL | oh_cond_4/0_AL |  |  | 0.537+1.466j | 0.095+0.781j | 0.095+0.781j | 0.095+0.781j | 0.537+1.466j | 0.095+0.781j | 0.095+0.781j | 0.095+0.781j | 0.537+1.466j | 13.381 | -3.4 | -3.4 | -3.4 | 13.381 | -3.4 | -3.4 | -3.4 | 13.381 |  | no
bal_3P_4CU |  | oh_cond_4_CU | oh_cond_4_CU | oh_cond_4_CU |  |  | 1.483+1.565j | 0.095+0.781j | 0.095+0.781j | 0.095+0.781j | 1.483+1.565j | 0.095+0.781j | 0.095+0.781j | 0.095+0.781j | 1.483+1.565j | 11.78 | -2.785 | -2.785 | -2.785 | 11.78 | -2.785 | -2.785 | -2.785 | 11.78 |  | no
bal_3P_336AL |  | oh_cond_336_5_MCM_AL | oh_cond_336_5_MCM_AL | oh_cond_336_5_MCM_AL |  |  | 0.374+1.431j | 0.095+0.781j | 0.095+0.781j | 0.095+0.781j | 0.374+1.431j | 0.095+0.781j | 0.095+0.781j | 0.095+0.781j | 0.374+1.431j | 13.957 | -3.628 | -3.628 | -3.628 | 13.957 | -3.628 | -3.628 | -3.628 | 13.957 |  | no
bal_3P_477AC |  | oh_cond_477_ACSR | oh_cond_477_ACSR | oh_cond_477_ACSR |  |  | 0.291+1.395j | 0.095+0.806j | 0.095+0.806j | 0.095+0.806j | 0.291+1.395j | 0.095+0.806j | 0.095+0.806j | 0.095+0.806j | 0.291+1.395j | 15.098 | -4.212 | -4.212 | -4.212 | 15.098 | -4.212 | -4.212 | -4.212 | 15.098 |  | no
bal_3P_477AL |  | oh_cond_477_MCM_AL | oh_cond_477_MCM_AL | oh_cond_477_MCM_AL |  |  | 0.293+1.41j | 0.095+0.775j | 0.095+0.775j | 0.095+0.775j | 0.293+1.41j | 0.095+0.775j | 0.095+0.775j | 0.095+0.775j | 0.293+1.41j | 14.305 | -3.735 | -3.735 | -3.735 | 14.305 | -3.735 | -3.735 | -3.735 | 14.305 |  | no
unb_TAPWIRE_OH |  | oh_cond_WP-4/0-CU | oh_cond_WP-4/0-CU | oh_cond_WP-4/0-CU | oh_cond_WP-4/0-CU |  | 0.365+1.097j | 0.093+0.433j | 0.094+0.34j | 0.093+0.433j | 0.368+1.078j | 0.095+0.401j | 0.094+0.34j | 0.095+0.401j | 0.368+1.077j | 14.911 | -4.341 | -1.953 | -4.341 | 15.781 | -3.724 | -1.953 | -3.724 | 14.818 |  | no
und_1P_2ALURD_2AL(N) |  | und_cond_1P_2ALURD_2AL(N) | und_cond_1P_2ALURD_2AL(N) | und_cond_1P_2ALURD_2AL(N) |  |  | 2.379+0.823j | 0.0+0.0j | 0.0+0.0j | 0.0+0.0j | 2.379+0.823j | 0.0+0.0j | 0.0+0.0j | 0.0+0.0j | 2.379+0.823j | 401.497 | 0 | 0 | 0 | 401.497 | 0 | 0 | 0 | 401.497 |  | no
und_3P_2ALURD |  | und_cond_3P_2ALURD | und_cond_3P_2ALURD | und_cond_3P_2ALURD |  |  | 2.125+0.49j | 0.384+0.067j | 0.384+0.067j | 0.384+0.067j | 2.125+0.49j | 0.384+0.067j | 0.384+0.067j | 0.384+0.067j | 2.125+0.49j | 401.498 | 0 | 0 | 0 | 401.498 | 0 | 0 | 0 | 401.498 |  | no
und_3P_DELTACUST |  | und_cond_3P_DELTACUST | und_cond_3P_DELTACUST | und_cond_3P_DELTACUST |  |  | 0.179+0.233j | 0.061-0.024j | 0.061-0.024j | 0.061-0.024j | 0.179+0.233j | 0.061-0.024j | 0.061-0.024j | 0.061-0.024j | 0.179+0.233j | 324.124 | 0 | 0 | 0 | 324.124 | 0 | 0 | 0 | 324.124 |  | no
und_TAPWIRE_UG |  | und_cond_TAPWIRE_UG | und_cond_TAPWIRE_UG | und_cond_TAPWIRE_UG |  |  | 0.001+0.001j | 0.0+0.0j | 0.0+0.0j | 0.0+0.0j | 0.001+0.001j | 0.0+0.0j | 0.0+0.0j | 0.0+0.0j | 0.001+0.001j | 0 | 0 | 0 | 0 | 0 | 0 | 0 | 0 | 0 |  | no

## load
data_type | static
owner_type | feeder
owner | 8100304
object | load
name | groupid | parent | bustype | phases | nominal_voltage | load_class | constant_power_A | constant_power_B | constant_power_C | constant_current_A | constant_current_B | constant_current_C | constant_impedance_A | constant_impedance_B | constant_impedance_C | base_power_A | base_power_B | base_power_C | power_pf_A | power_pf_B | power_pf_C | current_pf_A | current_pf_B | current_pf_C | impedance_pf_A | impedance_pf_B | impedance_pf_C | power_fraction_A | power_fraction_B | power_fraction_C | current_fraction_A | current_fraction_B | current_fraction_C | impedance_fraction_A | impedance_fraction_B | impedance_fraction_C | dcircuit | selected | monitored | monitored_fields | class_monitored_fields | played | played_fields | base_kw_A | base_kw_B | base_kw_C | kw_A | kw_B | kw_C | comments | critical_load | dem_resp_lb | dem_resp_ub | dem_resp_shortage_cost | dem_resp_surplus_cost | num_customers
load_220332363 |  | node_1384311_679_15292034_621 |  | AN | 0 | NonResidential | 3110.4+1325.025j | 0 | 0 | 0 | 0 | 0 | [24 empty] | 8100304 | no | no |  |  | no |  | 0 | 0 | 0 | 0 | 0 | 0 |  | 1 | 1 | 1 | 0 | 0 | 0
load_220332396 |  | node_1385351_658_15290889_225 |  | AN | 0 | Residential | 45892.8+19550.251j | 0 | 0 | 0 | 0 | 0 | [24 empty] | 8100304 | no | no |  |  | no |  | 0 | 0 | 0 | 0 | 0 | 0 |  | 1 | 1 | 1 | 0 | 0 | 0
load_220332398 |  | node_1384592_933_15291201_647 |  | AN | 0 | Residential | 38491.2+16397.183j | 0 | 0 | 0 | 0 | 0 | [24 empty] | 8100304 | no | no |  |  | no |  | 0 | 0 | 0 | 0 | 0 | 0 |  | 1 | 1 | 1 | 0 | 0 | 0
load_220332399 |  | node_1384132_872_15291416_423 |  | AN | 0 | Residential | 63518.4+27058.725j | 0 | 0 | 0 | 0 | 0 | [24 empty] | 8100304 | no | no |  |  | no |  | 0 | 0 | 0 | 0 | 0 | 0 |  | 1 | 1 | 1 | 0 | 0 | 0
load_220332400 |  | node_1383838_526_15291665_917 |  | AN | 0 | NonResidential | 3160.8+1346.495j | 0 | 0 | 0 | 0 | 0 | [24 empty] | 8100304 | no | no |  |  | no |  | 0 | 0 | 0 | 0 | 0 | 0 |  | 1 | 1 | 1 | 0 | 0 | 0
load_220332401 |  | node_1383433_826_15291970_554 |  | AN | 0 | NonResidential | 7.2+3.067j | 0 | 0 | 0 | 0 | 0 | [24 empty] | 8100304 | no | no |  |  | no |  | 0 | 0 | 0 | 0 | 0 | 0 |  | 1 | 1 | 1 | 0 | 0 | 0
load_220332488 |  | node_1384732_192_15292336_005 |  | AN | 0 | Residential | 71834.4+30601.326j | 0 | 0 | 0 | 0 | 0 | [24 empty] | 8100304 | no | no |  |  | no |  | 0 | 0 | 0 | 0 | 0 | 0 |  | 1 | 1 | 1 | 0 | 0 | 0
load_220332489 |  | node_1384793_584_15291447_856 |  | AN | 0 | Residential | 43408.8+18492.071j | 0 | 0 | 0 | 0 | 0 | [24 empty] | 8100304 | no | no |  |  | no |  | 0 | 0 | 0 | 0 | 0 | 0 |  | 1 | 1 | 1 | 0 | 0 | 0
load_220332501 |  | node_1383750_661_15294322_375 |  | AN | 0 | Residential | 111758.4+47608.879j | 0 | 0 | 0 | 0 | 0 | [24 empty] | 8100304 | no | no |  |  | no |  | 0 | 0 | 0 | 0 | 0 | 0 |  | 1 | 1 | 1 | 0 | 0 | 0
load_220332502 |  | node_1383767_713_15294022_895 |  | AN | 0 | NonResidential | 2880+1226.875j | 0 | 0 | 0 | 0 | 0 | [24 empty] | 8100304 | no | no |  |  | no |  | 0 | 0 | 0 | 0 | 0 | 0 |  | 1 | 1 | 1 | 0 | 0 | 0
load_220332503 |  | node_1383800_472_15293502_305 |  | AN | 0 | Residential | 23299.2+9925.418j | 0 | 0 | 0 | 0 | 0 | [24 empty] | 8100304 | no | no |  |  | no |  | 0 | 0 | 0 | 0 | 0 | 0 |  | 1 | 1 | 1 | 0 | 0 | 0
load_220332505 |  | node_1383753_207_15292178_945 |  | AN | 0 | Residential | 62244+26515.833j | 0 | 0 | 0 | 0 | 0 | [24 empty] | 8100304 | no | no |  |  | no |  | 0 | 0 | 0 | 0 | 0 | 0 |  | 1 | 1 | 1 | 0 | 0 | 0
load_220332507 |  | node_1383596_729_15292281_807 |  | AN | 0 | Residential | 38217.6+16280.629j | 0 | 0 | 0 | 0 | 0 | [24 empty] | 8100304 | no | no |  |  | no |  | 0 | 0 | 0 | 0 | 0 | 0 |  | 1 | 1 | 1 | 0 | 0 | 0
load_220332508 |  | node_1383601_962_15292522_585 |  | AN | 0 | Residential | 39002.4+16614.953j | 0 | 0 | 0 | 0 | 0 | [24 empty] | 8100304 | no | no |  |  | no |  | 0 | 0 | 0 | 0 | 0 | 0 |  | 1 | 1 | 1 | 0 | 0 | 0
load_220332509 |  | node_1384185_887_15293819_155 |  | AN | 0 | Residential | 39420+16792.85j | 0 | 0 | 0 | 0 | 0 | [24 empty] | 8100304 | no | no |  |  | no |  | 0 | 0 | 0 | 0 | 0 | 0 |  | 1 | 1 | 1 | 0 | 0 | 0
load_220332510 |  | node_1384210_493_15292672_444 |  | AN | 0 | Residential | 72100.8+30714.812j | 0 | 0 | 0 | 0 | 0 | [24 empty] | 8100304 | no | no |  |  | no |  | 0 | 0 | 0 | 0 | 0 | 0 |  | 1 | 1 | 1 | 0 | 0 | 0
load_220332511 |  | node_1384233_441_15293184_559 |  | AN | 0 | Residential | 33249.6+14164.27j | 0 | 0 | 0 | 0 | 0 | [24 empty] | 8100304 | no | no |  |  | no |  | 0 | 0 | 0 | 0 | 0 | 0 |  | 1 | 1 | 1 | 0 | 0 | 0
load_220332512 |  | node_1384210_164_15293488_769 |  | AN | 0 | Residential | 35683.2+15200.98j | 0 | 0 | 0 | 0 | 0 | [24 empty] | 8100304 | no | no |  |  | no |  | 0 | 0 | 0 | 0 | 0 | 0 |  | 1 | 1 | 1 | 0 | 0 | 0
load_220332522 |  | node_1384210_946_15291701_505 |  | AN | 0 | Residential | 51170.4+21798.499j | 0 | 0 | 0 | 0 | 0 | [24 empty] | 8100304 | no | no |  |  | no |  | 0 | 0 | 0 | 0 | 0 | 0 |  | 1 | 1 | 1 | 0 | 0 | 0
load_220332525 |  | node_1384078_056_15294661_357 |  | AN | 0 | Residential | 92217.6+39284.533j | 0 | 0 | 0 | 0 | 0 | [24 empty] | 8100304 | no | no |  |  | no |  | 0 | 0 | 0 | 0 | 0 | 0 |  | 1 | 1 | 1 | 0 | 0 | 0
load_220332526 |  | node_1384042_128_15294217_645 |  | AN | 0 | Residential | 26316+11210.569j | 0 | 0 | 0 | 0 | 0 | [24 empty] | 8100304 | no | no |  |  | no |  | 0 | 0 | 0 | 0 | 0 | 0 |  | 1 | 1 | 1 | 0 | 0 | 0
load_220332567 |  | node_1383626_647_15292905_61 |  | AN | 0 | Residential | 37821.6+16111.934j | 0 | 0 | 0 | 0 | 0 | [24 empty] | 8100304 | no | no |  |  | no |  | 0 | 0 | 0 | 0 | 0 | 0 |  | 1 | 1 | 1 | 0 | 0 | 0
load_220332569 |  | node_1383436_907_15292834_231 |  | AN | 0 | NonResidential | 2311.2+984.567j | 0 | 0 | 0 | 0 | 0 | [24 empty] | 8100304 | no | no |  |  | no |  | 0 | 0 | 0 | 0 | 0 | 0 |  | 1 | 1 | 1 | 0 | 0 | 0
load_220332570 |  | node_1382983_345_15292784_112 |  | AN | 0 | NonResidential | 10000+4259.982j | 0 | 0 | 0 | 0 | 0 | [24 empty] | 8100304 | no | no |  |  | no |  | 0 | 0 | 0 | 0 | 0 | 0 |  | 1 | 1 | 1 | 0 | 0 | 0
load_220332693 |  | node_1383651_959_15294441_163 |  | AN | 0 | NonResidential | 56666.667+24139.899j | 0 | 0 | 0 | 0 | 0 | [24 empty] | 8100304 | no | no |  |  | no |  | 0 | 0 | 0 | 0 | 0 | 0 |  | 1 | 1 | 1 | 0 | 0 | 0
load_220332694 |  | node_1383651_963_15294414_536 |  | BN | 0 | NonResidential | 0 | 56666.667+24139.899j | 0 | 0 | 0 | 0 | [24 empty] | 8100304 | no | no |  |  | no |  | 0 | 0 | 0 | 0 | 0 | 0 |  | 1 | 1 | 1 | 0 | 0 | 0
load_220332695 |  | node_1383657_087_15294466_93 |  | CN | 0 | NonResidential | 0 | 0 | 56666.667+24139.899j | 0 | 0 | 0 | [24 empty] | 8100304 | no | no |  |  | no |  | 0 | 0 | 0 | 0 | 0 | 0 |  | 1 | 1 | 1 | 0 | 0 | 0
load_220332732 |  | node_1383296_88_15293265_172 |  | AN | 0 | Residential | 64375.2+27423.72j | 0 | 0 | 0 | 0 | 0 | [24 empty] | 8100304 | no | no |  |  | no |  | 0 | 0 | 0 | 0 | 0 | 0 |  | 1 | 1 | 1 | 0 | 0 | 0
load_220332741 |  | node_1384016_649_15291896_953 |  | AN | 0 | Residential | 72986.4+31092.076j | 0 | 0 | 0 | 0 | 0 | [24 empty] | 8100304 | no | no |  |  | no |  | 0 | 0 | 0 | 0 | 0 | 0 |  | 1 | 1 | 1 | 0 | 0 | 0
load_220332774 |  | node_1383350_179_15292345_867 |  | AN | 0 | Residential | 112168.8+47783.709j | 0 | 0 | 0 | 0 | 0 | [24 empty] | 8100304 | no | no |  |  | no |  | 0 | 0 | 0 | 0 | 0 | 0 |  | 1 | 1 | 1 | 0 | 0 | 0
load_220332775 |  | node_1383205_209_15292169_372 |  | AN | 0 | Residential | 9352.8+3984.276j | 0 | 0 | 0 | 0 | 0 | [24 empty] | 8100304 | no | no |  |  | no |  | 0 | 0 | 0 | 0 | 0 | 0 |  | 1 | 1 | 1 | 0 | 0 | 0
load_220346868 |  | node_1380288_472_15292776_175 |  | AN | 0 | NonResidential | 18000+7667.968j | 0 | 0 | 0 | 0 | 0 | [24 empty] | 8100304 | no | no |  |  | no |  | 0 | 0 | 0 | 0 | 0 | 0 |  | 1 | 1 | 1 | 0 | 0 | 0
load_220346943 |  | node_1379795_539_15293662_009 |  | AN | 0 | Residential | 44820+19093.24j | 0 | 0 | 0 | 0 | 0 | [24 empty] | 8100304 | no | no |  |  | no |  | 0 | 0 | 0 | 0 | 0 | 0 |  | 1 | 1 | 1 | 0 | 0 | 0
load_220346944 |  | node_1380363_549_15292969_505 |  | AN | 0 | NonResidential | 12000+5111.979j | 0 | 0 | 0 | 0 | 0 | [24 empty] | 8100304 | no | no |  |  | no |  | 0 | 0 | 0 | 0 | 0 | 0 |  | 1 | 1 | 1 | 0 | 0 | 0
load_220346945 |  | node_1380378_465_15292952_091 |  | AN | 0 | NonResidential | 12000+5111.979j | 0 | 0 | 0 | 0 | 0 | [24 empty] | 8100304 | no | no |  |  | no |  | 0 | 0 | 0 | 0 | 0 | 0 |  | 1 | 1 | 1 | 0 | 0 | 0
load_220346946 |  | node_1381076_513_15292895_643 |  | AN | 0 | NonResidential | 20815.2+8867.238j | 0 | 0 | 0 | 0 | 0 | [24 empty] | 8100304 | no | no |  |  | no |  | 0 | 0 | 0 | 0 | 0 | 0 |  | 1 | 1 | 1 | 0 | 0 | 0
load_220347051 |  | node_1382131_077_15293797_384 |  | AN | 0 | Residential | 55296+23555.997j | 0 | 0 | 0 | 0 | 0 | [24 empty] | 8100304 | no | no |  |  | no |  | 0 | 0 | 0 | 0 | 0 | 0 |  | 1 | 1 | 1 | 0 | 0 | 0
load_220347052 |  | node_1382198_362_15293360_111 |  | AN | 0 | Residential | 56116.8+23905.657j | 0 | 0 | 0 | 0 | 0 | [24 empty] | 8100304 | no | no |  |  | no |  | 0 | 0 | 0 | 0 | 0 | 0 |  | 1 | 1 | 1 | 0 | 0 | 0
load_220347053 |  | node_1382184_362_15292896_607 |  | AN | 0 | NonResidential | 26000+11075.954j | 0 | 0 | 0 | 0 | 0 | [24 empty] | 8100304 | no | no |  |  | no |  | 0 | 0 | 0 | 0 | 0 | 0 |  | 1 | 1 | 1 | 0 | 0 | 0
load_220347066 |  | node_1379963_755_15293251_241 |  | AN | 0 | NonResidential | 15912+6778.484j | 0 | 0 | 0 | 0 | 0 | [24 empty] | 8100304 | no | no |  |  | no |  | 0 | 0 | 0 | 0 | 0 | 0 |  | 1 | 1 | 1 | 0 | 0 | 0
load_220347067 |  | node_1380291_363_15293538_138 |  | AN | 0 | NonResidential | 4730.4+2015.142j | 0 | 0 | 0 | 0 | 0 | [24 empty] | 8100304 | no | no |  |  | no |  | 0 | 0 | 0 | 0 | 0 | 0 |  | 1 | 1 | 1 | 0 | 0 | 0
load_220347068 |  | node_1382758_335_15293015_042 |  | AN | 0 | Residential | 77248.8+32907.851j | 0 | 0 | 0 | 0 | 0 | [24 empty] | 8100304 | no | no |  |  | no |  | 0 | 0 | 0 | 0 | 0 | 0 |  | 1 | 1 | 1 | 0 | 0 | 0
load_220347069 |  | node_1382687_814_15293233_626 |  | AN | 0 | NonResidential | 3513.6+1496.787j | 0 | 0 | 0 | 0 | 0 | [24 empty] | 8100304 | no | no |  |  | no |  | 0 | 0 | 0 | 0 | 0 | 0 |  | 1 | 1 | 1 | 0 | 0 | 0
load_220347070 |  | node_1382551_158_15294093_762 |  | AN | 0 | Residential | 35308.8+15041.486j | 0 | 0 | 0 | 0 | 0 | [24 empty] | 8100304 | no | no |  |  | no |  | 0 | 0 | 0 | 0 | 0 | 0 |  | 1 | 1 | 1 | 0 | 0 | 0
load_220347071 |  | node_1382123_018_15294355_511 |  | AN | 0 | Residential | 87134.4+37119.099j | 0 | 0 | 0 | 0 | 0 | [24 empty] | 8100304 | no | no |  |  | no |  | 0 | 0 | 0 | 0 | 0 | 0 |  | 1 | 1 | 1 | 0 | 0 | 0
load_220347073 |  | node_1381871_319_15293013_292 |  | AN | 0 | NonResidential | 18432+7851.999j | 0 | 0 | 0 | 0 | 0 | [24 empty] | 8100304 | no | no |  |  | no |  | 0 | 0 | 0 | 0 | 0 | 0 |  | 1 | 1 | 1 | 0 | 0 | 0
load_220347074 |  | node_1381908_784_15293984_863 |  | AN | 0 | Residential | 51127.2+21780.096j | 0 | 0 | 0 | 0 | 0 | [24 empty] | 8100304 | no | no |  |  | no |  | 0 | 0 | 0 | 0 | 0 | 0 |  | 1 | 1 | 1 | 0 | 0 | 0
load_220347075 |  | node_1381589_844_15292826_012 |  | AN | 0 | NonResidential | 4666.667+1987.992j | 0 | 0 | 0 | 0 | 0 | [24 empty] | 8100304 | no | no |  |  | no |  | 0 | 0 | 0 | 0 | 0 | 0 |  | 1 | 1 | 1 | 0 | 0 | 0
load_220347076 |  | node_1381589_987_15292811_941 |  | BN | 0 | NonResidential | 0 | 4666.667+1987.992j | 0 | 0 | 0 | 0 | [24 empty] | 8100304 | no | no |  |  | no |  | 0 | 0 | 0 | 0 | 0 | 0 |  | 1 | 1 | 1 | 0 | 0 | 0
load_220347077 |  | node_1381590_647_15292797_551 |  | CN | 0 | NonResidential | 0 | 0 | 4666.667+1987.992j | 0 | 0 | 0 | [24 empty] | 8100304 | no | no |  |  | no |  | 0 | 0 | 0 | 0 | 0 | 0 |  | 1 | 1 | 1 | 0 | 0 | 0
load_220347079 |  | node_1381549_1_15293648_984 |  | AN | 0 | Residential | 82533.6+35159.166j | 0 | 0 | 0 | 0 | 0 | [24 empty] | 8100304 | no | no |  |  | no |  | 0 | 0 | 0 | 0 | 0 | 0 |  | 1 | 1 | 1 | 0 | 0 | 0
load_220347080 |  | node_1381309_22_15293002_868 |  | AN | 0 | Residential | 44805.6+19087.106j | 0 | 0 | 0 | 0 | 0 | [24 empty] | 8100304 | no | no |  |  | no |  | 0 | 0 | 0 | 0 | 0 | 0 |  | 1 | 1 | 1 | 0 | 0 | 0
load_220347081 |  | node_1381294_641_15293468_457 |  | AN | 0 | Residential | 68623.2+29233.361j | 0 | 0 | 0 | 0 | 0 | [24 empty] | 8100304 | no | no |  |  | no |  | 0 | 0 | 0 | 0 | 0 | 0 |  | 1 | 1 | 1 | 0 | 0 | 0
load_220347084 |  | node_1380250_026_15294787_466 |  | AN | 0 | Residential | 106560+45394.37j | 0 | 0 | 0 | 0 | 0 | [24 empty] | 8100304 | no | no |  |  | no |  | 0 | 0 | 0 | 0 | 0 | 0 |  | 1 | 1 | 1 | 0 | 0 | 0
load_220347085 |  | node_1380372_487_15294234_403 |  | AN | 0 | NonResidential | 4000+1703.993j | 0 | 0 | 0 | 0 | 0 | [24 empty] | 8100304 | no | no |  |  | no |  | 0 | 0 | 0 | 0 | 0 | 0 |  | 1 | 1 | 1 | 0 | 0 | 0
load_220347087 |  | node_1380665_566_15293402_01 |  | AN | 0 | Residential | 43855.2+18682.237j | 0 | 0 | 0 | 0 | 0 | [24 empty] | 8100304 | no | no |  |  | no |  | 0 | 0 | 0 | 0 | 0 | 0 |  | 1 | 1 | 1 | 0 | 0 | 0
load_220347089 |  | node_1380135_838_15293925_134 |  | AN | 0 | Residential | 61797.6+26325.667j | 0 | 0 | 0 | 0 | 0 | [24 empty] | 8100304 | no | no |  |  | no |  | 0 | 0 | 0 | 0 | 0 | 0 |  | 1 | 1 | 1 | 0 | 0 | 0
load_220347094 |  | node_1379838_154_15293969_638 |  | AN | 0 | Residential | 48873.6+20820.066j | 0 | 0 | 0 | 0 | 0 | [24 empty] | 8100304 | no | no |  |  | no |  | 0 | 0 | 0 | 0 | 0 | 0 |  | 1 | 1 | 1 | 0 | 0 | 0
load_220347096 |  | node_1381682_514_15293379_1 |  | AN | 0 | Residential | 83210.4+35447.482j | 0 | 0 | 0 | 0 | 0 | [24 empty] | 8100304 | no | no |  |  | no |  | 0 | 0 | 0 | 0 | 0 | 0 |  | 1 | 1 | 1 | 0 | 0 | 0
load_220347097 |  | node_1380861_999_15293333_281 |  | AN | 0 | Residential | 68234.4+29067.733j | 0 | 0 | 0 | 0 | 0 | [24 empty] | 8100304 | no | no |  |  | no |  | 0 | 0 | 0 | 0 | 0 | 0 |  | 1 | 1 | 1 | 0 | 0 | 0
load_220347098 |  | node_1380428_425_15293267_728 |  | AN | 0 | Residential | 61142.4+26046.553j | 0 | 0 | 0 | 0 | 0 | [24 empty] | 8100304 | no | no |  |  | no |  | 0 | 0 | 0 | 0 | 0 | 0 |  | 1 | 1 | 1 | 0 | 0 | 0
load_220347099 |  | node_1381012_279_15293577_532 |  | AN | 0 | Residential | 50220+21393.63j | 0 | 0 | 0 | 0 | 0 | [24 empty] | 8100304 | no | no |  |  | no |  | 0 | 0 | 0 | 0 | 0 | 0 |  | 1 | 1 | 1 | 0 | 0 | 0
load_220347100 |  | node_1380667_51_15294391_593 |  | AN | 0 | Residential | 126252+53783.127j | 0 | 0 | 0 | 0 | 0 | [24 empty] | 8100304 | no | no |  |  | no |  | 0 | 0 | 0 | 0 | 0 | 0 |  | 1 | 1 | 1 | 0 | 0 | 0
load_220347101 |  | node_1379993_553_15294168_106 |  | AN | 0 | Residential | 50191.2+21381.362j | 0 | 0 | 0 | 0 | 0 | [24 empty] | 8100304 | no | no |  |  | no |  | 0 | 0 | 0 | 0 | 0 | 0 |  | 1 | 1 | 1 | 0 | 0 | 0
load_220347102 |  | node_1380247_289_15294322_218 |  | AN | 0 | NonResidential | 0 | 0 | 0 | 0 | 0 | 0 | [24 empty] | 8100304 | no | no |  |  | no |  | 0 | 0 | 0 | 0 | 0 | 0 |  | 1 | 1 | 1 | 0 | 0 | 0
load_220347103 |  | node_1380230_229_15294308_487 |  | AN | 0 | NonResidential | 0 | 0 | 0 | 0 | 0 | 0 | [24 empty] | 8100304 | no | no |  |  | no |  | 0 | 0 | 0 | 0 | 0 | 0 |  | 1 | 1 | 1 | 0 | 0 | 0
load_220347475 |  | node_1382399_839_15292810_27 |  | AN | 0 | NonResidential | 8000+3407.986j | 0 | 0 | 0 | 0 | 0 | [24 empty] | 8100304 | no | no |  |  | no |  | 0 | 0 | 0 | 0 | 0 | 0 |  | 1 | 1 | 1 | 0 | 0 | 0
load_220347476 |  | node_1382381_317_15292800_586 |  | BN | 0 | NonResidential | 0 | 8000+3407.986j | 0 | 0 | 0 | 0 | [24 empty] | 8100304 | no | no |  |  | no |  | 0 | 0 | 0 | 0 | 0 | 0 |  | 1 | 1 | 1 | 0 | 0 | 0
load_220347477 |  | node_1382419_565_15292813_204 |  | CN | 0 | NonResidential | 0 | 0 | 8000+3407.986j | 0 | 0 | 0 | [24 empty] | 8100304 | no | no |  |  | no |  | 0 | 0 | 0 | 0 | 0 | 0 |  | 1 | 1 | 1 | 0 | 0 | 0
load_220347478 |  | node_1382763_401_15292826_22 |  | AN | 0 | NonResidential | 9000+3833.984j | 0 | 0 | 0 | 0 | 0 | [24 empty] | 8100304 | no | no |  |  | no |  | 0 | 0 | 0 | 0 | 0 | 0 |  | 1 | 1 | 1 | 0 | 0 | 0
load_220347482 |  | node_1382629_456_15292487_964 |  | AN | 0 | NonResidential | 14666.667+6247.974j | 0 | 0 | 0 | 0 | 0 | [24 empty] | 8100304 | no | no |  |  | no |  | 0 | 0 | 0 | 0 | 0 | 0 |  | 1 | 1 | 1 | 0 | 0 | 0
load_220347483 |  | node_1382634_625_15292482_145 |  | BN | 0 | NonResidential | 0 | 14666.667+6247.974j | 0 | 0 | 0 | 0 | [24 empty] | 8100304 | no | no |  |  | no |  | 0 | 0 | 0 | 0 | 0 | 0 |  | 1 | 1 | 1 | 0 | 0 | 0
load_220347484 |  | node_1382622_403_15292490_846 |  | CN | 0 | NonResidential | 0 | 0 | 14666.667+6247.974j | 0 | 0 | 0 | [24 empty] | 8100304 | no | no |  |  | no |  | 0 | 0 | 0 | 0 | 0 | 0 |  | 1 | 1 | 1 | 0 | 0 | 0
load_220347528 |  | node_1382529_422_15293810_884 |  | AN | 0 | Residential | 64468.8+27463.594j | 0 | 0 | 0 | 0 | 0 | [24 empty] | 8100304 | no | no |  |  | no |  | 0 | 0 | 0 | 0 | 0 | 0 |  | 1 | 1 | 1 | 0 | 0 | 0
load_220347606 |  | node_1381436_6_15292722_678 |  | AN | 0 | NonResidential | 0 | 0 | 0 | 0 | 0 | 0 | [24 empty] | 8100304 | no | no |  |  | no |  | 0 | 0 | 0 | 0 | 0 | 0 |  | 1 | 1 | 1 | 0 | 0 | 0
load_220347611 |  | node_1380727_029_15292869_578 |  | AN | 0 | Residential | 20692.8+8815.096j | 0 | 0 | 0 | 0 | 0 | [24 empty] | 8100304 | no | no |  |  | no |  | 0 | 0 | 0 | 0 | 0 | 0 |  | 1 | 1 | 1 | 0 | 0 | 0
load_220486439 |  | node_1381589_727_15293037_421 |  | AN | 0 | Residential | 66348+28264.13j | 0 | 0 | 0 | 0 | 0 | [24 empty] | 8100304 | no | no |  |  | no |  | 0 | 0 | 0 | 0 | 0 | 0 |  | 1 | 1 | 1 | 0 | 0 | 0
load_220512713 |  | node_1380771_054_15293051_634 |  | AN | 0 | Residential | 91080+38799.918j | 0 | 0 | 0 | 0 | 0 | [24 empty] | 8100304 | no | no |  |  | no |  | 0 | 0 | 0 | 0 | 0 | 0 |  | 1 | 1 | 1 | 0 | 0 | 0
load_220521261 |  | node_1383926_638_15292865_202 |  | AN | 0 | Residential | 53510.4+22795.335j | 0 | 0 | 0 | 0 | 0 | [24 empty] | 8100304 | no | no |  |  | no |  | 0 | 0 | 0 | 0 | 0 | 0 |  | 1 | 1 | 1 | 0 | 0 | 0
load_220529402 |  | node_1384839_449_15291167_534 |  | AN | 0 | Residential | 43891.2+18697.573j | 0 | 0 | 0 | 0 | 0 | [24 empty] | 8100304 | no | no |  |  | no |  | 0 | 0 | 0 | 0 | 0 | 0 |  | 1 | 1 | 1 | 0 | 0 | 0
load_220529898 |  | node_1380152_471_15293084_736 |  | ABCN | 0 | NonResidential | 66000+28115.882j | 66000+28115.882j | 66000+28115.882j | 0 | 0 | 0 | [24 empty] | 8100304 | no | no |  |  | no |  | 0 | 0 | 0 | 0 | 0 | 0 |  | 1 | 1 | 1 | 0 | 0 | 0
load_220546506 |  | node_1381111_33_15294012_546 |  | AN | 0 | Residential | 92822.4+39542.177j | 0 | 0 | 0 | 0 | 0 | [24 empty] | 8100304 | no | no |  |  | no |  | 0 | 0 | 0 | 0 | 0 | 0 |  | 1 | 1 | 1 | 0 | 0 | 0
load_220554304 |  | node_1382652_637_15293519_361 |  | AN | 0 | Residential | 58780.8+25040.516j | 0 | 0 | 0 | 0 | 0 | [24 empty] | 8100304 | no | no |  |  | no |  | 0 | 0 | 0 | 0 | 0 | 0 |  | 1 | 1 | 1 | 0 | 0 | 0
load_220594053 |  | node_1382183_282_15294785_727 |  | AN | 0 | Residential | 29260.8+12465.049j | 0 | 0 | 0 | 0 | 0 | [24 empty] | 8100304 | no | no |  |  | no |  | 0 | 0 | 0 | 0 | 0 | 0 |  | 1 | 1 | 1 | 0 | 0 | 0
load_220613537 |  | node_1384767_403_15291773_441 |  | AN | 0 | Residential | 102024+43462.042j | 0 | 0 | 0 | 0 | 0 | [24 empty] | 8100304 | no | no |  |  | no |  | 0 | 0 | 0 | 0 | 0 | 0 |  | 1 | 1 | 1 | 0 | 0 | 0
load_220617552 |  | node_1383887_488_15293246_274 |  | AN | 0 | Residential | 65707.2+27991.15j | 0 | 0 | 0 | 0 | 0 | [24 empty] | 8100304 | no | no |  |  | no |  | 0 | 0 | 0 | 0 | 0 | 0 |  | 1 | 1 | 1 | 0 | 0 | 0
load_220621808 |  | node_1381026_734_15294312_678 |  | AN | 0 | Residential | 87084+37097.629j | 0 | 0 | 0 | 0 | 0 | [24 empty] | 8100304 | no | no |  |  | no |  | 0 | 0 | 0 | 0 | 0 | 0 |  | 1 | 1 | 1 | 0 | 0 | 0
load_220623414 |  | node_1380490_331_15292912_827 |  | AN | 0 | NonResidential | 31333.333+13347.944j | 0 | 0 | 0 | 0 | 0 | [24 empty] | 8100304 | no | no |  |  | no |  | 0 | 0 | 0 | 0 | 0 | 0 |  | 1 | 1 | 1 | 0 | 0 | 0
load_220623415 |  | node_1380490_161_15292900_874 |  | BN | 0 | NonResidential | 0 | 31333.333+13347.944j | 0 | 0 | 0 | 0 | [24 empty] | 8100304 | no | no |  |  | no |  | 0 | 0 | 0 | 0 | 0 | 0 |  | 1 | 1 | 1 | 0 | 0 | 0
load_220623416 |  | node_1380492_28_15292922_682 |  | CN | 0 | NonResidential | 0 | 0 | 31333.333+13347.944j | 0 | 0 | 0 | [24 empty] | 8100304 | no | no |  |  | no |  | 0 | 0 | 0 | 0 | 0 | 0 |  | 1 | 1 | 1 | 0 | 0 | 0
load_310005607 |  | node_1383003_691_15292352_959 |  | BN | 0 | NonResidential | 0 | 1500+638.997j | 0 | 0 | 0 | 0 | [24 empty] | 8100304 | no | no |  |  | no |  | 0 | 0 | 0 | 0 | 0 | 0 |  | 1 | 1 | 1 | 0 | 0 | 0
load_310005608 |  | node_1382987_964_15292369_042 |  | AN | 0 | NonResidential | 1500+638.997j | 0 | 0 | 0 | 0 | 0 | [24 empty] | 8100304 | no | no |  |  | no |  | 0 | 0 | 0 | 0 | 0 | 0 |  | 1 | 1 | 1 | 0 | 0 | 0
load_310017187 |  | node_1382035_11_15292781_46 |  | AN | 0 | NonResidential | 4500+1916.992j | 0 | 0 | 0 | 0 | 0 | [24 empty] | 8100304 | no | no |  |  | no |  | 0 | 0 | 0 | 0 | 0 | 0 |  | 1 | 1 | 1 | 0 | 0 | 0
load_310049192 |  | node_1382015_719_15292775_702 |  | BN | 0 | NonResidential | 0 | 4500+1916.992j | 0 | 0 | 0 | 0 | [24 empty] | 8100304 | no | no |  |  | no |  | 0 | 0 | 0 | 0 | 0 | 0 |  | 1 | 1 | 1 | 0 | 0 | 0
load_310050351 |  | node_1382596_787_15292838_596 |  | AN | 0 | NonResidential | 33333.333+14199.94j | 0 | 0 | 0 | 0 | 0 | [24 empty] | 8100304 | no | no |  |  | no |  | 0 | 0 | 0 | 0 | 0 | 0 |  | 1 | 1 | 1 | 0 | 0 | 0
load_310050353 |  | node_1382596_032_15292817_105 |  | BN | 0 | NonResidential | 0 | 33333.333+14199.94j | 0 | 0 | 0 | 0 | [24 empty] | 8100304 | no | no |  |  | no |  | 0 | 0 | 0 | 0 | 0 | 0 |  | 1 | 1 | 1 | 0 | 0 | 0
load_310050356 |  | node_1382597_881_15292797_666 |  | CN | 0 | NonResidential | 0 | 0 | 33333.333+14199.94j | 0 | 0 | 0 | [24 empty] | 8100304 | no | no |  |  | no |  | 0 | 0 | 0 | 0 | 0 | 0 |  | 1 | 1 | 1 | 0 | 0 | 0
load_310064919 |  | node_1381652_568_15294291_761 |  | AN | 0 | Residential | 93276+39735.41j | 0 | 0 | 0 | 0 | 0 | [24 empty] | 8100304 | no | no |  |  | no |  | 0 | 0 | 0 | 0 | 0 | 0 |  | 1 | 1 | 1 | 0 | 0 | 0
load_311912442 |  | node_1383630_989_15293727_759 |  | AN | 0 | NonResidential | 2234.4+951.85j | 0 | 0 | 0 | 0 | 0 | [24 empty] | 8100304 | no | no |  |  | no |  | 0 | 0 | 0 | 0 | 0 | 0 |  | 1 | 1 | 1 | 0 | 0 | 0
load_311912444 |  | node_1383627_198_15293711_85 |  | BN | 0 | NonResidential | 0 | 2234.4+951.85j | 0 | 0 | 0 | 0 | [24 empty] | 8100304 | no | no |  |  | no |  | 0 | 0 | 0 | 0 | 0 | 0 |  | 1 | 1 | 1 | 0 | 0 | 0
load_311912445 |  | node_1383631_441_15293698_626 |  | CN | 0 | NonResidential | 0 | 0 | 2234.4+951.85j | 0 | 0 | 0 | [24 empty] | 8100304 | no | no |  |  | no |  | 0 | 0 | 0 | 0 | 0 | 0 |  | 1 | 1 | 1 | 0 | 0 | 0
load_312040682 |  | node_1382360_219_15292615_108 |  | AN | 0 | NonResidential | 1000+425.998j | 0 | 0 | 0 | 0 | 0 | [24 empty] | 8100304 | no | no |  |  | no |  | 0 | 0 | 0 | 0 | 0 | 0 |  | 1 | 1 | 1 | 0 | 0 | 0
load_312126189 |  | node_1386011_966_15290440_972 |  | AN | 0 | NonResidential | 0 | 0 | 0 | 0 | 0 | 0 | [24 empty] | 8100304 | no | no |  |  | no |  | 0 | 0 | 0 | 0 | 0 | 0 |  | 1 | 1 | 1 | 0 | 0 | 0
load_312126190 |  | node_1386025_704_15290427_818 |  | BN | 0 | NonResidential | 0 | 0 | 0 | 0 | 0 | 0 | [24 empty] | 8100304 | no | no |  |  | no |  | 0 | 0 | 0 | 0 | 0 | 0 |  | 1 | 1 | 1 | 0 | 0 | 0
load_312126191 |  | node_1386041_753_15290419_406 |  | CN | 0 | NonResidential | 0 | 0 | 0 | 0 | 0 | 0 | [24 empty] | 8100304 | no | no |  |  | no |  | 0 | 0 | 0 | 0 | 0 | 0 |  | 1 | 1 | 1 | 0 | 0 | 0
load_312126192 |  | node_1386119_316_15290514_12 |  | AN | 0 | NonResidential | 0 | 0 | 0 | 0 | 0 | 0 | [24 empty] | 8100304 | no | no |  |  | no |  | 0 | 0 | 0 | 0 | 0 | 0 |  | 1 | 1 | 1 | 0 | 0 | 0

## node
data_type | static
owner_type | feeder
owner | 8100304
object | node
name | groupid | parent | bustype | phases | nominal_voltage | dcircuit | selected | monitored | monitored_fields | class_monitored_fields | played | played_fields | subsystem | x | y | comments | dist_to_slack
node_671T665_NO-220415587 |  |  | PQ | ABCD | 2771.281 | 8100304 | no | no |  |  | no |  |  | 1385940.984 | 15290564.57 |  | -1
node_1379795_539_15293662_009 |  |  | PQ | AN | 2771.281 | 8100304 | no | no |  |  | no |  |  | 1379795.539 | 15293662.009 |  | -1
node_1379838_154_15293969_638 |  |  | PQ | AN | 2771.281 | 8100304 | no | no |  |  | no |  |  | 1379838.154 | 15293969.638 |  | -1
node_1379963_755_15293251_241 |  |  | PQ | AN | 2771.281 | 8100304 | no | no |  |  | no |  |  | 1379963.755 | 15293251.241 |  | -1
node_1379993_553_15294168_106 |  |  | PQ | ABCN | 2771.281 | 8100304 | no | no |  |  | no |  |  | 1379993.553 | 15294168.106 |  | -1
node_1380029_36_15294318_865 |  |  | PQ | ABCD | 2771.281 | 8100304 | no | no |  |  | no |  |  | 1380029.36 | 15294318.865 |  | -1
node_1380135_838_15293925_134 |  |  | PQ | AN | 2771.281 | 8100304 | no | no |  |  | no |  |  | 1380135.838 | 15293925.134 |  | -1
node_1380152_471_15293084_736 |  |  | PQ | ABCN | 2771.281 | 8100304 | no | no |  |  | no |  |  | 1380152.471 | 15293084.736 |  | -1
node_1380230_229_15294308_487 |  |  | PQ | ABCN | 2771.281 | 8100304 | no | no |  |  | no |  |  | 1380230.229 | 15294308.487 |  | -1
node_1380247_289_15294322_218 |  |  | PQ | ABCN | 2771.281 | 8100304 | no | no |  |  | no |  |  | 1380247.289 | 15294322.218 |  | -1
node_1380250_026_15294787_466 |  |  | PQ | AN | 2771.281 | 8100304 | no | no |  |  | no |  |  | 1380250.026 | 15294787.466 |  | -1
node_1380288_472_15292776_175 |  |  | PQ | AN | 7199.557 | 8100304 | no | no |  |  | no |  |  | 1380288.472 | 15292776.175 |  | -1
node_1380291_363_15293538_138 |  |  | PQ | AN | 2771.281 | 8100304 | no | no |  |  | no |  |  | 1380291.363 | 15293538.138 |  | -1
node_1380363_549_15292969_505 |  |  | PQ | ABCN | 2771.281 | 8100304 | no | no |  |  | no |  |  | 1380363.549 | 15292969.505 |  | -1
node_1380372_487_15294234_403 |  |  | PQ | ABCN | 2771.281 | 8100304 | no | no |  |  | no |  |  | 1380372.487 | 15294234.403 |  | -1
node_1380378_465_15292952_091 |  |  | PQ | ABCN | 2771.281 | 8100304 | no | no |  |  | no |  |  | 1380378.465 | 15292952.091 |  | -1
node_1380428_425_15293267_728 |  |  | PQ | AN | 2771.281 | 8100304 | no | no |  |  | no |  |  | 1380428.425 | 15293267.728 |  | -1
node_1380490_161_15292900_874 |  |  | PQ | ABCN | 2771.281 | 8100304 | no | no |  |  | no |  |  | 1380490.161 | 15292900.874 |  | -1
node_1380490_331_15292912_827 |  |  | PQ | ABCN | 2771.281 | 8100304 | no | no |  |  | no |  |  | 1380490.331 | 15292912.827 |  | -1
node_1380492_28_15292922_682 |  |  | PQ | ABCN | 2771.281 | 8100304 | no | no |  |  | no |  |  | 1380492.28 | 15292922.682 |  | -1
node_1380665_566_15293402_01 |  |  | PQ | AN | 2771.281 | 8100304 | no | no |  |  | no |  |  | 1380665.566 | 15293402.01 |  | -1
node_1380667_51_15294391_593 |  |  | PQ | ABCN | 2771.281 | 8100304 | no | no |  |  | no |  |  | 1380667.51 | 15294391.593 |  | -1
node_1380727_029_15292869_578 |  |  | PQ | ABCN | 2771.281 | 8100304 | no | no |  |  | no |  |  | 1380727.029 | 15292869.578 |  | -1
node_1380771_054_15293051_634 |  |  | PQ | AN | 2771.281 | 8100304 | no | no |  |  | no |  |  | 1380771.054 | 15293051.634 |  | -1
node_1380861_999_15293333_281 |  |  | PQ | AN | 2771.281 | 8100304 | no | no |  |  | no |  |  | 1380861.999 | 15293333.281 |  | -1
node_1381012_279_15293577_532 |  |  | PQ | AN | 2771.281 | 8100304 | no | no |  |  | no |  |  | 1381012.279 | 15293577.532 |  | -1
node_1381026_734_15294312_678 |  |  | PQ | ABCN | 2771.281 | 8100304 | no | no |  |  | no |  |  | 1381026.734 | 15294312.678 |  | -1
node_1381076_513_15292895_643 |  |  | PQ | AN | 2771.281 | 8100304 | no | no |  |  | no |  |  | 1381076.513 | 15292895.643 |  | -1
node_1381111_33_15294012_546 |  |  | PQ | ABCN | 2771.281 | 8100304 | no | no |  |  | no |  |  | 1381111.33 | 15294012.546 |  | -1
node_1381294_641_15293468_457 |  |  | PQ | ABCN | 2771.281 | 8100304 | no | no |  |  | no |  |  | 1381294.641 | 15293468.457 |  | -1
node_1381309_22_15293002_868 |  |  | PQ | AN | 2771.281 | 8100304 | no | no |  |  | no |  |  | 1381309.22 | 15293002.868 |  | -1
node_1381436_6_15292722_678 |  |  | PQ | ABCN | 2771.281 | 8100304 | no | no |  |  | no |  |  | 1381436.6 | 15292722.678 |  | -1
node_1381549_1_15293648_984 |  |  | PQ | AN | 2771.281 | 8100304 | no | no |  |  | no |  |  | 1381549.1 | 15293648.984 |  | -1
node_1381589_727_15293037_421 |  |  | PQ | ABCN | 2771.281 | 8100304 | no | no |  |  | no |  |  | 1381589.727 | 15293037.421 |  | -1
node_1381589_844_15292826_012 |  |  | PQ | ABCN | 2771.281 | 8100304 | no | no |  |  | no |  |  | 1381589.844 | 15292826.012 |  | -1
node_1381589_987_15292811_941 |  |  | PQ | ABCN | 2771.281 | 8100304 | no | no |  |  | no |  |  | 1381589.987 | 15292811.941 |  | -1
node_1381590_647_15292797_551 |  |  | PQ | ABCN | 2771.281 | 8100304 | no | no |  |  | no |  |  | 1381590.647 | 15292797.551 |  | -1
node_1381652_568_15294291_761 |  |  | PQ | AN | 2771.281 | 8100304 | no | no |  |  | no |  |  | 1381652.568 | 15294291.761 |  | -1
node_1381682_514_15293379_1 |  |  | PQ | ABCN | 2771.281 | 8100304 | no | no |  |  | no |  |  | 1381682.514 | 15293379.1 |  | -1
node_1381871_319_15293013_292 |  |  | PQ | AN | 2771.281 | 8100304 | no | no |  |  | no |  |  | 1381871.319 | 15293013.292 |  | -1
node_1381908_784_15293984_863 |  |  | PQ | AN | 2771.281 | 8100304 | no | no |  |  | no |  |  | 1381908.784 | 15293984.863 |  | -1
node_1382015_719_15292775_702 |  |  | PQ | ABCN | 2771.281 | 8100304 | no | no |  |  | no |  |  | 1382015.719 | 15292775.702 |  | -1
node_1382035_11_15292781_46 |  |  | PQ | ABCN | 2771.281 | 8100304 | no | no |  |  | no |  |  | 1382035.11 | 15292781.46 |  | -1
node_1382123_018_15294355_511 |  |  | PQ | AN | 2771.281 | 8100304 | no | no |  |  | no |  |  | 1382123.018 | 15294355.511 |  | -1
node_1382131_077_15293797_384 |  |  | PQ | AN | 2771.281 | 8100304 | no | no |  |  | no |  |  | 1382131.077 | 15293797.384 |  | -1
node_1382183_282_15294785_727 |  |  | PQ | AN | 2771.281 | 8100304 | no | no |  |  | no |  |  | 1382183.282 | 15294785.727 |  | -1
node_1382184_362_15292896_607 |  |  | PQ | ABCN | 2771.281 | 8100304 | no | no |  |  | no |  |  | 1382184.362 | 15292896.607 |  | -1
node_1382198_362_15293360_111 |  |  | PQ | ABCN | 2771.281 | 8100304 | no | no |  |  | no |  |  | 1382198.362 | 15293360.111 |  | -1
node_1382360_219_15292615_108 |  |  | PQ | ABCN | 2771.281 | 8100304 | no | no |  |  | no |  |  | 1382360.219 | 15292615.108 |  | -1
node_1382381_317_15292800_586 |  |  | PQ | ABCN | 2771.281 | 8100304 | no | no |  |  | no |  |  | 1382381.317 | 15292800.586 |  | -1
node_1382399_839_15292810_27 |  |  | PQ | ABCN | 2771.281 | 8100304 | no | no |  |  | no |  |  | 1382399.839 | 15292810.27 |  | -1
node_1382419_565_15292813_204 |  |  | PQ | ABCN | 2771.281 | 8100304 | no | no |  |  | no |  |  | 1382419.565 | 15292813.204 |  | -1
node_1382529_422_15293810_884 |  |  | PQ | AN | 2771.281 | 8100304 | no | no |  |  | no |  |  | 1382529.422 | 15293810.884 |  | -1
node_1382551_158_15294093_762 |  |  | PQ | AN | 2771.281 | 8100304 | no | no |  |  | no |  |  | 1382551.158 | 15294093.762 |  | -1
node_1382596_032_15292817_105 |  |  | PQ | ABCN | 2771.281 | 8100304 | no | no |  |  | no |  |  | 1382596.032 | 15292817.105 |  | -1
node_1382596_787_15292838_596 |  |  | PQ | ABCN | 2771.281 | 8100304 | no | no |  |  | no |  |  | 1382596.787 | 15292838.596 |  | -1
node_1382597_881_15292797_666 |  |  | PQ | ABCN | 2771.281 | 8100304 | no | no |  |  | no |  |  | 1382597.881 | 15292797.666 |  | -1
node_1382622_403_15292490_846 |  |  | PQ | ABCN | 2771.281 | 8100304 | no | no |  |  | no |  |  | 1382622.403 | 15292490.846 |  | -1
node_1382629_456_15292487_964 |  |  | PQ | ABCN | 2771.281 | 8100304 | no | no |  |  | no |  |  | 1382629.456 | 15292487.964 |  | -1
node_1382634_625_15292482_145 |  |  | PQ | ABCN | 2771.281 | 8100304 | no | no |  |  | no |  |  | 1382634.625 | 15292482.145 |  | -1
node_1382652_637_15293519_361 |  |  | PQ | AN | 2771.281 | 8100304 | no | no |  |  | no |  |  | 1382652.637 | 15293519.361 |  | -1
node_1382687_814_15293233_626 |  |  | PQ | AN | 2771.281 | 8100304 | no | no |  |  | no |  |  | 1382687.814 | 15293233.626 |  | -1
node_1382758_335_15293015_042 |  |  | PQ | ABCN | 2771.281 | 8100304 | no | no |  |  | no |  |  | 1382758.335 | 15293015.042 |  | -1
node_1382763_401_15292826_22 |  |  | PQ | ABCN | 2771.281 | 8100304 | no | no |  |  | no |  |  | 1382763.401 | 15292826.22 |  | -1
node_1382983_345_15292784_112 |  |  | PQ | AN | 2771.281 | 8100304 | no | no |  |  | no |  |  | 1382983.345 | 15292784.112 |  | -1
node_1382987_964_15292369_042 |  |  | PQ | ABCN | 2771.281 | 8100304 | no | no |  |  | no |  |  | 1382987.964 | 15292369.042 |  | -1
node_1383003_691_15292352_959 |  |  | PQ | ABCN | 2771.281 | 8100304 | no | no |  |  | no |  |  | 1383003.691 | 15292352.959 |  | -1
node_1383205_209_15292169_372 |  |  | PQ | ABCN | 2771.281 | 8100304 | no | no |  |  | no |  |  | 1383205.209 | 15292169.372 |  | -1
node_1383296_88_15293265_172 |  |  | PQ | ABCN | 2771.281 | 8100304 | no | no |  |  | no |  |  | 1383296.88 | 15293265.172 |  | -1
node_1383350_179_15292345_867 |  |  | PQ | ABCN | 2771.281 | 8100304 | no | no |  |  | no |  |  | 1383350.179 | 15292345.867 |  | -1
node_1383433_826_15291970_554 |  |  | PQ | ABCN | 2771.281 | 8100304 | no | no |  |  | no |  |  | 1383433.826 | 15291970.554 |  | -1
node_1383436_907_15292834_231 |  |  | PQ | ABCN | 2771.281 | 8100304 | no | no |  |  | no |  |  | 1383436.907 | 15292834.231 |  | -1
node_1383596_729_15292281_807 |  |  | PQ | AN | 2771.281 | 8100304 | no | no |  |  | no |  |  | 1383596.729 | 15292281.807 |  | -1
node_1383601_962_15292522_585 |  |  | PQ | AN | 2771.281 | 8100304 | no | no |  |  | no |  |  | 1383601.962 | 15292522.585 |  | -1
node_1383626_647_15292905_61 |  |  | PQ | ABCN | 2771.281 | 8100304 | no | no |  |  | no |  |  | 1383626.647 | 15292905.61 |  | -1
node_1383627_198_15293711_85 |  |  | PQ | ABCN | 2771.281 | 8100304 | no | no |  |  | no |  |  | 1383627.198 | 15293711.85 |  | -1
node_1383630_989_15293727_759 |  |  | PQ | ABCN | 2771.281 | 8100304 | no | no |  |  | no |  |  | 1383630.989 | 15293727.759 |  | -1
node_1383631_441_15293698_626 |  |  | PQ | ABCN | 2771.281 | 8100304 | no | no |  |  | no |  |  | 1383631.441 | 15293698.626 |  | -1
node_1383651_959_15294441_163 |  |  | PQ | ABCN | 2771.281 | 8100304 | no | no |  |  | no |  |  | 1383651.959 | 15294441.163 |  | -1
node_1383651_963_15294414_536 |  |  | PQ | ABCN | 2771.281 | 8100304 | no | no |  |  | no |  |  | 1383651.963 | 15294414.536 |  | -1
node_1383657_087_15294466_93 |  |  | PQ | ABCN | 2771.281 | 8100304 | no | no |  |  | no |  |  | 1383657.087 | 15294466.93 |  | -1
node_1383710_362_15292883_852 |  |  | PQ | ABCD | 2771.281 | 8100304 | no | no |  |  | no |  |  | 1383710.362 | 15292883.852 |  | -1
node_1383750_661_15294322_375 |  |  | PQ | ABCN | 2771.281 | 8100304 | no | no |  |  | no |  |  | 1383750.661 | 15294322.375 |  | -1
node_1383753_207_15292178_945 |  |  | PQ | AN | 2771.281 | 8100304 | no | no |  |  | no |  |  | 1383753.207 | 15292178.945 |  | -1
node_1383767_713_15294022_895 |  |  | PQ | ABCN | 2771.281 | 8100304 | no | no |  |  | no |  |  | 1383767.713 | 15294022.895 |  | -1
node_1383800_472_15293502_305 |  |  | PQ | ABCN | 2771.281 | 8100304 | no | no |  |  | no |  |  | 1383800.472 | 15293502.305 |  | -1
node_1383838_526_15291665_917 |  |  | PQ | ABCN | 2771.281 | 8100304 | no | no |  |  | no |  |  | 1383838.526 | 15291665.917 |  | -1
node_1383887_488_15293246_274 |  |  | PQ | ABCN | 2771.281 | 8100304 | no | no |  |  | no |  |  | 1383887.488 | 15293246.274 |  | -1
node_1383926_638_15292865_202 |  |  | PQ | ABCN | 2771.281 | 8100304 | no | no |  |  | no |  |  | 1383926.638 | 15292865.202 |  | -1
node_1384016_649_15291896_953 |  |  | PQ | AN | 2771.281 | 8100304 | no | no |  |  | no |  |  | 1384016.649 | 15291896.953 |  | -1
node_1384042_128_15294217_645 |  |  | PQ | AN | 2771.281 | 8100304 | no | no |  |  | no |  |  | 1384042.128 | 15294217.645 |  | -1
node_1384078_056_15294661_357 |  |  | PQ | AN | 2771.281 | 8100304 | no | no |  |  | no |  |  | 1384078.056 | 15294661.357 |  | -1
node_1384132_872_15291416_423 |  |  | PQ | ABCN | 2771.281 | 8100304 | no | no |  |  | no |  |  | 1384132.872 | 15291416.423 |  | -1
node_1384185_887_15293819_155 |  |  | PQ | AN | 2771.281 | 8100304 | no | no |  |  | no |  |  | 1384185.887 | 15293819.155 |  | -1
node_1384210_164_15293488_769 |  |  | PQ | AN | 2771.281 | 8100304 | no | no |  |  | no |  |  | 1384210.164 | 15293488.769 |  | -1
node_1384210_493_15292672_444 |  |  | PQ | AN | 2771.281 | 8100304 | no | no |  |  | no |  |  | 1384210.493 | 15292672.444 |  | -1
node_1384210_946_15291701_505 |  |  | PQ | AN | 2771.281 | 8100304 | no | no |  |  | no |  |  | 1384210.946 | 15291701.505 |  | -1
node_1384233_441_15293184_559 |  |  | PQ | AN | 2771.281 | 8100304 | no | no |  |  | no |  |  | 1384233.441 | 15293184.559 |  | -1
node_1384311_679_15292034_621 |  |  | PQ | AN | 2771.281 | 8100304 | no | no |  |  | no |  |  | 1384311.679 | 15292034.621 |  | -1
node_1384354_335_15292935_3 |  |  | PQ | ABCD | 2771.281 | 8100304 | no | no |  |  | no |  |  | 1384354.335 | 15292935.3 |  | -1
node_1384592_933_15291201_647 |  |  | PQ | ABCN | 2771.281 | 8100304 | no | no |  |  | no |  |  | 1384592.933 | 15291201.647 |  | -1
node_1384732_192_15292336_005 |  |  | PQ | AN | 2771.281 | 8100304 | no | no |  |  | no |  |  | 1384732.192 | 15292336.005 |  | -1
node_1384767_403_15291773_441 |  |  | PQ | AN | 2771.281 | 8100304 | no | no |  |  | no |  |  | 1384767.403 | 15291773.441 |  | -1
node_1384793_584_15291447_856 |  |  | PQ | AN | 2771.281 | 8100304 | no | no |  |  | no |  |  | 1384793.584 | 15291447.856 |  | -1
node_1384839_449_15291167_534 |  |  | PQ | ABCN | 2771.281 | 8100304 | no | no |  |  | no |  |  | 1384839.449 | 15291167.534 |  | -1
node_1385351_658_15290889_225 |  |  | PQ | ABCN | 2771.281 | 8100304 | no | no |  |  | no |  |  | 1385351.658 | 15290889.225 |  | -1
node_1386011_966_15290440_972 |  |  | PQ | ABCN | 2771.281 | 8100304 | no | no |  |  | no |  |  | 1386011.966 | 15290440.972 |  | -1
node_1386025_704_15290427_818 |  |  | PQ | ABCN | 2771.281 | 8100304 | no | no |  |  | no |  |  | 1386025.704 | 15290427.818 |  | -1
node_1386041_753_15290419_406 |  |  | PQ | ABCN | 2771.281 | 8100304 | no | no |  |  | no |  |  | 1386041.753 | 15290419.406 |  | -1
node_1386119_316_15290514_12 |  |  | PQ | ABCN | 2771.281 | 8100304 | no | no |  |  | no |  |  | 1386119.316 | 15290514.12 |  | -1
node_1386180_522_15290454_846 |  |  | PQ | ABCD | 2771.281 | 8100304 | no | no |  |  | no |  |  | 1386180.522 | 15290454.846 |  | -1
node_1386442_158_15290346_921 |  |  | PQ | ABCD | 2771.281 | 8100304 | no | no |  |  | no |  |  | 1386442.158 | 15290346.921 |  | -1
node_1386529_621_15290314_329 |  |  | PQ | ABCD | 2771.281 | 8100304 | no | no |  |  | no |  |  | 1386529.621 | 15290314.329 |  | -1
node_1386607_412_15290316_189 |  |  | PQ | ABCD | 2771.281 | 8100304 | no | no |  |  | no |  |  | 1386607.412 | 15290316.189 |  | -1
node_8100304_200813561 |  |  | PQ | AD | 2771.281 | 8100304 | no | no |  |  | no |  |  | 1385012.647 | 15291707.776 |  | -1
node_8100304_200813562 |  |  | PQ | AD | 2771.281 | 8100304 | no | no |  |  | no |  |  | 1384920.704 | 15291725.462 |  | -1
node_8100304_200813564 |  |  | PQ | AD | 2771.281 | 8100304 | no | no |  |  | no |  |  | 1384643.312 | 15291864.47 |  | -1
node_8100304_200813565 |  |  | PQ | AD | 2771.281 | 8100304 | no | no |  |  | no |  |  | 1384550.718 | 15291908.849 |  | -1
node_8100304_200813566 |  |  | PQ | AD | 2771.281 | 8100304 | no | no |  |  | no |  |  | 1384461.039 | 15291959.25 |  | -1
node_8100304_200813567 |  |  | PQ | AD | 2771.281 | 8100304 | no | no |  |  | no |  |  | 1384376.83 | 15291989.063 |  | -1
node_8100304_200813569 |  |  | PQ | AN | 2771.281 | 8100304 | no | no |  |  | no |  |  | 1384317.672 | 15292011.307 |  | -1
node_8100304_200813570 |  |  | PQ | AD | 2771.281 | 8100304 | no | no |  |  | no |  |  | 1384140.803 | 15292098.159 |  | -1
node_8100304_200813753 |  |  | PQ | ABCD | 2771.281 | 8100304 | no | no |  |  | no |  |  | 1386806.037 | 15290242.199 |  | -1
node_8100304_200813755 |  |  | PQ | ABCD | 2771.281 | 8100304 | no | no |  |  | no |  |  | 1386723.7 | 15290268.001 |  | -1
node_8100304_200813756 |  |  | PQ | ABCD | 2771.281 | 8100304 | no | no |  |  | no |  |  | 1386686.681 | 15290278.55 |  | -1
node_8100304_200813757 |  |  | PQ | ABCN | 2771.281 | 8100304 | no | no |  |  | no |  |  | 1386651.447 | 15290286.921 |  | -1
node_8100304_200813759 |  |  | PQ | ABCD | 2771.281 | 8100304 | no | no |  |  | no |  |  | 1386518.476 | 15290317.709 |  | -1
node_8100304_200813760 |  |  | PQ | ABCD | 2771.281 | 8100304 | no | no |  |  | no |  |  | 1386434.852 | 15290349.772 |  | -1
node_8100304_200813762 |  |  | PQ | ABCD | 2771.281 | 8100304 | no | no |  |  | no |  |  | 1386273.537 | 15290414.536 |  | -1
node_8100304_200813765 |  |  | PQ | ABCD | 2771.281 | 8100304 | no | no |  |  | no |  |  | 1386024.666 | 15290521.694 |  | -1
node_8100304_200813766 |  |  | PQ | ABCN | 2771.281 | 8100304 | no | no |  |  | no |  |  | 1386043.399 | 15290466.417 |  | -1
node_8100304_200813767 |  |  | PQ | ABCD | 2771.281 | 8100304 | no | no |  |  | no |  |  | 1385933.147 | 15290568.449 |  | -1
node_8100304_200813768 |  |  | PQ | ABCD | 2771.281 | 8100304 | no | no |  |  | no |  |  | 1385820.6 | 15290620.017 |  | -1
node_8100304_200813770 |  |  | PQ | ABCD | 2771.281 | 8100304 | no | no |  |  | no |  |  | 1385691.771 | 15290679.42 |  | -1
node_8100304_200813776 |  |  | PQ | ABCD | 2771.281 | 8100304 | no | no |  |  | no |  |  | 1385588.358 | 15290727.932 |  | -1
node_8100304_200813777 |  |  | PQ | ABCD | 2771.281 | 8100304 | no | no |  |  | no |  |  | 1385507.24 | 15290765.371 |  | -1
node_8100304_200813779 |  |  | PQ | ABCD | 2771.281 | 8100304 | no | no |  |  | no |  |  | 1385414.441 | 15290813.383 |  | -1
node_8100304_200813780 |  |  | PQ | ABCD | 2771.281 | 8100304 | no | no |  |  | no |  |  | 1385399.235 | 15290821.945 |  | -1
node_8100304_200813781 |  |  | PQ | ABCN | 2771.281 | 8100304 | no | no |  |  | no |  |  | 1385334.235 | 15290858.334 |  | -1
node_8100304_200813784 |  |  | PQ | ABCD | 2771.281 | 8100304 | no | no |  |  | no |  |  | 1385264.166 | 15290906.274 |  | -1
node_8100304_200813785 |  |  | PQ | ABCD | 2771.281 | 8100304 | no | no |  |  | no |  |  | 1385186.9 | 15290943.223 |  | -1
node_8100304_200813786 |  |  | PQ | ABCD | 2771.281 | 8100304 | no | no |  |  | no |  |  | 1385086.763 | 15290996.094 |  | -1
node_8100304_200813787 |  |  | PQ | ABCD | 2771.281 | 8100304 | no | no |  |  | no |  |  | 1384998.951 | 15291052.109 |  | -1
node_8100304_200813789 |  |  | PQ | ABCD | 2771.281 | 8100304 | no | no |  |  | no |  |  | 1384893.208 | 15291096.422 |  | -1
node_8100304_200813790 |  |  | PQ | ABCN | 2771.281 | 8100304 | no | no |  |  | no |  |  | 1384817.022 | 15291129.719 |  | -1
node_8100304_200813793 |  |  | PQ | ABCD | 2771.281 | 8100304 | no | no |  |  | no |  |  | 1384702.867 | 15291191.891 |  | -1
node_8100304_200813794 |  |  | PQ | ABCN | 2771.281 | 8100304 | no | no |  |  | no |  |  | 1384602.664 | 15291228.17 |  | -1
node_8100304_200813795 |  |  | PQ | ABCD | 2771.281 | 8100304 | no | no |  |  | no |  |  | 1384476.478 | 15291287.766 |  | -1
node_8100304_200813797 |  |  | PQ | ABCD | 2771.281 | 8100304 | no | no |  |  | no |  |  | 1384373.357 | 15291338.185 |  | -1
node_8100304_200813798 |  |  | PQ | ABCD | 2771.281 | 8100304 | no | no |  |  | no |  |  | 1384299.457 | 15291369.733 |  | -1
node_8100304_200813800 |  |  | PQ | ABCN | 2771.281 | 8100304 | no | no |  |  | no |  |  | 1384141.338 | 15291436.166 |  | -1
node_8100304_200813801 |  |  | PQ | ABCD | 2771.281 | 8100304 | no | no |  |  | no |  |  | 1384042.771 | 15291480.865 |  | -1
node_8100304_200813803 |  |  | PQ | ABCD | 2771.281 | 8100304 | no | no |  |  | no |  |  | 1383952.058 | 15291549.436 |  | -1
node_8100304_200813804 |  |  | PQ | ABCN | 2771.281 | 8100304 | no | no |  |  | no |  |  | 1383819.457 | 15291644.123 |  | -1
node_8100304_200813806 |  |  | PQ | ABCD | 2771.281 | 8100304 | no | no |  |  | no |  |  | 1383746.907 | 15291689.355 |  | -1
node_8100304_200813809 |  |  | PQ | ABCD | 2771.281 | 8100304 | no | no |  |  | no |  |  | 1383661.866 | 15291753.982 |  | -1
node_8100304_200813811 |  |  | PQ | ABCD | 2771.281 | 8100304 | no | no |  |  | no |  |  | 1383570.232 | 15291822.061 |  | -1
node_8100304_200813812 |  |  | PQ | ABCD | 2771.281 | 8100304 | no | no |  |  | no |  |  | 1383490.465 | 15291882.394 |  | -1
node_8100304_200813814 |  |  | PQ | ABCN | 2771.281 | 8100304 | no | no |  |  | no |  |  | 1383409.679 | 15291955.163 |  | -1
node_8100304_200813816 |  |  | PQ | ABCD | 2771.281 | 8100304 | no | no |  |  | no |  |  | 1383309.277 | 15292017.942 |  | -1
node_8100304_200813818 |  |  | PQ | ABCD | 2771.281 | 8100304 | no | no |  |  | no |  |  | 1383221.382 | 15292095.993 |  | -1
node_8100304_200813820 |  |  | PQ | ABCD | 2771.281 | 8100304 | no | no |  |  | no |  |  | 1383067.75 | 15292211.603 |  | -1
node_8100304_200814289 |  |  | PQ | AN | 2771.281 | 8100304 | no | no |  |  | no |  |  | 1384730.923 | 15292296.22 |  | -1
node_8100304_200814290 |  |  | PQ | AD | 2771.281 | 8100304 | no | no |  |  | no |  |  | 1384740.334 | 15292187.75 |  | -1
node_8100304_200814291 |  |  | PQ | AD | 2771.281 | 8100304 | no | no |  |  | no |  |  | 1384742.466 | 15292080.98 |  | -1
node_8100304_200814294 |  |  | PQ | AD | 2771.281 | 8100304 | no | no |  |  | no |  |  | 1384741.18 | 15291973.844 |  | -1
node_8100304_200814295 |  |  | PQ | AD | 2771.281 | 8100304 | no | no |  |  | no |  |  | 1384734.214 | 15291828.558 |  | -1
node_8100304_200814296 |  |  | PQ | AD | 2771.281 | 8100304 | no | no |  |  | no |  |  | 1384752.996 | 15291663.106 |  | -1
node_8100304_200814297 |  |  | PQ | AD | 2771.281 | 8100304 | no | no |  |  | no |  |  | 1384760.457 | 15291547.579 |  | -1
node_8100304_200814299 |  |  | PQ | AN | 2771.281 | 8100304 | no | no |  |  | no |  |  | 1384764.748 | 15291447.492 |  | -1
node_8100304_200814345 |  |  | PQ | ABCD | 2771.281 | 8100304 | no | no |  |  | no |  |  | 1383765.257 | 15294419.973 |  | -1
node_8100304_200814346 |  |  | PQ | ABCN | 2771.281 | 8100304 | no | no |  |  | no |  |  | 1383772.665 | 15294319.287 |  | -1
node_8100304_200814347 |  |  | PQ | ABCD | 2771.281 | 8100304 | no | no |  |  | no |  |  | 1383780.183 | 15294214.555 |  | -1
node_8100304_200814349 |  |  | PQ | ABCD | 2771.281 | 8100304 | no | no |  |  | no |  |  | 1383789.284 | 15294109.223 |  | -1
node_8100304_200814350 |  |  | PQ | ABCN | 2771.281 | 8100304 | no | no |  |  | no |  |  | 1383793.807 | 15294021.473 |  | -1
node_8100304_200814351 |  |  | PQ | ABCD | 2771.281 | 8100304 | no | no |  |  | no |  |  | 1383800.712 | 15293895.596 |  | -1
node_8100304_200814356 |  |  | PQ | ABCN | 2771.281 | 8100304 | no | no |  |  | no |  |  | 1383814.655 | 15293752.36 |  | -1
node_8100304_200814357 |  |  | PQ | ABCD | 2771.281 | 8100304 | no | no |  |  | no |  |  | 1383824.36 | 15293620.628 |  | -1
node_8100304_200814358 |  |  | PQ | ABCN | 2771.281 | 8100304 | no | no |  |  | no |  |  | 1383834.259 | 15293501.538 |  | -1
node_8100304_200814360 |  |  | PQ | ABCD | 2771.281 | 8100304 | no | no |  |  | no |  |  | 1383843.065 | 15293371.009 |  | -1
node_8100304_200814361 |  |  | PQ | ABCN | 2771.281 | 8100304 | no | no |  |  | no |  |  | 1383855.851 | 15293241.44 |  | -1
node_8100304_200814362 |  |  | PQ | ABCD | 2771.281 | 8100304 | no | no |  |  | no |  |  | 1383865.718 | 15293086.159 |  | -1
node_8100304_200814363 |  |  | PQ | ABCD | 2771.281 | 8100304 | no | no |  |  | no |  |  | 1383877.409 | 15292952.404 |  | -1
node_8100304_200814364 |  |  | PQ | AD | 2771.281 | 8100304 | no | no |  |  | no |  |  | 1383876.527 | 15292789.978 |  | -1
node_8100304_200814365 |  |  | PQ | AD | 2771.281 | 8100304 | no | no |  |  | no |  |  | 1383881.06 | 15292702.927 |  | -1
node_8100304_200814366 |  |  | PQ | AD | 2771.281 | 8100304 | no | no |  |  | no |  |  | 1383896.171 | 15292628.793 |  | -1
node_8100304_200814369 |  |  | PQ | AD | 2771.281 | 8100304 | no | no |  |  | no |  |  | 1383898.78 | 15292521.861 |  | -1
node_8100304_200814370 |  |  | PQ | AD | 2771.281 | 8100304 | no | no |  |  | no |  |  | 1383906.697 | 15292419.502 |  | -1
node_8100304_200814373 |  |  | PQ | AD | 2771.281 | 8100304 | no | no |  |  | no |  |  | 1383866.457 | 15292336.064 |  | -1
node_8100304_200814375 |  |  | PQ | AD | 2771.281 | 8100304 | no | no |  |  | no |  |  | 1383831.186 | 15292261.455 |  | -1
node_8100304_200814376 |  |  | PQ | AN | 2771.281 | 8100304 | no | no |  |  | no |  |  | 1383782.255 | 15292151.78 |  | -1
node_8100304_200814391 |  |  | PQ | AN | 2771.281 | 8100304 | no | no |  |  | no |  |  | 1383580.284 | 15292316.635 |  | -1
node_8100304_200814393 |  |  | PQ | AD | 2771.281 | 8100304 | no | no |  |  | no |  |  | 1383640.335 | 15292446.696 |  | -1
node_8100304_200814395 |  |  | PQ | AN | 2771.281 | 8100304 | no | no |  |  | no |  |  | 1383636.293 | 15292526.542 |  | -1
node_8100304_200814396 |  |  | PQ | AD | 2771.281 | 8100304 | no | no |  |  | no |  |  | 1383627.664 | 15292687.534 |  | -1
node_8100304_200814397 |  |  | PQ | AD | 2771.281 | 8100304 | no | no |  |  | no |  |  | 1383613.418 | 15292850.178 |  | -1
node_8100304_200814399 |  |  | PQ | AD | 2771.281 | 8100304 | no | no |  |  | no |  |  | 1384174.414 | 15293580.729 |  | -1
node_8100304_200814400 |  |  | PQ | AD | 2771.281 | 8100304 | no | no |  |  | no |  |  | 1384160.608 | 15293725.197 |  | -1
node_8100304_200814401 |  |  | PQ | AN | 2771.281 | 8100304 | no | no |  |  | no |  |  | 1384146.618 | 15293822.685 |  | -1
node_8100304_200814406 |  |  | PQ | AN | 2771.281 | 8100304 | no | no |  |  | no |  |  | 1384236.596 | 15292671.448 |  | -1
node_8100304_200814407 |  |  | PQ | AD | 2771.281 | 8100304 | no | no |  |  | no |  |  | 1384235.844 | 15292786.48 |  | -1
node_8100304_200814408 |  |  | PQ | AD | 2771.281 | 8100304 | no | no |  |  | no |  |  | 1384209.943 | 15293072.868 |  | -1
node_8100304_200814409 |  |  | PQ | AN | 2771.281 | 8100304 | no | no |  |  | no |  |  | 1384193.879 | 15293186.172 |  | -1
node_8100304_200814410 |  |  | PQ | AD | 2771.281 | 8100304 | no | no |  |  | no |  |  | 1384191.453 | 15293287.987 |  | -1
node_8100304_200814411 |  |  | PQ | AD | 2771.281 | 8100304 | no | no |  |  | no |  |  | 1384182.009 | 15293387.763 |  | -1
node_8100304_200814412 |  |  | PQ | AN | 2771.281 | 8100304 | no | no |  |  | no |  |  | 1384177.766 | 15293488.139 |  | -1
node_8100304_200814454 |  |  | PQ | AD | 2771.281 | 8100304 | no | no |  |  | no |  |  | 1384315.399 | 15291946.113 |  | -1
node_8100304_200814455 |  |  | PQ | AD | 2771.281 | 8100304 | no | no |  |  | no |  |  | 1384286.877 | 15291843.053 |  | -1
node_8100304_200814456 |  |  | PQ | AN | 2771.281 | 8100304 | no | no |  |  | no |  |  | 1384249.388 | 15291687.734 |  | -1
node_8100304_200814457 |  |  | PQ | AD | 2771.281 | 8100304 | no | no |  |  | no |  |  | 1384209.854 | 15291595.749 |  | -1
node_8100304_200814458 |  |  | PQ | AD | 2771.281 | 8100304 | no | no |  |  | no |  |  | 1384169.009 | 15291450.24 |  | -1
node_8100304_200814477 |  |  | PQ | AN | 2771.281 | 8100304 | no | no |  |  | no |  |  | 1384039.205 | 15294661.3 |  | -1
node_8100304_200814478 |  |  | PQ | AD | 2771.281 | 8100304 | no | no |  |  | no |  |  | 1384049.406 | 15294519.851 |  | -1
node_8100304_200814479 |  |  | PQ | AD | 2771.281 | 8100304 | no | no |  |  | no |  |  | 1384060.509 | 15294373.022 |  | -1
node_8100304_200814480 |  |  | PQ | AN | 2771.281 | 8100304 | no | no |  |  | no |  |  | 1384069.156 | 15294227.24 |  | -1
node_8100304_200814481 |  |  | PQ | AD | 2771.281 | 8100304 | no | no |  |  | no |  |  | 1384125.893 | 15294096.162 |  | -1
node_8100304_200814698 |  |  | PQ | ABCD | 2771.281 | 8100304 | no | no |  |  | no |  |  | 1384349.782 | 15292934.824 |  | -1
node_8100304_200814699 |  |  | PQ | ABCD | 2771.281 | 8100304 | no | no |  |  | no |  |  | 1384229.655 | 15292928.796 |  | -1
node_8100304_200814700 |  |  | PQ | ABCD | 2771.281 | 8100304 | no | no |  |  | no |  |  | 1384126.167 | 15292916.895 |  | -1
node_8100304_200814701 |  |  | PQ | ABCD | 2771.281 | 8100304 | no | no |  |  | no |  |  | 1384025.486 | 15292912.267 |  | -1
node_8100304_200814702 |  |  | PQ | ABCN | 2771.281 | 8100304 | no | no |  |  | no |  |  | 1383919.826 | 15292893.856 |  | -1
node_8100304_200814703 |  |  | PQ | ABCD | 2771.281 | 8100304 | no | no |  |  | no |  |  | 1383869.019 | 15292896.377 |  | -1
node_8100304_200814704 |  |  | PQ | ABCD | 2771.281 | 8100304 | no | no |  |  | no |  |  | 1383716.112 | 15292884.339 |  | -1
node_8100304_200814705 |  |  | PQ | ABCN | 2771.281 | 8100304 | no | no |  |  | no |  |  | 1383616.562 | 15292874.193 |  | -1
node_8100304_200814708 |  |  | PQ | ABCN | 2771.281 | 8100304 | no | no |  |  | no |  |  | 1383433.397 | 15292860.809 |  | -1
node_8100304_200814709 |  |  | PQ | ABCD | 2771.281 | 8100304 | no | no |  |  | no |  |  | 1383308.144 | 15292838.569 |  | -1
node_8100304_200814710 |  |  | PQ | AD | 2771.281 | 8100304 | no | no |  |  | no |  |  | 1383188.556 | 15292830.314 |  | -1
node_8100304_200814711 |  |  | PQ | AD | 2771.281 | 8100304 | no | no |  |  | no |  |  | 1383085.842 | 15292823.922 |  | -1
node_8100304_200814712 |  |  | PQ | AN | 2771.281 | 8100304 | no | no |  |  | no |  |  | 1382979.38 | 15292824.714 |  | -1
node_8100304_200814840 |  |  | PQ | AD | 2771.281 | 8100304 | no | no |  |  | no |  |  | 1383856.533 | 15294100.882 |  | -1
node_8100304_200814841 |  |  | PQ | AD | 2771.281 | 8100304 | no | no |  |  | no |  |  | 1383975.864 | 15294099.398 |  | -1
node_8100304_200814842 |  |  | PQ | AD | 2771.281 | 8100304 | no | no |  |  | no |  |  | 1384069.868 | 15294114.434 |  | -1
node_8100304_200815125 |  |  | PQ | ABCN | 2771.281 | 8100304 | no | no |  |  | no |  |  | 1383722.669 | 15294427.927 |  | -1
node_8100304_200815259 |  |  | PQ | ABCD | 2771.281 | 8100304 | no | no |  |  | no |  |  | 1383280.608 | 15292900.088 |  | -1
node_8100304_200815260 |  |  | PQ | ABCD | 2771.281 | 8100304 | no | no |  |  | no |  |  | 1383271.333 | 15293050.54 |  | -1
node_8100304_200815261 |  |  | PQ | ABCD | 2771.281 | 8100304 | no | no |  |  | no |  |  | 1383275.036 | 15293161.161 |  | -1
node_8100304_200815262 |  |  | PQ | ABCN | 2771.281 | 8100304 | no | no |  |  | no |  |  | 1383266.024 | 15293258.342 |  | -1
node_8100304_200815300 |  |  | PQ | AD | 2771.281 | 8100304 | no | no |  |  | no |  |  | 1384110.196 | 15292025.49 |  | -1
node_8100304_200815301 |  |  | PQ | AN | 2771.281 | 8100304 | no | no |  |  | no |  |  | 1384045.415 | 15291882.526 |  | -1
node_8100304_200815365 |  |  | PQ | ABCD | 2771.281 | 8100304 | no | no |  |  | no |  |  | 1383305.394 | 15292806.303 |  | -1
node_8100304_200815366 |  |  | PQ | ABCD | 2771.281 | 8100304 | no | no |  |  | no |  |  | 1383327.141 | 15292707.53 |  | -1
node_8100304_200815367 |  |  | PQ | ABCD | 2771.281 | 8100304 | no | no |  |  | no |  |  | 1383347 | 15292608.767 |  | -1
node_8100304_200815369 |  |  | PQ | ABCD | 2771.281 | 8100304 | no | no |  |  | no |  |  | 1383348.537 | 15292435.929 |  | -1
node_8100304_200815372 |  |  | PQ | ABCN | 2771.281 | 8100304 | no | no |  |  | no |  |  | 1383324.932 | 15292362.381 |  | -1
node_8100304_200815373 |  |  | PQ | ABCD | 2771.281 | 8100304 | no | no |  |  | no |  |  | 1383277.271 | 15292255.236 |  | -1
node_8100304_200815376 |  |  | PQ | ABCN | 2771.281 | 8100304 | no | no |  |  | no |  |  | 1383222.188 | 15292156.703 |  | -1
node_8100304_200856489 |  |  | PQ | AN | 7199.557 | 8100304 | no | no |  |  | no |  |  | 1380315.393 | 15292756.088 |  | -1
node_8100304_200857221 |  |  | PQ | AN | 2771.281 | 8100304 | no | no |  |  | no |  |  | 1379787.663 | 15293649.077 |  | -1
node_8100304_200857222 |  |  | PQ | AD | 2771.281 | 8100304 | no | no |  |  | no |  |  | 1379856.933 | 15293573.194 |  | -1
node_8100304_200857224 |  |  | PQ | AD | 2771.281 | 8100304 | no | no |  |  | no |  |  | 1379919.586 | 15293516.508 |  | -1
node_8100304_200857225 |  |  | PQ | ABCD | 2771.281 | 8100304 | no | no |  |  | no |  |  | 1379975.528 | 15293456.6 |  | -1
node_8100304_200857226 |  |  | PQ | ABCD | 2771.281 | 8100304 | no | no |  |  | no |  |  | 1380081.675 | 15293354.754 |  | -1
node_8100304_200857227 |  |  | PQ | ABCD | 2771.281 | 8100304 | no | no |  |  | no |  |  | 1380153.457 | 15293283.571 |  | -1
node_8100304_200857229 |  |  | PQ | ABCD | 2771.281 | 8100304 | no | no |  |  | no |  |  | 1380228.28 | 15293226.488 |  | -1
node_8100304_200857231 |  |  | PQ | ABCD | 2771.281 | 8100304 | no | no |  |  | no |  |  | 1380347.187 | 15293109.599 |  | -1
node_8100304_200857232 |  |  | PQ | ABCN | 2771.281 | 8100304 | no | no |  |  | no |  |  | 1380422.629 | 15293042.339 |  | -1
node_8100304_200857235 |  |  | PQ | AN | 2771.281 | 8100304 | no | no |  |  | no |  |  | 1381085.71 | 15292867.378 |  | -1
node_8100304_200857244 |  |  | PQ | ABCD | 2771.281 | 8100304 | no | no |  |  | no |  |  | 1381721.305 | 15292737.2 |  | -1
node_8100304_200857245 |  |  | PQ | ABCD | 2771.281 | 8100304 | no | no |  |  | no |  |  | 1381841.275 | 15292719.957 |  | -1
node_8100304_200857246 |  |  | PQ | ABCD | 2771.281 | 8100304 | no | no |  |  | no |  |  | 1381954.765 | 15292693.199 |  | -1
node_8100304_200857247 |  |  | PQ | ABCN | 2771.281 | 8100304 | no | no |  |  | no |  |  | 1382041.21 | 15292679.844 |  | -1
node_8100304_200857248 |  |  | PQ | ABCD | 2771.281 | 8100304 | no | no |  |  | no |  |  | 1382144.803 | 15292651.035 |  | -1
node_8100304_200857616 |  |  | PQ | AN | 2771.281 | 8100304 | no | no |  |  | no |  |  | 1382154.141 | 15294783.225 |  | -1
node_8100304_200857617 |  |  | PQ | AD | 2771.281 | 8100304 | no | no |  |  | no |  |  | 1382161.343 | 15294680.728 |  | -1
node_8100304_200857618 |  |  | PQ | AD | 2771.281 | 8100304 | no | no |  |  | no |  |  | 1382161.896 | 15294584.329 |  | -1
node_8100304_200857620 |  |  | PQ | AD | 2771.281 | 8100304 | no | no |  |  | no |  |  | 1382165.135 | 15294486.67 |  | -1
node_8100304_200857621 |  |  | PQ | AD | 2771.281 | 8100304 | no | no |  |  | no |  |  | 1382138.666 | 15294346.369 |  | -1
node_8100304_200857623 |  |  | PQ | AD | 2771.281 | 8100304 | no | no |  |  | no |  |  | 1382146.306 | 15294198.039 |  | -1
node_8100304_200857624 |  |  | PQ | AD | 2771.281 | 8100304 | no | no |  |  | no |  |  | 1382152.467 | 15294095.22 |  | -1
node_8100304_200857625 |  |  | PQ | AD | 2771.281 | 8100304 | no | no |  |  | no |  |  | 1382155.057 | 15294004.275 |  | -1
node_8100304_200857626 |  |  | PQ | AD | 2771.281 | 8100304 | no | no |  |  | no |  |  | 1382170.382 | 15293881.729 |  | -1
node_8100304_200857627 |  |  | PQ | AN | 2771.281 | 8100304 | no | no |  |  | no |  |  | 1382167.609 | 15293804.033 |  | -1
node_8100304_200857628 |  |  | PQ | AD | 2771.281 | 8100304 | no | no |  |  | no |  |  | 1382166.736 | 15293726.941 |  | -1
node_8100304_200857629 |  |  | PQ | AD | 2771.281 | 8100304 | no | no |  |  | no |  |  | 1382168.469 | 15293599.848 |  | -1
node_8100304_200857630 |  |  | PQ | ABCD | 2771.281 | 8100304 | no | no |  |  | no |  |  | 1382171.156 | 15293471.601 |  | -1
node_8100304_200857632 |  |  | PQ | ABCD | 2771.281 | 8100304 | no | no |  |  | no |  |  | 1382177.273 | 15293399.119 |  | -1
node_8100304_200857633 |  |  | PQ | ABCN | 2771.281 | 8100304 | no | no |  |  | no |  |  | 1382174.308 | 15293358.415 |  | -1
node_8100304_200857635 |  |  | PQ | ABCD | 2771.281 | 8100304 | no | no |  |  | no |  |  | 1382201.493 | 15293107.657 |  | -1
node_8100304_200857636 |  |  | PQ | ABCD | 2771.281 | 8100304 | no | no |  |  | no |  |  | 1382202.245 | 15292974.172 |  | -1
node_8100304_200857639 |  |  | PQ | ABCD | 2771.281 | 8100304 | no | no |  |  | no |  |  | 1382223.24 | 15292646.662 |  | -1
node_8100304_200857727 |  |  | PQ | ABCD | 2771.281 | 8100304 | no | no |  |  | no |  |  | 1379959.614 | 15293435.416 |  | -1
node_8100304_200857728 |  |  | PQ | AD | 2771.281 | 8100304 | no | no |  |  | no |  |  | 1380075.281 | 15293325.878 |  | -1
node_8100304_200857729 |  |  | PQ | AN | 2771.281 | 8100304 | no | no |  |  | no |  |  | 1379983.15 | 15293231.615 |  | -1
node_8100304_200857733 |  |  | PQ | AD | 2771.281 | 8100304 | no | no |  |  | no |  |  | 1380114.625 | 15293410.137 |  | -1
node_8100304_200857734 |  |  | PQ | AD | 2771.281 | 8100304 | no | no |  |  | no |  |  | 1380190.401 | 15293479.884 |  | -1
node_8100304_200857735 |  |  | PQ | AN | 2771.281 | 8100304 | no | no |  |  | no |  |  | 1380273.711 | 15293569.494 |  | -1
node_8100304_200857738 |  |  | PQ | ABCD | 2771.281 | 8100304 | no | no |  |  | no |  |  | 1382278.297 | 15292977.005 |  | -1
node_8100304_200857740 |  |  | PQ | ABCD | 2771.281 | 8100304 | no | no |  |  | no |  |  | 1382496.646 | 15292999.38 |  | -1
node_8100304_200857742 |  |  | PQ | ABCN | 2771.281 | 8100304 | no | no |  |  | no |  |  | 1382757.058 | 15292998.25 |  | -1
node_8100304_200857746 |  |  | PQ | AD | 2771.281 | 8100304 | no | no |  |  | no |  |  | 1382245.998 | 15293235.096 |  | -1
node_8100304_200857747 |  |  | PQ | AD | 2771.281 | 8100304 | no | no |  |  | no |  |  | 1382345.925 | 15293265.03 |  | -1
node_8100304_200857748 |  |  | PQ | AD | 2771.281 | 8100304 | no | no |  |  | no |  |  | 1382465.54 | 15293253.779 |  | -1
node_8100304_200857749 |  |  | PQ | AD | 2771.281 | 8100304 | no | no |  |  | no |  |  | 1382580.546 | 15293266.491 |  | -1
node_8100304_200857753 |  |  | PQ | AD | 2771.281 | 8100304 | no | no |  |  | no |  |  | 1382217.715 | 15294078.021 |  | -1
node_8100304_200857754 |  |  | PQ | AD | 2771.281 | 8100304 | no | no |  |  | no |  |  | 1382321.326 | 15294074.109 |  | -1
node_8100304_200857755 |  |  | PQ | AD | 2771.281 | 8100304 | no | no |  |  | no |  |  | 1382442.925 | 15294069.391 |  | -1
node_8100304_200857756 |  |  | PQ | AN | 2771.281 | 8100304 | no | no |  |  | no |  |  | 1382548.347 | 15294066.72 |  | -1
node_8100304_200857760 |  |  | PQ | AN | 2771.281 | 8100304 | no | no |  |  | no |  |  | 1382127.272 | 15294346.618 |  | -1
node_8100304_200857761 |  |  | PQ | AD | 2771.281 | 8100304 | no | no |  |  | no |  |  | 1382002.023 | 15294349.791 |  | -1
node_8100304_200857762 |  |  | PQ | AD | 2771.281 | 8100304 | no | no |  |  | no |  |  | 1381883.43 | 15294340.507 |  | -1
node_8100304_200857763 |  |  | PQ | AD | 2771.281 | 8100304 | no | no |  |  | no |  |  | 1381767.086 | 15294337.513 |  | -1
node_8100304_200857765 |  |  | PQ | AN | 2771.281 | 8100304 | no | no |  |  | no |  |  | 1381649.048 | 15294332.329 |  | -1
node_8100304_200857766 |  |  | PQ | AD | 2771.281 | 8100304 | no | no |  |  | no |  |  | 1381547.679 | 15294327.213 |  | -1
node_8100304_200857771 |  |  | PQ | AD | 2771.281 | 8100304 | no | no |  |  | no |  |  | 1381877.669 | 15294315.241 |  | -1
node_8100304_200857772 |  |  | PQ | AD | 2771.281 | 8100304 | no | no |  |  | no |  |  | 1381876.269 | 15294239.536 |  | -1
node_8100304_200857773 |  |  | PQ | AD | 2771.281 | 8100304 | no | no |  |  | no |  |  | 1381896.803 | 15293097.683 |  | -1
node_8100304_200857774 |  |  | PQ | AN | 2771.281 | 8100304 | no | no |  |  | no |  |  | 1381903.415 | 15293018.328 |  | -1
node_8100304_200857778 |  |  | PQ | AD | 2771.281 | 8100304 | no | no |  |  | no |  |  | 1381887.616 | 15294136.573 |  | -1
node_8100304_200857779 |  |  | PQ | AN | 2771.281 | 8100304 | no | no |  |  | no |  |  | 1381889.133 | 15293983.332 |  | -1
node_8100304_200857784 |  |  | PQ | AD | 2771.281 | 8100304 | no | no |  |  | no |  |  | 1381894.012 | 15293263.93 |  | -1
node_8100304_200857785 |  |  | PQ | AD | 2771.281 | 8100304 | no | no |  |  | no |  |  | 1381893.273 | 15293176.931 |  | -1
node_8100304_200857786 |  |  | PQ | ABCN | 2771.281 | 8100304 | no | no |  |  | no |  |  | 1381620.203 | 15292803.42 |  | -1
node_8100304_200857793 |  |  | PQ | ABCD | 2771.281 | 8100304 | no | no |  |  | no |  |  | 1381613.8 | 15292910.9 |  | -1
node_8100304_200857794 |  |  | PQ | ABCN | 2771.281 | 8100304 | no | no |  |  | no |  |  | 1381606.939 | 15293038.353 |  | -1
node_8100304_200857795 |  |  | PQ | ABCD | 2771.281 | 8100304 | no | no |  |  | no |  |  | 1381608.75 | 15293116.332 |  | -1
node_8100304_200857796 |  |  | PQ | ABCD | 2771.281 | 8100304 | no | no |  |  | no |  |  | 1381598.911 | 15293198.725 |  | -1
node_8100304_200857797 |  |  | PQ | ABCD | 2771.281 | 8100304 | no | no |  |  | no |  |  | 1381593.937 | 15293315.251 |  | -1
node_8100304_200857798 |  |  | PQ | AD | 2771.281 | 8100304 | no | no |  |  | no |  |  | 1381585.976 | 15293452.882 |  | -1
node_8100304_200857799 |  |  | PQ | AD | 2771.281 | 8100304 | no | no |  |  | no |  |  | 1381577.604 | 15293585.698 |  | -1
node_8100304_200857800 |  |  | PQ | AN | 2771.281 | 8100304 | no | no |  |  | no |  |  | 1381583.67 | 15293654.324 |  | -1
node_8100304_200857803 |  |  | PQ | AN | 2771.281 | 8100304 | no | no |  |  | no |  |  | 1381310.009 | 15293038.638 |  | -1
node_8100304_200857804 |  |  | PQ | AD | 2771.281 | 8100304 | no | no |  |  | no |  |  | 1381279.973 | 15293237.355 |  | -1
node_8100304_200857805 |  |  | PQ | ABCD | 2771.281 | 8100304 | no | no |  |  | no |  |  | 1381346.004 | 15293394.557 |  | -1
node_8100304_200857806 |  |  | PQ | ABCN | 2771.281 | 8100304 | no | no |  |  | no |  |  | 1381317.915 | 15293469.852 |  | -1
node_8100304_200857807 |  |  | PQ | ABCD | 2771.281 | 8100304 | no | no |  |  | no |  |  | 1381227.781 | 15293765.878 |  | -1
node_8100304_200857808 |  |  | PQ | ABCD | 2771.281 | 8100304 | no | no |  |  | no |  |  | 1381185.293 | 15293890.08 |  | -1
node_8100304_200857811 |  |  | PQ | ABCD | 2771.281 | 8100304 | no | no |  |  | no |  |  | 1381065.62 | 15294237.556 |  | -1
node_8100304_200857812 |  |  | PQ | ABCN | 2771.281 | 8100304 | no | no |  |  | no |  |  | 1381045.425 | 15294317.033 |  | -1
node_8100304_200857822 |  |  | PQ | AN | 2771.281 | 8100304 | no | no |  |  | no |  |  | 1380216.811 | 15294768.662 |  | -1
node_8100304_200857823 |  |  | PQ | AD | 2771.281 | 8100304 | no | no |  |  | no |  |  | 1380251.769 | 15294657.828 |  | -1
node_8100304_200857825 |  |  | PQ | AD | 2771.281 | 8100304 | no | no |  |  | no |  |  | 1380284.696 | 15294560.448 |  | -1
node_8100304_200857826 |  |  | PQ | AD | 2771.281 | 8100304 | no | no |  |  | no |  |  | 1380327.589 | 15294438.695 |  | -1
node_8100304_200857828 |  |  | PQ | AD | 2771.281 | 8100304 | no | no |  |  | no |  |  | 1380352.817 | 15294362.712 |  | -1
node_8100304_200857829 |  |  | PQ | ABCN | 2771.281 | 8100304 | no | no |  |  | no |  |  | 1380385.424 | 15294266.046 |  | -1
node_8100304_200857843 |  |  | PQ | AN | 2771.281 | 8100304 | no | no |  |  | no |  |  | 1380683.178 | 15293371.089 |  | -1
node_8100304_200857845 |  |  | PQ | AD | 2771.281 | 8100304 | no | no |  |  | no |  |  | 1380720.249 | 15293271.849 |  | -1
node_8100304_200857847 |  |  | PQ | AD | 2771.281 | 8100304 | no | no |  |  | no |  |  | 1380753.467 | 15293171.52 |  | -1
node_8100304_200857870 |  |  | PQ | ABCD | 2771.281 | 8100304 | no | no |  |  | no |  |  | 1380035.572 | 15294298.549 |  | -1
node_8100304_200857871 |  |  | PQ | AD | 2771.281 | 8100304 | no | no |  |  | no |  |  | 1380126.652 | 15294080.207 |  | -1
node_8100304_200857900 |  |  | PQ | AN | 2771.281 | 8100304 | no | no |  |  | no |  |  | 1379865.183 | 15293993.896 |  | -1
node_8100304_200857921 |  |  | PQ | AD | 2771.281 | 8100304 | no | no |  |  | no |  |  | 1381294.817 | 15293135.24 |  | -1
node_8100304_200857923 |  |  | PQ | AD | 2771.281 | 8100304 | no | no |  |  | no |  |  | 1380770.023 | 15293297.82 |  | -1
node_8100304_200857924 |  |  | PQ | ABCN | 2771.281 | 8100304 | no | no |  |  | no |  |  | 1381684.056 | 15293360.302 |  | -1
node_8100304_200857925 |  |  | PQ | ABCD | 2771.281 | 8100304 | no | no |  |  | no |  |  | 1381770.128 | 15293376.6 |  | -1
node_8100304_200857926 |  |  | PQ | ABCD | 2771.281 | 8100304 | no | no |  |  | no |  |  | 1381873.485 | 15293380.592 |  | -1
node_8100304_200857927 |  |  | PQ | ABCD | 2771.281 | 8100304 | no | no |  |  | no |  |  | 1381959.808 | 15293395.279 |  | -1
node_8100304_200857928 |  |  | PQ | ABCD | 2771.281 | 8100304 | no | no |  |  | no |  |  | 1382063.039 | 15293388.398 |  | -1
node_8100304_200857929 |  |  | PQ | ABCD | 2771.281 | 8100304 | no | no |  |  | no |  |  | 1382139.919 | 15293402.373 |  | -1
node_8100304_200857930 |  |  | PQ | AN | 2771.281 | 8100304 | no | no |  |  | no |  |  | 1380866.826 | 15293298.028 |  | -1
node_8100304_200857931 |  |  | PQ | AD | 2771.281 | 8100304 | no | no |  |  | no |  |  | 1380967.881 | 15293307.045 |  | -1
node_8100304_200857932 |  |  | PQ | AD | 2771.281 | 8100304 | no | no |  |  | no |  |  | 1381084.122 | 15293321.194 |  | -1
node_8100304_200857933 |  |  | PQ | AD | 2771.281 | 8100304 | no | no |  |  | no |  |  | 1381177.279 | 15293327.649 |  | -1
node_8100304_200857934 |  |  | PQ | AD | 2771.281 | 8100304 | no | no |  |  | no |  |  | 1381272.409 | 15293337.621 |  | -1
node_8100304_200857935 |  |  | PQ | ABCD | 2771.281 | 8100304 | no | no |  |  | no |  |  | 1381353.053 | 15293340.057 |  | -1
node_8100304_200857936 |  |  | PQ | ABCD | 2771.281 | 8100304 | no | no |  |  | no |  |  | 1381460.604 | 15293349.089 |  | -1
node_8100304_200857937 |  |  | PQ | ABCD | 2771.281 | 8100304 | no | no |  |  | no |  |  | 1381583.412 | 15293354.731 |  | -1
node_8100304_200857940 |  |  | PQ | AN | 2771.281 | 8100304 | no | no |  |  | no |  |  | 1380416.003 | 15293291.997 |  | -1
node_8100304_200857941 |  |  | PQ | AD | 2771.281 | 8100304 | no | no |  |  | no |  |  | 1380325.072 | 15293256.346 |  | -1
node_8100304_200857947 |  |  | PQ | AN | 2771.281 | 8100304 | no | no |  |  | no |  |  | 1381006.898 | 15293604.826 |  | -1
node_8100304_200857948 |  |  | PQ | AD | 2771.281 | 8100304 | no | no |  |  | no |  |  | 1381136.172 | 15293611.334 |  | -1
node_8100304_200857950 |  |  | PQ | ABCD | 2771.281 | 8100304 | no | no |  |  | no |  |  | 1381270.8 | 15293639.498 |  | -1
node_8100304_200857956 |  |  | PQ | ABCD | 2771.281 | 8100304 | no | no |  |  | no |  |  | 1380494.51 | 15294301.486 |  | -1
node_8100304_200857957 |  |  | PQ | ABCD | 2771.281 | 8100304 | no | no |  |  | no |  |  | 1380568.66 | 15294323.229 |  | -1
node_8100304_200857959 |  |  | PQ | ABCN | 2771.281 | 8100304 | no | no |  |  | no |  |  | 1380676.961 | 15294359.06 |  | -1
node_8100304_200857960 |  |  | PQ | ABCD | 2771.281 | 8100304 | no | no |  |  | no |  |  | 1380739.924 | 15294389.037 |  | -1
node_8100304_200857962 |  |  | PQ | ABCD | 2771.281 | 8100304 | no | no |  |  | no |  |  | 1380850.291 | 15294421.248 |  | -1
node_8100304_200857963 |  |  | PQ | ABCD | 2771.281 | 8100304 | no | no |  |  | no |  |  | 1380984.759 | 15294472.108 |  | -1
node_8100304_200857966 |  |  | PQ | AD | 2771.281 | 8100304 | no | no |  |  | no |  |  | 1379790.795 | 15294074.077 |  | -1
node_8100304_200857967 |  |  | PQ | AD | 2771.281 | 8100304 | no | no |  |  | no |  |  | 1379888.536 | 15294104.837 |  | -1
node_8100304_200857968 |  |  | PQ | ABCN | 2771.281 | 8100304 | no | no |  |  | no |  |  | 1380015.391 | 15294139.048 |  | -1
node_8100304_200857969 |  |  | PQ | ABCD | 2771.281 | 8100304 | no | no |  |  | no |  |  | 1380094.739 | 15294169.71 |  | -1
node_8100304_200857970 |  |  | PQ | ABCD | 2771.281 | 8100304 | no | no |  |  | no |  |  | 1380200.794 | 15294203.658 |  | -1
node_8100304_200857971 |  |  | PQ | ABCN | 2771.281 | 8100304 | no | no |  |  | no |  |  | 1380289.028 | 15294235.373 |  | -1
node_8100304_200859110 |  |  | PQ | ABCD | 2771.281 | 8100304 | no | no |  |  | no |  |  | 1382261.379 | 15292615.34 |  | -1
node_8100304_200859112 |  |  | PQ | ABCD | 2771.281 | 8100304 | no | no |  |  | no |  |  | 1382445.446 | 15292536.676 |  | -1
node_8100304_200859113 |  |  | PQ | ABCN | 2771.281 | 8100304 | no | no |  |  | no |  |  | 1382403.036 | 15292719.454 |  | -1
node_8100304_200859115 |  |  | PQ | ABCD | 2771.281 | 8100304 | no | no |  |  | no |  |  | 1382530.676 | 15292498.907 |  | -1
node_8100304_200859116 |  |  | PQ | ABCD | 2771.281 | 8100304 | no | no |  |  | no |  |  | 1382642.041 | 15292587.666 |  | -1
node_8100304_200859117 |  |  | PQ | ABCD | 2771.281 | 8100304 | no | no |  |  | no |  |  | 1382728.04 | 15292648.011 |  | -1
node_8100304_200859118 |  |  | PQ | ABCN | 2771.281 | 8100304 | no | no |  |  | no |  |  | 1382731.545 | 15292814.246 |  | -1
node_8100304_200859119 |  |  | PQ | ABCN | 2771.281 | 8100304 | no | no |  |  | no |  |  | 1382624.472 | 15292812.127 |  | -1
node_8100304_200859120 |  |  | PQ | ABCN | 2771.281 | 8100304 | no | no |  |  | no |  |  | 1382618.72 | 15292458.088 |  | -1
node_8100304_200859121 |  |  | PQ | ABCD | 2771.281 | 8100304 | no | no |  |  | no |  |  | 1382734.779 | 15292407.246 |  | -1
node_8100304_200859122 |  |  | PQ | ABCD | 2771.281 | 8100304 | no | no |  |  | no |  |  | 1382868.079 | 15292359.514 |  | -1
node_8100304_200859157 |  |  | PQ | AD | 2771.281 | 8100304 | no | no |  |  | no |  |  | 1382231.284 | 15293512.087 |  | -1
node_8100304_200859158 |  |  | PQ | AD | 2771.281 | 8100304 | no | no |  |  | no |  |  | 1382353.358 | 15293525.046 |  | -1
node_8100304_200859159 |  |  | PQ | AD | 2771.281 | 8100304 | no | no |  |  | no |  |  | 1382453.273 | 15293532.239 |  | -1
node_8100304_200859160 |  |  | PQ | AD | 2771.281 | 8100304 | no | no |  |  | no |  |  | 1382551.909 | 15293540.425 |  | -1
node_8100304_200859161 |  |  | PQ | AN | 2771.281 | 8100304 | no | no |  |  | no |  |  | 1382659.974 | 15293549.07 |  | -1
node_8100304_200859249 |  |  | PQ | AD | 2771.281 | 8100304 | no | no |  |  | no |  |  | 1382217.707 | 15293815.863 |  | -1
node_8100304_200859250 |  |  | PQ | AD | 2771.281 | 8100304 | no | no |  |  | no |  |  | 1382328.961 | 15293832.972 |  | -1
node_8100304_200859251 |  |  | PQ | AD | 2771.281 | 8100304 | no | no |  |  | no |  |  | 1382430.588 | 15293833.319 |  | -1
node_8100304_200859252 |  |  | PQ | AN | 2771.281 | 8100304 | no | no |  |  | no |  |  | 1382519.674 | 15293837.455 |  | -1
node_8100304_200859444 |  |  | PQ | ABCD | 2771.281 | 8100304 | no | no |  |  | no |  |  | 1381054.717 | 15292840.791 |  | -1
node_8100304_200859445 |  |  | PQ | ABCD | 2771.281 | 8100304 | no | no |  |  | no |  |  | 1381172.999 | 15292814.734 |  | -1
node_8100304_200859447 |  |  | PQ | ABCD | 2771.281 | 8100304 | no | no |  |  | no |  |  | 1381292.604 | 15292786.503 |  | -1
node_8100304_200859448 |  |  | PQ | ABCN | 2771.281 | 8100304 | no | no |  |  | no |  |  | 1381445.774 | 15292766.279 |  | -1
node_8100304_200859449 |  |  | PQ | ABCD | 2771.281 | 8100304 | no | no |  |  | no |  |  | 1381514.096 | 15292753.148 |  | -1
node_8100304_200859450 |  |  | PQ | ABCD | 2771.281 | 8100304 | no | no |  |  | no |  |  | 1381630.278 | 15292722.329 |  | -1
node_8100304_200859451 |  |  | PQ | ABCD | 2771.281 | 8100304 | no | no |  |  | no |  |  | 1380465.479 | 15292610.611 |  | -1
node_8100304_200859452 |  |  | PQ | ABCD | 2771.281 | 8100304 | no | no |  |  | no |  |  | 1380508.523 | 15292762.025 |  | -1
node_8100304_200859453 |  |  | PQ | ABCN | 2771.281 | 8100304 | no | no |  |  | no |  |  | 1380526.221 | 15292898.811 |  | -1
node_8100304_200859454 |  |  | PQ | ABCD | 2771.281 | 8100304 | no | no |  |  | no |  |  | 1380548.724 | 15292946.591 |  | -1
node_8100304_200859455 |  |  | PQ | ABCD | 2771.281 | 8100304 | no | no |  |  | no |  |  | 1380636.794 | 15292933.784 |  | -1
node_8100304_200859456 |  |  | PQ | ABCN | 2771.281 | 8100304 | no | no |  |  | no |  |  | 1380740.443 | 15292910.359 |  | -1
node_8100304_200859457 |  |  | PQ | ABCD | 2771.281 | 8100304 | no | no |  |  | no |  |  | 1380845.958 | 15292886.053 |  | -1
node_8100304_200859458 |  |  | PQ | ABCD | 2771.281 | 8100304 | no | no |  |  | no |  |  | 1380953.799 | 15292863.81 |  | -1
node_8100304_200863542 |  |  | PQ | ABCD | 2771.281 | 8100304 | no | no |  |  | no |  |  | 1379966.501 | 15291783.69 |  | -1
node_8100304_200863543 |  |  | PQ | ABCD | 2771.281 | 8100304 | no | no |  |  | no |  |  | 1379843.89 | 15291664.729 |  | -1
node_8100304_200917354 |  |  | PQ | ABCN | 2771.281 | 8100304 | no | no |  |  | no |  |  | 1386393.352 | 15290051.761 |  | -1
node_8100304_200917355 |  |  | PQ | ABCN | 2771.281 | 8100304 | no | no |  |  | no |  |  | 1386603.247 | 15289998.548 |  | -1
node_8100304_200917356 |  |  | PQ | ABCN | 2771.281 | 8100304 | no | no |  |  | no |  |  | 1386616.093 | 15290200.607 |  | -1
node_8100304_200917438 |  |  | PQ | AD | 2771.281 | 8100304 | no | no |  |  | no |  |  | 1379704.155 | 15293226.987 |  | -1
node_8100304_200917465 |  |  | PQ | ABCD | 2771.281 | 8100304 | no | no |  |  | no |  |  | 1379831.461 | 15293310.112 |  | -1
node_8100304_200951518 |  |  | PQ | AN | 2771.281 | 8100304 | no | no |  |  | no |  |  | 1380170.05 | 15293939.664 |  | -1
node_8100304_200953665 |  |  | PQ | AN | 2771.281 | 8100304 | no | no |  |  | no |  |  | 1382684.158 | 15293275.843 |  | -1
node_8100304_200953668 |  |  | PQ | AN | 2771.281 | 8100304 | no | no |  |  | no |  |  | 1380787.532 | 15293079.157 |  | -1
node_8100304_200954367 |  |  | PQ | ABCD | 2771.281 | 8100304 | no | no |  |  | no |  |  | 1384353.385 | 15292982.65 |  | -1
node_8100304_200954370 |  |  | PQ | ABCD | 2771.281 | 8100304 | no | no |  |  | no |  |  | 1385931.198 | 15290511.158 |  | -1
node_8100304_200958660 |  |  | PQ | AN | 2771.281 | 8100304 | no | no |  |  | no |  |  | 1384785.763 | 15291800.854 |  | -1
node_8100304_200962892 |  |  | PQ | ABCD | 2771.281 | 8100304 | no | no |  |  | no |  |  | 1381107.256 | 15294125.033 |  | -1
node_8100304_200962893 |  |  | PQ | ABCN | 2771.281 | 8100304 | no | no |  |  | no |  |  | 1381141.123 | 15294021.05 |  | -1
node_8100304_200968268 |  |  | PQ | ABCN | 2771.281 | 8100304 | no | no |  |  | no |  |  | 1382963.669 | 15292293.458 |  | -1
node_8100304_200978885 |  |  | PQ | ABCN | 2771.281 | 8100304 | no | no |  |  | no |  |  | 1382348.886 | 15292580.038 |  | -1
node_8100304_200986672 |  |  | PQ | ABCN | 2771.281 | 8100304 | no | no |  |  | no |  |  | 1382201.16 | 15292894.519 |  | -1
node_8100304_201014716 |  |  | PQ | ABCD | 2771.281 | 8100304 | no | no |  |  | no |  |  | 1382196.155 | 15293223.466 |  | -1
node_8100304_201027231 |  |  | PQ | ABCN | 2771.281 | 8100304 | no | no |  |  | no |  |  | 1380179.638 | 15293109.676 |  | -1
node_8100304_201052398 |  |  | PQ | ABCD | 2771.281 | 8100304 | no | no |  |  | no |  |  | 1382221.276 | 15292761.006 |  | -1
node_8100304_201054989 |  |  | PQ | ABCN | 2771.281 | 8100304 | no | no |  |  | no |  |  | 1380250.001 | 15293205.074 |  | -1
node_8100304_201059651 |  |  | PQ | ABCD | 2771.281 | 8100304 | no | no |  |  | no |  |  | 1380510.58 | 15292984.993 |  | -1
node_8100304_201062680 |  |  | PQ | ABCN | 2771.281 | 8100304 | no | no |  |  | no |  |  | 1386108.768 | 15290482.865 |  | -1
node_8100304_311895981 |  |  | PQ | ABCD | 2771.281 | 8100304 | no | no |  |  | no |  |  | 1386818.121 | 15290238.019 |  | -1
node_8100304_311908837 |  |  | PQ | AN | 7199.557 | 8100304 | no | no |  |  | no |  |  | 1380470.036 | 15292760.952 |  | -1
node_8100304_311912248 |  |  | PQ | ABCN | 2771.281 | 8100304 | no | no |  |  | no |  |  | 1383641.795 | 15293710.122 |  | -1
node_220386468 |  |  | PQ | AD | 2771.281 | 8100304 | no | no |  |  | no |  |  | 1380486.495 | 15292761.411 |  | -1
node_220465278 |  |  | PQ | AN | 7199.557 | 8100304 | no | no |  |  | no |  |  | 1380480.331 | 15292761.239 |  | -1
node_220620507 |  |  | PQ | AD | 7199.557 | 8100304 | no | no |  |  | no |  |  | 1380475.171 | 15292761.095 |  | -1
node_310015574 |  |  | PQ | ABCD | 2771.281 | 8100304 | no | no |  |  | no |  |  | 1386037.562 | 15290515.621 |  | -1
node_SOURCE_8100304 |  |  | SWING | ABCN | 2771.281 | 8100304 | no | no |  |  | no |  |  | 1379822.919 | 15291563.399 |  | -1
node_intto1_671T665_NO-220415587 |  |  | PQ | ABCD | 2771.281 | 8100304 | no | no |  |  | no |  |  | 1385940.984 | 15290564.57 |  | -1
node_intto1_1380029_36_15294318_865 |  |  | PQ | ABCD | 2771.281 | 8100304 | no | no |  |  | no |  |  | 1380029.36 | 15294318.865 |  | -1
node_intto1_1384354_335_15292935_3 |  |  | PQ | ABCD | 2771.281 | 8100304 | no | no |  |  | no |  |  | 1384354.335 | 15292935.3 |  | -1
node_intto1_1386607_412_15290316_189 |  |  | PQ | ABCD | 2771.281 | 8100304 | no | no |  |  | no |  |  | 1386607.412 | 15290316.189 |  | -1
node_intto1_8100304_200813755 |  |  | PQ | ABCD | 2771.281 | 8100304 | no | no |  |  | no |  |  | 1386723.7 | 15290268.001 |  | -1
node_intto1_8100304_200813779 |  |  | PQ | ABCD | 2771.281 | 8100304 | no | no |  |  | no |  |  | 1385414.441 | 15290813.383 |  | -1
node_intto1_8100304_200813780 |  |  | PQ | ABCD | 2771.281 | 8100304 | no | no |  |  | no |  |  | 1385399.235 | 15290821.945 |  | -1
node_intto1_8100304_200814362 |  |  | PQ | ABCD | 2771.281 | 8100304 | no | no |  |  | no |  |  | 1383865.718 | 15293086.159 |  | -1
node_intto1_8100304_200814364 |  |  | PQ | AD | 2771.281 | 8100304 | no | no |  |  | no |  |  | 1383876.527 | 15292789.978 |  | -1
node_intto1_8100304_200814408 |  |  | PQ | AD | 2771.281 | 8100304 | no | no |  |  | no |  |  | 1384209.943 | 15293072.868 |  | -1
node_intto1_8100304_200814457 |  |  | PQ | AD | 2771.281 | 8100304 | no | no |  |  | no |  |  | 1384209.854 | 15291595.749 |  | -1
node_intto1_8100304_200814840 |  |  | PQ | AD | 2771.281 | 8100304 | no | no |  |  | no |  |  | 1383856.533 | 15294100.882 |  | -1
node_intto1_8100304_200857760 |  |  | PQ | AD | 2771.281 | 8100304 | no | no |  |  | no |  |  | 1382127.272 | 15294346.618 |  | -1
node_intto1_8100304_200857926 |  |  | PQ | ABCD | 2771.281 | 8100304 | no | no |  |  | no |  |  | 1381873.485 | 15293380.592 |  | -1
node_intto1_8100304_200857932 |  |  | PQ | AD | 2771.281 | 8100304 | no | no |  |  | no |  |  | 1381084.122 | 15293321.194 |  | -1
node_intto1_8100304_200857935 |  |  | PQ | ABCD | 2771.281 | 8100304 | no | no |  |  | no |  |  | 1381353.053 | 15293340.057 |  | -1
node_intto1_8100304_200859113 |  |  | PQ | ABCD | 2771.281 | 8100304 | no | no |  |  | no |  |  | 1382403.036 | 15292719.454 |  | -1
node_intto1_8100304_200859116 |  |  | PQ | ABCD | 2771.281 | 8100304 | no | no |  |  | no |  |  | 1382642.041 | 15292587.666 |  | -1
node_intto1_8100304_200917465 |  |  | PQ | ABCD | 2771.281 | 8100304 | no | no |  |  | no |  |  | 1379831.461 | 15293310.112 |  | -1
node_intto1_8100304_200954370 |  |  | PQ | ABCD | 2771.281 | 8100304 | no | no |  |  | no |  |  | 1385931.198 | 15290511.158 |  | -1
node_intto1_8100304_200986672 |  |  | PQ | ABCD | 2771.281 | 8100304 | no | no |  |  | no |  |  | 1382201.16 | 15292894.519 |  | -1
node_intto1_8100304_201027231 |  |  | PQ | ABCN | 2771.281 | 8100304 | no | no |  |  | no |  |  | 1380179.638 | 15293109.676 |  | -1
node_intto1_8100304_201059651 |  |  | PQ | ABCD | 2771.281 | 8100304 | no | no |  |  | no |  |  | 1380510.58 | 15292984.993 |  | -1
node_intto1_8100304_311895981 |  |  | PQ | ABCD | 2771.281 | 8100304 | no | no |  |  | no |  |  | 1386818.121 | 15290238.019 |  | -1
node_intto1_8100304_311912248 |  |  | PQ | ABCN | 2771.281 | 8100304 | no | no |  |  | no |  |  | 1383641.795 | 15293710.122 |  | -1
node_intto1_220386468 |  |  | PQ | AD | 2771.281 | 8100304 | no | no |  |  | no |  |  | 1380486.495 | 15292761.411 |  | -1
node_intto1_220465278 |  |  | PQ | AD | 2771.281 | 8100304 | no | no |  |  | no |  |  | 1380480.331 | 15292761.239 |  | -1
node_intto1_220620507 |  |  | PQ | AD | 7199.557 | 8100304 | no | no |  |  | no |  |  | 1380475.171 | 15292761.095 |  | -1
node_intto1_310015574 |  |  | PQ | ABCD | 2771.281 | 8100304 | no | no |  |  | no |  |  | 1386037.562 | 15290515.621 |  | -1

## overhead_line
data_type | static
owner_type | feeder
owner | 8100304
object | overhead_line
name | groupid | phases | fr | to | length | configuration | dcircuit | selected | monitored | monitored_fields | class_monitored_fields | played | played_fields | comments | R | X | B | lim_kw
oh_line_8100304_200813561 |  | AD | node_8100304_200813562 | node_8100304_200813561 | 93.629 | bal_1P_4CU | 8100304 | no | no |  |  | no |  |  | 0 | 0 | 0 | 0
oh_line_8100304_200813562 |  | AD | node_8100304_200958660 | node_8100304_200813562 | 154.573 | bal_1P_4CU | 8100304 | no | no |  |  | no |  |  | 0 | 0 | 0 | 0
oh_line_8100304_200813564 |  | AD | node_8100304_200813565 | node_8100304_200813564 | 102.68 | bal_1P_4CU | 8100304 | no | no |  |  | no |  |  | 0 | 0 | 0 | 0
oh_line_8100304_200813565 |  | AD | node_8100304_200813566 | node_8100304_200813565 | 102.872 | bal_1P_4CU | 8100304 | no | no |  |  | no |  |  | 0 | 0 | 0 | 0
oh_line_8100304_200813566 |  | AD | node_8100304_200813567 | node_8100304_200813566 | 89.331 | bal_1P_4CU | 8100304 | no | no |  |  | no |  |  | 0 | 0 | 0 | 0
oh_line_8100304_200813567 |  | AD | node_8100304_200814454 | node_8100304_200813567 | 74.956 | bal_1P_1/0AA | 8100304 | no | no |  |  | no |  |  | 0 | 0 | 0 | 0
oh_line_8100304_200813569 |  | AD | node_8100304_200813567 | node_8100304_200813569 | 63.201 | bal_1P_4CU | 8100304 | no | no |  |  | no |  |  | 0 | 0 | 0 | 0
oh_line_8100304_200813570 |  | AD | node_8100304_200813569 | node_8100304_200813570 | 197.043 | bal_1P_1/0AA | 8100304 | no | no |  |  | no |  |  | 0 | 0 | 0 | 0
oh_line_8100304_200813753 |  | ABCD | node_8100304_200813755 | node_8100304_200813753 | 86.285 | bal_3P_477AL | 8100304 | no | no |  |  | no |  |  | 0 | 0 | 0 | 0
oh_line_8100304_200813755 |  | ABCD | node_8100304_200813756 | node_intto1_8100304_200813755 | 38.493 | bal_3P_477AL | 8100304 | no | no |  |  | no |  |  | 0 | 0 | 0 | 0
oh_line_8100304_200813756 |  | ABCD | node_8100304_200813757 | node_8100304_200813756 | 36.215 | bal_3P_477AL | 8100304 | no | no |  |  | no |  |  | 0 | 0 | 0 | 0
oh_line_8100304_200813757-1 |  | ABCD | node_8100304_200813757 | node_intto1_1386607_412_15290316_189 | 62.628 | bal_3P_477AL | 8100304 | no | no |  |  | no |  |  | 0 | 0 | 0 | 0
oh_line_8100304_200813757-2 |  | ABCD | node_1386529_621_15290314_329 | node_8100304_200813757 | 124.87 | bal_3P_477AL | 8100304 | no | no |  |  | no |  |  | 0 | 0 | 0 | 0
oh_line_8100304_200813757-3 |  | ABCD | node_8100304_200813759 | node_1386529_621_15290314_329 | 11.646 | bal_3P_477AL | 8100304 | no | no |  |  | no |  |  | 0 | 0 | 0 | 0
oh_line_8100304_200813759-1 |  | ABCD | node_1386442_158_15290346_921 | node_8100304_200813759 | 81.719 | bal_3P_477AL | 8100304 | no | no |  |  | no |  |  | 0 | 0 | 0 | 0
oh_line_8100304_200813759-2 |  | ABCD | node_8100304_200813760 | node_1386442_158_15290346_921 | 7.843 | bal_3P_477AL | 8100304 | no | no |  |  | no |  |  | 0 | 0 | 0 | 0
oh_line_8100304_200813760 |  | ABCD | node_8100304_200813762 | node_8100304_200813760 | 173.83 | bal_3P_477AL | 8100304 | no | no |  |  | no |  |  | 0 | 0 | 0 | 0
oh_line_8100304_200813762 |  | ABCD | node_1386180_522_15290454_846 | node_8100304_200813762 | 101.374 | bal_3P_477AL | 8100304 | no | no |  |  | no |  |  | 0 | 0 | 0 | 0
oh_line_8100304_200813765-1 |  | ABCD | node_310015574 | node_8100304_201062680 | 78.379 | bal_3P_477AL | 8100304 | no | no |  |  | no |  |  | 0 | 0 | 0 | 0
oh_line_8100304_200813765-2 |  | ABCD | node_8100304_200813765 | node_intto1_310015574 | 14.254 | bal_3P_477AL | 8100304 | no | no |  |  | no |  |  | 0 | 0 | 0 | 0
oh_line_8100304_200813765-3 |  | ABCD | node_671T665_NO-220415587 | node_8100304_200813765 | 94.027 | bal_3P_477AL | 8100304 | no | no |  |  | no |  |  | 0 | 0 | 0 | 0
oh_line_8100304_200813765-4 |  | ABCD | node_8100304_200813767 | node_intto1_671T665_NO-220415587 | 8.744 | bal_3P_477AL | 8100304 | no | no |  |  | no |  |  | 0 | 0 | 0 | 0
oh_line_8100304_200813766 |  | ABCD | node_8100304_200813765 | node_8100304_200813766 | 58.365 | bal_3P_1/0AA | 8100304 | no | no |  |  | no |  |  | 0 | 0 | 0 | 0
oh_line_8100304_200813767 |  | ABCD | node_8100304_200813768 | node_8100304_200813767 | 123.798 | bal_3P_477AL | 8100304 | no | no |  |  | no |  |  | 0 | 0 | 0 | 0
oh_line_8100304_200813768 |  | ABCD | node_8100304_200813770 | node_8100304_200813768 | 141.865 | bal_3P_477AL | 8100304 | no | no |  |  | no |  |  | 0 | 0 | 0 | 0
oh_line_8100304_200813770 |  | ABCD | node_8100304_200813776 | node_8100304_200813770 | 114.226 | bal_3P_477AL | 8100304 | no | no |  |  | no |  |  | 0 | 0 | 0 | 0
oh_line_8100304_200813776 |  | ABCD | node_8100304_200813777 | node_8100304_200813776 | 89.34 | bal_3P_477AL | 8100304 | no | no |  |  | no |  |  | 0 | 0 | 0 | 0
oh_line_8100304_200813777 |  | ABCD | node_8100304_200813779 | node_8100304_200813777 | 104.484 | bal_3P_477AL | 8100304 | no | no |  |  | no |  |  | 0 | 0 | 0 | 0
oh_line_8100304_200813779 |  | ABCD | node_8100304_200813780 | node_intto1_8100304_200813779 | 17.452 | bal_3P_477AL | 8100304 | no | no |  |  | no |  |  | 0 | 0 | 0 | 0
oh_line_8100304_200813780 |  | ABCD | node_8100304_200813781 | node_intto1_8100304_200813780 | 74.493 | bal_3P_477AL | 8100304 | no | no |  |  | no |  |  | 0 | 0 | 0 | 0
oh_line_8100304_200813781 |  | ABCD | node_8100304_200813784 | node_8100304_200813781 | 84.899 | bal_3P_477AL | 8100304 | no | no |  |  | no |  |  | 0 | 0 | 0 | 0
oh_line_8100304_200813784 |  | ABCD | node_8100304_200813785 | node_8100304_200813784 | 85.646 | bal_3P_477AL | 8100304 | no | no |  |  | no |  |  | 0 | 0 | 0 | 0
oh_line_8100304_200813785 |  | ABCD | node_8100304_200813786 | node_8100304_200813785 | 113.238 | bal_3P_477AL | 8100304 | no | no |  |  | no |  |  | 0 | 0 | 0 | 0
oh_line_8100304_200813786 |  | ABCD | node_8100304_200813787 | node_8100304_200813786 | 104.157 | bal_3P_477AL | 8100304 | no | no |  |  | no |  |  | 0 | 0 | 0 | 0
oh_line_8100304_200813787 |  | ABCD | node_8100304_200813789 | node_8100304_200813787 | 114.652 | bal_3P_477AL | 8100304 | no | no |  |  | no |  |  | 0 | 0 | 0 | 0
oh_line_8100304_200813789 |  | ABCD | node_8100304_200813790 | node_8100304_200813789 | 83.145 | bal_3P_477AL | 8100304 | no | no |  |  | no |  |  | 0 | 0 | 0 | 0
oh_line_8100304_200813790 |  | ABCD | node_8100304_200813793 | node_8100304_200813790 | 129.987 | bal_3P_477AL | 8100304 | no | no |  |  | no |  |  | 0 | 0 | 0 | 0
oh_line_8100304_200813793 |  | ABCD | node_8100304_200813794 | node_8100304_200813793 | 106.568 | bal_3P_477AL | 8100304 | no | no |  |  | no |  |  | 0 | 0 | 0 | 0
oh_line_8100304_200813794 |  | ABCD | node_8100304_200813795 | node_8100304_200813794 | 139.551 | bal_3P_477AL | 8100304 | no | no |  |  | no |  |  | 0 | 0 | 0 | 0
oh_line_8100304_200813795 |  | ABCD | node_8100304_200813797 | node_8100304_200813795 | 114.787 | bal_3P_477AL | 8100304 | no | no |  |  | no |  |  | 0 | 0 | 0 | 0
oh_line_8100304_200813797 |  | ABCD | node_8100304_200813798 | node_8100304_200813797 | 80.352 | bal_3P_477AL | 8100304 | no | no |  |  | no |  |  | 0 | 0 | 0 | 0
oh_line_8100304_200813798 |  | ABCD | node_8100304_200813800 | node_8100304_200813798 | 171.508 | bal_3P_477AL | 8100304 | no | no |  |  | no |  |  | 0 | 0 | 0 | 0
oh_line_8100304_200813800 |  | ABCD | node_8100304_200813801 | node_8100304_200813800 | 108.229 | bal_3P_477AL | 8100304 | no | no |  |  | no |  |  | 0 | 0 | 0 | 0
oh_line_8100304_200813801 |  | ABCD | node_8100304_200813803 | node_8100304_200813801 | 113.714 | bal_3P_477AL | 8100304 | no | no |  |  | no |  |  | 0 | 0 | 0 | 0
oh_line_8100304_200813803 |  | ABCD | node_8100304_200813804 | node_8100304_200813803 | 162.937 | bal_3P_477AL | 8100304 | no | no |  |  | no |  |  | 0 | 0 | 0 | 0
oh_line_8100304_200813804 |  | ABCD | node_8100304_200813806 | node_8100304_200813804 | 85.496 | bal_3P_477AL | 8100304 | no | no |  |  | no |  |  | 0 | 0 | 0 | 0
oh_line_8100304_200813806 |  | ABCD | node_8100304_200813809 | node_8100304_200813806 | 106.811 | bal_3P_477AL | 8100304 | no | no |  |  | no |  |  | 0 | 0 | 0 | 0
oh_line_8100304_200813809 |  | ABCD | node_8100304_200813811 | node_8100304_200813809 | 114.156 | bal_3P_477AL | 8100304 | no | no |  |  | no |  |  | 0 | 0 | 0 | 0
oh_line_8100304_200813811 |  | ABCD | node_8100304_200813812 | node_8100304_200813811 | 100.014 | bal_3P_477AL | 8100304 | no | no |  |  | no |  |  | 0 | 0 | 0 | 0
oh_line_8100304_200813812 |  | ABCD | node_8100304_200813814 | node_8100304_200813812 | 108.728 | bal_3P_477AL | 8100304 | no | no |  |  | no |  |  | 0 | 0 | 0 | 0
oh_line_8100304_200813814 |  | ABCD | node_8100304_200813816 | node_8100304_200813814 | 118.413 | bal_3P_477AL | 8100304 | no | no |  |  | no |  |  | 0 | 0 | 0 | 0
oh_line_8100304_200813816 |  | ABCD | node_8100304_200813818 | node_8100304_200813816 | 117.548 | bal_3P_477AL | 8100304 | no | no |  |  | no |  |  | 0 | 0 | 0 | 0
oh_line_8100304_200813818 |  | ABCD | node_8100304_200813820 | node_8100304_200813818 | 192.271 | bal_3P_477AL | 8100304 | no | no |  |  | no |  |  | 0 | 0 | 0 | 0
oh_line_8100304_200813820 |  | ABCD | node_8100304_200968268 | node_8100304_200813820 | 132.413 | bal_3P_477AL | 8100304 | no | no |  |  | no |  |  | 0 | 0 | 0 | 0
oh_line_8100304_200814289 |  | AD | node_8100304_200814290 | node_8100304_200814289 | 108.878 | bal_1P_1/0AC | 8100304 | no | no |  |  | no |  |  | 0 | 0 | 0 | 0
oh_line_8100304_200814290 |  | AD | node_8100304_200814291 | node_8100304_200814290 | 106.791 | bal_1P_1/0AC | 8100304 | no | no |  |  | no |  |  | 0 | 0 | 0 | 0
oh_line_8100304_200814291 |  | AD | node_8100304_200814294 | node_8100304_200814291 | 107.144 | bal_1P_1/0AC | 8100304 | no | no |  |  | no |  |  | 0 | 0 | 0 | 0
oh_line_8100304_200814294 |  | AD | node_8100304_200814295 | node_8100304_200814294 | 145.453 | bal_1P_1/0AC | 8100304 | no | no |  |  | no |  |  | 0 | 0 | 0 | 0
oh_line_8100304_200814295 |  | AD | node_8100304_200813564 | node_8100304_200814295 | 97.738 | bal_1P_4CU | 8100304 | no | no |  |  | no |  |  | 0 | 0 | 0 | 0
oh_line_8100304_200814296 |  | AD | node_8100304_200814295 | node_8100304_200814296 | 166.515 | bal_1P_1/0AC | 8100304 | no | no |  |  | no |  |  | 0 | 0 | 0 | 0
oh_line_8100304_200814297 |  | AD | node_8100304_200814296 | node_8100304_200814297 | 115.768 | bal_1P_1/0AC | 8100304 | no | no |  |  | no |  |  | 0 | 0 | 0 | 0
oh_line_8100304_200814299 |  | AD | node_8100304_200814297 | node_8100304_200814299 | 100.179 | bal_1P_1/0AC | 8100304 | no | no |  |  | no |  |  | 0 | 0 | 0 | 0
oh_line_8100304_200814345 |  | ABCD | node_8100304_200814346 | node_8100304_200814345 | 100.959 | bal_3P_4/0AL | 8100304 | no | no |  |  | no |  |  | 0 | 0 | 0 | 0
oh_line_8100304_200814346 |  | ABCD | node_8100304_200814347 | node_8100304_200814346 | 105.001 | bal_3P_4/0AL | 8100304 | no | no |  |  | no |  |  | 0 | 0 | 0 | 0
oh_line_8100304_200814347 |  | ABCD | node_8100304_200814349 | node_8100304_200814347 | 105.724 | bal_3P_4/0AL | 8100304 | no | no |  |  | no |  |  | 0 | 0 | 0 | 0
oh_line_8100304_200814349 |  | ABCD | node_8100304_200814350 | node_8100304_200814349 | 87.867 | bal_3P_4/0AL | 8100304 | no | no |  |  | no |  |  | 0 | 0 | 0 | 0
oh_line_8100304_200814350 |  | ABCD | node_8100304_200814351 | node_8100304_200814350 | 126.065 | bal_3P_4/0AL | 8100304 | no | no |  |  | no |  |  | 0 | 0 | 0 | 0
oh_line_8100304_200814351 |  | ABCD | node_8100304_200814356 | node_8100304_200814351 | 143.913 | bal_3P_4/0AL | 8100304 | no | no |  |  | no |  |  | 0 | 0 | 0 | 0
oh_line_8100304_200814356 |  | ABCD | node_8100304_200814357 | node_8100304_200814356 | 132.09 | bal_3P_4CU | 8100304 | no | no |  |  | no |  |  | 0 | 0 | 0 | 0
oh_line_8100304_200814357 |  | ABCD | node_8100304_200814358 | node_8100304_200814357 | 119.501 | bal_3P_4CU | 8100304 | no | no |  |  | no |  |  | 0 | 0 | 0 | 0
oh_line_8100304_200814358 |  | ABCD | node_8100304_200814360 | node_8100304_200814358 | 130.825 | bal_3P_4CU | 8100304 | no | no |  |  | no |  |  | 0 | 0 | 0 | 0
oh_line_8100304_200814360 |  | ABCD | node_8100304_200814361 | node_8100304_200814360 | 130.199 | bal_3P_4CU | 8100304 | no | no |  |  | no |  |  | 0 | 0 | 0 | 0
oh_line_8100304_200814361 |  | ABCD | node_8100304_200814362 | node_8100304_200814361 | 155.594 | bal_3P_4CU | 8100304 | no | no |  |  | no |  |  | 0 | 0 | 0 | 0
oh_line_8100304_200814362 |  | ABCD | node_8100304_200814363 | node_intto1_8100304_200814362 | 134.266 | bal_3P_4CU | 8100304 | no | no |  |  | no |  |  | 0 | 0 | 0 | 0
oh_line_8100304_200814363 |  | ABCD | node_8100304_200814703 | node_8100304_200814363 | 56.652 | bal_3P_4CU | 8100304 | no | no |  |  | no |  |  | 0 | 0 | 0 | 0
oh_line_8100304_200814364 |  | AD | node_8100304_200814703 | node_intto1_8100304_200814364 | 106.675 | bal_1P_1/0AC | 8100304 | no | no |  |  | no |  |  | 0 | 0 | 0 | 0
oh_line_8100304_200814365 |  | AD | node_8100304_200814364 | node_8100304_200814365 | 87.169 | bal_1P_1/0AC | 8100304 | no | no |  |  | no |  |  | 0 | 0 | 0 | 0
oh_line_8100304_200814366 |  | AD | node_8100304_200814365 | node_8100304_200814366 | 75.659 | bal_1P_1/0AC | 8100304 | no | no |  |  | no |  |  | 0 | 0 | 0 | 0
oh_line_8100304_200814369 |  | AD | node_8100304_200814366 | node_8100304_200814369 | 106.964 | bal_1P_1/0AC | 8100304 | no | no |  |  | no |  |  | 0 | 0 | 0 | 0
oh_line_8100304_200814370 |  | AD | node_8100304_200814369 | node_8100304_200814370 | 102.664 | bal_1P_1/0AC | 8100304 | no | no |  |  | no |  |  | 0 | 0 | 0 | 0
oh_line_8100304_200814373 |  | AD | node_8100304_200814370 | node_8100304_200814373 | 92.635 | bal_1P_1/0AC | 8100304 | no | no |  |  | no |  |  | 0 | 0 | 0 | 0
oh_line_8100304_200814375 |  | AD | node_8100304_200814373 | node_8100304_200814375 | 82.526 | bal_1P_1/0AC | 8100304 | no | no |  |  | no |  |  | 0 | 0 | 0 | 0
oh_line_8100304_200814376 |  | AD | node_8100304_200814375 | node_8100304_200814376 | 120.095 | bal_1P_1/0AC | 8100304 | no | no |  |  | no |  |  | 0 | 0 | 0 | 0
oh_line_8100304_200814391 |  | AD | node_8100304_200814393 | node_8100304_200814391 | 143.255 | bal_1P_1/0AC | 8100304 | no | no |  |  | no |  |  | 0 | 0 | 0 | 0
oh_line_8100304_200814393 |  | AD | node_8100304_200814395 | node_8100304_200814393 | 79.948 | bal_1P_1/0AC | 8100304 | no | no |  |  | no |  |  | 0 | 0 | 0 | 0
oh_line_8100304_200814395 |  | AD | node_8100304_200814396 | node_8100304_200814395 | 161.223 | bal_1P_1/0AC | 8100304 | no | no |  |  | no |  |  | 0 | 0 | 0 | 0
oh_line_8100304_200814396 |  | AD | node_8100304_200814397 | node_8100304_200814396 | 163.267 | bal_1P_1/0AC | 8100304 | no | no |  |  | no |  |  | 0 | 0 | 0 | 0
oh_line_8100304_200814397 |  | AD | node_8100304_200814705 | node_8100304_200814397 | 24.22 | bal_1P_1/0AC | 8100304 | no | no |  |  | no |  |  | 0 | 0 | 0 | 0
oh_line_8100304_200814399 |  | AD | node_8100304_200814412 | node_8100304_200814399 | 92.651 | bal_1P_1/0AC | 8100304 | no | no |  |  | no |  |  | 0 | 0 | 0 | 0
oh_line_8100304_200814400 |  | AD | node_8100304_200814399 | node_8100304_200814400 | 145.126 | bal_1P_1/0AC | 8100304 | no | no |  |  | no |  |  | 0 | 0 | 0 | 0
oh_line_8100304_200814401 |  | AD | node_8100304_200814400 | node_8100304_200814401 | 98.487 | bal_1P_1/0AC | 8100304 | no | no |  |  | no |  |  | 0 | 0 | 0 | 0
oh_line_8100304_200814406 |  | AD | node_8100304_200814407 | node_8100304_200814406 | 115.034 | bal_1P_1/0AC | 8100304 | no | no |  |  | no |  |  | 0 | 0 | 0 | 0
oh_line_8100304_200814407 |  | AD | node_8100304_200814699 | node_8100304_200814407 | 142.45 | bal_1P_1/0AC | 8100304 | no | no |  |  | no |  |  | 0 | 0 | 0 | 0
oh_line_8100304_200814408 |  | AD | node_8100304_200814699 | node_intto1_8100304_200814408 | 145.416 | bal_1P_4CU | 8100304 | no | no |  |  | no |  |  | 0 | 0 | 0 | 0
oh_line_8100304_200814409 |  | AD | node_8100304_200814408 | node_8100304_200814409 | 114.438 | bal_1P_4CU | 8100304 | no | no |  |  | no |  |  | 0 | 0 | 0 | 0
oh_line_8100304_200814410 |  | AD | node_8100304_200814409 | node_8100304_200814410 | 101.844 | bal_1P_4CU | 8100304 | no | no |  |  | no |  |  | 0 | 0 | 0 | 0
oh_line_8100304_200814411 |  | AD | node_8100304_200814410 | node_8100304_200814411 | 100.221 | bal_1P_4CU | 8100304 | no | no |  |  | no |  |  | 0 | 0 | 0 | 0
oh_line_8100304_200814412 |  | AD | node_8100304_200814411 | node_8100304_200814412 | 100.465 | bal_1P_4CU | 8100304 | no | no |  |  | no |  |  | 0 | 0 | 0 | 0
oh_line_8100304_200814454 |  | AD | node_8100304_200814455 | node_8100304_200814454 | 106.934 | bal_1P_1/0AA | 8100304 | no | no |  |  | no |  |  | 0 | 0 | 0 | 0
oh_line_8100304_200814455 |  | AD | node_8100304_200814456 | node_8100304_200814455 | 159.78 | bal_1P_1/0AA | 8100304 | no | no |  |  | no |  |  | 0 | 0 | 0 | 0
oh_line_8100304_200814456 |  | AD | node_8100304_200814457 | node_8100304_200814456 | 100.121 | bal_1P_1/0AA | 8100304 | no | no |  |  | no |  |  | 0 | 0 | 0 | 0
oh_line_8100304_200814457 |  | AD | node_8100304_200814458 | node_intto1_8100304_200814457 | 151.133 | bal_1P_1/0AA | 8100304 | no | no |  |  | no |  |  | 0 | 0 | 0 | 0
oh_line_8100304_200814458 |  | AD | node_8100304_200813800 | node_8100304_200814458 | 31.044 | bal_1P_1/0AA | 8100304 | no | no |  |  | no |  |  | 0 | 0 | 0 | 0
oh_line_8100304_200814477 |  | AD | node_8100304_200814478 | node_8100304_200814477 | 141.817 | bal_1P_4CU | 8100304 | no | no |  |  | no |  |  | 0 | 0 | 0 | 0
oh_line_8100304_200814478 |  | AD | node_8100304_200814479 | node_8100304_200814478 | 147.248 | bal_1P_4CU | 8100304 | no | no |  |  | no |  |  | 0 | 0 | 0 | 0
oh_line_8100304_200814479 |  | AD | node_8100304_200814480 | node_8100304_200814479 | 146.038 | bal_1P_4CU | 8100304 | no | no |  |  | no |  |  | 0 | 0 | 0 | 0
oh_line_8100304_200814480 |  | AD | node_8100304_200814481 | node_8100304_200814480 | 142.83 | bal_1P_4CU | 8100304 | no | no |  |  | no |  |  | 0 | 0 | 0 | 0
oh_line_8100304_200814481 |  | AD | node_8100304_200814842 | node_8100304_200814481 | 58.929 | bal_1P_4CU | 8100304 | no | no |  |  | no |  |  | 0 | 0 | 0 | 0
oh_line_8100304_200814697 |  | ABCD | node_8100304_200814698 | node_intto1_1384354_335_15292935_3 | 91.761 | bal_3P_4/0AL | 8100304 | no | no |  |  | no |  |  | 0 | 0 | 0 | 0
oh_line_8100304_200814698 |  | ABCD | node_8100304_200814699 | node_8100304_200814698 | 120.278 | bal_3P_4/0AL | 8100304 | no | no |  |  | no |  |  | 0 | 0 | 0 | 0
oh_line_8100304_200814699 |  | ABCD | node_8100304_200814700 | node_8100304_200814699 | 104.17 | bal_3P_4/0AL | 8100304 | no | no |  |  | no |  |  | 0 | 0 | 0 | 0
oh_line_8100304_200814700 |  | ABCD | node_8100304_200814701 | node_8100304_200814700 | 100.787 | bal_3P_4/0AL | 8100304 | no | no |  |  | no |  |  | 0 | 0 | 0 | 0
oh_line_8100304_200814701 |  | ABCD | node_8100304_200814702 | node_8100304_200814701 | 107.252 | bal_3P_4/0AL | 8100304 | no | no |  |  | no |  |  | 0 | 0 | 0 | 0
oh_line_8100304_200814702 |  | ABCD | node_8100304_200814703 | node_8100304_200814702 | 50.87 | bal_3P_4/0AL | 8100304 | no | no |  |  | no |  |  | 0 | 0 | 0 | 0
oh_line_8100304_200814703 |  | ABCD | node_8100304_200814704 | node_8100304_200814703 | 153.38 | bal_3P_1/0AA | 8100304 | no | no |  |  | no |  |  | 0 | 0 | 0 | 0
oh_line_8100304_200814704-1 |  | ABCD | node_1383710_362_15292883_852 | node_8100304_200814704 | 5.771 | bal_3P_1/0AA | 8100304 | no | no |  |  | no |  |  | 0 | 0 | 0 | 0
oh_line_8100304_200814704-2 |  | ABCD | node_8100304_200814705 | node_1383710_362_15292883_852 | 94.296 | bal_3P_1/0AA | 8100304 | no | no |  |  | no |  |  | 0 | 0 | 0 | 0
oh_line_8100304_200814705 |  | ABCD | node_8100304_200814708 | node_8100304_200814705 | 183.653 | bal_3P_1/0AA | 8100304 | no | no |  |  | no |  |  | 0 | 0 | 0 | 0
oh_line_8100304_200814708 |  | ABCD | node_8100304_200814709 | node_8100304_200814708 | 127.212 | bal_3P_1/0AA | 8100304 | no | no |  |  | no |  |  | 0 | 0 | 0 | 0
oh_line_8100304_200814709 |  | ABCD | node_8100304_200815365 | node_8100304_200814709 | 32.383 | bal_3P_1/0AA | 8100304 | no | no |  |  | no |  |  | 0 | 0 | 0 | 0
oh_line_8100304_200814710 |  | AD | node_8100304_200814709 | node_8100304_200814710 | 119.872 | bal_1P_1/0AC | 8100304 | no | no |  |  | no |  |  | 0 | 0 | 0 | 0
oh_line_8100304_200814711 |  | AD | node_8100304_200814710 | node_8100304_200814711 | 102.913 | bal_1P_1/0AC | 8100304 | no | no |  |  | no |  |  | 0 | 0 | 0 | 0
oh_line_8100304_200814712 |  | AD | node_8100304_200814711 | node_8100304_200814712 | 106.465 | bal_1P_1/0AC | 8100304 | no | no |  |  | no |  |  | 0 | 0 | 0 | 0
oh_line_8100304_200814840 |  | AD | node_8100304_200814349 | node_intto1_8100304_200814840 | 67.77 | bal_1P_4CU | 8100304 | no | no |  |  | no |  |  | 0 | 0 | 0 | 0
oh_line_8100304_200814841 |  | AD | node_8100304_200814840 | node_8100304_200814841 | 119.34 | bal_1P_4CU | 8100304 | no | no |  |  | no |  |  | 0 | 0 | 0 | 0
oh_line_8100304_200814842 |  | AD | node_8100304_200814841 | node_8100304_200814842 | 95.199 | bal_1P_4CU | 8100304 | no | no |  |  | no |  |  | 0 | 0 | 0 | 0
oh_line_8100304_200815125 |  | ABCD | node_8100304_200814345 | node_8100304_200815125 | 43.325 | bal_3P_4/0AL | 8100304 | no | no |  |  | no |  |  | 0 | 0 | 0 | 0
oh_line_8100304_200815259 |  | ABCD | node_8100304_200814709 | node_8100304_200815259 | 67.401 | bal_3P_1/0AC | 8100304 | no | no |  |  | no |  |  | 0 | 0 | 0 | 0
oh_line_8100304_200815260 |  | ABCD | node_8100304_200815259 | node_8100304_200815260 | 150.737 | bal_3P_1/0AC | 8100304 | no | no |  |  | no |  |  | 0 | 0 | 0 | 0
oh_line_8100304_200815261 |  | ABCD | node_8100304_200815260 | node_8100304_200815261 | 110.683 | bal_3P_1/0AC | 8100304 | no | no |  |  | no |  |  | 0 | 0 | 0 | 0
oh_line_8100304_200815262 |  | ABCD | node_8100304_200815261 | node_8100304_200815262 | 97.598 | bal_3P_1/0AC | 8100304 | no | no |  |  | no |  |  | 0 | 0 | 0 | 0
oh_line_8100304_200815300 |  | AD | node_8100304_200813570 | node_8100304_200815300 | 78.852 | bal_1P_1/0AA | 8100304 | no | no |  |  | no |  |  | 0 | 0 | 0 | 0
oh_line_8100304_200815301 |  | AD | node_8100304_200815300 | node_8100304_200815301 | 156.956 | bal_1P_1/0AA | 8100304 | no | no |  |  | no |  |  | 0 | 0 | 0 | 0
oh_line_8100304_200815365 |  | ABCD | node_8100304_200815366 | node_8100304_200815365 | 101.139 | bal_3P_4CU | 8100304 | no | no |  |  | no |  |  | 0 | 0 | 0 | 0
oh_line_8100304_200815366 |  | ABCD | node_8100304_200815367 | node_8100304_200815366 | 100.74 | bal_3P_4CU | 8100304 | no | no |  |  | no |  |  | 0 | 0 | 0 | 0
oh_line_8100304_200815367 |  | ABCD | node_8100304_200815369 | node_8100304_200815367 | 172.845 | bal_3P_4CU | 8100304 | no | no |  |  | no |  |  | 0 | 0 | 0 | 0
oh_line_8100304_200815369 |  | ABCD | node_8100304_200815372 | node_8100304_200815369 | 77.244 | bal_3P_4CU | 8100304 | no | no |  |  | no |  |  | 0 | 0 | 0 | 0
oh_line_8100304_200815372 |  | ABCD | node_8100304_200815373 | node_8100304_200815372 | 117.267 | bal_3P_1/0AC | 8100304 | no | no |  |  | no |  |  | 0 | 0 | 0 | 0
oh_line_8100304_200815373 |  | ABCD | node_8100304_200815376 | node_8100304_200815373 | 112.885 | bal_3P_1/0AC | 8100304 | no | no |  |  | no |  |  | 0 | 0 | 0 | 0
oh_line_8100304_200815376 |  | ABCD | node_8100304_200813818 | node_8100304_200815376 | 60.715 | bal_3P_1/0AC | 8100304 | no | no |  |  | no |  |  | 0 | 0 | 0 | 0
oh_line_8100304_200857221 |  | AD | node_8100304_200857222 | node_8100304_200857221 | 102.745 | bal_1P_1/0AC | 8100304 | no | no |  |  | no |  |  | 0 | 0 | 0 | 0
oh_line_8100304_200857222 |  | AD | node_8100304_200857224 | node_8100304_200857222 | 84.49 | bal_1P_1/0AC | 8100304 | no | no |  |  | no |  |  | 0 | 0 | 0 | 0
oh_line_8100304_200857224 |  | AD | node_8100304_200857225 | node_8100304_200857224 | 81.967 | bal_1P_1/0AC | 8100304 | no | no |  |  | no |  |  | 0 | 0 | 0 | 0
oh_line_8100304_200857225 |  | ABCD | node_8100304_200857226 | node_8100304_200857225 | 147.104 | bal_3P_4/0AL | 8100304 | no | no |  |  | no |  |  | 0 | 0 | 0 | 0
oh_line_8100304_200857226 |  | ABCD | node_8100304_200857227 | node_8100304_200857226 | 101.093 | bal_3P_4/0AL | 8100304 | no | no |  |  | no |  |  | 0 | 0 | 0 | 0
oh_line_8100304_200857227 |  | ABCD | node_8100304_200857229 | node_8100304_200857227 | 94.111 | bal_3P_4/0AL | 8100304 | no | no |  |  | no |  |  | 0 | 0 | 0 | 0
oh_line_8100304_200857229 |  | ABCD | node_8100304_201054989 | node_8100304_200857229 | 30.502 | bal_3P_4/0AL | 8100304 | no | no |  |  | no |  |  | 0 | 0 | 0 | 0
oh_line_8100304_200857231 |  | ABCD | node_8100304_200857232 | node_8100304_200857231 | 101.071 | bal_3P_4/0AL | 8100304 | no | no |  |  | no |  |  | 0 | 0 | 0 | 0
oh_line_8100304_200857232 |  | ABCD | node_8100304_201059651 | node_8100304_200857232 | 104.995 | bal_3P_4/0AL | 8100304 | no | no |  |  | no |  |  | 0 | 0 | 0 | 0
oh_line_8100304_200857235 |  | AD | node_8100304_200859444 | node_8100304_200857235 | 40.834 | bal_1P_1/0AC | 8100304 | no | no |  |  | no |  |  | 0 | 0 | 0 | 0
oh_line_8100304_200857244 |  | ABCD | node_8100304_200859450 | node_8100304_200857244 | 92.233 | bal_3P_477AL | 8100304 | no | no |  |  | no |  |  | 0 | 0 | 0 | 0
oh_line_8100304_200857245 |  | ABCD | node_8100304_200857244 | node_8100304_200857245 | 121.202 | bal_3P_477AL | 8100304 | no | no |  |  | no |  |  | 0 | 0 | 0 | 0
oh_line_8100304_200857246 |  | ABCD | node_8100304_200857245 | node_8100304_200857246 | 116.603 | bal_3P_477AL | 8100304 | no | no |  |  | no |  |  | 0 | 0 | 0 | 0
oh_line_8100304_200857247 |  | ABCD | node_8100304_200857246 | node_8100304_200857247 | 87.47 | bal_3P_477AL | 8100304 | no | no |  |  | no |  |  | 0 | 0 | 0 | 0
oh_line_8100304_200857248 |  | ABCD | node_8100304_200857247 | node_8100304_200857248 | 107.524 | bal_3P_477AL | 8100304 | no | no |  |  | no |  |  | 0 | 0 | 0 | 0
oh_line_8100304_200857616 |  | AD | node_8100304_200857617 | node_8100304_200857616 | 102.75 | bal_1P_1/0AC | 8100304 | no | no |  |  | no |  |  | 0 | 0 | 0 | 0
oh_line_8100304_200857617 |  | AD | node_8100304_200857618 | node_8100304_200857617 | 96.401 | bal_1P_1/0AC | 8100304 | no | no |  |  | no |  |  | 0 | 0 | 0 | 0
oh_line_8100304_200857618 |  | AD | node_8100304_200857620 | node_8100304_200857618 | 97.713 | bal_1P_1/0AC | 8100304 | no | no |  |  | no |  |  | 0 | 0 | 0 | 0
oh_line_8100304_200857620 |  | AD | node_8100304_200857621 | node_8100304_200857620 | 142.776 | bal_1P_1/0AC | 8100304 | no | no |  |  | no |  |  | 0 | 0 | 0 | 0
oh_line_8100304_200857621 |  | AD | node_8100304_200857623 | node_8100304_200857621 | 148.526 | bal_1P_4CU | 8100304 | no | no |  |  | no |  |  | 0 | 0 | 0 | 0
oh_line_8100304_200857623 |  | AD | node_8100304_200857624 | node_8100304_200857623 | 103.003 | bal_1P_2CU | 8100304 | no | no |  |  | no |  |  | 0 | 0 | 0 | 0
oh_line_8100304_200857624 |  | AD | node_8100304_200857625 | node_8100304_200857624 | 90.982 | bal_1P_2CU | 8100304 | no | no |  |  | no |  |  | 0 | 0 | 0 | 0
oh_line_8100304_200857625 |  | AD | node_8100304_200857626 | node_8100304_200857625 | 123.501 | bal_1P_2CU | 8100304 | no | no |  |  | no |  |  | 0 | 0 | 0 | 0
oh_line_8100304_200857626 |  | AD | node_8100304_200857627 | node_8100304_200857626 | 77.745 | bal_1P_2CU | 8100304 | no | no |  |  | no |  |  | 0 | 0 | 0 | 0
oh_line_8100304_200857627 |  | AD | node_8100304_200857628 | node_8100304_200857627 | 77.098 | bal_1P_1/0AC | 8100304 | no | no |  |  | no |  |  | 0 | 0 | 0 | 0
oh_line_8100304_200857628 |  | AD | node_8100304_200857629 | node_8100304_200857628 | 127.104 | bal_1P_1/0AC | 8100304 | no | no |  |  | no |  |  | 0 | 0 | 0 | 0
oh_line_8100304_200857629 |  | AD | node_8100304_200857630 | node_8100304_200857629 | 128.275 | bal_1P_1/0AC | 8100304 | no | no |  |  | no |  |  | 0 | 0 | 0 | 0
oh_line_8100304_200857630 |  | ABCD | node_8100304_200857632 | node_8100304_200857630 | 72.74 | bal_3P_1/0AC | 8100304 | no | no |  |  | no |  |  | 0 | 0 | 0 | 0
oh_line_8100304_200857632 |  | ABCD | node_8100304_200857633 | node_8100304_200857632 | 40.812 | bal_3P_1/0AC | 8100304 | no | no |  |  | no |  |  | 0 | 0 | 0 | 0
oh_line_8100304_200857633 |  | ABCD | node_8100304_201014716 | node_8100304_200857633 | 136.706 | bal_3P_1/0AC | 8100304 | no | no |  |  | no |  |  | 0 | 0 | 0 | 0
oh_line_8100304_200857635 |  | ABCD | node_8100304_200857636 | node_8100304_200857635 | 133.488 | bal_3P_1/0AC | 8100304 | no | no |  |  | no |  |  | 0 | 0 | 0 | 0
oh_line_8100304_200857636 |  | ABCD | node_8100304_200986672 | node_8100304_200857636 | 79.66 | bal_3P_1/0AC | 8100304 | no | no |  |  | no |  |  | 0 | 0 | 0 | 0
oh_line_8100304_200857639 |  | ABCD | node_8100304_200857248 | node_8100304_200857639 | 78.559 | bal_3P_477AL | 8100304 | no | no |  |  | no |  |  | 0 | 0 | 0 | 0
oh_line_8100304_200857727 |  | ABCD | node_8100304_200857225 | node_8100304_200857727 | 26.495 | bal_3P_1/0AC | 8100304 | no | no |  |  | no |  |  | 0 | 0 | 0 | 0
oh_line_8100304_200857728 |  | AD | node_8100304_200857226 | node_8100304_200857728 | 29.576 | bal_1P_1/0AA | 8100304 | no | no |  |  | no |  |  | 0 | 0 | 0 | 0
oh_line_8100304_200857729 |  | AD | node_8100304_200857728 | node_8100304_200857729 | 131.809 | bal_1P_1/0AA | 8100304 | no | no |  |  | no |  |  | 0 | 0 | 0 | 0
oh_line_8100304_200857733 |  | AD | node_8100304_200857226 | node_8100304_200857733 | 64.444 | bal_1P_1/0AA | 8100304 | no | no |  |  | no |  |  | 0 | 0 | 0 | 0
oh_line_8100304_200857734 |  | AD | node_8100304_200857733 | node_8100304_200857734 | 102.988 | bal_1P_1/0AA | 8100304 | no | no |  |  | no |  |  | 0 | 0 | 0 | 0
oh_line_8100304_200857735 |  | AD | node_8100304_200857734 | node_8100304_200857735 | 122.354 | bal_1P_1/0AA | 8100304 | no | no |  |  | no |  |  | 0 | 0 | 0 | 0
oh_line_8100304_200857738 |  | ABCD | node_8100304_200857636 | node_8100304_200857738 | 76.105 | bal_3P_1/0AA | 8100304 | no | no |  |  | no |  |  | 0 | 0 | 0 | 0
oh_line_8100304_200857740 |  | ABCD | node_8100304_200857738 | node_8100304_200857740 | 219.492 | bal_3P_1/0AA | 8100304 | no | no |  |  | no |  |  | 0 | 0 | 0 | 0
oh_line_8100304_200857742 |  | ABCD | node_8100304_200857740 | node_8100304_200857742 | 260.415 | bal_3P_1/0AA | 8100304 | no | no |  |  | no |  |  | 0 | 0 | 0 | 0
oh_line_8100304_200857746 |  | AD | node_8100304_201014716 | node_8100304_200857746 | 51.182 | bal_1P_1/0AA | 8100304 | no | no |  |  | no |  |  | 0 | 0 | 0 | 0
oh_line_8100304_200857747 |  | AD | node_8100304_200857746 | node_8100304_200857747 | 104.314 | bal_1P_1/0AA | 8100304 | no | no |  |  | no |  |  | 0 | 0 | 0 | 0
oh_line_8100304_200857748 |  | AD | node_8100304_200857747 | node_8100304_200857748 | 120.143 | bal_1P_1/0AA | 8100304 | no | no |  |  | no |  |  | 0 | 0 | 0 | 0
oh_line_8100304_200857749 |  | AD | node_8100304_200857748 | node_8100304_200857749 | 115.707 | bal_1P_1/0AA | 8100304 | no | no |  |  | no |  |  | 0 | 0 | 0 | 0
oh_line_8100304_200857753 |  | AD | node_8100304_200857624 | node_8100304_200857753 | 67.477 | bal_1P_1/0AC | 8100304 | no | no |  |  | no |  |  | 0 | 0 | 0 | 0
oh_line_8100304_200857754 |  | AD | node_8100304_200857753 | node_8100304_200857754 | 103.684 | bal_1P_1/0AC | 8100304 | no | no |  |  | no |  |  | 0 | 0 | 0 | 0
oh_line_8100304_200857755 |  | AD | node_8100304_200857754 | node_8100304_200857755 | 121.69 | bal_1P_1/0AC | 8100304 | no | no |  |  | no |  |  | 0 | 0 | 0 | 0
oh_line_8100304_200857756 |  | AD | node_8100304_200857755 | node_8100304_200857756 | 105.456 | bal_1P_1/0AC | 8100304 | no | no |  |  | no |  |  | 0 | 0 | 0 | 0
oh_line_8100304_200857760 |  | AD | node_8100304_200857621 | node_intto1_8100304_200857760 | 11.397 | bal_1P_4CU | 8100304 | no | no |  |  | no |  |  | 0 | 0 | 0 | 0
oh_line_8100304_200857761 |  | AD | node_8100304_200857760 | node_8100304_200857761 | 125.29 | bal_1P_4CU | 8100304 | no | no |  |  | no |  |  | 0 | 0 | 0 | 0
oh_line_8100304_200857762 |  | AD | node_8100304_200857761 | node_8100304_200857762 | 118.956 | bal_1P_4CU | 8100304 | no | no |  |  | no |  |  | 0 | 0 | 0 | 0
oh_line_8100304_200857763 |  | AD | node_8100304_200857762 | node_8100304_200857763 | 116.382 | bal_1P_1/0AC | 8100304 | no | no |  |  | no |  |  | 0 | 0 | 0 | 0
oh_line_8100304_200857765 |  | AD | node_8100304_200857763 | node_8100304_200857765 | 118.151 | bal_1P_1/0AC | 8100304 | no | no |  |  | no |  |  | 0 | 0 | 0 | 0
oh_line_8100304_200857766 |  | AD | node_8100304_200857765 | node_8100304_200857766 | 101.498 | bal_1P_1/0AC | 8100304 | no | no |  |  | no |  |  | 0 | 0 | 0 | 0
oh_line_8100304_200857771 |  | AD | node_8100304_200857762 | node_8100304_200857771 | 25.915 | bal_1P_1/0AC | 8100304 | no | no |  |  | no |  |  | 0 | 0 | 0 | 0
oh_line_8100304_200857772 |  | AD | node_8100304_200857771 | node_8100304_200857772 | 75.717 | bal_1P_1/0AC | 8100304 | no | no |  |  | no |  |  | 0 | 0 | 0 | 0
oh_line_8100304_200857773 |  | AD | node_8100304_200857785 | node_8100304_200857773 | 79.326 | bal_1P_2CU | 8100304 | no | no |  |  | no |  |  | 0 | 0 | 0 | 0
oh_line_8100304_200857774 |  | AD | node_8100304_200857773 | node_8100304_200857774 | 79.63 | bal_1P_2CU | 8100304 | no | no |  |  | no |  |  | 0 | 0 | 0 | 0
oh_line_8100304_200857778 |  | AD | node_8100304_200857772 | node_8100304_200857778 | 103.586 | bal_1P_1/0AC | 8100304 | no | no |  |  | no |  |  | 0 | 0 | 0 | 0
oh_line_8100304_200857779 |  | AD | node_8100304_200857778 | node_8100304_200857779 | 153.249 | bal_1P_1/0AC | 8100304 | no | no |  |  | no |  |  | 0 | 0 | 0 | 0
oh_line_8100304_200857784 |  | AD | node_8100304_200857926 | node_8100304_200857784 | 118.454 | bal_1P_2CU | 8100304 | no | no |  |  | no |  |  | 0 | 0 | 0 | 0
oh_line_8100304_200857785 |  | AD | node_8100304_200857784 | node_8100304_200857785 | 87.002 | bal_1P_2CU | 8100304 | no | no |  |  | no |  |  | 0 | 0 | 0 | 0
oh_line_8100304_200857786 |  | ABCD | node_8100304_200859450 | node_8100304_200857786 | 81.714 | bal_3P_477AL | 8100304 | no | no |  |  | no |  |  | 0 | 0 | 0 | 0
oh_line_8100304_200857793 |  | ABCD | node_8100304_200857786 | node_8100304_200857793 | 107.671 | bal_3P_477AL | 8100304 | no | no |  |  | no |  |  | 0 | 0 | 0 | 0
oh_line_8100304_200857794 |  | ABCD | node_8100304_200857793 | node_8100304_200857794 | 127.638 | bal_3P_477AL | 8100304 | no | no |  |  | no |  |  | 0 | 0 | 0 | 0
oh_line_8100304_200857795 |  | ABCD | node_8100304_200857794 | node_8100304_200857795 | 78.001 | bal_3P_477AL | 8100304 | no | no |  |  | no |  |  | 0 | 0 | 0 | 0
oh_line_8100304_200857796 |  | ABCD | node_8100304_200857795 | node_8100304_200857796 | 82.977 | bal_3P_477AL | 8100304 | no | no |  |  | no |  |  | 0 | 0 | 0 | 0
oh_line_8100304_200857797 |  | ABCD | node_8100304_200857796 | node_8100304_200857797 | 116.632 | bal_3P_477AL | 8100304 | no | no |  |  | no |  |  | 0 | 0 | 0 | 0
oh_line_8100304_200857798 |  | AD | node_8100304_200857937 | node_8100304_200857798 | 98.185 | bal_1P_4CU | 8100304 | no | no |  |  | no |  |  | 0 | 0 | 0 | 0
oh_line_8100304_200857799 |  | AD | node_8100304_200857798 | node_8100304_200857799 | 133.079 | bal_1P_4CU | 8100304 | no | no |  |  | no |  |  | 0 | 0 | 0 | 0
oh_line_8100304_200857800 |  | AD | node_8100304_200857799 | node_8100304_200857800 | 68.893 | bal_1P_4CU | 8100304 | no | no |  |  | no |  |  | 0 | 0 | 0 | 0
oh_line_8100304_200857803 |  | AD | node_8100304_200857921 | node_8100304_200857803 | 97.789 | bal_1P_1/0AC | 8100304 | no | no |  |  | no |  |  | 0 | 0 | 0 | 0
oh_line_8100304_200857804 |  | AD | node_8100304_200857934 | node_8100304_200857804 | 100.551 | bal_1P_1/0AC | 8100304 | no | no |  |  | no |  |  | 0 | 0 | 0 | 0
oh_line_8100304_200857805 |  | ABCD | node_8100304_200857935 | node_8100304_200857805 | 54.954 | bal_3P_336AL | 8100304 | no | no |  |  | no |  |  | 0 | 0 | 0 | 0
oh_line_8100304_200857806 |  | ABCD | node_8100304_200857805 | node_8100304_200857806 | 80.363 | bal_3P_336AL | 8100304 | no | no |  |  | no |  |  | 0 | 0 | 0 | 0
oh_line_8100304_200857807 |  | ABCD | node_8100304_200857950 | node_8100304_200857807 | 133.501 | bal_3P_336AL | 8100304 | no | no |  |  | no |  |  | 0 | 0 | 0 | 0
oh_line_8100304_200857808 |  | ABCD | node_8100304_200857807 | node_8100304_200857808 | 131.268 | bal_3P_336AL | 8100304 | no | no |  |  | no |  |  | 0 | 0 | 0 | 0
oh_line_8100304_200857811 |  | ABCD | node_8100304_200962892 | node_8100304_200857811 | 119.979 | bal_3P_336AL | 8100304 | no | no |  |  | no |  |  | 0 | 0 | 0 | 0
oh_line_8100304_200857812 |  | ABCD | node_8100304_200857811 | node_8100304_200857812 | 82.002 | bal_3P_336AL | 8100304 | no | no |  |  | no |  |  | 0 | 0 | 0 | 0
oh_line_8100304_200857822 |  | AD | node_8100304_200857823 | node_8100304_200857822 | 116.216 | bal_1P_1/0AC | 8100304 | no | no |  |  | no |  |  | 0 | 0 | 0 | 0
oh_line_8100304_200857823 |  | AD | node_8100304_200857825 | node_8100304_200857823 | 102.796 | bal_1P_1/0AC | 8100304 | no | no |  |  | no |  |  | 0 | 0 | 0 | 0
oh_line_8100304_200857825 |  | AD | node_8100304_200857826 | node_8100304_200857825 | 129.087 | bal_1P_1/0AC | 8100304 | no | no |  |  | no |  |  | 0 | 0 | 0 | 0
oh_line_8100304_200857826 |  | AD | node_8100304_200857828 | node_8100304_200857826 | 80.062 | bal_1P_1/0AC | 8100304 | no | no |  |  | no |  |  | 0 | 0 | 0 | 0
oh_line_8100304_200857828 |  | AD | node_8100304_200857829 | node_8100304_200857828 | 102.017 | bal_1P_1/0AC | 8100304 | no | no |  |  | no |  |  | 0 | 0 | 0 | 0
oh_line_8100304_200857829 |  | ABCD | node_8100304_200857956 | node_8100304_200857829 | 114.698 | bal_3P_2/0CU | 8100304 | no | no |  |  | no |  |  | 0 | 0 | 0 | 0
oh_line_8100304_200857843 |  | AD | node_8100304_200857845 | node_8100304_200857843 | 105.938 | bal_1P_2CU | 8100304 | no | no |  |  | no |  |  | 0 | 0 | 0 | 0
oh_line_8100304_200857845 |  | AD | node_8100304_200857923 | node_8100304_200857845 | 56.142 | bal_1P_2CU | 8100304 | no | no |  |  | no |  |  | 0 | 0 | 0 | 0
oh_line_8100304_200857847 |  | AD | node_8100304_200857923 | node_8100304_200857847 | 127.381 | bal_1P_2CU | 8100304 | no | no |  |  | no |  |  | 0 | 0 | 0 | 0
oh_line_8100304_200857869 |  | ABCD | node_8100304_200857870 | node_intto1_1380029_36_15294318_865 | 104.411 | bal_3P_2/0CU | 8100304 | no | no |  |  | no |  |  | 0 | 0 | 0 | 0
oh_line_8100304_200857870 |  | ABCD | node_8100304_200857969 | node_8100304_200857870 | 141.776 | bal_3P_2/0CU | 8100304 | no | no |  |  | no |  |  | 0 | 0 | 0 | 0
oh_line_8100304_200857871 |  | AD | node_8100304_200857969 | node_8100304_200857871 | 95.022 | bal_1P_2/0CU | 8100304 | no | no |  |  | no |  |  | 0 | 0 | 0 | 0
oh_line_8100304_200857900 |  | AD | node_8100304_200857966 | node_8100304_200857900 | 109.373 | bal_1P_1/0AA | 8100304 | no | no |  |  | no |  |  | 0 | 0 | 0 | 0
oh_line_8100304_200857921 |  | AD | node_8100304_200857804 | node_8100304_200857921 | 103.188 | bal_1P_1/0AC | 8100304 | no | no |  |  | no |  |  | 0 | 0 | 0 | 0
oh_line_8100304_200857923 |  | AD | node_8100304_200857930 | node_8100304_200857923 | 96.803 | bal_1P_2CU | 8100304 | no | no |  |  | no |  |  | 0 | 0 | 0 | 0
oh_line_8100304_200857924 |  | ABCD | node_8100304_200857937 | node_8100304_200857924 | 100.798 | bal_3P_2CU | 8100304 | no | no |  |  | no |  |  | 0 | 0 | 0 | 0
oh_line_8100304_200857925 |  | ABCD | node_8100304_200857924 | node_8100304_200857925 | 87.602 | bal_3P_2CU | 8100304 | no | no |  |  | no |  |  | 0 | 0 | 0 | 0
oh_line_8100304_200857926 |  | ABCD | node_8100304_200857925 | node_intto1_8100304_200857926 | 103.435 | bal_3P_2CU | 8100304 | no | no |  |  | no |  |  | 0 | 0 | 0 | 0
oh_line_8100304_200857927 |  | ABCD | node_8100304_200857926 | node_8100304_200857927 | 87.563 | bal_3P_2CU | 8100304 | no | no |  |  | no |  |  | 0 | 0 | 0 | 0
oh_line_8100304_200857928 |  | ABCD | node_8100304_200857927 | node_8100304_200857928 | 103.461 | bal_3P_2CU | 8100304 | no | no |  |  | no |  |  | 0 | 0 | 0 | 0
oh_line_8100304_200857929 |  | ABCD | node_8100304_200857928 | node_8100304_200857929 | 78.14 | bal_3P_2CU | 8100304 | no | no |  |  | no |  |  | 0 | 0 | 0 | 0
oh_line_8100304_200857930 |  | AD | node_8100304_200857931 | node_8100304_200857930 | 101.457 | bal_1P_2CU | 8100304 | no | no |  |  | no |  |  | 0 | 0 | 0 | 0
oh_line_8100304_200857931 |  | AD | node_8100304_200857932 | node_8100304_200857931 | 117.098 | bal_1P_2CU | 8100304 | no | no |  |  | no |  |  | 0 | 0 | 0 | 0
oh_line_8100304_200857932 |  | AD | node_8100304_200857933 | node_intto1_8100304_200857932 | 93.387 | bal_1P_2CU | 8100304 | no | no |  |  | no |  |  | 0 | 0 | 0 | 0
oh_line_8100304_200857933 |  | AD | node_8100304_200857934 | node_8100304_200857933 | 95.651 | bal_1P_2CU | 8100304 | no | no |  |  | no |  |  | 0 | 0 | 0 | 0
oh_line_8100304_200857934 |  | AD | node_8100304_200857935 | node_8100304_200857934 | 80.681 | bal_1P_2CU | 8100304 | no | no |  |  | no |  |  | 0 | 0 | 0 | 0
oh_line_8100304_200857935 |  | ABCD | node_8100304_200857936 | node_intto1_8100304_200857935 | 107.929 | bal_3P_477AL | 8100304 | no | no |  |  | no |  |  | 0 | 0 | 0 | 0
oh_line_8100304_200857936 |  | ABCD | node_8100304_200857937 | node_8100304_200857936 | 122.938 | bal_3P_477AL | 8100304 | no | no |  |  | no |  |  | 0 | 0 | 0 | 0
oh_line_8100304_200857937 |  | ABCD | node_8100304_200857797 | node_8100304_200857937 | 40.859 | bal_3P_477AL | 8100304 | no | no |  |  | no |  |  | 0 | 0 | 0 | 0
oh_line_8100304_200857940 |  | AD | node_8100304_200857941 | node_8100304_200857940 | 97.669 | bal_1P_1/0AA | 8100304 | no | no |  |  | no |  |  | 0 | 0 | 0 | 0
oh_line_8100304_200857941 |  | AD | node_8100304_200857229 | node_8100304_200857941 | 101.293 | bal_1P_1/0AA | 8100304 | no | no |  |  | no |  |  | 0 | 0 | 0 | 0
oh_line_8100304_200857947 |  | AD | node_8100304_200857948 | node_8100304_200857947 | 129.437 | bal_1P_1/0AA | 8100304 | no | no |  |  | no |  |  | 0 | 0 | 0 | 0
oh_line_8100304_200857948 |  | AD | node_8100304_200857950 | node_8100304_200857948 | 137.543 | bal_1P_1/0AA | 8100304 | no | no |  |  | no |  |  | 0 | 0 | 0 | 0
oh_line_8100304_200857950 |  | ABCD | node_8100304_200857806 | node_8100304_200857950 | 176.067 | bal_3P_336AL | 8100304 | no | no |  |  | no |  |  | 0 | 0 | 0 | 0
oh_line_8100304_200857956 |  | ABCD | node_8100304_200857957 | node_8100304_200857956 | 77.272 | bal_3P_2/0CU | 8100304 | no | no |  |  | no |  |  | 0 | 0 | 0 | 0
oh_line_8100304_200857957 |  | ABCD | node_8100304_200857959 | node_8100304_200857957 | 114.075 | bal_3P_2/0CU | 8100304 | no | no |  |  | no |  |  | 0 | 0 | 0 | 0
oh_line_8100304_200857959 |  | ABCD | node_8100304_200857960 | node_8100304_200857959 | 69.734 | bal_3P_2/0CU | 8100304 | no | no |  |  | no |  |  | 0 | 0 | 0 | 0
oh_line_8100304_200857960 |  | ABCD | node_8100304_200857962 | node_8100304_200857960 | 114.972 | bal_3P_336AL | 8100304 | no | no |  |  | no |  |  | 0 | 0 | 0 | 0
oh_line_8100304_200857962 |  | ABCD | node_8100304_200857963 | node_8100304_200857962 | 143.765 | bal_3P_336AL | 8100304 | no | no |  |  | no |  |  | 0 | 0 | 0 | 0
oh_line_8100304_200857963 |  | ABCD | node_8100304_200857812 | node_8100304_200857963 | 166.519 | bal_3P_336AL | 8100304 | no | no |  |  | no |  |  | 0 | 0 | 0 | 0
oh_line_8100304_200857966 |  | AD | node_8100304_200857967 | node_8100304_200857966 | 102.467 | bal_1P_1/0AA | 8100304 | no | no |  |  | no |  |  | 0 | 0 | 0 | 0
oh_line_8100304_200857967 |  | AD | node_8100304_200857968 | node_8100304_200857967 | 131.387 | bal_1P_1/0AA | 8100304 | no | no |  |  | no |  |  | 0 | 0 | 0 | 0
oh_line_8100304_200857968 |  | ABCD | node_8100304_200857969 | node_8100304_200857968 | 85.066 | bal_3P_1/0AA | 8100304 | no | no |  |  | no |  |  | 0 | 0 | 0 | 0
oh_line_8100304_200857969 |  | ABCD | node_8100304_200857970 | node_8100304_200857969 | 111.355 | bal_3P_2/0CU | 8100304 | no | no |  |  | no |  |  | 0 | 0 | 0 | 0
oh_line_8100304_200857970 |  | ABCD | node_8100304_200857971 | node_8100304_200857970 | 93.761 | bal_3P_2/0CU | 8100304 | no | no |  |  | no |  |  | 0 | 0 | 0 | 0
oh_line_8100304_200857971 |  | ABCD | node_8100304_200857829 | node_8100304_200857971 | 101.159 | bal_3P_2/0CU | 8100304 | no | no |  |  | no |  |  | 0 | 0 | 0 | 0
oh_line_8100304_200859110 |  | ABCD | node_8100304_200857639 | node_8100304_200859110 | 49.352 | bal_3P_477AL | 8100304 | no | no |  |  | no |  |  | 0 | 0 | 0 | 0
oh_line_8100304_200859112 |  | ABCD | node_8100304_200978885 | node_8100304_200859112 | 105.85 | bal_3P_477AL | 8100304 | no | no |  |  | no |  |  | 0 | 0 | 0 | 0
oh_line_8100304_200859113 |  | ABCD | node_8100304_200859112 | node_intto1_8100304_200859113 | 187.636 | bal_3P_1/0AC | 8100304 | no | no |  |  | no |  |  | 0 | 0 | 0 | 0
oh_line_8100304_200859115 |  | ABCD | node_8100304_200859112 | node_8100304_200859115 | 93.224 | bal_3P_477AL | 8100304 | no | no |  |  | no |  |  | 0 | 0 | 0 | 0
oh_line_8100304_200859116 |  | ABCD | node_8100304_200859115 | node_intto1_8100304_200859116 | 142.408 | bal_3P_1/0AC | 8100304 | no | no |  |  | no |  |  | 0 | 0 | 0 | 0
oh_line_8100304_200859117 |  | ABCD | node_8100304_200859116 | node_8100304_200859117 | 105.06 | bal_3P_1/0AC | 8100304 | no | no |  |  | no |  |  | 0 | 0 | 0 | 0
oh_line_8100304_200859118 |  | ABCD | node_8100304_200859117 | node_8100304_200859118 | 166.272 | bal_3P_1/0AC | 8100304 | no | no |  |  | no |  |  | 0 | 0 | 0 | 0
oh_line_8100304_200859119 |  | ABCD | node_8100304_200859118 | node_8100304_200859119 | 107.095 | bal_3P_1/0AC | 8100304 | no | no |  |  | no |  |  | 0 | 0 | 0 | 0
oh_line_8100304_200859120 |  | ABCD | node_8100304_200859115 | node_8100304_200859120 | 97.045 | bal_3P_477AL | 8100304 | no | no |  |  | no |  |  | 0 | 0 | 0 | 0
oh_line_8100304_200859121 |  | ABCD | node_8100304_200859120 | node_8100304_200859121 | 126.707 | bal_3P_477AL | 8100304 | no | no |  |  | no |  |  | 0 | 0 | 0 | 0
oh_line_8100304_200859122 |  | ABCD | node_8100304_200859121 | node_8100304_200859122 | 141.589 | bal_3P_477AL | 8100304 | no | no |  |  | no |  |  | 0 | 0 | 0 | 0
oh_line_8100304_200859157 |  | AD | node_8100304_200857630 | node_8100304_200859157 | 72.488 | bal_1P_4CU | 8100304 | no | no |  |  | no |  |  | 0 | 0 | 0 | 0
oh_line_8100304_200859158 |  | AD | node_8100304_200859157 | node_8100304_200859158 | 122.76 | bal_1P_4CU | 8100304 | no | no |  |  | no |  |  | 0 | 0 | 0 | 0
oh_line_8100304_200859159 |  | AD | node_8100304_200859158 | node_8100304_200859159 | 100.173 | bal_1P_4CU | 8100304 | no | no |  |  | no |  |  | 0 | 0 | 0 | 0
oh_line_8100304_200859160 |  | AD | node_8100304_200859159 | node_8100304_200859160 | 98.975 | bal_1P_4CU | 8100304 | no | no |  |  | no |  |  | 0 | 0 | 0 | 0
oh_line_8100304_200859161 |  | AD | node_8100304_200859160 | node_8100304_200859161 | 108.41 | bal_1P_4CU | 8100304 | no | no |  |  | no |  |  | 0 | 0 | 0 | 0
oh_line_8100304_200859249 |  | AD | node_8100304_200857627 | node_8100304_200859249 | 51.476 | bal_1P_1/0AC | 8100304 | no | no |  |  | no |  |  | 0 | 0 | 0 | 0
oh_line_8100304_200859250 |  | AD | node_8100304_200859249 | node_8100304_200859250 | 112.561 | bal_1P_1/0AC | 8100304 | no | no |  |  | no |  |  | 0 | 0 | 0 | 0
oh_line_8100304_200859251 |  | AD | node_8100304_200859250 | node_8100304_200859251 | 101.628 | bal_1P_1/0AC | 8100304 | no | no |  |  | no |  |  | 0 | 0 | 0 | 0
oh_line_8100304_200859252 |  | AD | node_8100304_200859251 | node_8100304_200859252 | 89.182 | bal_1P_1/0AC | 8100304 | no | no |  |  | no |  |  | 0 | 0 | 0 | 0
oh_line_8100304_200859444 |  | ABCD | node_8100304_200859458 | node_8100304_200859444 | 103.51 | bal_3P_477AL | 8100304 | no | no |  |  | no |  |  | 0 | 0 | 0 | 0
oh_line_8100304_200859445 |  | ABCD | node_8100304_200859444 | node_8100304_200859445 | 121.118 | bal_3P_477AL | 8100304 | no | no |  |  | no |  |  | 0 | 0 | 0 | 0
oh_line_8100304_200859447 |  | ABCD | node_8100304_200859445 | node_8100304_200859447 | 122.892 | bal_3P_477AL | 8100304 | no | no |  |  | no |  |  | 0 | 0 | 0 | 0
oh_line_8100304_200859448 |  | ABCD | node_8100304_200859447 | node_8100304_200859448 | 154.499 | bal_3P_477AL | 8100304 | no | no |  |  | no |  |  | 0 | 0 | 0 | 0
oh_line_8100304_200859449 |  | ABCD | node_8100304_200859448 | node_8100304_200859449 | 69.573 | bal_3P_477AL | 8100304 | no | no |  |  | no |  |  | 0 | 0 | 0 | 0
oh_line_8100304_200859450 |  | ABCD | node_8100304_200859449 | node_8100304_200859450 | 120.2 | bal_3P_477AL | 8100304 | no | no |  |  | no |  |  | 0 | 0 | 0 | 0
oh_line_8100304_200859451 |  | ABCD | node_8100304_200863542 | node_8100304_200859451 | 965.804 | bal_3P_477AC | 8100304 | no | no |  |  | no |  |  | 0 | 0 | 0 | 0
oh_line_8100304_200859452 |  | ABCD | node_8100304_200859451 | node_8100304_200859452 | 157.414 | bal_3P_477AL | 8100304 | no | no |  |  | no |  |  | 0 | 0 | 0 | 0
oh_line_8100304_200859453 |  | ABCD | node_8100304_200859452 | node_8100304_200859453 | 137.926 | bal_3P_477AL | 8100304 | no | no |  |  | no |  |  | 0 | 0 | 0 | 0
oh_line_8100304_200859454 |  | ABCD | node_8100304_200859453 | node_8100304_200859454 | 52.814 | bal_3P_477AL | 8100304 | no | no |  |  | no |  |  | 0 | 0 | 0 | 0
oh_line_8100304_200859455 |  | ABCD | node_8100304_200859454 | node_8100304_200859455 | 88.996 | bal_3P_477AL | 8100304 | no | no |  |  | no |  |  | 0 | 0 | 0 | 0
oh_line_8100304_200859456 |  | ABCD | node_8100304_200859455 | node_8100304_200859456 | 106.263 | bal_3P_477AL | 8100304 | no | no |  |  | no |  |  | 0 | 0 | 0 | 0
oh_line_8100304_200859457 |  | ABCD | node_8100304_200859456 | node_8100304_200859457 | 108.278 | bal_3P_477AL | 8100304 | no | no |  |  | no |  |  | 0 | 0 | 0 | 0
oh_line_8100304_200859458 |  | ABCD | node_8100304_200859457 | node_8100304_200859458 | 110.112 | bal_3P_477AL | 8100304 | no | no |  |  | no |  |  | 0 | 0 | 0 | 0
oh_line_8100304_200863542 |  | ABCD | node_8100304_200863543 | node_8100304_200863542 | 170.837 | bal_3P_477AL | 8100304 | no | no |  |  | no |  |  | 0 | 0 | 0 | 0
oh_line_8100304_200863543 |  | ABCD | node_SOURCE_8100304 | node_8100304_200863543 | 103.477 | bal_3P_477AL | 8100304 | no | no |  |  | no |  |  | 0 | 0 | 0 | 0
oh_line_8100304_200917438 |  | AD | node_8100304_200917465 | node_8100304_200917438 | 152.042 | bal_1P_1/0AC | 8100304 | no | no |  |  | no |  |  | 0 | 0 | 0 | 0
oh_line_8100304_200917465 |  | ABCD | node_8100304_200857727 | node_intto1_8100304_200917465 | 179.233 | bal_3P_1/0AC | 8100304 | no | no |  |  | no |  |  | 0 | 0 | 0 | 0
oh_line_8100304_200951518 |  | AD | node_8100304_200857871 | node_8100304_200951518 | 147.091 | bal_1P_1/0AA | 8100304 | no | no |  |  | no |  |  | 0 | 0 | 0 | 0
oh_line_8100304_200953665 |  | AD | node_8100304_200857749 | node_8100304_200953665 | 104.033 | bal_1P_1/0AA | 8100304 | no | no |  |  | no |  |  | 0 | 0 | 0 | 0
oh_line_8100304_200953668 |  | AD | node_8100304_200857847 | node_8100304_200953668 | 98.445 | bal_1P_2CU | 8100304 | no | no |  |  | no |  |  | 0 | 0 | 0 | 0
oh_line_8100304_200954367 |  | ABCD | node_8100304_200814698 | node_8100304_200954367 | 47.961 | bal_3P_4/0AL | 8100304 | no | no |  |  | no |  |  | 0 | 0 | 0 | 0
oh_line_8100304_200954370 |  | ABCD | node_8100304_200813767 | node_intto1_8100304_200954370 | 57.324 | bal_3P_477AL | 8100304 | no | no |  |  | no |  |  | 0 | 0 | 0 | 0
oh_line_8100304_200958660 |  | AD | node_8100304_200814295 | node_8100304_200958660 | 58.522 | bal_1P_4CU | 8100304 | no | no |  |  | no |  |  | 0 | 0 | 0 | 0
oh_line_8100304_200962892 |  | ABCD | node_8100304_200962893 | node_8100304_200962892 | 109.359 | bal_3P_336AL | 8100304 | no | no |  |  | no |  |  | 0 | 0 | 0 | 0
oh_line_8100304_200962893 |  | ABCD | node_8100304_200857808 | node_8100304_200962893 | 138.217 | bal_3P_336AL | 8100304 | no | no |  |  | no |  |  | 0 | 0 | 0 | 0
oh_line_8100304_200968268 |  | ABCD | node_8100304_200859122 | node_8100304_200968268 | 116.192 | bal_3P_477AL | 8100304 | no | no |  |  | no |  |  | 0 | 0 | 0 | 0
oh_line_8100304_200978885 |  | ABCD | node_8100304_200859110 | node_8100304_200978885 | 94.36 | bal_3P_477AL | 8100304 | no | no |  |  | no |  |  | 0 | 0 | 0 | 0
oh_line_8100304_200986672 |  | ABCD | node_8100304_201052398 | node_intto1_8100304_200986672 | 135.031 | bal_3P_1/0AC | 8100304 | no | no |  |  | no |  |  | 0 | 0 | 0 | 0
oh_line_8100304_201014716 |  | ABCD | node_8100304_200857635 | node_8100304_201014716 | 115.932 | bal_3P_1/0AC | 8100304 | no | no |  |  | no |  |  | 0 | 0 | 0 | 0
oh_line_8100304_201052398 |  | ABCD | node_8100304_200857639 | node_8100304_201052398 | 114.362 | bal_3P_1/0AC | 8100304 | no | no |  |  | no |  |  | 0 | 0 | 0 | 0
oh_line_8100304_201054989 |  | ABCD | node_8100304_200857231 | node_8100304_201054989 | 136.238 | bal_3P_4/0AL | 8100304 | no | no |  |  | no |  |  | 0 | 0 | 0 | 0
oh_line_8100304_201059651 |  | ABCD | node_8100304_200859454 | node_intto1_8100304_201059651 | 54.137 | bal_3P_4/0AL | 8100304 | no | no |  |  | no |  |  | 0 | 0 | 0 | 0
oh_line_8100304_201062680 |  | ABCD | node_8100304_201062680 | node_1386180_522_15290454_846 | 77.03 | bal_3P_477AL | 8100304 | no | no |  |  | no |  |  | 0 | 0 | 0 | 0
oh_line_8100304_311895981 |  | ABCD | node_8100304_200813753 | node_intto1_8100304_311895981 | 12.787 | bal_3P_477AL | 8100304 | no | no |  |  | no |  |  | 0 | 0 | 0 | 0
oh_line_8100304_311908837-1 |  | AD | node_8100304_200859452 | node_intto1_220386468 | 22.036 | bal_1P_477AL | 8100304 | no | no |  |  | no |  |  | 0 | 0 | 0 | 0
oh_line_8100304_311908837-2 |  | AD | node_220386468 | node_intto1_220465278 | 6.166 | bal_1P_477AL | 8100304 | no | no |  |  | no |  |  | 0 | 0 | 0 | 0
oh_line_8100304_311908837-3 |  | AD | node_220465278 | node_intto1_220620507 | 5.162 | bal_1P_477AL | 8100304 | no | no |  |  | no |  |  | 0 | 0 | 0 | 0
oh_line_8100304_311908837-4 |  | AD | node_220620507 | node_8100304_311908837 | 5.137 | bal_1P_477AL | 8100304 | no | no |  |  | no |  |  | 0 | 0 | 0 | 0
oh_line_TAP_OH_892713 |  | AN | node_8100304_200813569 | node_1384311_679_15292034_621 | 0.033 | unb_TAPWIRE_OH | 8100304 | no | no |  |  | no |  |  | 0 | 0 | 0 | 0
oh_line_TAP_OH_892740 |  | ABCN | node_8100304_200813781 | node_1385351_658_15290889_225 | 0.033 | unb_TAPWIRE_OH | 8100304 | no | no |  |  | no |  |  | 0 | 0 | 0 | 0
oh_line_TAP_OH_892741 |  | ABCN | node_8100304_200813790 | node_1384839_449_15291167_534 | 0.033 | unb_TAPWIRE_OH | 8100304 | no | no |  |  | no |  |  | 0 | 0 | 0 | 0
oh_line_TAP_OH_892742 |  | ABCN | node_8100304_200813794 | node_1384592_933_15291201_647 | 0.033 | unb_TAPWIRE_OH | 8100304 | no | no |  |  | no |  |  | 0 | 0 | 0 | 0
oh_line_TAP_OH_892743 |  | ABCN | node_8100304_200813800 | node_1384132_872_15291416_423 | 0.033 | unb_TAPWIRE_OH | 8100304 | no | no |  |  | no |  |  | 0 | 0 | 0 | 0
oh_line_TAP_OH_892744 |  | ABCN | node_8100304_200813804 | node_1383838_526_15291665_917 | 0.033 | unb_TAPWIRE_OH | 8100304 | no | no |  |  | no |  |  | 0 | 0 | 0 | 0
oh_line_TAP_OH_892745 |  | ABCN | node_8100304_200813814 | node_1383433_826_15291970_554 | 0.033 | unb_TAPWIRE_OH | 8100304 | no | no |  |  | no |  |  | 0 | 0 | 0 | 0
oh_line_TAP_OH_892809 |  | AN | node_8100304_200814289 | node_1384732_192_15292336_005 | 0.033 | unb_TAPWIRE_OH | 8100304 | no | no |  |  | no |  |  | 0 | 0 | 0 | 0
oh_line_TAP_OH_892810 |  | AN | node_8100304_200814299 | node_1384793_584_15291447_856 | 0.033 | unb_TAPWIRE_OH | 8100304 | no | no |  |  | no |  |  | 0 | 0 | 0 | 0
oh_line_TAP_OH_892817 |  | ABCN | node_8100304_200814346 | node_1383750_661_15294322_375 | 0.033 | unb_TAPWIRE_OH | 8100304 | no | no |  |  | no |  |  | 0 | 0 | 0 | 0
oh_line_TAP_OH_892818 |  | ABCN | node_8100304_200814350 | node_1383767_713_15294022_895 | 0.033 | unb_TAPWIRE_OH | 8100304 | no | no |  |  | no |  |  | 0 | 0 | 0 | 0
oh_line_TAP_OH_892819 |  | ABCN | node_8100304_200814358 | node_1383800_472_15293502_305 | 0.033 | unb_TAPWIRE_OH | 8100304 | no | no |  |  | no |  |  | 0 | 0 | 0 | 0
oh_line_TAP_OH_892820 |  | ABCN | node_8100304_200814361 | node_1383887_488_15293246_274 | 0.033 | unb_TAPWIRE_OH | 8100304 | no | no |  |  | no |  |  | 0 | 0 | 0 | 0
oh_line_TAP_OH_892821 |  | AN | node_8100304_200814376 | node_1383753_207_15292178_945 | 0.033 | unb_TAPWIRE_OH | 8100304 | no | no |  |  | no |  |  | 0 | 0 | 0 | 0
oh_line_TAP_OH_892823 |  | AN | node_8100304_200814391 | node_1383596_729_15292281_807 | 0.033 | unb_TAPWIRE_OH | 8100304 | no | no |  |  | no |  |  | 0 | 0 | 0 | 0
oh_line_TAP_OH_892824 |  | AN | node_8100304_200814395 | node_1383601_962_15292522_585 | 0.033 | unb_TAPWIRE_OH | 8100304 | no | no |  |  | no |  |  | 0 | 0 | 0 | 0
oh_line_TAP_OH_892825 |  | AN | node_8100304_200814401 | node_1384185_887_15293819_155 | 0.033 | unb_TAPWIRE_OH | 8100304 | no | no |  |  | no |  |  | 0 | 0 | 0 | 0
oh_line_TAP_OH_892826 |  | AN | node_8100304_200814406 | node_1384210_493_15292672_444 | 0.033 | unb_TAPWIRE_OH | 8100304 | no | no |  |  | no |  |  | 0 | 0 | 0 | 0
oh_line_TAP_OH_892827 |  | AN | node_8100304_200814409 | node_1384233_441_15293184_559 | 0.033 | unb_TAPWIRE_OH | 8100304 | no | no |  |  | no |  |  | 0 | 0 | 0 | 0
oh_line_TAP_OH_892828 |  | AN | node_8100304_200814412 | node_1384210_164_15293488_769 | 0.033 | unb_TAPWIRE_OH | 8100304 | no | no |  |  | no |  |  | 0 | 0 | 0 | 0
oh_line_TAP_OH_892838 |  | AN | node_8100304_200814456 | node_1384210_946_15291701_505 | 0.033 | unb_TAPWIRE_OH | 8100304 | no | no |  |  | no |  |  | 0 | 0 | 0 | 0
oh_line_TAP_OH_892841 |  | AN | node_8100304_200814477 | node_1384078_056_15294661_357 | 0.033 | unb_TAPWIRE_OH | 8100304 | no | no |  |  | no |  |  | 0 | 0 | 0 | 0
oh_line_TAP_OH_892842 |  | AN | node_8100304_200814480 | node_1384042_128_15294217_645 | 0.033 | unb_TAPWIRE_OH | 8100304 | no | no |  |  | no |  |  | 0 | 0 | 0 | 0
oh_line_TAP_OH_892874 |  | ABCN | node_8100304_200814702 | node_1383926_638_15292865_202 | 0.033 | unb_TAPWIRE_OH | 8100304 | no | no |  |  | no |  |  | 0 | 0 | 0 | 0
oh_line_TAP_OH_892875 |  | ABCN | node_8100304_200814705 | node_1383626_647_15292905_61 | 0.033 | unb_TAPWIRE_OH | 8100304 | no | no |  |  | no |  |  | 0 | 0 | 0 | 0
oh_line_TAP_OH_892877 |  | ABCN | node_8100304_200814708 | node_1383436_907_15292834_231 | 0.033 | unb_TAPWIRE_OH | 8100304 | no | no |  |  | no |  |  | 0 | 0 | 0 | 0
oh_line_TAP_OH_892878 |  | AN | node_8100304_200814712 | node_1382983_345_15292784_112 | 0.033 | unb_TAPWIRE_OH | 8100304 | no | no |  |  | no |  |  | 0 | 0 | 0 | 0
oh_line_TAP_OH_892973 |  | ABCN | node_8100304_200815262 | node_1383296_88_15293265_172 | 0.033 | unb_TAPWIRE_OH | 8100304 | no | no |  |  | no |  |  | 0 | 0 | 0 | 0
oh_line_TAP_OH_892980 |  | AN | node_8100304_200815301 | node_1384016_649_15291896_953 | 0.033 | unb_TAPWIRE_OH | 8100304 | no | no |  |  | no |  |  | 0 | 0 | 0 | 0
oh_line_TAP_OH_892996 |  | ABCN | node_8100304_200815372 | node_1383350_179_15292345_867 | 0.033 | unb_TAPWIRE_OH | 8100304 | no | no |  |  | no |  |  | 0 | 0 | 0 | 0
oh_line_TAP_OH_892997 |  | ABCN | node_8100304_200815376 | node_1383205_209_15292169_372 | 0.033 | unb_TAPWIRE_OH | 8100304 | no | no |  |  | no |  |  | 0 | 0 | 0 | 0
oh_line_TAP_OH_904391 |  | AN | node_8100304_200857221 | node_1379795_539_15293662_009 | 0.033 | unb_TAPWIRE_OH | 8100304 | no | no |  |  | no |  |  | 0 | 0 | 0 | 0
oh_line_TAP_OH_904393 |  | AN | node_8100304_200857235 | node_1381076_513_15292895_643 | 0.033 | unb_TAPWIRE_OH | 8100304 | no | no |  |  | no |  |  | 0 | 0 | 0 | 0
oh_line_TAP_OH_904459 |  | AN | node_8100304_200857616 | node_1382183_282_15294785_727 | 0.033 | unb_TAPWIRE_OH | 8100304 | no | no |  |  | no |  |  | 0 | 0 | 0 | 0
oh_line_TAP_OH_904460 |  | AN | node_8100304_200857627 | node_1382131_077_15293797_384 | 0.033 | unb_TAPWIRE_OH | 8100304 | no | no |  |  | no |  |  | 0 | 0 | 0 | 0
oh_line_TAP_OH_904461 |  | ABCN | node_8100304_200857633 | node_1382198_362_15293360_111 | 0.033 | unb_TAPWIRE_OH | 8100304 | no | no |  |  | no |  |  | 0 | 0 | 0 | 0
oh_line_TAP_OH_904472 |  | AN | node_8100304_200857729 | node_1379963_755_15293251_241 | 0.033 | unb_TAPWIRE_OH | 8100304 | no | no |  |  | no |  |  | 0 | 0 | 0 | 0
oh_line_TAP_OH_904473 |  | AN | node_8100304_200857735 | node_1380291_363_15293538_138 | 0.033 | unb_TAPWIRE_OH | 8100304 | no | no |  |  | no |  |  | 0 | 0 | 0 | 0
oh_line_TAP_OH_904474 |  | ABCN | node_8100304_200857742 | node_1382758_335_15293015_042 | 0.033 | unb_TAPWIRE_OH | 8100304 | no | no |  |  | no |  |  | 0 | 0 | 0 | 0
oh_line_TAP_OH_904475 |  | AN | node_8100304_200857756 | node_1382551_158_15294093_762 | 0.033 | unb_TAPWIRE_OH | 8100304 | no | no |  |  | no |  |  | 0 | 0 | 0 | 0
oh_line_TAP_OH_904476 |  | AN | node_8100304_200857760 | node_1382123_018_15294355_511 | 0.033 | unb_TAPWIRE_OH | 8100304 | no | no |  |  | no |  |  | 0 | 0 | 0 | 0
oh_line_TAP_OH_904478 |  | AN | node_8100304_200857774 | node_1381871_319_15293013_292 | 0.033 | unb_TAPWIRE_OH | 8100304 | no | no |  |  | no |  |  | 0 | 0 | 0 | 0
oh_line_TAP_OH_904479 |  | AN | node_8100304_200857779 | node_1381908_784_15293984_863 | 0.033 | unb_TAPWIRE_OH | 8100304 | no | no |  |  | no |  |  | 0 | 0 | 0 | 0
oh_line_TAP_OH_904481 |  | ABCN | node_8100304_200857794 | node_1381589_727_15293037_421 | 0.033 | unb_TAPWIRE_OH | 8100304 | no | no |  |  | no |  |  | 0 | 0 | 0 | 0
oh_line_TAP_OH_904482 |  | AN | node_8100304_200857800 | node_1381549_1_15293648_984 | 0.033 | unb_TAPWIRE_OH | 8100304 | no | no |  |  | no |  |  | 0 | 0 | 0 | 0
oh_line_TAP_OH_904483 |  | AN | node_8100304_200857803 | node_1381309_22_15293002_868 | 0.033 | unb_TAPWIRE_OH | 8100304 | no | no |  |  | no |  |  | 0 | 0 | 0 | 0
oh_line_TAP_OH_904484 |  | ABCN | node_8100304_200857806 | node_1381294_641_15293468_457 | 0.033 | unb_TAPWIRE_OH | 8100304 | no | no |  |  | no |  |  | 0 | 0 | 0 | 0
oh_line_TAP_OH_904485 |  | ABCN | node_8100304_200857812 | node_1381026_734_15294312_678 | 0.033 | unb_TAPWIRE_OH | 8100304 | no | no |  |  | no |  |  | 0 | 0 | 0 | 0
oh_line_TAP_OH_904486 |  | AN | node_8100304_200857822 | node_1380250_026_15294787_466 | 0.033 | unb_TAPWIRE_OH | 8100304 | no | no |  |  | no |  |  | 0 | 0 | 0 | 0
oh_line_TAP_OH_904487 |  | ABCN | node_8100304_200857829 | node_1380372_487_15294234_403 | 0.033 | unb_TAPWIRE_OH | 8100304 | no | no |  |  | no |  |  | 0 | 0 | 0 | 0
oh_line_TAP_OH_904489 |  | AN | node_8100304_200857843 | node_1380665_566_15293402_01 | 0.033 | unb_TAPWIRE_OH | 8100304 | no | no |  |  | no |  |  | 0 | 0 | 0 | 0
oh_line_TAP_OH_904492 |  | AN | node_8100304_200857900 | node_1379838_154_15293969_638 | 0.033 | unb_TAPWIRE_OH | 8100304 | no | no |  |  | no |  |  | 0 | 0 | 0 | 0
oh_line_TAP_OH_904495 |  | ABCN | node_8100304_200857924 | node_1381682_514_15293379_1 | 0.033 | unb_TAPWIRE_OH | 8100304 | no | no |  |  | no |  |  | 0 | 0 | 0 | 0
oh_line_TAP_OH_904496 |  | AN | node_8100304_200857930 | node_1380861_999_15293333_281 | 0.033 | unb_TAPWIRE_OH | 8100304 | no | no |  |  | no |  |  | 0 | 0 | 0 | 0
oh_line_TAP_OH_904497 |  | AN | node_8100304_200857940 | node_1380428_425_15293267_728 | 0.033 | unb_TAPWIRE_OH | 8100304 | no | no |  |  | no |  |  | 0 | 0 | 0 | 0
oh_line_TAP_OH_904498 |  | AN | node_8100304_200857947 | node_1381012_279_15293577_532 | 0.033 | unb_TAPWIRE_OH | 8100304 | no | no |  |  | no |  |  | 0 | 0 | 0 | 0
oh_line_TAP_OH_904499 |  | ABCN | node_8100304_200857959 | node_1380667_51_15294391_593 | 0.033 | unb_TAPWIRE_OH | 8100304 | no | no |  |  | no |  |  | 0 | 0 | 0 | 0
oh_line_TAP_OH_904500 |  | ABCN | node_8100304_200857968 | node_1379993_553_15294168_106 | 0.033 | unb_TAPWIRE_OH | 8100304 | no | no |  |  | no |  |  | 0 | 0 | 0 | 0
oh_line_TAP_OH_904740 |  | ABCN | node_8100304_200859118 | node_1382763_401_15292826_22 | 0.033 | unb_TAPWIRE_OH | 8100304 | no | no |  |  | no |  |  | 0 | 0 | 0 | 0
oh_line_TAP_OH_904750 |  | AN | node_8100304_200859161 | node_1382652_637_15293519_361 | 0.033 | unb_TAPWIRE_OH | 8100304 | no | no |  |  | no |  |  | 0 | 0 | 0 | 0
oh_line_TAP_OH_904778 |  | AN | node_8100304_200859252 | node_1382529_422_15293810_884 | 0.033 | unb_TAPWIRE_OH | 8100304 | no | no |  |  | no |  |  | 0 | 0 | 0 | 0
oh_line_TAP_OH_904816 |  | ABCN | node_8100304_200859448 | node_1381436_6_15292722_678 | 0.033 | unb_TAPWIRE_OH | 8100304 | no | no |  |  | no |  |  | 0 | 0 | 0 | 0
oh_line_TAP_OH_904818 |  | ABCN | node_8100304_200859456 | node_1380727_029_15292869_578 | 0.033 | unb_TAPWIRE_OH | 8100304 | no | no |  |  | no |  |  | 0 | 0 | 0 | 0
oh_line_TAP_OH_920965 |  | AN | node_8100304_200951518 | node_1380135_838_15293925_134 | 0.033 | unb_TAPWIRE_OH | 8100304 | no | no |  |  | no |  |  | 0 | 0 | 0 | 0
oh_line_TAP_OH_921306 |  | AN | node_8100304_200953665 | node_1382687_814_15293233_626 | 0.033 | unb_TAPWIRE_OH | 8100304 | no | no |  |  | no |  |  | 0 | 0 | 0 | 0
oh_line_TAP_OH_921309 |  | AN | node_8100304_200953668 | node_1380771_054_15293051_634 | 0.033 | unb_TAPWIRE_OH | 8100304 | no | no |  |  | no |  |  | 0 | 0 | 0 | 0
oh_line_TAP_OH_921794 |  | AN | node_8100304_200958660 | node_1384767_403_15291773_441 | 0.033 | unb_TAPWIRE_OH | 8100304 | no | no |  |  | no |  |  | 0 | 0 | 0 | 0
oh_line_TAP_OH_922656 |  | ABCN | node_8100304_200962893 | node_1381111_33_15294012_546 | 0.033 | unb_TAPWIRE_OH | 8100304 | no | no |  |  | no |  |  | 0 | 0 | 0 | 0
oh_line_TAP_OH_927157 |  | ABCN | node_8100304_200986672 | node_1382184_362_15292896_607 | 0.033 | unb_TAPWIRE_OH | 8100304 | no | no |  |  | no |  |  | 0 | 0 | 0 | 0
oh_line_TAP_OH_2135335 |  | ABCN | node_8100304_200815125 | node_1383651_959_15294441_163 | 0.033 | unb_TAPWIRE_OH | 8100304 | no | no |  |  | no |  |  | 0 | 0 | 0 | 0
oh_line_TAP_OH_2135336 |  | ABCN | node_8100304_200815125 | node_1383651_963_15294414_536 | 0.033 | unb_TAPWIRE_OH | 8100304 | no | no |  |  | no |  |  | 0 | 0 | 0 | 0
oh_line_TAP_OH_2135337 |  | ABCN | node_8100304_200815125 | node_1383657_087_15294466_93 | 0.033 | unb_TAPWIRE_OH | 8100304 | no | no |  |  | no |  |  | 0 | 0 | 0 | 0
oh_line_TAP_OH_2135359 |  | ABCN | node_8100304_200859113 | node_1382399_839_15292810_27 | 0.033 | unb_TAPWIRE_OH | 8100304 | no | no |  |  | no |  |  | 0 | 0 | 0 | 0
oh_line_TAP_OH_2135360 |  | ABCN | node_8100304_200859113 | node_1382381_317_15292800_586 | 0.033 | unb_TAPWIRE_OH | 8100304 | no | no |  |  | no |  |  | 0 | 0 | 0 | 0
oh_line_TAP_OH_2135361 |  | ABCN | node_8100304_200859113 | node_1382419_565_15292813_204 | 0.033 | unb_TAPWIRE_OH | 8100304 | no | no |  |  | no |  |  | 0 | 0 | 0 | 0
oh_line_TAP_OH_2135367 |  | ABCN | node_8100304_200857786 | node_1381589_987_15292811_941 | 0.033 | unb_TAPWIRE_OH | 8100304 | no | no |  |  | no |  |  | 0 | 0 | 0 | 0
oh_line_TAP_OH_2135368 |  | ABCN | node_8100304_200857786 | node_1381590_647_15292797_551 | 0.033 | unb_TAPWIRE_OH | 8100304 | no | no |  |  | no |  |  | 0 | 0 | 0 | 0
oh_line_TAP_OH_2135369 |  | ABCN | node_8100304_200857786 | node_1381589_844_15292826_012 | 0.033 | unb_TAPWIRE_OH | 8100304 | no | no |  |  | no |  |  | 0 | 0 | 0 | 0
oh_line_TAP_OH_2135373 |  | ABCN | node_8100304_200859120 | node_1382629_456_15292487_964 | 0.033 | unb_TAPWIRE_OH | 8100304 | no | no |  |  | no |  |  | 0 | 0 | 0 | 0
oh_line_TAP_OH_2135374 |  | ABCN | node_8100304_200859120 | node_1382634_625_15292482_145 | 0.033 | unb_TAPWIRE_OH | 8100304 | no | no |  |  | no |  |  | 0 | 0 | 0 | 0
oh_line_TAP_OH_2135375 |  | ABCN | node_8100304_200859120 | node_1382622_403_15292490_846 | 0.033 | unb_TAPWIRE_OH | 8100304 | no | no |  |  | no |  |  | 0 | 0 | 0 | 0
oh_line_TAP_OH_2135419 |  | ABCN | node_8100304_200857247 | node_1382035_11_15292781_46 | 0.033 | unb_TAPWIRE_OH | 8100304 | no | no |  |  | no |  |  | 0 | 0 | 0 | 0
oh_line_TAP_OH_2223325 |  | ABCN | node_8100304_200859453 | node_1380490_331_15292912_827 | 0.033 | unb_TAPWIRE_OH | 8100304 | no | no |  |  | no |  |  | 0 | 0 | 0 | 0
oh_line_TAP_OH_2223326 |  | ABCN | node_8100304_200859453 | node_1380490_161_15292900_874 | 0.033 | unb_TAPWIRE_OH | 8100304 | no | no |  |  | no |  |  | 0 | 0 | 0 | 0
oh_line_TAP_OH_2223327 |  | ABCN | node_8100304_200859453 | node_1380492_28_15292922_682 | 0.033 | unb_TAPWIRE_OH | 8100304 | no | no |  |  | no |  |  | 0 | 0 | 0 | 0
oh_line_TAP_OH_2223345 |  | ABCN | node_8100304_200968268 | node_1383003_691_15292352_959 | 0.033 | unb_TAPWIRE_OH | 8100304 | no | no |  |  | no |  |  | 0 | 0 | 0 | 0
oh_line_TAP_OH_2223346 |  | ABCN | node_8100304_200968268 | node_1382987_964_15292369_042 | 0.033 | unb_TAPWIRE_OH | 8100304 | no | no |  |  | no |  |  | 0 | 0 | 0 | 0
oh_line_TAP_OH_2223353 |  | ABCN | node_8100304_200857971 | node_1380247_289_15294322_218 | 0.033 | unb_TAPWIRE_OH | 8100304 | no | no |  |  | no |  |  | 0 | 0 | 0 | 0
oh_line_TAP_OH_2223354 |  | ABCN | node_8100304_200857971 | node_1380230_229_15294308_487 | 0.033 | unb_TAPWIRE_OH | 8100304 | no | no |  |  | no |  |  | 0 | 0 | 0 | 0
oh_line_TAP_OH_2223358 |  | ABCN | node_8100304_200857232 | node_1380363_549_15292969_505 | 0.033 | unb_TAPWIRE_OH | 8100304 | no | no |  |  | no |  |  | 0 | 0 | 0 | 0
oh_line_TAP_OH_2223359 |  | ABCN | node_8100304_200857232 | node_1380378_465_15292952_091 | 0.033 | unb_TAPWIRE_OH | 8100304 | no | no |  |  | no |  |  | 0 | 0 | 0 | 0
oh_line_TAP_OH_2329724 |  | AN | node_8100304_200857765 | node_1381652_568_15294291_761 | 0.033 | unb_TAPWIRE_OH | 8100304 | no | no |  |  | no |  |  | 0 | 0 | 0 | 0
oh_line_TAP_OH_2450534 |  | ABCN | node_8100304_200857247 | node_1382015_719_15292775_702 | 0.033 | unb_TAPWIRE_OH | 8100304 | no | no |  |  | no |  |  | 0 | 0 | 0 | 0
oh_line_TAP_OH_2470551 |  | ABCN | node_8100304_200859119 | node_1382596_787_15292838_596 | 0.033 | unb_TAPWIRE_OH | 8100304 | no | no |  |  | no |  |  | 0 | 0 | 0 | 0
oh_line_TAP_OH_2470552 |  | ABCN | node_8100304_200859119 | node_1382596_032_15292817_105 | 0.033 | unb_TAPWIRE_OH | 8100304 | no | no |  |  | no |  |  | 0 | 0 | 0 | 0
oh_line_TAP_OH_2470553 |  | ABCN | node_8100304_200859119 | node_1382597_881_15292797_666 | 0.033 | unb_TAPWIRE_OH | 8100304 | no | no |  |  | no |  |  | 0 | 0 | 0 | 0
oh_line_TAP_OH_4217516 |  | ABCN | node_8100304_200978885 | node_1382360_219_15292615_108 | 0.033 | unb_TAPWIRE_OH | 8100304 | no | no |  |  | no |  |  | 0 | 0 | 0 | 0
oh_line_TAP_OH_5367605 |  | ABCN | node_8100304_200813766 | node_1386025_704_15290427_818 | 0.033 | unb_TAPWIRE_OH | 8100304 | no | no |  |  | no |  |  | 0 | 0 | 0 | 0
oh_line_TAP_OH_5367606 |  | ABCN | node_8100304_200813766 | node_1386011_966_15290440_972 | 0.033 | unb_TAPWIRE_OH | 8100304 | no | no |  |  | no |  |  | 0 | 0 | 0 | 0
oh_line_TAP_OH_5367607 |  | ABCN | node_8100304_200813766 | node_1386041_753_15290419_406 | 0.033 | unb_TAPWIRE_OH | 8100304 | no | no |  |  | no |  |  | 0 | 0 | 0 | 0
oh_line_TAP_OH_5367608 |  | ABCN | node_8100304_201062680 | node_1386119_316_15290514_12 | 0.033 | unb_TAPWIRE_OH | 8100304 | no | no |  |  | no |  |  | 0 | 0 | 0 | 0

## overhead_line_conductor
data_type | static
owner_type | feeder
owner | 8100304
object | overhead_line_conductor
name | groupid | geometric_mean_radius | resistance | diameter | rating_summer_continuous | rating_summer_emergency | rating_winter_continuous | rating_winter_emergency | dcircuit | selected | comments
oh_cond_1/0_AAAC |  | 0.012 | 0.876 | 0.398 | 235 | 235 | 310 | 310 |  | no
oh_cond_1/0_ACSR |  | 0.012 | 0.888 | 0.398 | 265 | 265 | 330 | 330 |  | no
oh_cond_2/0_CU |  | 0.013 | 0.44 | 0.414 | 295 | 295 | 425 | 425 |  | no
oh_cond_2_CU |  | 0.009 | 0.873 | 0.292 | 190 | 190 | 270 | 270 |  | no
oh_cond_4/0_AL |  | 0.016 | 0.442 | 0.522 | 365 | 365 | 480 | 480 |  | no
oh_cond_4_CU |  | 0.007 | 1.388 | 0.232 | 140 | 140 | 200 | 200 |  | no
oh_cond_336_5_MCM_AL |  | 0.021 | 0.279 | 0.666 | 490 | 490 | 644 | 644 |  | no
oh_cond_477_ACSR |  | 0.028 | 0.196 | 0.849 | 695 | 695 | 880 | 880 |  | no
oh_cond_477_MCM_AL |  | 0.025 | 0.198 | 0.792 | 605 | 605 | 810 | 810 |  | no
oh_cond_WP-4/0-CU |  | 0.015 | 0.273 | 0.81 | 340 | 340 | 390 | 390 |  | no

## regulator
data_type | static
owner_type | feeder
owner | 8100304
object | regulator
name | groupid | phases | fr | to | configuration | sense_node | dcircuit | selected | monitored | monitored_fields | class_monitored_fields | played | played_fields | comments
regulator_220370557 |  | ABCD | node_intto1_8100304_200813779 | node_8100304_200813779 | config_regulator_220370557 |  | 8100304 | no | no |  |  | no

## regulator_configuration
data_type | static
owner_type | feeder
owner | 8100304
object | regulator_configuration
name | groupid | connect_type | band_center | band_width | time_delay | dwell_time | raise_taps | lower_taps | current_transducer_ratio | power_transducer_ratio | compensator_r_setting_A | compensator_x_setting_A | compensator_r_setting_B | compensator_x_setting_B | compensator_r_setting_C | compensator_x_setting_C | CT_phase | PT_phase | regulation | control_level | Control | Type | tap_pos_A | tap_pos_B | tap_pos_C | dcircuit | selected | comments
config_regulator_220370557 |  | WYE_WYE | 123 | 3 |  |  | 16 | 16 | 400 | 40 | 0 | 0 | 0 | 0 | 0 | 0 | A | A | 0.1 | INDIVIDUAL | OUTPUT_VOLTAGE | A | -1 | -1 | -1 |  | no

## switch
data_type | static
owner_type | feeder
owner | 8100304
object | switch
name | groupid | phases | fr | to | phase_A_state | phase_B_state | phase_C_state | operating_mode | status | dcircuit | selected | monitored | monitored_fields | class_monitored_fields | played | played_fields | comments
switch_671T665_NO-220415587 |  | ABCD | node_intto1_671T665_NO-220415587 | node_671T665_NO-220415587 | CLOSED | CLOSED | CLOSED | INDIVIDUAL |  | 8100304 | no | no |  |  | no
switch_671T692_NO-220415551 |  | ABCD | node_intto1_1384354_335_15292935_3 | node_1384354_335_15292935_3 | CLOSED | CLOSED | CLOSED | INDIVIDUAL |  | 8100304 | no | no |  |  | no
switch_671T722_NO-220416703 |  | ABCD | node_intto1_1380029_36_15294318_865 | node_1380029_36_15294318_865 | CLOSED | CLOSED | CLOSED | INDIVIDUAL |  | 8100304 | no | no |  |  | no
switch_692T665_NO-220415626 |  | ABCD | node_intto1_1386607_412_15290316_189 | node_1386607_412_15290316_189 | CLOSED | CLOSED | CLOSED | INDIVIDUAL |  | 8100304 | no | no |  |  | no
switch_220416624 |  | ABCD | node_intto1_8100304_201059651 | node_8100304_201059651 | CLOSED | CLOSED | CLOSED | INDIVIDUAL |  | 8100304 | no | no |  |  | no
switch_220620507 |  | AD | node_intto1_220620507 | node_220620507 | CLOSED | CLOSED | CLOSED | INDIVIDUAL |  | 8100304 | no | no |  |  | no
switch_220622849 |  | ABCD | node_intto1_8100304_200813780 | node_8100304_200813780 | CLOSED | CLOSED | CLOSED | INDIVIDUAL |  | 8100304 | no | no |  |  | no
switch_310015574 |  | ABCD | node_intto1_310015574 | node_310015574 | CLOSED | CLOSED | CLOSED | INDIVIDUAL |  | 8100304 | no | no |  |  | no
switch_310016286 |  | ABCD | node_intto1_8100304_200813755 | node_8100304_200813755 | CLOSED | CLOSED | CLOSED | INDIVIDUAL |  | 8100304 | no | no |  |  | no
switch_311895982 |  | ABCD | node_intto1_8100304_311895981 | node_8100304_311895981 | CLOSED | CLOSED | CLOSED | INDIVIDUAL |  | 8100304 | no | no |  |  | no

## transformer
data_type | static
owner_type | feeder
owner | 8100304
object | transformer
name | groupid | phases | fr | to | configuration | climate | aging_constant | use_thermal_model | aging_granularity | dcircuit | selected | monitored | monitored_fields | class_monitored_fields | played | played_fields | comments
transformer_220465278 |  | AD | node_intto1_220465278 | node_220465278 | config_transformer_220465278 |  | 0 |  | 0 | 8100304 | no | no |  |  | no

## transformer_configuration
data_type | static
owner_type | feeder
owner | 8100304
object | transformer_configuration
name | groupid | connect_type | install_type | coolant_type | cooling_type | primary_voltage | secondary_voltage | power_rating | powerA_rating | powerB_rating | powerC_rating | impedance | shunt_impedance | core_coil_weight | tank_fittings_weight | oil_volume | rated_winding_time_constant | rated_winding_hot_spot_rise | rated_top_oil_rise | no_load_loss | full_load_loss | reactance_resistance_ratio | installed_insulation_life | dcircuit | selected | comments
config_transformer_220465278 |  | DELTA_GWYE |  |  |  | 4800 | 12470 | 100 | 0 | 0 | 0 | 0.004+0.04j | 0 | 0 | 0 | 0 | 0 | 0 | 0 | 0 | 0 | 10 | 0 |  | no

## underground_line
data_type | static
owner_type | feeder
owner | 8100304
object | underground_line
name | groupid | phases | fr | to | length | configuration | dcircuit | selected | monitored | monitored_fields | class_monitored_fields | played | played_fields | comments
und_line_8100304_200856489 |  | AN | node_8100304_311908837 | node_8100304_200856489 | 154.72 | und_1P_2ALURD_2AL(N) | 8100304 | no | no |  |  | no
und_line_8100304_200917354 |  | ABCN | node_8100304_200813757 | node_8100304_200917354 | 349.161 | und_3P_2ALURD | 8100304 | no | no |  |  | no
und_line_8100304_200917355 |  | ABCN | node_8100304_200917354 | node_8100304_200917355 | 216.535 | und_3P_2ALURD | 8100304 | no | no |  |  | no
und_line_8100304_200917356 |  | ABCN | node_8100304_200917355 | node_8100304_200917356 | 202.467 | und_3P_2ALURD | 8100304 | no | no |  |  | no
und_line_8100304_201027231 |  | ABCN | node_8100304_201054989 | node_intto1_8100304_201027231 | 118.551 | und_3P_DELTACUST | 8100304 | no | no |  |  | no
und_line_8100304_311912248 |  | ABCN | node_8100304_200814356 | node_intto1_8100304_311912248 | 177.946 | und_3P_DELTACUST | 8100304 | no | no |  |  | no
und_line_TAP_UG_59451 |  | AN | node_8100304_200856489 | node_1380288_472_15292776_175 | 0.033 | und_TAPWIRE_UG | 8100304 | no | no |  |  | no
und_line_TAP_UG_65320 |  | ABCN | node_8100304_201027231 | node_1380152_471_15293084_736 | 0.033 | und_TAPWIRE_UG | 8100304 | no | no |  |  | no
und_line_TAP_UG_1449683 |  | ABCN | node_8100304_311912248 | node_1383630_989_15293727_759 | 0.033 | und_TAPWIRE_UG | 8100304 | no | no |  |  | no
und_line_TAP_UG_1449684 |  | ABCN | node_8100304_311912248 | node_1383627_198_15293711_85 | 0.033 | und_TAPWIRE_UG | 8100304 | no | no |  |  | no
und_line_TAP_UG_1449685 |  | ABCN | node_8100304_311912248 | node_1383631_441_15293698_626 | 0.033 | und_TAPWIRE_UG | 8100304 | no | no |  |  | no

## underground_line_conductor
data_type | static
owner_type | feeder
owner | 8100304
object | underground_line_conductor
name | groupid | outer_diameter | conductor_gmr | conductor_diameter | conductor_resistance | neutral_gmr | neutral_diameter | neutral_resistance | neutral_strands | insulation_relative_permitivitty | shield_gmr | shield_resistance | rating_summer_continuous | rating_summer_emergency | rating_winter_continuous | rating_winter_emergency | dcircuit | selected | comments
und_cond_1P_2ALURD_2AL(N) | [12 empty] | 125 | 125 | 140 | 140 |  | no
und_cond_3P_2ALURD | [12 empty] | 125 | 125 | 140 | 140 |  | no
und_cond_3P_DELTACUST | [12 empty] | 685 | 685 | 685 | 685 |  | no
und_cond_TAPWIRE_UG | [12 empty] | 99999999 | 99999999 | 99999999 | 99999999 |  | no