## capacitor
data_type | static
owner_type | feeder
owner | 8101603
object | capacitor
name | groupid | parent | phases | nominal_voltage | pt_phase | phases_connected | switchA | switchB | switchC | control | voltage_set_high | voltage_set_low | VAr_set_high | VAr_set_low | current_set_high | current_set_low | capacitor_A | capacitor_B | capacitor_C | cap_nominal_voltage | time_delay | dwell_time | lockout_time | remote_sense | remote_sense_B | control_level | dcircuit | selected | monitored | monitored_fields | class_monitored_fields | played | played_fields | comments
cap_220368725 |  | node_1399181_08_15294315_51 | ABCN | 0 |  | ABCN | CLOSED | CLOSED | CLOSED | MANUAL | [6 empty] | 200000 | 200000 | 200000 | 4800 | [6 empty] | 8101603 | no | no |  |  | no

## feeder
data_type | static
owner_type | feeder
owner | 8101603
object | feeder
name | transmission_bus | ARC | ADR | slack_bus | nom_voltages | num_nodes | num_ohlines | num_uglines | num_transformers | num_generators | num_pvs | num_storages | num_loads | miles | mw | mvar | losses_mw | losses_mvar | comments | use_feeder_load_shape | load_shape_scale | use_feeder_pv_shape | pv_shape_scale | description | restore_time | griddisconnect_scenario_probability | gridconnect_scenario_probability | use_energy_not_served | VOLL | discount_rate | yearly_load_growth_percent | planning_horizon | enable_traditional_project_deferral | lifetime_of_investment_years | start_year | base_year | year_the_investment_is_committed | revenue_requirement_scaling_factor | discount_rate | inflation_rate_for_investment | traditional_project_invested_capital | periodicity_of_investment_in_years | priority | maximum_total_investment_cost | DER_portfolio_NPV | DER_portfolio_BC_ratio | total_system_energy_avoided_cost_NPV | total_system_capacity_avoided_cost_NPV | total_system_ancillary_services_avoided_cost_NPV | total_system_CO2_avoided_cost_NPV | total_system_loss_of_load_avoided_cost_NPV | total_system_distribution_capacity_avoided_cost_NPV | total_system_investment_and_operational_cost_NPV | feeder_solar_pv_operating_cost_USdollarperkWh | feeder_energy_storage_operating_cost_USdollarperkWh | feeder_distributed_generator_operating_cost_USdollarperkWh | feeder_distributed_generator_CO2_cost_USdollarperkWh | feeder_demand_response_operating_cost_USdollarperkWh | feeder_solar_pv_investment_cost_USdollarperkW | feeder_energy_storage_investment_cost_USdollarperkW | feeder_distributed_generator_investment_cost_USdollarperkW | feeder_demand_response_investment_cost_USdollarperkW
8101603 |  | ts_slack | none | node_SOURCE_8101603 | 2771.281 | 311 | 288 | 7 | 0 | 0 | 0 | 0 | 118 | 3.628 | 2.454 | 1.046 | 0 | 0 |  | 0 | 0 | 1 | 0 |  | 0 | 0 | 0 | 0 | 0 | 0 | 0 | 0 | 0 | 0 | 0 | 0 | 0 | 0 | 0 | 0 | 0 | 0 | 0 | 999999999 | 0 | 0 | 0 | 0 | 0 | 0 | 0 | 0 | 0 | 0 | 0 | 0 | 0 | 0 | 0 | 0 | 0 | 0

## fuse
data_type | static
owner_type | feeder
owner | 8101603
object | fuse
name | groupid | phases | fr | to | phase_A_status | phase_B_status | phase_C_status | repair_dist_type | current_limit | mean_replacement_time | status | dcircuit | selected | monitored | monitored_fields | class_monitored_fields | played | played_fields | comments
fuse_220383257 |  | AD | node_intto1_8101603_200807982 | node_8101603_200807982 | GOOD | GOOD | GOOD |  | 100 |  |  | 8101603 | no | no |  |  | no
fuse_220383258 |  | ABCD | node_intto1_8101603_200947029 | node_8101603_200947029 | GOOD | GOOD | GOOD |  | 100 |  |  | 8101603 | no | no |  |  | no
fuse_220383264 |  | AD | node_intto1_8101603_200807913 | node_8101603_200807913 | GOOD | GOOD | GOOD |  | 100 |  |  | 8101603 | no | no |  |  | no
fuse_220383265 |  | AD | node_intto1_8101603_200807883 | node_8101603_200807883 | GOOD | GOOD | GOOD |  | 80 |  |  | 8101603 | no | no |  |  | no
fuse_220383266 |  | ABCD | node_intto1_8101603_200807861 | node_8101603_200807861 | GOOD | GOOD | GOOD |  | 40 |  |  | 8101603 | no | no |  |  | no
fuse_220383273 |  | ABCD | node_intto1_8101603_200808547 | node_8101603_200808547 | GOOD | GOOD | GOOD |  | 75 |  |  | 8101603 | no | no |  |  | no
fuse_220383275 |  | ABCN | node_intto1_8101603_200805604 | node_8101603_200805604 | GOOD | GOOD | GOOD |  | 100 |  |  | 8101603 | no | no |  |  | no
fuse_220383294 |  | ABCN | node_intto1_8101603_200807763 | node_8101603_200807763 | GOOD | GOOD | GOOD |  | 75 |  |  | 8101603 | no | no |  |  | no
fuse_220383344 |  | ABCD | node_intto1_8101603_200809664 | node_8101603_200809664 | GOOD | GOOD | GOOD |  | 75 |  |  | 8101603 | no | no |  |  | no
fuse_220475184 |  | ABCD | node_intto1_8101603_200957239 | node_8101603_200957239 | GOOD | GOOD | GOOD |  | 300 |  |  | 8101603 | no | no |  |  | no
fuse_311902316 |  | ABCN | node_intto1_8101603_311902258 | node_8101603_311902258 | GOOD | GOOD | GOOD |  | 30 |  |  | 8101603 | no | no |  |  | no
fuse_311902318 |  | ABCD | node_intto1_8101603_200807946 | node_8101603_200807946 | GOOD | GOOD | GOOD |  | 100 |  |  | 8101603 | no | no |  |  | no

## line_configuration
data_type | static
owner_type | feeder
owner | 8101603
object | line_configuration
name | groupid | conductor_A | conductor_B | conductor_C | conductor_N | spacing | z11 | z12 | z13 | z21 | z22 | z23 | z31 | z32 | z33 | c11 | c12 | c13 | c21 | c22 | c23 | c31 | c32 | c33 | dcircuit | selected | comments
bal_1P_1/0AA |  | oh_cond_1/0_AAAC | oh_cond_1/0_AAAC | oh_cond_1/0_AAAC |  |  | 0.972+1.499j | 0.095+0.781j | 0.095+0.781j | 0.095+0.781j | 0.972+1.499j | 0.095+0.781j | 0.095+0.781j | 0.095+0.781j | 0.972+1.499j | 12.796 | -3.172 | -3.172 | -3.172 | 12.796 | -3.172 | -3.172 | -3.172 | 12.796 |  | no
bal_1P_1/0AC |  | oh_cond_1/0_ACSR | oh_cond_1/0_ACSR | oh_cond_1/0_ACSR |  |  | 0.983+1.218j | 0.095+0.781j | 0.095+0.781j | 0.095+0.781j | 0.983+1.218j | 0.095+0.781j | 0.095+0.781j | 0.095+0.781j | 0.983+1.218j | 12.796 | -3.172 | -3.172 | -3.172 | 12.796 | -3.172 | -3.172 | -3.172 | 12.796 |  | no
bal_1P_4/0AL |  | oh_cond_4/0_AL | oh_cond_4/0_AL | oh_cond_4/0_AL |  |  | 0.537+1.466j | 0.095+0.781j | 0.095+0.781j | 0.095+0.781j | 0.537+1.466j | 0.095+0.781j | 0.095+0.781j | 0.095+0.781j | 0.537+1.466j | 13.381 | -3.4 | -3.4 | -3.4 | 13.381 | -3.4 | -3.4 | -3.4 | 13.381 |  | no
bal_1P_4CU |  | oh_cond_4_CU | oh_cond_4_CU | oh_cond_4_CU |  |  | 1.483+1.565j | 0.095+0.781j | 0.095+0.781j | 0.095+0.781j | 1.483+1.565j | 0.095+0.781j | 0.095+0.781j | 0.095+0.781j | 1.483+1.565j | 11.78 | -2.785 | -2.785 | -2.785 | 11.78 | -2.785 | -2.785 | -2.785 | 11.78 |  | no
bal_3P_1/0AA |  | oh_cond_1/0_AAAC | oh_cond_1/0_AAAC | oh_cond_1/0_AAAC |  |  | 0.972+1.499j | 0.095+0.781j | 0.095+0.781j | 0.095+0.781j | 0.972+1.499j | 0.095+0.781j | 0.095+0.781j | 0.095+0.781j | 0.972+1.499j | 12.796 | -3.172 | -3.172 | -3.172 | 12.796 | -3.172 | -3.172 | -3.172 | 12.796 |  | no
bal_3P_1/0AC |  | oh_cond_1/0_ACSR | oh_cond_1/0_ACSR | oh_cond_1/0_ACSR |  |  | 0.983+1.497j | 0.095+0.781j | 0.095+0.781j | 0.095+0.781j | 0.983+1.497j | 0.095+0.781j | 0.095+0.781j | 0.095+0.781j | 0.983+1.497j | 12.796 | -3.172 | -3.172 | -3.172 | 12.796 | -3.172 | -3.172 | -3.172 | 12.796 |  | no
bal_3P_2/0CU |  | oh_cond_2/0_CU | oh_cond_2/0_CU | oh_cond_2/0_CU |  |  | 0.535+1.487j | 0.095+0.781j | 0.095+0.781j | 0.095+0.781j | 0.535+1.487j | 0.095+0.781j | 0.095+0.781j | 0.095+0.781j | 0.535+1.487j | 12.878 | -3.204 | -3.204 | -3.204 | 12.878 | -3.204 | -3.204 | -3.204 | 12.878 |  | no
bal_3P_2CU |  | oh_cond_2_CU | oh_cond_2_CU | oh_cond_2_CU |  |  | 0.968+1.536j | 0.095+0.781j | 0.095+0.781j | 0.095+0.781j | 0.968+1.536j | 0.095+0.781j | 0.095+0.781j | 0.095+0.781j | 0.968+1.536j | 12.191 | -2.94 | -2.94 | -2.94 | 12.191 | -2.94 | -2.94 | -2.94 | 12.191 |  | no
bal_3P_4CU |  | oh_cond_4_CU | oh_cond_4_CU | oh_cond_4_CU |  |  | 1.483+1.565j | 0.095+0.781j | 0.095+0.781j | 0.095+0.781j | 1.483+1.565j | 0.095+0.781j | 0.095+0.781j | 0.095+0.781j | 1.483+1.565j | 11.78 | -2.785 | -2.785 | -2.785 | 11.78 | -2.785 | -2.785 | -2.785 | 11.78 |  | no
bal_3P_336AL |  | oh_cond_336_5_MCM_AL | oh_cond_336_5_MCM_AL | oh_cond_336_5_MCM_AL |  |  | 0.374+1.431j | 0.095+0.781j | 0.095+0.781j | 0.095+0.781j | 0.374+1.431j | 0.095+0.781j | 0.095+0.781j | 0.095+0.781j | 0.374+1.431j | 13.957 | -3.628 | -3.628 | -3.628 | 13.957 | -3.628 | -3.628 | -3.628 | 13.957 |  | no
bal_3P_477AL |  | oh_cond_477_MCM_AL | oh_cond_477_MCM_AL | oh_cond_477_MCM_AL |  |  | 0.293+1.41j | 0.095+0.775j | 0.095+0.775j | 0.095+0.775j | 0.293+1.41j | 0.095+0.775j | 0.095+0.775j | 0.095+0.775j | 0.293+1.41j | 14.305 | -3.735 | -3.735 | -3.735 | 14.305 | -3.735 | -3.735 | -3.735 | 14.305 |  | no
unb_3P_2-1/0AC_1/0AA |  | oh_cond_1/0_ACSR | oh_cond_1/0_ACSR | oh_cond_1/0_AAAC |  |  | 0.983+1.497j | 0.095+0.781j | 0.095+0.781j | 0.095+0.781j | 0.983+1.497j | 0.095+0.781j | 0.095+0.781j | 0.095+0.781j | 0.972+1.499j | 12.809 | -3.176 | -3.176 | -3.176 | 12.809 | -3.176 | -3.176 | -3.176 | 12.809 |  | no
unb_TAPWIRE_OH |  | oh_cond_WP-4/0-CU | oh_cond_WP-4/0-CU | oh_cond_WP-4/0-CU | oh_cond_WP-4/0-CU |  | 0.365+1.097j | 0.093+0.433j | 0.094+0.34j | 0.093+0.433j | 0.368+1.078j | 0.095+0.401j | 0.094+0.34j | 0.095+0.401j | 0.368+1.077j | 14.911 | -4.341 | -1.953 | -4.341 | 15.781 | -3.724 | -1.953 | -3.724 | 14.818 |  | no
und_3P_1/0ALURD |  | und_cond_3P_1/0ALURD | und_cond_3P_1/0ALURD | und_cond_3P_1/0ALURD |  |  | 1.61+0.653j | 0.525+0.251j | 0.525+0.251j | 0.525+0.251j | 1.61+0.653j | 0.525+0.251j | 0.525+0.251j | 0.525+0.251j | 1.61+0.653j | 530.19 | 0 | 0 | 0 | 530.19 | 0 | 0 | 0 | 530.19 |  | no
und_3P_2ALURD |  | und_cond_3P_2ALURD | und_cond_3P_2ALURD | und_cond_3P_2ALURD |  |  | 2.125+0.49j | 0.384+0.067j | 0.384+0.067j | 0.384+0.067j | 2.125+0.49j | 0.384+0.067j | 0.384+0.067j | 0.384+0.067j | 2.125+0.49j | 401.498 | 0 | 0 | 0 | 401.498 | 0 | 0 | 0 | 401.498 |  | no
und_3P_2CUURD |  | und_cond_3P_2CUURD | und_cond_3P_2CUURD | und_cond_3P_2CUURD |  |  | 1.412+0.529j | 0.346+0.109j | 0.346+0.109j | 0.346+0.109j | 1.412+0.529j | 0.346+0.109j | 0.346+0.109j | 0.346+0.109j | 1.412+0.529j | 401.497 | 0 | 0 | 0 | 401.497 | 0 | 0 | 0 | 401.497 |  | no
und_3P_DELTACUST |  | und_cond_3P_DELTACUST | und_cond_3P_DELTACUST | und_cond_3P_DELTACUST |  |  | 0.179+0.233j | 0.061-0.024j | 0.061-0.024j | 0.061-0.024j | 0.179+0.233j | 0.061-0.024j | 0.061-0.024j | 0.061-0.024j | 0.179+0.233j | 324.124 | 0 | 0 | 0 | 324.124 | 0 | 0 | 0 | 324.124 |  | no
und_TAPWIRE_UG |  | und_cond_TAPWIRE_UG | und_cond_TAPWIRE_UG | und_cond_TAPWIRE_UG |  |  | 0.001+0.001j | 0.0+0.0j | 0.0+0.0j | 0.0+0.0j | 0.001+0.001j | 0.0+0.0j | 0.0+0.0j | 0.0+0.0j | 0.001+0.001j | 0 | 0 | 0 | 0 | 0 | 0 | 0 | 0 | 0 |  | no

## load
data_type | static
owner_type | feeder
owner | 8101603
object | load
name | groupid | parent | bustype | phases | nominal_voltage | load_class | constant_power_A | constant_power_B | constant_power_C | constant_current_A | constant_current_B | constant_current_C | constant_impedance_A | constant_impedance_B | constant_impedance_C | base_power_A | base_power_B | base_power_C | power_pf_A | power_pf_B | power_pf_C | current_pf_A | current_pf_B | current_pf_C | impedance_pf_A | impedance_pf_B | impedance_pf_C | power_fraction_A | power_fraction_B | power_fraction_C | current_fraction_A | current_fraction_B | current_fraction_C | impedance_fraction_A | impedance_fraction_B | impedance_fraction_C | dcircuit | selected | monitored | monitored_fields | class_monitored_fields | played | played_fields | base_kw_A | base_kw_B | base_kw_C | kw_A | kw_B | kw_C | comments | critical_load | dem_resp_lb | dem_resp_ub | dem_resp_shortage_cost | dem_resp_surplus_cost | num_customers
load_220330678 |  | node_1399140_32_15295077_972 |  | ABCN | 0 | NonResidential | 111333.333+47427.801j | 111333.333+47427.801j | 111333.333+47427.801j | 0 | 0 | 0 | [24 empty] | 8101603 | no | no |  |  | no |  | 0 | 0 | 0 | 0 | 0 | 0 |  | 1 | 1 | 1 | 0 | 0 | 0
load_220330744 |  | node_1399311_431_15294214_027 |  | AN | 0 | NonResidential | 3666.667+1561.994j | 0 | 0 | 0 | 0 | 0 | [24 empty] | 8101603 | no | no |  |  | no |  | 0 | 0 | 0 | 0 | 0 | 0 |  | 1 | 1 | 1 | 0 | 0 | 0
load_220330745 |  | node_1399331_067_15294217_912 |  | BN | 0 | NonResidential | 0 | 3666.667+1561.994j | 0 | 0 | 0 | 0 | [24 empty] | 8101603 | no | no |  |  | no |  | 0 | 0 | 0 | 0 | 0 | 0 |  | 1 | 1 | 1 | 0 | 0 | 0
load_220330746 |  | node_1399291_747_15294217_092 |  | CN | 0 | NonResidential | 0 | 0 | 3666.667+1561.994j | 0 | 0 | 0 | [24 empty] | 8101603 | no | no |  |  | no |  | 0 | 0 | 0 | 0 | 0 | 0 |  | 1 | 1 | 1 | 0 | 0 | 0
load_220330749 |  | node_1400327_627_15294314_191 |  | AN | 0 | NonResidential | 0 | 0 | 0 | 0 | 0 | 0 | [24 empty] | 8101603 | no | no |  |  | no |  | 0 | 0 | 0 | 0 | 0 | 0 |  | 1 | 1 | 1 | 0 | 0 | 0
load_220330750 |  | node_1400439_569_15294247_05 |  | AN | 0 | NonResidential | 0 | 0 | 0 | 0 | 0 | 0 | [24 empty] | 8101603 | no | no |  |  | no |  | 0 | 0 | 0 | 0 | 0 | 0 |  | 1 | 1 | 1 | 0 | 0 | 0
load_220330751 |  | node_1400459_16_15294251_335 |  | BN | 0 | NonResidential | 0 | 0 | 0 | 0 | 0 | 0 | [24 empty] | 8101603 | no | no |  |  | no |  | 0 | 0 | 0 | 0 | 0 | 0 |  | 1 | 1 | 1 | 0 | 0 | 0
load_220330752 |  | node_1400419_85_15294249_714 |  | CN | 0 | NonResidential | 0 | 0 | 0 | 0 | 0 | 0 | [24 empty] | 8101603 | no | no |  |  | no |  | 0 | 0 | 0 | 0 | 0 | 0 |  | 1 | 1 | 1 | 0 | 0 | 0
load_220330754 |  | node_1400559_374_15294251_669 |  | AN | 0 | NonResidential | 2333.333+993.996j | 0 | 0 | 0 | 0 | 0 | [24 empty] | 8101603 | no | no |  |  | no |  | 0 | 0 | 0 | 0 | 0 | 0 |  | 1 | 1 | 1 | 0 | 0 | 0
load_220330755 |  | node_1400578_941_15294256_161 |  | BN | 0 | NonResidential | 0 | 2333.333+993.996j | 0 | 0 | 0 | 0 | [24 empty] | 8101603 | no | no |  |  | no |  | 0 | 0 | 0 | 0 | 0 | 0 |  | 1 | 1 | 1 | 0 | 0 | 0
load_220330756 |  | node_1401154_299_15294262_522 |  | AN | 0 | NonResidential | 8000+3407.986j | 0 | 0 | 0 | 0 | 0 | [24 empty] | 8101603 | no | no |  |  | no |  | 0 | 0 | 0 | 0 | 0 | 0 |  | 1 | 1 | 1 | 0 | 0 | 0
load_220330757 |  | node_1401173_881_15294266_88 |  | BN | 0 | NonResidential | 0 | 8000+3407.986j | 0 | 0 | 0 | 0 | [24 empty] | 8101603 | no | no |  |  | no |  | 0 | 0 | 0 | 0 | 0 | 0 |  | 1 | 1 | 1 | 0 | 0 | 0
load_220330758 |  | node_1401134_575_15294265_111 |  | CN | 0 | NonResidential | 0 | 0 | 8000+3407.986j | 0 | 0 | 0 | [24 empty] | 8101603 | no | no |  |  | no |  | 0 | 0 | 0 | 0 | 0 | 0 |  | 1 | 1 | 1 | 0 | 0 | 0
load_220330759 |  | node_1401243_716_15294262_414 |  | AN | 0 | NonResidential | 0 | 0 | 0 | 0 | 0 | 0 | [24 empty] | 8101603 | no | no |  |  | no |  | 0 | 0 | 0 | 0 | 0 | 0 |  | 1 | 1 | 1 | 0 | 0 | 0
load_220330760 |  | node_1401263_379_15294266_032 |  | BN | 0 | NonResidential | 0 | 0 | 0 | 0 | 0 | 0 | [24 empty] | 8101603 | no | no |  |  | no |  | 0 | 0 | 0 | 0 | 0 | 0 |  | 1 | 1 | 1 | 0 | 0 | 0
load_220330761 |  | node_1401224_057_15294265_747 |  | CN | 0 | NonResidential | 0 | 0 | 0 | 0 | 0 | 0 | [24 empty] | 8101603 | no | no |  |  | no |  | 0 | 0 | 0 | 0 | 0 | 0 |  | 1 | 1 | 1 | 0 | 0 | 0
load_220330762 |  | node_1401478_983_15294265_065 |  | AN | 0 | NonResidential | 19666.667+8377.965j | 0 | 0 | 0 | 0 | 0 | [24 empty] | 8101603 | no | no |  |  | no |  | 0 | 0 | 0 | 0 | 0 | 0 |  | 1 | 1 | 1 | 0 | 0 | 0
load_220330763 |  | node_1401498_555_15294269_512 |  | BN | 0 | NonResidential | 0 | 19666.667+8377.965j | 0 | 0 | 0 | 0 | [24 empty] | 8101603 | no | no |  |  | no |  | 0 | 0 | 0 | 0 | 0 | 0 |  | 1 | 1 | 1 | 0 | 0 | 0
load_220330764 |  | node_1401459_252_15294267_565 |  | CN | 0 | NonResidential | 0 | 0 | 19666.667+8377.965j | 0 | 0 | 0 | [24 empty] | 8101603 | no | no |  |  | no |  | 0 | 0 | 0 | 0 | 0 | 0 |  | 1 | 1 | 1 | 0 | 0 | 0
load_220330766 |  | node_1401998_057_15294278_186 |  | AN | 0 | Residential | 23598+10052.706j | 0 | 0 | 0 | 0 | 0 | [24 empty] | 8101603 | no | no |  |  | no |  | 0 | 0 | 0 | 0 | 0 | 0 |  | 1 | 1 | 1 | 0 | 0 | 0
load_220330767 |  | node_1402017_712_15294281_88 |  | AN | 0 | NonResidential | 5500+2342.99j | 0 | 0 | 0 | 0 | 0 | [24 empty] | 8101603 | no | no |  |  | no |  | 0 | 0 | 0 | 0 | 0 | 0 |  | 1 | 1 | 1 | 0 | 0 | 0
load_220330768 |  | node_1402247_673_15294547_394 |  | AN | 0 | NonResidential | 5666.667+2413.99j | 0 | 0 | 0 | 0 | 0 | [24 empty] | 8101603 | no | no |  |  | no |  | 0 | 0 | 0 | 0 | 0 | 0 |  | 1 | 1 | 1 | 0 | 0 | 0
load_220330769 |  | node_1402279_887_15294517_384 |  | BN | 0 | NonResidential | 0 | 5666.667+2413.99j | 0 | 0 | 0 | 0 | [24 empty] | 8101603 | no | no |  |  | no |  | 0 | 0 | 0 | 0 | 0 | 0 |  | 1 | 1 | 1 | 0 | 0 | 0
load_220330774 |  | node_1402502_654_15294282_382 |  | AN | 0 | NonResidential | 14333.333+6105.974j | 0 | 0 | 0 | 0 | 0 | [24 empty] | 8101603 | no | no |  |  | no |  | 0 | 0 | 0 | 0 | 0 | 0 |  | 1 | 1 | 1 | 0 | 0 | 0
load_220330775 |  | node_1402522_257_15294286_558 |  | BN | 0 | NonResidential | 0 | 14333.333+6105.974j | 0 | 0 | 0 | 0 | [24 empty] | 8101603 | no | no |  |  | no |  | 0 | 0 | 0 | 0 | 0 | 0 |  | 1 | 1 | 1 | 0 | 0 | 0
load_220330776 |  | node_1402482_944_15294285_154 |  | CN | 0 | NonResidential | 0 | 0 | 14333.333+6105.974j | 0 | 0 | 0 | [24 empty] | 8101603 | no | no |  |  | no |  | 0 | 0 | 0 | 0 | 0 | 0 |  | 1 | 1 | 1 | 0 | 0 | 0
load_220330777 |  | node_1402952_987_15294319_939 |  | AN | 0 | NonResidential | 22666.667+9655.96j | 0 | 0 | 0 | 0 | 0 | [24 empty] | 8101603 | no | no |  |  | no |  | 0 | 0 | 0 | 0 | 0 | 0 |  | 1 | 1 | 1 | 0 | 0 | 0
load_220330778 |  | node_1402969_108_15294326_423 |  | BN | 0 | Residential | 0 | 1015.2+432.473j | 0 | 0 | 0 | 0 | [24 empty] | 8101603 | no | no |  |  | no |  | 0 | 0 | 0 | 0 | 0 | 0 |  | 1 | 1 | 1 | 0 | 0 | 0
load_220330779 |  | node_1402933_431_15294316_791 |  | CN | 0 | NonResidential | 0 | 0 | 22666.667+9655.96j | 0 | 0 | 0 | [24 empty] | 8101603 | no | no |  |  | no |  | 0 | 0 | 0 | 0 | 0 | 0 |  | 1 | 1 | 1 | 0 | 0 | 0
load_220330780 |  | node_1403405_844_15294206_82 |  | AN | 0 | NonResidential | 12000+5111.979j | 0 | 0 | 0 | 0 | 0 | [24 empty] | 8101603 | no | no |  |  | no |  | 0 | 0 | 0 | 0 | 0 | 0 |  | 1 | 1 | 1 | 0 | 0 | 0
load_220330781 |  | node_1403425_531_15294203_783 |  | AN | 0 | NonResidential | 12000+5111.979j | 0 | 0 | 0 | 0 | 0 | [24 empty] | 8101603 | no | no |  |  | no |  | 0 | 0 | 0 | 0 | 0 | 0 |  | 1 | 1 | 1 | 0 | 0 | 0
load_220330782 |  | node_1404510_007_15293967_505 |  | AN | 0 | NonResidential | 0 | 0 | 0 | 0 | 0 | 0 | [24 empty] | 8101603 | no | no |  |  | no |  | 0 | 0 | 0 | 0 | 0 | 0 |  | 1 | 1 | 1 | 0 | 0 | 0
load_220330783 |  | node_1404686_645_15294049_943 |  | AN | 0 | NonResidential | 0 | 0 | 0 | 0 | 0 | 0 | [24 empty] | 8101603 | no | no |  |  | no |  | 0 | 0 | 0 | 0 | 0 | 0 |  | 1 | 1 | 1 | 0 | 0 | 0
load_220330792 |  | node_1402669_15294789_007 |  | AN | 0 | Residential | 68702.4+29267.1j | 0 | 0 | 0 | 0 | 0 | [24 empty] | 8101603 | no | no |  |  | no |  | 0 | 0 | 0 | 0 | 0 | 0 |  | 1 | 1 | 1 | 0 | 0 | 0
load_220330794 |  | node_1402684_944_15294911_277 |  | AN | 0 | Residential | 37274.4+15878.828j | 0 | 0 | 0 | 0 | 0 | [24 empty] | 8101603 | no | no |  |  | no |  | 0 | 0 | 0 | 0 | 0 | 0 |  | 1 | 1 | 1 | 0 | 0 | 0
load_220330795 |  | node_1402659_503_15295460_944 |  | AN | 0 | Residential | 115048.8+49010.584j | 0 | 0 | 0 | 0 | 0 | [24 empty] | 8101603 | no | no |  |  | no |  | 0 | 0 | 0 | 0 | 0 | 0 |  | 1 | 1 | 1 | 0 | 0 | 0
load_220330803 |  | node_1402324_223_15294689_885 |  | AN | 0 | Residential | 49068+20902.88j | 0 | 0 | 0 | 0 | 0 | [24 empty] | 8101603 | no | no |  |  | no |  | 0 | 0 | 0 | 0 | 0 | 0 |  | 1 | 1 | 1 | 0 | 0 | 0
load_220330804 |  | node_1402372_435_15295020_27 |  | AN | 0 | Residential | 41990.4+17887.835j | 0 | 0 | 0 | 0 | 0 | [24 empty] | 8101603 | no | no |  |  | no |  | 0 | 0 | 0 | 0 | 0 | 0 |  | 1 | 1 | 1 | 0 | 0 | 0
load_220330805 |  | node_1402194_855_15294640_699 |  | AN | 0 | Residential | 22140+9431.601j | 0 | 0 | 0 | 0 | 0 | [24 empty] | 8101603 | no | no |  |  | no |  | 0 | 0 | 0 | 0 | 0 | 0 |  | 1 | 1 | 1 | 0 | 0 | 0
load_220330806 |  | node_1401813_537_15295111_159 |  | AN | 0 | Residential | 123537.6+52626.797j | 0 | 0 | 0 | 0 | 0 | [24 empty] | 8101603 | no | no |  |  | no |  | 0 | 0 | 0 | 0 | 0 | 0 |  | 1 | 1 | 1 | 0 | 0 | 0
load_220330807 |  | node_1401780_506_15295446_253 |  | AN | 0 | Residential | 48189.6+20528.684j | 0 | 0 | 0 | 0 | 0 | [24 empty] | 8101603 | no | no |  |  | no |  | 0 | 0 | 0 | 0 | 0 | 0 |  | 1 | 1 | 1 | 0 | 0 | 0
load_220330816 |  | node_1401552_596_15294822_952 |  | AN | 0 | Residential | 96465.6+41094.174j | 0 | 0 | 0 | 0 | 0 | [24 empty] | 8101603 | no | no |  |  | no |  | 0 | 0 | 0 | 0 | 0 | 0 |  | 1 | 1 | 1 | 0 | 0 | 0
load_220330826 |  | node_1400984_178_15294516_533 |  | AN | 0 | NonResidential | 7000+2981.988j | 0 | 0 | 0 | 0 | 0 | [24 empty] | 8101603 | no | no |  |  | no |  | 0 | 0 | 0 | 0 | 0 | 0 |  | 1 | 1 | 1 | 0 | 0 | 0
load_220330834 |  | node_1400918_486_15294799_096 |  | AN | 0 | Residential | 107186.4+45661.215j | 0 | 0 | 0 | 0 | 0 | [24 empty] | 8101603 | no | no |  |  | no |  | 0 | 0 | 0 | 0 | 0 | 0 |  | 1 | 1 | 1 | 0 | 0 | 0
load_220330898 |  | node_1399816_906_15294540_509 |  | AN | 0 | Residential | 3856.8+1642.99j | 0 | 0 | 0 | 0 | 0 | [24 empty] | 8101603 | no | no |  |  | no |  | 0 | 0 | 0 | 0 | 0 | 0 |  | 1 | 1 | 1 | 0 | 0 | 0
load_220330899 |  | node_1399813_244_15294566_647 |  | BN | 0 | NonResidential | 0 | 35000+14909.938j | 0 | 0 | 0 | 0 | [24 empty] | 8101603 | no | no |  |  | no |  | 0 | 0 | 0 | 0 | 0 | 0 |  | 1 | 1 | 1 | 0 | 0 | 0
load_220330900 |  | node_1399815_399_15294513_946 |  | CN | 0 | NonResidential | 0 | 0 | 35000+14909.938j | 0 | 0 | 0 | [24 empty] | 8101603 | no | no |  |  | no |  | 0 | 0 | 0 | 0 | 0 | 0 |  | 1 | 1 | 1 | 0 | 0 | 0
load_220330904 |  | node_1399750_734_15294887_764 |  | AN | 0 | Residential | 50148+21362.959j | 0 | 0 | 0 | 0 | 0 | [24 empty] | 8101603 | no | no |  |  | no |  | 0 | 0 | 0 | 0 | 0 | 0 |  | 1 | 1 | 1 | 0 | 0 | 0
load_220330921 |  | node_1399481_373_15294581_336 |  | AN | 0 | NonResidential | 40000+17039.929j | 0 | 0 | 0 | 0 | 0 | [24 empty] | 8101603 | no | no |  |  | no |  | 0 | 0 | 0 | 0 | 0 | 0 |  | 1 | 1 | 1 | 0 | 0 | 0
load_220330935 |  | node_1399449_889_15294973_613 |  | AN | 0 | Residential | 25394.4+10817.969j | 0 | 0 | 0 | 0 | 0 | [24 empty] | 8101603 | no | no |  |  | no |  | 0 | 0 | 0 | 0 | 0 | 0 |  | 1 | 1 | 1 | 0 | 0 | 0
load_220330958 |  | node_1399010_91_15294739_277 |  | BN | 0 | NonResidential | 0 | 0 | 0 | 0 | 0 | 0 | [24 empty] | 8101603 | no | no |  |  | no |  | 0 | 0 | 0 | 0 | 0 | 0 |  | 1 | 1 | 1 | 0 | 0 | 0
load_220330959 |  | node_1399012_142_15294724_37 |  | BN | 0 | NonResidential | 0 | 0 | 0 | 0 | 0 | 0 | [24 empty] | 8101603 | no | no |  |  | no |  | 0 | 0 | 0 | 0 | 0 | 0 |  | 1 | 1 | 1 | 0 | 0 | 0
load_220330960 |  | node_1399011_963_15294754_148 |  | CN | 0 | NonResidential | 0 | 0 | 0 | 0 | 0 | 0 | [24 empty] | 8101603 | no | no |  |  | no |  | 0 | 0 | 0 | 0 | 0 | 0 |  | 1 | 1 | 1 | 0 | 0 | 0
load_220330961 |  | node_1398987_311_15295075_492 |  | AN | 0 | NonResidential | 3009.6+1282.084j | 0 | 0 | 0 | 0 | 0 | [24 empty] | 8101603 | no | no |  |  | no |  | 0 | 0 | 0 | 0 | 0 | 0 |  | 1 | 1 | 1 | 0 | 0 | 0
load_220330962 |  | node_1398816_246_15294448_317 |  | AN | 0 | Residential | 4240.8+1806.573j | 0 | 0 | 0 | 0 | 0 | [24 empty] | 8101603 | no | no |  |  | no |  | 0 | 0 | 0 | 0 | 0 | 0 |  | 1 | 1 | 1 | 0 | 0 | 0
load_220330963 |  | node_1398812_764_15294474_501 |  | AN | 0 | Residential | 4240.8+1806.573j | 0 | 0 | 0 | 0 | 0 | [24 empty] | 8101603 | no | no |  |  | no |  | 0 | 0 | 0 | 0 | 0 | 0 |  | 1 | 1 | 1 | 0 | 0 | 0
load_220330965 |  | node_1398730_776_15294980_835 |  | AN | 0 | Residential | 76982.4+32794.365j | 0 | 0 | 0 | 0 | 0 | [24 empty] | 8101603 | no | no |  |  | no |  | 0 | 0 | 0 | 0 | 0 | 0 |  | 1 | 1 | 1 | 0 | 0 | 0
load_220330969 |  | node_1398282_29_15295396_542 |  | AN | 0 | Residential | 43704+18617.826j | 0 | 0 | 0 | 0 | 0 | [24 empty] | 8101603 | no | no |  |  | no |  | 0 | 0 | 0 | 0 | 0 | 0 |  | 1 | 1 | 1 | 0 | 0 | 0
load_220330982 |  | node_1398429_218_15294557_809 |  | AN | 0 | NonResidential | 17500+7454.969j | 0 | 0 | 0 | 0 | 0 | [24 empty] | 8101603 | no | no |  |  | no |  | 0 | 0 | 0 | 0 | 0 | 0 |  | 1 | 1 | 1 | 0 | 0 | 0
load_220330983 |  | node_1398442_149_15294547_185 |  | AN | 0 | NonResidential | 17500+7454.969j | 0 | 0 | 0 | 0 | 0 | [24 empty] | 8101603 | no | no |  |  | no |  | 0 | 0 | 0 | 0 | 0 | 0 |  | 1 | 1 | 1 | 0 | 0 | 0
load_220330990 |  | node_1398340_428_15294659_683 |  | AN | 0 | Residential | 4204.8+1791.237j | 0 | 0 | 0 | 0 | 0 | [24 empty] | 8101603 | no | no |  |  | no |  | 0 | 0 | 0 | 0 | 0 | 0 |  | 1 | 1 | 1 | 0 | 0 | 0
load_220330991 |  | node_1398274_448_15294935_987 |  | AN | 0 | NonResidential | 5500+2342.99j | 0 | 0 | 0 | 0 | 0 | [24 empty] | 8101603 | no | no |  |  | no |  | 0 | 0 | 0 | 0 | 0 | 0 |  | 1 | 1 | 1 | 0 | 0 | 0
load_220330992 |  | node_1398277_353_15294909_671 |  | AN | 0 | NonResidential | 5500+2342.99j | 0 | 0 | 0 | 0 | 0 | [24 empty] | 8101603 | no | no |  |  | no |  | 0 | 0 | 0 | 0 | 0 | 0 |  | 1 | 1 | 1 | 0 | 0 | 0
load_220330993 |  | node_1398272_594_15294997_892 |  | AN | 0 | NonResidential | 6333.333+2697.989j | 0 | 0 | 0 | 0 | 0 | [24 empty] | 8101603 | no | no |  |  | no |  | 0 | 0 | 0 | 0 | 0 | 0 |  | 1 | 1 | 1 | 0 | 0 | 0
load_220330994 |  | node_1398276_52_15294971_825 |  | BN | 0 | NonResidential | 0 | 6333.333+2697.989j | 0 | 0 | 0 | 0 | [24 empty] | 8101603 | no | no |  |  | no |  | 0 | 0 | 0 | 0 | 0 | 0 |  | 1 | 1 | 1 | 0 | 0 | 0
load_220330995 |  | node_1398273_831_15295024_477 |  | CN | 0 | NonResidential | 0 | 0 | 6333.333+2697.989j | 0 | 0 | 0 | [24 empty] | 8101603 | no | no |  |  | no |  | 0 | 0 | 0 | 0 | 0 | 0 |  | 1 | 1 | 1 | 0 | 0 | 0
load_220330997 |  | node_1397964_704_15295346_389 |  | AN | 0 | Residential | 3258+1387.902j | 0 | 0 | 0 | 0 | 0 | [24 empty] | 8101603 | no | no |  |  | no |  | 0 | 0 | 0 | 0 | 0 | 0 |  | 1 | 1 | 1 | 0 | 0 | 0
load_220330998 |  | node_1397968_281_15295320_229 |  | AN | 0 | Residential | 3258+1387.902j | 0 | 0 | 0 | 0 | 0 | [24 empty] | 8101603 | no | no |  |  | no |  | 0 | 0 | 0 | 0 | 0 | 0 |  | 1 | 1 | 1 | 0 | 0 | 0
load_220330999 |  | node_1398025_621_15294555_451 |  | AN | 0 | NonResidential | 12333.333+5253.978j | 0 | 0 | 0 | 0 | 0 | [24 empty] | 8101603 | no | no |  |  | no |  | 0 | 0 | 0 | 0 | 0 | 0 |  | 1 | 1 | 1 | 0 | 0 | 0
load_220331000 |  | node_1398029_038_15294529_251 |  | BN | 0 | NonResidential | 0 | 12333.333+5253.978j | 0 | 0 | 0 | 0 | [24 empty] | 8101603 | no | no |  |  | no |  | 0 | 0 | 0 | 0 | 0 | 0 |  | 1 | 1 | 1 | 0 | 0 | 0
load_220331001 |  | node_1398027_377_15294581_988 |  | CN | 0 | NonResidential | 0 | 0 | 12333.333+5253.978j | 0 | 0 | 0 | [24 empty] | 8101603 | no | no |  |  | no |  | 0 | 0 | 0 | 0 | 0 | 0 |  | 1 | 1 | 1 | 0 | 0 | 0
load_220331002 |  | node_1398241_356_15294728_19 |  | AN | 0 | NonResidential | 29333.333+12495.948j | 0 | 0 | 0 | 0 | 0 | [24 empty] | 8101603 | no | no |  |  | no |  | 0 | 0 | 0 | 0 | 0 | 0 |  | 1 | 1 | 1 | 0 | 0 | 0
load_220331003 |  | node_1398234_556_15294753_145 |  | BN | 0 | NonResidential | 0 | 29333.333+12495.948j | 0 | 0 | 0 | 0 | [24 empty] | 8101603 | no | no |  |  | no |  | 0 | 0 | 0 | 0 | 0 | 0 |  | 1 | 1 | 1 | 0 | 0 | 0
load_220331004 |  | node_1398243_103_15294701_681 |  | CN | 0 | NonResidential | 0 | 0 | 29333.333+12495.948j | 0 | 0 | 0 | [24 empty] | 8101603 | no | no |  |  | no |  | 0 | 0 | 0 | 0 | 0 | 0 |  | 1 | 1 | 1 | 0 | 0 | 0
load_220331005 |  | node_1398163_128_15294782_598 |  | AN | 0 | NonResidential | 17000+7241.97j | 0 | 0 | 0 | 0 | 0 | [24 empty] | 8101603 | no | no |  |  | no |  | 0 | 0 | 0 | 0 | 0 | 0 |  | 1 | 1 | 1 | 0 | 0 | 0
load_220331006 |  | node_1398159_745_15294808_806 |  | BN | 0 | NonResidential | 0 | 17000+7241.97j | 0 | 0 | 0 | 0 | [24 empty] | 8101603 | no | no |  |  | no |  | 0 | 0 | 0 | 0 | 0 | 0 |  | 1 | 1 | 1 | 0 | 0 | 0
load_220331007 |  | node_1398161_337_15294756_064 |  | CN | 0 | NonResidential | 0 | 0 | 17000+7241.97j | 0 | 0 | 0 | [24 empty] | 8101603 | no | no |  |  | no |  | 0 | 0 | 0 | 0 | 0 | 0 |  | 1 | 1 | 1 | 0 | 0 | 0
load_220331008 |  | node_1397980_72_15295137_13 |  | AN | 0 | Residential | 14397.6+6133.352j | 0 | 0 | 0 | 0 | 0 | [24 empty] | 8101603 | no | no |  |  | no |  | 0 | 0 | 0 | 0 | 0 | 0 |  | 1 | 1 | 1 | 0 | 0 | 0
load_220331009 |  | node_1397983_883_15295110_871 |  | BN | 0 | NonResidential | 0 | 13333.333+5679.976j | 0 | 0 | 0 | 0 | [24 empty] | 8101603 | no | no |  |  | no |  | 0 | 0 | 0 | 0 | 0 | 0 |  | 1 | 1 | 1 | 0 | 0 | 0
load_220331010 |  | node_1397982_732_15295163_637 |  | CN | 0 | Residential | 0 | 0 | 14397.6+6133.352j | 0 | 0 | 0 | [24 empty] | 8101603 | no | no |  |  | no |  | 0 | 0 | 0 | 0 | 0 | 0 |  | 1 | 1 | 1 | 0 | 0 | 0
load_220331030 |  | node_1397489_567_15295388_954 |  | AN | 0 | NonResidential | 0 | 0 | 0 | 0 | 0 | 0 | [24 empty] | 8101603 | no | no |  |  | no |  | 0 | 0 | 0 | 0 | 0 | 0 |  | 1 | 1 | 1 | 0 | 0 | 0
load_220331031 |  | node_1397489_086_15295415_57 |  | AN | 0 | NonResidential | 0 | 0 | 0 | 0 | 0 | 0 | [24 empty] | 8101603 | no | no |  |  | no |  | 0 | 0 | 0 | 0 | 0 | 0 |  | 1 | 1 | 1 | 0 | 0 | 0
load_220331032 |  | node_1397880_242_15295338_561 |  | AN | 0 | NonResidential | 6500+2768.988j | 0 | 0 | 0 | 0 | 0 | [24 empty] | 8101603 | no | no |  |  | no |  | 0 | 0 | 0 | 0 | 0 | 0 |  | 1 | 1 | 1 | 0 | 0 | 0
load_220331033 |  | node_1397899_444_15295345_37 |  | AN | 0 | NonResidential | 6500+2768.988j | 0 | 0 | 0 | 0 | 0 | [24 empty] | 8101603 | no | no |  |  | no |  | 0 | 0 | 0 | 0 | 0 | 0 |  | 1 | 1 | 1 | 0 | 0 | 0
load_220331164 |  | node_1397382_328_15295257_894 |  | AN | 0 | Residential | 16246.8+6921.108j | 0 | 0 | 0 | 0 | 0 | [24 empty] | 8101603 | no | no |  |  | no |  | 0 | 0 | 0 | 0 | 0 | 0 |  | 1 | 1 | 1 | 0 | 0 | 0
load_220331165 |  | node_1397385_333_15295284_239 |  | AN | 0 | Residential | 16246.8+6921.108j | 0 | 0 | 0 | 0 | 0 | [24 empty] | 8101603 | no | no |  |  | no |  | 0 | 0 | 0 | 0 | 0 | 0 |  | 1 | 1 | 1 | 0 | 0 | 0
load_220331440 |  | node_1397622_699_15295032_267 |  | AN | 0 | NonResidential | 22333.333+9513.96j | 0 | 0 | 0 | 0 | 0 | [24 empty] | 8101603 | no | no |  |  | no |  | 0 | 0 | 0 | 0 | 0 | 0 |  | 1 | 1 | 1 | 0 | 0 | 0
load_220331441 |  | node_1397661_824_15295037_851 |  | BN | 0 | NonResidential | 0 | 22333.333+9513.96j | 0 | 0 | 0 | 0 | [24 empty] | 8101603 | no | no |  |  | no |  | 0 | 0 | 0 | 0 | 0 | 0 |  | 1 | 1 | 1 | 0 | 0 | 0
load_220331442 |  | node_1397642_519_15295031_603 |  | CN | 0 | NonResidential | 0 | 0 | 22333.333+9513.96j | 0 | 0 | 0 | [24 empty] | 8101603 | no | no |  |  | no |  | 0 | 0 | 0 | 0 | 0 | 0 |  | 1 | 1 | 1 | 0 | 0 | 0
load_220425711 |  | node_1400539_64_15294254_122 |  | CN | 0 | NonResidential | 0 | 0 | 2333.333+993.996j | 0 | 0 | 0 | [24 empty] | 8101603 | no | no |  |  | no |  | 0 | 0 | 0 | 0 | 0 | 0 |  | 1 | 1 | 1 | 0 | 0 | 0
load_220439690 |  | node_1400149_211_15294546_909 |  | AN | 0 | NonResidential | 15333.333+6531.973j | 0 | 0 | 0 | 0 | 0 | [24 empty] | 8101603 | no | no |  |  | no |  | 0 | 0 | 0 | 0 | 0 | 0 |  | 1 | 1 | 1 | 0 | 0 | 0
load_220439701 |  | node_1402265_264_15294535_249 |  | CN | 0 | NonResidential | 0 | 0 | 5666.667+2413.99j | 0 | 0 | 0 | [24 empty] | 8101603 | no | no |  |  | no |  | 0 | 0 | 0 | 0 | 0 | 0 |  | 1 | 1 | 1 | 0 | 0 | 0
load_220439709 |  | node_1400145_035_15294572_904 |  | BN | 0 | NonResidential | 0 | 15333.333+6531.973j | 0 | 0 | 0 | 0 | [24 empty] | 8101603 | no | no |  |  | no |  | 0 | 0 | 0 | 0 | 0 | 0 |  | 1 | 1 | 1 | 0 | 0 | 0
load_220439823 |  | node_1400148_228_15294520_307 |  | CN | 0 | NonResidential | 0 | 0 | 15333.333+6531.973j | 0 | 0 | 0 | [24 empty] | 8101603 | no | no |  |  | no |  | 0 | 0 | 0 | 0 | 0 | 0 |  | 1 | 1 | 1 | 0 | 0 | 0
load_220450423 |  | node_1400056_132_15294684_024 |  | AN | 0 | Residential | 10875.6+4632.986j | 0 | 0 | 0 | 0 | 0 | [24 empty] | 8101603 | no | no |  |  | no |  | 0 | 0 | 0 | 0 | 0 | 0 |  | 1 | 1 | 1 | 0 | 0 | 0
load_220518088 |  | node_1402598_788_15294287_622 |  | AN | 0 | NonResidential | 21000+8945.963j | 0 | 0 | 0 | 0 | 0 | [24 empty] | 8101603 | no | no |  |  | no |  | 0 | 0 | 0 | 0 | 0 | 0 |  | 1 | 1 | 1 | 0 | 0 | 0
load_220518089 |  | node_1402559_475_15294288_372 |  | BN | 0 | NonResidential | 0 | 21000+8945.963j | 0 | 0 | 0 | 0 | [24 empty] | 8101603 | no | no |  |  | no |  | 0 | 0 | 0 | 0 | 0 | 0 |  | 1 | 1 | 1 | 0 | 0 | 0
load_220529945 |  | node_1401789_63_15294249_831 |  | ABCN | 0 | NonResidential | 12000+5111.979j | 12000+5111.979j | 12000+5111.979j | 0 | 0 | 0 | [24 empty] | 8101603 | no | no |  |  | no |  | 0 | 0 | 0 | 0 | 0 | 0 |  | 1 | 1 | 1 | 0 | 0 | 0
load_220535579 |  | node_1398363_841_15295126_212 |  | AN | 0 | Residential | 101304+43155.323j | 0 | 0 | 0 | 0 | 0 | [24 empty] | 8101603 | no | no |  |  | no |  | 0 | 0 | 0 | 0 | 0 | 0 |  | 1 | 1 | 1 | 0 | 0 | 0
load_220543234 |  | node_1399426_155_15295269_274 |  | AN | 0 | NonResidential | 9000+3833.984j | 0 | 0 | 0 | 0 | 0 | [24 empty] | 8101603 | no | no |  |  | no |  | 0 | 0 | 0 | 0 | 0 | 0 |  | 1 | 1 | 1 | 0 | 0 | 0
load_220543238 |  | node_1400987_935_15294490_42 |  | AN | 0 | NonResidential | 7000+2981.988j | 0 | 0 | 0 | 0 | 0 | [24 empty] | 8101603 | no | no |  |  | no |  | 0 | 0 | 0 | 0 | 0 | 0 |  | 1 | 1 | 1 | 0 | 0 | 0
load_220543633 |  | node_1402579_079_15294284_522 |  | CN | 0 | NonResidential | 0 | 0 | 21000+8945.963j | 0 | 0 | 0 | [24 empty] | 8101603 | no | no |  |  | no |  | 0 | 0 | 0 | 0 | 0 | 0 |  | 1 | 1 | 1 | 0 | 0 | 0
load_220594945 |  | node_1402684_826_15294549_946 |  | AN | 0 | NonResidential | 5333.333+2271.99j | 0 | 0 | 0 | 0 | 0 | [24 empty] | 8101603 | no | no |  |  | no |  | 0 | 0 | 0 | 0 | 0 | 0 |  | 1 | 1 | 1 | 0 | 0 | 0
load_220594946 |  | node_1402684_116_15294576_55 |  | BN | 0 | NonResidential | 0 | 5333.333+2271.99j | 0 | 0 | 0 | 0 | [24 empty] | 8101603 | no | no |  |  | no |  | 0 | 0 | 0 | 0 | 0 | 0 |  | 1 | 1 | 1 | 0 | 0 | 0
load_220594947 |  | node_1402680_383_15294523_959 |  | CN | 0 | NonResidential | 0 | 0 | 5333.333+2271.99j | 0 | 0 | 0 | [24 empty] | 8101603 | no | no |  |  | no |  | 0 | 0 | 0 | 0 | 0 | 0 |  | 1 | 1 | 1 | 0 | 0 | 0
load_310016882 |  | node_1398689_442_15294814_301 |  | AN | 0 | Residential | 79790.4+33990.568j | 0 | 0 | 0 | 0 | 0 | [24 empty] | 8101603 | no | no |  |  | no |  | 0 | 0 | 0 | 0 | 0 | 0 |  | 1 | 1 | 1 | 0 | 0 | 0
load_310017132 |  | node_1398516_61_15294412_06 |  | AN | 0 | NonResidential | 13000+5537.977j | 0 | 0 | 0 | 0 | 0 | [24 empty] | 8101603 | no | no |  |  | no |  | 0 | 0 | 0 | 0 | 0 | 0 |  | 1 | 1 | 1 | 0 | 0 | 0
load_310017133 |  | node_1398478_695_15294397_748 |  | BN | 0 | NonResidential | 0 | 13000+5537.977j | 0 | 0 | 0 | 0 | [24 empty] | 8101603 | no | no |  |  | no |  | 0 | 0 | 0 | 0 | 0 | 0 |  | 1 | 1 | 1 | 0 | 0 | 0
load_310049190 |  | node_1400042_998_15294680_76 |  | AN | 0 | NonResidential | 5500+2342.99j | 0 | 0 | 0 | 0 | 0 | [24 empty] | 8101603 | no | no |  |  | no |  | 0 | 0 | 0 | 0 | 0 | 0 |  | 1 | 1 | 1 | 0 | 0 | 0
load_310061357 |  | node_1398496_966_15294408_25 |  | CN | 0 | NonResidential | 0 | 0 | 13000+5537.977j | 0 | 0 | 0 | [24 empty] | 8101603 | no | no |  |  | no |  | 0 | 0 | 0 | 0 | 0 | 0 |  | 1 | 1 | 1 | 0 | 0 | 0
load_311894977 |  | node_1397280_312_15295567_541 |  | AN | 0 | NonResidential | 0 | 0 | 0 | 0 | 0 | 0 | [24 empty] | 8101603 | no | no |  |  | no |  | 0 | 0 | 0 | 0 | 0 | 0 |  | 1 | 1 | 1 | 0 | 0 | 0
load_311894978 |  | node_1397278_622_15295557_199 |  | BN | 0 | NonResidential | 0 | 0 | 0 | 0 | 0 | 0 | [24 empty] | 8101603 | no | no |  |  | no |  | 0 | 0 | 0 | 0 | 0 | 0 |  | 1 | 1 | 1 | 0 | 0 | 0
load_311894979 |  | node_1397279_989_15295549_036 |  | CN | 0 | NonResidential | 0 | 0 | 0 | 0 | 0 | 0 | [24 empty] | 8101603 | no | no |  |  | no |  | 0 | 0 | 0 | 0 | 0 | 0 |  | 1 | 1 | 1 | 0 | 0 | 0
load_311902259 |  | node_1401811_067_15294482_769 |  | ABCN | 0 | NonResidential | 666.667+283.999j | 666.667+283.999j | 666.667+283.999j | 0 | 0 | 0 | [24 empty] | 8101603 | no | no |  |  | no |  | 0 | 0 | 0 | 0 | 0 | 0 |  | 1 | 1 | 1 | 0 | 0 | 0
load_311902259-L-1 |  | node_1401811_067_15294482_769 |  | ABCN | 0 | NonResidential | 0 | 0 | 0 | 0 | 0 | 0 | [24 empty] | 8101603 | no | no |  |  | no |  | 0 | 0 | 0 | 0 | 0 | 0 |  | 1 | 1 | 1 | 0 | 0 | 0
load_312007986 |  | node_1399094_869_15295045_629 |  | AN | 0 | NonResidential | 0 | 0 | 0 | 0 | 0 | 0 | [24 empty] | 8101603 | no | no |  |  | no |  | 0 | 0 | 0 | 0 | 0 | 0 |  | 1 | 1 | 1 | 0 | 0 | 0
load_312007987 |  | node_1399094_456_15295036_964 |  | BN | 0 | NonResidential | 0 | 0 | 0 | 0 | 0 | 0 | [24 empty] | 8101603 | no | no |  |  | no |  | 0 | 0 | 0 | 0 | 0 | 0 |  | 1 | 1 | 1 | 0 | 0 | 0
load_312007992 |  | node_1399092_357_15295021_382 |  | CN | 0 | NonResidential | 0 | 0 | 0 | 0 | 0 | 0 | [24 empty] | 8101603 | no | no |  |  | no |  | 0 | 0 | 0 | 0 | 0 | 0 |  | 1 | 1 | 1 | 0 | 0 | 0

## node
data_type | static
owner_type | feeder
owner | 8101603
object | node
name | groupid | parent | bustype | phases | nominal_voltage | dcircuit | selected | monitored | monitored_fields | class_monitored_fields | played | played_fields | subsystem | x | y | comments | dist_to_slack
node_1397278_622_15295557_199 |  |  | PQ | ABCN | 2771.281 | 8101603 | no | no |  |  | no |  |  | 1397278.622 | 15295557.199 |  | -1
node_1397279_989_15295549_036 |  |  | PQ | ABCN | 2771.281 | 8101603 | no | no |  |  | no |  |  | 1397279.989 | 15295549.036 |  | -1
node_1397280_312_15295567_541 |  |  | PQ | ABCN | 2771.281 | 8101603 | no | no |  |  | no |  |  | 1397280.312 | 15295567.541 |  | -1
node_1397382_328_15295257_894 |  |  | PQ | ABCN | 2771.281 | 8101603 | no | no |  |  | no |  |  | 1397382.328 | 15295257.894 |  | -1
node_1397385_333_15295284_239 |  |  | PQ | ABCN | 2771.281 | 8101603 | no | no |  |  | no |  |  | 1397385.333 | 15295284.239 |  | -1
node_1397489_086_15295415_57 |  |  | PQ | ABCN | 2771.281 | 8101603 | no | no |  |  | no |  |  | 1397489.086 | 15295415.57 |  | -1
node_1397489_567_15295388_954 |  |  | PQ | ABCN | 2771.281 | 8101603 | no | no |  |  | no |  |  | 1397489.567 | 15295388.954 |  | -1
node_1397622_699_15295032_267 |  |  | PQ | ABCN | 2771.281 | 8101603 | no | no |  |  | no |  |  | 1397622.699 | 15295032.267 |  | -1
node_1397642_519_15295031_603 |  |  | PQ | ABCN | 2771.281 | 8101603 | no | no |  |  | no |  |  | 1397642.519 | 15295031.603 |  | -1
node_1397661_824_15295037_851 |  |  | PQ | ABCN | 2771.281 | 8101603 | no | no |  |  | no |  |  | 1397661.824 | 15295037.851 |  | -1
node_1397880_242_15295338_561 |  |  | PQ | ABCN | 2771.281 | 8101603 | no | no |  |  | no |  |  | 1397880.242 | 15295338.561 |  | -1
node_1397899_444_15295345_37 |  |  | PQ | ABCN | 2771.281 | 8101603 | no | no |  |  | no |  |  | 1397899.444 | 15295345.37 |  | -1
node_1397964_704_15295346_389 |  |  | PQ | ABCN | 2771.281 | 8101603 | no | no |  |  | no |  |  | 1397964.704 | 15295346.389 |  | -1
node_1397968_281_15295320_229 |  |  | PQ | ABCN | 2771.281 | 8101603 | no | no |  |  | no |  |  | 1397968.281 | 15295320.229 |  | -1
node_1397980_72_15295137_13 |  |  | PQ | ABCN | 2771.281 | 8101603 | no | no |  |  | no |  |  | 1397980.72 | 15295137.13 |  | -1
node_1397982_732_15295163_637 |  |  | PQ | ABCN | 2771.281 | 8101603 | no | no |  |  | no |  |  | 1397982.732 | 15295163.637 |  | -1
node_1397983_883_15295110_871 |  |  | PQ | ABCN | 2771.281 | 8101603 | no | no |  |  | no |  |  | 1397983.883 | 15295110.871 |  | -1
node_1398025_621_15294555_451 |  |  | PQ | ABCN | 2771.281 | 8101603 | no | no |  |  | no |  |  | 1398025.621 | 15294555.451 |  | -1
node_1398027_377_15294581_988 |  |  | PQ | ABCN | 2771.281 | 8101603 | no | no |  |  | no |  |  | 1398027.377 | 15294581.988 |  | -1
node_1398029_038_15294529_251 |  |  | PQ | ABCN | 2771.281 | 8101603 | no | no |  |  | no |  |  | 1398029.038 | 15294529.251 |  | -1
node_1398159_745_15294808_806 |  |  | PQ | ABCN | 2771.281 | 8101603 | no | no |  |  | no |  |  | 1398159.745 | 15294808.806 |  | -1
node_1398161_337_15294756_064 |  |  | PQ | ABCN | 2771.281 | 8101603 | no | no |  |  | no |  |  | 1398161.337 | 15294756.064 |  | -1
node_1398163_128_15294782_598 |  |  | PQ | ABCN | 2771.281 | 8101603 | no | no |  |  | no |  |  | 1398163.128 | 15294782.598 |  | -1
node_1398234_556_15294753_145 |  |  | PQ | ABCN | 2771.281 | 8101603 | no | no |  |  | no |  |  | 1398234.556 | 15294753.145 |  | -1
node_1398241_356_15294728_19 |  |  | PQ | ABCN | 2771.281 | 8101603 | no | no |  |  | no |  |  | 1398241.356 | 15294728.19 |  | -1
node_1398243_103_15294701_681 |  |  | PQ | ABCN | 2771.281 | 8101603 | no | no |  |  | no |  |  | 1398243.103 | 15294701.681 |  | -1
node_1398272_594_15294997_892 |  |  | PQ | ABCN | 2771.281 | 8101603 | no | no |  |  | no |  |  | 1398272.594 | 15294997.892 |  | -1
node_1398273_831_15295024_477 |  |  | PQ | ABCN | 2771.281 | 8101603 | no | no |  |  | no |  |  | 1398273.831 | 15295024.477 |  | -1
node_1398274_448_15294935_987 |  |  | PQ | ABCN | 2771.281 | 8101603 | no | no |  |  | no |  |  | 1398274.448 | 15294935.987 |  | -1
node_1398276_52_15294971_825 |  |  | PQ | ABCN | 2771.281 | 8101603 | no | no |  |  | no |  |  | 1398276.52 | 15294971.825 |  | -1
node_1398277_353_15294909_671 |  |  | PQ | ABCN | 2771.281 | 8101603 | no | no |  |  | no |  |  | 1398277.353 | 15294909.671 |  | -1
node_1398282_29_15295396_542 |  |  | PQ | ABCN | 2771.281 | 8101603 | no | no |  |  | no |  |  | 1398282.29 | 15295396.542 |  | -1
node_1398340_428_15294659_683 |  |  | PQ | ABCN | 2771.281 | 8101603 | no | no |  |  | no |  |  | 1398340.428 | 15294659.683 |  | -1
node_1398363_841_15295126_212 |  |  | PQ | ABCN | 2771.281 | 8101603 | no | no |  |  | no |  |  | 1398363.841 | 15295126.212 |  | -1
node_1398429_218_15294557_809 |  |  | PQ | ABCN | 2771.281 | 8101603 | no | no |  |  | no |  |  | 1398429.218 | 15294557.809 |  | -1
node_1398442_149_15294547_185 |  |  | PQ | ABCN | 2771.281 | 8101603 | no | no |  |  | no |  |  | 1398442.149 | 15294547.185 |  | -1
node_1398478_695_15294397_748 |  |  | PQ | ABCN | 2771.281 | 8101603 | no | no |  |  | no |  |  | 1398478.695 | 15294397.748 |  | -1
node_1398496_966_15294408_25 |  |  | PQ | ABCN | 2771.281 | 8101603 | no | no |  |  | no |  |  | 1398496.966 | 15294408.25 |  | -1
node_1398516_61_15294412_06 |  |  | PQ | ABCN | 2771.281 | 8101603 | no | no |  |  | no |  |  | 1398516.61 | 15294412.06 |  | -1
node_1398689_442_15294814_301 |  |  | PQ | ABCN | 2771.281 | 8101603 | no | no |  |  | no |  |  | 1398689.442 | 15294814.301 |  | -1
node_1398730_776_15294980_835 |  |  | PQ | AN | 2771.281 | 8101603 | no | no |  |  | no |  |  | 1398730.776 | 15294980.835 |  | -1
node_1398812_764_15294474_501 |  |  | PQ | ABCN | 2771.281 | 8101603 | no | no |  |  | no |  |  | 1398812.764 | 15294474.501 |  | -1
node_1398816_246_15294448_317 |  |  | PQ | ABCN | 2771.281 | 8101603 | no | no |  |  | no |  |  | 1398816.246 | 15294448.317 |  | -1
node_1398987_311_15295075_492 |  |  | PQ | ABCN | 2771.281 | 8101603 | no | no |  |  | no |  |  | 1398987.311 | 15295075.492 |  | -1
node_1399010_91_15294739_277 |  |  | PQ | ABCN | 2771.281 | 8101603 | no | no |  |  | no |  |  | 1399010.91 | 15294739.277 |  | -1
node_1399011_963_15294754_148 |  |  | PQ | ABCN | 2771.281 | 8101603 | no | no |  |  | no |  |  | 1399011.963 | 15294754.148 |  | -1
node_1399012_142_15294724_37 |  |  | PQ | ABCN | 2771.281 | 8101603 | no | no |  |  | no |  |  | 1399012.142 | 15294724.37 |  | -1
node_1399092_357_15295021_382 |  |  | PQ | ABCN | 2771.281 | 8101603 | no | no |  |  | no |  |  | 1399092.357 | 15295021.382 |  | -1
node_1399094_456_15295036_964 |  |  | PQ | ABCN | 2771.281 | 8101603 | no | no |  |  | no |  |  | 1399094.456 | 15295036.964 |  | -1
node_1399094_869_15295045_629 |  |  | PQ | ABCN | 2771.281 | 8101603 | no | no |  |  | no |  |  | 1399094.869 | 15295045.629 |  | -1
node_1399140_32_15295077_972 |  |  | PQ | ABCN | 2771.281 | 8101603 | no | no |  |  | no |  |  | 1399140.32 | 15295077.972 |  | -1
node_1399181_08_15294315_51 |  |  | PQ | ABCD | 2771.281 | 8101603 | no | no |  |  | no |  |  | 1399181.08 | 15294315.51 |  | -1
node_1399291_747_15294217_092 |  |  | PQ | ABCN | 2771.281 | 8101603 | no | no |  |  | no |  |  | 1399291.747 | 15294217.092 |  | -1
node_1399311_431_15294214_027 |  |  | PQ | ABCN | 2771.281 | 8101603 | no | no |  |  | no |  |  | 1399311.431 | 15294214.027 |  | -1
node_1399331_067_15294217_912 |  |  | PQ | ABCN | 2771.281 | 8101603 | no | no |  |  | no |  |  | 1399331.067 | 15294217.912 |  | -1
node_1399361_362_15295709_156 |  |  | PQ | ABCD | 2771.281 | 8101603 | no | no |  |  | no |  |  | 1399361.362 | 15295709.156 |  | -1
node_1399426_155_15295269_274 |  |  | PQ | ABCN | 2771.281 | 8101603 | no | no |  |  | no |  |  | 1399426.155 | 15295269.274 |  | -1
node_1399449_889_15294973_613 |  |  | PQ | ABCN | 2771.281 | 8101603 | no | no |  |  | no |  |  | 1399449.889 | 15294973.613 |  | -1
node_1399481_373_15294581_336 |  |  | PQ | ABCN | 2771.281 | 8101603 | no | no |  |  | no |  |  | 1399481.373 | 15294581.336 |  | -1
node_1399750_734_15294887_764 |  |  | PQ | AN | 2771.281 | 8101603 | no | no |  |  | no |  |  | 1399750.734 | 15294887.764 |  | -1
node_1399813_244_15294566_647 |  |  | PQ | ABCN | 2771.281 | 8101603 | no | no |  |  | no |  |  | 1399813.244 | 15294566.647 |  | -1
node_1399815_399_15294513_946 |  |  | PQ | ABCN | 2771.281 | 8101603 | no | no |  |  | no |  |  | 1399815.399 | 15294513.946 |  | -1
node_1399816_906_15294540_509 |  |  | PQ | ABCN | 2771.281 | 8101603 | no | no |  |  | no |  |  | 1399816.906 | 15294540.509 |  | -1
node_1400042_998_15294680_76 |  |  | PQ | ABCN | 2771.281 | 8101603 | no | no |  |  | no |  |  | 1400042.998 | 15294680.76 |  | -1
node_1400056_132_15294684_024 |  |  | PQ | ABCN | 2771.281 | 8101603 | no | no |  |  | no |  |  | 1400056.132 | 15294684.024 |  | -1
node_1400145_035_15294572_904 |  |  | PQ | ABCN | 2771.281 | 8101603 | no | no |  |  | no |  |  | 1400145.035 | 15294572.904 |  | -1
node_1400148_228_15294520_307 |  |  | PQ | ABCN | 2771.281 | 8101603 | no | no |  |  | no |  |  | 1400148.228 | 15294520.307 |  | -1
node_1400149_211_15294546_909 |  |  | PQ | ABCN | 2771.281 | 8101603 | no | no |  |  | no |  |  | 1400149.211 | 15294546.909 |  | -1
node_1400327_627_15294314_191 |  |  | PQ | ABCN | 2771.281 | 8101603 | no | no |  |  | no |  |  | 1400327.627 | 15294314.191 |  | -1
node_1400419_85_15294249_714 |  |  | PQ | ABCN | 2771.281 | 8101603 | no | no |  |  | no |  |  | 1400419.85 | 15294249.714 |  | -1
node_1400439_569_15294247_05 |  |  | PQ | ABCN | 2771.281 | 8101603 | no | no |  |  | no |  |  | 1400439.569 | 15294247.05 |  | -1
node_1400459_16_15294251_335 |  |  | PQ | ABCN | 2771.281 | 8101603 | no | no |  |  | no |  |  | 1400459.16 | 15294251.335 |  | -1
node_1400539_64_15294254_122 |  |  | PQ | ABCN | 2771.281 | 8101603 | no | no |  |  | no |  |  | 1400539.64 | 15294254.122 |  | -1
node_1400559_374_15294251_669 |  |  | PQ | ABCN | 2771.281 | 8101603 | no | no |  |  | no |  |  | 1400559.374 | 15294251.669 |  | -1
node_1400578_941_15294256_161 |  |  | PQ | ABCN | 2771.281 | 8101603 | no | no |  |  | no |  |  | 1400578.941 | 15294256.161 |  | -1
node_1400918_486_15294799_096 |  |  | PQ | AN | 2771.281 | 8101603 | no | no |  |  | no |  |  | 1400918.486 | 15294799.096 |  | -1
node_1400984_178_15294516_533 |  |  | PQ | ABCN | 2771.281 | 8101603 | no | no |  |  | no |  |  | 1400984.178 | 15294516.533 |  | -1
node_1400987_935_15294490_42 |  |  | PQ | ABCN | 2771.281 | 8101603 | no | no |  |  | no |  |  | 1400987.935 | 15294490.42 |  | -1
node_1401134_575_15294265_111 |  |  | PQ | ABCN | 2771.281 | 8101603 | no | no |  |  | no |  |  | 1401134.575 | 15294265.111 |  | -1
node_1401154_299_15294262_522 |  |  | PQ | ABCN | 2771.281 | 8101603 | no | no |  |  | no |  |  | 1401154.299 | 15294262.522 |  | -1
node_1401173_881_15294266_88 |  |  | PQ | ABCN | 2771.281 | 8101603 | no | no |  |  | no |  |  | 1401173.881 | 15294266.88 |  | -1
node_1401224_057_15294265_747 |  |  | PQ | ABCN | 2771.281 | 8101603 | no | no |  |  | no |  |  | 1401224.057 | 15294265.747 |  | -1
node_1401243_716_15294262_414 |  |  | PQ | ABCN | 2771.281 | 8101603 | no | no |  |  | no |  |  | 1401243.716 | 15294262.414 |  | -1
node_1401263_379_15294266_032 |  |  | PQ | ABCN | 2771.281 | 8101603 | no | no |  |  | no |  |  | 1401263.379 | 15294266.032 |  | -1
node_1401459_252_15294267_565 |  |  | PQ | ABCN | 2771.281 | 8101603 | no | no |  |  | no |  |  | 1401459.252 | 15294267.565 |  | -1
node_1401478_983_15294265_065 |  |  | PQ | ABCN | 2771.281 | 8101603 | no | no |  |  | no |  |  | 1401478.983 | 15294265.065 |  | -1
node_1401498_555_15294269_512 |  |  | PQ | ABCN | 2771.281 | 8101603 | no | no |  |  | no |  |  | 1401498.555 | 15294269.512 |  | -1
node_1401552_596_15294822_952 |  |  | PQ | AN | 2771.281 | 8101603 | no | no |  |  | no |  |  | 1401552.596 | 15294822.952 |  | -1
node_1401780_506_15295446_253 |  |  | PQ | AN | 2771.281 | 8101603 | no | no |  |  | no |  |  | 1401780.506 | 15295446.253 |  | -1
node_1401789_63_15294249_831 |  |  | PQ | ABCN | 2771.281 | 8101603 | no | no |  |  | no |  |  | 1401789.63 | 15294249.831 |  | -1
node_1401811_067_15294482_769 |  |  | PQ | ABCN | 2771.281 | 8101603 | no | no |  |  | no |  |  | 1401811.067 | 15294482.769 |  | -1
node_1401813_537_15295111_159 |  |  | PQ | AN | 2771.281 | 8101603 | no | no |  |  | no |  |  | 1401813.537 | 15295111.159 |  | -1
node_1401998_057_15294278_186 |  |  | PQ | ABCN | 2771.281 | 8101603 | no | no |  |  | no |  |  | 1401998.057 | 15294278.186 |  | -1
node_1402017_712_15294281_88 |  |  | PQ | ABCN | 2771.281 | 8101603 | no | no |  |  | no |  |  | 1402017.712 | 15294281.88 |  | -1
node_1402194_855_15294640_699 |  |  | PQ | AN | 2771.281 | 8101603 | no | no |  |  | no |  |  | 1402194.855 | 15294640.699 |  | -1
node_1402247_673_15294547_394 |  |  | PQ | ABCN | 2771.281 | 8101603 | no | no |  |  | no |  |  | 1402247.673 | 15294547.394 |  | -1
node_1402265_264_15294535_249 |  |  | PQ | ABCN | 2771.281 | 8101603 | no | no |  |  | no |  |  | 1402265.264 | 15294535.249 |  | -1
node_1402279_887_15294517_384 |  |  | PQ | ABCN | 2771.281 | 8101603 | no | no |  |  | no |  |  | 1402279.887 | 15294517.384 |  | -1
node_1402324_223_15294689_885 |  |  | PQ | AN | 2771.281 | 8101603 | no | no |  |  | no |  |  | 1402324.223 | 15294689.885 |  | -1
node_1402372_435_15295020_27 |  |  | PQ | AN | 2771.281 | 8101603 | no | no |  |  | no |  |  | 1402372.435 | 15295020.27 |  | -1
node_1402482_944_15294285_154 |  |  | PQ | ABCN | 2771.281 | 8101603 | no | no |  |  | no |  |  | 1402482.944 | 15294285.154 |  | -1
node_1402502_654_15294282_382 |  |  | PQ | ABCN | 2771.281 | 8101603 | no | no |  |  | no |  |  | 1402502.654 | 15294282.382 |  | -1
node_1402522_257_15294286_558 |  |  | PQ | ABCN | 2771.281 | 8101603 | no | no |  |  | no |  |  | 1402522.257 | 15294286.558 |  | -1
node_1402559_475_15294288_372 |  |  | PQ | ABCN | 2771.281 | 8101603 | no | no |  |  | no |  |  | 1402559.475 | 15294288.372 |  | -1
node_1402579_079_15294284_522 |  |  | PQ | ABCN | 2771.281 | 8101603 | no | no |  |  | no |  |  | 1402579.079 | 15294284.522 |  | -1
node_1402598_788_15294287_622 |  |  | PQ | ABCN | 2771.281 | 8101603 | no | no |  |  | no |  |  | 1402598.788 | 15294287.622 |  | -1
node_1402659_503_15295460_944 |  |  | PQ | AN | 2771.281 | 8101603 | no | no |  |  | no |  |  | 1402659.503 | 15295460.944 |  | -1
node_1402669_15294789_007 |  |  | PQ | AN | 2771.281 | 8101603 | no | no |  |  | no |  |  | 1402669 | 15294789.007 |  | -1
node_1402680_383_15294523_959 |  |  | PQ | ABCN | 2771.281 | 8101603 | no | no |  |  | no |  |  | 1402680.383 | 15294523.959 |  | -1
node_1402684_116_15294576_55 |  |  | PQ | ABCN | 2771.281 | 8101603 | no | no |  |  | no |  |  | 1402684.116 | 15294576.55 |  | -1
node_1402684_826_15294549_946 |  |  | PQ | ABCN | 2771.281 | 8101603 | no | no |  |  | no |  |  | 1402684.826 | 15294549.946 |  | -1
node_1402684_944_15294911_277 |  |  | PQ | AN | 2771.281 | 8101603 | no | no |  |  | no |  |  | 1402684.944 | 15294911.277 |  | -1
node_1402933_431_15294316_791 |  |  | PQ | ABCN | 2771.281 | 8101603 | no | no |  |  | no |  |  | 1402933.431 | 15294316.791 |  | -1
node_1402952_987_15294319_939 |  |  | PQ | ABCN | 2771.281 | 8101603 | no | no |  |  | no |  |  | 1402952.987 | 15294319.939 |  | -1
node_1402969_108_15294326_423 |  |  | PQ | ABCN | 2771.281 | 8101603 | no | no |  |  | no |  |  | 1402969.108 | 15294326.423 |  | -1
node_1403405_844_15294206_82 |  |  | PQ | ABCN | 2771.281 | 8101603 | no | no |  |  | no |  |  | 1403405.844 | 15294206.82 |  | -1
node_1403425_531_15294203_783 |  |  | PQ | ABCN | 2771.281 | 8101603 | no | no |  |  | no |  |  | 1403425.531 | 15294203.783 |  | -1
node_1404510_007_15293967_505 |  |  | PQ | AN | 2771.281 | 8101603 | no | no |  |  | no |  |  | 1404510.007 | 15293967.505 |  | -1
node_1404686_645_15294049_943 |  |  | PQ | AN | 2771.281 | 8101603 | no | no |  |  | no |  |  | 1404686.645 | 15294049.943 |  | -1
node_8101603_200805604 |  |  | PQ | ABCN | 2771.281 | 8101603 | no | no |  |  | no |  |  | 1399100.014 | 15295067.763 |  | -1
node_8101603_200807763 |  |  | PQ | ABCN | 2771.281 | 8101603 | no | no |  |  | no |  |  | 1401800.827 | 15294279.883 |  | -1
node_8101603_200807797 |  |  | PQ | ABCD | 2771.281 | 8101603 | no | no |  |  | no |  |  | 1398399.266 | 15294306.38 |  | -1
node_8101603_200807798 |  |  | PQ | ABCN | 2771.281 | 8101603 | no | no |  |  | no |  |  | 1398517.101 | 15294310.068 |  | -1
node_8101603_200807800 |  |  | PQ | ABCD | 2771.281 | 8101603 | no | no |  |  | no |  |  | 1398628.825 | 15294302.681 |  | -1
node_8101603_200807801 |  |  | PQ | ABCD | 2771.281 | 8101603 | no | no |  |  | no |  |  | 1398749.363 | 15294300.95 |  | -1
node_8101603_200807802 |  |  | PQ | ABCD | 2771.281 | 8101603 | no | no |  |  | no |  |  | 1398853.903 | 15294302.397 |  | -1
node_8101603_200807803 |  |  | PQ | ABCD | 2771.281 | 8101603 | no | no |  |  | no |  |  | 1398963.812 | 15294304.006 |  | -1
node_8101603_200807804 |  |  | PQ | ABCD | 2771.281 | 8101603 | no | no |  |  | no |  |  | 1399082.308 | 15294305.414 |  | -1
node_8101603_200807805 |  |  | PQ | ABCD | 2771.281 | 8101603 | no | no |  |  | no |  |  | 1399185.822 | 15294315.994 |  | -1
node_8101603_200807806 |  |  | PQ | ABCD | 2771.281 | 8101603 | no | no |  |  | no |  |  | 1399187.641 | 15294373.623 |  | -1
node_8101603_200807808 |  |  | PQ | ABCN | 2771.281 | 8101603 | no | no |  |  | no |  |  | 1399311.883 | 15294316.182 |  | -1
node_8101603_200807809 |  |  | PQ | ABCD | 2771.281 | 8101603 | no | no |  |  | no |  |  | 1399394.285 | 15294319.149 |  | -1
node_8101603_200807810 |  |  | PQ | ABCD | 2771.281 | 8101603 | no | no |  |  | no |  |  | 1399473.922 | 15294324.141 |  | -1
node_8101603_200807811 |  |  | PQ | ABCD | 2771.281 | 8101603 | no | no |  |  | no |  |  | 1399524.199 | 15294325.436 |  | -1
node_8101603_200807812 |  |  | PQ | ABCD | 2771.281 | 8101603 | no | no |  |  | no |  |  | 1399610.523 | 15294327.351 |  | -1
node_8101603_200807814 |  |  | PQ | ABCD | 2771.281 | 8101603 | no | no |  |  | no |  |  | 1399752.123 | 15294331.77 |  | -1
node_8101603_200807815 |  |  | PQ | ABCD | 2771.281 | 8101603 | no | no |  |  | no |  |  | 1399877.807 | 15294337.934 |  | -1
node_8101603_200807817 |  |  | PQ | ABCD | 2771.281 | 8101603 | no | no |  |  | no |  |  | 1399990.486 | 15294342.083 |  | -1
node_8101603_200807818 |  |  | PQ | ABCD | 2771.281 | 8101603 | no | no |  |  | no |  |  | 1400091.222 | 15294342.082 |  | -1
node_8101603_200807820 |  |  | PQ | ABCD | 2771.281 | 8101603 | no | no |  |  | no |  |  | 1400206.361 | 15294348.248 |  | -1
node_8101603_200807821 |  |  | PQ | ABCN | 2771.281 | 8101603 | no | no |  |  | no |  |  | 1400329.267 | 15294349.347 |  | -1
node_8101603_200807822 |  |  | PQ | ABCN | 2771.281 | 8101603 | no | no |  |  | no |  |  | 1400441.927 | 15294353.708 |  | -1
node_8101603_200807823 |  |  | PQ | ABCN | 2771.281 | 8101603 | no | no |  |  | no |  |  | 1400555.207 | 15294353.555 |  | -1
node_8101603_200807828 |  |  | PQ | ABCD | 2771.281 | 8101603 | no | no |  |  | no |  |  | 1400923.48 | 15294360.806 |  | -1
node_8101603_200807830 |  |  | PQ | ABCD | 2771.281 | 8101603 | no | no |  |  | no |  |  | 1401052.885 | 15294363.993 |  | -1
node_8101603_200807832 |  |  | PQ | ABCN | 2771.281 | 8101603 | no | no |  |  | no |  |  | 1401151.716 | 15294364.803 |  | -1
node_8101603_200807833 |  |  | PQ | ABCN | 2771.281 | 8101603 | no | no |  |  | no |  |  | 1401239.63 | 15294362.091 |  | -1
node_8101603_200807841 |  |  | PQ | ABCD | 2771.281 | 8101603 | no | no |  |  | no |  |  | 1401361.39 | 15294371.122 |  | -1
node_8101603_200807842 |  |  | PQ | ABCN | 2771.281 | 8101603 | no | no |  |  | no |  |  | 1401476.237 | 15294371.533 |  | -1
node_8101603_200807844 |  |  | PQ | ABCD | 2771.281 | 8101603 | no | no |  |  | no |  |  | 1401557.738 | 15294375.618 |  | -1
node_8101603_200807845 |  |  | PQ | ABCD | 2771.281 | 8101603 | no | no |  |  | no |  |  | 1401630.917 | 15294376.801 |  | -1
node_8101603_200807847 |  |  | PQ | ABCD | 2771.281 | 8101603 | no | no |  |  | no |  |  | 1401727.641 | 15294378.844 |  | -1
node_8101603_200807848 |  |  | PQ | ABCN | 2771.281 | 8101603 | no | no |  |  | no |  |  | 1401852.226 | 15294377.638 |  | -1
node_8101603_200807849 |  |  | PQ | ABCD | 2771.281 | 8101603 | no | no |  |  | no |  |  | 1401930.637 | 15294380.489 |  | -1
node_8101603_200807850 |  |  | PQ | ABCN | 2771.281 | 8101603 | no | no |  |  | no |  |  | 1402000.714 | 15294378.593 |  | -1
node_8101603_200807852 |  |  | PQ | ABCD | 2771.281 | 8101603 | no | no |  |  | no |  |  | 1402186.226 | 15294379.795 |  | -1
node_8101603_200807853 |  |  | PQ | ABCN | 2771.281 | 8101603 | no | no |  |  | no |  |  | 1402212.339 | 15294466.801 |  | -1
node_8101603_200807854 |  |  | PQ | ABCD | 2771.281 | 8101603 | no | no |  |  | no |  |  | 1402285.219 | 15294380.242 |  | -1
node_8101603_200807857 |  |  | PQ | ABCD | 2771.281 | 8101603 | no | no |  |  | no |  |  | 1402377.448 | 15294383.761 |  | -1
node_8101603_200807858 |  |  | PQ | ABCD | 2771.281 | 8101603 | no | no |  |  | no |  |  | 1402443.576 | 15294383.324 |  | -1
node_8101603_200807861 |  |  | PQ | ABCN | 2771.281 | 8101603 | no | no |  |  | no |  |  | 1402497.769 | 15294379.93 |  | -1
node_8101603_200807863 |  |  | PQ | ABCN | 2771.281 | 8101603 | no | no |  |  | no |  |  | 1402581.19 | 15294379.461 |  | -1
node_8101603_200807864 |  |  | PQ | ABCD | 2771.281 | 8101603 | no | no |  |  | no |  |  | 1402693.244 | 15294380.023 |  | -1
node_8101603_200807865 |  |  | PQ | ABCD | 2771.281 | 8101603 | no | no |  |  | no |  |  | 1402798.925 | 15294372.29 |  | -1
node_8101603_200807866 |  |  | PQ | ABCD | 2771.281 | 8101603 | no | no |  |  | no |  |  | 1402911.253 | 15294371.47 |  | -1
node_8101603_200807867 |  |  | PQ | ABCN | 2771.281 | 8101603 | no | no |  |  | no |  |  | 1402948.627 | 15294367.488 |  | -1
node_8101603_200807873 |  |  | PQ | ABCD | 2771.281 | 8101603 | no | no |  |  | no |  |  | 1403096.882 | 15294354.219 |  | -1
node_8101603_200807874 |  |  | PQ | ABCD | 2771.281 | 8101603 | no | no |  |  | no |  |  | 1403280.296 | 15294333.476 |  | -1
node_8101603_200807875 |  |  | PQ | ABCN | 2771.281 | 8101603 | no | no |  |  | no |  |  | 1403420.604 | 15294303.952 |  | -1
node_8101603_200807877 |  |  | PQ | ABCD | 2771.281 | 8101603 | no | no |  |  | no |  |  | 1403555.381 | 15294276.69 |  | -1
node_8101603_200807879 |  |  | PQ | AD | 2771.281 | 8101603 | no | no |  |  | no |  |  | 1403695.341 | 15294227.301 |  | -1
node_8101603_200807880 |  |  | PQ | AD | 2771.281 | 8101603 | no | no |  |  | no |  |  | 1403956.011 | 15294144.397 |  | -1
node_8101603_200807883 |  |  | PQ | AD | 2771.281 | 8101603 | no | no |  |  | no |  |  | 1404229.193 | 15294060.944 |  | -1
node_8101603_200807884 |  |  | PQ | AN | 2771.281 | 8101603 | no | no |  |  | no |  |  | 1404508.186 | 15294000.89 |  | -1
node_8101603_200807886 |  |  | PQ | AN | 2771.281 | 8101603 | no | no |  |  | no |  |  | 1404647.384 | 15294035.527 |  | -1
node_8101603_200807890 |  |  | PQ | ABCD | 2771.281 | 8101603 | no | no |  |  | no |  |  | 1402596.026 | 15294478.229 |  | -1
node_8101603_200807891 |  |  | PQ | ABCN | 2771.281 | 8101603 | no | no |  |  | no |  |  | 1402615.311 | 15294569.216 |  | -1
node_8101603_200807901 |  |  | PQ | AD | 2771.281 | 8101603 | no | no |  |  | no |  |  | 1402621.274 | 15294651.769 |  | -1
node_8101603_200807913 |  |  | PQ | AN | 2771.281 | 8101603 | no | no |  |  | no |  |  | 1402634.859 | 15294795.6 |  | -1
node_8101603_200807918 |  |  | PQ | AN | 2771.281 | 8101603 | no | no |  |  | no |  |  | 1402648.033 | 15294914.553 |  | -1
node_8101603_200807920 |  |  | PQ | AD | 2771.281 | 8101603 | no | no |  |  | no |  |  | 1402660.931 | 15295021.86 |  | -1
node_8101603_200807921 |  |  | PQ | AD | 2771.281 | 8101603 | no | no |  |  | no |  |  | 1402670.564 | 15295119.297 |  | -1
node_8101603_200807922 |  |  | PQ | AD | 2771.281 | 8101603 | no | no |  |  | no |  |  | 1402682.397 | 15295215.595 |  | -1
node_8101603_200807923 |  |  | PQ | AD | 2771.281 | 8101603 | no | no |  |  | no |  |  | 1402699.329 | 15295349.782 |  | -1
node_8101603_200807924 |  |  | PQ | AN | 2771.281 | 8101603 | no | no |  |  | no |  |  | 1402704.309 | 15295466.063 |  | -1
node_8101603_200807926 |  |  | PQ | AD | 2771.281 | 8101603 | no | no |  |  | no |  |  | 1402358.423 | 15294487.055 |  | -1
node_8101603_200807935 |  |  | PQ | AD | 2771.281 | 8101603 | no | no |  |  | no |  |  | 1402356.141 | 15294574.709 |  | -1
node_8101603_200807936 |  |  | PQ | AN | 2771.281 | 8101603 | no | no |  |  | no |  |  | 1402355.15 | 15294702.883 |  | -1
node_8101603_200807938 |  |  | PQ | AD | 2771.281 | 8101603 | no | no |  |  | no |  |  | 1402353.608 | 15294800.212 |  | -1
node_8101603_200807939 |  |  | PQ | AD | 2771.281 | 8101603 | no | no |  |  | no |  |  | 1402344.522 | 15294918.306 |  | -1
node_8101603_200807940 |  |  | PQ | AN | 2771.281 | 8101603 | no | no |  |  | no |  |  | 1402340.003 | 15295019.059 |  | -1
node_8101603_200807941 |  |  | PQ | AD | 2771.281 | 8101603 | no | no |  |  | no |  |  | 1402333.861 | 15295147.497 |  | -1
node_8101603_200807943 |  |  | PQ | AD | 2771.281 | 8101603 | no | no |  |  | no |  |  | 1402164.176 | 15294476.143 |  | -1
node_8101603_200807944 |  |  | PQ | AN | 2771.281 | 8101603 | no | no |  |  | no |  |  | 1402164.885 | 15294638.175 |  | -1
node_8101603_200807946 |  |  | PQ | ABCN | 2771.281 | 8101603 | no | no |  |  | no |  |  | 1401839.115 | 15294493.976 |  | -1
node_8101603_200807950 |  |  | PQ | AD | 2771.281 | 8101603 | no | no |  |  | no |  |  | 1401828.978 | 15294640.525 |  | -1
node_8101603_200807951 |  |  | PQ | AD | 2771.281 | 8101603 | no | no |  |  | no |  |  | 1401814.127 | 15294772.67 |  | -1
node_8101603_200807952 |  |  | PQ | AD | 2771.281 | 8101603 | no | no |  |  | no |  |  | 1401804.001 | 15294897.003 |  | -1
node_8101603_200807953 |  |  | PQ | AD | 2771.281 | 8101603 | no | no |  |  | no |  |  | 1401789.197 | 15295013.27 |  | -1
node_8101603_200807954 |  |  | PQ | AN | 2771.281 | 8101603 | no | no |  |  | no |  |  | 1401781.661 | 15295108.306 |  | -1
node_8101603_200807955 |  |  | PQ | AD | 2771.281 | 8101603 | no | no |  |  | no |  |  | 1401774.832 | 15295216.267 |  | -1
node_8101603_200807958 |  |  | PQ | AD | 2771.281 | 8101603 | no | no |  |  | no |  |  | 1401759.045 | 15295338.99 |  | -1
node_8101603_200807959 |  |  | PQ | AN | 2771.281 | 8101603 | no | no |  |  | no |  |  | 1401748.147 | 15295449.329 |  | -1
node_8101603_200807971 |  |  | PQ | AD | 2771.281 | 8101603 | no | no |  |  | no |  |  | 1401549.13 | 15294484.407 |  | -1
node_8101603_200807982 |  |  | PQ | AD | 2771.281 | 8101603 | no | no |  |  | no |  |  | 1401541.547 | 15294612.792 |  | -1
node_8101603_200807990 |  |  | PQ | AD | 2771.281 | 8101603 | no | no |  |  | no |  |  | 1401533.62 | 15294724.597 |  | -1
node_8101603_200807991 |  |  | PQ | AN | 2771.281 | 8101603 | no | no |  |  | no |  |  | 1401518.672 | 15294821.649 |  | -1
node_8101603_200807992 |  |  | PQ | AD | 2771.281 | 8101603 | no | no |  |  | no |  |  | 1401510.543 | 15294898.239 |  | -1
node_8101603_200808050 |  |  | PQ | AD | 2771.281 | 8101603 | no | no |  |  | no |  |  | 1400904.131 | 15294599.054 |  | -1
node_8101603_200808061 |  |  | PQ | AD | 2771.281 | 8101603 | no | no |  |  | no |  |  | 1400894.662 | 15294698.578 |  | -1
node_8101603_200808070 |  |  | PQ | AN | 2771.281 | 8101603 | no | no |  |  | no |  |  | 1400881.182 | 15294798.778 |  | -1
node_8101603_200808095 |  |  | PQ | ABCD | 2771.281 | 8101603 | no | no |  |  | no |  |  | 1403655.321 | 15294355.354 |  | -1
node_8101603_200808295 |  |  | PQ | ABCD | 2771.281 | 8101603 | no | no |  |  | no |  |  | 1400080.184 | 15294451.978 |  | -1
node_8101603_200808349 |  |  | PQ | ABCD | 2771.281 | 8101603 | no | no |  |  | no |  |  | 1399754.859 | 15294422.989 |  | -1
node_8101603_200808361 |  |  | PQ | ABCN | 2771.281 | 8101603 | no | no |  |  | no |  |  | 1399742.588 | 15294537.647 |  | -1
node_8101603_200808372 |  |  | PQ | AD | 2771.281 | 8101603 | no | no |  |  | no |  |  | 1399732.312 | 15294689.699 |  | -1
node_8101603_200808378 |  |  | PQ | AD | 2771.281 | 8101603 | no | no |  |  | no |  |  | 1399729.041 | 15294790.701 |  | -1
node_8101603_200808379 |  |  | PQ | AN | 2771.281 | 8101603 | no | no |  |  | no |  |  | 1399718.616 | 15294881.546 |  | -1
node_8101603_200808387 |  |  | PQ | ABCD | 2771.281 | 8101603 | no | no |  |  | no |  |  | 1399387.485 | 15295359.838 |  | -1
node_8101603_200808389 |  |  | PQ | ABCD | 2771.281 | 8101603 | no | no |  |  | no |  |  | 1399379.641 | 15295459.975 |  | -1
node_8101603_200808390 |  |  | PQ | ABCD | 2771.281 | 8101603 | no | no |  |  | no |  |  | 1399375.229 | 15295542.435 |  | -1
node_8101603_200808392 |  |  | PQ | ABCD | 2771.281 | 8101603 | no | no |  |  | no |  |  | 1399368.124 | 15295618.593 |  | -1
node_8101603_200808402 |  |  | PQ | ABCD | 2771.281 | 8101603 | no | no |  |  | no |  |  | 1399458.869 | 15294472.51 |  | -1
node_8101603_200808421 |  |  | PQ | ABCN | 2771.281 | 8101603 | no | no |  |  | no |  |  | 1399450.472 | 15294570.508 |  | -1
node_8101603_200808432 |  |  | PQ | ABCD | 2771.281 | 8101603 | no | no |  |  | no |  |  | 1399439.608 | 15294671.764 |  | -1
node_8101603_200808433 |  |  | PQ | ABCD | 2771.281 | 8101603 | no | no |  |  | no |  |  | 1399429.613 | 15294766.919 |  | -1
node_8101603_200808444 |  |  | PQ | ABCD | 2771.281 | 8101603 | no | no |  |  | no |  |  | 1399420.739 | 15294848.626 |  | -1
node_8101603_200808449 |  |  | PQ | ABCN | 2771.281 | 8101603 | no | no |  |  | no |  |  | 1399423.23 | 15294963.981 |  | -1
node_8101603_200808451 |  |  | PQ | ABCD | 2771.281 | 8101603 | no | no |  |  | no |  |  | 1399406.386 | 15295055.99 |  | -1
node_8101603_200808452 |  |  | PQ | ABCD | 2771.281 | 8101603 | no | no |  |  | no |  |  | 1399399.176 | 15295162.831 |  | -1
node_8101603_200808454 |  |  | PQ | ABCD | 2771.281 | 8101603 | no | no |  |  | no |  |  | 1399075.644 | 15294404.912 |  | -1
node_8101603_200808470 |  |  | PQ | ABCD | 2771.281 | 8101603 | no | no |  |  | no |  |  | 1399067.764 | 15294466.256 |  | -1
node_8101603_200808484 |  |  | PQ | ABCD | 2771.281 | 8101603 | no | no |  |  | no |  |  | 1399064.284 | 15294576.682 |  | -1
node_8101603_200808488 |  |  | PQ | ABCD | 2771.281 | 8101603 | no | no |  |  | no |  |  | 1399054.37 | 15294672.62 |  | -1
node_8101603_200808489 |  |  | PQ | ABCD | 2771.281 | 8101603 | no | no |  |  | no |  |  | 1399053.953 | 15294801.595 |  | -1
node_8101603_200808491 |  |  | PQ | ABCD | 2771.281 | 8101603 | no | no |  |  | no |  |  | 1399039.524 | 15294877.923 |  | -1
node_8101603_200808492 |  |  | PQ | ABCD | 2771.281 | 8101603 | no | no |  |  | no |  |  | 1399024.292 | 15294972.039 |  | -1
node_8101603_200808493 |  |  | PQ | ABCN | 2771.281 | 8101603 | no | no |  |  | no |  |  | 1399020.71 | 15295074.144 |  | -1
node_8101603_200808494 |  |  | PQ | ABCN | 2771.281 | 8101603 | no | no |  |  | no |  |  | 1399063.034 | 15295076.91 |  | -1
node_8101603_200808496 |  |  | PQ | ABCD | 2771.281 | 8101603 | no | no |  |  | no |  |  | 1398745.812 | 15294383.639 |  | -1
node_8101603_200808499 |  |  | PQ | ABCN | 2771.281 | 8101603 | no | no |  |  | no |  |  | 1398736.348 | 15294448.927 |  | -1
node_8101603_200808500 |  |  | PQ | ABCD | 2771.281 | 8101603 | no | no |  |  | no |  |  | 1398724.676 | 15294597.937 |  | -1
node_8101603_200808501 |  |  | PQ | ABCD | 2771.281 | 8101603 | no | no |  |  | no |  |  | 1398717.459 | 15294689.677 |  | -1
node_8101603_200808503 |  |  | PQ | AD | 2771.281 | 8101603 | no | no |  |  | no |  |  | 1398701.757 | 15294907.516 |  | -1
node_8101603_200808504 |  |  | PQ | AN | 2771.281 | 8101603 | no | no |  |  | no |  |  | 1398696.665 | 15294983.422 |  | -1
node_8101603_200808509 |  |  | PQ | ABCD | 2771.281 | 8101603 | no | no |  |  | no |  |  | 1398388.649 | 15294411.502 |  | -1
node_8101603_200808510 |  |  | PQ | ABCN | 2771.281 | 8101603 | no | no |  |  | no |  |  | 1398307.549 | 15295412.57 |  | -1
node_8101603_200808511 |  |  | PQ | ABCD | 2771.281 | 8101603 | no | no |  |  | no |  |  | 1398308.305 | 15295476.037 |  | -1
node_8101603_200808522 |  |  | PQ | ABCD | 2771.281 | 8101603 | no | no |  |  | no |  |  | 1398384.266 | 15294545.885 |  | -1
node_8101603_200808523 |  |  | PQ | ABCN | 2771.281 | 8101603 | no | no |  |  | no |  |  | 1398420.296 | 15294515.313 |  | -1
node_8101603_200808534 |  |  | PQ | ABCN | 2771.281 | 8101603 | no | no |  |  | no |  |  | 1398374.878 | 15294661.287 |  | -1
node_8101603_200808536 |  |  | PQ | ABCD | 2771.281 | 8101603 | no | no |  |  | no |  |  | 1398361.864 | 15294757.396 |  | -1
node_8101603_200808537 |  |  | PQ | ABCD | 2771.281 | 8101603 | no | no |  |  | no |  |  | 1398355.292 | 15294837.7 |  | -1
node_8101603_200808538 |  |  | PQ | ABCN | 2771.281 | 8101603 | no | no |  |  | no |  |  | 1398343.414 | 15294937.747 |  | -1
node_8101603_200808539 |  |  | PQ | ABCN | 2771.281 | 8101603 | no | no |  |  | no |  |  | 1398352.274 | 15295001.844 |  | -1
node_8101603_200808542 |  |  | PQ | ABCD | 2771.281 | 8101603 | no | no |  |  | no |  |  | 1398325.353 | 15295293.598 |  | -1
node_8101603_200808543 |  |  | PQ | ABCN | 2771.281 | 8101603 | no | no |  |  | no |  |  | 1398036.768 | 15295357.105 |  | -1
node_8101603_200808545 |  |  | PQ | ABCN | 2771.281 | 8101603 | no | no |  |  | no |  |  | 1398086.532 | 15294569.856 |  | -1
node_8101603_200808546 |  |  | PQ | ABCD | 2771.281 | 8101603 | no | no |  |  | no |  |  | 1398091.608 | 15294684.541 |  | -1
node_8101603_200808547 |  |  | PQ | ABCN | 2771.281 | 8101603 | no | no |  |  | no |  |  | 1398157.306 | 15294714.078 |  | -1
node_8101603_200808548 |  |  | PQ | ABCN | 2771.281 | 8101603 | no | no |  |  | no |  |  | 1398091.314 | 15294771.876 |  | -1
node_8101603_200808550 |  |  | PQ | ABCD | 2771.281 | 8101603 | no | no |  |  | no |  |  | 1398059.498 | 15294897.804 |  | -1
node_8101603_200808552 |  |  | PQ | ABCD | 2771.281 | 8101603 | no | no |  |  | no |  |  | 1398066.025 | 15295017.474 |  | -1
node_8101603_200808553 |  |  | PQ | ABCN | 2771.281 | 8101603 | no | no |  |  | no |  |  | 1398052.218 | 15295150.459 |  | -1
node_8101603_200808554 |  |  | PQ | ABCD | 2771.281 | 8101603 | no | no |  |  | no |  |  | 1398043.468 | 15295229.389 |  | -1
node_8101603_200808619 |  |  | PQ | ABCD | 2771.281 | 8101603 | no | no |  |  | no |  |  | 1397323.264 | 15295407.482 |  | -1
node_8101603_200808627 |  |  | PQ | ABCN | 2771.281 | 8101603 | no | no |  |  | no |  |  | 1397859.692 | 15295454.545 |  | -1
node_8101603_200808639 |  |  | PQ | ABCD | 2771.281 | 8101603 | no | no |  |  | no |  |  | 1398301.015 | 15295486.291 |  | -1
node_8101603_200808998 |  |  | PQ | ABCN | 2771.281 | 8101603 | no | no |  |  | no |  |  | 1397307.818 | 15295290.804 |  | -1
node_8101603_200808999 |  |  | PQ | ABCD | 2771.281 | 8101603 | no | no |  |  | no |  |  | 1397256.985 | 15295196.325 |  | -1
node_8101603_200809000 |  |  | PQ | ABCD | 2771.281 | 8101603 | no | no |  |  | no |  |  | 1397099.154 | 15295055.606 |  | -1
node_8101603_200809004 |  |  | PQ | ABCD | 2771.281 | 8101603 | no | no |  |  | no |  |  | 1397319.624 | 15295448.82 |  | -1
node_8101603_200809663 |  |  | PQ | ABCD | 2771.281 | 8101603 | no | no |  |  | no |  |  | 1397617.921 | 15295296.744 |  | -1
node_8101603_200809664 |  |  | PQ | ABCN | 2771.281 | 8101603 | no | no |  |  | no |  |  | 1397627.79 | 15295136.6 |  | -1
node_8101603_200917142 |  |  | PQ | ABCD | 2771.281 | 8101603 | no | no |  |  | no |  |  | 1398024.037 | 15295463.996 |  | -1
node_8101603_200940734 |  |  | PQ | ABCD | 2771.281 | 8101603 | no | no |  |  | no |  |  | 1400671.884 | 15294357.16 |  | -1
node_8101603_200947029 |  |  | PQ | ABCN | 2771.281 | 8101603 | no | no |  |  | no |  |  | 1400911.539 | 15294483.598 |  | -1
node_8101603_200947030 |  |  | PQ | ABCN | 2771.281 | 8101603 | no | no |  |  | no |  |  | 1399395.051 | 15295261.967 |  | -1
node_8101603_200948176 |  |  | PQ | ABCN | 2771.281 | 8101603 | no | no |  |  | no |  |  | 1400078.284 | 15294541.975 |  | -1
node_8101603_200948177 |  |  | PQ | ABCN | 2771.281 | 8101603 | no | no |  |  | no |  |  | 1400072.18 | 15294621.893 |  | -1
node_8101603_200955864 |  |  | PQ | ABCN | 2771.281 | 8101603 | no | no |  |  | no |  |  | 1398322.582 | 15295151.771 |  | -1
node_8101603_200955919 |  |  | PQ | ABCN | 2771.281 | 8101603 | no | no |  |  | no |  |  | 1398709.182 | 15294805.651 |  | -1
node_8101603_200957213 |  |  | PQ | ABCD | 2771.281 | 8101603 | no | no |  |  | no |  |  | 1397746.757 | 15295437.591 |  | -1
node_8101603_200957214 |  |  | PQ | ABCD | 2771.281 | 8101603 | no | no |  |  | no |  |  | 1397681.952 | 15295479.499 |  | -1
node_8101603_200957239 |  |  | PQ | ABCD | 2771.281 | 8101603 | no | no |  |  | no |  |  | 1397534.457 | 15295469.78 |  | -1
node_8101603_200957240 |  |  | PQ | ABCD | 2771.281 | 8101603 | no | no |  |  | no |  |  | 1397421.839 | 15295467.337 |  | -1
node_8101603_200957241 |  |  | PQ | ABCN | 2771.281 | 8101603 | no | no |  |  | no |  |  | 1397413.843 | 15295390.455 |  | -1
node_8101603_201038472 |  |  | PQ | ABCD | 2771.281 | 8101603 | no | no |  |  | no |  |  | 1397326.299 | 15295562.464 |  | -1
node_8101603_311890828 |  |  | PQ | ABCN | 2771.281 | 8101603 | no | no |  |  | no |  |  | 1397288.748 | 15295557.517 |  | -1
node_8101603_311902258 |  |  | PQ | ABCN | 2771.281 | 8101603 | no | no |  |  | no |  |  | 1401822.42 | 15294486.683 |  | -1
node_8101603_311998328 |  |  | PQ | ABCD | 2771.281 | 8101603 | no | no |  |  | no |  |  | 1399022.523 | 15295022.446 |  | -1
node_8101603_311998332 |  |  | PQ | ABCN | 2771.281 | 8101603 | no | no |  |  | no |  |  | 1399064.118 | 15295043.348 |  | -1
node_8101603_312006232 |  |  | PQ | ABCD | 2771.281 | 8101603 | no | no |  |  | no |  |  | 1399063.446 | 15295066.612 |  | -1
node_8101603_312127765 |  |  | PQ | ABCN | 2771.281 | 8101603 | no | no |  |  | no |  |  | 1399054.126 | 15294747.836 |  | -1
node_8101603_500000084 |  |  | PQ | ABCN | 2771.281 | 8101603 | no | no |  |  | no |  |  | 1397335.041 | 15295678.584 |  | -1
node_SOURCE_8101603 |  |  | SWING | ABCN | 2771.281 | 8101603 | no | no |  |  | no |  |  | 1397379.041 | 15295666.928 |  | -1
node_intto1_1399361_362_15295709_156 |  |  | PQ | ABCD | 2771.281 | 8101603 | no | no |  |  | no |  |  | 1399361.362 | 15295709.156 |  | -1
node_intto1_8101603_200805604 |  |  | PQ | ABCN | 2771.281 | 8101603 | no | no |  |  | no |  |  | 1399100.014 | 15295067.763 |  | -1
node_intto1_8101603_200807763 |  |  | PQ | ABCN | 2771.281 | 8101603 | no | no |  |  | no |  |  | 1401800.827 | 15294279.883 |  | -1
node_intto1_8101603_200807861 |  |  | PQ | ABCD | 2771.281 | 8101603 | no | no |  |  | no |  |  | 1402497.769 | 15294379.93 |  | -1
node_intto1_8101603_200807883 |  |  | PQ | AD | 2771.281 | 8101603 | no | no |  |  | no |  |  | 1404229.193 | 15294060.944 |  | -1
node_intto1_8101603_200807913 |  |  | PQ | AD | 2771.281 | 8101603 | no | no |  |  | no |  |  | 1402634.859 | 15294795.6 |  | -1
node_intto1_8101603_200807946 |  |  | PQ | ABCD | 2771.281 | 8101603 | no | no |  |  | no |  |  | 1401839.115 | 15294493.976 |  | -1
node_intto1_8101603_200807982 |  |  | PQ | AD | 2771.281 | 8101603 | no | no |  |  | no |  |  | 1401541.547 | 15294612.792 |  | -1
node_intto1_8101603_200808510 |  |  | PQ | ABCD | 2771.281 | 8101603 | no | no |  |  | no |  |  | 1398307.549 | 15295412.57 |  | -1
node_intto1_8101603_200808547 |  |  | PQ | ABCD | 2771.281 | 8101603 | no | no |  |  | no |  |  | 1398157.306 | 15294714.078 |  | -1
node_intto1_8101603_200809664 |  |  | PQ | ABCD | 2771.281 | 8101603 | no | no |  |  | no |  |  | 1397627.79 | 15295136.6 |  | -1
node_intto1_8101603_200947029 |  |  | PQ | ABCD | 2771.281 | 8101603 | no | no |  |  | no |  |  | 1400911.539 | 15294483.598 |  | -1
node_intto1_8101603_200957214 |  |  | PQ | ABCD | 2771.281 | 8101603 | no | no |  |  | no |  |  | 1397681.952 | 15295479.499 |  | -1
node_intto1_8101603_200957239 |  |  | PQ | ABCD | 2771.281 | 8101603 | no | no |  |  | no |  |  | 1397534.457 | 15295469.78 |  | -1
node_intto1_8101603_311902258 |  |  | PQ | ABCN | 2771.281 | 8101603 | no | no |  |  | no |  |  | 1401822.42 | 15294486.683 |  | -1

## overhead_line
data_type | static
owner_type | feeder
owner | 8101603
object | overhead_line
name | groupid | phases | fr | to | length | configuration | dcircuit | selected | monitored | monitored_fields | class_monitored_fields | played | played_fields | comments | R | X | B | lim_kw
oh_line_8101603_200807797 |  | ABCD | node_8101603_200808509 | node_8101603_200807797 | 105.657 | bal_3P_336AL | 8101603 | no | no |  |  | no |  |  | 0 | 0 | 0 | 0
oh_line_8101603_200807798 |  | ABCD | node_8101603_200807797 | node_8101603_200807798 | 117.892 | bal_3P_2/0CU | 8101603 | no | no |  |  | no |  |  | 0 | 0 | 0 | 0
oh_line_8101603_200807800 |  | ABCD | node_8101603_200807798 | node_8101603_200807800 | 111.968 | bal_3P_2/0CU | 8101603 | no | no |  |  | no |  |  | 0 | 0 | 0 | 0
oh_line_8101603_200807801 |  | ABCD | node_8101603_200807800 | node_8101603_200807801 | 120.55 | bal_3P_2/0CU | 8101603 | no | no |  |  | no |  |  | 0 | 0 | 0 | 0
oh_line_8101603_200807802 |  | ABCD | node_8101603_200807801 | node_8101603_200807802 | 104.55 | bal_3P_2/0CU | 8101603 | no | no |  |  | no |  |  | 0 | 0 | 0 | 0
oh_line_8101603_200807803 |  | ABCD | node_8101603_200807802 | node_8101603_200807803 | 109.921 | bal_3P_2/0CU | 8101603 | no | no |  |  | no |  |  | 0 | 0 | 0 | 0
oh_line_8101603_200807804 |  | ABCD | node_8101603_200807803 | node_8101603_200807804 | 118.505 | bal_3P_2/0CU | 8101603 | no | no |  |  | no |  |  | 0 | 0 | 0 | 0
oh_line_8101603_200807805-1 |  | ABCD | node_8101603_200807804 | node_1399181_08_15294315_51 | 99.287 | bal_3P_2/0CU | 8101603 | no | no |  |  | no |  |  | 0 | 0 | 0 | 0
oh_line_8101603_200807805-2 |  | ABCD | node_1399181_08_15294315_51 | node_8101603_200807805 | 4.767 | bal_3P_2/0CU | 8101603 | no | no |  |  | no |  |  | 0 | 0 | 0 | 0
oh_line_8101603_200807806 |  | ABCD | node_8101603_200807805 | node_8101603_200807806 | 57.658 | bal_3P_1/0AA | 8101603 | no | no |  |  | no |  |  | 0 | 0 | 0 | 0
oh_line_8101603_200807808 |  | ABCD | node_8101603_200807805 | node_8101603_200807808 | 126.061 | bal_3P_2/0CU | 8101603 | no | no |  |  | no |  |  | 0 | 0 | 0 | 0
oh_line_8101603_200807809 |  | ABCD | node_8101603_200807808 | node_8101603_200807809 | 82.456 | bal_3P_2/0CU | 8101603 | no | no |  |  | no |  |  | 0 | 0 | 0 | 0
oh_line_8101603_200807810 |  | ABCD | node_8101603_200807809 | node_8101603_200807810 | 79.793 | bal_3P_2/0CU | 8101603 | no | no |  |  | no |  |  | 0 | 0 | 0 | 0
oh_line_8101603_200807811 |  | ABCD | node_8101603_200807810 | node_8101603_200807811 | 50.294 | bal_3P_2/0CU | 8101603 | no | no |  |  | no |  |  | 0 | 0 | 0 | 0
oh_line_8101603_200807812 |  | ABCD | node_8101603_200807811 | node_8101603_200807812 | 86.345 | bal_3P_2/0CU | 8101603 | no | no |  |  | no |  |  | 0 | 0 | 0 | 0
oh_line_8101603_200807814 |  | ABCD | node_8101603_200807812 | node_8101603_200807814 | 141.669 | bal_3P_2/0CU | 8101603 | no | no |  |  | no |  |  | 0 | 0 | 0 | 0
oh_line_8101603_200807815 |  | ABCD | node_8101603_200807814 | node_8101603_200807815 | 125.835 | bal_3P_2/0CU | 8101603 | no | no |  |  | no |  |  | 0 | 0 | 0 | 0
oh_line_8101603_200807817 |  | ABCD | node_8101603_200807815 | node_8101603_200807817 | 112.755 | bal_3P_2/0CU | 8101603 | no | no |  |  | no |  |  | 0 | 0 | 0 | 0
oh_line_8101603_200807818 |  | ABCD | node_8101603_200807817 | node_8101603_200807818 | 100.736 | bal_3P_2/0CU | 8101603 | no | no |  |  | no |  |  | 0 | 0 | 0 | 0
oh_line_8101603_200807820 |  | ABCD | node_8101603_200807818 | node_8101603_200807820 | 115.305 | bal_3P_2/0CU | 8101603 | no | no |  |  | no |  |  | 0 | 0 | 0 | 0
oh_line_8101603_200807821 |  | ABCD | node_8101603_200807820 | node_8101603_200807821 | 122.911 | bal_3P_2/0CU | 8101603 | no | no |  |  | no |  |  | 0 | 0 | 0 | 0
oh_line_8101603_200807822 |  | ABCD | node_8101603_200807821 | node_8101603_200807822 | 112.745 | bal_3P_2/0CU | 8101603 | no | no |  |  | no |  |  | 0 | 0 | 0 | 0
oh_line_8101603_200807823 |  | ABCD | node_8101603_200807822 | node_8101603_200807823 | 113.28 | bal_3P_2/0CU | 8101603 | no | no |  |  | no |  |  | 0 | 0 | 0 | 0
oh_line_8101603_200807828 |  | ABCD | node_8101603_200940734 | node_8101603_200807828 | 251.622 | bal_3P_2/0CU | 8101603 | no | no |  |  | no |  |  | 0 | 0 | 0 | 0
oh_line_8101603_200807830 |  | ABCD | node_8101603_200807828 | node_8101603_200807830 | 129.444 | bal_3P_477AL | 8101603 | no | no |  |  | no |  |  | 0 | 0 | 0 | 0
oh_line_8101603_200807832 |  | ABCD | node_8101603_200807830 | node_8101603_200807832 | 98.835 | bal_3P_477AL | 8101603 | no | no |  |  | no |  |  | 0 | 0 | 0 | 0
oh_line_8101603_200807833 |  | ABCD | node_8101603_200807832 | node_8101603_200807833 | 87.956 | bal_3P_477AL | 8101603 | no | no |  |  | no |  |  | 0 | 0 | 0 | 0
oh_line_8101603_200807841 |  | ABCD | node_8101603_200807833 | node_8101603_200807841 | 122.094 | bal_3P_477AL | 8101603 | no | no |  |  | no |  |  | 0 | 0 | 0 | 0
oh_line_8101603_200807842 |  | ABCD | node_8101603_200807841 | node_8101603_200807842 | 114.847 | bal_3P_477AL | 8101603 | no | no |  |  | no |  |  | 0 | 0 | 0 | 0
oh_line_8101603_200807844 |  | ABCD | node_8101603_200807842 | node_8101603_200807844 | 81.603 | bal_3P_477AL | 8101603 | no | no |  |  | no |  |  | 0 | 0 | 0 | 0
oh_line_8101603_200807845 |  | ABCD | node_8101603_200807844 | node_8101603_200807845 | 73.189 | bal_3P_477AL | 8101603 | no | no |  |  | no |  |  | 0 | 0 | 0 | 0
oh_line_8101603_200807847 |  | ABCD | node_8101603_200807845 | node_8101603_200807847 | 96.745 | bal_3P_477AL | 8101603 | no | no |  |  | no |  |  | 0 | 0 | 0 | 0
oh_line_8101603_200807848 |  | ABCD | node_8101603_200807847 | node_8101603_200807848 | 124.591 | bal_3P_477AL | 8101603 | no | no |  |  | no |  |  | 0 | 0 | 0 | 0
oh_line_8101603_200807849 |  | ABCD | node_8101603_200807848 | node_8101603_200807849 | 78.463 | bal_3P_477AL | 8101603 | no | no |  |  | no |  |  | 0 | 0 | 0 | 0
oh_line_8101603_200807850 |  | ABCD | node_8101603_200807849 | node_8101603_200807850 | 70.102 | bal_3P_477AL | 8101603 | no | no |  |  | no |  |  | 0 | 0 | 0 | 0
oh_line_8101603_200807852 |  | ABCD | node_8101603_200807850 | node_8101603_200807852 | 185.517 | bal_3P_477AL | 8101603 | no | no |  |  | no |  |  | 0 | 0 | 0 | 0
oh_line_8101603_200807853 |  | ABCD | node_8101603_200807852 | node_8101603_200807853 | 90.84 | bal_3P_1/0AC | 8101603 | no | no |  |  | no |  |  | 0 | 0 | 0 | 0
oh_line_8101603_200807854 |  | ABCD | node_8101603_200807852 | node_8101603_200807854 | 98.993 | bal_3P_477AL | 8101603 | no | no |  |  | no |  |  | 0 | 0 | 0 | 0
oh_line_8101603_200807857 |  | ABCD | node_8101603_200807854 | node_8101603_200807857 | 92.297 | bal_3P_477AL | 8101603 | no | no |  |  | no |  |  | 0 | 0 | 0 | 0
oh_line_8101603_200807858 |  | ABCD | node_8101603_200807857 | node_8101603_200807858 | 66.129 | bal_3P_477AL | 8101603 | no | no |  |  | no |  |  | 0 | 0 | 0 | 0
oh_line_8101603_200807861 |  | ABCD | node_8101603_200807858 | node_intto1_8101603_200807861 | 54.299 | bal_3P_477AL | 8101603 | no | no |  |  | no |  |  | 0 | 0 | 0 | 0
oh_line_8101603_200807863 |  | ABCD | node_8101603_200807861 | node_8101603_200807863 | 83.423 | bal_3P_477AL | 8101603 | no | no |  |  | no |  |  | 0 | 0 | 0 | 0
oh_line_8101603_200807864 |  | ABCD | node_8101603_200807863 | node_8101603_200807864 | 112.055 | bal_3P_477AL | 8101603 | no | no |  |  | no |  |  | 0 | 0 | 0 | 0
oh_line_8101603_200807865 |  | ABCD | node_8101603_200807864 | node_8101603_200807865 | 105.963 | bal_3P_477AL | 8101603 | no | no |  |  | no |  |  | 0 | 0 | 0 | 0
oh_line_8101603_200807866 |  | ABCD | node_8101603_200807865 | node_8101603_200807866 | 112.332 | bal_3P_477AL | 8101603 | no | no |  |  | no |  |  | 0 | 0 | 0 | 0
oh_line_8101603_200807867 |  | ABCD | node_8101603_200807866 | node_8101603_200807867 | 37.585 | bal_3P_477AL | 8101603 | no | no |  |  | no |  |  | 0 | 0 | 0 | 0
oh_line_8101603_200807873 |  | ABCD | node_8101603_200807867 | node_8101603_200807873 | 148.847 | bal_3P_477AL | 8101603 | no | no |  |  | no |  |  | 0 | 0 | 0 | 0
oh_line_8101603_200807874 |  | ABCD | node_8101603_200807873 | node_8101603_200807874 | 184.583 | bal_3P_477AL | 8101603 | no | no |  |  | no |  |  | 0 | 0 | 0 | 0
oh_line_8101603_200807875 |  | ABCD | node_8101603_200807874 | node_8101603_200807875 | 143.381 | bal_3P_477AL | 8101603 | no | no |  |  | no |  |  | 0 | 0 | 0 | 0
oh_line_8101603_200807877 |  | ABCD | node_8101603_200807875 | node_8101603_200807877 | 137.506 | bal_3P_477AL | 8101603 | no | no |  |  | no |  |  | 0 | 0 | 0 | 0
oh_line_8101603_200807879 |  | AD | node_8101603_200807877 | node_8101603_200807879 | 148.419 | bal_1P_4CU | 8101603 | no | no |  |  | no |  |  | 0 | 0 | 0 | 0
oh_line_8101603_200807880 |  | AD | node_8101603_200807879 | node_8101603_200807880 | 273.535 | bal_1P_4CU | 8101603 | no | no |  |  | no |  |  | 0 | 0 | 0 | 0
oh_line_8101603_200807883 |  | AD | node_8101603_200807880 | node_intto1_8101603_200807883 | 285.645 | bal_1P_1/0AA | 8101603 | no | no |  |  | no |  |  | 0 | 0 | 0 | 0
oh_line_8101603_200807884 |  | AD | node_8101603_200807883 | node_8101603_200807884 | 285.383 | bal_1P_1/0AA | 8101603 | no | no |  |  | no |  |  | 0 | 0 | 0 | 0
oh_line_8101603_200807886 |  | AD | node_8101603_200807884 | node_8101603_200807886 | 143.442 | bal_1P_1/0AA | 8101603 | no | no |  |  | no |  |  | 0 | 0 | 0 | 0
oh_line_8101603_200807890 |  | ABCD | node_8101603_200807863 | node_8101603_200807890 | 99.876 | bal_3P_4CU | 8101603 | no | no |  |  | no |  |  | 0 | 0 | 0 | 0
oh_line_8101603_200807891 |  | ABCD | node_8101603_200807890 | node_8101603_200807891 | 93.008 | bal_3P_4CU | 8101603 | no | no |  |  | no |  |  | 0 | 0 | 0 | 0
oh_line_8101603_200807901 |  | AD | node_8101603_200807891 | node_8101603_200807901 | 82.769 | bal_1P_4CU | 8101603 | no | no |  |  | no |  |  | 0 | 0 | 0 | 0
oh_line_8101603_200807913 |  | AD | node_8101603_200807901 | node_intto1_8101603_200807913 | 144.471 | bal_1P_4CU | 8101603 | no | no |  |  | no |  |  | 0 | 0 | 0 | 0
oh_line_8101603_200807918 |  | AD | node_8101603_200807913 | node_8101603_200807918 | 119.68 | bal_1P_4CU | 8101603 | no | no |  |  | no |  |  | 0 | 0 | 0 | 0
oh_line_8101603_200807920 |  | AD | node_8101603_200807918 | node_8101603_200807920 | 108.079 | bal_1P_4CU | 8101603 | no | no |  |  | no |  |  | 0 | 0 | 0 | 0
oh_line_8101603_200807921 |  | AD | node_8101603_200807920 | node_8101603_200807921 | 97.912 | bal_1P_1/0AC | 8101603 | no | no |  |  | no |  |  | 0 | 0 | 0 | 0
oh_line_8101603_200807922 |  | AD | node_8101603_200807921 | node_8101603_200807922 | 97.022 | bal_1P_1/0AC | 8101603 | no | no |  |  | no |  |  | 0 | 0 | 0 | 0
oh_line_8101603_200807923 |  | AD | node_8101603_200807922 | node_8101603_200807923 | 135.251 | bal_1P_1/0AC | 8101603 | no | no |  |  | no |  |  | 0 | 0 | 0 | 0
oh_line_8101603_200807924 |  | AD | node_8101603_200807923 | node_8101603_200807924 | 116.388 | bal_1P_1/0AC | 8101603 | no | no |  |  | no |  |  | 0 | 0 | 0 | 0
oh_line_8101603_200807926 |  | AD | node_8101603_200807857 | node_8101603_200807926 | 105.032 | bal_1P_1/0AA | 8101603 | no | no |  |  | no |  |  | 0 | 0 | 0 | 0
oh_line_8101603_200807935 |  | AD | node_8101603_200807926 | node_8101603_200807935 | 87.684 | bal_1P_1/0AA | 8101603 | no | no |  |  | no |  |  | 0 | 0 | 0 | 0
oh_line_8101603_200807936 |  | AD | node_8101603_200807935 | node_8101603_200807936 | 128.178 | bal_1P_1/0AA | 8101603 | no | no |  |  | no |  |  | 0 | 0 | 0 | 0
oh_line_8101603_200807938 |  | AD | node_8101603_200807936 | node_8101603_200807938 | 97.341 | bal_1P_1/0AA | 8101603 | no | no |  |  | no |  |  | 0 | 0 | 0 | 0
oh_line_8101603_200807939 |  | AD | node_8101603_200807938 | node_8101603_200807939 | 118.443 | bal_1P_1/0AA | 8101603 | no | no |  |  | no |  |  | 0 | 0 | 0 | 0
oh_line_8101603_200807940 |  | AD | node_8101603_200807939 | node_8101603_200807940 | 100.854 | bal_1P_1/0AA | 8101603 | no | no |  |  | no |  |  | 0 | 0 | 0 | 0
oh_line_8101603_200807941 |  | AD | node_8101603_200807940 | node_8101603_200807941 | 128.585 | bal_1P_1/0AA | 8101603 | no | no |  |  | no |  |  | 0 | 0 | 0 | 0
oh_line_8101603_200807943 |  | AD | node_8101603_200807852 | node_8101603_200807943 | 98.839 | bal_1P_1/0AC | 8101603 | no | no |  |  | no |  |  | 0 | 0 | 0 | 0
oh_line_8101603_200807944 |  | AD | node_8101603_200807943 | node_8101603_200807944 | 162.033 | bal_1P_1/0AC | 8101603 | no | no |  |  | no |  |  | 0 | 0 | 0 | 0
oh_line_8101603_200807946 |  | ABCD | node_8101603_200807848 | node_intto1_8101603_200807946 | 117.074 | bal_3P_1/0AA | 8101603 | no | no |  |  | no |  |  | 0 | 0 | 0 | 0
oh_line_8101603_200807950 |  | AD | node_8101603_200807946 | node_8101603_200807950 | 146.899 | bal_1P_1/0AC | 8101603 | no | no |  |  | no |  |  | 0 | 0 | 0 | 0
oh_line_8101603_200807951 |  | AD | node_8101603_200807950 | node_8101603_200807951 | 132.977 | bal_1P_1/0AC | 8101603 | no | no |  |  | no |  |  | 0 | 0 | 0 | 0
oh_line_8101603_200807952 |  | AD | node_8101603_200807951 | node_8101603_200807952 | 124.745 | bal_1P_4CU | 8101603 | no | no |  |  | no |  |  | 0 | 0 | 0 | 0
oh_line_8101603_200807953 |  | AD | node_8101603_200807952 | node_8101603_200807953 | 117.206 | bal_1P_4CU | 8101603 | no | no |  |  | no |  |  | 0 | 0 | 0 | 0
oh_line_8101603_200807954 |  | AD | node_8101603_200807953 | node_8101603_200807954 | 95.335 | bal_1P_4CU | 8101603 | no | no |  |  | no |  |  | 0 | 0 | 0 | 0
oh_line_8101603_200807955 |  | AD | node_8101603_200807954 | node_8101603_200807955 | 108.176 | bal_1P_1/0AA | 8101603 | no | no |  |  | no |  |  | 0 | 0 | 0 | 0
oh_line_8101603_200807958 |  | AD | node_8101603_200807955 | node_8101603_200807958 | 123.735 | bal_1P_1/0AA | 8101603 | no | no |  |  | no |  |  | 0 | 0 | 0 | 0
oh_line_8101603_200807959 |  | AD | node_8101603_200807958 | node_8101603_200807959 | 110.876 | bal_1P_1/0AA | 8101603 | no | no |  |  | no |  |  | 0 | 0 | 0 | 0
oh_line_8101603_200807971 |  | AD | node_8101603_200807844 | node_8101603_200807971 | 109.129 | bal_1P_4CU | 8101603 | no | no |  |  | no |  |  | 0 | 0 | 0 | 0
oh_line_8101603_200807982 |  | AD | node_8101603_200807971 | node_intto1_8101603_200807982 | 128.609 | bal_1P_4CU | 8101603 | no | no |  |  | no |  |  | 0 | 0 | 0 | 0
oh_line_8101603_200807990 |  | AD | node_8101603_200807982 | node_8101603_200807990 | 112.086 | bal_1P_4CU | 8101603 | no | no |  |  | no |  |  | 0 | 0 | 0 | 0
oh_line_8101603_200807991 |  | AD | node_8101603_200807990 | node_8101603_200807991 | 98.196 | bal_1P_4CU | 8101603 | no | no |  |  | no |  |  | 0 | 0 | 0 | 0
oh_line_8101603_200807992 |  | AD | node_8101603_200807991 | node_8101603_200807992 | 77.02 | bal_1P_4/0AL | 8101603 | no | no |  |  | no |  |  | 0 | 0 | 0 | 0
oh_line_8101603_200808050 |  | AD | node_8101603_200947029 | node_8101603_200808050 | 115.693 | bal_1P_1/0AC | 8101603 | no | no |  |  | no |  |  | 0 | 0 | 0 | 0
oh_line_8101603_200808061 |  | AD | node_8101603_200808050 | node_8101603_200808061 | 99.974 | bal_1P_1/0AC | 8101603 | no | no |  |  | no |  |  | 0 | 0 | 0 | 0
oh_line_8101603_200808070 |  | AD | node_8101603_200808061 | node_8101603_200808070 | 101.102 | bal_1P_1/0AC | 8101603 | no | no |  |  | no |  |  | 0 | 0 | 0 | 0
oh_line_8101603_200808095 |  | ABCD | node_8101603_200807877 | node_8101603_200808095 | 127.185 | bal_3P_477AL | 8101603 | no | no |  |  | no |  |  | 0 | 0 | 0 | 0
oh_line_8101603_200808295 |  | ABCD | node_8101603_200807818 | node_8101603_200808295 | 110.449 | bal_3P_1/0AA | 8101603 | no | no |  |  | no |  |  | 0 | 0 | 0 | 0
oh_line_8101603_200808349 |  | ABCD | node_8101603_200807814 | node_8101603_200808349 | 91.26 | bal_3P_1/0AC | 8101603 | no | no |  |  | no |  |  | 0 | 0 | 0 | 0
oh_line_8101603_200808361 |  | ABCD | node_8101603_200808349 | node_8101603_200808361 | 115.312 | bal_3P_1/0AC | 8101603 | no | no |  |  | no |  |  | 0 | 0 | 0 | 0
oh_line_8101603_200808372 |  | AD | node_8101603_200808361 | node_8101603_200808372 | 152.399 | bal_1P_1/0AC | 8101603 | no | no |  |  | no |  |  | 0 | 0 | 0 | 0
oh_line_8101603_200808378 |  | AD | node_8101603_200808372 | node_8101603_200808378 | 101.054 | bal_1P_1/0AC | 8101603 | no | no |  |  | no |  |  | 0 | 0 | 0 | 0
oh_line_8101603_200808379 |  | AD | node_8101603_200808378 | node_8101603_200808379 | 91.441 | bal_1P_1/0AC | 8101603 | no | no |  |  | no |  |  | 0 | 0 | 0 | 0
oh_line_8101603_200808387 |  | ABCD | node_8101603_200947030 | node_8101603_200808387 | 98.163 | unb_3P_2-1/0AC_1/0AA | 8101603 | no | no |  |  | no |  |  | 0 | 0 | 0 | 0
oh_line_8101603_200808389 |  | ABCD | node_8101603_200808387 | node_8101603_200808389 | 100.445 | bal_3P_1/0AC | 8101603 | no | no |  |  | no |  |  | 0 | 0 | 0 | 0
oh_line_8101603_200808390 |  | ABCD | node_8101603_200808389 | node_8101603_200808390 | 82.578 | bal_3P_1/0AC | 8101603 | no | no |  |  | no |  |  | 0 | 0 | 0 | 0
oh_line_8101603_200808392 |  | ABCD | node_8101603_200808390 | node_8101603_200808392 | 76.489 | bal_3P_477AL | 8101603 | no | no |  |  | no |  |  | 0 | 0 | 0 | 0
oh_line_8101603_200808393 |  | ABCD | node_8101603_200808392 | node_intto1_1399361_362_15295709_156 | 136.043 | bal_3P_477AL | 8101603 | no | no |  |  | no |  |  | 0 | 0 | 0 | 0
oh_line_8101603_200808402 |  | ABCD | node_8101603_200807810 | node_8101603_200808402 | 149.13 | bal_3P_1/0AA | 8101603 | no | no |  |  | no |  |  | 0 | 0 | 0 | 0
oh_line_8101603_200808421 |  | ABCD | node_8101603_200808402 | node_8101603_200808421 | 98.357 | bal_3P_1/0AA | 8101603 | no | no |  |  | no |  |  | 0 | 0 | 0 | 0
oh_line_8101603_200808432 |  | ABCD | node_8101603_200808421 | node_8101603_200808432 | 101.837 | bal_3P_1/0AA | 8101603 | no | no |  |  | no |  |  | 0 | 0 | 0 | 0
oh_line_8101603_200808433 |  | ABCD | node_8101603_200808432 | node_8101603_200808433 | 95.679 | bal_3P_1/0AA | 8101603 | no | no |  |  | no |  |  | 0 | 0 | 0 | 0
oh_line_8101603_200808444 |  | ABCD | node_8101603_200808433 | node_8101603_200808444 | 82.188 | bal_3P_1/0AA | 8101603 | no | no |  |  | no |  |  | 0 | 0 | 0 | 0
oh_line_8101603_200808449 |  | ABCD | node_8101603_200808444 | node_8101603_200808449 | 115.382 | bal_3P_1/0AA | 8101603 | no | no |  |  | no |  |  | 0 | 0 | 0 | 0
oh_line_8101603_200808451 |  | ABCD | node_8101603_200808449 | node_8101603_200808451 | 93.538 | unb_3P_2-1/0AC_1/0AA | 8101603 | no | no |  |  | no |  |  | 0 | 0 | 0 | 0
oh_line_8101603_200808452 |  | ABCD | node_8101603_200808451 | node_8101603_200808452 | 107.084 | unb_3P_2-1/0AC_1/0AA | 8101603 | no | no |  |  | no |  |  | 0 | 0 | 0 | 0
oh_line_8101603_200808454 |  | ABCD | node_8101603_200807804 | node_8101603_200808454 | 99.72 | bal_3P_1/0AA | 8101603 | no | no |  |  | no |  |  | 0 | 0 | 0 | 0
oh_line_8101603_200808470 |  | ABCD | node_8101603_200808454 | node_8101603_200808470 | 61.849 | bal_3P_1/0AA | 8101603 | no | no |  |  | no |  |  | 0 | 0 | 0 | 0
oh_line_8101603_200808484 |  | ABCD | node_8101603_200808470 | node_8101603_200808484 | 110.481 | bal_3P_1/0AA | 8101603 | no | no |  |  | no |  |  | 0 | 0 | 0 | 0
oh_line_8101603_200808488 |  | ABCD | node_8101603_200808484 | node_8101603_200808488 | 96.449 | bal_3P_1/0AA | 8101603 | no | no |  |  | no |  |  | 0 | 0 | 0 | 0
oh_line_8101603_200808489 |  | ABCD | node_8101603_312127765 | node_8101603_200808489 | 53.759 | bal_3P_1/0AA | 8101603 | no | no |  |  | no |  |  | 0 | 0 | 0 | 0
oh_line_8101603_200808491 |  | ABCD | node_8101603_200808489 | node_8101603_200808491 | 77.68 | bal_3P_1/0AA | 8101603 | no | no |  |  | no |  |  | 0 | 0 | 0 | 0
oh_line_8101603_200808492 |  | ABCD | node_8101603_200808491 | node_8101603_200808492 | 95.341 | bal_3P_1/0AA | 8101603 | no | no |  |  | no |  |  | 0 | 0 | 0 | 0
oh_line_8101603_200808493 |  | ABCD | node_8101603_311998328 | node_8101603_200808493 | 51.73 | bal_3P_1/0AA | 8101603 | no | no |  |  | no |  |  | 0 | 0 | 0 | 0
oh_line_8101603_200808494 |  | ABCD | node_8101603_200808493 | node_8101603_200808494 | 42.415 | bal_3P_1/0AA | 8101603 | no | no |  |  | no |  |  | 0 | 0 | 0 | 0
oh_line_8101603_200808496 |  | ABCD | node_8101603_200807801 | node_8101603_200808496 | 82.765 | bal_3P_1/0AC | 8101603 | no | no |  |  | no |  |  | 0 | 0 | 0 | 0
oh_line_8101603_200808499 |  | ABCD | node_8101603_200808496 | node_8101603_200808499 | 65.97 | bal_3P_1/0AC | 8101603 | no | no |  |  | no |  |  | 0 | 0 | 0 | 0
oh_line_8101603_200808500 |  | ABCD | node_8101603_200808499 | node_8101603_200808500 | 149.466 | bal_3P_1/0AC | 8101603 | no | no |  |  | no |  |  | 0 | 0 | 0 | 0
oh_line_8101603_200808501 |  | ABCD | node_8101603_200808500 | node_8101603_200808501 | 92.023 | bal_3P_1/0AC | 8101603 | no | no |  |  | no |  |  | 0 | 0 | 0 | 0
oh_line_8101603_200808503 |  | AD | node_8101603_200955919 | node_8101603_200808503 | 102.136 | bal_1P_1/0AC | 8101603 | no | no |  |  | no |  |  | 0 | 0 | 0 | 0
oh_line_8101603_200808504 |  | AD | node_8101603_200808503 | node_8101603_200808504 | 76.077 | bal_1P_1/0AA | 8101603 | no | no |  |  | no |  |  | 0 | 0 | 0 | 0
oh_line_8101603_200808509 |  | ABCD | node_8101603_200808522 | node_8101603_200808509 | 134.454 | bal_3P_336AL | 8101603 | no | no |  |  | no |  |  | 0 | 0 | 0 | 0
oh_line_8101603_200808510 |  | ABCD | node_8101603_200808511 | node_intto1_8101603_200808510 | 63.471 | bal_3P_336AL | 8101603 | no | no |  |  | no |  |  | 0 | 0 | 0 | 0
oh_line_8101603_200808511 |  | ABCD | node_8101603_200808639 | node_8101603_200808511 | 12.582 | bal_3P_336AL | 8101603 | no | no |  |  | no |  |  | 0 | 0 | 0 | 0
oh_line_8101603_200808522 |  | ABCD | node_8101603_200808534 | node_8101603_200808522 | 115.784 | bal_3P_336AL | 8101603 | no | no |  |  | no |  |  | 0 | 0 | 0 | 0
oh_line_8101603_200808523 |  | ABCD | node_8101603_200808522 | node_8101603_200808523 | 47.253 | bal_3P_1/0AC | 8101603 | no | no |  |  | no |  |  | 0 | 0 | 0 | 0
oh_line_8101603_200808534 |  | ABCD | node_8101603_200808536 | node_8101603_200808534 | 96.986 | bal_3P_336AL | 8101603 | no | no |  |  | no |  |  | 0 | 0 | 0 | 0
oh_line_8101603_200808536 |  | ABCD | node_8101603_200808537 | node_8101603_200808536 | 80.573 | bal_3P_336AL | 8101603 | no | no |  |  | no |  |  | 0 | 0 | 0 | 0
oh_line_8101603_200808537 |  | ABCD | node_8101603_200808538 | node_8101603_200808537 | 100.749 | bal_3P_336AL | 8101603 | no | no |  |  | no |  |  | 0 | 0 | 0 | 0
oh_line_8101603_200808538 |  | ABCD | node_8101603_200808539 | node_8101603_200808538 | 64.707 | bal_3P_336AL | 8101603 | no | no |  |  | no |  |  | 0 | 0 | 0 | 0
oh_line_8101603_200808539 |  | ABCD | node_8101603_200955864 | node_8101603_200808539 | 152.839 | bal_3P_336AL | 8101603 | no | no |  |  | no |  |  | 0 | 0 | 0 | 0
oh_line_8101603_200808542 |  | ABCD | node_8101603_200808510 | node_8101603_200808542 | 120.297 | bal_3P_336AL | 8101603 | no | no |  |  | no |  |  | 0 | 0 | 0 | 0
oh_line_8101603_200808543 |  | ABCD | node_8101603_200917142 | node_8101603_200808543 | 107.647 | bal_3P_2/0CU | 8101603 | no | no |  |  | no |  |  | 0 | 0 | 0 | 0
oh_line_8101603_200808545 |  | ABCD | node_8101603_200808546 | node_8101603_200808545 | 114.797 | bal_3P_2/0CU | 8101603 | no | no |  |  | no |  |  | 0 | 0 | 0 | 0
oh_line_8101603_200808546 |  | ABCD | node_8101603_200808548 | node_8101603_200808546 | 87.335 | bal_3P_2/0CU | 8101603 | no | no |  |  | no |  |  | 0 | 0 | 0 | 0
oh_line_8101603_200808547 |  | ABCD | node_8101603_200808546 | node_intto1_8101603_200808547 | 72.032 | bal_3P_2CU | 8101603 | no | no |  |  | no |  |  | 0 | 0 | 0 | 0
oh_line_8101603_200808548 |  | ABCD | node_8101603_200808550 | node_8101603_200808548 | 129.884 | bal_3P_2/0CU | 8101603 | no | no |  |  | no |  |  | 0 | 0 | 0 | 0
oh_line_8101603_200808550 |  | ABCD | node_8101603_200808552 | node_8101603_200808550 | 119.849 | bal_3P_2/0CU | 8101603 | no | no |  |  | no |  |  | 0 | 0 | 0 | 0
oh_line_8101603_200808552 |  | ABCD | node_8101603_200808553 | node_8101603_200808552 | 133.7 | bal_3P_2/0CU | 8101603 | no | no |  |  | no |  |  | 0 | 0 | 0 | 0
oh_line_8101603_200808553 |  | ABCD | node_8101603_200808554 | node_8101603_200808553 | 79.413 | bal_3P_2/0CU | 8101603 | no | no |  |  | no |  |  | 0 | 0 | 0 | 0
oh_line_8101603_200808554 |  | ABCD | node_8101603_200808543 | node_8101603_200808554 | 127.891 | bal_3P_2/0CU | 8101603 | no | no |  |  | no |  |  | 0 | 0 | 0 | 0
oh_line_8101603_200808619 |  | ABCD | node_8101603_200809004 | node_8101603_200808619 | 41.498 | bal_3P_4CU | 8101603 | no | no |  |  | no |  |  | 0 | 0 | 0 | 0
oh_line_8101603_200808627 |  | ABCD | node_8101603_200957213 | node_8101603_200808627 | 114.2 | bal_3P_2/0CU | 8101603 | no | no |  |  | no |  |  | 0 | 0 | 0 | 0
oh_line_8101603_200808639 |  | ABCD | node_8101603_200917142 | node_8101603_200808639 | 277.874 | bal_3P_2/0CU | 8101603 | no | no |  |  | no |  |  | 0 | 0 | 0 | 0
oh_line_8101603_200808998 |  | ABCD | node_8101603_200808619 | node_8101603_200808998 | 117.697 | bal_3P_4CU | 8101603 | no | no |  |  | no |  |  | 0 | 0 | 0 | 0
oh_line_8101603_200808999 |  | ABCD | node_8101603_200808998 | node_8101603_200808999 | 107.285 | bal_3P_1/0AC | 8101603 | no | no |  |  | no |  |  | 0 | 0 | 0 | 0
oh_line_8101603_200809000 |  | ABCD | node_8101603_200808999 | node_8101603_200809000 | 211.453 | bal_3P_1/0AC | 8101603 | no | no |  |  | no |  |  | 0 | 0 | 0 | 0
oh_line_8101603_200809004 |  | ABCD | node_8101603_201038472 | node_8101603_200809004 | 113.84 | bal_3P_2/0CU | 8101603 | no | no |  |  | no |  |  | 0 | 0 | 0 | 0
oh_line_8101603_200809663 |  | ABCD | node_8101603_200957213 | node_8101603_200809663 | 190.884 | bal_3P_2/0CU | 8101603 | no | no |  |  | no |  |  | 0 | 0 | 0 | 0
oh_line_8101603_200809664 |  | ABCD | node_8101603_200809663 | node_intto1_8101603_200809664 | 160.447 | bal_3P_1/0AC | 8101603 | no | no |  |  | no |  |  | 0 | 0 | 0 | 0
oh_line_8101603_200917142 |  | ABCD | node_8101603_200808627 | node_8101603_200917142 | 164.616 | bal_3P_2/0CU | 8101603 | no | no |  |  | no |  |  | 0 | 0 | 0 | 0
oh_line_8101603_200940734 |  | ABCD | node_8101603_200807823 | node_8101603_200940734 | 116.732 | bal_3P_2/0CU | 8101603 | no | no |  |  | no |  |  | 0 | 0 | 0 | 0
oh_line_8101603_200947029 |  | ABCD | node_8101603_200807828 | node_intto1_8101603_200947029 | 123.371 | bal_3P_2/0CU | 8101603 | no | no |  |  | no |  |  | 0 | 0 | 0 | 0
oh_line_8101603_200947030 |  | ABCD | node_8101603_200808452 | node_8101603_200947030 | 99.221 | unb_3P_2-1/0AC_1/0AA | 8101603 | no | no |  |  | no |  |  | 0 | 0 | 0 | 0
oh_line_8101603_200948176 |  | ABCD | node_8101603_200808295 | node_8101603_200948176 | 90.017 | bal_3P_1/0AA | 8101603 | no | no |  |  | no |  |  | 0 | 0 | 0 | 0
oh_line_8101603_200948177 |  | ABCD | node_8101603_200948176 | node_8101603_200948177 | 80.151 | bal_3P_1/0AA | 8101603 | no | no |  |  | no |  |  | 0 | 0 | 0 | 0
oh_line_8101603_200955864 |  | ABCD | node_8101603_200808542 | node_8101603_200955864 | 141.854 | bal_3P_336AL | 8101603 | no | no |  |  | no |  |  | 0 | 0 | 0 | 0
oh_line_8101603_200955919 |  | ABCD | node_8101603_200808501 | node_8101603_200955919 | 116.269 | bal_3P_1/0AC | 8101603 | no | no |  |  | no |  |  | 0 | 0 | 0 | 0
oh_line_8101603_200957213 |  | ABCD | node_8101603_200957214 | node_8101603_200957213 | 77.175 | bal_3P_2/0CU | 8101603 | no | no |  |  | no |  |  | 0 | 0 | 0 | 0
oh_line_8101603_200957214 |  | ABCD | node_8101603_200957239 | node_intto1_8101603_200957214 | 147.815 | bal_3P_477AL | 8101603 | no | no |  |  | no |  |  | 0 | 0 | 0 | 0
oh_line_8101603_200957239 |  | ABCD | node_8101603_200957240 | node_intto1_8101603_200957239 | 112.645 | bal_3P_477AL | 8101603 | no | no |  |  | no |  |  | 0 | 0 | 0 | 0
oh_line_8101603_200957240 |  | ABCD | node_8101603_200957241 | node_8101603_200957240 | 77.297 | bal_3P_477AL | 8101603 | no | no |  |  | no |  |  | 0 | 0 | 0 | 0
oh_line_8101603_200957241 |  | ABCD | node_8101603_200808619 | node_8101603_200957241 | 92.166 | bal_3P_4CU | 8101603 | no | no |  |  | no |  |  | 0 | 0 | 0 | 0
oh_line_8101603_201038472 |  | ABCD | node_8101603_500000084 | node_8101603_201038472 | 116.449 | bal_3P_2/0CU | 8101603 | no | no |  |  | no |  |  | 0 | 0 | 0 | 0
oh_line_8101603_311890828 |  | ABCD | node_8101603_201038472 | node_8101603_311890828 | 37.875 | bal_3P_1/0AA | 8101603 | no | no |  |  | no |  |  | 0 | 0 | 0 | 0
oh_line_8101603_311998328 |  | ABCD | node_8101603_200808492 | node_8101603_311998328 | 50.437 | bal_3P_1/0AA | 8101603 | no | no |  |  | no |  |  | 0 | 0 | 0 | 0
oh_line_8101603_311998332 |  | ABCD | node_8101603_311998328 | node_8101603_311998332 | 46.552 | bal_3P_1/0AA | 8101603 | no | no |  |  | no |  |  | 0 | 0 | 0 | 0
oh_line_8101603_312006232 |  | ABCD | node_8101603_200808494 | node_8101603_312006232 | 10.307 | bal_3P_1/0AA | 8101603 | no | no |  |  | no |  |  | 0 | 0 | 0 | 0
oh_line_8101603_312127765 |  | ABCD | node_8101603_200808488 | node_8101603_312127765 | 75.216 | bal_3P_1/0AA | 8101603 | no | no |  |  | no |  |  | 0 | 0 | 0 | 0
oh_line_TAP_OH_891721 |  | ABCN | node_8101603_200807821 | node_1400327_627_15294314_191 | 0.033 | unb_TAPWIRE_OH | 8101603 | no | no |  |  | no |  |  | 0 | 0 | 0 | 0
oh_line_TAP_OH_891733 |  | AN | node_8101603_200807884 | node_1404510_007_15293967_505 | 0.033 | unb_TAPWIRE_OH | 8101603 | no | no |  |  | no |  |  | 0 | 0 | 0 | 0
oh_line_TAP_OH_891734 |  | AN | node_8101603_200807886 | node_1404686_645_15294049_943 | 0.033 | unb_TAPWIRE_OH | 8101603 | no | no |  |  | no |  |  | 0 | 0 | 0 | 0
oh_line_TAP_OH_891740 |  | AN | node_8101603_200807913 | node_1402669_15294789_007 | 0.033 | unb_TAPWIRE_OH | 8101603 | no | no |  |  | no |  |  | 0 | 0 | 0 | 0
oh_line_TAP_OH_891742 |  | AN | node_8101603_200807918 | node_1402684_944_15294911_277 | 0.033 | unb_TAPWIRE_OH | 8101603 | no | no |  |  | no |  |  | 0 | 0 | 0 | 0
oh_line_TAP_OH_891743 |  | AN | node_8101603_200807924 | node_1402659_503_15295460_944 | 0.033 | unb_TAPWIRE_OH | 8101603 | no | no |  |  | no |  |  | 0 | 0 | 0 | 0
oh_line_TAP_OH_891747 |  | AN | node_8101603_200807936 | node_1402324_223_15294689_885 | 0.033 | unb_TAPWIRE_OH | 8101603 | no | no |  |  | no |  |  | 0 | 0 | 0 | 0
oh_line_TAP_OH_891748 |  | AN | node_8101603_200807940 | node_1402372_435_15295020_27 | 0.033 | unb_TAPWIRE_OH | 8101603 | no | no |  |  | no |  |  | 0 | 0 | 0 | 0
oh_line_TAP_OH_891749 |  | AN | node_8101603_200807944 | node_1402194_855_15294640_699 | 0.033 | unb_TAPWIRE_OH | 8101603 | no | no |  |  | no |  |  | 0 | 0 | 0 | 0
oh_line_TAP_OH_891750 |  | AN | node_8101603_200807954 | node_1401813_537_15295111_159 | 0.033 | unb_TAPWIRE_OH | 8101603 | no | no |  |  | no |  |  | 0 | 0 | 0 | 0
oh_line_TAP_OH_891751 |  | AN | node_8101603_200807959 | node_1401780_506_15295446_253 | 0.033 | unb_TAPWIRE_OH | 8101603 | no | no |  |  | no |  |  | 0 | 0 | 0 | 0
oh_line_TAP_OH_891760 |  | AN | node_8101603_200807991 | node_1401552_596_15294822_952 | 0.033 | unb_TAPWIRE_OH | 8101603 | no | no |  |  | no |  |  | 0 | 0 | 0 | 0
oh_line_TAP_OH_891774 |  | AN | node_8101603_200808070 | node_1400918_486_15294799_096 | 0.033 | unb_TAPWIRE_OH | 8101603 | no | no |  |  | no |  |  | 0 | 0 | 0 | 0
oh_line_TAP_OH_891828 |  | AN | node_8101603_200808379 | node_1399750_734_15294887_764 | 0.033 | unb_TAPWIRE_OH | 8101603 | no | no |  |  | no |  |  | 0 | 0 | 0 | 0
oh_line_TAP_OH_891837 |  | ABCN | node_8101603_200808421 | node_1399481_373_15294581_336 | 0.033 | unb_TAPWIRE_OH | 8101603 | no | no |  |  | no |  |  | 0 | 0 | 0 | 0
oh_line_TAP_OH_891844 |  | ABCN | node_8101603_200808449 | node_1399449_889_15294973_613 | 0.033 | unb_TAPWIRE_OH | 8101603 | no | no |  |  | no |  |  | 0 | 0 | 0 | 0
oh_line_TAP_OH_891854 |  | ABCN | node_8101603_200808493 | node_1398987_311_15295075_492 | 0.033 | unb_TAPWIRE_OH | 8101603 | no | no |  |  | no |  |  | 0 | 0 | 0 | 0
oh_line_TAP_OH_891856 |  | AN | node_8101603_200808504 | node_1398730_776_15294980_835 | 0.033 | unb_TAPWIRE_OH | 8101603 | no | no |  |  | no |  |  | 0 | 0 | 0 | 0
oh_line_TAP_OH_891858 |  | ABCN | node_8101603_200808510 | node_1398282_29_15295396_542 | 0.033 | unb_TAPWIRE_OH | 8101603 | no | no |  |  | no |  |  | 0 | 0 | 0 | 0
oh_line_TAP_OH_891867 |  | ABCN | node_8101603_200808534 | node_1398340_428_15294659_683 | 0.033 | unb_TAPWIRE_OH | 8101603 | no | no |  |  | no |  |  | 0 | 0 | 0 | 0
oh_line_TAP_OH_920171 |  | ABCN | node_8101603_200947030 | node_1399426_155_15295269_274 | 0.033 | unb_TAPWIRE_OH | 8101603 | no | no |  |  | no |  |  | 0 | 0 | 0 | 0
oh_line_TAP_OH_921488 |  | ABCN | node_8101603_200955864 | node_1398363_841_15295126_212 | 0.033 | unb_TAPWIRE_OH | 8101603 | no | no |  |  | no |  |  | 0 | 0 | 0 | 0
oh_line_TAP_OH_1502029 |  | ABCN | node_8101603_200955919 | node_1398689_442_15294814_301 | 0.033 | unb_TAPWIRE_OH | 8101603 | no | no |  |  | no |  |  | 0 | 0 | 0 | 0
oh_line_TAP_OH_2137720 |  | ABCN | node_8101603_200808547 | node_1398241_356_15294728_19 | 0.033 | unb_TAPWIRE_OH | 8101603 | no | no |  |  | no |  |  | 0 | 0 | 0 | 0
oh_line_TAP_OH_2137721 |  | ABCN | node_8101603_200808547 | node_1398234_556_15294753_145 | 0.033 | unb_TAPWIRE_OH | 8101603 | no | no |  |  | no |  |  | 0 | 0 | 0 | 0
oh_line_TAP_OH_2137722 |  | ABCN | node_8101603_200808547 | node_1398243_103_15294701_681 | 0.033 | unb_TAPWIRE_OH | 8101603 | no | no |  |  | no |  |  | 0 | 0 | 0 | 0
oh_line_TAP_OH_2137723 |  | ABCN | node_8101603_200807842 | node_1401478_983_15294265_065 | 0.033 | unb_TAPWIRE_OH | 8101603 | no | no |  |  | no |  |  | 0 | 0 | 0 | 0
oh_line_TAP_OH_2137724 |  | ABCN | node_8101603_200807842 | node_1401498_555_15294269_512 | 0.033 | unb_TAPWIRE_OH | 8101603 | no | no |  |  | no |  |  | 0 | 0 | 0 | 0
oh_line_TAP_OH_2137725 |  | ABCN | node_8101603_200807842 | node_1401459_252_15294267_565 | 0.033 | unb_TAPWIRE_OH | 8101603 | no | no |  |  | no |  |  | 0 | 0 | 0 | 0
oh_line_TAP_OH_2137734 |  | ABCN | node_8101603_200807891 | node_1402684_826_15294549_946 | 0.033 | unb_TAPWIRE_OH | 8101603 | no | no |  |  | no |  |  | 0 | 0 | 0 | 0
oh_line_TAP_OH_2137735 |  | ABCN | node_8101603_200807891 | node_1402684_116_15294576_55 | 0.033 | unb_TAPWIRE_OH | 8101603 | no | no |  |  | no |  |  | 0 | 0 | 0 | 0
oh_line_TAP_OH_2137736 |  | ABCN | node_8101603_200807891 | node_1402680_383_15294523_959 | 0.033 | unb_TAPWIRE_OH | 8101603 | no | no |  |  | no |  |  | 0 | 0 | 0 | 0
oh_line_TAP_OH_2137756 |  | ABCN | node_8101603_200807808 | node_1399311_431_15294214_027 | 0.033 | unb_TAPWIRE_OH | 8101603 | no | no |  |  | no |  |  | 0 | 0 | 0 | 0
oh_line_TAP_OH_2137757 |  | ABCN | node_8101603_200807808 | node_1399331_067_15294217_912 | 0.033 | unb_TAPWIRE_OH | 8101603 | no | no |  |  | no |  |  | 0 | 0 | 0 | 0
oh_line_TAP_OH_2137758 |  | ABCN | node_8101603_200807808 | node_1399291_747_15294217_092 | 0.033 | unb_TAPWIRE_OH | 8101603 | no | no |  |  | no |  |  | 0 | 0 | 0 | 0
oh_line_TAP_OH_2137779 |  | ABCN | node_8101603_200807823 | node_1400559_374_15294251_669 | 0.033 | unb_TAPWIRE_OH | 8101603 | no | no |  |  | no |  |  | 0 | 0 | 0 | 0
oh_line_TAP_OH_2137780 |  | ABCN | node_8101603_200807823 | node_1400578_941_15294256_161 | 0.033 | unb_TAPWIRE_OH | 8101603 | no | no |  |  | no |  |  | 0 | 0 | 0 | 0
oh_line_TAP_OH_2137781 |  | ABCN | node_8101603_200807823 | node_1400539_64_15294254_122 | 0.033 | unb_TAPWIRE_OH | 8101603 | no | no |  |  | no |  |  | 0 | 0 | 0 | 0
oh_line_TAP_OH_2137802 |  | ABCN | node_8101603_200807875 | node_1403405_844_15294206_82 | 0.033 | unb_TAPWIRE_OH | 8101603 | no | no |  |  | no |  |  | 0 | 0 | 0 | 0
oh_line_TAP_OH_2137803 |  | ABCN | node_8101603_200807875 | node_1403425_531_15294203_783 | 0.033 | unb_TAPWIRE_OH | 8101603 | no | no |  |  | no |  |  | 0 | 0 | 0 | 0
oh_line_TAP_OH_2137811 |  | ABCN | node_8101603_200808499 | node_1398816_246_15294448_317 | 0.033 | unb_TAPWIRE_OH | 8101603 | no | no |  |  | no |  |  | 0 | 0 | 0 | 0
oh_line_TAP_OH_2137812 |  | ABCN | node_8101603_200808499 | node_1398812_764_15294474_501 | 0.033 | unb_TAPWIRE_OH | 8101603 | no | no |  |  | no |  |  | 0 | 0 | 0 | 0
oh_line_TAP_OH_2137828 |  | ABCN | node_8101603_200808543 | node_1397964_704_15295346_389 | 0.033 | unb_TAPWIRE_OH | 8101603 | no | no |  |  | no |  |  | 0 | 0 | 0 | 0
oh_line_TAP_OH_2137829 |  | ABCN | node_8101603_200808543 | node_1397968_281_15295320_229 | 0.033 | unb_TAPWIRE_OH | 8101603 | no | no |  |  | no |  |  | 0 | 0 | 0 | 0
oh_line_TAP_OH_2137830 |  | ABCN | node_8101603_200807861 | node_1402502_654_15294282_382 | 0.033 | unb_TAPWIRE_OH | 8101603 | no | no |  |  | no |  |  | 0 | 0 | 0 | 0
oh_line_TAP_OH_2137831 |  | ABCN | node_8101603_200807861 | node_1402522_257_15294286_558 | 0.033 | unb_TAPWIRE_OH | 8101603 | no | no |  |  | no |  |  | 0 | 0 | 0 | 0
oh_line_TAP_OH_2137832 |  | ABCN | node_8101603_200807861 | node_1402482_944_15294285_154 | 0.033 | unb_TAPWIRE_OH | 8101603 | no | no |  |  | no |  |  | 0 | 0 | 0 | 0
oh_line_TAP_OH_2137836 |  | ABCN | node_8101603_312127765 | node_1399010_91_15294739_277 | 0.033 | unb_TAPWIRE_OH | 8101603 | no | no |  |  | no |  |  | 0 | 0 | 0 | 0
oh_line_TAP_OH_2137837 |  | ABCN | node_8101603_312127765 | node_1399012_142_15294724_37 | 0.033 | unb_TAPWIRE_OH | 8101603 | no | no |  |  | no |  |  | 0 | 0 | 0 | 0
oh_line_TAP_OH_2137838 |  | ABCN | node_8101603_312127765 | node_1399011_963_15294754_148 | 0.033 | unb_TAPWIRE_OH | 8101603 | no | no |  |  | no |  |  | 0 | 0 | 0 | 0
oh_line_TAP_OH_2137861 |  | ABCN | node_8101603_200948177 | node_1400056_132_15294684_024 | 0.033 | unb_TAPWIRE_OH | 8101603 | no | no |  |  | no |  |  | 0 | 0 | 0 | 0
oh_line_TAP_OH_2137862 |  | ABCN | node_8101603_200948177 | node_1400042_998_15294680_76 | 0.033 | unb_TAPWIRE_OH | 8101603 | no | no |  |  | no |  |  | 0 | 0 | 0 | 0
oh_line_TAP_OH_2140923 |  | ABCN | node_8101603_200807832 | node_1401154_299_15294262_522 | 0.033 | unb_TAPWIRE_OH | 8101603 | no | no |  |  | no |  |  | 0 | 0 | 0 | 0
oh_line_TAP_OH_2140924 |  | ABCN | node_8101603_200807832 | node_1401173_881_15294266_88 | 0.033 | unb_TAPWIRE_OH | 8101603 | no | no |  |  | no |  |  | 0 | 0 | 0 | 0
oh_line_TAP_OH_2140925 |  | ABCN | node_8101603_200807832 | node_1401134_575_15294265_111 | 0.033 | unb_TAPWIRE_OH | 8101603 | no | no |  |  | no |  |  | 0 | 0 | 0 | 0
oh_line_TAP_OH_2140926 |  | ABCN | node_8101603_200807863 | node_1402579_079_15294284_522 | 0.033 | unb_TAPWIRE_OH | 8101603 | no | no |  |  | no |  |  | 0 | 0 | 0 | 0
oh_line_TAP_OH_2140927 |  | ABCN | node_8101603_200807863 | node_1402598_788_15294287_622 | 0.033 | unb_TAPWIRE_OH | 8101603 | no | no |  |  | no |  |  | 0 | 0 | 0 | 0
oh_line_TAP_OH_2140928 |  | ABCN | node_8101603_200807863 | node_1402559_475_15294288_372 | 0.033 | unb_TAPWIRE_OH | 8101603 | no | no |  |  | no |  |  | 0 | 0 | 0 | 0
oh_line_TAP_OH_2140929 |  | ABCN | node_8101603_200808538 | node_1398274_448_15294935_987 | 0.033 | unb_TAPWIRE_OH | 8101603 | no | no |  |  | no |  |  | 0 | 0 | 0 | 0
oh_line_TAP_OH_2140930 |  | ABCN | node_8101603_200808538 | node_1398277_353_15294909_671 | 0.033 | unb_TAPWIRE_OH | 8101603 | no | no |  |  | no |  |  | 0 | 0 | 0 | 0
oh_line_TAP_OH_2140950 |  | ABCN | node_8101603_200807867 | node_1402952_987_15294319_939 | 0.033 | unb_TAPWIRE_OH | 8101603 | no | no |  |  | no |  |  | 0 | 0 | 0 | 0
oh_line_TAP_OH_2140951 |  | ABCN | node_8101603_200807867 | node_1402969_108_15294326_423 | 0.033 | unb_TAPWIRE_OH | 8101603 | no | no |  |  | no |  |  | 0 | 0 | 0 | 0
oh_line_TAP_OH_2140952 |  | ABCN | node_8101603_200807867 | node_1402933_431_15294316_791 | 0.033 | unb_TAPWIRE_OH | 8101603 | no | no |  |  | no |  |  | 0 | 0 | 0 | 0
oh_line_TAP_OH_2140958 |  | ABCN | node_8101603_200809664 | node_1397642_519_15295031_603 | 0.033 | unb_TAPWIRE_OH | 8101603 | no | no |  |  | no |  |  | 0 | 0 | 0 | 0
oh_line_TAP_OH_2140959 |  | ABCN | node_8101603_200809664 | node_1397661_824_15295037_851 | 0.033 | unb_TAPWIRE_OH | 8101603 | no | no |  |  | no |  |  | 0 | 0 | 0 | 0
oh_line_TAP_OH_2140960 |  | ABCN | node_8101603_200809664 | node_1397622_699_15295032_267 | 0.033 | unb_TAPWIRE_OH | 8101603 | no | no |  |  | no |  |  | 0 | 0 | 0 | 0
oh_line_TAP_OH_2140982 |  | ABCN | node_8101603_200807798 | node_1398496_966_15294408_25 | 0.033 | unb_TAPWIRE_OH | 8101603 | no | no |  |  | no |  |  | 0 | 0 | 0 | 0
oh_line_TAP_OH_2140983 |  | ABCN | node_8101603_200807798 | node_1398478_695_15294397_748 | 0.033 | unb_TAPWIRE_OH | 8101603 | no | no |  |  | no |  |  | 0 | 0 | 0 | 0
oh_line_TAP_OH_2140984 |  | ABCN | node_8101603_200807798 | node_1398516_61_15294412_06 | 0.033 | unb_TAPWIRE_OH | 8101603 | no | no |  |  | no |  |  | 0 | 0 | 0 | 0
oh_line_TAP_OH_2141014 |  | ABCN | node_8101603_200947029 | node_1400987_935_15294490_42 | 0.033 | unb_TAPWIRE_OH | 8101603 | no | no |  |  | no |  |  | 0 | 0 | 0 | 0
oh_line_TAP_OH_2141015 |  | ABCN | node_8101603_200947029 | node_1400984_178_15294516_533 | 0.033 | unb_TAPWIRE_OH | 8101603 | no | no |  |  | no |  |  | 0 | 0 | 0 | 0
oh_line_TAP_OH_2141018 |  | ABCN | node_8101603_200808998 | node_1397382_328_15295257_894 | 0.033 | unb_TAPWIRE_OH | 8101603 | no | no |  |  | no |  |  | 0 | 0 | 0 | 0
oh_line_TAP_OH_2141019 |  | ABCN | node_8101603_200808998 | node_1397385_333_15295284_239 | 0.033 | unb_TAPWIRE_OH | 8101603 | no | no |  |  | no |  |  | 0 | 0 | 0 | 0
oh_line_TAP_OH_2141029 |  | ABCN | node_8101603_200808361 | node_1399816_906_15294540_509 | 0.033 | unb_TAPWIRE_OH | 8101603 | no | no |  |  | no |  |  | 0 | 0 | 0 | 0
oh_line_TAP_OH_2141030 |  | ABCN | node_8101603_200808361 | node_1399813_244_15294566_647 | 0.033 | unb_TAPWIRE_OH | 8101603 | no | no |  |  | no |  |  | 0 | 0 | 0 | 0
oh_line_TAP_OH_2141031 |  | ABCN | node_8101603_200808361 | node_1399815_399_15294513_946 | 0.033 | unb_TAPWIRE_OH | 8101603 | no | no |  |  | no |  |  | 0 | 0 | 0 | 0
oh_line_TAP_OH_2141032 |  | ABCN | node_8101603_200807853 | node_1402265_264_15294535_249 | 0.033 | unb_TAPWIRE_OH | 8101603 | no | no |  |  | no |  |  | 0 | 0 | 0 | 0
oh_line_TAP_OH_2141033 |  | ABCN | node_8101603_200807853 | node_1402247_673_15294547_394 | 0.033 | unb_TAPWIRE_OH | 8101603 | no | no |  |  | no |  |  | 0 | 0 | 0 | 0
oh_line_TAP_OH_2141034 |  | ABCN | node_8101603_200807853 | node_1402279_887_15294517_384 | 0.033 | unb_TAPWIRE_OH | 8101603 | no | no |  |  | no |  |  | 0 | 0 | 0 | 0
oh_line_TAP_OH_2141038 |  | ABCN | node_8101603_200808539 | node_1398272_594_15294997_892 | 0.033 | unb_TAPWIRE_OH | 8101603 | no | no |  |  | no |  |  | 0 | 0 | 0 | 0
oh_line_TAP_OH_2141039 |  | ABCN | node_8101603_200808539 | node_1398276_52_15294971_825 | 0.033 | unb_TAPWIRE_OH | 8101603 | no | no |  |  | no |  |  | 0 | 0 | 0 | 0
oh_line_TAP_OH_2141040 |  | ABCN | node_8101603_200808539 | node_1398273_831_15295024_477 | 0.033 | unb_TAPWIRE_OH | 8101603 | no | no |  |  | no |  |  | 0 | 0 | 0 | 0
oh_line_TAP_OH_2141087 |  | ABCN | node_8101603_200808548 | node_1398163_128_15294782_598 | 0.033 | unb_TAPWIRE_OH | 8101603 | no | no |  |  | no |  |  | 0 | 0 | 0 | 0
oh_line_TAP_OH_2141088 |  | ABCN | node_8101603_200808548 | node_1398159_745_15294808_806 | 0.033 | unb_TAPWIRE_OH | 8101603 | no | no |  |  | no |  |  | 0 | 0 | 0 | 0
oh_line_TAP_OH_2141089 |  | ABCN | node_8101603_200808548 | node_1398161_337_15294756_064 | 0.033 | unb_TAPWIRE_OH | 8101603 | no | no |  |  | no |  |  | 0 | 0 | 0 | 0
oh_line_TAP_OH_2141090 |  | ABCN | node_8101603_200808545 | node_1398025_621_15294555_451 | 0.033 | unb_TAPWIRE_OH | 8101603 | no | no |  |  | no |  |  | 0 | 0 | 0 | 0
oh_line_TAP_OH_2141091 |  | ABCN | node_8101603_200808545 | node_1398029_038_15294529_251 | 0.033 | unb_TAPWIRE_OH | 8101603 | no | no |  |  | no |  |  | 0 | 0 | 0 | 0
oh_line_TAP_OH_2141092 |  | ABCN | node_8101603_200808545 | node_1398027_377_15294581_988 | 0.033 | unb_TAPWIRE_OH | 8101603 | no | no |  |  | no |  |  | 0 | 0 | 0 | 0
oh_line_TAP_OH_2141095 |  | ABCN | node_8101603_200807833 | node_1401243_716_15294262_414 | 0.033 | unb_TAPWIRE_OH | 8101603 | no | no |  |  | no |  |  | 0 | 0 | 0 | 0
oh_line_TAP_OH_2141096 |  | ABCN | node_8101603_200807833 | node_1401263_379_15294266_032 | 0.033 | unb_TAPWIRE_OH | 8101603 | no | no |  |  | no |  |  | 0 | 0 | 0 | 0
oh_line_TAP_OH_2141097 |  | ABCN | node_8101603_200807833 | node_1401224_057_15294265_747 | 0.033 | unb_TAPWIRE_OH | 8101603 | no | no |  |  | no |  |  | 0 | 0 | 0 | 0
oh_line_TAP_OH_2141101 |  | ABCN | node_8101603_200807822 | node_1400439_569_15294247_05 | 0.033 | unb_TAPWIRE_OH | 8101603 | no | no |  |  | no |  |  | 0 | 0 | 0 | 0
oh_line_TAP_OH_2141102 |  | ABCN | node_8101603_200807822 | node_1400459_16_15294251_335 | 0.033 | unb_TAPWIRE_OH | 8101603 | no | no |  |  | no |  |  | 0 | 0 | 0 | 0
oh_line_TAP_OH_2141103 |  | ABCN | node_8101603_200807822 | node_1400419_85_15294249_714 | 0.033 | unb_TAPWIRE_OH | 8101603 | no | no |  |  | no |  |  | 0 | 0 | 0 | 0
oh_line_TAP_OH_2141107 |  | ABCN | node_8101603_200808627 | node_1397880_242_15295338_561 | 0.033 | unb_TAPWIRE_OH | 8101603 | no | no |  |  | no |  |  | 0 | 0 | 0 | 0
oh_line_TAP_OH_2141108 |  | ABCN | node_8101603_200808627 | node_1397899_444_15295345_37 | 0.033 | unb_TAPWIRE_OH | 8101603 | no | no |  |  | no |  |  | 0 | 0 | 0 | 0
oh_line_TAP_OH_2200523 |  | ABCN | node_8101603_200957241 | node_1397489_567_15295388_954 | 0.033 | unb_TAPWIRE_OH | 8101603 | no | no |  |  | no |  |  | 0 | 0 | 0 | 0
oh_line_TAP_OH_2200524 |  | ABCN | node_8101603_200957241 | node_1397489_086_15295415_57 | 0.033 | unb_TAPWIRE_OH | 8101603 | no | no |  |  | no |  |  | 0 | 0 | 0 | 0
oh_line_TAP_OH_2200549 |  | ABCN | node_8101603_200808553 | node_1397980_72_15295137_13 | 0.033 | unb_TAPWIRE_OH | 8101603 | no | no |  |  | no |  |  | 0 | 0 | 0 | 0
oh_line_TAP_OH_2200550 |  | ABCN | node_8101603_200808553 | node_1397983_883_15295110_871 | 0.033 | unb_TAPWIRE_OH | 8101603 | no | no |  |  | no |  |  | 0 | 0 | 0 | 0
oh_line_TAP_OH_2200551 |  | ABCN | node_8101603_200808553 | node_1397982_732_15295163_637 | 0.033 | unb_TAPWIRE_OH | 8101603 | no | no |  |  | no |  |  | 0 | 0 | 0 | 0
oh_line_TAP_OH_2419334 |  | ABCN | node_8101603_200948176 | node_1400149_211_15294546_909 | 0.033 | unb_TAPWIRE_OH | 8101603 | no | no |  |  | no |  |  | 0 | 0 | 0 | 0
oh_line_TAP_OH_2419335 |  | ABCN | node_8101603_200948176 | node_1400145_035_15294572_904 | 0.033 | unb_TAPWIRE_OH | 8101603 | no | no |  |  | no |  |  | 0 | 0 | 0 | 0
oh_line_TAP_OH_2419336 |  | ABCN | node_8101603_200948176 | node_1400148_228_15294520_307 | 0.033 | unb_TAPWIRE_OH | 8101603 | no | no |  |  | no |  |  | 0 | 0 | 0 | 0
oh_line_TAP_OH_2419337 |  | ABCN | node_8101603_200808523 | node_1398429_218_15294557_809 | 0.033 | unb_TAPWIRE_OH | 8101603 | no | no |  |  | no |  |  | 0 | 0 | 0 | 0
oh_line_TAP_OH_2419338 |  | ABCN | node_8101603_200808523 | node_1398442_149_15294547_185 | 0.033 | unb_TAPWIRE_OH | 8101603 | no | no |  |  | no |  |  | 0 | 0 | 0 | 0
oh_line_TAP_OH_2419339 |  | ABCN | node_8101603_200807850 | node_1401998_057_15294278_186 | 0.033 | unb_TAPWIRE_OH | 8101603 | no | no |  |  | no |  |  | 0 | 0 | 0 | 0
oh_line_TAP_OH_2419340 |  | ABCN | node_8101603_200807850 | node_1402017_712_15294281_88 | 0.033 | unb_TAPWIRE_OH | 8101603 | no | no |  |  | no |  |  | 0 | 0 | 0 | 0
oh_line_TAP_OH_3046490 |  | ABCN | node_8101603_311890828 | node_1397280_312_15295567_541 | 0.033 | unb_TAPWIRE_OH | 8101603 | no | no |  |  | no |  |  | 0 | 0 | 0 | 0
oh_line_TAP_OH_3046491 |  | ABCN | node_8101603_311890828 | node_1397278_622_15295557_199 | 0.033 | unb_TAPWIRE_OH | 8101603 | no | no |  |  | no |  |  | 0 | 0 | 0 | 0
oh_line_TAP_OH_3046492 |  | ABCN | node_8101603_311890828 | node_1397279_989_15295549_036 | 0.033 | unb_TAPWIRE_OH | 8101603 | no | no |  |  | no |  |  | 0 | 0 | 0 | 0
oh_line_TAP_OH_3830235 |  | ABCN | node_8101603_311998332 | node_1399094_869_15295045_629 | 0.033 | unb_TAPWIRE_OH | 8101603 | no | no |  |  | no |  |  | 0 | 0 | 0 | 0
oh_line_TAP_OH_3830236 |  | ABCN | node_8101603_311998332 | node_1399094_456_15295036_964 | 0.033 | unb_TAPWIRE_OH | 8101603 | no | no |  |  | no |  |  | 0 | 0 | 0 | 0
oh_line_TAP_OH_3830237 |  | ABCN | node_8101603_311998332 | node_1399092_357_15295021_382 | 0.033 | unb_TAPWIRE_OH | 8101603 | no | no |  |  | no |  |  | 0 | 0 | 0 | 0

## overhead_line_conductor
data_type | static
owner_type | feeder
owner | 8101603
object | overhead_line_conductor
name | groupid | geometric_mean_radius | resistance | diameter | rating_summer_continuous | rating_summer_emergency | rating_winter_continuous | rating_winter_emergency | dcircuit | selected | comments
oh_cond_1/0_AAAC |  | 0.012 | 0.876 | 0.398 | 235 | 235 | 310 | 310 |  | no
oh_cond_1/0_ACSR |  | 0.012 | 0.888 | 0.398 | 265 | 265 | 330 | 330 |  | no
oh_cond_2/0_CU |  | 0.013 | 0.44 | 0.414 | 295 | 295 | 425 | 425 |  | no
oh_cond_2_CU |  | 0.009 | 0.873 | 0.292 | 190 | 190 | 270 | 270 |  | no
oh_cond_4/0_AL |  | 0.016 | 0.442 | 0.522 | 365 | 365 | 480 | 480 |  | no
oh_cond_4_CU |  | 0.007 | 1.388 | 0.232 | 140 | 140 | 200 | 200 |  | no
oh_cond_336_5_MCM_AL |  | 0.021 | 0.279 | 0.666 | 490 | 490 | 644 | 644 |  | no
oh_cond_477_MCM_AL |  | 0.025 | 0.198 | 0.792 | 605 | 605 | 810 | 810 |  | no
oh_cond_WP-4/0-CU |  | 0.015 | 0.273 | 0.81 | 340 | 340 | 390 | 390 |  | no

## switch
data_type | static
owner_type | feeder
owner | 8101603
object | switch
name | groupid | phases | fr | to | phase_A_state | phase_B_state | phase_C_state | operating_mode | status | dcircuit | selected | monitored | monitored_fields | class_monitored_fields | played | played_fields | comments
switch_653T655-220416963 |  | ABCD | node_intto1_1399361_362_15295709_156 | node_1399361_362_15295709_156 | CLOSED | CLOSED | CLOSED | INDIVIDUAL |  | 8101603 | no | no |  |  | no
switch_653T656-220416939 |  | ABCD | node_intto1_8101603_200957214 | node_8101603_200957214 | CLOSED | CLOSED | CLOSED | INDIVIDUAL |  | 8101603 | no | no |  |  | no
switch_310049561 |  | ABCD | node_intto1_8101603_200808510 | node_8101603_200808510 | CLOSED | CLOSED | CLOSED | INDIVIDUAL |  | 8101603 | no | no |  |  | no

## underground_line
data_type | static
owner_type | feeder
owner | 8101603
object | underground_line
name | groupid | phases | fr | to | length | configuration | dcircuit | selected | monitored | monitored_fields | class_monitored_fields | played | played_fields | comments
und_line_8101603_200805604 |  | ABCN | node_8101603_200808494 | node_intto1_8101603_200805604 | 38.094 | und_3P_1/0ALURD | 8101603 | no | no |  |  | no
und_line_8101603_200807763 |  | ABCN | node_8101603_200807848 | node_intto1_8101603_200807763 | 110.445 | und_3P_2CUURD | 8101603 | no | no |  |  | no
und_line_8101603_311902258 |  | ABCN | node_8101603_200807946 | node_intto1_8101603_311902258 | 18.218 | und_3P_DELTACUST | 8101603 | no | no |  |  | no
und_line_8101603_500000084 |  | ABCN | node_SOURCE_8101603 | node_8101603_500000084 | 45.517 | und_3P_2ALURD | 8101603 | no | no |  |  | no
und_line_TAP_UG_58648 |  | ABCN | node_8101603_200805604 | node_1399140_32_15295077_972 | 0.033 | und_TAPWIRE_UG | 8101603 | no | no |  |  | no
und_line_TAP_UG_58672 |  | ABCN | node_8101603_200807763 | node_1401789_63_15294249_831 | 0.033 | und_TAPWIRE_UG | 8101603 | no | no |  |  | no
und_line_TAP_UG_1406291 |  | ABCN | node_8101603_311902258 | node_1401811_067_15294482_769 | 0.033 | und_TAPWIRE_UG | 8101603 | no | no |  |  | no

## underground_line_conductor
data_type | static
owner_type | feeder
owner | 8101603
object | underground_line_conductor
name | groupid | outer_diameter | conductor_gmr | conductor_diameter | conductor_resistance | neutral_gmr | neutral_diameter | neutral_resistance | neutral_strands | insulation_relative_permitivitty | shield_gmr | shield_resistance | rating_summer_continuous | rating_summer_emergency | rating_winter_continuous | rating_winter_emergency | dcircuit | selected | comments
und_cond_3P_1/0ALURD | [12 empty] | 160 | 160 | 180 | 180 |  | no
und_cond_3P_2ALURD | [12 empty] | 125 | 125 | 140 | 140 |  | no
und_cond_3P_2CUURD | [12 empty] | 152 | 152 | 160 | 160 |  | no
und_cond_3P_DELTACUST | [12 empty] | 685 | 685 | 685 | 685 |  | no
und_cond_TAPWIRE_UG | [12 empty] | 99999999 | 99999999 | 99999999 | 99999999 |  | no