## capacitor
data_type | static
owner_type | feeder
owner | 8100801
object | capacitor
name | groupid | parent | phases | nominal_voltage | pt_phase | phases_connected | switchA | switchB | switchC | control | voltage_set_high | voltage_set_low | VAr_set_high | VAr_set_low | current_set_high | current_set_low | capacitor_A | capacitor_B | capacitor_C | cap_nominal_voltage | time_delay | dwell_time | lockout_time | remote_sense | remote_sense_B | control_level | dcircuit | selected | monitored | monitored_fields | class_monitored_fields | played | played_fields | comments
cap_220369184 |  | node_1362025_321_15301211_671 | AN | 0 |  | AN | CLOSED |  |  | MANUAL | [6 empty] | 150000 |  |  | 4800 | [6 empty] | 8100801 | no | no |  |  | no
cap_220423779 |  | node_1361109_712_15298222_734 | AN | 0 |  | AN | CLOSED |  |  | MANUAL | [6 empty] | 100000 |  |  | 4800 | [6 empty] | 8100801 | no | no |  |  | no
cap_220633287 |  | node_1359970_668_15298917_441 | ABCN | 0 |  | ABCN | CLOSED | CLOSED | CLOSED | MANUAL | [6 empty] | 150000 | 150000 | 150000 | 4800 | [6 empty] | 8100801 | no | no |  |  | no

## feeder
data_type | static
owner_type | feeder
owner | 8100801
object | feeder
name | transmission_bus | ARC | ADR | slack_bus | nom_voltages | num_nodes | num_ohlines | num_uglines | num_transformers | num_generators | num_pvs | num_storages | num_loads | miles | mw | mvar | losses_mw | losses_mvar | comments | use_feeder_load_shape | load_shape_scale | use_feeder_pv_shape | pv_shape_scale | description | restore_time | griddisconnect_scenario_probability | gridconnect_scenario_probability | use_energy_not_served | VOLL | discount_rate | yearly_load_growth_percent | planning_horizon | enable_traditional_project_deferral | lifetime_of_investment_years | start_year | base_year | year_the_investment_is_committed | revenue_requirement_scaling_factor | discount_rate | inflation_rate_for_investment | traditional_project_invested_capital | periodicity_of_investment_in_years | priority | maximum_total_investment_cost | DER_portfolio_NPV | DER_portfolio_BC_ratio | total_system_energy_avoided_cost_NPV | total_system_capacity_avoided_cost_NPV | total_system_ancillary_services_avoided_cost_NPV | total_system_CO2_avoided_cost_NPV | total_system_loss_of_load_avoided_cost_NPV | total_system_distribution_capacity_avoided_cost_NPV | total_system_investment_and_operational_cost_NPV | feeder_solar_pv_operating_cost_USdollarperkWh | feeder_energy_storage_operating_cost_USdollarperkWh | feeder_distributed_generator_operating_cost_USdollarperkWh | feeder_distributed_generator_CO2_cost_USdollarperkWh | feeder_demand_response_operating_cost_USdollarperkWh | feeder_solar_pv_investment_cost_USdollarperkW | feeder_energy_storage_investment_cost_USdollarperkW | feeder_distributed_generator_investment_cost_USdollarperkW | feeder_demand_response_investment_cost_USdollarperkW
8100801 |  | ts_slack | none | node_SOURCE_8100801 | 2771.281 | 408 | 388 | 2 | 0 | 0 | 0 | 0 | 92 | 7.481 | 4.156 | 1.77 | 0 | 0 |  | 0 | 0 | 1 | 0 |  | 0 | 0 | 0 | 0 | 0 | 0 | 0 | 0 | 0 | 0 | 0 | 0 | 0 | 0 | 0 | 0 | 0 | 0 | 0 | 999999999 | 0 | 0 | 0 | 0 | 0 | 0 | 0 | 0 | 0 | 0 | 0 | 0 | 0 | 0 | 0 | 0 | 0 | 0

## fuse
data_type | static
owner_type | feeder
owner | 8100801
object | fuse
name | groupid | phases | fr | to | phase_A_status | phase_B_status | phase_C_status | repair_dist_type | current_limit | mean_replacement_time | status | dcircuit | selected | monitored | monitored_fields | class_monitored_fields | played | played_fields | comments
fuse_220388204 |  | AD | node_intto1_8100801_200854267 | node_8100801_200854267 | GOOD | GOOD | GOOD |  | 100 |  |  | 8100801 | no | no |  |  | no
fuse_220388205 |  | AD | node_intto1_8100801_200850102 | node_8100801_200850102 | GOOD | GOOD | GOOD |  | 100 |  |  | 8100801 | no | no |  |  | no
fuse_220388215 |  | ABCD | node_intto1_8100801_200849984 | node_8100801_200849984 | GOOD | GOOD | GOOD |  | 75 |  |  | 8100801 | no | no |  |  | no
fuse_220388228 |  | AD | node_intto1_8100801_200849859 | node_8100801_200849859 | GOOD | GOOD | GOOD |  | 100 |  |  | 8100801 | no | no |  |  | no
fuse_220388230 |  | AD | node_intto1_8100801_200849395 | node_8100801_200849395 | GOOD | GOOD | GOOD |  | 100 |  |  | 8100801 | no | no |  |  | no
fuse_220388234 |  | AD | node_intto1_8100801_200849500 | node_8100801_200849500 | GOOD | GOOD | GOOD |  | 80 |  |  | 8100801 | no | no |  |  | no
fuse_220388239 |  | AD | node_intto1_8100801_200849643 | node_8100801_200849643 | GOOD | GOOD | GOOD |  | 200 |  |  | 8100801 | no | no |  |  | no
fuse_220388243 |  | AD | node_intto1_8100801_200849785 | node_8100801_200849785 | GOOD | GOOD | GOOD |  | 100 |  |  | 8100801 | no | no |  |  | no
fuse_220388823 |  | ABCD | node_intto1_8100801_200852773 | node_8100801_200852773 | GOOD | GOOD | GOOD |  | 140 |  |  | 8100801 | no | no |  |  | no
fuse_220388825 |  | ABCD | node_intto1_8100801_200849444 | node_8100801_200849444 | GOOD | GOOD | GOOD |  | 150 |  |  | 8100801 | no | no |  |  | no
fuse_220389006 |  | ABCD | node_intto1_8100801_200853068 | node_8100801_200853068 | GOOD | GOOD | GOOD |  | 150 |  |  | 8100801 | no | no |  |  | no
fuse_220389015 |  | AD | node_intto1_8100801_200853056 | node_8100801_200853056 | GOOD | GOOD | GOOD |  | 80 |  |  | 8100801 | no | no |  |  | no
fuse_220389039 |  | AD | node_intto1_8100801_200849701 | node_8100801_200849701 | GOOD | GOOD | GOOD |  | 150 |  |  | 8100801 | no | no |  |  | no
fuse_311894024 |  | AD | node_intto1_8100801_200849680 | node_8100801_200849680 | GOOD | GOOD | GOOD |  | 300 |  |  | 8100801 | no | no |  |  | no
fuse_312008569 |  | ABCN | node_intto1_8100801_312008566 | node_8100801_312008566 | GOOD | GOOD | GOOD |  | 140 |  |  | 8100801 | no | no |  |  | no
fuse_312042724 |  | ABCD | node_intto1_8100801_200849975 | node_8100801_200849975 | GOOD | GOOD | GOOD |  | 300 |  |  | 8100801 | no | no |  |  | no

## line_configuration
data_type | static
owner_type | feeder
owner | 8100801
object | line_configuration
name | groupid | conductor_A | conductor_B | conductor_C | conductor_N | spacing | z11 | z12 | z13 | z21 | z22 | z23 | z31 | z32 | z33 | c11 | c12 | c13 | c21 | c22 | c23 | c31 | c32 | c33 | dcircuit | selected | comments
bal_1P_1/0AA |  | oh_cond_1/0_AAAC | oh_cond_1/0_AAAC | oh_cond_1/0_AAAC |  |  | 0.972+1.499j | 0.095+0.781j | 0.095+0.781j | 0.095+0.781j | 0.972+1.499j | 0.095+0.781j | 0.095+0.781j | 0.095+0.781j | 0.972+1.499j | 12.796 | -3.172 | -3.172 | -3.172 | 12.796 | -3.172 | -3.172 | -3.172 | 12.796 |  | no
bal_1P_1/0AC |  | oh_cond_1/0_ACSR | oh_cond_1/0_ACSR | oh_cond_1/0_ACSR |  |  | 0.983+1.218j | 0.095+0.781j | 0.095+0.781j | 0.095+0.781j | 0.983+1.218j | 0.095+0.781j | 0.095+0.781j | 0.095+0.781j | 0.983+1.218j | 12.796 | -3.172 | -3.172 | -3.172 | 12.796 | -3.172 | -3.172 | -3.172 | 12.796 |  | no
bal_1P_2AC |  | oh_cond_2_ACSR | oh_cond_2_ACSR | oh_cond_2_ACSR |  |  | 1.505+1.527j | 0.095+0.781j | 0.095+0.781j | 0.095+0.781j | 1.505+1.527j | 0.095+0.781j | 0.095+0.781j | 0.095+0.781j | 1.505+1.527j | 12.393 | -3.017 | -3.017 | -3.017 | 12.393 | -3.017 | -3.017 | -3.017 | 12.393 |  | no
bal_1P_2CU |  | oh_cond_2_CU | oh_cond_2_CU | oh_cond_2_CU |  |  | 0.968+1.536j | 0.095+0.781j | 0.095+0.781j | 0.095+0.781j | 0.968+1.536j | 0.095+0.781j | 0.095+0.781j | 0.095+0.781j | 0.968+1.536j | 12.191 | -2.94 | -2.94 | -2.94 | 12.191 | -2.94 | -2.94 | -2.94 | 12.191 |  | no
bal_1P_4/0AL |  | oh_cond_4/0_AL | oh_cond_4/0_AL | oh_cond_4/0_AL |  |  | 0.537+1.466j | 0.095+0.781j | 0.095+0.781j | 0.095+0.781j | 0.537+1.466j | 0.095+0.781j | 0.095+0.781j | 0.095+0.781j | 0.537+1.466j | 13.381 | -3.4 | -3.4 | -3.4 | 13.381 | -3.4 | -3.4 | -3.4 | 13.381 |  | no
bal_1P_4CU |  | oh_cond_4_CU | oh_cond_4_CU | oh_cond_4_CU |  |  | 1.483+1.565j | 0.095+0.781j | 0.095+0.781j | 0.095+0.781j | 1.483+1.565j | 0.095+0.781j | 0.095+0.781j | 0.095+0.781j | 1.483+1.565j | 11.78 | -2.785 | -2.785 | -2.785 | 11.78 | -2.785 | -2.785 | -2.785 | 11.78 |  | no
bal_3P_1/0AA |  | oh_cond_1/0_AAAC | oh_cond_1/0_AAAC | oh_cond_1/0_AAAC |  |  | 0.972+1.499j | 0.095+0.781j | 0.095+0.781j | 0.095+0.781j | 0.972+1.499j | 0.095+0.781j | 0.095+0.781j | 0.095+0.781j | 0.972+1.499j | 12.796 | -3.172 | -3.172 | -3.172 | 12.796 | -3.172 | -3.172 | -3.172 | 12.796 |  | no
bal_3P_1/0AC |  | oh_cond_1/0_ACSR | oh_cond_1/0_ACSR | oh_cond_1/0_ACSR |  |  | 0.983+1.497j | 0.095+0.781j | 0.095+0.781j | 0.095+0.781j | 0.983+1.497j | 0.095+0.781j | 0.095+0.781j | 0.095+0.781j | 0.983+1.497j | 12.796 | -3.172 | -3.172 | -3.172 | 12.796 | -3.172 | -3.172 | -3.172 | 12.796 |  | no
bal_3P_2/0CU |  | oh_cond_2/0_CU | oh_cond_2/0_CU | oh_cond_2/0_CU |  |  | 0.535+1.487j | 0.095+0.781j | 0.095+0.781j | 0.095+0.781j | 0.535+1.487j | 0.095+0.781j | 0.095+0.781j | 0.095+0.781j | 0.535+1.487j | 12.878 | -3.204 | -3.204 | -3.204 | 12.878 | -3.204 | -3.204 | -3.204 | 12.878 |  | no
bal_3P_4CU |  | oh_cond_4_CU | oh_cond_4_CU | oh_cond_4_CU |  |  | 1.483+1.565j | 0.095+0.781j | 0.095+0.781j | 0.095+0.781j | 1.483+1.565j | 0.095+0.781j | 0.095+0.781j | 0.095+0.781j | 1.483+1.565j | 11.78 | -2.785 | -2.785 | -2.785 | 11.78 | -2.785 | -2.785 | -2.785 | 11.78 |  | no
bal_3P_477AL |  | oh_cond_477_MCM_AL | oh_cond_477_MCM_AL | oh_cond_477_MCM_AL |  |  | 0.293+1.41j | 0.095+0.775j | 0.095+0.775j | 0.095+0.775j | 0.293+1.41j | 0.095+0.775j | 0.095+0.775j | 0.095+0.775j | 0.293+1.41j | 14.305 | -3.735 | -3.735 | -3.735 | 14.305 | -3.735 | -3.735 | -3.735 | 14.305 |  | no
unb_TAPWIRE_OH |  | oh_cond_WP-4/0-CU | oh_cond_WP-4/0-CU | oh_cond_WP-4/0-CU | oh_cond_WP-4/0-CU |  | 0.365+1.097j | 0.093+0.433j | 0.094+0.34j | 0.093+0.433j | 0.368+1.078j | 0.095+0.401j | 0.094+0.34j | 0.095+0.401j | 0.368+1.077j | 14.911 | -4.341 | -1.953 | -4.341 | 15.781 | -3.724 | -1.953 | -3.724 | 14.818 |  | no
und_3P_DELTACUST |  | und_cond_3P_DELTACUST | und_cond_3P_DELTACUST | und_cond_3P_DELTACUST |  |  | 0.179+0.233j | 0.061-0.024j | 0.061-0.024j | 0.061-0.024j | 0.179+0.233j | 0.061-0.024j | 0.061-0.024j | 0.061-0.024j | 0.179+0.233j | 324.124 | 0 | 0 | 0 | 324.124 | 0 | 0 | 0 | 324.124 |  | no
und_TAPWIRE_UG |  | und_cond_TAPWIRE_UG | und_cond_TAPWIRE_UG | und_cond_TAPWIRE_UG |  |  | 0.001+0.001j | 0.0+0.0j | 0.0+0.0j | 0.0+0.0j | 0.001+0.001j | 0.0+0.0j | 0.0+0.0j | 0.0+0.0j | 0.001+0.001j | 0 | 0 | 0 | 0 | 0 | 0 | 0 | 0 | 0 |  | no

## load
data_type | static
owner_type | feeder
owner | 8100801
object | load
name | groupid | parent | bustype | phases | nominal_voltage | load_class | constant_power_A | constant_power_B | constant_power_C | constant_current_A | constant_current_B | constant_current_C | constant_impedance_A | constant_impedance_B | constant_impedance_C | base_power_A | base_power_B | base_power_C | power_pf_A | power_pf_B | power_pf_C | current_pf_A | current_pf_B | current_pf_C | impedance_pf_A | impedance_pf_B | impedance_pf_C | power_fraction_A | power_fraction_B | power_fraction_C | current_fraction_A | current_fraction_B | current_fraction_C | impedance_fraction_A | impedance_fraction_B | impedance_fraction_C | dcircuit | selected | monitored | monitored_fields | class_monitored_fields | played | played_fields | base_kw_A | base_kw_B | base_kw_C | kw_A | kw_B | kw_C | comments | critical_load | dem_resp_lb | dem_resp_ub | dem_resp_shortage_cost | dem_resp_surplus_cost | num_customers
load_220344492 |  | node_1361591_035_15298204_931 |  | AN | 0 | Residential | 37238.4+15863.492j | 0 | 0 | 0 | 0 | 0 | [24 empty] | 8100801 | no | no |  |  | no |  | 0 | 0 | 0 | 0 | 0 | 0 |  | 1 | 1 | 1 | 0 | 0 | 0
load_220344493 |  | node_1362116_444_15298192_163 |  | AN | 0 | Residential | 42372+18050.396j | 0 | 0 | 0 | 0 | 0 | [24 empty] | 8100801 | no | no |  |  | no |  | 0 | 0 | 0 | 0 | 0 | 0 |  | 1 | 1 | 1 | 0 | 0 | 0
load_220344494 |  | node_1362578_882_15298274_304 |  | AN | 0 | Residential | 54331.2+23144.994j | 0 | 0 | 0 | 0 | 0 | [24 empty] | 8100801 | no | no |  |  | no |  | 0 | 0 | 0 | 0 | 0 | 0 |  | 1 | 1 | 1 | 0 | 0 | 0
load_220344496 |  | node_1361259_591_15298191_468 |  | AN | 0 | Residential | 17496+7453.265j | 0 | 0 | 0 | 0 | 0 | [24 empty] | 8100801 | no | no |  |  | no |  | 0 | 0 | 0 | 0 | 0 | 0 |  | 1 | 1 | 1 | 0 | 0 | 0
load_220344497 |  | node_1361048_46_15298183_858 |  | AN | 0 | Residential | 54309.6+23135.793j | 0 | 0 | 0 | 0 | 0 | [24 empty] | 8100801 | no | no |  |  | no |  | 0 | 0 | 0 | 0 | 0 | 0 |  | 1 | 1 | 1 | 0 | 0 | 0
load_220344498 |  | node_1360693_219_15298196_591 |  | AN | 0 | Residential | 90021.6+38349.041j | 0 | 0 | 0 | 0 | 0 | [24 empty] | 8100801 | no | no |  |  | no |  | 0 | 0 | 0 | 0 | 0 | 0 |  | 1 | 1 | 1 | 0 | 0 | 0
load_220344625 |  | node_1359135_49_15299873_752 |  | AN | 0 | Residential | 30981.6+13198.106j | 0 | 0 | 0 | 0 | 0 | [24 empty] | 8100801 | no | no |  |  | no |  | 0 | 0 | 0 | 0 | 0 | 0 |  | 1 | 1 | 1 | 0 | 0 | 0
load_220344693 |  | node_1360280_219_15299252_403 |  | AN | 0 | Residential | 48600+20703.513j | 0 | 0 | 0 | 0 | 0 | [24 empty] | 8100801 | no | no |  |  | no |  | 0 | 0 | 0 | 0 | 0 | 0 |  | 1 | 1 | 1 | 0 | 0 | 0
load_220344694 |  | node_1360638_684_15299267_486 |  | AN | 0 | Residential | 37375.2+15921.769j | 0 | 0 | 0 | 0 | 0 | [24 empty] | 8100801 | no | no |  |  | no |  | 0 | 0 | 0 | 0 | 0 | 0 |  | 1 | 1 | 1 | 0 | 0 | 0
load_220344695 |  | node_1358943_278_15299254_264 |  | AN | 0 | Residential | 53301.6+22706.387j | 0 | 0 | 0 | 0 | 0 | [24 empty] | 8100801 | no | no |  |  | no |  | 0 | 0 | 0 | 0 | 0 | 0 |  | 1 | 1 | 1 | 0 | 0 | 0
load_220344696 |  | node_1360996_871_15299286_987 |  | AN | 0 | Residential | 37504.8+15976.978j | 0 | 0 | 0 | 0 | 0 | [24 empty] | 8100801 | no | no |  |  | no |  | 0 | 0 | 0 | 0 | 0 | 0 |  | 1 | 1 | 1 | 0 | 0 | 0
load_220344697 |  | node_1362106_746_15299389_872 |  | AN | 0 | Residential | 59234.4+25233.749j | 0 | 0 | 0 | 0 | 0 | [24 empty] | 8100801 | no | no |  |  | no |  | 0 | 0 | 0 | 0 | 0 | 0 |  | 1 | 1 | 1 | 0 | 0 | 0
load_220344698 |  | node_1359426_689_15299279_97 |  | AN | 0 | Residential | 95544+40701.574j | 0 | 0 | 0 | 0 | 0 | [24 empty] | 8100801 | no | no |  |  | no |  | 0 | 0 | 0 | 0 | 0 | 0 |  | 1 | 1 | 1 | 0 | 0 | 0
load_220344702 |  | node_1361631_817_15299336_292 |  | AN | 0 | Residential | 97531.2+41548.117j | 0 | 0 | 0 | 0 | 0 | [24 empty] | 8100801 | no | no |  |  | no |  | 0 | 0 | 0 | 0 | 0 | 0 |  | 1 | 1 | 1 | 0 | 0 | 0
load_220344703 |  | node_1361404_39_15300117_12 |  | AN | 0 | Residential | 67500+28754.88j | 0 | 0 | 0 | 0 | 0 | [24 empty] | 8100801 | no | no |  |  | no |  | 0 | 0 | 0 | 0 | 0 | 0 |  | 1 | 1 | 1 | 0 | 0 | 0
load_220344709 |  | node_1360126_951_15299631_043 |  | AN | 0 | Residential | 47592+20274.107j | 0 | 0 | 0 | 0 | 0 | [24 empty] | 8100801 | no | no |  |  | no |  | 0 | 0 | 0 | 0 | 0 | 0 |  | 1 | 1 | 1 | 0 | 0 | 0
load_220344711 |  | node_1359425_342_15299605_454 |  | AN | 0 | Residential | 44474.4+18946.015j | 0 | 0 | 0 | 0 | 0 | [24 empty] | 8100801 | no | no |  |  | no |  | 0 | 0 | 0 | 0 | 0 | 0 |  | 1 | 1 | 1 | 0 | 0 | 0
load_220344712 |  | node_1358887_372_15299575_419 |  | AN | 0 | Residential | 98344.8+41894.709j | 0 | 0 | 0 | 0 | 0 | [24 empty] | 8100801 | no | no |  |  | no |  | 0 | 0 | 0 | 0 | 0 | 0 |  | 1 | 1 | 1 | 0 | 0 | 0
load_220344714 |  | node_1360825_842_15299675_153 |  | AN | 0 | Residential | 33861.6+14424.981j | 0 | 0 | 0 | 0 | 0 | [24 empty] | 8100801 | no | no |  |  | no |  | 0 | 0 | 0 | 0 | 0 | 0 |  | 1 | 1 | 1 | 0 | 0 | 0
load_220344715 |  | node_1360404_623_15299653_737 |  | AN | 0 | Residential | 47174.4+20096.21j | 0 | 0 | 0 | 0 | 0 | [24 empty] | 8100801 | no | no |  |  | no |  | 0 | 0 | 0 | 0 | 0 | 0 |  | 1 | 1 | 1 | 0 | 0 | 0
load_220344716 |  | node_1362833_722_15298891_767 |  | AN | 0 | Residential | 37677.6+16050.59j | 0 | 0 | 0 | 0 | 0 | [24 empty] | 8100801 | no | no |  |  | no |  | 0 | 0 | 0 | 0 | 0 | 0 |  | 1 | 1 | 1 | 0 | 0 | 0
load_220344718 |  | node_1362845_314_15298371_399 |  | AN | 0 | Residential | 43048.8+18338.712j | 0 | 0 | 0 | 0 | 0 | [24 empty] | 8100801 | no | no |  |  | no |  | 0 | 0 | 0 | 0 | 0 | 0 |  | 1 | 1 | 1 | 0 | 0 | 0
load_220344719 |  | node_1362016_364_15298626_679 |  | AN | 0 | Residential | 57492+24491.489j | 0 | 0 | 0 | 0 | 0 | [24 empty] | 8100801 | no | no |  |  | no |  | 0 | 0 | 0 | 0 | 0 | 0 |  | 1 | 1 | 1 | 0 | 0 | 0
load_220344762 |  | node_1361796_247_15300757_204 |  | AN | 0 | Residential | 4824+2055.015j | 0 | 0 | 0 | 0 | 0 | [24 empty] | 8100801 | no | no |  |  | no |  | 0 | 0 | 0 | 0 | 0 | 0 |  | 1 | 1 | 1 | 0 | 0 | 0
load_220344763 |  | node_1362064_447_15301364_221 |  | AN | 0 | Residential | 81439.2+34692.954j | 0 | 0 | 0 | 0 | 0 | [24 empty] | 8100801 | no | no |  |  | no |  | 0 | 0 | 0 | 0 | 0 | 0 |  | 1 | 1 | 1 | 0 | 0 | 0
load_220344764 |  | node_1361953_303_15302216_763 |  | AN | 0 | Residential | 40507.2+17255.995j | 0 | 0 | 0 | 0 | 0 | [24 empty] | 8100801 | no | no |  |  | no |  | 0 | 0 | 0 | 0 | 0 | 0 |  | 1 | 1 | 1 | 0 | 0 | 0
load_220344765 |  | node_1361570_958_15301917_674 |  | AN | 0 | NonResidential | 9000+3833.984j | 0 | 0 | 0 | 0 | 0 | [24 empty] | 8100801 | no | no |  |  | no |  | 0 | 0 | 0 | 0 | 0 | 0 |  | 1 | 1 | 1 | 0 | 0 | 0
load_220344767 |  | node_1362016_559_15300385_888 |  | AN | 0 | Residential | 113385.6+48302.063j | 0 | 0 | 0 | 0 | 0 | [24 empty] | 8100801 | no | no |  |  | no |  | 0 | 0 | 0 | 0 | 0 | 0 |  | 1 | 1 | 1 | 0 | 0 | 0
load_220344770 |  | node_1364029_68_15297740_934 |  | AN | 0 | Residential | 34891.2+14863.589j | 0 | 0 | 0 | 0 | 0 | [24 empty] | 8100801 | no | no |  |  | no |  | 0 | 0 | 0 | 0 | 0 | 0 |  | 1 | 1 | 1 | 0 | 0 | 0
load_220344771 |  | node_1363944_177_15298758_551 |  | AN | 0 | Residential | 52113.6+22200.301j | 0 | 0 | 0 | 0 | 0 | [24 empty] | 8100801 | no | no |  |  | no |  | 0 | 0 | 0 | 0 | 0 | 0 |  | 1 | 1 | 1 | 0 | 0 | 0
load_220344772 |  | node_1363951_824_15298384_599 |  | AN | 0 | Residential | 67053.6+28564.714j | 0 | 0 | 0 | 0 | 0 | [24 empty] | 8100801 | no | no |  |  | no |  | 0 | 0 | 0 | 0 | 0 | 0 |  | 1 | 1 | 1 | 0 | 0 | 0
load_220344773 |  | node_1363963_28_15298006_39 |  | AN | 0 | Residential | 43862.4+18685.304j | 0 | 0 | 0 | 0 | 0 | [24 empty] | 8100801 | no | no |  |  | no |  | 0 | 0 | 0 | 0 | 0 | 0 |  | 1 | 1 | 1 | 0 | 0 | 0
load_220344774 |  | node_1360832_137_15300001_25 |  | AN | 0 | Residential | 80604+34337.16j | 0 | 0 | 0 | 0 | 0 | [24 empty] | 8100801 | no | no |  |  | no |  | 0 | 0 | 0 | 0 | 0 | 0 |  | 1 | 1 | 1 | 0 | 0 | 0
load_220344783 |  | node_1361673_818_15300397_469 |  | AN | 0 | Residential | 20462.4+8716.946j | 0 | 0 | 0 | 0 | 0 | [24 empty] | 8100801 | no | no |  |  | no |  | 0 | 0 | 0 | 0 | 0 | 0 |  | 1 | 1 | 1 | 0 | 0 | 0
load_220344784 |  | node_1361256_565_15300442_06 |  | AN | 0 | Residential | 50270.4+21415.101j | 0 | 0 | 0 | 0 | 0 | [24 empty] | 8100801 | no | no |  |  | no |  | 0 | 0 | 0 | 0 | 0 | 0 |  | 1 | 1 | 1 | 0 | 0 | 0
load_220344785 |  | node_1360698_318_15300419_705 |  | AN | 0 | Residential | 30175.2+12854.581j | 0 | 0 | 0 | 0 | 0 | [24 empty] | 8100801 | no | no |  |  | no |  | 0 | 0 | 0 | 0 | 0 | 0 |  | 1 | 1 | 1 | 0 | 0 | 0
load_220344786 |  | node_1360096_888_15300391_454 |  | AN | 0 | NonResidential | 1771.2+754.528j | 0 | 0 | 0 | 0 | 0 | [24 empty] | 8100801 | no | no |  |  | no |  | 0 | 0 | 0 | 0 | 0 | 0 |  | 1 | 1 | 1 | 0 | 0 | 0
load_220344787 |  | node_1362850_974_15300421_072 |  | AN | 0 | Residential | 90972+38753.91j | 0 | 0 | 0 | 0 | 0 | [24 empty] | 8100801 | no | no |  |  | no |  | 0 | 0 | 0 | 0 | 0 | 0 |  | 1 | 1 | 1 | 0 | 0 | 0
load_220344789 |  | node_1362357_215_15301922_523 |  | AN | 0 | Residential | 44683.2+19034.963j | 0 | 0 | 0 | 0 | 0 | [24 empty] | 8100801 | no | no |  |  | no |  | 0 | 0 | 0 | 0 | 0 | 0 |  | 1 | 1 | 1 | 0 | 0 | 0
load_220344790 |  | node_1362318_896_15300846_742 |  | AN | 0 | NonResidential | 2001.6+852.678j | 0 | 0 | 0 | 0 | 0 | [24 empty] | 8100801 | no | no |  |  | no |  | 0 | 0 | 0 | 0 | 0 | 0 |  | 1 | 1 | 1 | 0 | 0 | 0
load_220344791 |  | node_1362316_15_15301102_489 |  | AN | 0 | Residential | 24746.4+10541.922j | 0 | 0 | 0 | 0 | 0 | [24 empty] | 8100801 | no | no |  |  | no |  | 0 | 0 | 0 | 0 | 0 | 0 |  | 1 | 1 | 1 | 0 | 0 | 0
load_220344792 |  | node_1362353_515_15301470_406 |  | AN | 0 | Residential | 34192.8+14566.072j | 0 | 0 | 0 | 0 | 0 | [24 empty] | 8100801 | no | no |  |  | no |  | 0 | 0 | 0 | 0 | 0 | 0 |  | 1 | 1 | 1 | 0 | 0 | 0
load_220344798 |  | node_1362338_827_15298616_873 |  | AN | 0 | Residential | 53906.4+22964.03j | 0 | 0 | 0 | 0 | 0 | [24 empty] | 8100801 | no | no |  |  | no |  | 0 | 0 | 0 | 0 | 0 | 0 |  | 1 | 1 | 1 | 0 | 0 | 0
load_220344804 |  | node_1361704_539_15299945_07 |  | AN | 0 | Residential | 72172.8+30745.484j | 0 | 0 | 0 | 0 | 0 | [24 empty] | 8100801 | no | no |  |  | no |  | 0 | 0 | 0 | 0 | 0 | 0 |  | 1 | 1 | 1 | 0 | 0 | 0
load_220344805 |  | node_1362662_192_15300867_825 |  | AN | 0 | Residential | 86580+36882.926j | 0 | 0 | 0 | 0 | 0 | [24 empty] | 8100801 | no | no |  |  | no |  | 0 | 0 | 0 | 0 | 0 | 0 |  | 1 | 1 | 1 | 0 | 0 | 0
load_220344808 |  | node_1360352_191_15299938_114 |  | AN | 0 | Residential | 69746.4+29711.842j | 0 | 0 | 0 | 0 | 0 | [24 empty] | 8100801 | no | no |  |  | no |  | 0 | 0 | 0 | 0 | 0 | 0 |  | 1 | 1 | 1 | 0 | 0 | 0
load_220344809 |  | node_1359627_237_15300053_014 |  | AN | 0 | Residential | 62272.8+26528.102j | 0 | 0 | 0 | 0 | 0 | [24 empty] | 8100801 | no | no |  |  | no |  | 0 | 0 | 0 | 0 | 0 | 0 |  | 1 | 1 | 1 | 0 | 0 | 0
load_220344842 |  | node_1364047_756_15299406_854 |  | AN | 0 | NonResidential | 30333.333+12921.946j | 0 | 0 | 0 | 0 | 0 | [24 empty] | 8100801 | no | no |  |  | no |  | 0 | 0 | 0 | 0 | 0 | 0 |  | 1 | 1 | 1 | 0 | 0 | 0
load_220344843 |  | node_1364042_042_15299432_297 |  | BN | 0 | NonResidential | 0 | 30333.333+12921.946j | 0 | 0 | 0 | 0 | [24 empty] | 8100801 | no | no |  |  | no |  | 0 | 0 | 0 | 0 | 0 | 0 |  | 1 | 1 | 1 | 0 | 0 | 0
load_220344844 |  | node_1364048_362_15299380_245 |  | CN | 0 | NonResidential | 0 | 0 | 30333.333+12921.946j | 0 | 0 | 0 | [24 empty] | 8100801 | no | no |  |  | no |  | 0 | 0 | 0 | 0 | 0 | 0 |  | 1 | 1 | 1 | 0 | 0 | 0
load_220344861 |  | node_1361541_741_15301084_502 |  | AN | 0 | Residential | 52797.6+22491.683j | 0 | 0 | 0 | 0 | 0 | [24 empty] | 8100801 | no | no |  |  | no |  | 0 | 0 | 0 | 0 | 0 | 0 |  | 1 | 1 | 1 | 0 | 0 | 0
load_220344880 |  | node_1359614_685_15300954_117 |  | AN | 0 | Residential | 26568+11317.921j | 0 | 0 | 0 | 0 | 0 | [24 empty] | 8100801 | no | no |  |  | no |  | 0 | 0 | 0 | 0 | 0 | 0 |  | 1 | 1 | 1 | 0 | 0 | 0
load_220344881 |  | node_1359416_073_15300946_119 |  | AN | 0 | Residential | 13262.4+5649.759j | 0 | 0 | 0 | 0 | 0 | [24 empty] | 8100801 | no | no |  |  | no |  | 0 | 0 | 0 | 0 | 0 | 0 |  | 1 | 1 | 1 | 0 | 0 | 0
load_220344882 |  | node_1359268_556_15300933_235 |  | AN | 0 | Residential | 27820.8+11851.611j | 0 | 0 | 0 | 0 | 0 | [24 empty] | 8100801 | no | no |  |  | no |  | 0 | 0 | 0 | 0 | 0 | 0 |  | 1 | 1 | 1 | 0 | 0 | 0
load_220344883 |  | node_1359117_974_15300929_371 |  | AN | 0 | Residential | 12945.6+5514.803j | 0 | 0 | 0 | 0 | 0 | [24 empty] | 8100801 | no | no |  |  | no |  | 0 | 0 | 0 | 0 | 0 | 0 |  | 1 | 1 | 1 | 0 | 0 | 0
load_220344884 |  | node_1358961_904_15300920_687 |  | AN | 0 | Residential | 10576.8+4505.698j | 0 | 0 | 0 | 0 | 0 | [24 empty] | 8100801 | no | no |  |  | no |  | 0 | 0 | 0 | 0 | 0 | 0 |  | 1 | 1 | 1 | 0 | 0 | 0
load_220344885 |  | node_1358753_249_15300910_36 |  | AN | 0 | Residential | 10044+4278.726j | 0 | 0 | 0 | 0 | 0 | [24 empty] | 8100801 | no | no |  |  | no |  | 0 | 0 | 0 | 0 | 0 | 0 |  | 1 | 1 | 1 | 0 | 0 | 0
load_220344886 |  | node_1361065_414_15301030_13 |  | AN | 0 | Residential | 34221.6+14578.341j | 0 | 0 | 0 | 0 | 0 | [24 empty] | 8100801 | no | no |  |  | no |  | 0 | 0 | 0 | 0 | 0 | 0 |  | 1 | 1 | 1 | 0 | 0 | 0
load_220344887 |  | node_1360741_104_15301010_753 |  | AN | 0 | Residential | 11023.2+4695.864j | 0 | 0 | 0 | 0 | 0 | [24 empty] | 8100801 | no | no |  |  | no |  | 0 | 0 | 0 | 0 | 0 | 0 |  | 1 | 1 | 1 | 0 | 0 | 0
load_220344889 |  | node_1360400_45_15300996_53 |  | AN | 0 | Residential | 15393.6+6557.646j | 0 | 0 | 0 | 0 | 0 | [24 empty] | 8100801 | no | no |  |  | no |  | 0 | 0 | 0 | 0 | 0 | 0 |  | 1 | 1 | 1 | 0 | 0 | 0
load_220344892 |  | node_1359804_707_15300965_811 |  | AN | 0 | Residential | 16358.4+6968.649j | 0 | 0 | 0 | 0 | 0 | [24 empty] | 8100801 | no | no |  |  | no |  | 0 | 0 | 0 | 0 | 0 | 0 |  | 1 | 1 | 1 | 0 | 0 | 0
load_220345206 |  | node_1360105_631_15297599_668 |  | AN | 0 | Residential | 28771.2+12256.48j | 0 | 0 | 0 | 0 | 0 | [24 empty] | 8100801 | no | no |  |  | no |  | 0 | 0 | 0 | 0 | 0 | 0 |  | 1 | 1 | 1 | 0 | 0 | 0
load_220345207 |  | node_1360390_977_15297985_766 |  | AN | 0 | NonResidential | 2808+1196.203j | 0 | 0 | 0 | 0 | 0 | [24 empty] | 8100801 | no | no |  |  | no |  | 0 | 0 | 0 | 0 | 0 | 0 |  | 1 | 1 | 1 | 0 | 0 | 0
load_220345780 |  | node_1362621_441_15299006_415 |  | AN | 0 | Residential | 14832+6318.406j | 0 | 0 | 0 | 0 | 0 | [24 empty] | 8100801 | no | no |  |  | no |  | 0 | 0 | 0 | 0 | 0 | 0 |  | 1 | 1 | 1 | 0 | 0 | 0
load_220345781 |  | node_1361893_915_15298969_244 |  | AN | 0 | Residential | 58572+24951.568j | 0 | 0 | 0 | 0 | 0 | [24 empty] | 8100801 | no | no |  |  | no |  | 0 | 0 | 0 | 0 | 0 | 0 |  | 1 | 1 | 1 | 0 | 0 | 0
load_220345782 |  | node_1361224_44_15298940_353 |  | AN | 0 | Residential | 67269.6+28656.73j | 0 | 0 | 0 | 0 | 0 | [24 empty] | 8100801 | no | no |  |  | no |  | 0 | 0 | 0 | 0 | 0 | 0 |  | 1 | 1 | 1 | 0 | 0 | 0
load_220345783 |  | node_1360690_695_15298920_221 |  | AN | 0 | Residential | 60487.2+25767.439j | 0 | 0 | 0 | 0 | 0 | [24 empty] | 8100801 | no | no |  |  | no |  | 0 | 0 | 0 | 0 | 0 | 0 |  | 1 | 1 | 1 | 0 | 0 | 0
load_220345784 |  | node_1360174_369_15298893_877 |  | AN | 0 | NonResidential | 1864.8+794.401j | 0 | 0 | 0 | 0 | 0 | [24 empty] | 8100801 | no | no |  |  | no |  | 0 | 0 | 0 | 0 | 0 | 0 |  | 1 | 1 | 1 | 0 | 0 | 0
load_220345861 |  | node_1361066_516_15297529_037 |  | AN | 0 | Residential | 131630.4+56074.316j | 0 | 0 | 0 | 0 | 0 | [24 empty] | 8100801 | no | no |  |  | no |  | 0 | 0 | 0 | 0 | 0 | 0 |  | 1 | 1 | 1 | 0 | 0 | 0
load_220345862 |  | node_1361103_77_15297780_876 |  | AN | 0 | Residential | 67557.6+28779.417j | 0 | 0 | 0 | 0 | 0 | [24 empty] | 8100801 | no | no |  |  | no |  | 0 | 0 | 0 | 0 | 0 | 0 |  | 1 | 1 | 1 | 0 | 0 | 0
load_220345863 |  | node_1361063_173_15298578_836 |  | AN | 0 | Residential | 76233.6+32475.378j | 0 | 0 | 0 | 0 | 0 | [24 empty] | 8100801 | no | no |  |  | no |  | 0 | 0 | 0 | 0 | 0 | 0 |  | 1 | 1 | 1 | 0 | 0 | 0
load_220345866 |  | node_1361773_556_15298305_113 |  | AN | 0 | Residential | 17899.2+7625.027j | 0 | 0 | 0 | 0 | 0 | [24 empty] | 8100801 | no | no |  |  | no |  | 0 | 0 | 0 | 0 | 0 | 0 |  | 1 | 1 | 1 | 0 | 0 | 0
load_220345867 |  | node_1361697_373_15298674_114 |  | AN | 0 | Residential | 45259.2+19280.338j | 0 | 0 | 0 | 0 | 0 | [24 empty] | 8100801 | no | no |  |  | no |  | 0 | 0 | 0 | 0 | 0 | 0 |  | 1 | 1 | 1 | 0 | 0 | 0
load_220345876 |  | node_1361431_747_15298388_748 |  | AN | 0 | Residential | 64159.2+27331.705j | 0 | 0 | 0 | 0 | 0 | [24 empty] | 8100801 | no | no |  |  | no |  | 0 | 0 | 0 | 0 | 0 | 0 |  | 1 | 1 | 1 | 0 | 0 | 0
load_220346208 |  | node_1360496_167_15300724_278 |  | AN | 0 | Residential | 62272.8+26528.102j | 0 | 0 | 0 | 0 | 0 | [24 empty] | 8100801 | no | no |  |  | no |  | 0 | 0 | 0 | 0 | 0 | 0 |  | 1 | 1 | 1 | 0 | 0 | 0
load_220346209 |  | node_1360010_092_15300697_658 |  | AN | 0 | Residential | 62200.8+26497.43j | 0 | 0 | 0 | 0 | 0 | [24 empty] | 8100801 | no | no |  |  | no |  | 0 | 0 | 0 | 0 | 0 | 0 |  | 1 | 1 | 1 | 0 | 0 | 0
load_220346215 |  | node_1361516_728_15300765_433 |  | AN | 0 | Residential | 3924+1671.617j | 0 | 0 | 0 | 0 | 0 | [24 empty] | 8100801 | no | no |  |  | no |  | 0 | 0 | 0 | 0 | 0 | 0 |  | 1 | 1 | 1 | 0 | 0 | 0
load_220346216 |  | node_1361158_005_15300684_915 |  | AN | 0 | Residential | 73627.2+31365.056j | 0 | 0 | 0 | 0 | 0 | [24 empty] | 8100801 | no | no |  |  | no |  | 0 | 0 | 0 | 0 | 0 | 0 |  | 1 | 1 | 1 | 0 | 0 | 0
load_220346217 |  | node_1360843_77_15300746_162 |  | AN | 0 | Residential | 2541.6+1082.717j | 0 | 0 | 0 | 0 | 0 | [24 empty] | 8100801 | no | no |  |  | no |  | 0 | 0 | 0 | 0 | 0 | 0 |  | 1 | 1 | 1 | 0 | 0 | 0
load_220425710 |  | node_1359846_309_15299621_256 |  | AN | 0 | Residential | 47649.6+20298.645j | 0 | 0 | 0 | 0 | 0 | [24 empty] | 8100801 | no | no |  |  | no |  | 0 | 0 | 0 | 0 | 0 | 0 |  | 1 | 1 | 1 | 0 | 0 | 0
load_220425713 |  | node_1359018_875_15300343_137 |  | AN | 0 | Residential | 66463.2+28313.205j | 0 | 0 | 0 | 0 | 0 | [24 empty] | 8100801 | no | no |  |  | no |  | 0 | 0 | 0 | 0 | 0 | 0 |  | 1 | 1 | 1 | 0 | 0 | 0
load_220521258 |  | node_1362109_293_15299686_818 |  | AN | 0 | Residential | 34322.4+14621.281j | 0 | 0 | 0 | 0 | 0 | [24 empty] | 8100801 | no | no |  |  | no |  | 0 | 0 | 0 | 0 | 0 | 0 |  | 1 | 1 | 1 | 0 | 0 | 0
load_220524744 |  | node_1360236_066_15300923_582 |  | AN | 0 | Residential | 42012+17897.037j | 0 | 0 | 0 | 0 | 0 | [24 empty] | 8100801 | no | no |  |  | no |  | 0 | 0 | 0 | 0 | 0 | 0 |  | 1 | 1 | 1 | 0 | 0 | 0
load_220535615 |  | node_1359826_423_15298877_049 |  | AN | 0 | Residential | 50587.2+21550.057j | 0 | 0 | 0 | 0 | 0 | [24 empty] | 8100801 | no | no |  |  | no |  | 0 | 0 | 0 | 0 | 0 | 0 |  | 1 | 1 | 1 | 0 | 0 | 0
load_220539430 |  | node_1359943_873_15299302_285 |  | AN | 0 | NonResidential | 2390.4+1018.306j | 0 | 0 | 0 | 0 | 0 | [24 empty] | 8100801 | no | no |  |  | no |  | 0 | 0 | 0 | 0 | 0 | 0 |  | 1 | 1 | 1 | 0 | 0 | 0
load_220597653 |  | node_1360493_195_15297739_559 |  | AN | 0 | Residential | 97257.6+41431.564j | 0 | 0 | 0 | 0 | 0 | [24 empty] | 8100801 | no | no |  |  | no |  | 0 | 0 | 0 | 0 | 0 | 0 |  | 1 | 1 | 1 | 0 | 0 | 0
load_220599842 |  | node_1362671_092_15298635_371 |  | AN | 0 | Residential | 76096.8+32417.101j | 0 | 0 | 0 | 0 | 0 | [24 empty] | 8100801 | no | no |  |  | no |  | 0 | 0 | 0 | 0 | 0 | 0 |  | 1 | 1 | 1 | 0 | 0 | 0
load_220600591 |  | node_1361106_356_15299690_309 |  | AN | 0 | Residential | 39168+16685.498j | 0 | 0 | 0 | 0 | 0 | [24 empty] | 8100801 | no | no |  |  | no |  | 0 | 0 | 0 | 0 | 0 | 0 |  | 1 | 1 | 1 | 0 | 0 | 0
load_220650182 |  | node_1360571_793_15301007_047 |  | AN | 0 | Residential | 25387.2+10814.902j | 0 | 0 | 0 | 0 | 0 | [24 empty] | 8100801 | no | no |  |  | no |  | 0 | 0 | 0 | 0 | 0 | 0 |  | 1 | 1 | 1 | 0 | 0 | 0
load_312008573 |  | node_1362657_963_15299398_954 |  | ABCN | 0 | NonResidential | 0 | 0 | 0 | 0 | 0 | 0 | [24 empty] | 8100801 | no | no |  |  | no |  | 0 | 0 | 0 | 0 | 0 | 0 |  | 1 | 1 | 1 | 0 | 0 | 0
load_312029791 |  | node_1362648_575_15299051_262 |  | AN | 0 | NonResidential | 106000+45155.811j | 0 | 0 | 0 | 0 | 0 | [24 empty] | 8100801 | no | no |  |  | no |  | 0 | 0 | 0 | 0 | 0 | 0 |  | 1 | 1 | 1 | 0 | 0 | 0
load_312127756 |  | node_1360255_51_15300413_892 |  | AN | 0 | NonResidential | 0 | 0 | 0 | 0 | 0 | 0 | [24 empty] | 8100801 | no | no |  |  | no |  | 0 | 0 | 0 | 0 | 0 | 0 |  | 1 | 1 | 1 | 0 | 0 | 0

## node
data_type | static
owner_type | feeder
owner | 8100801
object | node
name | groupid | parent | bustype | phases | nominal_voltage | dcircuit | selected | monitored | monitored_fields | class_monitored_fields | played | played_fields | subsystem | x | y | comments | dist_to_slack
node_701T629-220416760 |  |  | PQ | ABCD | 2771.281 | 8100801 | no | no |  |  | no |  |  | 1359828.984 | 15298910.026 |  | -1
node_1358753_249_15300910_36 |  |  | PQ | AN | 2771.281 | 8100801 | no | no |  |  | no |  |  | 1358753.249 | 15300910.36 |  | -1
node_1358887_372_15299575_419 |  |  | PQ | AN | 2771.281 | 8100801 | no | no |  |  | no |  |  | 1358887.372 | 15299575.419 |  | -1
node_1358943_278_15299254_264 |  |  | PQ | AN | 2771.281 | 8100801 | no | no |  |  | no |  |  | 1358943.278 | 15299254.264 |  | -1
node_1358961_904_15300920_687 |  |  | PQ | AN | 2771.281 | 8100801 | no | no |  |  | no |  |  | 1358961.904 | 15300920.687 |  | -1
node_1359018_875_15300343_137 |  |  | PQ | AN | 2771.281 | 8100801 | no | no |  |  | no |  |  | 1359018.875 | 15300343.137 |  | -1
node_1359117_974_15300929_371 |  |  | PQ | AN | 2771.281 | 8100801 | no | no |  |  | no |  |  | 1359117.974 | 15300929.371 |  | -1
node_1359135_49_15299873_752 |  |  | PQ | AN | 2771.281 | 8100801 | no | no |  |  | no |  |  | 1359135.49 | 15299873.752 |  | -1
node_1359268_556_15300933_235 |  |  | PQ | AN | 2771.281 | 8100801 | no | no |  |  | no |  |  | 1359268.556 | 15300933.235 |  | -1
node_1359416_073_15300946_119 |  |  | PQ | AN | 2771.281 | 8100801 | no | no |  |  | no |  |  | 1359416.073 | 15300946.119 |  | -1
node_1359425_342_15299605_454 |  |  | PQ | AN | 2771.281 | 8100801 | no | no |  |  | no |  |  | 1359425.342 | 15299605.454 |  | -1
node_1359426_689_15299279_97 |  |  | PQ | AN | 2771.281 | 8100801 | no | no |  |  | no |  |  | 1359426.689 | 15299279.97 |  | -1
node_1359614_685_15300954_117 |  |  | PQ | AN | 2771.281 | 8100801 | no | no |  |  | no |  |  | 1359614.685 | 15300954.117 |  | -1
node_1359627_237_15300053_014 |  |  | PQ | AN | 2771.281 | 8100801 | no | no |  |  | no |  |  | 1359627.237 | 15300053.014 |  | -1
node_1359804_707_15300965_811 |  |  | PQ | AN | 2771.281 | 8100801 | no | no |  |  | no |  |  | 1359804.707 | 15300965.811 |  | -1
node_1359826_423_15298877_049 |  |  | PQ | ABCN | 2771.281 | 8100801 | no | no |  |  | no |  |  | 1359826.423 | 15298877.049 |  | -1
node_1359846_309_15299621_256 |  |  | PQ | AN | 2771.281 | 8100801 | no | no |  |  | no |  |  | 1359846.309 | 15299621.256 |  | -1
node_1359943_873_15299302_285 |  |  | PQ | AN | 2771.281 | 8100801 | no | no |  |  | no |  |  | 1359943.873 | 15299302.285 |  | -1
node_1359970_668_15298917_441 |  |  | PQ | ABCD | 2771.281 | 8100801 | no | no |  |  | no |  |  | 1359970.668 | 15298917.441 |  | -1
node_1360010_092_15300697_658 |  |  | PQ | AN | 2771.281 | 8100801 | no | no |  |  | no |  |  | 1360010.092 | 15300697.658 |  | -1
node_1360096_888_15300391_454 |  |  | PQ | AN | 2771.281 | 8100801 | no | no |  |  | no |  |  | 1360096.888 | 15300391.454 |  | -1
node_1360105_631_15297599_668 |  |  | PQ | AN | 2771.281 | 8100801 | no | no |  |  | no |  |  | 1360105.631 | 15297599.668 |  | -1
node_1360126_951_15299631_043 |  |  | PQ | AN | 2771.281 | 8100801 | no | no |  |  | no |  |  | 1360126.951 | 15299631.043 |  | -1
node_1360174_369_15298893_877 |  |  | PQ | ABCN | 2771.281 | 8100801 | no | no |  |  | no |  |  | 1360174.369 | 15298893.877 |  | -1
node_1360236_066_15300923_582 |  |  | PQ | AN | 2771.281 | 8100801 | no | no |  |  | no |  |  | 1360236.066 | 15300923.582 |  | -1
node_1360255_51_15300413_892 |  |  | PQ | AN | 2771.281 | 8100801 | no | no |  |  | no |  |  | 1360255.51 | 15300413.892 |  | -1
node_1360280_219_15299252_403 |  |  | PQ | AN | 2771.281 | 8100801 | no | no |  |  | no |  |  | 1360280.219 | 15299252.403 |  | -1
node_1360352_191_15299938_114 |  |  | PQ | AN | 2771.281 | 8100801 | no | no |  |  | no |  |  | 1360352.191 | 15299938.114 |  | -1
node_1360390_977_15297985_766 |  |  | PQ | AN | 2771.281 | 8100801 | no | no |  |  | no |  |  | 1360390.977 | 15297985.766 |  | -1
node_1360400_45_15300996_53 |  |  | PQ | AN | 2771.281 | 8100801 | no | no |  |  | no |  |  | 1360400.45 | 15300996.53 |  | -1
node_1360404_623_15299653_737 |  |  | PQ | AN | 2771.281 | 8100801 | no | no |  |  | no |  |  | 1360404.623 | 15299653.737 |  | -1
node_1360493_195_15297739_559 |  |  | PQ | AN | 2771.281 | 8100801 | no | no |  |  | no |  |  | 1360493.195 | 15297739.559 |  | -1
node_1360496_167_15300724_278 |  |  | PQ | AN | 2771.281 | 8100801 | no | no |  |  | no |  |  | 1360496.167 | 15300724.278 |  | -1
node_1360571_793_15301007_047 |  |  | PQ | AN | 2771.281 | 8100801 | no | no |  |  | no |  |  | 1360571.793 | 15301007.047 |  | -1
node_1360638_684_15299267_486 |  |  | PQ | AN | 2771.281 | 8100801 | no | no |  |  | no |  |  | 1360638.684 | 15299267.486 |  | -1
node_1360690_695_15298920_221 |  |  | PQ | ABCN | 2771.281 | 8100801 | no | no |  |  | no |  |  | 1360690.695 | 15298920.221 |  | -1
node_1360693_219_15298196_591 |  |  | PQ | AN | 2771.281 | 8100801 | no | no |  |  | no |  |  | 1360693.219 | 15298196.591 |  | -1
node_1360698_318_15300419_705 |  |  | PQ | AN | 2771.281 | 8100801 | no | no |  |  | no |  |  | 1360698.318 | 15300419.705 |  | -1
node_1360741_104_15301010_753 |  |  | PQ | AN | 2771.281 | 8100801 | no | no |  |  | no |  |  | 1360741.104 | 15301010.753 |  | -1
node_1360825_842_15299675_153 |  |  | PQ | AN | 2771.281 | 8100801 | no | no |  |  | no |  |  | 1360825.842 | 15299675.153 |  | -1
node_1360832_137_15300001_25 |  |  | PQ | AN | 2771.281 | 8100801 | no | no |  |  | no |  |  | 1360832.137 | 15300001.25 |  | -1
node_1360843_77_15300746_162 |  |  | PQ | AN | 2771.281 | 8100801 | no | no |  |  | no |  |  | 1360843.77 | 15300746.162 |  | -1
node_1360996_871_15299286_987 |  |  | PQ | AN | 2771.281 | 8100801 | no | no |  |  | no |  |  | 1360996.871 | 15299286.987 |  | -1
node_1361048_46_15298183_858 |  |  | PQ | AN | 2771.281 | 8100801 | no | no |  |  | no |  |  | 1361048.46 | 15298183.858 |  | -1
node_1361063_173_15298578_836 |  |  | PQ | AN | 2771.281 | 8100801 | no | no |  |  | no |  |  | 1361063.173 | 15298578.836 |  | -1
node_1361065_414_15301030_13 |  |  | PQ | AN | 2771.281 | 8100801 | no | no |  |  | no |  |  | 1361065.414 | 15301030.13 |  | -1
node_1361066_516_15297529_037 |  |  | PQ | AN | 2771.281 | 8100801 | no | no |  |  | no |  |  | 1361066.516 | 15297529.037 |  | -1
node_1361103_77_15297780_876 |  |  | PQ | AN | 2771.281 | 8100801 | no | no |  |  | no |  |  | 1361103.77 | 15297780.876 |  | -1
node_1361106_356_15299690_309 |  |  | PQ | AN | 2771.281 | 8100801 | no | no |  |  | no |  |  | 1361106.356 | 15299690.309 |  | -1
node_1361109_712_15298222_734 |  |  | PQ | AD | 2771.281 | 8100801 | no | no |  |  | no |  |  | 1361109.712 | 15298222.734 |  | -1
node_1361158_005_15300684_915 |  |  | PQ | AN | 2771.281 | 8100801 | no | no |  |  | no |  |  | 1361158.005 | 15300684.915 |  | -1
node_1361224_44_15298940_353 |  |  | PQ | ABCN | 2771.281 | 8100801 | no | no |  |  | no |  |  | 1361224.44 | 15298940.353 |  | -1
node_1361256_565_15300442_06 |  |  | PQ | AN | 2771.281 | 8100801 | no | no |  |  | no |  |  | 1361256.565 | 15300442.06 |  | -1
node_1361259_591_15298191_468 |  |  | PQ | AN | 2771.281 | 8100801 | no | no |  |  | no |  |  | 1361259.591 | 15298191.468 |  | -1
node_1361404_39_15300117_12 |  |  | PQ | AN | 2771.281 | 8100801 | no | no |  |  | no |  |  | 1361404.39 | 15300117.12 |  | -1
node_1361431_747_15298388_748 |  |  | PQ | AN | 2771.281 | 8100801 | no | no |  |  | no |  |  | 1361431.747 | 15298388.748 |  | -1
node_1361516_728_15300765_433 |  |  | PQ | AN | 2771.281 | 8100801 | no | no |  |  | no |  |  | 1361516.728 | 15300765.433 |  | -1
node_1361541_741_15301084_502 |  |  | PQ | AN | 2771.281 | 8100801 | no | no |  |  | no |  |  | 1361541.741 | 15301084.502 |  | -1
node_1361570_958_15301917_674 |  |  | PQ | AN | 2771.281 | 8100801 | no | no |  |  | no |  |  | 1361570.958 | 15301917.674 |  | -1
node_1361591_035_15298204_931 |  |  | PQ | AN | 2771.281 | 8100801 | no | no |  |  | no |  |  | 1361591.035 | 15298204.931 |  | -1
node_1361631_817_15299336_292 |  |  | PQ | AN | 2771.281 | 8100801 | no | no |  |  | no |  |  | 1361631.817 | 15299336.292 |  | -1
node_1361673_818_15300397_469 |  |  | PQ | AN | 2771.281 | 8100801 | no | no |  |  | no |  |  | 1361673.818 | 15300397.469 |  | -1
node_1361697_373_15298674_114 |  |  | PQ | AN | 2771.281 | 8100801 | no | no |  |  | no |  |  | 1361697.373 | 15298674.114 |  | -1
node_1361704_539_15299945_07 |  |  | PQ | AN | 2771.281 | 8100801 | no | no |  |  | no |  |  | 1361704.539 | 15299945.07 |  | -1
node_1361773_556_15298305_113 |  |  | PQ | AN | 2771.281 | 8100801 | no | no |  |  | no |  |  | 1361773.556 | 15298305.113 |  | -1
node_1361796_247_15300757_204 |  |  | PQ | AN | 2771.281 | 8100801 | no | no |  |  | no |  |  | 1361796.247 | 15300757.204 |  | -1
node_1361893_915_15298969_244 |  |  | PQ | ABCN | 2771.281 | 8100801 | no | no |  |  | no |  |  | 1361893.915 | 15298969.244 |  | -1
node_1361953_303_15302216_763 |  |  | PQ | AN | 2771.281 | 8100801 | no | no |  |  | no |  |  | 1361953.303 | 15302216.763 |  | -1
node_1362016_364_15298626_679 |  |  | PQ | AN | 2771.281 | 8100801 | no | no |  |  | no |  |  | 1362016.364 | 15298626.679 |  | -1
node_1362016_559_15300385_888 |  |  | PQ | AN | 2771.281 | 8100801 | no | no |  |  | no |  |  | 1362016.559 | 15300385.888 |  | -1
node_1362025_321_15301211_671 |  |  | PQ | AD | 2771.281 | 8100801 | no | no |  |  | no |  |  | 1362025.321 | 15301211.671 |  | -1
node_1362064_447_15301364_221 |  |  | PQ | AN | 2771.281 | 8100801 | no | no |  |  | no |  |  | 1362064.447 | 15301364.221 |  | -1
node_1362106_746_15299389_872 |  |  | PQ | AN | 2771.281 | 8100801 | no | no |  |  | no |  |  | 1362106.746 | 15299389.872 |  | -1
node_1362109_293_15299686_818 |  |  | PQ | AN | 2771.281 | 8100801 | no | no |  |  | no |  |  | 1362109.293 | 15299686.818 |  | -1
node_1362116_444_15298192_163 |  |  | PQ | AN | 2771.281 | 8100801 | no | no |  |  | no |  |  | 1362116.444 | 15298192.163 |  | -1
node_1362316_15_15301102_489 |  |  | PQ | AN | 2771.281 | 8100801 | no | no |  |  | no |  |  | 1362316.15 | 15301102.489 |  | -1
node_1362318_896_15300846_742 |  |  | PQ | AN | 2771.281 | 8100801 | no | no |  |  | no |  |  | 1362318.896 | 15300846.742 |  | -1
node_1362338_827_15298616_873 |  |  | PQ | AN | 2771.281 | 8100801 | no | no |  |  | no |  |  | 1362338.827 | 15298616.873 |  | -1
node_1362353_515_15301470_406 |  |  | PQ | AN | 2771.281 | 8100801 | no | no |  |  | no |  |  | 1362353.515 | 15301470.406 |  | -1
node_1362357_215_15301922_523 |  |  | PQ | AN | 2771.281 | 8100801 | no | no |  |  | no |  |  | 1362357.215 | 15301922.523 |  | -1
node_1362578_882_15298274_304 |  |  | PQ | AN | 2771.281 | 8100801 | no | no |  |  | no |  |  | 1362578.882 | 15298274.304 |  | -1
node_1362621_441_15299006_415 |  |  | PQ | ABCN | 2771.281 | 8100801 | no | no |  |  | no |  |  | 1362621.441 | 15299006.415 |  | -1
node_1362648_575_15299051_262 |  |  | PQ | ABCN | 2771.281 | 8100801 | no | no |  |  | no |  |  | 1362648.575 | 15299051.262 |  | -1
node_1362657_963_15299398_954 |  |  | PQ | ABCN | 2771.281 | 8100801 | no | no |  |  | no |  |  | 1362657.963 | 15299398.954 |  | -1
node_1362662_192_15300867_825 |  |  | PQ | AN | 2771.281 | 8100801 | no | no |  |  | no |  |  | 1362662.192 | 15300867.825 |  | -1
node_1362671_092_15298635_371 |  |  | PQ | AN | 2771.281 | 8100801 | no | no |  |  | no |  |  | 1362671.092 | 15298635.371 |  | -1
node_1362833_722_15298891_767 |  |  | PQ | AN | 2771.281 | 8100801 | no | no |  |  | no |  |  | 1362833.722 | 15298891.767 |  | -1
node_1362845_314_15298371_399 |  |  | PQ | AN | 2771.281 | 8100801 | no | no |  |  | no |  |  | 1362845.314 | 15298371.399 |  | -1
node_1362850_974_15300421_072 |  |  | PQ | AN | 2771.281 | 8100801 | no | no |  |  | no |  |  | 1362850.974 | 15300421.072 |  | -1
node_1363944_177_15298758_551 |  |  | PQ | AN | 2771.281 | 8100801 | no | no |  |  | no |  |  | 1363944.177 | 15298758.551 |  | -1
node_1363951_824_15298384_599 |  |  | PQ | AN | 2771.281 | 8100801 | no | no |  |  | no |  |  | 1363951.824 | 15298384.599 |  | -1
node_1363963_28_15298006_39 |  |  | PQ | AN | 2771.281 | 8100801 | no | no |  |  | no |  |  | 1363963.28 | 15298006.39 |  | -1
node_1364029_68_15297740_934 |  |  | PQ | AN | 2771.281 | 8100801 | no | no |  |  | no |  |  | 1364029.68 | 15297740.934 |  | -1
node_1364042_042_15299432_297 |  |  | PQ | ABCN | 2771.281 | 8100801 | no | no |  |  | no |  |  | 1364042.042 | 15299432.297 |  | -1
node_1364047_756_15299406_854 |  |  | PQ | ABCN | 2771.281 | 8100801 | no | no |  |  | no |  |  | 1364047.756 | 15299406.854 |  | -1
node_1364048_362_15299380_245 |  |  | PQ | ABCN | 2771.281 | 8100801 | no | no |  |  | no |  |  | 1364048.362 | 15299380.245 |  | -1
node_8100801_200848811 |  |  | PQ | AN | 2771.281 | 8100801 | no | no |  |  | no |  |  | 1361591.171 | 15298247.776 |  | -1
node_8100801_200848813 |  |  | PQ | AD | 2771.281 | 8100801 | no | no |  |  | no |  |  | 1361871.182 | 15298254.918 |  | -1
node_8100801_200848815 |  |  | PQ | AD | 2771.281 | 8100801 | no | no |  |  | no |  |  | 1361985.317 | 15298222.484 |  | -1
node_8100801_200848816 |  |  | PQ | AN | 2771.281 | 8100801 | no | no |  |  | no |  |  | 1362113.789 | 15298230.263 |  | -1
node_8100801_200848817 |  |  | PQ | AD | 2771.281 | 8100801 | no | no |  |  | no |  |  | 1362224 | 15298233.751 |  | -1
node_8100801_200848818 |  |  | PQ | AD | 2771.281 | 8100801 | no | no |  |  | no |  |  | 1362342.557 | 15298240.926 |  | -1
node_8100801_200848819 |  |  | PQ | AD | 2771.281 | 8100801 | no | no |  |  | no |  |  | 1362467.505 | 15298249.492 |  | -1
node_8100801_200848820 |  |  | PQ | AN | 2771.281 | 8100801 | no | no |  |  | no |  |  | 1362593.301 | 15298256.833 |  | -1
node_8100801_200848831 |  |  | PQ | AD | 2771.281 | 8100801 | no | no |  |  | no |  |  | 1361409.885 | 15298233.345 |  | -1
node_8100801_200848832 |  |  | PQ | AN | 2771.281 | 8100801 | no | no |  |  | no |  |  | 1361258.748 | 15298228.609 |  | -1
node_8100801_200848833 |  |  | PQ | AD | 2771.281 | 8100801 | no | no |  |  | no |  |  | 1361124.879 | 15298218.519 |  | -1
node_8100801_200848834 |  |  | PQ | AN | 2771.281 | 8100801 | no | no |  |  | no |  |  | 1361037.693 | 15298209.085 |  | -1
node_8100801_200848835 |  |  | PQ | AD | 2771.281 | 8100801 | no | no |  |  | no |  |  | 1360918.054 | 15298204.089 |  | -1
node_8100801_200848836 |  |  | PQ | AD | 2771.281 | 8100801 | no | no |  |  | no |  |  | 1360805.928 | 15298200.859 |  | -1
node_8100801_200848837 |  |  | PQ | AN | 2771.281 | 8100801 | no | no |  |  | no |  |  | 1360724.692 | 15298202.568 |  | -1
node_8100801_200849179 |  |  | PQ | AN | 2771.281 | 8100801 | no | no |  |  | no |  |  | 1359163.295 | 15299897.03 |  | -1
node_8100801_200849395 |  |  | PQ | AD | 2771.281 | 8100801 | no | no |  |  | no |  |  | 1360178.037 | 15299004.147 |  | -1
node_8100801_200849396 |  |  | PQ | AD | 2771.281 | 8100801 | no | no |  |  | no |  |  | 1360177.969 | 15299125.48 |  | -1
node_8100801_200849397 |  |  | PQ | AD | 2771.281 | 8100801 | no | no |  |  | no |  |  | 1360174.323 | 15299240.82 |  | -1
node_8100801_200849400 |  |  | PQ | AD | 2771.281 | 8100801 | no | no |  |  | no |  |  | 1359844.401 | 15299270.077 |  | -1
node_8100801_200849401 |  |  | PQ | AN | 2771.281 | 8100801 | no | no |  |  | no |  |  | 1359947.178 | 15299272.644 |  | -1
node_8100801_200849402 |  |  | PQ | AD | 2771.281 | 8100801 | no | no |  |  | no |  |  | 1360056.603 | 15299274.556 |  | -1
node_8100801_200849403 |  |  | PQ | AD | 2771.281 | 8100801 | no | no |  |  | no |  |  | 1360145.358 | 15299279.293 |  | -1
node_8100801_200849404 |  |  | PQ | AN | 2771.281 | 8100801 | no | no |  |  | no |  |  | 1360279.368 | 15299289.388 |  | -1
node_8100801_200849405 |  |  | PQ | AD | 2771.281 | 8100801 | no | no |  |  | no |  |  | 1360398.492 | 15299293.198 |  | -1
node_8100801_200849406 |  |  | PQ | AD | 2771.281 | 8100801 | no | no |  |  | no |  |  | 1360518.574 | 15299302.971 |  | -1
node_8100801_200849407 |  |  | PQ | AN | 2771.281 | 8100801 | no | no |  |  | no |  |  | 1360639.079 | 15299297.512 |  | -1
node_8100801_200849408 |  |  | PQ | AD | 2771.281 | 8100801 | no | no |  |  | no |  |  | 1360756.149 | 15299315.253 |  | -1
node_8100801_200849409 |  |  | PQ | AD | 2771.281 | 8100801 | no | no |  |  | no |  |  | 1360877.4 | 15299317.718 |  | -1
node_8100801_200849410 |  |  | PQ | AN | 2771.281 | 8100801 | no | no |  |  | no |  |  | 1358944.559 | 15299221.381 |  | -1
node_8100801_200849411 |  |  | PQ | AN | 2771.281 | 8100801 | no | no |  |  | no |  |  | 1360995.193 | 15299321.998 |  | -1
node_8100801_200849420 |  |  | PQ | AN | 2771.281 | 8100801 | no | no |  |  | no |  |  | 1362119.758 | 15299420.837 |  | -1
node_8100801_200849421 |  |  | PQ | AD | 2771.281 | 8100801 | no | no |  |  | no |  |  | 1362290.26 | 15299425.989 |  | -1
node_8100801_200849422 |  |  | PQ | AD | 2771.281 | 8100801 | no | no |  |  | no |  |  | 1359065.147 | 15299227.374 |  | -1
node_8100801_200849423 |  |  | PQ | AD | 2771.281 | 8100801 | no | no |  |  | no |  |  | 1359187.417 | 15299232.852 |  | -1
node_8100801_200849424 |  |  | PQ | AD | 2771.281 | 8100801 | no | no |  |  | no |  |  | 1359297.755 | 15299235.372 |  | -1
node_8100801_200849425 |  |  | PQ | AN | 2771.281 | 8100801 | no | no |  |  | no |  |  | 1359424.884 | 15299250.509 |  | -1
node_8100801_200849426 |  |  | PQ | AD | 2771.281 | 8100801 | no | no |  |  | no |  |  | 1359529.883 | 15299248.928 |  | -1
node_8100801_200849427 |  |  | PQ | AD | 2771.281 | 8100801 | no | no |  |  | no |  |  | 1359633.973 | 15299252.452 |  | -1
node_8100801_200849428 |  |  | PQ | AD | 2771.281 | 8100801 | no | no |  |  | no |  |  | 1359753.502 | 15299259.162 |  | -1
node_8100801_200849444 |  |  | PQ | ABCD | 2771.281 | 8100801 | no | no |  |  | no |  |  | 1361691.837 | 15299084.38 |  | -1
node_8100801_200849445 |  |  | PQ | AD | 2771.281 | 8100801 | no | no |  |  | no |  |  | 1361307.713 | 15300225.859 |  | -1
node_8100801_200849446 |  |  | PQ | AD | 2771.281 | 8100801 | no | no |  |  | no |  |  | 1361250.45 | 15300275.363 |  | -1
node_8100801_200849447 |  |  | PQ | AD | 2771.281 | 8100801 | no | no |  |  | no |  |  | 1361640.813 | 15299218.408 |  | -1
node_8100801_200849448 |  |  | PQ | AN | 2771.281 | 8100801 | no | no |  |  | no |  |  | 1361586.714 | 15299347.994 |  | -1
node_8100801_200849449 |  |  | PQ | AD | 2771.281 | 8100801 | no | no |  |  | no |  |  | 1361536.083 | 15299479.758 |  | -1
node_8100801_200849451 |  |  | PQ | AD | 2771.281 | 8100801 | no | no |  |  | no |  |  | 1361520.12 | 15299619.759 |  | -1
node_8100801_200849453 |  |  | PQ | AD | 2771.281 | 8100801 | no | no |  |  | no |  |  | 1361558.677 | 15299690.448 |  | -1
node_8100801_200849454 |  |  | PQ | AD | 2771.281 | 8100801 | no | no |  |  | no |  |  | 1361487.396 | 15299868.798 |  | -1
node_8100801_200849455 |  |  | PQ | AD | 2771.281 | 8100801 | no | no |  |  | no |  |  | 1361421.606 | 15300021.478 |  | -1
node_8100801_200849456 |  |  | PQ | AN | 2771.281 | 8100801 | no | no |  |  | no |  |  | 1361376.634 | 15300106.406 |  | -1
node_8100801_200849486 |  |  | PQ | AD | 2771.281 | 8100801 | no | no |  |  | no |  |  | 1361384.562 | 15299678.091 |  | -1
node_8100801_200849487 |  |  | PQ | AN | 2771.281 | 8100801 | no | no |  |  | no |  |  | 1360124.972 | 15299604.72 |  | -1
node_8100801_200849488 |  |  | PQ | AD | 2771.281 | 8100801 | no | no |  |  | no |  |  | 1361688.717 | 15299723.319 |  | -1
node_8100801_200849491 |  |  | PQ | AD | 2771.281 | 8100801 | no | no |  |  | no |  |  | 1359984.473 | 15299593.678 |  | -1
node_8100801_200849492 |  |  | PQ | AN | 2771.281 | 8100801 | no | no |  |  | no |  |  | 1359848.222 | 15299589.985 |  | -1
node_8100801_200849493 |  |  | PQ | AD | 2771.281 | 8100801 | no | no |  |  | no |  |  | 1359705.044 | 15299583.595 |  | -1
node_8100801_200849494 |  |  | PQ | AD | 2771.281 | 8100801 | no | no |  |  | no |  |  | 1359566.521 | 15299575.424 |  | -1
node_8100801_200849495 |  |  | PQ | AN | 2771.281 | 8100801 | no | no |  |  | no |  |  | 1359428.281 | 15299571.865 |  | -1
node_8100801_200849496 |  |  | PQ | AD | 2771.281 | 8100801 | no | no |  |  | no |  |  | 1359288.106 | 15299559.503 |  | -1
node_8100801_200849497 |  |  | PQ | AD | 2771.281 | 8100801 | no | no |  |  | no |  |  | 1359173.292 | 15299558.81 |  | -1
node_8100801_200849498 |  |  | PQ | AD | 2771.281 | 8100801 | no | no |  |  | no |  |  | 1359043.574 | 15299551.882 |  | -1
node_8100801_200849499 |  |  | PQ | AN | 2771.281 | 8100801 | no | no |  |  | no |  |  | 1358891.802 | 15299548.595 |  | -1
node_8100801_200849500 |  |  | PQ | AD | 2771.281 | 8100801 | no | no |  |  | no |  |  | 1361243.539 | 15299661.2 |  | -1
node_8100801_200849506 |  |  | PQ | AD | 2771.281 | 8100801 | no | no |  |  | no |  |  | 1360553 | 15299626.918 |  | -1
node_8100801_200849507 |  |  | PQ | AN | 2771.281 | 8100801 | no | no |  |  | no |  |  | 1360404.536 | 15299618.865 |  | -1
node_8100801_200849508 |  |  | PQ | AD | 2771.281 | 8100801 | no | no |  |  | no |  |  | 1360266.261 | 15299613.417 |  | -1
node_8100801_200849510 |  |  | PQ | AD | 2771.281 | 8100801 | no | no |  |  | no |  |  | 1362870.993 | 15298504.817 |  | -1
node_8100801_200849511 |  |  | PQ | AD | 2771.281 | 8100801 | no | no |  |  | no |  |  | 1362870.737 | 15298641.59 |  | -1
node_8100801_200849512 |  |  | PQ | AD | 2771.281 | 8100801 | no | no |  |  | no |  |  | 1362867.129 | 15298736.594 |  | -1
node_8100801_200849513 |  |  | PQ | AN | 2771.281 | 8100801 | no | no |  |  | no |  |  | 1362867.243 | 15298904.661 |  | -1
node_8100801_200849514 |  |  | PQ | AD | 2771.281 | 8100801 | no | no |  |  | no |  |  | 1362863.961 | 15299018.89 |  | -1
node_8100801_200849524 |  |  | PQ | AN | 2771.281 | 8100801 | no | no |  |  | no |  |  | 1362880.966 | 15298374.056 |  | -1
node_8100801_200849526 |  |  | PQ | AD | 2771.281 | 8100801 | no | no |  |  | no |  |  | 1362033.003 | 15298972.965 |  | -1
node_8100801_200849527 |  |  | PQ | AD | 2771.281 | 8100801 | no | no |  |  | no |  |  | 1362035.747 | 15298798.104 |  | -1
node_8100801_200849528 |  |  | PQ | AN | 2771.281 | 8100801 | no | no |  |  | no |  |  | 1362043.889 | 15298630.651 |  | -1
node_8100801_200849541 |  |  | PQ | AD | 2771.281 | 8100801 | no | no |  |  | no |  |  | 1362647.414 | 15298374.802 |  | -1
node_8100801_200849545 |  |  | PQ | AD | 2771.281 | 8100801 | no | no |  |  | no |  |  | 1362634.434 | 15298758.158 |  | -1
node_8100801_200849642 |  |  | PQ | AD | 2771.281 | 8100801 | no | no |  |  | no |  |  | 1362433.32 | 15299104.82 |  | -1
node_8100801_200849643 |  |  | PQ | AD | 2771.281 | 8100801 | no | no |  |  | no |  |  | 1362427.009 | 15299294.9 |  | -1
node_8100801_200849644 |  |  | PQ | AD | 2771.281 | 8100801 | no | no |  |  | no |  |  | 1362399.624 | 15299414.523 |  | -1
node_8100801_200849663 |  |  | PQ | AD | 2771.281 | 8100801 | no | no |  |  | no |  |  | 1362104.731 | 15299454.105 |  | -1
node_8100801_200849664 |  |  | PQ | AD | 2771.281 | 8100801 | no | no |  |  | no |  |  | 1362045.174 | 15300648.86 |  | -1
node_8100801_200849665 |  |  | PQ | AD | 2771.281 | 8100801 | no | no |  |  | no |  |  | 1362038.74 | 15300782.072 |  | -1
node_8100801_200849666 |  |  | PQ | AD | 2771.281 | 8100801 | no | no |  |  | no |  |  | 1361966.155 | 15300764.117 |  | -1
node_8100801_200849667 |  |  | PQ | AN | 2771.281 | 8100801 | no | no |  |  | no |  |  | 1361834.702 | 15300763.132 |  | -1
node_8100801_200849668 |  |  | PQ | AD | 2771.281 | 8100801 | no | no |  |  | no |  |  | 1362037.628 | 15300906.286 |  | -1
node_8100801_200849669 |  |  | PQ | AD | 2771.281 | 8100801 | no | no |  |  | no |  |  | 1362035.73 | 15301014.777 |  | -1
node_8100801_200849670 |  |  | PQ | AD | 2771.281 | 8100801 | no | no |  |  | no |  |  | 1362028.189 | 15301089.253 |  | -1
node_8100801_200849671 |  |  | PQ | AD | 2771.281 | 8100801 | no | no |  |  | no |  |  | 1362024.963 | 15301226.971 |  | -1
node_8100801_200849672 |  |  | PQ | AN | 2771.281 | 8100801 | no | no |  |  | no |  |  | 1362031.517 | 15301357.725 |  | -1
node_8100801_200849673 |  |  | PQ | AD | 2771.281 | 8100801 | no | no |  |  | no |  |  | 1362027.7 | 15301489.393 |  | -1
node_8100801_200849674 |  |  | PQ | AD | 2771.281 | 8100801 | no | no |  |  | no |  |  | 1362038.603 | 15301622.43 |  | -1
node_8100801_200849675 |  |  | PQ | AD | 2771.281 | 8100801 | no | no |  |  | no |  |  | 1362035.389 | 15301742.981 |  | -1
node_8100801_200849676 |  |  | PQ | AD | 2771.281 | 8100801 | no | no |  |  | no |  |  | 1362095.435 | 15299556.05 |  | -1
node_8100801_200849677 |  |  | PQ | AD | 2771.281 | 8100801 | no | no |  |  | no |  |  | 1361995.348 | 15301889.882 |  | -1
node_8100801_200849678 |  |  | PQ | AD | 2771.281 | 8100801 | no | no |  |  | no |  |  | 1361993.912 | 15302059.505 |  | -1
node_8100801_200849679 |  |  | PQ | AN | 2771.281 | 8100801 | no | no |  |  | no |  |  | 1361986.76 | 15302221.003 |  | -1
node_8100801_200849680 |  |  | PQ | AD | 2771.281 | 8100801 | no | no |  |  | no |  |  | 1361968.409 | 15302363.36 |  | -1
node_8100801_200849681 |  |  | PQ | AD | 2771.281 | 8100801 | no | no |  |  | no |  |  | 1361960.654 | 15302387.995 |  | -1
node_8100801_200849682 |  |  | PQ | AD | 2771.281 | 8100801 | no | no |  |  | no |  |  | 1361816.371 | 15302386.419 |  | -1
node_8100801_200849683 |  |  | PQ | AD | 2771.281 | 8100801 | no | no |  |  | no |  |  | 1361700.848 | 15302169.112 |  | -1
node_8100801_200849684 |  |  | PQ | AN | 2771.281 | 8100801 | no | no |  |  | no |  |  | 1361586.333 | 15301951.956 |  | -1
node_8100801_200849686 |  |  | PQ | AD | 2771.281 | 8100801 | no | no |  |  | no |  |  | 1362086.393 | 15299880.006 |  | -1
node_8100801_200849687 |  |  | PQ | AD | 2771.281 | 8100801 | no | no |  |  | no |  |  | 1362074.747 | 15299997.035 |  | -1
node_8100801_200849688 |  |  | PQ | AD | 2771.281 | 8100801 | no | no |  |  | no |  |  | 1362072.735 | 15300140.4 |  | -1
node_8100801_200849689 |  |  | PQ | AD | 2771.281 | 8100801 | no | no |  |  | no |  |  | 1362063.586 | 15300273.182 |  | -1
node_8100801_200849690 |  |  | PQ | AN | 2771.281 | 8100801 | no | no |  |  | no |  |  | 1362042.141 | 15300388.118 |  | -1
node_8100801_200849691 |  |  | PQ | AD | 2771.281 | 8100801 | no | no |  |  | no |  |  | 1362045.196 | 15300523.63 |  | -1
node_8100801_200849701 |  |  | PQ | AD | 2771.281 | 8100801 | no | no |  |  | no |  |  | 1363976.637 | 15299004.258 |  | -1
node_8100801_200849703 |  |  | PQ | AD | 2771.281 | 8100801 | no | no |  |  | no |  |  | 1363997.324 | 15297877.619 |  | -1
node_8100801_200849704 |  |  | PQ | AN | 2771.281 | 8100801 | no | no |  |  | no |  |  | 1363999.712 | 15297746.12 |  | -1
node_8100801_200849707 |  |  | PQ | AD | 2771.281 | 8100801 | no | no |  |  | no |  |  | 1363971.646 | 15298884.144 |  | -1
node_8100801_200849711 |  |  | PQ | AN | 2771.281 | 8100801 | no | no |  |  | no |  |  | 1363986.846 | 15298379.631 |  | -1
node_8100801_200849712 |  |  | PQ | AD | 2771.281 | 8100801 | no | no |  |  | no |  |  | 1363988.9 | 15298258.399 |  | -1
node_8100801_200849713 |  |  | PQ | AD | 2771.281 | 8100801 | no | no |  |  | no |  |  | 1363991.852 | 15298128.603 |  | -1
node_8100801_200849714 |  |  | PQ | AN | 2771.281 | 8100801 | no | no |  |  | no |  |  | 1363990.782 | 15298007.152 |  | -1
node_8100801_200849717 |  |  | PQ | AN | 2771.281 | 8100801 | no | no |  |  | no |  |  | 1360810.183 | 15300016.791 |  | -1
node_8100801_200849718 |  |  | PQ | AD | 2771.281 | 8100801 | no | no |  |  | no |  |  | 1360886.899 | 15300134.352 |  | -1
node_8100801_200849719 |  |  | PQ | AD | 2771.281 | 8100801 | no | no |  |  | no |  |  | 1360941.232 | 15300262.757 |  | -1
node_8100801_200849753 |  |  | PQ | AD | 2771.281 | 8100801 | no | no |  |  | no |  |  | 1363095.482 | 15300467.974 |  | -1
node_8100801_200849756 |  |  | PQ | AN | 2771.281 | 8100801 | no | no |  |  | no |  |  | 1361668.572 | 15300432.131 |  | -1
node_8100801_200849757 |  |  | PQ | AD | 2771.281 | 8100801 | no | no |  |  | no |  |  | 1361530.641 | 15300428.875 |  | -1
node_8100801_200849758 |  |  | PQ | AD | 2771.281 | 8100801 | no | no |  |  | no |  |  | 1361389.564 | 15300418.725 |  | -1
node_8100801_200849759 |  |  | PQ | AN | 2771.281 | 8100801 | no | no |  |  | no |  |  | 1361248.186 | 15300411.45 |  | -1
node_8100801_200849760 |  |  | PQ | AD | 2771.281 | 8100801 | no | no |  |  | no |  |  | 1361111.558 | 15300404.613 |  | -1
node_8100801_200849761 |  |  | PQ | AD | 2771.281 | 8100801 | no | no |  |  | no |  |  | 1360967.183 | 15300395.945 |  | -1
node_8100801_200849762 |  |  | PQ | AD | 2771.281 | 8100801 | no | no |  |  | no |  |  | 1360840.935 | 15300388.851 |  | -1
node_8100801_200849763 |  |  | PQ | AN | 2771.281 | 8100801 | no | no |  |  | no |  |  | 1360694.803 | 15300384.441 |  | -1
node_8100801_200849764 |  |  | PQ | AD | 2771.281 | 8100801 | no | no |  |  | no |  |  | 1362967.126 | 15300456.422 |  | -1
node_8100801_200849765 |  |  | PQ | AD | 2771.281 | 8100801 | no | no |  |  | no |  |  | 1360552.222 | 15300380.392 |  | -1
node_8100801_200849766 |  |  | PQ | AD | 2771.281 | 8100801 | no | no |  |  | no |  |  | 1360403.858 | 15300374.095 |  | -1
node_8100801_200849767 |  |  | PQ | AN | 2771.281 | 8100801 | no | no |  |  | no |  |  | 1360255.251 | 15300365.781 |  | -1
node_8100801_200849768 |  |  | PQ | AN | 2771.281 | 8100801 | no | no |  |  | no |  |  | 1360096.284 | 15300358.602 |  | -1
node_8100801_200849769 |  |  | PQ | AD | 2771.281 | 8100801 | no | no |  |  | no |  |  | 1359932.309 | 15300351.574 |  | -1
node_8100801_200849770 |  |  | PQ | AD | 2771.281 | 8100801 | no | no |  |  | no |  |  | 1359771.376 | 15300343.642 |  | -1
node_8100801_200849771 |  |  | PQ | AD | 2771.281 | 8100801 | no | no |  |  | no |  |  | 1359609.444 | 15300335.014 |  | -1
node_8100801_200849772 |  |  | PQ | AD | 2771.281 | 8100801 | no | no |  |  | no |  |  | 1359446.952 | 15300332.592 |  | -1
node_8100801_200849773 |  |  | PQ | AD | 2771.281 | 8100801 | no | no |  |  | no |  |  | 1359366.87 | 15300324.518 |  | -1
node_8100801_200849774 |  |  | PQ | AD | 2771.281 | 8100801 | no | no |  |  | no |  |  | 1359176.049 | 15300312.962 |  | -1
node_8100801_200849775 |  |  | PQ | AN | 2771.281 | 8100801 | no | no |  |  | no |  |  | 1362842.024 | 15300449.289 |  | -1
node_8100801_200849776 |  |  | PQ | AN | 2771.281 | 8100801 | no | no |  |  | no |  |  | 1359016.724 | 15300304.392 |  | -1
node_8100801_200849777 |  |  | PQ | AD | 2771.281 | 8100801 | no | no |  |  | no |  |  | 1358858.809 | 15300292.658 |  | -1
node_8100801_200849778 |  |  | PQ | AD | 2771.281 | 8100801 | no | no |  |  | no |  |  | 1358667.368 | 15300290.934 |  | -1
node_8100801_200849779 |  |  | PQ | AD | 2771.281 | 8100801 | no | no |  |  | no |  |  | 1362715.943 | 15300426.286 |  | -1
node_8100801_200849780 |  |  | PQ | AD | 2771.281 | 8100801 | no | no |  |  | no |  |  | 1362593 | 15300430.715 |  | -1
node_8100801_200849781 |  |  | PQ | AD | 2771.281 | 8100801 | no | no |  |  | no |  |  | 1362472.107 | 15300428.749 |  | -1
node_8100801_200849782 |  |  | PQ | AD | 2771.281 | 8100801 | no | no |  |  | no |  |  | 1362343.503 | 15300420.531 |  | -1
node_8100801_200849783 |  |  | PQ | AD | 2771.281 | 8100801 | no | no |  |  | no |  |  | 1362218.937 | 15300415.575 |  | -1
node_8100801_200849784 |  |  | PQ | AD | 2771.281 | 8100801 | no | no |  |  | no |  |  | 1362060.221 | 15300407.949 |  | -1
node_8100801_200849785 |  |  | PQ | AD | 2771.281 | 8100801 | no | no |  |  | no |  |  | 1362285.215 | 15300594.792 |  | -1
node_8100801_200849786 |  |  | PQ | AD | 2771.281 | 8100801 | no | no |  |  | no |  |  | 1362315.319 | 15301760.771 |  | -1
node_8100801_200849787 |  |  | PQ | AN | 2771.281 | 8100801 | no | no |  |  | no |  |  | 1362320.063 | 15301904.547 |  | -1
node_8100801_200849792 |  |  | PQ | AD | 2771.281 | 8100801 | no | no |  |  | no |  |  | 1362285.413 | 15300716.55 |  | -1
node_8100801_200849793 |  |  | PQ | AN | 2771.281 | 8100801 | no | no |  |  | no |  |  | 1362284.915 | 15300844.674 |  | -1
node_8100801_200849794 |  |  | PQ | AD | 2771.281 | 8100801 | no | no |  |  | no |  |  | 1362283.111 | 15300978.352 |  | -1
node_8100801_200849795 |  |  | PQ | AN | 2771.281 | 8100801 | no | no |  |  | no |  |  | 1362276.805 | 15301095.213 |  | -1
node_8100801_200849796 |  |  | PQ | AD | 2771.281 | 8100801 | no | no |  |  | no |  |  | 1362274.435 | 15301233.133 |  | -1
node_8100801_200849797 |  |  | PQ | AD | 2771.281 | 8100801 | no | no |  |  | no |  |  | 1362315.483 | 15301331.97 |  | -1
node_8100801_200849798 |  |  | PQ | AN | 2771.281 | 8100801 | no | no |  |  | no |  |  | 1362317.283 | 15301469.258 |  | -1
node_8100801_200849799 |  |  | PQ | AD | 2771.281 | 8100801 | no | no |  |  | no |  |  | 1362317.533 | 15301608.366 |  | -1
node_8100801_200849829 |  |  | PQ | AD | 2771.281 | 8100801 | no | no |  |  | no |  |  | 1362363.176 | 15298997.368 |  | -1
node_8100801_200849830 |  |  | PQ | AD | 2771.281 | 8100801 | no | no |  |  | no |  |  | 1362368.737 | 15298881.387 |  | -1
node_8100801_200849831 |  |  | PQ | AD | 2771.281 | 8100801 | no | no |  |  | no |  |  | 1362372.237 | 15298752.711 |  | -1
node_8100801_200849832 |  |  | PQ | AN | 2771.281 | 8100801 | no | no |  |  | no |  |  | 1362371.16 | 15298624.24 |  | -1
node_8100801_200849845 |  |  | PQ | AN | 2771.281 | 8100801 | no | no |  |  | no |  |  | 1361728.592 | 15299963.114 |  | -1
node_8100801_200849848 |  |  | PQ | AD | 2771.281 | 8100801 | no | no |  |  | no |  |  | 1362640.575 | 15300606.909 |  | -1
node_8100801_200849849 |  |  | PQ | AD | 2771.281 | 8100801 | no | no |  |  | no |  |  | 1362636.074 | 15300734.1 |  | -1
node_8100801_200849850 |  |  | PQ | AN | 2771.281 | 8100801 | no | no |  |  | no |  |  | 1362623.085 | 15300864.688 |  | -1
node_8100801_200849859 |  |  | PQ | AD | 2771.281 | 8100801 | no | no |  |  | no |  |  | 1360531.185 | 15300186.346 |  | -1
node_8100801_200849861 |  |  | PQ | AD | 2771.281 | 8100801 | no | no |  |  | no |  |  | 1360441.116 | 15300060.091 |  | -1
node_8100801_200849862 |  |  | PQ | AN | 2771.281 | 8100801 | no | no |  |  | no |  |  | 1360337.495 | 15299965.387 |  | -1
node_8100801_200849863 |  |  | PQ | AD | 2771.281 | 8100801 | no | no |  |  | no |  |  | 1360199.108 | 15299933.826 |  | -1
node_8100801_200849864 |  |  | PQ | AD | 2771.281 | 8100801 | no | no |  |  | no |  |  | 1360048.757 | 15299926.855 |  | -1
node_8100801_200849865 |  |  | PQ | AD | 2771.281 | 8100801 | no | no |  |  | no |  |  | 1359898.96 | 15299919.317 |  | -1
node_8100801_200849866 |  |  | PQ | AD | 2771.281 | 8100801 | no | no |  |  | no |  |  | 1359750.757 | 15299912.439 |  | -1
node_8100801_200849867 |  |  | PQ | AN | 2771.281 | 8100801 | no | no |  |  | no |  |  | 1359608.844 | 15300022.505 |  | -1
node_8100801_200849869 |  |  | PQ | AD | 2771.281 | 8100801 | no | no |  |  | no |  |  | 1359478.069 | 15299938.68 |  | -1
node_8100801_200849870 |  |  | PQ | AD | 2771.281 | 8100801 | no | no |  |  | no |  |  | 1359373.561 | 15299907.464 |  | -1
node_8100801_200849972 |  |  | PQ | ABCD | 2771.281 | 8100801 | no | no |  |  | no |  |  | 1363899.948 | 15299368.41 |  | -1
node_8100801_200849973 |  |  | PQ | ABCD | 2771.281 | 8100801 | no | no |  |  | no |  |  | 1363853.011 | 15299196.543 |  | -1
node_8100801_200849974 |  |  | PQ | ABCD | 2771.281 | 8100801 | no | no |  |  | no |  |  | 1363937.649 | 15299531.792 |  | -1
node_8100801_200849975 |  |  | PQ | ABCD | 2771.281 | 8100801 | no | no |  |  | no |  |  | 1363929.782 | 15299496.526 |  | -1
node_8100801_200849984 |  |  | PQ | ABCN | 2771.281 | 8100801 | no | no |  |  | no |  |  | 1363972.331 | 15299392.325 |  | -1
node_8100801_200850011 |  |  | PQ | AD | 2771.281 | 8100801 | no | no |  |  | no |  |  | 1361247.926 | 15300851.983 |  | -1
node_8100801_200850013 |  |  | PQ | AD | 2771.281 | 8100801 | no | no |  |  | no |  |  | 1361384.477 | 15301012.406 |  | -1
node_8100801_200850014 |  |  | PQ | AN | 2771.281 | 8100801 | no | no |  |  | no |  |  | 1361546.277 | 15301056.102 |  | -1
node_8100801_200850015 |  |  | PQ | AD | 2771.281 | 8100801 | no | no |  |  | no |  |  | 1361714.697 | 15301072.737 |  | -1
node_8100801_200850016 |  |  | PQ | AD | 2771.281 | 8100801 | no | no |  |  | no |  |  | 1361886.435 | 15301073.835 |  | -1
node_8100801_200850017 |  |  | PQ | AD | 2771.281 | 8100801 | no | no |  |  | no |  |  | 1362047.559 | 15301076.523 |  | -1
node_8100801_200850102 |  |  | PQ | AD | 2771.281 | 8100801 | no | no |  |  | no |  |  | 1361211.676 | 15301009.707 |  | -1
node_8100801_200850104 |  |  | PQ | AN | 2771.281 | 8100801 | no | no |  |  | no |  |  | 1359608.895 | 15300924.287 |  | -1
node_8100801_200850105 |  |  | PQ | AN | 2771.281 | 8100801 | no | no |  |  | no |  |  | 1359412.787 | 15300914.96 |  | -1
node_8100801_200850106 |  |  | PQ | AN | 2771.281 | 8100801 | no | no |  |  | no |  |  | 1359267.705 | 15300904.575 |  | -1
node_8100801_200850107 |  |  | PQ | AN | 2771.281 | 8100801 | no | no |  |  | no |  |  | 1359114.567 | 15300897.935 |  | -1
node_8100801_200850108 |  |  | PQ | AN | 2771.281 | 8100801 | no | no |  |  | no |  |  | 1358960.838 | 15300889.531 |  | -1
node_8100801_200850109 |  |  | PQ | AN | 2771.281 | 8100801 | no | no |  |  | no |  |  | 1358749.905 | 15300888.083 |  | -1
node_8100801_200850110 |  |  | PQ | AD | 2771.281 | 8100801 | no | no |  |  | no |  |  | 1358648.305 | 15300886.631 |  | -1
node_8100801_200850111 |  |  | PQ | AN | 2771.281 | 8100801 | no | no |  |  | no |  |  | 1361071.672 | 15301004.796 |  | -1
node_8100801_200850112 |  |  | PQ | AD | 2771.281 | 8100801 | no | no |  |  | no |  |  | 1360910.865 | 15300996.275 |  | -1
node_8100801_200850113 |  |  | PQ | AN | 2771.281 | 8100801 | no | no |  |  | no |  |  | 1360743.936 | 15300991.913 |  | -1
node_8100801_200850114 |  |  | PQ | AN | 2771.281 | 8100801 | no | no |  |  | no |  |  | 1360584.548 | 15300996.176 |  | -1
node_8100801_200850115 |  |  | PQ | AN | 2771.281 | 8100801 | no | no |  |  | no |  |  | 1360403.477 | 15300969.425 |  | -1
node_8100801_200850116 |  |  | PQ | AN | 2771.281 | 8100801 | no | no |  |  | no |  |  | 1360236.177 | 15300963.207 |  | -1
node_8100801_200850118 |  |  | PQ | AD | 2771.281 | 8100801 | no | no |  |  | no |  |  | 1359995.399 | 15300941.313 |  | -1
node_8100801_200850120 |  |  | PQ | AN | 2771.281 | 8100801 | no | no |  |  | no |  |  | 1359801.41 | 15300933.29 |  | -1
node_8100801_200851111 |  |  | PQ | AD | 2771.281 | 8100801 | no | no |  |  | no |  |  | 1360634.642 | 15297722.428 |  | -1
node_8100801_200851112 |  |  | PQ | AD | 2771.281 | 8100801 | no | no |  |  | no |  |  | 1360773.718 | 15297751.556 |  | -1
node_8100801_200851113 |  |  | PQ | AD | 2771.281 | 8100801 | no | no |  |  | no |  |  | 1360924.612 | 15297776.9 |  | -1
node_8100801_200851139 |  |  | PQ | AN | 2771.281 | 8100801 | no | no |  |  | no |  |  | 1360136.566 | 15297616.374 |  | -1
node_8100801_200851140 |  |  | PQ | AD | 2771.281 | 8100801 | no | no |  |  | no |  |  | 1360266.93 | 15297689.896 |  | -1
node_8100801_200851142 |  |  | PQ | AD | 2771.281 | 8100801 | no | no |  |  | no |  |  | 1360369.499 | 15297726.416 |  | -1
node_8100801_200851143 |  |  | PQ | AD | 2771.281 | 8100801 | no | no |  |  | no |  |  | 1360361.903 | 15297873.668 |  | -1
node_8100801_200851144 |  |  | PQ | AN | 2771.281 | 8100801 | no | no |  |  | no |  |  | 1360353.664 | 15297972.173 |  | -1
node_8100801_200851147 |  |  | PQ | AN | 2771.281 | 8100801 | no | no |  |  | no |  |  | 1360492.074 | 15297701.533 |  | -1
node_8100801_200852771 |  |  | PQ | ABCD | 2771.281 | 8100801 | no | no |  |  | no |  |  | 1362737.249 | 15299040.216 |  | -1
node_8100801_200852773 |  |  | PQ | ABCN | 2771.281 | 8100801 | no | no |  |  | no |  |  | 1362636.633 | 15299036.308 |  | -1
node_8100801_200852775 |  |  | PQ | ABCD | 2771.281 | 8100801 | no | no |  |  | no |  |  | 1362475.81 | 15299028.938 |  | -1
node_8100801_200852777 |  |  | PQ | ABCD | 2771.281 | 8100801 | no | no |  |  | no |  |  | 1362375.864 | 15299024.806 |  | -1
node_8100801_200852779 |  |  | PQ | ABCD | 2771.281 | 8100801 | no | no |  |  | no |  |  | 1362193.923 | 15299015.998 |  | -1
node_8100801_200852781 |  |  | PQ | ABCD | 2771.281 | 8100801 | no | no |  |  | no |  |  | 1362009.721 | 15299008.119 |  | -1
node_8100801_200852783 |  |  | PQ | ABCN | 2771.281 | 8100801 | no | no |  |  | no |  |  | 1361894.744 | 15299003.365 |  | -1
node_8100801_200852785 |  |  | PQ | ABCD | 2771.281 | 8100801 | no | no |  |  | no |  |  | 1361725.799 | 15298994.477 |  | -1
node_8100801_200852788 |  |  | PQ | ABCD | 2771.281 | 8100801 | no | no |  |  | no |  |  | 1361513.533 | 15298984.8 |  | -1
node_8100801_200852790 |  |  | PQ | ABCD | 2771.281 | 8100801 | no | no |  |  | no |  |  | 1361396.236 | 15298976.585 |  | -1
node_8100801_200852795 |  |  | PQ | ABCN | 2771.281 | 8100801 | no | no |  |  | no |  |  | 1361221.162 | 15298973.704 |  | -1
node_8100801_200852797 |  |  | PQ | ABCD | 2771.281 | 8100801 | no | no |  |  | no |  |  | 1361093.661 | 15298965.648 |  | -1
node_8100801_200852799 |  |  | PQ | ABCD | 2771.281 | 8100801 | no | no |  |  | no |  |  | 1360953.777 | 15298958.228 |  | -1
node_8100801_200852801 |  |  | PQ | ABCD | 2771.281 | 8100801 | no | no |  |  | no |  |  | 1360825.538 | 15298950.351 |  | -1
node_8100801_200852803 |  |  | PQ | ABCN | 2771.281 | 8100801 | no | no |  |  | no |  |  | 1360687.94 | 15298950.272 |  | -1
node_8100801_200852805 |  |  | PQ | ABCD | 2771.281 | 8100801 | no | no |  |  | no |  |  | 1360560.068 | 15298942.781 |  | -1
node_8100801_200852807 |  |  | PQ | ABCD | 2771.281 | 8100801 | no | no |  |  | no |  |  | 1360401.871 | 15298935.961 |  | -1
node_8100801_200852810 |  |  | PQ | ABCD | 2771.281 | 8100801 | no | no |  |  | no |  |  | 1360308.695 | 15298931.165 |  | -1
node_8100801_200852812 |  |  | PQ | ABCN | 2771.281 | 8100801 | no | no |  |  | no |  |  | 1360176.366 | 15298923.189 |  | -1
node_8100801_200852813 |  |  | PQ | ABCD | 2771.281 | 8100801 | no | no |  |  | no |  |  | 1360072.429 | 15298921.815 |  | -1
node_8100801_200852929 |  |  | PQ | ABCD | 2771.281 | 8100801 | no | no |  |  | no |  |  | 1363918.273 | 15299098.231 |  | -1
node_8100801_200852930 |  |  | PQ | ABCD | 2771.281 | 8100801 | no | no |  |  | no |  |  | 1363833.522 | 15299093.086 |  | -1
node_8100801_200852931 |  |  | PQ | ABCD | 2771.281 | 8100801 | no | no |  |  | no |  |  | 1363827.016 | 15299092.944 |  | -1
node_8100801_200852933 |  |  | PQ | ABCD | 2771.281 | 8100801 | no | no |  |  | no |  |  | 1363440.402 | 15299075.398 |  | -1
node_8100801_200852934 |  |  | PQ | ABCD | 2771.281 | 8100801 | no | no |  |  | no |  |  | 1363221.143 | 15299067.093 |  | -1
node_8100801_200852935 |  |  | PQ | ABCD | 2771.281 | 8100801 | no | no |  |  | no |  |  | 1363017.655 | 15299059.506 |  | -1
node_8100801_200852936 |  |  | PQ | ABCD | 2771.281 | 8100801 | no | no |  |  | no |  |  | 1362851.789 | 15299046.322 |  | -1
node_8100801_200853050 |  |  | PQ | AD | 2771.281 | 8100801 | no | no |  |  | no |  |  | 1361108.624 | 15297110.198 |  | -1
node_8100801_200853051 |  |  | PQ | AD | 2771.281 | 8100801 | no | no |  |  | no |  |  | 1361103.99 | 15297245.022 |  | -1
node_8100801_200853052 |  |  | PQ | AD | 2771.281 | 8100801 | no | no |  |  | no |  |  | 1361101.703 | 15297342.512 |  | -1
node_8100801_200853053 |  |  | PQ | AN | 2771.281 | 8100801 | no | no |  |  | no |  |  | 1361094.222 | 15297498.288 |  | -1
node_8100801_200853054 |  |  | PQ | AD | 2771.281 | 8100801 | no | no |  |  | no |  |  | 1361086.329 | 15297645.881 |  | -1
node_8100801_200853055 |  |  | PQ | AN | 2771.281 | 8100801 | no | no |  |  | no |  |  | 1361080.829 | 15297792.695 |  | -1
node_8100801_200853056 |  |  | PQ | AD | 2771.281 | 8100801 | no | no |  |  | no |  |  | 1361084.465 | 15297912.78 |  | -1
node_8100801_200853057 |  |  | PQ | AD | 2771.281 | 8100801 | no | no |  |  | no |  |  | 1361071.151 | 15298066.213 |  | -1
node_8100801_200853058 |  |  | PQ | AD | 2771.281 | 8100801 | no | no |  |  | no |  |  | 1361056.991 | 15298237.388 |  | -1
node_8100801_200853059 |  |  | PQ | AD | 2771.281 | 8100801 | no | no |  |  | no |  |  | 1361050.414 | 15298404.144 |  | -1
node_8100801_200853061 |  |  | PQ | AD | 2771.281 | 8100801 | no | no |  |  | no |  |  | 1361066.669 | 15298483.097 |  | -1
node_8100801_200853062 |  |  | PQ | AN | 2771.281 | 8100801 | no | no |  |  | no |  |  | 1361024.988 | 15298583.125 |  | -1
node_8100801_200853065 |  |  | PQ | AD | 2771.281 | 8100801 | no | no |  |  | no |  |  | 1360872.919 | 15298616.225 |  | -1
node_8100801_200853066 |  |  | PQ | AD | 2771.281 | 8100801 | no | no |  |  | no |  |  | 1360751.498 | 15298644.853 |  | -1
node_8100801_200853067 |  |  | PQ | AD | 2771.281 | 8100801 | no | no |  |  | no |  |  | 1360643.06 | 15298663.882 |  | -1
node_8100801_200853068 |  |  | PQ | ABCD | 2771.281 | 8100801 | no | no |  |  | no |  |  | 1360529.352 | 15298695.581 |  | -1
node_8100801_200853069 |  |  | PQ | ABCD | 2771.281 | 8100801 | no | no |  |  | no |  |  | 1360541.362 | 15298906.642 |  | -1
node_8100801_200853091 |  |  | PQ | AD | 2771.281 | 8100801 | no | no |  |  | no |  |  | 1361740.9 | 15298252.083 |  | -1
node_8100801_200853092 |  |  | PQ | AN | 2771.281 | 8100801 | no | no |  |  | no |  |  | 1361745.47 | 15298308.829 |  | -1
node_8100801_200853093 |  |  | PQ | AD | 2771.281 | 8100801 | no | no |  |  | no |  |  | 1361739.06 | 15298401.701 |  | -1
node_8100801_200853094 |  |  | PQ | AD | 2771.281 | 8100801 | no | no |  |  | no |  |  | 1361735.5 | 15298504.026 |  | -1
node_8100801_200853095 |  |  | PQ | AN | 2771.281 | 8100801 | no | no |  |  | no |  |  | 1361733.814 | 15298688.833 |  | -1
node_8100801_200853121 |  |  | PQ | AD | 2771.281 | 8100801 | no | no |  |  | no |  |  | 1361415.218 | 15298255.145 |  | -1
node_8100801_200853122 |  |  | PQ | AN | 2771.281 | 8100801 | no | no |  |  | no |  |  | 1361395.536 | 15298400.786 |  | -1
node_8100801_200854252 |  |  | PQ | AN | 2771.281 | 8100801 | no | no |  |  | no |  |  | 1360496.834 | 15300695.502 |  | -1
node_8100801_200854253 |  |  | PQ | AD | 2771.281 | 8100801 | no | no |  |  | no |  |  | 1360329.746 | 15300688.511 |  | -1
node_8100801_200854254 |  |  | PQ | AD | 2771.281 | 8100801 | no | no |  |  | no |  |  | 1360162.516 | 15300679.449 |  | -1
node_8100801_200854255 |  |  | PQ | AN | 2771.281 | 8100801 | no | no |  |  | no |  |  | 1360011.707 | 15300669.19 |  | -1
node_8100801_200854265 |  |  | PQ | AN | 2771.281 | 8100801 | no | no |  |  | no |  |  | 1361480.221 | 15300752.549 |  | -1
node_8100801_200854266 |  |  | PQ | AD | 2771.281 | 8100801 | no | no |  |  | no |  |  | 1361316.611 | 15300702.36 |  | -1
node_8100801_200854267 |  |  | PQ | AN | 2771.281 | 8100801 | no | no |  |  | no |  |  | 1361157.278 | 15300720.755 |  | -1
node_8100801_200854268 |  |  | PQ | AD | 2771.281 | 8100801 | no | no |  |  | no |  |  | 1361002.501 | 15300723.716 |  | -1
node_8100801_200854269 |  |  | PQ | AN | 2771.281 | 8100801 | no | no |  |  | no |  |  | 1360843.159 | 15300715.962 |  | -1
node_8100801_200854270 |  |  | PQ | AD | 2771.281 | 8100801 | no | no |  |  | no |  |  | 1360671.804 | 15300706.351 |  | -1
node_8100801_200947704 |  |  | PQ | ABCN | 2771.281 | 8100801 | no | no |  |  | no |  |  | 1359820.421 | 15298914.186 |  | -1
node_8100801_200954330 |  |  | PQ | ABCD | 2771.281 | 8100801 | no | no |  |  | no |  |  | 1359770.409 | 15298904.679 |  | -1
node_8100801_200961209 |  |  | PQ | AD | 2771.281 | 8100801 | no | no |  |  | no |  |  | 1361105.685 | 15297094.592 |  | -1
node_8100801_200968707 |  |  | PQ | AN | 2771.281 | 8100801 | no | no |  |  | no |  |  | 1362077.414 | 15299685.207 |  | -1
node_8100801_200983087 |  |  | PQ | AN | 2771.281 | 8100801 | no | no |  |  | no |  |  | 1363976.054 | 15298764.39 |  | -1
node_8100801_200983088 |  |  | PQ | AD | 2771.281 | 8100801 | no | no |  |  | no |  |  | 1363980.609 | 15298507.62 |  | -1
node_8100801_200983134 |  |  | PQ | AD | 2771.281 | 8100801 | no | no |  |  | no |  |  | 1363979.504 | 15298634.359 |  | -1
node_8100801_201016655 |  |  | PQ | AN | 2771.281 | 8100801 | no | no |  |  | no |  |  | 1361107.981 | 15299653.572 |  | -1
node_8100801_201016656 |  |  | PQ | AD | 2771.281 | 8100801 | no | no |  |  | no |  |  | 1360970.96 | 15299652.396 |  | -1
node_8100801_201016657 |  |  | PQ | AN | 2771.281 | 8100801 | no | no |  |  | no |  |  | 1360822.7 | 15299640.392 |  | -1
node_8100801_201016658 |  |  | PQ | AD | 2771.281 | 8100801 | no | no |  |  | no |  |  | 1360688.985 | 15299634.528 |  | -1
node_8100801_201017883 |  |  | PQ | AN | 2771.281 | 8100801 | no | no |  |  | no |  |  | 1362635.908 | 15298628.079 |  | -1
node_8100801_201017886 |  |  | PQ | AD | 2771.281 | 8100801 | no | no |  |  | no |  |  | 1361811.559 | 15299766.004 |  | -1
node_8100801_201017889 |  |  | PQ | AD | 2771.281 | 8100801 | no | no |  |  | no |  |  | 1362641.322 | 15298502.215 |  | -1
node_8100801_201052205 |  |  | PQ | ABCD | 2771.281 | 8100801 | no | no |  |  | no |  |  | 1359975.698 | 15298917.704 |  | -1
node_8100801_310054319 |  |  | PQ | ABCD | 2771.281 | 8100801 | no | no |  |  | no |  |  | 1363622.359 | 15299078.032 |  | -1
node_8100801_312008565 |  |  | PQ | ABCN | 2771.281 | 8100801 | no | no |  |  | no |  |  | 1362643.713 | 15299086.601 |  | -1
node_8100801_312008566 |  |  | PQ | ABCN | 2771.281 | 8100801 | no | no |  |  | no |  |  | 1362656.515 | 15299362.994 |  | -1
node_SOURCE_8100801 |  |  | SWING | ABCN | 2771.281 | 8100801 | no | no |  |  | no |  |  | 1364009.863 | 15299552.806 |  | -1
node_intto1_701T629-220416760 |  |  | PQ | ABCD | 2771.281 | 8100801 | no | no |  |  | no |  |  | 1359828.984 | 15298910.026 |  | -1
node_intto1_8100801_200849395 |  |  | PQ | AD | 2771.281 | 8100801 | no | no |  |  | no |  |  | 1360178.037 | 15299004.147 |  | -1
node_intto1_8100801_200849444 |  |  | PQ | ABCD | 2771.281 | 8100801 | no | no |  |  | no |  |  | 1361691.837 | 15299084.38 |  | -1
node_intto1_8100801_200849500 |  |  | PQ | AD | 2771.281 | 8100801 | no | no |  |  | no |  |  | 1361243.539 | 15299661.2 |  | -1
node_intto1_8100801_200849643 |  |  | PQ | AD | 2771.281 | 8100801 | no | no |  |  | no |  |  | 1362427.009 | 15299294.9 |  | -1
node_intto1_8100801_200849680 |  |  | PQ | AD | 2771.281 | 8100801 | no | no |  |  | no |  |  | 1361968.409 | 15302363.36 |  | -1
node_intto1_8100801_200849701 |  |  | PQ | AD | 2771.281 | 8100801 | no | no |  |  | no |  |  | 1363976.637 | 15299004.258 |  | -1
node_intto1_8100801_200849785 |  |  | PQ | AD | 2771.281 | 8100801 | no | no |  |  | no |  |  | 1362285.215 | 15300594.792 |  | -1
node_intto1_8100801_200849859 |  |  | PQ | AD | 2771.281 | 8100801 | no | no |  |  | no |  |  | 1360531.185 | 15300186.346 |  | -1
node_intto1_8100801_200849975 |  |  | PQ | ABCD | 2771.281 | 8100801 | no | no |  |  | no |  |  | 1363929.782 | 15299496.526 |  | -1
node_intto1_8100801_200849984 |  |  | PQ | ABCD | 2771.281 | 8100801 | no | no |  |  | no |  |  | 1363972.331 | 15299392.325 |  | -1
node_intto1_8100801_200850102 |  |  | PQ | AD | 2771.281 | 8100801 | no | no |  |  | no |  |  | 1361211.676 | 15301009.707 |  | -1
node_intto1_8100801_200852773 |  |  | PQ | ABCD | 2771.281 | 8100801 | no | no |  |  | no |  |  | 1362636.633 | 15299036.308 |  | -1
node_intto1_8100801_200853056 |  |  | PQ | AD | 2771.281 | 8100801 | no | no |  |  | no |  |  | 1361084.465 | 15297912.78 |  | -1
node_intto1_8100801_200853068 |  |  | PQ | ABCD | 2771.281 | 8100801 | no | no |  |  | no |  |  | 1360529.352 | 15298695.581 |  | -1
node_intto1_8100801_200854267 |  |  | PQ | AD | 2771.281 | 8100801 | no | no |  |  | no |  |  | 1361157.278 | 15300720.755 |  | -1
node_intto1_8100801_312008566 |  |  | PQ | ABCN | 2771.281 | 8100801 | no | no |  |  | no |  |  | 1362656.515 | 15299362.994 |  | -1

## overhead_line
data_type | static
owner_type | feeder
owner | 8100801
object | overhead_line
name | groupid | phases | fr | to | length | configuration | dcircuit | selected | monitored | monitored_fields | class_monitored_fields | played | played_fields | comments | R | X | B | lim_kw
oh_line_8100801_200848811 |  | AD | node_8100801_200848831 | node_8100801_200848811 | 181.859 | bal_1P_4CU | 8100801 | no | no |  |  | no |  |  | 0 | 0 | 0 | 0
oh_line_8100801_200848813 |  | AD | node_8100801_200853091 | node_8100801_200848813 | 130.313 | bal_1P_4CU | 8100801 | no | no |  |  | no |  |  | 0 | 0 | 0 | 0
oh_line_8100801_200848815 |  | AD | node_8100801_200848813 | node_8100801_200848815 | 118.653 | bal_1P_4CU | 8100801 | no | no |  |  | no |  |  | 0 | 0 | 0 | 0
oh_line_8100801_200848816 |  | AD | node_8100801_200848815 | node_8100801_200848816 | 128.707 | bal_1P_4CU | 8100801 | no | no |  |  | no |  |  | 0 | 0 | 0 | 0
oh_line_8100801_200848817 |  | AD | node_8100801_200848816 | node_8100801_200848817 | 110.266 | bal_1P_4CU | 8100801 | no | no |  |  | no |  |  | 0 | 0 | 0 | 0
oh_line_8100801_200848818 |  | AD | node_8100801_200848817 | node_8100801_200848818 | 118.775 | bal_1P_4CU | 8100801 | no | no |  |  | no |  |  | 0 | 0 | 0 | 0
oh_line_8100801_200848819 |  | AD | node_8100801_200848818 | node_8100801_200848819 | 125.241 | bal_1P_4CU | 8100801 | no | no |  |  | no |  |  | 0 | 0 | 0 | 0
oh_line_8100801_200848820 |  | AD | node_8100801_200848819 | node_8100801_200848820 | 126.01 | bal_1P_4CU | 8100801 | no | no |  |  | no |  |  | 0 | 0 | 0 | 0
oh_line_8100801_200848831 |  | AD | node_8100801_200848832 | node_8100801_200848831 | 151.211 | bal_1P_4CU | 8100801 | no | no |  |  | no |  |  | 0 | 0 | 0 | 0
oh_line_8100801_200848832 |  | AD | node_8100801_200848833 | node_8100801_200848832 | 134.248 | bal_1P_4CU | 8100801 | no | no |  |  | no |  |  | 0 | 0 | 0 | 0
oh_line_8100801_200848833-1 |  | AD | node_1361109_712_15298222_734 | node_8100801_200848833 | 15.742 | bal_1P_4CU | 8100801 | no | no |  |  | no |  |  | 0 | 0 | 0 | 0
oh_line_8100801_200848833-2 |  | AD | node_8100801_200853058 | node_1361109_712_15298222_734 | 54.72 | bal_1P_4CU | 8100801 | no | no |  |  | no |  |  | 0 | 0 | 0 | 0
oh_line_8100801_200848834 |  | AD | node_8100801_200853058 | node_8100801_200848834 | 34.257 | bal_1P_4CU | 8100801 | no | no |  |  | no |  |  | 0 | 0 | 0 | 0
oh_line_8100801_200848835 |  | AD | node_8100801_200848834 | node_8100801_200848835 | 119.743 | bal_1P_4CU | 8100801 | no | no |  |  | no |  |  | 0 | 0 | 0 | 0
oh_line_8100801_200848836 |  | AD | node_8100801_200848835 | node_8100801_200848836 | 112.173 | bal_1P_4CU | 8100801 | no | no |  |  | no |  |  | 0 | 0 | 0 | 0
oh_line_8100801_200848837 |  | AD | node_8100801_200848836 | node_8100801_200848837 | 81.254 | bal_1P_4CU | 8100801 | no | no |  |  | no |  |  | 0 | 0 | 0 | 0
oh_line_8100801_200849179 |  | AD | node_8100801_200849870 | node_8100801_200849179 | 210.525 | bal_1P_1/0AC | 8100801 | no | no |  |  | no |  |  | 0 | 0 | 0 | 0
oh_line_8100801_200849395 |  | AD | node_8100801_200852812 | node_intto1_8100801_200849395 | 80.976 | bal_1P_2AC | 8100801 | no | no |  |  | no |  |  | 0 | 0 | 0 | 0
oh_line_8100801_200849396 |  | AD | node_8100801_200849395 | node_8100801_200849396 | 121.333 | bal_1P_2AC | 8100801 | no | no |  |  | no |  |  | 0 | 0 | 0 | 0
oh_line_8100801_200849397 |  | AD | node_8100801_200849396 | node_8100801_200849397 | 115.398 | bal_1P_2AC | 8100801 | no | no |  |  | no |  |  | 0 | 0 | 0 | 0
oh_line_8100801_200849400 |  | AD | node_8100801_200849401 | node_8100801_200849400 | 102.809 | bal_1P_4CU | 8100801 | no | no |  |  | no |  |  | 0 | 0 | 0 | 0
oh_line_8100801_200849401 |  | AD | node_8100801_200849402 | node_8100801_200849401 | 109.442 | bal_1P_4CU | 8100801 | no | no |  |  | no |  |  | 0 | 0 | 0 | 0
oh_line_8100801_200849402 |  | AD | node_8100801_200849403 | node_8100801_200849402 | 88.881 | bal_1P_4CU | 8100801 | no | no |  |  | no |  |  | 0 | 0 | 0 | 0
oh_line_8100801_200849403 |  | AD | node_8100801_200849397 | node_8100801_200849403 | 48.157 | bal_1P_2AC | 8100801 | no | no |  |  | no |  |  | 0 | 0 | 0 | 0
oh_line_8100801_200849404 |  | AD | node_8100801_200849403 | node_8100801_200849404 | 134.39 | bal_1P_2AC | 8100801 | no | no |  |  | no |  |  | 0 | 0 | 0 | 0
oh_line_8100801_200849405 |  | AD | node_8100801_200849404 | node_8100801_200849405 | 119.185 | bal_1P_2AC | 8100801 | no | no |  |  | no |  |  | 0 | 0 | 0 | 0
oh_line_8100801_200849406 |  | AD | node_8100801_200849405 | node_8100801_200849406 | 120.478 | bal_1P_2AC | 8100801 | no | no |  |  | no |  |  | 0 | 0 | 0 | 0
oh_line_8100801_200849407 |  | AD | node_8100801_200849406 | node_8100801_200849407 | 120.629 | bal_1P_2AC | 8100801 | no | no |  |  | no |  |  | 0 | 0 | 0 | 0
oh_line_8100801_200849408 |  | AD | node_8100801_200849407 | node_8100801_200849408 | 118.406 | bal_1P_1/0AC | 8100801 | no | no |  |  | no |  |  | 0 | 0 | 0 | 0
oh_line_8100801_200849409 |  | AD | node_8100801_200849408 | node_8100801_200849409 | 121.276 | bal_1P_1/0AC | 8100801 | no | no |  |  | no |  |  | 0 | 0 | 0 | 0
oh_line_8100801_200849410 |  | AD | node_8100801_200849422 | node_8100801_200849410 | 120.737 | bal_1P_1/0AC | 8100801 | no | no |  |  | no |  |  | 0 | 0 | 0 | 0
oh_line_8100801_200849411 |  | AD | node_8100801_200849409 | node_8100801_200849411 | 117.872 | bal_1P_1/0AC | 8100801 | no | no |  |  | no |  |  | 0 | 0 | 0 | 0
oh_line_8100801_200849420 |  | AD | node_8100801_200849421 | node_8100801_200849420 | 170.58 | bal_1P_1/0AC | 8100801 | no | no |  |  | no |  |  | 0 | 0 | 0 | 0
oh_line_8100801_200849421 |  | AD | node_8100801_200849644 | node_8100801_200849421 | 109.964 | bal_1P_1/0AC | 8100801 | no | no |  |  | no |  |  | 0 | 0 | 0 | 0
oh_line_8100801_200849422 |  | AD | node_8100801_200849423 | node_8100801_200849422 | 122.393 | bal_1P_1/0AC | 8100801 | no | no |  |  | no |  |  | 0 | 0 | 0 | 0
oh_line_8100801_200849423 |  | AD | node_8100801_200849424 | node_8100801_200849423 | 110.367 | bal_1P_1/0AC | 8100801 | no | no |  |  | no |  |  | 0 | 0 | 0 | 0
oh_line_8100801_200849424 |  | AD | node_8100801_200849425 | node_8100801_200849424 | 128.028 | bal_1P_1/0AC | 8100801 | no | no |  |  | no |  |  | 0 | 0 | 0 | 0
oh_line_8100801_200849425 |  | AD | node_8100801_200849426 | node_8100801_200849425 | 105.011 | bal_1P_4CU | 8100801 | no | no |  |  | no |  |  | 0 | 0 | 0 | 0
oh_line_8100801_200849426 |  | AD | node_8100801_200849427 | node_8100801_200849426 | 104.149 | bal_1P_4CU | 8100801 | no | no |  |  | no |  |  | 0 | 0 | 0 | 0
oh_line_8100801_200849427 |  | AD | node_8100801_200849428 | node_8100801_200849427 | 119.718 | bal_1P_4CU | 8100801 | no | no |  |  | no |  |  | 0 | 0 | 0 | 0
oh_line_8100801_200849428 |  | AD | node_8100801_200849400 | node_8100801_200849428 | 91.551 | bal_1P_4CU | 8100801 | no | no |  |  | no |  |  | 0 | 0 | 0 | 0
oh_line_8100801_200849444 |  | ABCD | node_8100801_200852785 | node_intto1_8100801_200849444 | 96.103 | bal_3P_4CU | 8100801 | no | no |  |  | no |  |  | 0 | 0 | 0 | 0
oh_line_8100801_200849445 |  | AD | node_8100801_200849456 | node_8100801_200849445 | 137.91 | bal_1P_4CU | 8100801 | no | no |  |  | no |  |  | 0 | 0 | 0 | 0
oh_line_8100801_200849446 |  | AD | node_8100801_200849445 | node_8100801_200849446 | 75.695 | bal_1P_4CU | 8100801 | no | no |  |  | no |  |  | 0 | 0 | 0 | 0
oh_line_8100801_200849447 |  | AD | node_8100801_200849444 | node_8100801_200849447 | 143.412 | bal_1P_4CU | 8100801 | no | no |  |  | no |  |  | 0 | 0 | 0 | 0
oh_line_8100801_200849448 |  | AD | node_8100801_200849447 | node_8100801_200849448 | 140.425 | bal_1P_4CU | 8100801 | no | no |  |  | no |  |  | 0 | 0 | 0 | 0
oh_line_8100801_200849449 |  | AD | node_8100801_200849448 | node_8100801_200849449 | 141.157 | bal_1P_4CU | 8100801 | no | no |  |  | no |  |  | 0 | 0 | 0 | 0
oh_line_8100801_200849451 |  | AD | node_8100801_200849449 | node_8100801_200849451 | 140.908 | bal_1P_4CU | 8100801 | no | no |  |  | no |  |  | 0 | 0 | 0 | 0
oh_line_8100801_200849453 |  | AD | node_8100801_200849451 | node_8100801_200849453 | 80.52 | bal_1P_4CU | 8100801 | no | no |  |  | no |  |  | 0 | 0 | 0 | 0
oh_line_8100801_200849454 |  | AD | node_8100801_200849453 | node_8100801_200849454 | 192.067 | bal_1P_1/0AC | 8100801 | no | no |  |  | no |  |  | 0 | 0 | 0 | 0
oh_line_8100801_200849455 |  | AD | node_8100801_200849454 | node_8100801_200849455 | 166.251 | bal_1P_1/0AC | 8100801 | no | no |  |  | no |  |  | 0 | 0 | 0 | 0
oh_line_8100801_200849456 |  | AD | node_8100801_200849455 | node_8100801_200849456 | 96.101 | bal_1P_1/0AC | 8100801 | no | no |  |  | no |  |  | 0 | 0 | 0 | 0
oh_line_8100801_200849486 |  | AD | node_8100801_200849453 | node_8100801_200849486 | 174.553 | bal_1P_4CU | 8100801 | no | no |  |  | no |  |  | 0 | 0 | 0 | 0
oh_line_8100801_200849487 |  | AD | node_8100801_200849508 | node_8100801_200849487 | 141.557 | bal_1P_4CU | 8100801 | no | no |  |  | no |  |  | 0 | 0 | 0 | 0
oh_line_8100801_200849488 |  | AD | node_8100801_200849453 | node_8100801_200849488 | 134.13 | bal_1P_1/0AC | 8100801 | no | no |  |  | no |  |  | 0 | 0 | 0 | 0
oh_line_8100801_200849491 |  | AD | node_8100801_200849487 | node_8100801_200849491 | 140.932 | bal_1P_4CU | 8100801 | no | no |  |  | no |  |  | 0 | 0 | 0 | 0
oh_line_8100801_200849492 |  | AD | node_8100801_200849491 | node_8100801_200849492 | 136.3 | bal_1P_4CU | 8100801 | no | no |  |  | no |  |  | 0 | 0 | 0 | 0
oh_line_8100801_200849493 |  | AD | node_8100801_200849492 | node_8100801_200849493 | 143.321 | bal_1P_4CU | 8100801 | no | no |  |  | no |  |  | 0 | 0 | 0 | 0
oh_line_8100801_200849494 |  | AD | node_8100801_200849493 | node_8100801_200849494 | 138.763 | bal_1P_4CU | 8100801 | no | no |  |  | no |  |  | 0 | 0 | 0 | 0
oh_line_8100801_200849495 |  | AD | node_8100801_200849494 | node_8100801_200849495 | 138.286 | bal_1P_4CU | 8100801 | no | no |  |  | no |  |  | 0 | 0 | 0 | 0
oh_line_8100801_200849496 |  | AD | node_8100801_200849495 | node_8100801_200849496 | 140.718 | bal_1P_1/0AC | 8100801 | no | no |  |  | no |  |  | 0 | 0 | 0 | 0
oh_line_8100801_200849497 |  | AD | node_8100801_200849496 | node_8100801_200849497 | 114.817 | bal_1P_1/0AC | 8100801 | no | no |  |  | no |  |  | 0 | 0 | 0 | 0
oh_line_8100801_200849498 |  | AD | node_8100801_200849497 | node_8100801_200849498 | 129.902 | bal_1P_1/0AC | 8100801 | no | no |  |  | no |  |  | 0 | 0 | 0 | 0
oh_line_8100801_200849499 |  | AD | node_8100801_200849498 | node_8100801_200849499 | 151.808 | bal_1P_1/0AC | 8100801 | no | no |  |  | no |  |  | 0 | 0 | 0 | 0
oh_line_8100801_200849500 |  | AD | node_8100801_200849486 | node_intto1_8100801_200849500 | 142.031 | bal_1P_4CU | 8100801 | no | no |  |  | no |  |  | 0 | 0 | 0 | 0
oh_line_8100801_200849506 |  | AD | node_8100801_201016658 | node_8100801_200849506 | 136.197 | bal_1P_4CU | 8100801 | no | no |  |  | no |  |  | 0 | 0 | 0 | 0
oh_line_8100801_200849507 |  | AD | node_8100801_200849506 | node_8100801_200849507 | 148.683 | bal_1P_4CU | 8100801 | no | no |  |  | no |  |  | 0 | 0 | 0 | 0
oh_line_8100801_200849508 |  | AD | node_8100801_200849507 | node_8100801_200849508 | 138.382 | bal_1P_4CU | 8100801 | no | no |  |  | no |  |  | 0 | 0 | 0 | 0
oh_line_8100801_200849510 |  | AD | node_8100801_200849511 | node_8100801_200849510 | 136.773 | bal_1P_1/0AC | 8100801 | no | no |  |  | no |  |  | 0 | 0 | 0 | 0
oh_line_8100801_200849511 |  | AD | node_8100801_200849512 | node_8100801_200849511 | 95.073 | bal_1P_1/0AC | 8100801 | no | no |  |  | no |  |  | 0 | 0 | 0 | 0
oh_line_8100801_200849512 |  | AD | node_8100801_200849513 | node_8100801_200849512 | 168.067 | bal_1P_1/0AC | 8100801 | no | no |  |  | no |  |  | 0 | 0 | 0 | 0
oh_line_8100801_200849513 |  | AD | node_8100801_200849514 | node_8100801_200849513 | 114.275 | bal_1P_1/0AC | 8100801 | no | no |  |  | no |  |  | 0 | 0 | 0 | 0
oh_line_8100801_200849514 |  | AD | node_8100801_200852936 | node_8100801_200849514 | 30.012 | bal_1P_1/0AC | 8100801 | no | no |  |  | no |  |  | 0 | 0 | 0 | 0
oh_line_8100801_200849524 |  | AD | node_8100801_200849510 | node_8100801_200849524 | 131.141 | bal_1P_1/0AC | 8100801 | no | no |  |  | no |  |  | 0 | 0 | 0 | 0
oh_line_8100801_200849526 |  | AD | node_8100801_200852781 | node_8100801_200849526 | 42.164 | bal_1P_1/0AC | 8100801 | no | no |  |  | no |  |  | 0 | 0 | 0 | 0
oh_line_8100801_200849527 |  | AD | node_8100801_200849526 | node_8100801_200849527 | 174.883 | bal_1P_1/0AC | 8100801 | no | no |  |  | no |  |  | 0 | 0 | 0 | 0
oh_line_8100801_200849528 |  | AD | node_8100801_200849527 | node_8100801_200849528 | 167.651 | bal_1P_1/0AC | 8100801 | no | no |  |  | no |  |  | 0 | 0 | 0 | 0
oh_line_8100801_200849541 |  | AD | node_8100801_200848820 | node_8100801_200849541 | 129.788 | bal_1P_1/0AC | 8100801 | no | no |  |  | no |  |  | 0 | 0 | 0 | 0
oh_line_8100801_200849545 |  | AD | node_8100801_201017883 | node_8100801_200849545 | 130.087 | bal_1P_1/0AC | 8100801 | no | no |  |  | no |  |  | 0 | 0 | 0 | 0
oh_line_8100801_200849642 |  | AD | node_8100801_200852775 | node_8100801_200849642 | 86.968 | bal_1P_1/0AC | 8100801 | no | no |  |  | no |  |  | 0 | 0 | 0 | 0
oh_line_8100801_200849643 |  | AD | node_8100801_200849642 | node_intto1_8100801_200849643 | 190.185 | bal_1P_1/0AC | 8100801 | no | no |  |  | no |  |  | 0 | 0 | 0 | 0
oh_line_8100801_200849644 |  | AD | node_8100801_200849643 | node_8100801_200849644 | 122.718 | bal_1P_1/0AC | 8100801 | no | no |  |  | no |  |  | 0 | 0 | 0 | 0
oh_line_8100801_200849663 |  | AD | node_8100801_200849420 | node_8100801_200849663 | 36.504 | bal_1P_4CU | 8100801 | no | no |  |  | no |  |  | 0 | 0 | 0 | 0
oh_line_8100801_200849664 |  | AD | node_8100801_200849691 | node_8100801_200849664 | 125.23 | bal_1P_1/0AC | 8100801 | no | no |  |  | no |  |  | 0 | 0 | 0 | 0
oh_line_8100801_200849665 |  | AD | node_8100801_200849664 | node_8100801_200849665 | 133.368 | bal_1P_1/0AC | 8100801 | no | no |  |  | no |  |  | 0 | 0 | 0 | 0
oh_line_8100801_200849666 |  | AD | node_8100801_200849665 | node_8100801_200849666 | 74.772 | bal_1P_1/0AA | 8100801 | no | no |  |  | no |  |  | 0 | 0 | 0 | 0
oh_line_8100801_200849667 |  | AD | node_8100801_200849666 | node_8100801_200849667 | 131.457 | bal_1P_1/0AA | 8100801 | no | no |  |  | no |  |  | 0 | 0 | 0 | 0
oh_line_8100801_200849668 |  | AD | node_8100801_200849665 | node_8100801_200849668 | 124.218 | bal_1P_1/0AC | 8100801 | no | no |  |  | no |  |  | 0 | 0 | 0 | 0
oh_line_8100801_200849669 |  | AD | node_8100801_200849668 | node_8100801_200849669 | 108.508 | bal_1P_1/0AC | 8100801 | no | no |  |  | no |  |  | 0 | 0 | 0 | 0
oh_line_8100801_200849670 |  | AD | node_8100801_200849669 | node_8100801_200849670 | 76.324 | bal_1P_1/0AC | 8100801 | no | no |  |  | no |  |  | 0 | 0 | 0 | 0
oh_line_8100801_200849671-1 |  | AD | node_8100801_200849670 | node_1362025_321_15301211_671 | 122.452 | bal_1P_1/0AC | 8100801 | no | no |  |  | no |  |  | 0 | 0 | 0 | 0
oh_line_8100801_200849671-2 |  | AD | node_1362025_321_15301211_671 | node_8100801_200849671 | 15.304 | bal_1P_1/0AC | 8100801 | no | no |  |  | no |  |  | 0 | 0 | 0 | 0
oh_line_8100801_200849672 |  | AD | node_8100801_200849671 | node_8100801_200849672 | 130.918 | bal_1P_1/0AC | 8100801 | no | no |  |  | no |  |  | 0 | 0 | 0 | 0
oh_line_8100801_200849673 |  | AD | node_8100801_200849672 | node_8100801_200849673 | 131.723 | bal_1P_1/0AC | 8100801 | no | no |  |  | no |  |  | 0 | 0 | 0 | 0
oh_line_8100801_200849674 |  | AD | node_8100801_200849673 | node_8100801_200849674 | 133.483 | bal_1P_1/0AC | 8100801 | no | no |  |  | no |  |  | 0 | 0 | 0 | 0
oh_line_8100801_200849675 |  | AD | node_8100801_200849674 | node_8100801_200849675 | 120.594 | bal_1P_1/0AC | 8100801 | no | no |  |  | no |  |  | 0 | 0 | 0 | 0
oh_line_8100801_200849676 |  | AD | node_8100801_200849663 | node_8100801_200849676 | 102.368 | bal_1P_4CU | 8100801 | no | no |  |  | no |  |  | 0 | 0 | 0 | 0
oh_line_8100801_200849677 |  | AD | node_8100801_200849675 | node_8100801_200849677 | 152.259 | bal_1P_1/0AC | 8100801 | no | no |  |  | no |  |  | 0 | 0 | 0 | 0
oh_line_8100801_200849678 |  | AD | node_8100801_200849677 | node_8100801_200849678 | 169.63 | bal_1P_1/0AC | 8100801 | no | no |  |  | no |  |  | 0 | 0 | 0 | 0
oh_line_8100801_200849679 |  | AD | node_8100801_200849678 | node_8100801_200849679 | 161.656 | bal_1P_1/0AC | 8100801 | no | no |  |  | no |  |  | 0 | 0 | 0 | 0
oh_line_8100801_200849680 |  | AD | node_8100801_200849679 | node_intto1_8100801_200849680 | 143.535 | bal_1P_1/0AC | 8100801 | no | no |  |  | no |  |  | 0 | 0 | 0 | 0
oh_line_8100801_200849681 |  | AD | node_8100801_200849680 | node_8100801_200849681 | 25.827 | bal_1P_1/0AC | 8100801 | no | no |  |  | no |  |  | 0 | 0 | 0 | 0
oh_line_8100801_200849682 |  | AD | node_8100801_200849681 | node_8100801_200849682 | 144.292 | bal_1P_1/0AC | 8100801 | no | no |  |  | no |  |  | 0 | 0 | 0 | 0
oh_line_8100801_200849683 |  | AD | node_8100801_200849682 | node_8100801_200849683 | 246.105 | bal_1P_1/0AC | 8100801 | no | no |  |  | no |  |  | 0 | 0 | 0 | 0
oh_line_8100801_200849684 |  | AD | node_8100801_200849683 | node_8100801_200849684 | 245.5 | bal_1P_1/0AC | 8100801 | no | no |  |  | no |  |  | 0 | 0 | 0 | 0
oh_line_8100801_200849686 |  | AD | node_8100801_200968707 | node_8100801_200849686 | 195.006 | bal_1P_4CU | 8100801 | no | no |  |  | no |  |  | 0 | 0 | 0 | 0
oh_line_8100801_200849687 |  | AD | node_8100801_200849686 | node_8100801_200849687 | 117.607 | bal_1P_4CU | 8100801 | no | no |  |  | no |  |  | 0 | 0 | 0 | 0
oh_line_8100801_200849688 |  | AD | node_8100801_200849687 | node_8100801_200849688 | 143.379 | bal_1P_4CU | 8100801 | no | no |  |  | no |  |  | 0 | 0 | 0 | 0
oh_line_8100801_200849689 |  | AD | node_8100801_200849688 | node_8100801_200849689 | 133.097 | bal_1P_4CU | 8100801 | no | no |  |  | no |  |  | 0 | 0 | 0 | 0
oh_line_8100801_200849690 |  | AD | node_8100801_200849689 | node_8100801_200849690 | 116.919 | bal_1P_4CU | 8100801 | no | no |  |  | no |  |  | 0 | 0 | 0 | 0
oh_line_8100801_200849691 |  | AD | node_8100801_200849690 | node_8100801_200849691 | 135.546 | bal_1P_1/0AC | 8100801 | no | no |  |  | no |  |  | 0 | 0 | 0 | 0
oh_line_8100801_200849701 |  | AD | node_8100801_200852929 | node_intto1_8100801_200849701 | 110.623 | bal_1P_4CU | 8100801 | no | no |  |  | no |  |  | 0 | 0 | 0 | 0
oh_line_8100801_200849703 |  | AD | node_8100801_200849714 | node_8100801_200849703 | 129.698 | bal_1P_2AC | 8100801 | no | no |  |  | no |  |  | 0 | 0 | 0 | 0
oh_line_8100801_200849704 |  | AD | node_8100801_200849703 | node_8100801_200849704 | 131.521 | bal_1P_2AC | 8100801 | no | no |  |  | no |  |  | 0 | 0 | 0 | 0
oh_line_8100801_200849707 |  | AD | node_8100801_200849701 | node_8100801_200849707 | 120.218 | bal_1P_4CU | 8100801 | no | no |  |  | no |  |  | 0 | 0 | 0 | 0
oh_line_8100801_200849711 |  | AD | node_8100801_200983088 | node_8100801_200849711 | 128.14 | bal_1P_4CU | 8100801 | no | no |  |  | no |  |  | 0 | 0 | 0 | 0
oh_line_8100801_200849712 |  | AD | node_8100801_200849711 | node_8100801_200849712 | 121.25 | bal_1P_2AC | 8100801 | no | no |  |  | no |  |  | 0 | 0 | 0 | 0
oh_line_8100801_200849713 |  | AD | node_8100801_200849712 | node_8100801_200849713 | 129.83 | bal_1P_2AC | 8100801 | no | no |  |  | no |  |  | 0 | 0 | 0 | 0
oh_line_8100801_200849714 |  | AD | node_8100801_200849713 | node_8100801_200849714 | 121.455 | bal_1P_2AC | 8100801 | no | no |  |  | no |  |  | 0 | 0 | 0 | 0
oh_line_8100801_200849717 |  | AD | node_8100801_200849718 | node_8100801_200849717 | 140.378 | bal_1P_4CU | 8100801 | no | no |  |  | no |  |  | 0 | 0 | 0 | 0
oh_line_8100801_200849718 |  | AD | node_8100801_200849719 | node_8100801_200849718 | 139.427 | bal_1P_4CU | 8100801 | no | no |  |  | no |  |  | 0 | 0 | 0 | 0
oh_line_8100801_200849719 |  | AD | node_8100801_200849761 | node_8100801_200849719 | 135.693 | bal_1P_4CU | 8100801 | no | no |  |  | no |  |  | 0 | 0 | 0 | 0
oh_line_8100801_200849753 |  | AD | node_8100801_200849764 | node_8100801_200849753 | 128.875 | bal_1P_2AC | 8100801 | no | no |  |  | no |  |  | 0 | 0 | 0 | 0
oh_line_8100801_200849756 |  | AD | node_8100801_200849757 | node_8100801_200849756 | 137.969 | bal_1P_4CU | 8100801 | no | no |  |  | no |  |  | 0 | 0 | 0 | 0
oh_line_8100801_200849757 |  | AD | node_8100801_200849758 | node_8100801_200849757 | 141.442 | bal_1P_4CU | 8100801 | no | no |  |  | no |  |  | 0 | 0 | 0 | 0
oh_line_8100801_200849758 |  | AD | node_8100801_200849759 | node_8100801_200849758 | 141.565 | bal_1P_4CU | 8100801 | no | no |  |  | no |  |  | 0 | 0 | 0 | 0
oh_line_8100801_200849759 |  | AD | node_8100801_200849446 | node_8100801_200849759 | 136.105 | bal_1P_4CU | 8100801 | no | no |  |  | no |  |  | 0 | 0 | 0 | 0
oh_line_8100801_200849760 |  | AD | node_8100801_200849759 | node_8100801_200849760 | 136.799 | bal_1P_4CU | 8100801 | no | no |  |  | no |  |  | 0 | 0 | 0 | 0
oh_line_8100801_200849761 |  | AD | node_8100801_200849760 | node_8100801_200849761 | 144.635 | bal_1P_4CU | 8100801 | no | no |  |  | no |  |  | 0 | 0 | 0 | 0
oh_line_8100801_200849762 |  | AD | node_8100801_200849761 | node_8100801_200849762 | 126.447 | bal_1P_1/0AC | 8100801 | no | no |  |  | no |  |  | 0 | 0 | 0 | 0
oh_line_8100801_200849763 |  | AD | node_8100801_200849762 | node_8100801_200849763 | 146.199 | bal_1P_1/0AC | 8100801 | no | no |  |  | no |  |  | 0 | 0 | 0 | 0
oh_line_8100801_200849764 |  | AD | node_8100801_200849775 | node_8100801_200849764 | 125.304 | bal_1P_2AC | 8100801 | no | no |  |  | no |  |  | 0 | 0 | 0 | 0
oh_line_8100801_200849765 |  | AD | node_8100801_200849763 | node_8100801_200849765 | 142.638 | bal_1P_1/0AC | 8100801 | no | no |  |  | no |  |  | 0 | 0 | 0 | 0
oh_line_8100801_200849766 |  | AD | node_8100801_200849765 | node_8100801_200849766 | 148.498 | bal_1P_4/0AL | 8100801 | no | no |  |  | no |  |  | 0 | 0 | 0 | 0
oh_line_8100801_200849767 |  | AD | node_8100801_200849766 | node_8100801_200849767 | 148.84 | bal_1P_4/0AL | 8100801 | no | no |  |  | no |  |  | 0 | 0 | 0 | 0
oh_line_8100801_200849768 |  | AD | node_8100801_200849767 | node_8100801_200849768 | 159.129 | bal_1P_4/0AL | 8100801 | no | no |  |  | no |  |  | 0 | 0 | 0 | 0
oh_line_8100801_200849769 |  | AD | node_8100801_200849768 | node_8100801_200849769 | 164.126 | bal_1P_4/0AL | 8100801 | no | no |  |  | no |  |  | 0 | 0 | 0 | 0
oh_line_8100801_200849770 |  | AD | node_8100801_200849769 | node_8100801_200849770 | 161.128 | bal_1P_4/0AL | 8100801 | no | no |  |  | no |  |  | 0 | 0 | 0 | 0
oh_line_8100801_200849771 |  | AD | node_8100801_200849770 | node_8100801_200849771 | 162.162 | bal_1P_4/0AL | 8100801 | no | no |  |  | no |  |  | 0 | 0 | 0 | 0
oh_line_8100801_200849772 |  | AD | node_8100801_200849771 | node_8100801_200849772 | 162.51 | bal_1P_4/0AL | 8100801 | no | no |  |  | no |  |  | 0 | 0 | 0 | 0
oh_line_8100801_200849773 |  | AD | node_8100801_200849772 | node_8100801_200849773 | 80.488 | bal_1P_4/0AL | 8100801 | no | no |  |  | no |  |  | 0 | 0 | 0 | 0
oh_line_8100801_200849774 |  | AD | node_8100801_200849773 | node_8100801_200849774 | 191.17 | bal_1P_4/0AL | 8100801 | no | no |  |  | no |  |  | 0 | 0 | 0 | 0
oh_line_8100801_200849775 |  | AD | node_8100801_200849779 | node_8100801_200849775 | 128.163 | bal_1P_2AC | 8100801 | no | no |  |  | no |  |  | 0 | 0 | 0 | 0
oh_line_8100801_200849776 |  | AD | node_8100801_200849774 | node_8100801_200849776 | 159.556 | bal_1P_4/0AL | 8100801 | no | no |  |  | no |  |  | 0 | 0 | 0 | 0
oh_line_8100801_200849777 |  | AD | node_8100801_200849776 | node_8100801_200849777 | 158.35 | bal_1P_4/0AL | 8100801 | no | no |  |  | no |  |  | 0 | 0 | 0 | 0
oh_line_8100801_200849778 |  | AD | node_8100801_200849777 | node_8100801_200849778 | 191.449 | bal_1P_4/0AL | 8100801 | no | no |  |  | no |  |  | 0 | 0 | 0 | 0
oh_line_8100801_200849779 |  | AD | node_8100801_200849780 | node_8100801_200849779 | 123.022 | bal_1P_2AC | 8100801 | no | no |  |  | no |  |  | 0 | 0 | 0 | 0
oh_line_8100801_200849780 |  | AD | node_8100801_200849781 | node_8100801_200849780 | 120.909 | bal_1P_2AC | 8100801 | no | no |  |  | no |  |  | 0 | 0 | 0 | 0
oh_line_8100801_200849781 |  | AD | node_8100801_200849782 | node_8100801_200849781 | 128.866 | bal_1P_2AC | 8100801 | no | no |  |  | no |  |  | 0 | 0 | 0 | 0
oh_line_8100801_200849782 |  | AD | node_8100801_200849783 | node_8100801_200849782 | 124.664 | bal_1P_4CU | 8100801 | no | no |  |  | no |  |  | 0 | 0 | 0 | 0
oh_line_8100801_200849783 |  | AD | node_8100801_200849784 | node_8100801_200849783 | 158.899 | bal_1P_4CU | 8100801 | no | no |  |  | no |  |  | 0 | 0 | 0 | 0
oh_line_8100801_200849784 |  | AD | node_8100801_200849690 | node_8100801_200849784 | 26.835 | bal_1P_4CU | 8100801 | no | no |  |  | no |  |  | 0 | 0 | 0 | 0
oh_line_8100801_200849785 |  | AD | node_8100801_200849782 | node_intto1_8100801_200849785 | 183.75 | bal_1P_4CU | 8100801 | no | no |  |  | no |  |  | 0 | 0 | 0 | 0
oh_line_8100801_200849786 |  | AD | node_8100801_200849799 | node_8100801_200849786 | 152.422 | bal_1P_1/0AC | 8100801 | no | no |  |  | no |  |  | 0 | 0 | 0 | 0
oh_line_8100801_200849787 |  | AD | node_8100801_200849786 | node_8100801_200849787 | 143.854 | bal_1P_1/0AC | 8100801 | no | no |  |  | no |  |  | 0 | 0 | 0 | 0
oh_line_8100801_200849792 |  | AD | node_8100801_200849785 | node_8100801_200849792 | 121.759 | bal_1P_4CU | 8100801 | no | no |  |  | no |  |  | 0 | 0 | 0 | 0
oh_line_8100801_200849793 |  | AD | node_8100801_200849792 | node_8100801_200849793 | 128.124 | bal_1P_4CU | 8100801 | no | no |  |  | no |  |  | 0 | 0 | 0 | 0
oh_line_8100801_200849794 |  | AD | node_8100801_200849793 | node_8100801_200849794 | 133.691 | bal_1P_1/0AC | 8100801 | no | no |  |  | no |  |  | 0 | 0 | 0 | 0
oh_line_8100801_200849795 |  | AD | node_8100801_200849794 | node_8100801_200849795 | 120.27 | bal_1P_1/0AC | 8100801 | no | no |  |  | no |  |  | 0 | 0 | 0 | 0
oh_line_8100801_200849796 |  | AD | node_8100801_200849795 | node_8100801_200849796 | 137.94 | bal_1P_1/0AC | 8100801 | no | no |  |  | no |  |  | 0 | 0 | 0 | 0
oh_line_8100801_200849797 |  | AD | node_8100801_200849796 | node_8100801_200849797 | 107.022 | bal_1P_1/0AC | 8100801 | no | no |  |  | no |  |  | 0 | 0 | 0 | 0
oh_line_8100801_200849798 |  | AD | node_8100801_200849797 | node_8100801_200849798 | 137.299 | bal_1P_1/0AC | 8100801 | no | no |  |  | no |  |  | 0 | 0 | 0 | 0
oh_line_8100801_200849799 |  | AD | node_8100801_200849798 | node_8100801_200849799 | 139.108 | bal_1P_1/0AC | 8100801 | no | no |  |  | no |  |  | 0 | 0 | 0 | 0
oh_line_8100801_200849829 |  | AD | node_8100801_200852777 | node_8100801_200849829 | 30.23 | bal_1P_1/0AC | 8100801 | no | no |  |  | no |  |  | 0 | 0 | 0 | 0
oh_line_8100801_200849830 |  | AD | node_8100801_200849829 | node_8100801_200849830 | 116.115 | bal_1P_1/0AC | 8100801 | no | no |  |  | no |  |  | 0 | 0 | 0 | 0
oh_line_8100801_200849831 |  | AD | node_8100801_200849830 | node_8100801_200849831 | 128.724 | bal_1P_1/0AC | 8100801 | no | no |  |  | no |  |  | 0 | 0 | 0 | 0
oh_line_8100801_200849832 |  | AD | node_8100801_200849831 | node_8100801_200849832 | 128.475 | bal_1P_1/0AC | 8100801 | no | no |  |  | no |  |  | 0 | 0 | 0 | 0
oh_line_8100801_200849845 |  | AD | node_8100801_201017886 | node_8100801_200849845 | 213.859 | bal_1P_1/0AC | 8100801 | no | no |  |  | no |  |  | 0 | 0 | 0 | 0
oh_line_8100801_200849848 |  | AD | node_8100801_200849780 | node_8100801_200849848 | 182.504 | bal_1P_1/0AC | 8100801 | no | no |  |  | no |  |  | 0 | 0 | 0 | 0
oh_line_8100801_200849849 |  | AD | node_8100801_200849848 | node_8100801_200849849 | 127.271 | bal_1P_1/0AC | 8100801 | no | no |  |  | no |  |  | 0 | 0 | 0 | 0
oh_line_8100801_200849850 |  | AD | node_8100801_200849849 | node_8100801_200849850 | 131.232 | bal_1P_1/0AC | 8100801 | no | no |  |  | no |  |  | 0 | 0 | 0 | 0
oh_line_8100801_200849859 |  | AD | node_8100801_200849765 | node_intto1_8100801_200849859 | 195.183 | bal_1P_1/0AC | 8100801 | no | no |  |  | no |  |  | 0 | 0 | 0 | 0
oh_line_8100801_200849861 |  | AD | node_8100801_200849859 | node_8100801_200849861 | 155.09 | bal_1P_1/0AC | 8100801 | no | no |  |  | no |  |  | 0 | 0 | 0 | 0
oh_line_8100801_200849862 |  | AD | node_8100801_200849861 | node_8100801_200849862 | 140.379 | bal_1P_1/0AC | 8100801 | no | no |  |  | no |  |  | 0 | 0 | 0 | 0
oh_line_8100801_200849863 |  | AD | node_8100801_200849862 | node_8100801_200849863 | 141.94 | bal_1P_1/0AC | 8100801 | no | no |  |  | no |  |  | 0 | 0 | 0 | 0
oh_line_8100801_200849864 |  | AD | node_8100801_200849863 | node_8100801_200849864 | 150.512 | bal_1P_1/0AC | 8100801 | no | no |  |  | no |  |  | 0 | 0 | 0 | 0
oh_line_8100801_200849865 |  | AD | node_8100801_200849864 | node_8100801_200849865 | 149.987 | bal_1P_1/0AC | 8100801 | no | no |  |  | no |  |  | 0 | 0 | 0 | 0
oh_line_8100801_200849866 |  | AD | node_8100801_200849865 | node_8100801_200849866 | 148.363 | bal_1P_1/0AC | 8100801 | no | no |  |  | no |  |  | 0 | 0 | 0 | 0
oh_line_8100801_200849867 |  | AD | node_8100801_200849866 | node_8100801_200849867 | 179.593 | bal_1P_1/0AC | 8100801 | no | no |  |  | no |  |  | 0 | 0 | 0 | 0
oh_line_8100801_200849869 |  | AD | node_8100801_200849867 | node_8100801_200849869 | 155.334 | bal_1P_1/0AC | 8100801 | no | no |  |  | no |  |  | 0 | 0 | 0 | 0
oh_line_8100801_200849870 |  | AD | node_8100801_200849869 | node_8100801_200849870 | 109.07 | bal_1P_1/0AC | 8100801 | no | no |  |  | no |  |  | 0 | 0 | 0 | 0
oh_line_8100801_200849972 |  | ABCD | node_8100801_200849975 | node_8100801_200849972 | 131.544 | bal_3P_477AL | 8100801 | no | no |  |  | no |  |  | 0 | 0 | 0 | 0
oh_line_8100801_200849973 |  | ABCD | node_8100801_200849972 | node_8100801_200849973 | 178.161 | bal_3P_477AL | 8100801 | no | no |  |  | no |  |  | 0 | 0 | 0 | 0
oh_line_8100801_200849974 |  | ABCD | node_SOURCE_8100801 | node_8100801_200849974 | 75.209 | bal_3P_477AL | 8100801 | no | no |  |  | no |  |  | 0 | 0 | 0 | 0
oh_line_8100801_200849975 |  | ABCD | node_8100801_200849974 | node_intto1_8100801_200849975 | 36.133 | bal_3P_477AL | 8100801 | no | no |  |  | no |  |  | 0 | 0 | 0 | 0
oh_line_8100801_200849984 |  | ABCD | node_8100801_200849972 | node_intto1_8100801_200849984 | 76.232 | bal_3P_1/0AC | 8100801 | no | no |  |  | no |  |  | 0 | 0 | 0 | 0
oh_line_8100801_200850011 |  | AD | node_8100801_200850013 | node_8100801_200850011 | 210.67 | bal_1P_1/0AC | 8100801 | no | no |  |  | no |  |  | 0 | 0 | 0 | 0
oh_line_8100801_200850013 |  | AD | node_8100801_200850014 | node_8100801_200850013 | 167.597 | bal_1P_1/0AC | 8100801 | no | no |  |  | no |  |  | 0 | 0 | 0 | 0
oh_line_8100801_200850014 |  | AD | node_8100801_200850015 | node_8100801_200850014 | 169.239 | bal_1P_1/0AC | 8100801 | no | no |  |  | no |  |  | 0 | 0 | 0 | 0
oh_line_8100801_200850015 |  | AD | node_8100801_200850016 | node_8100801_200850015 | 171.742 | bal_1P_1/0AC | 8100801 | no | no |  |  | no |  |  | 0 | 0 | 0 | 0
oh_line_8100801_200850016 |  | AD | node_8100801_200850017 | node_8100801_200850016 | 161.147 | bal_1P_1/0AC | 8100801 | no | no |  |  | no |  |  | 0 | 0 | 0 | 0
oh_line_8100801_200850017 |  | AD | node_8100801_200849670 | node_8100801_200850017 | 23.178 | bal_1P_1/0AC | 8100801 | no | no |  |  | no |  |  | 0 | 0 | 0 | 0
oh_line_8100801_200850102 |  | AD | node_8100801_200850013 | node_intto1_8100801_200850102 | 172.822 | bal_1P_1/0AC | 8100801 | no | no |  |  | no |  |  | 0 | 0 | 0 | 0
oh_line_8100801_200850104 |  | AD | node_8100801_200850120 | node_8100801_200850104 | 192.726 | bal_1P_1/0AA | 8100801 | no | no |  |  | no |  |  | 0 | 0 | 0 | 0
oh_line_8100801_200850105 |  | AD | node_8100801_200850104 | node_8100801_200850105 | 196.33 | bal_1P_1/0AA | 8100801 | no | no |  |  | no |  |  | 0 | 0 | 0 | 0
oh_line_8100801_200850106 |  | AD | node_8100801_200850105 | node_8100801_200850106 | 145.452 | bal_1P_1/0AA | 8100801 | no | no |  |  | no |  |  | 0 | 0 | 0 | 0
oh_line_8100801_200850107 |  | AD | node_8100801_200850106 | node_8100801_200850107 | 153.282 | bal_1P_1/0AA | 8100801 | no | no |  |  | no |  |  | 0 | 0 | 0 | 0
oh_line_8100801_200850108 |  | AD | node_8100801_200850107 | node_8100801_200850108 | 153.958 | bal_1P_1/0AA | 8100801 | no | no |  |  | no |  |  | 0 | 0 | 0 | 0
oh_line_8100801_200850109 |  | AD | node_8100801_200850108 | node_8100801_200850109 | 210.938 | bal_1P_1/0AA | 8100801 | no | no |  |  | no |  |  | 0 | 0 | 0 | 0
oh_line_8100801_200850110 |  | AD | node_8100801_200850109 | node_8100801_200850110 | 101.611 | bal_1P_1/0AA | 8100801 | no | no |  |  | no |  |  | 0 | 0 | 0 | 0
oh_line_8100801_200850111 |  | AD | node_8100801_200850102 | node_8100801_200850111 | 140.091 | bal_1P_1/0AC | 8100801 | no | no |  |  | no |  |  | 0 | 0 | 0 | 0
oh_line_8100801_200850112 |  | AD | node_8100801_200850111 | node_8100801_200850112 | 161.032 | bal_1P_1/0AC | 8100801 | no | no |  |  | no |  |  | 0 | 0 | 0 | 0
oh_line_8100801_200850113 |  | AD | node_8100801_200850112 | node_8100801_200850113 | 166.986 | bal_1P_1/0AC | 8100801 | no | no |  |  | no |  |  | 0 | 0 | 0 | 0
oh_line_8100801_200850114 |  | AD | node_8100801_200850113 | node_8100801_200850114 | 159.445 | bal_1P_1/0AC | 8100801 | no | no |  |  | no |  |  | 0 | 0 | 0 | 0
oh_line_8100801_200850115 |  | AD | node_8100801_200850114 | node_8100801_200850115 | 183.036 | bal_1P_1/0AC | 8100801 | no | no |  |  | no |  |  | 0 | 0 | 0 | 0
oh_line_8100801_200850116 |  | AD | node_8100801_200850115 | node_8100801_200850116 | 167.416 | bal_1P_1/0AC | 8100801 | no | no |  |  | no |  |  | 0 | 0 | 0 | 0
oh_line_8100801_200850118 |  | AD | node_8100801_200850116 | node_8100801_200850118 | 241.772 | bal_1P_1/0AC | 8100801 | no | no |  |  | no |  |  | 0 | 0 | 0 | 0
oh_line_8100801_200850120 |  | AD | node_8100801_200850118 | node_8100801_200850120 | 194.154 | bal_1P_1/0AA | 8100801 | no | no |  |  | no |  |  | 0 | 0 | 0 | 0
oh_line_8100801_200851111 |  | AD | node_8100801_200851112 | node_8100801_200851111 | 142.093 | bal_1P_4CU | 8100801 | no | no |  |  | no |  |  | 0 | 0 | 0 | 0
oh_line_8100801_200851112 |  | AD | node_8100801_200851113 | node_8100801_200851112 | 153.008 | bal_1P_4CU | 8100801 | no | no |  |  | no |  |  | 0 | 0 | 0 | 0
oh_line_8100801_200851113 |  | AD | node_8100801_200853055 | node_8100801_200851113 | 157.013 | bal_1P_4CU | 8100801 | no | no |  |  | no |  |  | 0 | 0 | 0 | 0
oh_line_8100801_200851139 |  | AD | node_8100801_200851140 | node_8100801_200851139 | 149.667 | bal_1P_4CU | 8100801 | no | no |  |  | no |  |  | 0 | 0 | 0 | 0
oh_line_8100801_200851140 |  | AD | node_8100801_200851142 | node_8100801_200851140 | 108.876 | bal_1P_4CU | 8100801 | no | no |  |  | no |  |  | 0 | 0 | 0 | 0
oh_line_8100801_200851142 |  | AD | node_8100801_200851147 | node_8100801_200851142 | 125.075 | bal_1P_4CU | 8100801 | no | no |  |  | no |  |  | 0 | 0 | 0 | 0
oh_line_8100801_200851143 |  | AD | node_8100801_200851142 | node_8100801_200851143 | 147.448 | bal_1P_1/0AC | 8100801 | no | no |  |  | no |  |  | 0 | 0 | 0 | 0
oh_line_8100801_200851144 |  | AD | node_8100801_200851143 | node_8100801_200851144 | 98.849 | bal_1P_1/0AC | 8100801 | no | no |  |  | no |  |  | 0 | 0 | 0 | 0
oh_line_8100801_200851147 |  | AD | node_8100801_200851111 | node_8100801_200851147 | 144.092 | bal_1P_4CU | 8100801 | no | no |  |  | no |  |  | 0 | 0 | 0 | 0
oh_line_8100801_200852771 |  | ABCD | node_8100801_200852936 | node_8100801_200852771 | 114.703 | bal_3P_477AL | 8100801 | no | no |  |  | no |  |  | 0 | 0 | 0 | 0
oh_line_8100801_200852773 |  | ABCD | node_8100801_200852771 | node_intto1_8100801_200852773 | 100.692 | bal_3P_2/0CU | 8100801 | no | no |  |  | no |  |  | 0 | 0 | 0 | 0
oh_line_8100801_200852775 |  | ABCD | node_8100801_200852773 | node_8100801_200852775 | 160.991 | bal_3P_2/0CU | 8100801 | no | no |  |  | no |  |  | 0 | 0 | 0 | 0
oh_line_8100801_200852777 |  | ABCD | node_8100801_200852775 | node_8100801_200852777 | 100.032 | bal_3P_2/0CU | 8100801 | no | no |  |  | no |  |  | 0 | 0 | 0 | 0
oh_line_8100801_200852779 |  | ABCD | node_8100801_200852777 | node_8100801_200852779 | 182.154 | bal_3P_2/0CU | 8100801 | no | no |  |  | no |  |  | 0 | 0 | 0 | 0
oh_line_8100801_200852781 |  | ABCD | node_8100801_200852779 | node_8100801_200852781 | 184.37 | bal_3P_2/0CU | 8100801 | no | no |  |  | no |  |  | 0 | 0 | 0 | 0
oh_line_8100801_200852783 |  | ABCD | node_8100801_200852781 | node_8100801_200852783 | 115.076 | bal_3P_2/0CU | 8100801 | no | no |  |  | no |  |  | 0 | 0 | 0 | 0
oh_line_8100801_200852785 |  | ABCD | node_8100801_200852783 | node_8100801_200852785 | 169.178 | bal_3P_2/0CU | 8100801 | no | no |  |  | no |  |  | 0 | 0 | 0 | 0
oh_line_8100801_200852788 |  | ABCD | node_8100801_200852785 | node_8100801_200852788 | 212.486 | bal_3P_2/0CU | 8100801 | no | no |  |  | no |  |  | 0 | 0 | 0 | 0
oh_line_8100801_200852790 |  | ABCD | node_8100801_200852788 | node_8100801_200852790 | 117.585 | bal_3P_2/0CU | 8100801 | no | no |  |  | no |  |  | 0 | 0 | 0 | 0
oh_line_8100801_200852795 |  | ABCD | node_8100801_200852790 | node_8100801_200852795 | 175.098 | bal_3P_2/0CU | 8100801 | no | no |  |  | no |  |  | 0 | 0 | 0 | 0
oh_line_8100801_200852797 |  | ABCD | node_8100801_200852795 | node_8100801_200852797 | 127.754 | bal_3P_2/0CU | 8100801 | no | no |  |  | no |  |  | 0 | 0 | 0 | 0
oh_line_8100801_200852799 |  | ABCD | node_8100801_200852797 | node_8100801_200852799 | 140.081 | bal_3P_2/0CU | 8100801 | no | no |  |  | no |  |  | 0 | 0 | 0 | 0
oh_line_8100801_200852801 |  | ABCD | node_8100801_200852799 | node_8100801_200852801 | 128.48 | bal_3P_2/0CU | 8100801 | no | no |  |  | no |  |  | 0 | 0 | 0 | 0
oh_line_8100801_200852803 |  | ABCD | node_8100801_200852801 | node_8100801_200852803 | 137.598 | bal_3P_2/0CU | 8100801 | no | no |  |  | no |  |  | 0 | 0 | 0 | 0
oh_line_8100801_200852805 |  | ABCD | node_8100801_200852803 | node_8100801_200852805 | 128.091 | bal_3P_2/0CU | 8100801 | no | no |  |  | no |  |  | 0 | 0 | 0 | 0
oh_line_8100801_200852807 |  | ABCD | node_8100801_200852805 | node_8100801_200852807 | 158.345 | bal_3P_2/0CU | 8100801 | no | no |  |  | no |  |  | 0 | 0 | 0 | 0
oh_line_8100801_200852810 |  | ABCD | node_8100801_200852807 | node_8100801_200852810 | 93.299 | bal_3P_2/0CU | 8100801 | no | no |  |  | no |  |  | 0 | 0 | 0 | 0
oh_line_8100801_200852812 |  | ABCD | node_8100801_200852810 | node_8100801_200852812 | 132.569 | bal_3P_2/0CU | 8100801 | no | no |  |  | no |  |  | 0 | 0 | 0 | 0
oh_line_8100801_200852813 |  | ABCD | node_8100801_200852812 | node_8100801_200852813 | 103.946 | bal_3P_2/0CU | 8100801 | no | no |  |  | no |  |  | 0 | 0 | 0 | 0
oh_line_8100801_200852929 |  | ABCD | node_8100801_200852930 | node_8100801_200852929 | 84.907 | bal_3P_477AL | 8100801 | no | no |  |  | no |  |  | 0 | 0 | 0 | 0
oh_line_8100801_200852930 |  | ABCD | node_8100801_200849973 | node_8100801_200852930 | 105.277 | bal_3P_477AL | 8100801 | no | no |  |  | no |  |  | 0 | 0 | 0 | 0
oh_line_8100801_200852931 |  | ABCD | node_8100801_200852930 | node_8100801_200852931 | 6.507 | bal_3P_477AL | 8100801 | no | no |  |  | no |  |  | 0 | 0 | 0 | 0
oh_line_8100801_200852933 |  | ABCD | node_8100801_310054319 | node_8100801_200852933 | 181.977 | bal_3P_477AL | 8100801 | no | no |  |  | no |  |  | 0 | 0 | 0 | 0
oh_line_8100801_200852934 |  | ABCD | node_8100801_200852933 | node_8100801_200852934 | 219.416 | bal_3P_477AL | 8100801 | no | no |  |  | no |  |  | 0 | 0 | 0 | 0
oh_line_8100801_200852935 |  | ABCD | node_8100801_200852934 | node_8100801_200852935 | 203.63 | bal_3P_477AL | 8100801 | no | no |  |  | no |  |  | 0 | 0 | 0 | 0
oh_line_8100801_200852936 |  | ABCD | node_8100801_200852935 | node_8100801_200852936 | 166.389 | bal_3P_477AL | 8100801 | no | no |  |  | no |  |  | 0 | 0 | 0 | 0
oh_line_8100801_200853050 |  | AD | node_8100801_200853051 | node_8100801_200853050 | 134.904 | bal_1P_4CU | 8100801 | no | no |  |  | no |  |  | 0 | 0 | 0 | 0
oh_line_8100801_200853051 |  | AD | node_8100801_200853052 | node_8100801_200853051 | 97.518 | bal_1P_4CU | 8100801 | no | no |  |  | no |  |  | 0 | 0 | 0 | 0
oh_line_8100801_200853052 |  | AD | node_8100801_200853053 | node_8100801_200853052 | 155.955 | bal_1P_4CU | 8100801 | no | no |  |  | no |  |  | 0 | 0 | 0 | 0
oh_line_8100801_200853053 |  | AD | node_8100801_200853054 | node_8100801_200853053 | 147.803 | bal_1P_4CU | 8100801 | no | no |  |  | no |  |  | 0 | 0 | 0 | 0
oh_line_8100801_200853054 |  | AD | node_8100801_200853055 | node_8100801_200853054 | 146.917 | bal_1P_4CU | 8100801 | no | no |  |  | no |  |  | 0 | 0 | 0 | 0
oh_line_8100801_200853055 |  | AD | node_8100801_200853056 | node_8100801_200853055 | 120.141 | bal_1P_4CU | 8100801 | no | no |  |  | no |  |  | 0 | 0 | 0 | 0
oh_line_8100801_200853056 |  | AD | node_8100801_200853057 | node_intto1_8100801_200853056 | 154.01 | bal_1P_4CU | 8100801 | no | no |  |  | no |  |  | 0 | 0 | 0 | 0
oh_line_8100801_200853057 |  | AD | node_8100801_200853058 | node_8100801_200853057 | 171.76 | bal_1P_4CU | 8100801 | no | no |  |  | no |  |  | 0 | 0 | 0 | 0
oh_line_8100801_200853058 |  | AD | node_8100801_200853059 | node_8100801_200853058 | 166.886 | bal_1P_4CU | 8100801 | no | no |  |  | no |  |  | 0 | 0 | 0 | 0
oh_line_8100801_200853059 |  | AD | node_8100801_200853061 | node_8100801_200853059 | 80.608 | bal_1P_4CU | 8100801 | no | no |  |  | no |  |  | 0 | 0 | 0 | 0
oh_line_8100801_200853061 |  | AD | node_8100801_200853062 | node_8100801_200853061 | 108.365 | bal_1P_4CU | 8100801 | no | no |  |  | no |  |  | 0 | 0 | 0 | 0
oh_line_8100801_200853062 |  | AD | node_8100801_200853065 | node_8100801_200853062 | 155.63 | bal_1P_2CU | 8100801 | no | no |  |  | no |  |  | 0 | 0 | 0 | 0
oh_line_8100801_200853065 |  | AD | node_8100801_200853066 | node_8100801_200853065 | 124.75 | bal_1P_2CU | 8100801 | no | no |  |  | no |  |  | 0 | 0 | 0 | 0
oh_line_8100801_200853066 |  | AD | node_8100801_200853067 | node_8100801_200853066 | 110.094 | bal_1P_2CU | 8100801 | no | no |  |  | no |  |  | 0 | 0 | 0 | 0
oh_line_8100801_200853067 |  | AD | node_8100801_200853068 | node_8100801_200853067 | 118.044 | bal_1P_2CU | 8100801 | no | no |  |  | no |  |  | 0 | 0 | 0 | 0
oh_line_8100801_200853068 |  | ABCD | node_8100801_200853069 | node_intto1_8100801_200853068 | 211.402 | bal_3P_4CU | 8100801 | no | no |  |  | no |  |  | 0 | 0 | 0 | 0
oh_line_8100801_200853069 |  | ABCD | node_8100801_200852805 | node_8100801_200853069 | 40.694 | bal_3P_4CU | 8100801 | no | no |  |  | no |  |  | 0 | 0 | 0 | 0
oh_line_8100801_200853091 |  | AD | node_8100801_200848811 | node_8100801_200853091 | 149.791 | bal_1P_4CU | 8100801 | no | no |  |  | no |  |  | 0 | 0 | 0 | 0
oh_line_8100801_200853092 |  | AD | node_8100801_200853091 | node_8100801_200853092 | 56.93 | bal_1P_1/0AC | 8100801 | no | no |  |  | no |  |  | 0 | 0 | 0 | 0
oh_line_8100801_200853093 |  | AD | node_8100801_200853092 | node_8100801_200853093 | 93.093 | bal_1P_1/0AC | 8100801 | no | no |  |  | no |  |  | 0 | 0 | 0 | 0
oh_line_8100801_200853094 |  | AD | node_8100801_200853093 | node_8100801_200853094 | 102.387 | bal_1P_1/0AC | 8100801 | no | no |  |  | no |  |  | 0 | 0 | 0 | 0
oh_line_8100801_200853095 |  | AD | node_8100801_200853094 | node_8100801_200853095 | 184.814 | bal_1P_1/0AC | 8100801 | no | no |  |  | no |  |  | 0 | 0 | 0 | 0
oh_line_8100801_200853121 |  | AD | node_8100801_200848831 | node_8100801_200853121 | 22.444 | bal_1P_4CU | 8100801 | no | no |  |  | no |  |  | 0 | 0 | 0 | 0
oh_line_8100801_200853122 |  | AD | node_8100801_200853121 | node_8100801_200853122 | 146.965 | bal_1P_4CU | 8100801 | no | no |  |  | no |  |  | 0 | 0 | 0 | 0
oh_line_8100801_200854252 |  | AD | node_8100801_200854270 | node_8100801_200854252 | 175.306 | bal_1P_1/0AC | 8100801 | no | no |  |  | no |  |  | 0 | 0 | 0 | 0
oh_line_8100801_200854253 |  | AD | node_8100801_200854252 | node_8100801_200854253 | 167.234 | bal_1P_1/0AC | 8100801 | no | no |  |  | no |  |  | 0 | 0 | 0 | 0
oh_line_8100801_200854254 |  | AD | node_8100801_200854253 | node_8100801_200854254 | 167.476 | bal_1P_1/0AC | 8100801 | no | no |  |  | no |  |  | 0 | 0 | 0 | 0
oh_line_8100801_200854255 |  | AD | node_8100801_200854254 | node_8100801_200854255 | 151.157 | bal_1P_1/0AC | 8100801 | no | no |  |  | no |  |  | 0 | 0 | 0 | 0
oh_line_8100801_200854265 |  | AD | node_8100801_200854266 | node_8100801_200854265 | 171.135 | bal_1P_1/0AC | 8100801 | no | no |  |  | no |  |  | 0 | 0 | 0 | 0
oh_line_8100801_200854266 |  | AD | node_8100801_200854267 | node_8100801_200854266 | 160.391 | bal_1P_1/0AC | 8100801 | no | no |  |  | no |  |  | 0 | 0 | 0 | 0
oh_line_8100801_200854267 |  | AD | node_8100801_200850011 | node_intto1_8100801_200854267 | 159.492 | bal_1P_1/0AC | 8100801 | no | no |  |  | no |  |  | 0 | 0 | 0 | 0
oh_line_8100801_200854268 |  | AD | node_8100801_200854267 | node_8100801_200854268 | 154.806 | bal_1P_1/0AC | 8100801 | no | no |  |  | no |  |  | 0 | 0 | 0 | 0
oh_line_8100801_200854269 |  | AD | node_8100801_200854268 | node_8100801_200854269 | 159.53 | bal_1P_1/0AC | 8100801 | no | no |  |  | no |  |  | 0 | 0 | 0 | 0
oh_line_8100801_200854270 |  | AD | node_8100801_200854269 | node_8100801_200854270 | 171.625 | bal_1P_1/0AC | 8100801 | no | no |  |  | no |  |  | 0 | 0 | 0 | 0
oh_line_8100801_200947704-1 |  | ABCD | node_8100801_201052205 | node_1359970_668_15298917_441 | 5.037 | bal_3P_2/0CU | 8100801 | no | no |  |  | no |  |  | 0 | 0 | 0 | 0
oh_line_8100801_200947704-2 |  | ABCD | node_1359970_668_15298917_441 | node_intto1_701T629-220416760 | 141.878 | bal_3P_2/0CU | 8100801 | no | no |  |  | no |  |  | 0 | 0 | 0 | 0
oh_line_8100801_200947704-3 |  | ABCD | node_701T629-220416760 | node_8100801_200947704 | 9.52 | bal_3P_2/0CU | 8100801 | no | no |  |  | no |  |  | 0 | 0 | 0 | 0
oh_line_8100801_200954330 |  | ABCD | node_8100801_200947704 | node_8100801_200954330 | 50.907 | bal_3P_2/0CU | 8100801 | no | no |  |  | no |  |  | 0 | 0 | 0 | 0
oh_line_8100801_200961209 |  | AD | node_8100801_200853050 | node_8100801_200961209 | 15.88 | bal_1P_4CU | 8100801 | no | no |  |  | no |  |  | 0 | 0 | 0 | 0
oh_line_8100801_200968707 |  | AD | node_8100801_200849676 | node_8100801_200968707 | 130.408 | bal_1P_4CU | 8100801 | no | no |  |  | no |  |  | 0 | 0 | 0 | 0
oh_line_8100801_200983087 |  | AD | node_8100801_200849707 | node_8100801_200983087 | 119.835 | bal_1P_4CU | 8100801 | no | no |  |  | no |  |  | 0 | 0 | 0 | 0
oh_line_8100801_200983088 |  | AD | node_8100801_200983134 | node_8100801_200983088 | 126.744 | bal_1P_4CU | 8100801 | no | no |  |  | no |  |  | 0 | 0 | 0 | 0
oh_line_8100801_200983134 |  | AD | node_8100801_200983087 | node_8100801_200983134 | 130.076 | bal_1P_4CU | 8100801 | no | no |  |  | no |  |  | 0 | 0 | 0 | 0
oh_line_8100801_201016655 |  | AD | node_8100801_200849500 | node_8100801_201016655 | 135.772 | bal_1P_4CU | 8100801 | no | no |  |  | no |  |  | 0 | 0 | 0 | 0
oh_line_8100801_201016656 |  | AD | node_8100801_201016655 | node_8100801_201016656 | 137.026 | bal_1P_4CU | 8100801 | no | no |  |  | no |  |  | 0 | 0 | 0 | 0
oh_line_8100801_201016657 |  | AD | node_8100801_201016656 | node_8100801_201016657 | 148.745 | bal_1P_4CU | 8100801 | no | no |  |  | no |  |  | 0 | 0 | 0 | 0
oh_line_8100801_201016658 |  | AD | node_8100801_201016657 | node_8100801_201016658 | 133.844 | bal_1P_4CU | 8100801 | no | no |  |  | no |  |  | 0 | 0 | 0 | 0
oh_line_8100801_201017883 |  | AD | node_8100801_201017889 | node_8100801_201017883 | 125.981 | bal_1P_1/0AC | 8100801 | no | no |  |  | no |  |  | 0 | 0 | 0 | 0
oh_line_8100801_201017886 |  | AD | node_8100801_200849488 | node_8100801_201017886 | 130.047 | bal_1P_1/0AC | 8100801 | no | no |  |  | no |  |  | 0 | 0 | 0 | 0
oh_line_8100801_201017889 |  | AD | node_8100801_200849541 | node_8100801_201017889 | 127.559 | bal_1P_1/0AC | 8100801 | no | no |  |  | no |  |  | 0 | 0 | 0 | 0
oh_line_8100801_201052205 |  | ABCD | node_8100801_200852813 | node_8100801_201052205 | 96.818 | bal_3P_2/0CU | 8100801 | no | no |  |  | no |  |  | 0 | 0 | 0 | 0
oh_line_8100801_310054319 |  | ABCD | node_8100801_200852931 | node_8100801_310054319 | 205.2 | bal_3P_477AL | 8100801 | no | no |  |  | no |  |  | 0 | 0 | 0 | 0
oh_line_8100801_312008565 |  | ABCD | node_8100801_200852773 | node_8100801_312008565 | 50.789 | bal_3P_1/0AA | 8100801 | no | no |  |  | no |  |  | 0 | 0 | 0 | 0
oh_line_TAP_OH_902586 |  | AN | node_8100801_200848811 | node_1361591_035_15298204_931 | 0.033 | unb_TAPWIRE_OH | 8100801 | no | no |  |  | no |  |  | 0 | 0 | 0 | 0
oh_line_TAP_OH_902587 |  | AN | node_8100801_200848816 | node_1362116_444_15298192_163 | 0.033 | unb_TAPWIRE_OH | 8100801 | no | no |  |  | no |  |  | 0 | 0 | 0 | 0
oh_line_TAP_OH_902588 |  | AN | node_8100801_200848820 | node_1362578_882_15298274_304 | 0.033 | unb_TAPWIRE_OH | 8100801 | no | no |  |  | no |  |  | 0 | 0 | 0 | 0
oh_line_TAP_OH_902590 |  | AN | node_8100801_200848832 | node_1361259_591_15298191_468 | 0.033 | unb_TAPWIRE_OH | 8100801 | no | no |  |  | no |  |  | 0 | 0 | 0 | 0
oh_line_TAP_OH_902591 |  | AN | node_8100801_200848834 | node_1361048_46_15298183_858 | 0.033 | unb_TAPWIRE_OH | 8100801 | no | no |  |  | no |  |  | 0 | 0 | 0 | 0
oh_line_TAP_OH_902592 |  | AN | node_8100801_200848837 | node_1360693_219_15298196_591 | 0.033 | unb_TAPWIRE_OH | 8100801 | no | no |  |  | no |  |  | 0 | 0 | 0 | 0
oh_line_TAP_OH_902693 |  | AN | node_8100801_200849179 | node_1359135_49_15299873_752 | 0.033 | unb_TAPWIRE_OH | 8100801 | no | no |  |  | no |  |  | 0 | 0 | 0 | 0
oh_line_TAP_OH_902745 |  | AN | node_8100801_200849401 | node_1359943_873_15299302_285 | 0.033 | unb_TAPWIRE_OH | 8100801 | no | no |  |  | no |  |  | 0 | 0 | 0 | 0
oh_line_TAP_OH_902746 |  | AN | node_8100801_200849404 | node_1360280_219_15299252_403 | 0.033 | unb_TAPWIRE_OH | 8100801 | no | no |  |  | no |  |  | 0 | 0 | 0 | 0
oh_line_TAP_OH_902747 |  | AN | node_8100801_200849407 | node_1360638_684_15299267_486 | 0.033 | unb_TAPWIRE_OH | 8100801 | no | no |  |  | no |  |  | 0 | 0 | 0 | 0
oh_line_TAP_OH_902748 |  | AN | node_8100801_200849410 | node_1358943_278_15299254_264 | 0.033 | unb_TAPWIRE_OH | 8100801 | no | no |  |  | no |  |  | 0 | 0 | 0 | 0
oh_line_TAP_OH_902749 |  | AN | node_8100801_200849411 | node_1360996_871_15299286_987 | 0.033 | unb_TAPWIRE_OH | 8100801 | no | no |  |  | no |  |  | 0 | 0 | 0 | 0
oh_line_TAP_OH_902750 |  | AN | node_8100801_200849420 | node_1362106_746_15299389_872 | 0.033 | unb_TAPWIRE_OH | 8100801 | no | no |  |  | no |  |  | 0 | 0 | 0 | 0
oh_line_TAP_OH_902751 |  | AN | node_8100801_200849425 | node_1359426_689_15299279_97 | 0.033 | unb_TAPWIRE_OH | 8100801 | no | no |  |  | no |  |  | 0 | 0 | 0 | 0
oh_line_TAP_OH_902755 |  | AN | node_8100801_200849448 | node_1361631_817_15299336_292 | 0.033 | unb_TAPWIRE_OH | 8100801 | no | no |  |  | no |  |  | 0 | 0 | 0 | 0
oh_line_TAP_OH_902756 |  | AN | node_8100801_200849456 | node_1361404_39_15300117_12 | 0.033 | unb_TAPWIRE_OH | 8100801 | no | no |  |  | no |  |  | 0 | 0 | 0 | 0
oh_line_TAP_OH_902762 |  | AN | node_8100801_200849487 | node_1360126_951_15299631_043 | 0.033 | unb_TAPWIRE_OH | 8100801 | no | no |  |  | no |  |  | 0 | 0 | 0 | 0
oh_line_TAP_OH_902763 |  | AN | node_8100801_200849492 | node_1359846_309_15299621_256 | 0.033 | unb_TAPWIRE_OH | 8100801 | no | no |  |  | no |  |  | 0 | 0 | 0 | 0
oh_line_TAP_OH_902764 |  | AN | node_8100801_200849495 | node_1359425_342_15299605_454 | 0.033 | unb_TAPWIRE_OH | 8100801 | no | no |  |  | no |  |  | 0 | 0 | 0 | 0
oh_line_TAP_OH_902765 |  | AN | node_8100801_200849499 | node_1358887_372_15299575_419 | 0.033 | unb_TAPWIRE_OH | 8100801 | no | no |  |  | no |  |  | 0 | 0 | 0 | 0
oh_line_TAP_OH_902766 |  | AN | node_8100801_200849507 | node_1360404_623_15299653_737 | 0.033 | unb_TAPWIRE_OH | 8100801 | no | no |  |  | no |  |  | 0 | 0 | 0 | 0
oh_line_TAP_OH_902767 |  | AN | node_8100801_200849513 | node_1362833_722_15298891_767 | 0.033 | unb_TAPWIRE_OH | 8100801 | no | no |  |  | no |  |  | 0 | 0 | 0 | 0
oh_line_TAP_OH_902769 |  | AN | node_8100801_200849524 | node_1362845_314_15298371_399 | 0.033 | unb_TAPWIRE_OH | 8100801 | no | no |  |  | no |  |  | 0 | 0 | 0 | 0
oh_line_TAP_OH_902770 |  | AN | node_8100801_200849528 | node_1362016_364_15298626_679 | 0.033 | unb_TAPWIRE_OH | 8100801 | no | no |  |  | no |  |  | 0 | 0 | 0 | 0
oh_line_TAP_OH_902803 |  | AN | node_8100801_200849667 | node_1361796_247_15300757_204 | 0.033 | unb_TAPWIRE_OH | 8100801 | no | no |  |  | no |  |  | 0 | 0 | 0 | 0
oh_line_TAP_OH_902804 |  | AN | node_8100801_200849672 | node_1362064_447_15301364_221 | 0.033 | unb_TAPWIRE_OH | 8100801 | no | no |  |  | no |  |  | 0 | 0 | 0 | 0
oh_line_TAP_OH_902805 |  | AN | node_8100801_200849679 | node_1361953_303_15302216_763 | 0.033 | unb_TAPWIRE_OH | 8100801 | no | no |  |  | no |  |  | 0 | 0 | 0 | 0
oh_line_TAP_OH_902806 |  | AN | node_8100801_200849684 | node_1361570_958_15301917_674 | 0.033 | unb_TAPWIRE_OH | 8100801 | no | no |  |  | no |  |  | 0 | 0 | 0 | 0
oh_line_TAP_OH_902807 |  | AN | node_8100801_200849690 | node_1362016_559_15300385_888 | 0.033 | unb_TAPWIRE_OH | 8100801 | no | no |  |  | no |  |  | 0 | 0 | 0 | 0
oh_line_TAP_OH_902810 |  | AN | node_8100801_200849704 | node_1364029_68_15297740_934 | 0.033 | unb_TAPWIRE_OH | 8100801 | no | no |  |  | no |  |  | 0 | 0 | 0 | 0
oh_line_TAP_OH_902811 |  | AN | node_8100801_200849711 | node_1363951_824_15298384_599 | 0.033 | unb_TAPWIRE_OH | 8100801 | no | no |  |  | no |  |  | 0 | 0 | 0 | 0
oh_line_TAP_OH_902812 |  | AN | node_8100801_200849714 | node_1363963_28_15298006_39 | 0.033 | unb_TAPWIRE_OH | 8100801 | no | no |  |  | no |  |  | 0 | 0 | 0 | 0
oh_line_TAP_OH_902813 |  | AN | node_8100801_200849717 | node_1360832_137_15300001_25 | 0.033 | unb_TAPWIRE_OH | 8100801 | no | no |  |  | no |  |  | 0 | 0 | 0 | 0
oh_line_TAP_OH_902821 |  | AN | node_8100801_200849756 | node_1361673_818_15300397_469 | 0.033 | unb_TAPWIRE_OH | 8100801 | no | no |  |  | no |  |  | 0 | 0 | 0 | 0
oh_line_TAP_OH_902822 |  | AN | node_8100801_200849759 | node_1361256_565_15300442_06 | 0.033 | unb_TAPWIRE_OH | 8100801 | no | no |  |  | no |  |  | 0 | 0 | 0 | 0
oh_line_TAP_OH_902823 |  | AN | node_8100801_200849763 | node_1360698_318_15300419_705 | 0.033 | unb_TAPWIRE_OH | 8100801 | no | no |  |  | no |  |  | 0 | 0 | 0 | 0
oh_line_TAP_OH_902824 |  | AN | node_8100801_200849768 | node_1360096_888_15300391_454 | 0.033 | unb_TAPWIRE_OH | 8100801 | no | no |  |  | no |  |  | 0 | 0 | 0 | 0
oh_line_TAP_OH_902825 |  | AN | node_8100801_200849775 | node_1362850_974_15300421_072 | 0.033 | unb_TAPWIRE_OH | 8100801 | no | no |  |  | no |  |  | 0 | 0 | 0 | 0
oh_line_TAP_OH_902826 |  | AN | node_8100801_200849776 | node_1359018_875_15300343_137 | 0.033 | unb_TAPWIRE_OH | 8100801 | no | no |  |  | no |  |  | 0 | 0 | 0 | 0
oh_line_TAP_OH_902827 |  | AN | node_8100801_200849787 | node_1362357_215_15301922_523 | 0.033 | unb_TAPWIRE_OH | 8100801 | no | no |  |  | no |  |  | 0 | 0 | 0 | 0
oh_line_TAP_OH_902828 |  | AN | node_8100801_200849793 | node_1362318_896_15300846_742 | 0.033 | unb_TAPWIRE_OH | 8100801 | no | no |  |  | no |  |  | 0 | 0 | 0 | 0
oh_line_TAP_OH_902829 |  | AN | node_8100801_200849795 | node_1362316_15_15301102_489 | 0.033 | unb_TAPWIRE_OH | 8100801 | no | no |  |  | no |  |  | 0 | 0 | 0 | 0
oh_line_TAP_OH_902830 |  | AN | node_8100801_200849798 | node_1362353_515_15301470_406 | 0.033 | unb_TAPWIRE_OH | 8100801 | no | no |  |  | no |  |  | 0 | 0 | 0 | 0
oh_line_TAP_OH_902834 |  | AN | node_8100801_200849832 | node_1362338_827_15298616_873 | 0.033 | unb_TAPWIRE_OH | 8100801 | no | no |  |  | no |  |  | 0 | 0 | 0 | 0
oh_line_TAP_OH_902840 |  | AN | node_8100801_200849845 | node_1361704_539_15299945_07 | 0.033 | unb_TAPWIRE_OH | 8100801 | no | no |  |  | no |  |  | 0 | 0 | 0 | 0
oh_line_TAP_OH_902841 |  | AN | node_8100801_200849850 | node_1362662_192_15300867_825 | 0.033 | unb_TAPWIRE_OH | 8100801 | no | no |  |  | no |  |  | 0 | 0 | 0 | 0
oh_line_TAP_OH_902844 |  | AN | node_8100801_200849862 | node_1360352_191_15299938_114 | 0.033 | unb_TAPWIRE_OH | 8100801 | no | no |  |  | no |  |  | 0 | 0 | 0 | 0
oh_line_TAP_OH_902845 |  | AN | node_8100801_200849867 | node_1359627_237_15300053_014 | 0.033 | unb_TAPWIRE_OH | 8100801 | no | no |  |  | no |  |  | 0 | 0 | 0 | 0
oh_line_TAP_OH_902881 |  | AN | node_8100801_200850014 | node_1361541_741_15301084_502 | 0.033 | unb_TAPWIRE_OH | 8100801 | no | no |  |  | no |  |  | 0 | 0 | 0 | 0
oh_line_TAP_OH_902901 |  | AN | node_8100801_200850104 | node_1359614_685_15300954_117 | 0.033 | unb_TAPWIRE_OH | 8100801 | no | no |  |  | no |  |  | 0 | 0 | 0 | 0
oh_line_TAP_OH_902902 |  | AN | node_8100801_200850105 | node_1359416_073_15300946_119 | 0.033 | unb_TAPWIRE_OH | 8100801 | no | no |  |  | no |  |  | 0 | 0 | 0 | 0
oh_line_TAP_OH_902903 |  | AN | node_8100801_200850106 | node_1359268_556_15300933_235 | 0.033 | unb_TAPWIRE_OH | 8100801 | no | no |  |  | no |  |  | 0 | 0 | 0 | 0
oh_line_TAP_OH_902904 |  | AN | node_8100801_200850107 | node_1359117_974_15300929_371 | 0.033 | unb_TAPWIRE_OH | 8100801 | no | no |  |  | no |  |  | 0 | 0 | 0 | 0
oh_line_TAP_OH_902905 |  | AN | node_8100801_200850108 | node_1358961_904_15300920_687 | 0.033 | unb_TAPWIRE_OH | 8100801 | no | no |  |  | no |  |  | 0 | 0 | 0 | 0
oh_line_TAP_OH_902906 |  | AN | node_8100801_200850109 | node_1358753_249_15300910_36 | 0.033 | unb_TAPWIRE_OH | 8100801 | no | no |  |  | no |  |  | 0 | 0 | 0 | 0
oh_line_TAP_OH_902907 |  | AN | node_8100801_200850111 | node_1361065_414_15301030_13 | 0.033 | unb_TAPWIRE_OH | 8100801 | no | no |  |  | no |  |  | 0 | 0 | 0 | 0
oh_line_TAP_OH_902908 |  | AN | node_8100801_200850113 | node_1360741_104_15301010_753 | 0.033 | unb_TAPWIRE_OH | 8100801 | no | no |  |  | no |  |  | 0 | 0 | 0 | 0
oh_line_TAP_OH_902909 |  | AN | node_8100801_200850114 | node_1360571_793_15301007_047 | 0.033 | unb_TAPWIRE_OH | 8100801 | no | no |  |  | no |  |  | 0 | 0 | 0 | 0
oh_line_TAP_OH_902910 |  | AN | node_8100801_200850115 | node_1360400_45_15300996_53 | 0.033 | unb_TAPWIRE_OH | 8100801 | no | no |  |  | no |  |  | 0 | 0 | 0 | 0
oh_line_TAP_OH_902911 |  | AN | node_8100801_200850116 | node_1360236_066_15300923_582 | 0.033 | unb_TAPWIRE_OH | 8100801 | no | no |  |  | no |  |  | 0 | 0 | 0 | 0
oh_line_TAP_OH_902912 |  | AN | node_8100801_200850120 | node_1359804_707_15300965_811 | 0.033 | unb_TAPWIRE_OH | 8100801 | no | no |  |  | no |  |  | 0 | 0 | 0 | 0
oh_line_TAP_OH_903183 |  | AN | node_8100801_200851139 | node_1360105_631_15297599_668 | 0.033 | unb_TAPWIRE_OH | 8100801 | no | no |  |  | no |  |  | 0 | 0 | 0 | 0
oh_line_TAP_OH_903184 |  | AN | node_8100801_200851144 | node_1360390_977_15297985_766 | 0.033 | unb_TAPWIRE_OH | 8100801 | no | no |  |  | no |  |  | 0 | 0 | 0 | 0
oh_line_TAP_OH_903185 |  | AN | node_8100801_200851147 | node_1360493_195_15297739_559 | 0.033 | unb_TAPWIRE_OH | 8100801 | no | no |  |  | no |  |  | 0 | 0 | 0 | 0
oh_line_TAP_OH_903624 |  | ABCN | node_8100801_200852773 | node_1362621_441_15299006_415 | 0.033 | unb_TAPWIRE_OH | 8100801 | no | no |  |  | no |  |  | 0 | 0 | 0 | 0
oh_line_TAP_OH_903625 |  | ABCN | node_8100801_200852783 | node_1361893_915_15298969_244 | 0.033 | unb_TAPWIRE_OH | 8100801 | no | no |  |  | no |  |  | 0 | 0 | 0 | 0
oh_line_TAP_OH_903626 |  | ABCN | node_8100801_200852795 | node_1361224_44_15298940_353 | 0.033 | unb_TAPWIRE_OH | 8100801 | no | no |  |  | no |  |  | 0 | 0 | 0 | 0
oh_line_TAP_OH_903627 |  | ABCN | node_8100801_200852803 | node_1360690_695_15298920_221 | 0.033 | unb_TAPWIRE_OH | 8100801 | no | no |  |  | no |  |  | 0 | 0 | 0 | 0
oh_line_TAP_OH_903628 |  | ABCN | node_8100801_200852812 | node_1360174_369_15298893_877 | 0.033 | unb_TAPWIRE_OH | 8100801 | no | no |  |  | no |  |  | 0 | 0 | 0 | 0
oh_line_TAP_OH_903682 |  | AN | node_8100801_200853053 | node_1361066_516_15297529_037 | 0.033 | unb_TAPWIRE_OH | 8100801 | no | no |  |  | no |  |  | 0 | 0 | 0 | 0
oh_line_TAP_OH_903683 |  | AN | node_8100801_200853055 | node_1361103_77_15297780_876 | 0.033 | unb_TAPWIRE_OH | 8100801 | no | no |  |  | no |  |  | 0 | 0 | 0 | 0
oh_line_TAP_OH_903684 |  | AN | node_8100801_200853062 | node_1361063_173_15298578_836 | 0.033 | unb_TAPWIRE_OH | 8100801 | no | no |  |  | no |  |  | 0 | 0 | 0 | 0
oh_line_TAP_OH_903688 |  | AN | node_8100801_200853092 | node_1361773_556_15298305_113 | 0.033 | unb_TAPWIRE_OH | 8100801 | no | no |  |  | no |  |  | 0 | 0 | 0 | 0
oh_line_TAP_OH_903689 |  | AN | node_8100801_200853095 | node_1361697_373_15298674_114 | 0.033 | unb_TAPWIRE_OH | 8100801 | no | no |  |  | no |  |  | 0 | 0 | 0 | 0
oh_line_TAP_OH_903694 |  | AN | node_8100801_200853122 | node_1361431_747_15298388_748 | 0.033 | unb_TAPWIRE_OH | 8100801 | no | no |  |  | no |  |  | 0 | 0 | 0 | 0
oh_line_TAP_OH_903943 |  | AN | node_8100801_200854252 | node_1360496_167_15300724_278 | 0.033 | unb_TAPWIRE_OH | 8100801 | no | no |  |  | no |  |  | 0 | 0 | 0 | 0
oh_line_TAP_OH_903944 |  | AN | node_8100801_200854255 | node_1360010_092_15300697_658 | 0.033 | unb_TAPWIRE_OH | 8100801 | no | no |  |  | no |  |  | 0 | 0 | 0 | 0
oh_line_TAP_OH_903951 |  | AN | node_8100801_200854265 | node_1361516_728_15300765_433 | 0.033 | unb_TAPWIRE_OH | 8100801 | no | no |  |  | no |  |  | 0 | 0 | 0 | 0
oh_line_TAP_OH_903952 |  | AN | node_8100801_200854267 | node_1361158_005_15300684_915 | 0.033 | unb_TAPWIRE_OH | 8100801 | no | no |  |  | no |  |  | 0 | 0 | 0 | 0
oh_line_TAP_OH_903953 |  | AN | node_8100801_200854269 | node_1360843_77_15300746_162 | 0.033 | unb_TAPWIRE_OH | 8100801 | no | no |  |  | no |  |  | 0 | 0 | 0 | 0
oh_line_TAP_OH_920351 |  | ABCN | node_8100801_200947704 | node_1359826_423_15298877_049 | 0.033 | unb_TAPWIRE_OH | 8100801 | no | no |  |  | no |  |  | 0 | 0 | 0 | 0
oh_line_TAP_OH_923906 |  | AN | node_8100801_200968707 | node_1362109_293_15299686_818 | 0.033 | unb_TAPWIRE_OH | 8100801 | no | no |  |  | no |  |  | 0 | 0 | 0 | 0
oh_line_TAP_OH_926522 |  | AN | node_8100801_200983087 | node_1363944_177_15298758_551 | 0.033 | unb_TAPWIRE_OH | 8100801 | no | no |  |  | no |  |  | 0 | 0 | 0 | 0
oh_line_TAP_OH_930032 |  | AN | node_8100801_201016655 | node_1361106_356_15299690_309 | 0.033 | unb_TAPWIRE_OH | 8100801 | no | no |  |  | no |  |  | 0 | 0 | 0 | 0
oh_line_TAP_OH_930033 |  | AN | node_8100801_201016657 | node_1360825_842_15299675_153 | 0.033 | unb_TAPWIRE_OH | 8100801 | no | no |  |  | no |  |  | 0 | 0 | 0 | 0
oh_line_TAP_OH_930308 |  | AN | node_8100801_201017883 | node_1362671_092_15298635_371 | 0.033 | unb_TAPWIRE_OH | 8100801 | no | no |  |  | no |  |  | 0 | 0 | 0 | 0
oh_line_TAP_OH_2417334 |  | ABCN | node_8100801_200849984 | node_1364047_756_15299406_854 | 0.033 | unb_TAPWIRE_OH | 8100801 | no | no |  |  | no |  |  | 0 | 0 | 0 | 0
oh_line_TAP_OH_2417335 |  | ABCN | node_8100801_200849984 | node_1364042_042_15299432_297 | 0.033 | unb_TAPWIRE_OH | 8100801 | no | no |  |  | no |  |  | 0 | 0 | 0 | 0
oh_line_TAP_OH_2417336 |  | ABCN | node_8100801_200849984 | node_1364048_362_15299380_245 | 0.033 | unb_TAPWIRE_OH | 8100801 | no | no |  |  | no |  |  | 0 | 0 | 0 | 0
oh_line_TAP_OH_4069115 |  | ABCN | node_8100801_200852773 | node_1362648_575_15299051_262 | 0.033 | unb_TAPWIRE_OH | 8100801 | no | no |  |  | no |  |  | 0 | 0 | 0 | 0
oh_line_TAP_OH_5393601 |  | AN | node_8100801_200849767 | node_1360255_51_15300413_892 | 0.033 | unb_TAPWIRE_OH | 8100801 | no | no |  |  | no |  |  | 0 | 0 | 0 | 0

## overhead_line_conductor
data_type | static
owner_type | feeder
owner | 8100801
object | overhead_line_conductor
name | groupid | geometric_mean_radius | resistance | diameter | rating_summer_continuous | rating_summer_emergency | rating_winter_continuous | rating_winter_emergency | dcircuit | selected | comments
oh_cond_1/0_AAAC |  | 0.012 | 0.876 | 0.398 | 235 | 235 | 310 | 310 |  | no
oh_cond_1/0_ACSR |  | 0.012 | 0.888 | 0.398 | 265 | 265 | 330 | 330 |  | no
oh_cond_2/0_CU |  | 0.013 | 0.44 | 0.414 | 295 | 295 | 425 | 425 |  | no
oh_cond_2_ACSR |  | 0.01 | 1.41 | 0.325 | 195 | 195 | 245 | 245 |  | no
oh_cond_2_CU |  | 0.009 | 0.873 | 0.292 | 190 | 190 | 270 | 270 |  | no
oh_cond_4/0_AL |  | 0.016 | 0.442 | 0.522 | 365 | 365 | 480 | 480 |  | no
oh_cond_4_CU |  | 0.007 | 1.388 | 0.232 | 140 | 140 | 200 | 200 |  | no
oh_cond_477_MCM_AL |  | 0.025 | 0.198 | 0.792 | 605 | 605 | 810 | 810 |  | no
oh_cond_WP-4/0-CU |  | 0.015 | 0.273 | 0.81 | 340 | 340 | 390 | 390 |  | no

## switch
data_type | static
owner_type | feeder
owner | 8100801
object | switch
name | groupid | phases | fr | to | phase_A_state | phase_B_state | phase_C_state | operating_mode | status | dcircuit | selected | monitored | monitored_fields | class_monitored_fields | played | played_fields | comments
switch_701T629-220416760 |  | ABCD | node_intto1_701T629-220416760 | node_701T629-220416760 | CLOSED | CLOSED | CLOSED | INDIVIDUAL |  | 8100801 | no | no |  |  | no

## underground_line
data_type | static
owner_type | feeder
owner | 8100801
object | underground_line
name | groupid | phases | fr | to | length | configuration | dcircuit | selected | monitored | monitored_fields | class_monitored_fields | played | played_fields | comments
und_line_8100801_312008566 |  | ABCN | node_8100801_312008565 | node_intto1_8100801_312008566 | 276.689 | und_3P_DELTACUST | 8100801 | no | no |  |  | no
und_line_TAP_UG_1900840 |  | ABCN | node_8100801_312008566 | node_1362657_963_15299398_954 | 0.033 | und_TAPWIRE_UG | 8100801 | no | no |  |  | no

## underground_line_conductor
data_type | static
owner_type | feeder
owner | 8100801
object | underground_line_conductor
name | groupid | outer_diameter | conductor_gmr | conductor_diameter | conductor_resistance | neutral_gmr | neutral_diameter | neutral_resistance | neutral_strands | insulation_relative_permitivitty | shield_gmr | shield_resistance | rating_summer_continuous | rating_summer_emergency | rating_winter_continuous | rating_winter_emergency | dcircuit | selected | comments
und_cond_3P_DELTACUST | [12 empty] | 685 | 685 | 685 | 685 |  | no
und_cond_TAPWIRE_UG | [12 empty] | 99999999 | 99999999 | 99999999 | 99999999 |  | no