## capacitor
data_type | static
owner_type | feeder
owner | 8100803
object | capacitor
name | groupid | parent | phases | nominal_voltage | pt_phase | phases_connected | switchA | switchB | switchC | control | voltage_set_high | voltage_set_low | VAr_set_high | VAr_set_low | current_set_high | current_set_low | capacitor_A | capacitor_B | capacitor_C | cap_nominal_voltage | time_delay | dwell_time | lockout_time | remote_sense | remote_sense_B | control_level | dcircuit | selected | monitored | monitored_fields | class_monitored_fields | played | played_fields | comments
cap_220369191 |  | node_1364177_908_15303144_066 | ABCN | 0 |  | ABCN | CLOSED | CLOSED | CLOSED | MANUAL | [6 empty] | 150000 | 150000 | 150000 | 4800 | [6 empty] | 8100803 | no | no |  |  | no
cap_220369224 |  | node_1365202_378_15302519_478 | AN | 0 |  | AN | CLOSED |  |  | MANUAL | [6 empty] | 150000 |  |  | 4800 | [6 empty] | 8100803 | no | no |  |  | no

## feeder
data_type | static
owner_type | feeder
owner | 8100803
object | feeder
name | transmission_bus | ARC | ADR | slack_bus | nom_voltages | num_nodes | num_ohlines | num_uglines | num_transformers | num_generators | num_pvs | num_storages | num_loads | miles | mw | mvar | losses_mw | losses_mvar | comments | use_feeder_load_shape | load_shape_scale | use_feeder_pv_shape | pv_shape_scale | description | restore_time | griddisconnect_scenario_probability | gridconnect_scenario_probability | use_energy_not_served | VOLL | discount_rate | yearly_load_growth_percent | planning_horizon | enable_traditional_project_deferral | lifetime_of_investment_years | start_year | base_year | year_the_investment_is_committed | revenue_requirement_scaling_factor | discount_rate | inflation_rate_for_investment | traditional_project_invested_capital | periodicity_of_investment_in_years | priority | maximum_total_investment_cost | DER_portfolio_NPV | DER_portfolio_BC_ratio | total_system_energy_avoided_cost_NPV | total_system_capacity_avoided_cost_NPV | total_system_ancillary_services_avoided_cost_NPV | total_system_CO2_avoided_cost_NPV | total_system_loss_of_load_avoided_cost_NPV | total_system_distribution_capacity_avoided_cost_NPV | total_system_investment_and_operational_cost_NPV | feeder_solar_pv_operating_cost_USdollarperkWh | feeder_energy_storage_operating_cost_USdollarperkWh | feeder_distributed_generator_operating_cost_USdollarperkWh | feeder_distributed_generator_CO2_cost_USdollarperkWh | feeder_demand_response_operating_cost_USdollarperkWh | feeder_solar_pv_investment_cost_USdollarperkW | feeder_energy_storage_investment_cost_USdollarperkW | feeder_distributed_generator_investment_cost_USdollarperkW | feeder_demand_response_investment_cost_USdollarperkW
8100803 |  | ts_slack | none | node_SOURCE_8100803 | 2771.281,7199.557 | 323 | 297 | 12 | 1 | 0 | 0 | 0 | 92 | 5.912 | 3.28 | 1.397 | 0 | 0 |  | 0 | 0 | 1 | 0 |  | 0 | 0 | 0 | 0 | 0 | 0 | 0 | 0 | 0 | 0 | 0 | 0 | 0 | 0 | 0 | 0 | 0 | 0 | 0 | 999999999 | 0 | 0 | 0 | 0 | 0 | 0 | 0 | 0 | 0 | 0 | 0 | 0 | 0 | 0 | 0 | 0 | 0 | 0

## fuse
data_type | static
owner_type | feeder
owner | 8100803
object | fuse
name | groupid | phases | fr | to | phase_A_status | phase_B_status | phase_C_status | repair_dist_type | current_limit | mean_replacement_time | status | dcircuit | selected | monitored | monitored_fields | class_monitored_fields | played | played_fields | comments
fuse_220388236 |  | AD | node_intto1_8100803_200849583 | node_8100803_200849583 | GOOD | GOOD | GOOD |  | 125 |  |  | 8100803 | no | no |  |  | no
fuse_220388238 |  | AD | node_intto1_8100803_200849629 | node_8100803_200849629 | GOOD | GOOD | GOOD |  | 150 |  |  | 8100803 | no | no |  |  | no
fuse_220388241 |  | ABCD | node_intto1_8100803_200917529 | node_8100803_200917529 | GOOD | GOOD | GOOD |  | 50 |  |  | 8100803 | no | no |  |  | no
fuse_220388811 |  | ABCD | node_intto1_8100803_200852335 | node_8100803_200852335 | GOOD | GOOD | GOOD |  | 150 |  |  | 8100803 | no | no |  |  | no
fuse_220388812 |  | AD | node_intto1_8100803_200852345 | node_8100803_200852345 | GOOD | GOOD | GOOD |  | 30 |  |  | 8100803 | no | no |  |  | no
fuse_220388813 |  | AD | node_intto1_8100803_200852357 | node_8100803_200852357 | GOOD | GOOD | GOOD |  | 150 |  |  | 8100803 | no | no |  |  | no
fuse_220389082 |  | AD | node_intto1_8100803_200850510 | node_8100803_200850510 | GOOD | GOOD | GOOD |  | 100 |  |  | 8100803 | no | no |  |  | no
fuse_220389150 |  | ABCD | node_intto1_8100803_200850921 | node_8100803_200850921 | GOOD | GOOD | GOOD |  | 100 |  |  | 8100803 | no | no |  |  | no
fuse_220525789 |  | AD | node_intto1_220525789 | node_220525789 | GOOD | GOOD | GOOD |  | 40 |  |  | 8100803 | no | no |  |  | no
fuse_312051922 |  | ABCD | node_intto1_8100803_200852244 | node_8100803_200852244 | GOOD | GOOD | GOOD |  | 100 |  |  | 8100803 | no | no |  |  | no

## line_configuration
data_type | static
owner_type | feeder
owner | 8100803
object | line_configuration
name | groupid | conductor_A | conductor_B | conductor_C | conductor_N | spacing | z11 | z12 | z13 | z21 | z22 | z23 | z31 | z32 | z33 | c11 | c12 | c13 | c21 | c22 | c23 | c31 | c32 | c33 | dcircuit | selected | comments
bal_1P_1/0AA |  | oh_cond_1/0_AAAC | oh_cond_1/0_AAAC | oh_cond_1/0_AAAC |  |  | 0.972+1.499j | 0.095+0.781j | 0.095+0.781j | 0.095+0.781j | 0.972+1.499j | 0.095+0.781j | 0.095+0.781j | 0.095+0.781j | 0.972+1.499j | 12.796 | -3.172 | -3.172 | -3.172 | 12.796 | -3.172 | -3.172 | -3.172 | 12.796 |  | no
bal_1P_1/0AC |  | oh_cond_1/0_ACSR | oh_cond_1/0_ACSR | oh_cond_1/0_ACSR |  |  | 0.983+1.218j | 0.095+0.781j | 0.095+0.781j | 0.095+0.781j | 0.983+1.218j | 0.095+0.781j | 0.095+0.781j | 0.095+0.781j | 0.983+1.218j | 12.796 | -3.172 | -3.172 | -3.172 | 12.796 | -3.172 | -3.172 | -3.172 | 12.796 |  | no
bal_1P_2AC |  | oh_cond_2_ACSR | oh_cond_2_ACSR | oh_cond_2_ACSR |  |  | 1.505+1.527j | 0.095+0.781j | 0.095+0.781j | 0.095+0.781j | 1.505+1.527j | 0.095+0.781j | 0.095+0.781j | 0.095+0.781j | 1.505+1.527j | 12.393 | -3.017 | -3.017 | -3.017 | 12.393 | -3.017 | -3.017 | -3.017 | 12.393 |  | no
bal_1P_4/0AL |  | oh_cond_4/0_AL | oh_cond_4/0_AL | oh_cond_4/0_AL |  |  | 0.537+1.466j | 0.095+0.781j | 0.095+0.781j | 0.095+0.781j | 0.537+1.466j | 0.095+0.781j | 0.095+0.781j | 0.095+0.781j | 0.537+1.466j | 13.381 | -3.4 | -3.4 | -3.4 | 13.381 | -3.4 | -3.4 | -3.4 | 13.381 |  | no
bal_1P_4CU |  | oh_cond_4_CU | oh_cond_4_CU | oh_cond_4_CU |  |  | 1.483+1.565j | 0.095+0.781j | 0.095+0.781j | 0.095+0.781j | 1.483+1.565j | 0.095+0.781j | 0.095+0.781j | 0.095+0.781j | 1.483+1.565j | 11.78 | -2.785 | -2.785 | -2.785 | 11.78 | -2.785 | -2.785 | -2.785 | 11.78 |  | no
bal_3P_1/0AA |  | oh_cond_1/0_AAAC | oh_cond_1/0_AAAC | oh_cond_1/0_AAAC |  |  | 0.972+1.499j | 0.095+0.781j | 0.095+0.781j | 0.095+0.781j | 0.972+1.499j | 0.095+0.781j | 0.095+0.781j | 0.095+0.781j | 0.972+1.499j | 12.796 | -3.172 | -3.172 | -3.172 | 12.796 | -3.172 | -3.172 | -3.172 | 12.796 |  | no
bal_3P_1/0AC |  | oh_cond_1/0_ACSR | oh_cond_1/0_ACSR | oh_cond_1/0_ACSR |  |  | 0.983+1.497j | 0.095+0.781j | 0.095+0.781j | 0.095+0.781j | 0.983+1.497j | 0.095+0.781j | 0.095+0.781j | 0.095+0.781j | 0.983+1.497j | 12.796 | -3.172 | -3.172 | -3.172 | 12.796 | -3.172 | -3.172 | -3.172 | 12.796 |  | no
bal_3P_4/0AL |  | oh_cond_4/0_AL | oh_cond_4/0_AL | oh_cond_4/0_AL |  |  | 0.537+1.466j | 0.095+0.781j | 0.095+0.781j | 0.095+0.781j | 0.537+1.466j | 0.095+0.781j | 0.095+0.781j | 0.095+0.781j | 0.537+1.466j | 13.381 | -3.4 | -3.4 | -3.4 | 13.381 | -3.4 | -3.4 | -3.4 | 13.381 |  | no
bal_3P_477AL |  | oh_cond_477_MCM_AL | oh_cond_477_MCM_AL | oh_cond_477_MCM_AL |  |  | 0.293+1.41j | 0.095+0.775j | 0.095+0.775j | 0.095+0.775j | 0.293+1.41j | 0.095+0.775j | 0.095+0.775j | 0.095+0.775j | 0.293+1.41j | 14.305 | -3.735 | -3.735 | -3.735 | 14.305 | -3.735 | -3.735 | -3.735 | 14.305 |  | no
unb_TAPWIRE_OH |  | oh_cond_WP-4/0-CU | oh_cond_WP-4/0-CU | oh_cond_WP-4/0-CU | oh_cond_WP-4/0-CU |  | 0.365+1.097j | 0.093+0.433j | 0.094+0.34j | 0.093+0.433j | 0.368+1.078j | 0.095+0.401j | 0.094+0.34j | 0.095+0.401j | 0.368+1.077j | 14.911 | -4.341 | -1.953 | -4.341 | 15.781 | -3.724 | -1.953 | -3.724 | 14.818 |  | no
und_1P_2ALURD_2AL(N) |  | und_cond_1P_2ALURD_2AL(N) | und_cond_1P_2ALURD_2AL(N) | und_cond_1P_2ALURD_2AL(N) |  |  | 2.379+0.823j | 0.0+0.0j | 0.0+0.0j | 0.0+0.0j | 2.379+0.823j | 0.0+0.0j | 0.0+0.0j | 0.0+0.0j | 2.379+0.823j | 401.497 | 0 | 0 | 0 | 401.497 | 0 | 0 | 0 | 401.497 |  | no
und_3P_1/0ALURD |  | und_cond_3P_1/0ALURD | und_cond_3P_1/0ALURD | und_cond_3P_1/0ALURD |  |  | 1.61+0.653j | 0.525+0.251j | 0.525+0.251j | 0.525+0.251j | 1.61+0.653j | 0.525+0.251j | 0.525+0.251j | 0.525+0.251j | 1.61+0.653j | 530.19 | 0 | 0 | 0 | 530.19 | 0 | 0 | 0 | 530.19 |  | no
und_TAPWIRE_UG |  | und_cond_TAPWIRE_UG | und_cond_TAPWIRE_UG | und_cond_TAPWIRE_UG |  |  | 0.001+0.001j | 0.0+0.0j | 0.0+0.0j | 0.0+0.0j | 0.001+0.001j | 0.0+0.0j | 0.0+0.0j | 0.0+0.0j | 0.001+0.001j | 0 | 0 | 0 | 0 | 0 | 0 | 0 | 0 | 0 |  | no

## load
data_type | static
owner_type | feeder
owner | 8100803
object | load
name | groupid | parent | bustype | phases | nominal_voltage | load_class | constant_power_A | constant_power_B | constant_power_C | constant_current_A | constant_current_B | constant_current_C | constant_impedance_A | constant_impedance_B | constant_impedance_C | base_power_A | base_power_B | base_power_C | power_pf_A | power_pf_B | power_pf_C | current_pf_A | current_pf_B | current_pf_C | impedance_pf_A | impedance_pf_B | impedance_pf_C | power_fraction_A | power_fraction_B | power_fraction_C | current_fraction_A | current_fraction_B | current_fraction_C | impedance_fraction_A | impedance_fraction_B | impedance_fraction_C | dcircuit | selected | monitored | monitored_fields | class_monitored_fields | played | played_fields | base_kw_A | base_kw_B | base_kw_C | kw_A | kw_B | kw_C | comments | critical_load | dem_resp_lb | dem_resp_ub | dem_resp_shortage_cost | dem_resp_surplus_cost | num_customers
load_220344385 |  | node_1363862_272_15302601_49 |  | AN | 0 | Residential | 24264+10336.421j | 0 | 0 | 0 | 0 | 0 | [24 empty] | 8100803 | no | no |  |  | no |  | 0 | 0 | 0 | 0 | 0 | 0 |  | 1 | 1 | 1 | 0 | 0 | 0
load_220344386 |  | node_1363921_045_15302794_193 |  | AN | 0 | Residential | 21844.8+9305.846j | 0 | 0 | 0 | 0 | 0 | [24 empty] | 8100803 | no | no |  |  | no |  | 0 | 0 | 0 | 0 | 0 | 0 |  | 1 | 1 | 1 | 0 | 0 | 0
load_220344387 |  | node_1363910_38_15302972_137 |  | AN | 0 | Residential | 12506.4+5327.704j | 0 | 0 | 0 | 0 | 0 | [24 empty] | 8100803 | no | no |  |  | no |  | 0 | 0 | 0 | 0 | 0 | 0 |  | 1 | 1 | 1 | 0 | 0 | 0
load_220344388 |  | node_1363901_183_15303246_951 |  | AN | 0 | Residential | 21585.6+9195.427j | 0 | 0 | 0 | 0 | 0 | [24 empty] | 8100803 | no | no |  |  | no |  | 0 | 0 | 0 | 0 | 0 | 0 |  | 1 | 1 | 1 | 0 | 0 | 0
load_220344389 |  | node_1363856_999_15303454_897 |  | AN | 0 | Residential | 12801.6+5453.459j | 0 | 0 | 0 | 0 | 0 | [24 empty] | 8100803 | no | no |  |  | no |  | 0 | 0 | 0 | 0 | 0 | 0 |  | 1 | 1 | 1 | 0 | 0 | 0
load_220344731 |  | node_1363870_78_15301632_011 |  | AN | 0 | Residential | 30117.6+12830.044j | 0 | 0 | 0 | 0 | 0 | [24 empty] | 8100803 | no | no |  |  | no |  | 0 | 0 | 0 | 0 | 0 | 0 |  | 1 | 1 | 1 | 0 | 0 | 0
load_220344732 |  | node_1364188_422_15301583_785 |  | AN | 0 | Residential | 9000+3833.984j | 0 | 0 | 0 | 0 | 0 | [24 empty] | 8100803 | no | no |  |  | no |  | 0 | 0 | 0 | 0 | 0 | 0 |  | 1 | 1 | 1 | 0 | 0 | 0
load_220344733 |  | node_1364643_041_15301668_784 |  | AN | 0 | Residential | 67392+28708.872j | 0 | 0 | 0 | 0 | 0 | [24 empty] | 8100803 | no | no |  |  | no |  | 0 | 0 | 0 | 0 | 0 | 0 |  | 1 | 1 | 1 | 0 | 0 | 0
load_220344750 |  | node_1364294_715_15300514_596 |  | AN | 0 | NonResidential | 6000+2555.989j | 0 | 0 | 0 | 0 | 0 | [24 empty] | 8100803 | no | no |  |  | no |  | 0 | 0 | 0 | 0 | 0 | 0 |  | 1 | 1 | 1 | 0 | 0 | 0
load_220344751 |  | node_1364275_338_15300508_772 |  | BN | 0 | NonResidential | 0 | 6000+2555.989j | 0 | 0 | 0 | 0 | [24 empty] | 8100803 | no | no |  |  | no |  | 0 | 0 | 0 | 0 | 0 | 0 |  | 1 | 1 | 1 | 0 | 0 | 0
load_220344752 |  | node_1364314_517_15300513_498 |  | CN | 0 | NonResidential | 0 | 0 | 6000+2555.989j | 0 | 0 | 0 | [24 empty] | 8100803 | no | no |  |  | no |  | 0 | 0 | 0 | 0 | 0 | 0 |  | 1 | 1 | 1 | 0 | 0 | 0
load_220344753 |  | node_1364855_736_15300270_785 |  | AN | 0 | Residential | 23328+9937.686j | 0 | 0 | 0 | 0 | 0 | [24 empty] | 8100803 | no | no |  |  | no |  | 0 | 0 | 0 | 0 | 0 | 0 |  | 1 | 1 | 1 | 0 | 0 | 0
load_220344754 |  | node_1364501_922_15300450_641 |  | AN | 0 | Residential | 50025.6+21310.816j | 0 | 0 | 0 | 0 | 0 | [24 empty] | 8100803 | no | no |  |  | no |  | 0 | 0 | 0 | 0 | 0 | 0 |  | 1 | 1 | 1 | 0 | 0 | 0
load_220344755 |  | node_1364322_397_15300885_387 |  | AN | 0 | Residential | 43466.4+18516.609j | 0 | 0 | 0 | 0 | 0 | [24 empty] | 8100803 | no | no |  |  | no |  | 0 | 0 | 0 | 0 | 0 | 0 |  | 1 | 1 | 1 | 0 | 0 | 0
load_220344775 |  | node_1364933_602_15302168_848 |  | AN | 0 | Residential | 91137.6+38824.455j | 0 | 0 | 0 | 0 | 0 | [24 empty] | 8100803 | no | no |  |  | no |  | 0 | 0 | 0 | 0 | 0 | 0 |  | 1 | 1 | 1 | 0 | 0 | 0
load_220344782 |  | node_1364543_348_15299769_03 |  | AN | 0 | Residential | 32817.6+13980.239j | 0 | 0 | 0 | 0 | 0 | [24 empty] | 8100803 | no | no |  |  | no |  | 0 | 0 | 0 | 0 | 0 | 0 |  | 1 | 1 | 1 | 0 | 0 | 0
load_220344794 |  | node_1364647_308_15301849_531 |  | AN | 0 | Residential | 130327.2+55519.155j | 0 | 0 | 0 | 0 | 0 | [24 empty] | 8100803 | no | no |  |  | no |  | 0 | 0 | 0 | 0 | 0 | 0 |  | 1 | 1 | 1 | 0 | 0 | 0
load_220344806 |  | node_1364846_074_15300597_433 |  | AN | 0 | Residential | 60998.4+25985.21j | 0 | 0 | 0 | 0 | 0 | [24 empty] | 8100803 | no | no |  |  | no |  | 0 | 0 | 0 | 0 | 0 | 0 |  | 1 | 1 | 1 | 0 | 0 | 0
load_220344810 |  | node_1363259_843_15299939_625 |  | AN | 0 | NonResidential | 604.8+257.644j | 0 | 0 | 0 | 0 | 0 | [24 empty] | 8100803 | no | no |  |  | no |  | 0 | 0 | 0 | 0 | 0 | 0 |  | 1 | 1 | 1 | 0 | 0 | 0
load_220344811 |  | node_1363311_582_15300351_138 |  | AN | 0 | Residential | 42703.2+18191.487j | 0 | 0 | 0 | 0 | 0 | [24 empty] | 8100803 | no | no |  |  | no |  | 0 | 0 | 0 | 0 | 0 | 0 |  | 1 | 1 | 1 | 0 | 0 | 0
load_220344817 |  | node_1364756_836_15301297_794 |  | AN | 0 | Residential | 85802.4+36551.669j | 0 | 0 | 0 | 0 | 0 | [24 empty] | 8100803 | no | no |  |  | no |  | 0 | 0 | 0 | 0 | 0 | 0 |  | 1 | 1 | 1 | 0 | 0 | 0
load_220344839 |  | node_1363840_593_15299771_178 |  | AN | 0 | NonResidential | 35000+14909.938j | 0 | 0 | 0 | 0 | 0 | [24 empty] | 8100803 | no | no |  |  | no |  | 0 | 0 | 0 | 0 | 0 | 0 |  | 1 | 1 | 1 | 0 | 0 | 0
load_220344840 |  | node_1363837_669_15299785_777 |  | BN | 0 | NonResidential | 0 | 35000+14909.938j | 0 | 0 | 0 | 0 | [24 empty] | 8100803 | no | no |  |  | no |  | 0 | 0 | 0 | 0 | 0 | 0 |  | 1 | 1 | 1 | 0 | 0 | 0
load_220344841 |  | node_1363847_048_15299749_602 |  | CN | 0 | NonResidential | 0 | 0 | 35000+14909.938j | 0 | 0 | 0 | [24 empty] | 8100803 | no | no |  |  | no |  | 0 | 0 | 0 | 0 | 0 | 0 |  | 1 | 1 | 1 | 0 | 0 | 0
load_220344963 |  | node_1365486_451_15302954_6 |  | AN | 0 | Residential | 51847.2+22086.815j | 0 | 0 | 0 | 0 | 0 | [24 empty] | 8100803 | no | no |  |  | no |  | 0 | 0 | 0 | 0 | 0 | 0 |  | 1 | 1 | 1 | 0 | 0 | 0
load_220344978 |  | node_1364098_153_15302807_532 |  | AN | 0 | Residential | 49399.2+21043.971j | 0 | 0 | 0 | 0 | 0 | [24 empty] | 8100803 | no | no |  |  | no |  | 0 | 0 | 0 | 0 | 0 | 0 |  | 1 | 1 | 1 | 0 | 0 | 0
load_220344979 |  | node_1364418_912_15303458_563 |  | AN | 0 | Residential | 32882.4+14007.844j | 0 | 0 | 0 | 0 | 0 | [24 empty] | 8100803 | no | no |  |  | no |  | 0 | 0 | 0 | 0 | 0 | 0 |  | 1 | 1 | 1 | 0 | 0 | 0
load_220344980 |  | node_1364269_782_15302769_864 |  | AN | 0 | Residential | 41421.6+17645.528j | 0 | 0 | 0 | 0 | 0 | [24 empty] | 8100803 | no | no |  |  | no |  | 0 | 0 | 0 | 0 | 0 | 0 |  | 1 | 1 | 1 | 0 | 0 | 0
load_220344996 |  | node_1363519_097_15299596_112 |  | AN | 0 | Residential | 42314.4+18025.859j | 0 | 0 | 0 | 0 | 0 | [24 empty] | 8100803 | no | no |  |  | no |  | 0 | 0 | 0 | 0 | 0 | 0 |  | 1 | 1 | 1 | 0 | 0 | 0
load_220344997 |  | node_1364483_457_15303190_119 |  | AN | 0 | Residential | 35416.8+15087.494j | 0 | 0 | 0 | 0 | 0 | [24 empty] | 8100803 | no | no |  |  | no |  | 0 | 0 | 0 | 0 | 0 | 0 |  | 1 | 1 | 1 | 0 | 0 | 0
load_220344998 |  | node_1365956_874_15302911_111 |  | AN | 0 | Residential | 30153.6+12845.38j | 0 | 0 | 0 | 0 | 0 | [24 empty] | 8100803 | no | no |  |  | no |  | 0 | 0 | 0 | 0 | 0 | 0 |  | 1 | 1 | 1 | 0 | 0 | 0
load_220344999 |  | node_1365378_789_15303241_971 |  | AN | 0 | Residential | 24379.2+10385.496j | 0 | 0 | 0 | 0 | 0 | [24 empty] | 8100803 | no | no |  |  | no |  | 0 | 0 | 0 | 0 | 0 | 0 |  | 1 | 1 | 1 | 0 | 0 | 0
load_220345005 |  | node_1364705_557_15302830_823 |  | AN | 0 | Residential | 52286.4+22273.913j | 0 | 0 | 0 | 0 | 0 | [24 empty] | 8100803 | no | no |  |  | no |  | 0 | 0 | 0 | 0 | 0 | 0 |  | 1 | 1 | 1 | 0 | 0 | 0
load_220345085 |  | node_1366424_525_15302941_44 |  | AN | 0 | Residential | 31334.4+13348.399j | 0 | 0 | 0 | 0 | 0 | [24 empty] | 8100803 | no | no |  |  | no |  | 0 | 0 | 0 | 0 | 0 | 0 |  | 1 | 1 | 1 | 0 | 0 | 0
load_220345086 |  | node_1366266_253_15303087_036 |  | AN | 0 | Residential | 16329.6+6956.38j | 0 | 0 | 0 | 0 | 0 | [24 empty] | 8100803 | no | no |  |  | no |  | 0 | 0 | 0 | 0 | 0 | 0 |  | 1 | 1 | 1 | 0 | 0 | 0
load_220345087 |  | node_1366189_864_15303262_3 |  | AN | 0 | Residential | 8856+3772.64j | 0 | 0 | 0 | 0 | 0 | [24 empty] | 8100803 | no | no |  |  | no |  | 0 | 0 | 0 | 0 | 0 | 0 |  | 1 | 1 | 1 | 0 | 0 | 0
load_220345088 |  | node_1366071_858_15303326_675 |  | AN | 0 | Residential | 16797.6+7155.748j | 0 | 0 | 0 | 0 | 0 | [24 empty] | 8100803 | no | no |  |  | no |  | 0 | 0 | 0 | 0 | 0 | 0 |  | 1 | 1 | 1 | 0 | 0 | 0
load_220345089 |  | node_1365868_701_15303396_668 |  | AN | 0 | Residential | 9057.6+3858.521j | 0 | 0 | 0 | 0 | 0 | [24 empty] | 8100803 | no | no |  |  | no |  | 0 | 0 | 0 | 0 | 0 | 0 |  | 1 | 1 | 1 | 0 | 0 | 0
load_220345090 |  | node_1365764_386_15303451_704 |  | AN | 0 | Residential | 62265.6+26525.035j | 0 | 0 | 0 | 0 | 0 | [24 empty] | 8100803 | no | no |  |  | no |  | 0 | 0 | 0 | 0 | 0 | 0 |  | 1 | 1 | 1 | 0 | 0 | 0
load_220345091 |  | node_1365770_296_15304081_124 |  | AN | 0 | Residential | 27403.2+11673.714j | 0 | 0 | 0 | 0 | 0 | [24 empty] | 8100803 | no | no |  |  | no |  | 0 | 0 | 0 | 0 | 0 | 0 |  | 1 | 1 | 1 | 0 | 0 | 0
load_220345092 |  | node_1365348_86_15303520_962 |  | AN | 0 | Residential | 32688+13925.03j | 0 | 0 | 0 | 0 | 0 | [24 empty] | 8100803 | no | no |  |  | no |  | 0 | 0 | 0 | 0 | 0 | 0 |  | 1 | 1 | 1 | 0 | 0 | 0
load_220345093 |  | node_1365438_796_15303858_649 |  | AN | 0 | Residential | 20095.2+8560.519j | 0 | 0 | 0 | 0 | 0 | [24 empty] | 8100803 | no | no |  |  | no |  | 0 | 0 | 0 | 0 | 0 | 0 |  | 1 | 1 | 1 | 0 | 0 | 0
load_220345094 |  | node_1366471_501_15303356_756 |  | AN | 0 | Residential | 2743.2+1168.598j | 0 | 0 | 0 | 0 | 0 | [24 empty] | 8100803 | no | no |  |  | no |  | 0 | 0 | 0 | 0 | 0 | 0 |  | 1 | 1 | 1 | 0 | 0 | 0
load_220345095 |  | node_1366353_542_15303531_677 |  | AN | 0 | NonResidential | 3500+1490.994j | 0 | 0 | 0 | 0 | 0 | [24 empty] | 8100803 | no | no |  |  | no |  | 0 | 0 | 0 | 0 | 0 | 0 |  | 1 | 1 | 1 | 0 | 0 | 0
load_220345097 |  | node_1366146_695_15303868_853 |  | AN | 0 | Residential | 28569.6+12170.599j | 0 | 0 | 0 | 0 | 0 | [24 empty] | 8100803 | no | no |  |  | no |  | 0 | 0 | 0 | 0 | 0 | 0 |  | 1 | 1 | 1 | 0 | 0 | 0
load_220345098 |  | node_1366279_165_15303960_635 |  | AN | 0 | Residential | 29131.2+12409.839j | 0 | 0 | 0 | 0 | 0 | [24 empty] | 8100803 | no | no |  |  | no |  | 0 | 0 | 0 | 0 | 0 | 0 |  | 1 | 1 | 1 | 0 | 0 | 0
load_220345154 |  | node_1364066_691_15303578_835 |  | AN | 0 | Residential | 31867.2+13575.37j | 0 | 0 | 0 | 0 | 0 | [24 empty] | 8100803 | no | no |  |  | no |  | 0 | 0 | 0 | 0 | 0 | 0 |  | 1 | 1 | 1 | 0 | 0 | 0
load_220345155 |  | node_1364114_701_15303946_586 |  | AN | 0 | Residential | 27475.2+11704.386j | 0 | 0 | 0 | 0 | 0 | [24 empty] | 8100803 | no | no |  |  | no |  | 0 | 0 | 0 | 0 | 0 | 0 |  | 1 | 1 | 1 | 0 | 0 | 0
load_220345156 |  | node_1364223_446_15304048_442 |  | AN | 0 | Residential | 12456+5306.234j | 0 | 0 | 0 | 0 | 0 | [24 empty] | 8100803 | no | no |  |  | no |  | 0 | 0 | 0 | 0 | 0 | 0 |  | 1 | 1 | 1 | 0 | 0 | 0
load_220345157 |  | node_1364419_131_15304053_574 |  | AN | 0 | Residential | 45288+19292.607j | 0 | 0 | 0 | 0 | 0 | [24 empty] | 8100803 | no | no |  |  | no |  | 0 | 0 | 0 | 0 | 0 | 0 |  | 1 | 1 | 1 | 0 | 0 | 0
load_220345158 |  | node_1364824_699_15304093_393 |  | AN | 0 | Residential | 31255.2+13314.659j | 0 | 0 | 0 | 0 | 0 | [24 empty] | 8100803 | no | no |  |  | no |  | 0 | 0 | 0 | 0 | 0 | 0 |  | 1 | 1 | 1 | 0 | 0 | 0
load_220345159 |  | node_1364222_36_15303862_78 |  | AN | 0 | Residential | 28072.8+11958.963j | 0 | 0 | 0 | 0 | 0 | [24 empty] | 8100803 | no | no |  |  | no |  | 0 | 0 | 0 | 0 | 0 | 0 |  | 1 | 1 | 1 | 0 | 0 | 0
load_220345160 |  | node_1364417_227_15303802_463 |  | AN | 0 | Residential | 32263.2+13744.066j | 0 | 0 | 0 | 0 | 0 | [24 empty] | 8100803 | no | no |  |  | no |  | 0 | 0 | 0 | 0 | 0 | 0 |  | 1 | 1 | 1 | 0 | 0 | 0
load_220345161 |  | node_1364796_279_15303804_675 |  | AN | 0 | Residential | 44935.2+19142.315j | 0 | 0 | 0 | 0 | 0 | [24 empty] | 8100803 | no | no |  |  | no |  | 0 | 0 | 0 | 0 | 0 | 0 |  | 1 | 1 | 1 | 0 | 0 | 0
load_220345162 |  | node_1365032_6_15304064_861 |  | AN | 0 | Residential | 37857.6+16127.27j | 0 | 0 | 0 | 0 | 0 | [24 empty] | 8100803 | no | no |  |  | no |  | 0 | 0 | 0 | 0 | 0 | 0 |  | 1 | 1 | 1 | 0 | 0 | 0
load_220345595 |  | node_1363924_611_15300680_997 |  | AN | 0 | Residential | 17388+7407.257j | 0 | 0 | 0 | 0 | 0 | [24 empty] | 8100803 | no | no |  |  | no |  | 0 | 0 | 0 | 0 | 0 | 0 |  | 1 | 1 | 1 | 0 | 0 | 0
load_220345596 |  | node_1363810_5_15300918_052 |  | AN | 0 | Residential | 48592.8+20700.446j | 0 | 0 | 0 | 0 | 0 | [24 empty] | 8100803 | no | no |  |  | no |  | 0 | 0 | 0 | 0 | 0 | 0 |  | 1 | 1 | 1 | 0 | 0 | 0
load_220345597 |  | node_1363669_782_15301398_92 |  | AN | 0 | Residential | 26330.4+11216.703j | 0 | 0 | 0 | 0 | 0 | [24 empty] | 8100803 | no | no |  |  | no |  | 0 | 0 | 0 | 0 | 0 | 0 |  | 1 | 1 | 1 | 0 | 0 | 0
load_220345598 |  | node_1363396_956_15301783_153 |  | AN | 0 | Residential | 27144+11563.296j | 0 | 0 | 0 | 0 | 0 | [24 empty] | 8100803 | no | no |  |  | no |  | 0 | 0 | 0 | 0 | 0 | 0 |  | 1 | 1 | 1 | 0 | 0 | 0
load_220345599 |  | node_1363159_244_15302078_971 |  | AN | 0 | Residential | 2275.2+969.231j | 0 | 0 | 0 | 0 | 0 | [24 empty] | 8100803 | no | no |  |  | no |  | 0 | 0 | 0 | 0 | 0 | 0 |  | 1 | 1 | 1 | 0 | 0 | 0
load_220345616 |  | node_1363733_321_15299974_18 |  | AN | 0 | Residential | 62539.2+26641.588j | 0 | 0 | 0 | 0 | 0 | [24 empty] | 8100803 | no | no |  |  | no |  | 0 | 0 | 0 | 0 | 0 | 0 |  | 1 | 1 | 1 | 0 | 0 | 0
load_220345617 |  | node_1363691_981_15300164_297 |  | AN | 0 | Residential | 19108.8+8140.315j | 0 | 0 | 0 | 0 | 0 | [24 empty] | 8100803 | no | no |  |  | no |  | 0 | 0 | 0 | 0 | 0 | 0 |  | 1 | 1 | 1 | 0 | 0 | 0
load_220345618 |  | node_1363220_056_15299800_475 |  | AN | 0 | Residential | 132652.8+56509.856j | 0 | 0 | 0 | 0 | 0 | [24 empty] | 8100803 | no | no |  |  | no |  | 0 | 0 | 0 | 0 | 0 | 0 |  | 1 | 1 | 1 | 0 | 0 | 0
load_220345619 |  | node_1363306_669_15299681_831 |  | AN | 0 | Residential | 44560.8+18982.821j | 0 | 0 | 0 | 0 | 0 | [24 empty] | 8100803 | no | no |  |  | no |  | 0 | 0 | 0 | 0 | 0 | 0 |  | 1 | 1 | 1 | 0 | 0 | 0
load_220345620 |  | node_1362986_594_15299450_175 |  | AN | 0 | Residential | 16545.6+7048.396j | 0 | 0 | 0 | 0 | 0 | [24 empty] | 8100803 | no | no |  |  | no |  | 0 | 0 | 0 | 0 | 0 | 0 |  | 1 | 1 | 1 | 0 | 0 | 0
load_220345621 |  | node_1363015_749_15299682_835 |  | AN | 0 | Residential | 15156+6456.429j | 0 | 0 | 0 | 0 | 0 | [24 empty] | 8100803 | no | no |  |  | no |  | 0 | 0 | 0 | 0 | 0 | 0 |  | 1 | 1 | 1 | 0 | 0 | 0
load_220345622 |  | node_1362912_887_15299938_641 |  | AN | 0 | NonResidential | 3000+1277.995j | 0 | 0 | 0 | 0 | 0 | [24 empty] | 8100803 | no | no |  |  | no |  | 0 | 0 | 0 | 0 | 0 | 0 |  | 1 | 1 | 1 | 0 | 0 | 0
load_220345623 |  | node_1362506_502_15299907_45 |  | AN | 0 | Residential | 71503.2+30460.236j | 0 | 0 | 0 | 0 | 0 | [24 empty] | 8100803 | no | no |  |  | no |  | 0 | 0 | 0 | 0 | 0 | 0 |  | 1 | 1 | 1 | 0 | 0 | 0
load_220345625 |  | node_1365077_323_15302481_781 |  | AN | 0 | Residential | 37533.6+15989.247j | 0 | 0 | 0 | 0 | 0 | [24 empty] | 8100803 | no | no |  |  | no |  | 0 | 0 | 0 | 0 | 0 | 0 |  | 1 | 1 | 1 | 0 | 0 | 0
load_220345626 |  | node_1365585_695_15302507_737 |  | AN | 0 | Residential | 40924.8+17433.892j | 0 | 0 | 0 | 0 | 0 | [24 empty] | 8100803 | no | no |  |  | no |  | 0 | 0 | 0 | 0 | 0 | 0 |  | 1 | 1 | 1 | 0 | 0 | 0
load_220345627 |  | node_1365940_3_15302523_28 |  | AN | 0 | Residential | 20822.4+8870.305j | 0 | 0 | 0 | 0 | 0 | [24 empty] | 8100803 | no | no |  |  | no |  | 0 | 0 | 0 | 0 | 0 | 0 |  | 1 | 1 | 1 | 0 | 0 | 0
load_220345628 |  | node_1363502_29_15301938_689 |  | AN | 0 | Residential | 37958.4+16170.211j | 0 | 0 | 0 | 0 | 0 | [24 empty] | 8100803 | no | no |  |  | no |  | 0 | 0 | 0 | 0 | 0 | 0 |  | 1 | 1 | 1 | 0 | 0 | 0
load_220345629 |  | node_1363491_643_15302297_464 |  | AN | 0 | Residential | 32356.8+13783.939j | 0 | 0 | 0 | 0 | 0 | [24 empty] | 8100803 | no | no |  |  | no |  | 0 | 0 | 0 | 0 | 0 | 0 |  | 1 | 1 | 1 | 0 | 0 | 0
load_220345630 |  | node_1363778_642_15302412_55 |  | AN | 0 | Residential | 28980+12345.428j | 0 | 0 | 0 | 0 | 0 | [24 empty] | 8100803 | no | no |  |  | no |  | 0 | 0 | 0 | 0 | 0 | 0 |  | 1 | 1 | 1 | 0 | 0 | 0
load_220457871 |  | node_1364072_037_15300441_808 |  | AN | 0 | NonResidential | 5000+2129.991j | 0 | 0 | 0 | 0 | 0 | [24 empty] | 8100803 | no | no |  |  | no |  | 0 | 0 | 0 | 0 | 0 | 0 |  | 1 | 1 | 1 | 0 | 0 | 0
load_220457872 |  | node_1364064_809_15300466_533 |  | BN | 0 | NonResidential | 0 | 5000+2129.991j | 0 | 0 | 0 | 0 | [24 empty] | 8100803 | no | no |  |  | no |  | 0 | 0 | 0 | 0 | 0 | 0 |  | 1 | 1 | 1 | 0 | 0 | 0
load_220457889 |  | node_1364074_241_15300415_366 |  | CN | 0 | NonResidential | 0 | 0 | 5000+2129.991j | 0 | 0 | 0 | [24 empty] | 8100803 | no | no |  |  | no |  | 0 | 0 | 0 | 0 | 0 | 0 |  | 1 | 1 | 1 | 0 | 0 | 0
load_220497461 |  | node_1364759_492_15300947_294 |  | AN | 0 | Residential | 72604.8+30929.515j | 0 | 0 | 0 | 0 | 0 | [24 empty] | 8100803 | no | no |  |  | no |  | 0 | 0 | 0 | 0 | 0 | 0 |  | 1 | 1 | 1 | 0 | 0 | 0
load_220531025 |  | node_1364677_88_15300138_38 |  | ABCN | 0 | NonResidential | 52333.333+22293.907j | 52333.333+22293.907j | 52333.333+22293.907j | 0 | 0 | 0 | [24 empty] | 8100803 | no | no |  |  | no |  | 0 | 0 | 0 | 0 | 0 | 0 |  | 1 | 1 | 1 | 0 | 0 | 0
load_220544697 |  | node_1364206_177_15300068_626 |  | AN | 0 | NonResidential | 22500+9584.96j | 0 | 0 | 0 | 0 | 0 | [24 empty] | 8100803 | no | no |  |  | no |  | 0 | 0 | 0 | 0 | 0 | 0 |  | 1 | 1 | 1 | 0 | 0 | 0
load_220545113 |  | node_1364206_316_15300042 |  | AN | 0 | NonResidential | 22500+9584.96j | 0 | 0 | 0 | 0 | 0 | [24 empty] | 8100803 | no | no |  |  | no |  | 0 | 0 | 0 | 0 | 0 | 0 |  | 1 | 1 | 1 | 0 | 0 | 0
load_220596953 |  | node_1364069_267_15300310_263 |  | AN | 0 | Residential | 22147.2+9434.668j | 0 | 0 | 0 | 0 | 0 | [24 empty] | 8100803 | no | no |  |  | no |  | 0 | 0 | 0 | 0 | 0 | 0 |  | 1 | 1 | 1 | 0 | 0 | 0
load_220597650 |  | node_1365031_359_15303213_473 |  | AN | 0 | Residential | 56088+23893.388j | 0 | 0 | 0 | 0 | 0 | [24 empty] | 8100803 | no | no |  |  | no |  | 0 | 0 | 0 | 0 | 0 | 0 |  | 1 | 1 | 1 | 0 | 0 | 0
load_220598229 |  | node_1364628_87_15302453_877 |  | AN | 0 | Residential | 47383.2+20185.159j | 0 | 0 | 0 | 0 | 0 | [24 empty] | 8100803 | no | no |  |  | no |  | 0 | 0 | 0 | 0 | 0 | 0 |  | 1 | 1 | 1 | 0 | 0 | 0
load_220617178 |  | node_1362702_088_15300800_844 |  | AN | 0 | Residential | 31269.6+13320.794j | 0 | 0 | 0 | 0 | 0 | [24 empty] | 8100803 | no | no |  |  | no |  | 0 | 0 | 0 | 0 | 0 | 0 |  | 1 | 1 | 1 | 0 | 0 | 0
load_220617179 |  | node_1362704_371_15300828_822 |  | BN | 0 | Residential | 0 | 31269.6+13320.794j | 0 | 0 | 0 | 0 | [24 empty] | 8100803 | no | no |  |  | no |  | 0 | 0 | 0 | 0 | 0 | 0 |  | 1 | 1 | 1 | 0 | 0 | 0
load_220617180 |  | node_1362705_798_15300773_778 |  | CN | 0 | Residential | 0 | 0 | 31269.6+13320.794j | 0 | 0 | 0 | [24 empty] | 8100803 | no | no |  |  | no |  | 0 | 0 | 0 | 0 | 0 | 0 |  | 1 | 1 | 1 | 0 | 0 | 0
load_220617550 |  | node_1365184_553_15301652_23 |  | AN | 0 | Residential | 79459.2+33849.477j | 0 | 0 | 0 | 0 | 0 | [24 empty] | 8100803 | no | no |  |  | no |  | 0 | 0 | 0 | 0 | 0 | 0 |  | 1 | 1 | 1 | 0 | 0 | 0
load_310017183 |  | node_1364918_719_15303529_035 |  | AN | 0 | Residential | 71560.8+30484.773j | 0 | 0 | 0 | 0 | 0 | [24 empty] | 8100803 | no | no |  |  | no |  | 0 | 0 | 0 | 0 | 0 | 0 |  | 1 | 1 | 1 | 0 | 0 | 0
load_310060681 |  | node_1363896_551_15302156_152 |  | AN | 0 | Residential | 52092+22191.099j | 0 | 0 | 0 | 0 | 0 | [24 empty] | 8100803 | no | no |  |  | no |  | 0 | 0 | 0 | 0 | 0 | 0 |  | 1 | 1 | 1 | 0 | 0 | 0
load_310060975 |  | node_1364145_781_15302170_036 |  | AN | 0 | Residential | 51004.8+21727.954j | 0 | 0 | 0 | 0 | 0 | [24 empty] | 8100803 | no | no |  |  | no |  | 0 | 0 | 0 | 0 | 0 | 0 |  | 1 | 1 | 1 | 0 | 0 | 0
load_310064866 |  | node_1366331_49_15303554_066 |  | AN | 0 | Residential | 7002+2982.84j | 0 | 0 | 0 | 0 | 0 | [24 empty] | 8100803 | no | no |  |  | no |  | 0 | 0 | 0 | 0 | 0 | 0 |  | 1 | 1 | 1 | 0 | 0 | 0

## node
data_type | static
owner_type | feeder
owner | 8100803
object | node
name | groupid | parent | bustype | phases | nominal_voltage | dcircuit | selected | monitored | monitored_fields | class_monitored_fields | played | played_fields | subsystem | x | y | comments | dist_to_slack
node_1362506_502_15299907_45 |  |  | PQ | AN | 2771.281 | 8100803 | no | no |  |  | no |  |  | 1362506.502 | 15299907.45 |  | -1
node_1362702_088_15300800_844 |  |  | PQ | ABCN | 2771.281 | 8100803 | no | no |  |  | no |  |  | 1362702.088 | 15300800.844 |  | -1
node_1362704_371_15300828_822 |  |  | PQ | ABCN | 2771.281 | 8100803 | no | no |  |  | no |  |  | 1362704.371 | 15300828.822 |  | -1
node_1362705_798_15300773_778 |  |  | PQ | ABCN | 2771.281 | 8100803 | no | no |  |  | no |  |  | 1362705.798 | 15300773.778 |  | -1
node_1362912_887_15299938_641 |  |  | PQ | AN | 2771.281 | 8100803 | no | no |  |  | no |  |  | 1362912.887 | 15299938.641 |  | -1
node_1362986_594_15299450_175 |  |  | PQ | AN | 2771.281 | 8100803 | no | no |  |  | no |  |  | 1362986.594 | 15299450.175 |  | -1
node_1363015_749_15299682_835 |  |  | PQ | AN | 2771.281 | 8100803 | no | no |  |  | no |  |  | 1363015.749 | 15299682.835 |  | -1
node_1363159_244_15302078_971 |  |  | PQ | ABCN | 2771.281 | 8100803 | no | no |  |  | no |  |  | 1363159.244 | 15302078.971 |  | -1
node_1363220_056_15299800_475 |  |  | PQ | AN | 2771.281 | 8100803 | no | no |  |  | no |  |  | 1363220.056 | 15299800.475 |  | -1
node_1363259_843_15299939_625 |  |  | PQ | ABCN | 2771.281 | 8100803 | no | no |  |  | no |  |  | 1363259.843 | 15299939.625 |  | -1
node_1363306_669_15299681_831 |  |  | PQ | AN | 2771.281 | 8100803 | no | no |  |  | no |  |  | 1363306.669 | 15299681.831 |  | -1
node_1363311_582_15300351_138 |  |  | PQ | ABCN | 2771.281 | 8100803 | no | no |  |  | no |  |  | 1363311.582 | 15300351.138 |  | -1
node_1363396_956_15301783_153 |  |  | PQ | ABCN | 2771.281 | 8100803 | no | no |  |  | no |  |  | 1363396.956 | 15301783.153 |  | -1
node_1363491_643_15302297_464 |  |  | PQ | ABCN | 2771.281 | 8100803 | no | no |  |  | no |  |  | 1363491.643 | 15302297.464 |  | -1
node_1363502_29_15301938_689 |  |  | PQ | ABCN | 2771.281 | 8100803 | no | no |  |  | no |  |  | 1363502.29 | 15301938.689 |  | -1
node_1363519_097_15299596_112 |  |  | PQ | AN | 2771.281 | 8100803 | no | no |  |  | no |  |  | 1363519.097 | 15299596.112 |  | -1
node_1363669_782_15301398_92 |  |  | PQ | ABCN | 2771.281 | 8100803 | no | no |  |  | no |  |  | 1363669.782 | 15301398.92 |  | -1
node_1363691_981_15300164_297 |  |  | PQ | AN | 2771.281 | 8100803 | no | no |  |  | no |  |  | 1363691.981 | 15300164.297 |  | -1
node_1363733_321_15299974_18 |  |  | PQ | AN | 2771.281 | 8100803 | no | no |  |  | no |  |  | 1363733.321 | 15299974.18 |  | -1
node_1363778_642_15302412_55 |  |  | PQ | ABCN | 2771.281 | 8100803 | no | no |  |  | no |  |  | 1363778.642 | 15302412.55 |  | -1
node_1363810_5_15300918_052 |  |  | PQ | ABCN | 2771.281 | 8100803 | no | no |  |  | no |  |  | 1363810.5 | 15300918.052 |  | -1
node_1363837_669_15299785_777 |  |  | PQ | ABCN | 2771.281 | 8100803 | no | no |  |  | no |  |  | 1363837.669 | 15299785.777 |  | -1
node_1363840_593_15299771_178 |  |  | PQ | ABCN | 2771.281 | 8100803 | no | no |  |  | no |  |  | 1363840.593 | 15299771.178 |  | -1
node_1363847_048_15299749_602 |  |  | PQ | ABCN | 2771.281 | 8100803 | no | no |  |  | no |  |  | 1363847.048 | 15299749.602 |  | -1
node_1363856_999_15303454_897 |  |  | PQ | AN | 7199.557 | 8100803 | no | no |  |  | no |  |  | 1363856.999 | 15303454.897 |  | -1
node_1363862_272_15302601_49 |  |  | PQ | AN | 7199.557 | 8100803 | no | no |  |  | no |  |  | 1363862.272 | 15302601.49 |  | -1
node_1363870_78_15301632_011 |  |  | PQ | AN | 2771.281 | 8100803 | no | no |  |  | no |  |  | 1363870.78 | 15301632.011 |  | -1
node_1363896_551_15302156_152 |  |  | PQ | AN | 2771.281 | 8100803 | no | no |  |  | no |  |  | 1363896.551 | 15302156.152 |  | -1
node_1363901_183_15303246_951 |  |  | PQ | AN | 7199.557 | 8100803 | no | no |  |  | no |  |  | 1363901.183 | 15303246.951 |  | -1
node_1363910_38_15302972_137 |  |  | PQ | AN | 7199.557 | 8100803 | no | no |  |  | no |  |  | 1363910.38 | 15302972.137 |  | -1
node_1363921_045_15302794_193 |  |  | PQ | AN | 7199.557 | 8100803 | no | no |  |  | no |  |  | 1363921.045 | 15302794.193 |  | -1
node_1363924_611_15300680_997 |  |  | PQ | ABCN | 2771.281 | 8100803 | no | no |  |  | no |  |  | 1363924.611 | 15300680.997 |  | -1
node_1364064_809_15300466_533 |  |  | PQ | ABCN | 2771.281 | 8100803 | no | no |  |  | no |  |  | 1364064.809 | 15300466.533 |  | -1
node_1364066_691_15303578_835 |  |  | PQ | ABCN | 2771.281 | 8100803 | no | no |  |  | no |  |  | 1364066.691 | 15303578.835 |  | -1
node_1364069_267_15300310_263 |  |  | PQ | ABCN | 2771.281 | 8100803 | no | no |  |  | no |  |  | 1364069.267 | 15300310.263 |  | -1
node_1364072_037_15300441_808 |  |  | PQ | ABCN | 2771.281 | 8100803 | no | no |  |  | no |  |  | 1364072.037 | 15300441.808 |  | -1
node_1364074_241_15300415_366 |  |  | PQ | ABCN | 2771.281 | 8100803 | no | no |  |  | no |  |  | 1364074.241 | 15300415.366 |  | -1
node_1364098_153_15302807_532 |  |  | PQ | ABCN | 2771.281 | 8100803 | no | no |  |  | no |  |  | 1364098.153 | 15302807.532 |  | -1
node_1364114_701_15303946_586 |  |  | PQ | ABCN | 2771.281 | 8100803 | no | no |  |  | no |  |  | 1364114.701 | 15303946.586 |  | -1
node_1364145_781_15302170_036 |  |  | PQ | AN | 2771.281 | 8100803 | no | no |  |  | no |  |  | 1364145.781 | 15302170.036 |  | -1
node_1364177_908_15303144_066 |  |  | PQ | ABCD | 2771.281 | 8100803 | no | no |  |  | no |  |  | 1364177.908 | 15303144.066 |  | -1
node_1364188_422_15301583_785 |  |  | PQ | AN | 2771.281 | 8100803 | no | no |  |  | no |  |  | 1364188.422 | 15301583.785 |  | -1
node_1364206_177_15300068_626 |  |  | PQ | ABCN | 2771.281 | 8100803 | no | no |  |  | no |  |  | 1364206.177 | 15300068.626 |  | -1
node_1364206_316_15300042 |  |  | PQ | ABCN | 2771.281 | 8100803 | no | no |  |  | no |  |  | 1364206.316 | 15300042 |  | -1
node_1364222_36_15303862_78 |  |  | PQ | AN | 2771.281 | 8100803 | no | no |  |  | no |  |  | 1364222.36 | 15303862.78 |  | -1
node_1364223_446_15304048_442 |  |  | PQ | AN | 2771.281 | 8100803 | no | no |  |  | no |  |  | 1364223.446 | 15304048.442 |  | -1
node_1364269_782_15302769_864 |  |  | PQ | AN | 2771.281 | 8100803 | no | no |  |  | no |  |  | 1364269.782 | 15302769.864 |  | -1
node_1364275_338_15300508_772 |  |  | PQ | ABCN | 2771.281 | 8100803 | no | no |  |  | no |  |  | 1364275.338 | 15300508.772 |  | -1
node_1364294_715_15300514_596 |  |  | PQ | ABCN | 2771.281 | 8100803 | no | no |  |  | no |  |  | 1364294.715 | 15300514.596 |  | -1
node_1364314_517_15300513_498 |  |  | PQ | ABCN | 2771.281 | 8100803 | no | no |  |  | no |  |  | 1364314.517 | 15300513.498 |  | -1
node_1364322_397_15300885_387 |  |  | PQ | AN | 2771.281 | 8100803 | no | no |  |  | no |  |  | 1364322.397 | 15300885.387 |  | -1
node_1364417_227_15303802_463 |  |  | PQ | AN | 2771.281 | 8100803 | no | no |  |  | no |  |  | 1364417.227 | 15303802.463 |  | -1
node_1364418_912_15303458_563 |  |  | PQ | AN | 2771.281 | 8100803 | no | no |  |  | no |  |  | 1364418.912 | 15303458.563 |  | -1
node_1364419_131_15304053_574 |  |  | PQ | AN | 2771.281 | 8100803 | no | no |  |  | no |  |  | 1364419.131 | 15304053.574 |  | -1
node_1364483_457_15303190_119 |  |  | PQ | AN | 2771.281 | 8100803 | no | no |  |  | no |  |  | 1364483.457 | 15303190.119 |  | -1
node_1364501_922_15300450_641 |  |  | PQ | AN | 2771.281 | 8100803 | no | no |  |  | no |  |  | 1364501.922 | 15300450.641 |  | -1
node_1364543_348_15299769_03 |  |  | PQ | AN | 2771.281 | 8100803 | no | no |  |  | no |  |  | 1364543.348 | 15299769.03 |  | -1
node_1364628_87_15302453_877 |  |  | PQ | AN | 2771.281 | 8100803 | no | no |  |  | no |  |  | 1364628.87 | 15302453.877 |  | -1
node_1364643_041_15301668_784 |  |  | PQ | AN | 2771.281 | 8100803 | no | no |  |  | no |  |  | 1364643.041 | 15301668.784 |  | -1
node_1364647_308_15301849_531 |  |  | PQ | AN | 2771.281 | 8100803 | no | no |  |  | no |  |  | 1364647.308 | 15301849.531 |  | -1
node_1364677_88_15300138_38 |  |  | PQ | ABCN | 2771.281 | 8100803 | no | no |  |  | no |  |  | 1364677.88 | 15300138.38 |  | -1
node_1364705_557_15302830_823 |  |  | PQ | AN | 2771.281 | 8100803 | no | no |  |  | no |  |  | 1364705.557 | 15302830.823 |  | -1
node_1364756_836_15301297_794 |  |  | PQ | AN | 2771.281 | 8100803 | no | no |  |  | no |  |  | 1364756.836 | 15301297.794 |  | -1
node_1364759_492_15300947_294 |  |  | PQ | AN | 2771.281 | 8100803 | no | no |  |  | no |  |  | 1364759.492 | 15300947.294 |  | -1
node_1364796_279_15303804_675 |  |  | PQ | AN | 2771.281 | 8100803 | no | no |  |  | no |  |  | 1364796.279 | 15303804.675 |  | -1
node_1364824_699_15304093_393 |  |  | PQ | AN | 2771.281 | 8100803 | no | no |  |  | no |  |  | 1364824.699 | 15304093.393 |  | -1
node_1364846_074_15300597_433 |  |  | PQ | AN | 2771.281 | 8100803 | no | no |  |  | no |  |  | 1364846.074 | 15300597.433 |  | -1
node_1364855_736_15300270_785 |  |  | PQ | AN | 2771.281 | 8100803 | no | no |  |  | no |  |  | 1364855.736 | 15300270.785 |  | -1
node_1364918_719_15303529_035 |  |  | PQ | AN | 2771.281 | 8100803 | no | no |  |  | no |  |  | 1364918.719 | 15303529.035 |  | -1
node_1364933_602_15302168_848 |  |  | PQ | AN | 2771.281 | 8100803 | no | no |  |  | no |  |  | 1364933.602 | 15302168.848 |  | -1
node_1365031_359_15303213_473 |  |  | PQ | AN | 2771.281 | 8100803 | no | no |  |  | no |  |  | 1365031.359 | 15303213.473 |  | -1
node_1365032_6_15304064_861 |  |  | PQ | AN | 2771.281 | 8100803 | no | no |  |  | no |  |  | 1365032.6 | 15304064.861 |  | -1
node_1365077_323_15302481_781 |  |  | PQ | AN | 2771.281 | 8100803 | no | no |  |  | no |  |  | 1365077.323 | 15302481.781 |  | -1
node_1365184_553_15301652_23 |  |  | PQ | AN | 2771.281 | 8100803 | no | no |  |  | no |  |  | 1365184.553 | 15301652.23 |  | -1
node_1365202_378_15302519_478 |  |  | PQ | AD | 2771.281 | 8100803 | no | no |  |  | no |  |  | 1365202.378 | 15302519.478 |  | -1
node_1365348_86_15303520_962 |  |  | PQ | AN | 2771.281 | 8100803 | no | no |  |  | no |  |  | 1365348.86 | 15303520.962 |  | -1
node_1365378_789_15303241_971 |  |  | PQ | AN | 2771.281 | 8100803 | no | no |  |  | no |  |  | 1365378.789 | 15303241.971 |  | -1
node_1365438_796_15303858_649 |  |  | PQ | AN | 2771.281 | 8100803 | no | no |  |  | no |  |  | 1365438.796 | 15303858.649 |  | -1
node_1365486_451_15302954_6 |  |  | PQ | AN | 2771.281 | 8100803 | no | no |  |  | no |  |  | 1365486.451 | 15302954.6 |  | -1
node_1365585_695_15302507_737 |  |  | PQ | AN | 2771.281 | 8100803 | no | no |  |  | no |  |  | 1365585.695 | 15302507.737 |  | -1
node_1365764_386_15303451_704 |  |  | PQ | AN | 2771.281 | 8100803 | no | no |  |  | no |  |  | 1365764.386 | 15303451.704 |  | -1
node_1365770_296_15304081_124 |  |  | PQ | AN | 2771.281 | 8100803 | no | no |  |  | no |  |  | 1365770.296 | 15304081.124 |  | -1
node_1365868_701_15303396_668 |  |  | PQ | AN | 2771.281 | 8100803 | no | no |  |  | no |  |  | 1365868.701 | 15303396.668 |  | -1
node_1365940_3_15302523_28 |  |  | PQ | AN | 2771.281 | 8100803 | no | no |  |  | no |  |  | 1365940.3 | 15302523.28 |  | -1
node_1365956_874_15302911_111 |  |  | PQ | AN | 2771.281 | 8100803 | no | no |  |  | no |  |  | 1365956.874 | 15302911.111 |  | -1
node_1366071_858_15303326_675 |  |  | PQ | AN | 2771.281 | 8100803 | no | no |  |  | no |  |  | 1366071.858 | 15303326.675 |  | -1
node_1366146_695_15303868_853 |  |  | PQ | AN | 2771.281 | 8100803 | no | no |  |  | no |  |  | 1366146.695 | 15303868.853 |  | -1
node_1366189_864_15303262_3 |  |  | PQ | AN | 2771.281 | 8100803 | no | no |  |  | no |  |  | 1366189.864 | 15303262.3 |  | -1
node_1366266_253_15303087_036 |  |  | PQ | AN | 2771.281 | 8100803 | no | no |  |  | no |  |  | 1366266.253 | 15303087.036 |  | -1
node_1366279_165_15303960_635 |  |  | PQ | AN | 2771.281 | 8100803 | no | no |  |  | no |  |  | 1366279.165 | 15303960.635 |  | -1
node_1366331_49_15303554_066 |  |  | PQ | AN | 2771.281 | 8100803 | no | no |  |  | no |  |  | 1366331.49 | 15303554.066 |  | -1
node_1366353_542_15303531_677 |  |  | PQ | AN | 2771.281 | 8100803 | no | no |  |  | no |  |  | 1366353.542 | 15303531.677 |  | -1
node_1366424_525_15302941_44 |  |  | PQ | AN | 2771.281 | 8100803 | no | no |  |  | no |  |  | 1366424.525 | 15302941.44 |  | -1
node_1366471_501_15303356_756 |  |  | PQ | AN | 2771.281 | 8100803 | no | no |  |  | no |  |  | 1366471.501 | 15303356.756 |  | -1
node_8100803_200847803 |  |  | PQ | AN | 7199.557 | 8100803 | no | no |  |  | no |  |  | 1363890.775 | 15302612.052 |  | -1
node_8100803_200847805 |  |  | PQ | AN | 7199.557 | 8100803 | no | no |  |  | no |  |  | 1363881.603 | 15302789.089 |  | -1
node_8100803_200847807 |  |  | PQ | AN | 7199.557 | 8100803 | no | no |  |  | no |  |  | 1363877.757 | 15302976.621 |  | -1
node_8100803_200847809 |  |  | PQ | AN | 7199.557 | 8100803 | no | no |  |  | no |  |  | 1363863.085 | 15303240.97 |  | -1
node_8100803_200847812 |  |  | PQ | AN | 7199.557 | 8100803 | no | no |  |  | no |  |  | 1363859.178 | 15303422.152 |  | -1
node_8100803_200849581 |  |  | PQ | AD | 2771.281 | 8100803 | no | no |  |  | no |  |  | 1363603.159 | 15301652.541 |  | -1
node_8100803_200849582 |  |  | PQ | AD | 2771.281 | 8100803 | no | no |  |  | no |  |  | 1364940.808 | 15301653.088 |  | -1
node_8100803_200849583 |  |  | PQ | AD | 2771.281 | 8100803 | no | no |  |  | no |  |  | 1363735.713 | 15301658.096 |  | -1
node_8100803_200849584 |  |  | PQ | AN | 2771.281 | 8100803 | no | no |  |  | no |  |  | 1363874.692 | 15301666.765 |  | -1
node_8100803_200849585 |  |  | PQ | AD | 2771.281 | 8100803 | no | no |  |  | no |  |  | 1364011.714 | 15301648.15 |  | -1
node_8100803_200849586 |  |  | PQ | AN | 2771.281 | 8100803 | no | no |  |  | no |  |  | 1364212.81 | 15301608.648 |  | -1
node_8100803_200849587 |  |  | PQ | AD | 2771.281 | 8100803 | no | no |  |  | no |  |  | 1364377.595 | 15301575.845 |  | -1
node_8100803_200849588 |  |  | PQ | AD | 2771.281 | 8100803 | no | no |  |  | no |  |  | 1364530.396 | 15301595.928 |  | -1
node_8100803_200849589 |  |  | PQ | AN | 2771.281 | 8100803 | no | no |  |  | no |  |  | 1364646.235 | 15301642.985 |  | -1
node_8100803_200849590 |  |  | PQ | AD | 2771.281 | 8100803 | no | no |  |  | no |  |  | 1364802.358 | 15301647.673 |  | -1
node_8100803_200849620 |  |  | PQ | ABCD | 2771.281 | 8100803 | no | no |  |  | no |  |  | 1364132.237 | 15300175.732 |  | -1
node_8100803_200849621 |  |  | PQ | ABCD | 2771.281 | 8100803 | no | no |  |  | no |  |  | 1364316.68 | 15300208.76 |  | -1
node_8100803_200849622 |  |  | PQ | ABCD | 2771.281 | 8100803 | no | no |  |  | no |  |  | 1364307.341 | 15300281.397 |  | -1
node_8100803_200849623 |  |  | PQ | ABCN | 2771.281 | 8100803 | no | no |  |  | no |  |  | 1364299.439 | 15300419.023 |  | -1
node_8100803_200849624 |  |  | PQ | ABCD | 2771.281 | 8100803 | no | no |  |  | no |  |  | 1364468.054 | 15300226.205 |  | -1
node_8100803_200849625 |  |  | PQ | ABCD | 2771.281 | 8100803 | no | no |  |  | no |  |  | 1364595.928 | 15300237.895 |  | -1
node_8100803_200849626 |  |  | PQ | AD | 2771.281 | 8100803 | no | no |  |  | no |  |  | 1364714.207 | 15300292.951 |  | -1
node_8100803_200849627 |  |  | PQ | AN | 2771.281 | 8100803 | no | no |  |  | no |  |  | 1364852.653 | 15300308.125 |  | -1
node_8100803_200849629 |  |  | PQ | AN | 2771.281 | 8100803 | no | no |  |  | no |  |  | 1364471.447 | 15300445.277 |  | -1
node_8100803_200849630 |  |  | PQ | AD | 2771.281 | 8100803 | no | no |  |  | no |  |  | 1364250.607 | 15301837.29 |  | -1
node_8100803_200849631 |  |  | PQ | AD | 2771.281 | 8100803 | no | no |  |  | no |  |  | 1364226.152 | 15302015.575 |  | -1
node_8100803_200849632 |  |  | PQ | AD | 2771.281 | 8100803 | no | no |  |  | no |  |  | 1364397.282 | 15300574.365 |  | -1
node_8100803_200849633 |  |  | PQ | AD | 2771.281 | 8100803 | no | no |  |  | no |  |  | 1364367.053 | 15300748.618 |  | -1
node_8100803_200849634 |  |  | PQ | AN | 2771.281 | 8100803 | no | no |  |  | no |  |  | 1364348.529 | 15300890.031 |  | -1
node_8100803_200849635 |  |  | PQ | AD | 2771.281 | 8100803 | no | no |  |  | no |  |  | 1364333.731 | 15301033.087 |  | -1
node_8100803_200849638 |  |  | PQ | AD | 2771.281 | 8100803 | no | no |  |  | no |  |  | 1364281.455 | 15301320.519 |  | -1
node_8100803_200849639 |  |  | PQ | AD | 2771.281 | 8100803 | no | no |  |  | no |  |  | 1364255.99 | 15301452.932 |  | -1
node_8100803_200849641 |  |  | PQ | AD | 2771.281 | 8100803 | no | no |  |  | no |  |  | 1364257.471 | 15301739.022 |  | -1
node_8100803_200849720 |  |  | PQ | AD | 2771.281 | 8100803 | no | no |  |  | no |  |  | 1364803.882 | 15302196.392 |  | -1
node_8100803_200849721 |  |  | PQ | AN | 2771.281 | 8100803 | no | no |  |  | no |  |  | 1364938.142 | 15302205.117 |  | -1
node_8100803_200849725 |  |  | PQ | AN | 2771.281 | 8100803 | no | no |  |  | no |  |  | 1363896.145 | 15302127.148 |  | -1
node_8100803_200849726 |  |  | PQ | AD | 2771.281 | 8100803 | no | no |  |  | no |  |  | 1364022.191 | 15302131.031 |  | -1
node_8100803_200849727 |  |  | PQ | AN | 2771.281 | 8100803 | no | no |  |  | no |  |  | 1364148.063 | 15302135.64 |  | -1
node_8100803_200849728 |  |  | PQ | AD | 2771.281 | 8100803 | no | no |  |  | no |  |  | 1364281.969 | 15302170.506 |  | -1
node_8100803_200849729 |  |  | PQ | AD | 2771.281 | 8100803 | no | no |  |  | no |  |  | 1364415.267 | 15302180.291 |  | -1
node_8100803_200849730 |  |  | PQ | AD | 2771.281 | 8100803 | no | no |  |  | no |  |  | 1364544.207 | 15302185.237 |  | -1
node_8100803_200849731 |  |  | PQ | AD | 2771.281 | 8100803 | no | no |  |  | no |  |  | 1364672.086 | 15302190.208 |  | -1
node_8100803_200849746 |  |  | PQ | ABCN | 2771.281 | 8100803 | no | no |  |  | no |  |  | 1364651.146 | 15300117.344 |  | -1
node_8100803_200849747 |  |  | PQ | ABCD | 2771.281 | 8100803 | no | no |  |  | no |  |  | 1364587.068 | 15300209.024 |  | -1
node_8100803_200849748 |  |  | PQ | ABCD | 2771.281 | 8100803 | no | no |  |  | no |  |  | 1364578.22 | 15300039.373 |  | -1
node_8100803_200849749 |  |  | PQ | AD | 2771.281 | 8100803 | no | no |  |  | no |  |  | 1364510.834 | 15299905.256 |  | -1
node_8100803_200849750 |  |  | PQ | AN | 2771.281 | 8100803 | no | no |  |  | no |  |  | 1364553.914 | 15299814.585 |  | -1
node_8100803_200849815 |  |  | PQ | AD | 2771.281 | 8100803 | no | no |  |  | no |  |  | 1364268.697 | 15301865.807 |  | -1
node_8100803_200849816 |  |  | PQ | AD | 2771.281 | 8100803 | no | no |  |  | no |  |  | 1364386 | 15301874.922 |  | -1
node_8100803_200849817 |  |  | PQ | AD | 2771.281 | 8100803 | no | no |  |  | no |  |  | 1364514.043 | 15301882.705 |  | -1
node_8100803_200849818 |  |  | PQ | AN | 2771.281 | 8100803 | no | no |  |  | no |  |  | 1364646.672 | 15301886.239 |  | -1
node_8100803_200849853 |  |  | PQ | AD | 2771.281 | 8100803 | no | no |  |  | no |  |  | 1364583.01 | 15300607.125 |  | -1
node_8100803_200849854 |  |  | PQ | AD | 2771.281 | 8100803 | no | no |  |  | no |  |  | 1364710.216 | 15300620.2 |  | -1
node_8100803_200849855 |  |  | PQ | AN | 2771.281 | 8100803 | no | no |  |  | no |  |  | 1364839.16 | 15300631.74 |  | -1
node_8100803_200849871 |  |  | PQ | ABCN | 2771.281 | 8100803 | no | no |  |  | no |  |  | 1363292.881 | 15299955.479 |  | -1
node_8100803_200849872 |  |  | PQ | ABCD | 2771.281 | 8100803 | no | no |  |  | no |  |  | 1363280.239 | 15300105.39 |  | -1
node_8100803_200849873 |  |  | PQ | ABCD | 2771.281 | 8100803 | no | no |  |  | no |  |  | 1363277.377 | 15300224.955 |  | -1
node_8100803_200849874 |  |  | PQ | ABCN | 2771.281 | 8100803 | no | no |  |  | no |  |  | 1363269.253 | 15300347.457 |  | -1
node_8100803_200849875 |  |  | PQ | ABCD | 2771.281 | 8100803 | no | no |  |  | no |  |  | 1363263.423 | 15300477.798 |  | -1
node_8100803_200849876 |  |  | PQ | ABCD | 2771.281 | 8100803 | no | no |  |  | no |  |  | 1363277.778 | 15300614.385 |  | -1
node_8100803_200849877 |  |  | PQ | ABCD | 2771.281 | 8100803 | no | no |  |  | no |  |  | 1363274.214 | 15300682.66 |  | -1
node_8100803_200849878 |  |  | PQ | ABCD | 2771.281 | 8100803 | no | no |  |  | no |  |  | 1363032.107 | 15300694.128 |  | -1
node_8100803_200849879 |  |  | PQ | ABCD | 2771.281 | 8100803 | no | no |  |  | no |  |  | 1362787.427 | 15300655.832 |  | -1
node_8100803_200849904 |  |  | PQ | AD | 2771.281 | 8100803 | no | no |  |  | no |  |  | 1364474.51 | 15301325.817 |  | -1
node_8100803_200849905 |  |  | PQ | AD | 2771.281 | 8100803 | no | no |  |  | no |  |  | 1364618.338 | 15301316.04 |  | -1
node_8100803_200849907 |  |  | PQ | AN | 2771.281 | 8100803 | no | no |  |  | no |  |  | 1364752.129 | 15301331.836 |  | -1
node_8100803_200849976 |  |  | PQ | ABCD | 2771.281 | 8100803 | no | no |  |  | no |  |  | 1363933.06 | 15299546.283 |  | -1
node_8100803_200849980 |  |  | PQ | ABCD | 2771.281 | 8100803 | no | no |  |  | no |  |  | 1363970.876 | 15299568.499 |  | -1
node_8100803_200849981 |  |  | PQ | ABCD | 2771.281 | 8100803 | no | no |  |  | no |  |  | 1363926.185 | 15299596.199 |  | -1
node_8100803_200849982 |  |  | PQ | ABCD | 2771.281 | 8100803 | no | no |  |  | no |  |  | 1363906.149 | 15299672.006 |  | -1
node_8100803_200849983 |  |  | PQ | ABCN | 2771.281 | 8100803 | no | no |  |  | no |  |  | 1363887.574 | 15299784.985 |  | -1
node_8100803_200850026 |  |  | PQ | AN | 2771.281 | 8100803 | no | no |  |  | no |  |  | 1365157.89 | 15301652.52 |  | -1
node_8100803_200850072 |  |  | PQ | AD | 2771.281 | 8100803 | no | no |  |  | no |  |  | 1364627.576 | 15300965.05 |  | -1
node_8100803_200850073 |  |  | PQ | AN | 2771.281 | 8100803 | no | no |  |  | no |  |  | 1364759.957 | 15300979.854 |  | -1
node_8100803_200850383 |  |  | PQ | AD | 2771.281 | 8100803 | no | no |  |  | no |  |  | 1365396.778 | 15302607.13 |  | -1
node_8100803_200850384 |  |  | PQ | AD | 2771.281 | 8100803 | no | no |  |  | no |  |  | 1365379.441 | 15302774.23 |  | -1
node_8100803_200850385 |  |  | PQ | AN | 2771.281 | 8100803 | no | no |  |  | no |  |  | 1365514.701 | 15302925.271 |  | -1
node_8100803_200850386 |  |  | PQ | AD | 2771.281 | 8100803 | no | no |  |  | no |  |  | 1365658.604 | 15302987.156 |  | -1
node_8100803_200850435 |  |  | PQ | ABCD | 2771.281 | 8100803 | no | no |  |  | no |  |  | 1364137.858 | 15302625.28 |  | -1
node_8100803_200850437 |  |  | PQ | ABCN | 2771.281 | 8100803 | no | no |  |  | no |  |  | 1364129.475 | 15302806.034 |  | -1
node_8100803_200850438 |  |  | PQ | ABCD | 2771.281 | 8100803 | no | no |  |  | no |  |  | 1364135.575 | 15302986.713 |  | -1
node_8100803_200850439 |  |  | PQ | ABCD | 2771.281 | 8100803 | no | no |  |  | no |  |  | 1364179.256 | 15303149.076 |  | -1
node_8100803_200850440 |  |  | PQ | ABCD | 2771.281 | 8100803 | no | no |  |  | no |  |  | 1364289.085 | 15303320.16 |  | -1
node_8100803_200850441 |  |  | PQ | AN | 2771.281 | 8100803 | no | no |  |  | no |  |  | 1364436.338 | 15303427.721 |  | -1
node_8100803_200850442 |  |  | PQ | AD | 2771.281 | 8100803 | no | no |  |  | no |  |  | 1364576.475 | 15303489.637 |  | -1
node_8100803_200850443 |  |  | PQ | AD | 2771.281 | 8100803 | no | no |  |  | no |  |  | 1364745.648 | 15303508.189 |  | -1
node_8100803_200850444 |  |  | PQ | AN | 2771.281 | 8100803 | no | no |  |  | no |  |  | 1364924.109 | 15303511.75 |  | -1
node_8100803_200850445 |  |  | PQ | AN | 2771.281 | 8100803 | no | no |  |  | no |  |  | 1364267.61 | 15302800.225 |  | -1
node_8100803_200850446 |  |  | PQ | AD | 2771.281 | 8100803 | no | no |  |  | no |  |  | 1364446.55 | 15302810.413 |  | -1
node_8100803_200850498 |  |  | PQ | AD | 2771.281 | 8100803 | no | no |  |  | no |  |  | 1363474.626 | 15299856.872 |  | -1
node_8100803_200850499 |  |  | PQ | AD | 2771.281 | 8100803 | no | no |  |  | no |  |  | 1363480.201 | 15299716.541 |  | -1
node_8100803_200850500 |  |  | PQ | AN | 2771.281 | 8100803 | no | no |  |  | no |  |  | 1363535.836 | 15299620.916 |  | -1
node_8100803_200850503 |  |  | PQ | AD | 2771.281 | 8100803 | no | no |  |  | no |  |  | 1366263.585 | 15302882.767 |  | -1
node_8100803_200850504 |  |  | PQ | AD | 2771.281 | 8100803 | no | no |  |  | no |  |  | 1364856.646 | 15303170.003 |  | -1
node_8100803_200850505 |  |  | PQ | AD | 2771.281 | 8100803 | no | no |  |  | no |  |  | 1364672.77 | 15303167.527 |  | -1
node_8100803_200850506 |  |  | PQ | AN | 2771.281 | 8100803 | no | no |  |  | no |  |  | 1364491.451 | 15303158.894 |  | -1
node_8100803_200850508 |  |  | PQ | AD | 2771.281 | 8100803 | no | no |  |  | no |  |  | 1366072.932 | 15302895.767 |  | -1
node_8100803_200850509 |  |  | PQ | AN | 2771.281 | 8100803 | no | no |  |  | no |  |  | 1365968.407 | 15302933.372 |  | -1
node_8100803_200850510 |  |  | PQ | AD | 2771.281 | 8100803 | no | no |  |  | no |  |  | 1365872.253 | 15303032.702 |  | -1
node_8100803_200850511 |  |  | PQ | AD | 2771.281 | 8100803 | no | no |  |  | no |  |  | 1365705.801 | 15303121.368 |  | -1
node_8100803_200850512 |  |  | PQ | AD | 2771.281 | 8100803 | no | no |  |  | no |  |  | 1365554.316 | 15303158.562 |  | -1
node_8100803_200850513 |  |  | PQ | AN | 2771.281 | 8100803 | no | no |  |  | no |  |  | 1365367.042 | 15303217.553 |  | -1
node_8100803_200850514 |  |  | PQ | AD | 2771.281 | 8100803 | no | no |  |  | no |  |  | 1365214.178 | 15303200.397 |  | -1
node_8100803_200850515 |  |  | PQ | AN | 2771.281 | 8100803 | no | no |  |  | no |  |  | 1365035.924 | 15303177.385 |  | -1
node_8100803_200850534 |  |  | PQ | AN | 2771.281 | 8100803 | no | no |  |  | no |  |  | 1364676.978 | 15302833.004 |  | -1
node_8100803_200850744 |  |  | PQ | AN | 2771.281 | 8100803 | no | no |  |  | no |  |  | 1366394.515 | 15302943.603 |  | -1
node_8100803_200850746 |  |  | PQ | AN | 2771.281 | 8100803 | no | no |  |  | no |  |  | 1366291.347 | 15303105.853 |  | -1
node_8100803_200850747 |  |  | PQ | AN | 2771.281 | 8100803 | no | no |  |  | no |  |  | 1366169.408 | 15303236.088 |  | -1
node_8100803_200850748 |  |  | PQ | AN | 2771.281 | 8100803 | no | no |  |  | no |  |  | 1366055.733 | 15303299.314 |  | -1
node_8100803_200850749 |  |  | PQ | AN | 2771.281 | 8100803 | no | no |  |  | no |  |  | 1365897.252 | 15303383.262 |  | -1
node_8100803_200850750 |  |  | PQ | AD | 2771.281 | 8100803 | no | no |  |  | no |  |  | 1365686.296 | 15303321.414 |  | -1
node_8100803_200850751 |  |  | PQ | AN | 2771.281 | 8100803 | no | no |  |  | no |  |  | 1365725.966 | 15303454.395 |  | -1
node_8100803_200850752 |  |  | PQ | AD | 2771.281 | 8100803 | no | no |  |  | no |  |  | 1365746.37 | 15303678.329 |  | -1
node_8100803_200850753 |  |  | PQ | AD | 2771.281 | 8100803 | no | no |  |  | no |  |  | 1365757.724 | 15303864.792 |  | -1
node_8100803_200850754 |  |  | PQ | AN | 2771.281 | 8100803 | no | no |  |  | no |  |  | 1365758.725 | 15304047.254 |  | -1
node_8100803_200850769 |  |  | PQ | AD | 2771.281 | 8100803 | no | no |  |  | no |  |  | 1365225.426 | 15303227.68 |  | -1
node_8100803_200850770 |  |  | PQ | AD | 2771.281 | 8100803 | no | no |  |  | no |  |  | 1365232.237 | 15303353.292 |  | -1
node_8100803_200850771 |  |  | PQ | AN | 2771.281 | 8100803 | no | no |  |  | no |  |  | 1365312.128 | 15303545.409 |  | -1
node_8100803_200850772 |  |  | PQ | AD | 2771.281 | 8100803 | no | no |  |  | no |  |  | 1365385.7 | 15303688.374 |  | -1
node_8100803_200850773 |  |  | PQ | AN | 2771.281 | 8100803 | no | no |  |  | no |  |  | 1365393.239 | 15303871.142 |  | -1
node_8100803_200850774 |  |  | PQ | AD | 2771.281 | 8100803 | no | no |  |  | no |  |  | 1365396.835 | 15304037.725 |  | -1
node_8100803_200850775 |  |  | PQ | AN | 2771.281 | 8100803 | no | no |  |  | no |  |  | 1366422.897 | 15303340.776 |  | -1
node_8100803_200850776 |  |  | PQ | AN | 2771.281 | 8100803 | no | no |  |  | no |  |  | 1366322.736 | 15303511.901 |  | -1
node_8100803_200850778 |  |  | PQ | AD | 2771.281 | 8100803 | no | no |  |  | no |  |  | 1366144.211 | 15303641.569 |  | -1
node_8100803_200850779 |  |  | PQ | AN | 2771.281 | 8100803 | no | no |  |  | no |  |  | 1366170.424 | 15303849.281 |  | -1
node_8100803_200850780 |  |  | PQ | AN | 2771.281 | 8100803 | no | no |  |  | no |  |  | 1366277.449 | 15303925.5 |  | -1
node_8100803_200850916 |  |  | PQ | ABCD | 2771.281 | 8100803 | no | no |  |  | no |  |  | 1364265.591 | 15303360.623 |  | -1
node_8100803_200850917 |  |  | PQ | ABCD | 2771.281 | 8100803 | no | no |  |  | no |  |  | 1364165.338 | 15303460.284 |  | -1
node_8100803_200850918 |  |  | PQ | ABCN | 2771.281 | 8100803 | no | no |  |  | no |  |  | 1364096.358 | 15303590.005 |  | -1
node_8100803_200850919 |  |  | PQ | ABCD | 2771.281 | 8100803 | no | no |  |  | no |  |  | 1364088.776 | 15303767.727 |  | -1
node_8100803_200850920 |  |  | PQ | ABCN | 2771.281 | 8100803 | no | no |  |  | no |  |  | 1364080.044 | 15303950.668 |  | -1
node_8100803_200850921 |  |  | PQ | ABCD | 2771.281 | 8100803 | no | no |  |  | no |  |  | 1364074.618 | 15304129.707 |  | -1
node_8100803_200850922 |  |  | PQ | AN | 2771.281 | 8100803 | no | no |  |  | no |  |  | 1364224.6 | 15304076.513 |  | -1
node_8100803_200850923 |  |  | PQ | AN | 2771.281 | 8100803 | no | no |  |  | no |  |  | 1364416.334 | 15304088.889 |  | -1
node_8100803_200850924 |  |  | PQ | AD | 2771.281 | 8100803 | no | no |  |  | no |  |  | 1364606.956 | 15304084.346 |  | -1
node_8100803_200850925 |  |  | PQ | AN | 2771.281 | 8100803 | no | no |  |  | no |  |  | 1364789.441 | 15304094.29 |  | -1
node_8100803_200850926 |  |  | PQ | AN | 2771.281 | 8100803 | no | no |  |  | no |  |  | 1364231.381 | 15303836.483 |  | -1
node_8100803_200850927 |  |  | PQ | AN | 2771.281 | 8100803 | no | no |  |  | no |  |  | 1364419.601 | 15303836.924 |  | -1
node_8100803_200850928 |  |  | PQ | AD | 2771.281 | 8100803 | no | no |  |  | no |  |  | 1364607.946 | 15303843.214 |  | -1
node_8100803_200850929 |  |  | PQ | AN | 2771.281 | 8100803 | no | no |  |  | no |  |  | 1364801.309 | 15303858.361 |  | -1
node_8100803_200850930 |  |  | PQ | AD | 2771.281 | 8100803 | no | no |  |  | no |  |  | 1364960.789 | 15303854.995 |  | -1
node_8100803_200850931 |  |  | PQ | AD | 2771.281 | 8100803 | no | no |  |  | no |  |  | 1365004.974 | 15303898.084 |  | -1
node_8100803_200850932 |  |  | PQ | AN | 2771.281 | 8100803 | no | no |  |  | no |  |  | 1364998.779 | 15304077.423 |  | -1
node_8100803_200850933 |  |  | PQ | AD | 2771.281 | 8100803 | no | no |  |  | no |  |  | 1364996.234 | 15304256.241 |  | -1
node_8100803_200852238 |  |  | PQ | ABCN | 2771.281 | 8100803 | no | no |  |  | no |  |  | 1364129.223 | 15300052.072 |  | -1
node_8100803_200852239 |  |  | PQ | ABCD | 2771.281 | 8100803 | no | no |  |  | no |  |  | 1364097.106 | 15300141.667 |  | -1
node_8100803_200852241 |  |  | PQ | ABCN | 2771.281 | 8100803 | no | no |  |  | no |  |  | 1364041.688 | 15300296.718 |  | -1
node_8100803_200852243 |  |  | PQ | ABCD | 2771.281 | 8100803 | no | no |  |  | no |  |  | 1363960.681 | 15300529.75 |  | -1
node_8100803_200852244 |  |  | PQ | ABCN | 2771.281 | 8100803 | no | no |  |  | no |  |  | 1363912.088 | 15300652.457 |  | -1
node_8100803_200852247 |  |  | PQ | ABCD | 2771.281 | 8100803 | no | no |  |  | no |  |  | 1363822.04 | 15300787.797 |  | -1
node_8100803_200852248 |  |  | PQ | ABCN | 2771.281 | 8100803 | no | no |  |  | no |  |  | 1363776.18 | 15300904.265 |  | -1
node_8100803_200852249 |  |  | PQ | ABCD | 2771.281 | 8100803 | no | no |  |  | no |  |  | 1363740.745 | 15301015.423 |  | -1
node_8100803_200852250 |  |  | PQ | ABCD | 2771.281 | 8100803 | no | no |  |  | no |  |  | 1363692.358 | 15301146.844 |  | -1
node_8100803_200852251 |  |  | PQ | ABCD | 2771.281 | 8100803 | no | no |  |  | no |  |  | 1363646.284 | 15301276.579 |  | -1
node_8100803_200852254 |  |  | PQ | ABCN | 2771.281 | 8100803 | no | no |  |  | no |  |  | 1363637.7 | 15301384.802 |  | -1
node_8100803_200852255 |  |  | PQ | ABCD | 2771.281 | 8100803 | no | no |  |  | no |  |  | 1363566.592 | 15301508.569 |  | -1
node_8100803_200852256 |  |  | PQ | ABCD | 2771.281 | 8100803 | no | no |  |  | no |  |  | 1363472.6 | 15301633.142 |  | -1
node_8100803_200852257 |  |  | PQ | ABCN | 2771.281 | 8100803 | no | no |  |  | no |  |  | 1363368.474 | 15301762.057 |  | -1
node_8100803_200852258 |  |  | PQ | ABCD | 2771.281 | 8100803 | no | no |  |  | no |  |  | 1363260.338 | 15301903.101 |  | -1
node_8100803_200852259 |  |  | PQ | ABCN | 2771.281 | 8100803 | no | no |  |  | no |  |  | 1363121.248 | 15302080.745 |  | -1
node_8100803_200852262 |  |  | PQ | ABCD | 2771.281 | 8100803 | no | no |  |  | no |  |  | 1363044.685 | 15302175.286 |  | -1
node_8100803_200852263 |  |  | PQ | ABCD | 2771.281 | 8100803 | no | no |  |  | no |  |  | 1362959.87 | 15302281.913 |  | -1
node_8100803_200852264 |  |  | PQ | ABCD | 2771.281 | 8100803 | no | no |  |  | no |  |  | 1362855.315 | 15302417.979 |  | -1
node_8100803_200852328 |  |  | PQ | ABCD | 2771.281 | 8100803 | no | no |  |  | no |  |  | 1364066.538 | 15299966.449 |  | -1
node_8100803_200852329 |  |  | PQ | ABCD | 2771.281 | 8100803 | no | no |  |  | no |  |  | 1363859.302 | 15299954.955 |  | -1
node_8100803_200852331 |  |  | PQ | ABCD | 2771.281 | 8100803 | no | no |  |  | no |  |  | 1363699.289 | 15299946.556 |  | -1
node_8100803_200852332 |  |  | PQ | AN | 2771.281 | 8100803 | no | no |  |  | no |  |  | 1363696.512 | 15299973.211 |  | -1
node_8100803_200852333 |  |  | PQ | AN | 2771.281 | 8100803 | no | no |  |  | no |  |  | 1363702.447 | 15300135.066 |  | -1
node_8100803_200852334 |  |  | PQ | ABCD | 2771.281 | 8100803 | no | no |  |  | no |  |  | 1363572.018 | 15299939.861 |  | -1
node_8100803_200852335 |  |  | PQ | ABCD | 2771.281 | 8100803 | no | no |  |  | no |  |  | 1363430.592 | 15299932.047 |  | -1
node_8100803_200852336 |  |  | PQ | ABCD | 2771.281 | 8100803 | no | no |  |  | no |  |  | 1363305.314 | 15299925.074 |  | -1
node_8100803_200852337 |  |  | PQ | AD | 2771.281 | 8100803 | no | no |  |  | no |  |  | 1363224.048 | 15299919.67 |  | -1
node_8100803_200852338 |  |  | PQ | AN | 2771.281 | 8100803 | no | no |  |  | no |  |  | 1363257.005 | 15299805.154 |  | -1
node_8100803_200852339 |  |  | PQ | AN | 2771.281 | 8100803 | no | no |  |  | no |  |  | 1363270.426 | 15299671.323 |  | -1
node_8100803_200852340 |  |  | PQ | AD | 2771.281 | 8100803 | no | no |  |  | no |  |  | 1363282.104 | 15299484.705 |  | -1
node_8100803_200852341 |  |  | PQ | AD | 2771.281 | 8100803 | no | no |  |  | no |  |  | 1363253.995 | 15299462.508 |  | -1
node_8100803_200852342 |  |  | PQ | AN | 2771.281 | 8100803 | no | no |  |  | no |  |  | 1363010.489 | 15299457.51 |  | -1
node_8100803_200852343 |  |  | PQ | AD | 2771.281 | 8100803 | no | no |  |  | no |  |  | 1363062.843 | 15299916.414 |  | -1
node_8100803_200852344 |  |  | PQ | AD | 2771.281 | 8100803 | no | no |  |  | no |  |  | 1363032.152 | 15299850.201 |  | -1
node_8100803_200852345 |  |  | PQ | AN | 2771.281 | 8100803 | no | no |  |  | no |  |  | 1363017.357 | 15299726.904 |  | -1
node_8100803_200852346 |  |  | PQ | AN | 2771.281 | 8100803 | no | no |  |  | no |  |  | 1362913.479 | 15299908.686 |  | -1
node_8100803_200852349 |  |  | PQ | AD | 2771.281 | 8100803 | no | no |  |  | no |  |  | 1362692.842 | 15299896.479 |  | -1
node_8100803_200852351 |  |  | PQ | AN | 2771.281 | 8100803 | no | no |  |  | no |  |  | 1362498.87 | 15299877.278 |  | -1
node_8100803_200852354 |  |  | PQ | ABCD | 2771.281 | 8100803 | no | no |  |  | no |  |  | 1363561.076 | 15301551.285 |  | -1
node_8100803_200852355 |  |  | PQ | ABCD | 2771.281 | 8100803 | no | no |  |  | no |  |  | 1363566.54 | 15301671.527 |  | -1
node_8100803_200852356 |  |  | PQ | ABCD | 2771.281 | 8100803 | no | no |  |  | no |  |  | 1364150.971 | 15302471.483 |  | -1
node_8100803_200852357 |  |  | PQ | AD | 2771.281 | 8100803 | no | no |  |  | no |  |  | 1364398.811 | 15302477.258 |  | -1
node_8100803_200852358 |  |  | PQ | AN | 2771.281 | 8100803 | no | no |  |  | no |  |  | 1364622.501 | 15302489.974 |  | -1
node_8100803_200852359 |  |  | PQ | AD | 2771.281 | 8100803 | no | no |  |  | no |  |  | 1364750.741 | 15302492.495 |  | -1
node_8100803_200852360 |  |  | PQ | AD | 2771.281 | 8100803 | no | no |  |  | no |  |  | 1364909.053 | 15302509.6 |  | -1
node_8100803_200852361 |  |  | PQ | AN | 2771.281 | 8100803 | no | no |  |  | no |  |  | 1365072.53 | 15302509.119 |  | -1
node_8100803_200852362 |  |  | PQ | AD | 2771.281 | 8100803 | no | no |  |  | no |  |  | 1365229.816 | 15302521.667 |  | -1
node_8100803_200852363 |  |  | PQ | AD | 2771.281 | 8100803 | no | no |  |  | no |  |  | 1365422.691 | 15302536.305 |  | -1
node_8100803_200852364 |  |  | PQ | AN | 2771.281 | 8100803 | no | no |  |  | no |  |  | 1365585.237 | 15302534.834 |  | -1
node_8100803_200852365 |  |  | PQ | AD | 2771.281 | 8100803 | no | no |  |  | no |  |  | 1365760.592 | 15302552.819 |  | -1
node_8100803_200852366 |  |  | PQ | AN | 2771.281 | 8100803 | no | no |  |  | no |  |  | 1365938.336 | 15302560.947 |  | -1
node_8100803_200852368 |  |  | PQ | ABCD | 2771.281 | 8100803 | no | no |  |  | no |  |  | 1363571.727 | 15301797.991 |  | -1
node_8100803_200852369 |  |  | PQ | ABCN | 2771.281 | 8100803 | no | no |  |  | no |  |  | 1363533.578 | 15301940 |  | -1
node_8100803_200852370 |  |  | PQ | ABCD | 2771.281 | 8100803 | no | no |  |  | no |  |  | 1363526.442 | 15302067.081 |  | -1
node_8100803_200852371 |  |  | PQ | ABCD | 2771.281 | 8100803 | no | no |  |  | no |  |  | 1363521.211 | 15302180.908 |  | -1
node_8100803_200852372 |  |  | PQ | ABCN | 2771.281 | 8100803 | no | no |  |  | no |  |  | 1363519.349 | 15302302.967 |  | -1
node_8100803_200852374 |  |  | PQ | ABCD | 2771.281 | 8100803 | no | no |  |  | no |  |  | 1363533.072 | 15302432.161 |  | -1
node_8100803_200852378 |  |  | PQ | ABCN | 2771.281 | 8100803 | no | no |  |  | no |  |  | 1363776.569 | 15302446.855 |  | -1
node_8100803_200852379 |  |  | PQ | ABCD | 2771.281 | 8100803 | no | no |  |  | no |  |  | 1363973.966 | 15302449.702 |  | -1
node_8100803_200914676 |  |  | PQ | ABCD | 2771.281 | 8100803 | no | no |  |  | no |  |  | 1362817.72 | 15302465.073 |  | -1
node_8100803_200917529 |  |  | PQ | ABCN | 2771.281 | 8100803 | no | no |  |  | no |  |  | 1364621.55 | 15300075.078 |  | -1
node_8100803_200954138 |  |  | PQ | ABCN | 2771.281 | 8100803 | no | no |  |  | no |  |  | 1363997.705 | 15300418.398 |  | -1
node_8100803_201016529 |  |  | PQ | AD | 2771.281 | 8100803 | no | no |  |  | no |  |  | 1364496.568 | 15300946.557 |  | -1
node_8100803_201030722 |  |  | PQ | ABCN | 2771.281 | 8100803 | no | no |  |  | no |  |  | 1362765.419 | 15300800.974 |  | -1
node_8100803_310054538 |  |  | PQ | ABCD | 2771.281 | 8100803 | no | no |  |  | no |  |  | 1363993.047 | 15299565.807 |  | -1
node_8100803_310054541 |  |  | PQ | ABCD | 2771.281 | 8100803 | no | no |  |  | no |  |  | 1364146.147 | 15300004.625 |  | -1
node_8100803_311909039 |  |  | PQ | AN | 7199.557 | 8100803 | no | no |  |  | no |  |  | 1363962.496 | 15302477.517 |  | -1
node_220523456 |  |  | PQ | AN | 7199.557 | 8100803 | no | no |  |  | no |  |  | 1363965.548 | 15302470.117 |  | -1
node_220525789 |  |  | PQ | AD | 2771.281 | 8100803 | no | no |  |  | no |  |  | 1363967.173 | 15302466.175 |  | -1
node_220557270 |  |  | PQ | AD | 7199.557 | 8100803 | no | no |  |  | no |  |  | 1363964.144 | 15302473.522 |  | -1
node_SOURCE_8100803 |  |  | SWING | ABCN | 2771.281 | 8100803 | no | no |  |  | no |  |  | 1364014.847 | 15299556.782 |  | -1
node_intto1_8100803_200849583 |  |  | PQ | AD | 2771.281 | 8100803 | no | no |  |  | no |  |  | 1363735.713 | 15301658.096 |  | -1
node_intto1_8100803_200849629 |  |  | PQ | AD | 2771.281 | 8100803 | no | no |  |  | no |  |  | 1364471.447 | 15300445.277 |  | -1
node_intto1_8100803_200850510 |  |  | PQ | AD | 2771.281 | 8100803 | no | no |  |  | no |  |  | 1365872.253 | 15303032.702 |  | -1
node_intto1_8100803_200850921 |  |  | PQ | ABCD | 2771.281 | 8100803 | no | no |  |  | no |  |  | 1364074.618 | 15304129.707 |  | -1
node_intto1_8100803_200852244 |  |  | PQ | ABCD | 2771.281 | 8100803 | no | no |  |  | no |  |  | 1363912.088 | 15300652.457 |  | -1
node_intto1_8100803_200852335 |  |  | PQ | ABCD | 2771.281 | 8100803 | no | no |  |  | no |  |  | 1363430.592 | 15299932.047 |  | -1
node_intto1_8100803_200852345 |  |  | PQ | AD | 2771.281 | 8100803 | no | no |  |  | no |  |  | 1363017.357 | 15299726.904 |  | -1
node_intto1_8100803_200852357 |  |  | PQ | AD | 2771.281 | 8100803 | no | no |  |  | no |  |  | 1364398.811 | 15302477.258 |  | -1
node_intto1_8100803_200852369 |  |  | PQ | ABCD | 2771.281 | 8100803 | no | no |  |  | no |  |  | 1363533.578 | 15301940 |  | -1
node_intto1_8100803_200917529 |  |  | PQ | ABCD | 2771.281 | 8100803 | no | no |  |  | no |  |  | 1364621.55 | 15300075.078 |  | -1
node_intto1_220523456 |  |  | PQ | AD | 2771.281 | 8100803 | no | no |  |  | no |  |  | 1363965.548 | 15302470.117 |  | -1
node_intto1_220525789 |  |  | PQ | AD | 2771.281 | 8100803 | no | no |  |  | no |  |  | 1363967.173 | 15302466.175 |  | -1
node_intto1_220557270 |  |  | PQ | AD | 7199.557 | 8100803 | no | no |  |  | no |  |  | 1363964.144 | 15302473.522 |  | -1

## overhead_line
data_type | static
owner_type | feeder
owner | 8100803
object | overhead_line
name | groupid | phases | fr | to | length | configuration | dcircuit | selected | monitored | monitored_fields | class_monitored_fields | played | played_fields | comments | R | X | B | lim_kw
oh_line_8100803_200849581 |  | AD | node_8100803_200852354 | node_8100803_200849581 | 109.653 | bal_1P_1/0AC | 8100803 | no | no |  |  | no |  |  | 0 | 0 | 0 | 0
oh_line_8100803_200849582 |  | AD | node_8100803_200849590 | node_8100803_200849582 | 138.556 | bal_1P_1/0AC | 8100803 | no | no |  |  | no |  |  | 0 | 0 | 0 | 0
oh_line_8100803_200849583 |  | AD | node_8100803_200849581 | node_intto1_8100803_200849583 | 132.671 | bal_1P_1/0AC | 8100803 | no | no |  |  | no |  |  | 0 | 0 | 0 | 0
oh_line_8100803_200849584 |  | AD | node_8100803_200849583 | node_8100803_200849584 | 139.248 | bal_1P_1/0AC | 8100803 | no | no |  |  | no |  |  | 0 | 0 | 0 | 0
oh_line_8100803_200849585 |  | AD | node_8100803_200849584 | node_8100803_200849585 | 138.281 | bal_1P_1/0AC | 8100803 | no | no |  |  | no |  |  | 0 | 0 | 0 | 0
oh_line_8100803_200849586 |  | AD | node_8100803_200849585 | node_8100803_200849586 | 204.939 | bal_1P_1/0AC | 8100803 | no | no |  |  | no |  |  | 0 | 0 | 0 | 0
oh_line_8100803_200849587 |  | AD | node_8100803_200849586 | node_8100803_200849587 | 168.018 | bal_1P_1/0AC | 8100803 | no | no |  |  | no |  |  | 0 | 0 | 0 | 0
oh_line_8100803_200849588 |  | AD | node_8100803_200849587 | node_8100803_200849588 | 154.114 | bal_1P_1/0AC | 8100803 | no | no |  |  | no |  |  | 0 | 0 | 0 | 0
oh_line_8100803_200849589 |  | AD | node_8100803_200849588 | node_8100803_200849589 | 125.032 | bal_1P_1/0AC | 8100803 | no | no |  |  | no |  |  | 0 | 0 | 0 | 0
oh_line_8100803_200849590 |  | AD | node_8100803_200849589 | node_8100803_200849590 | 156.194 | bal_1P_1/0AC | 8100803 | no | no |  |  | no |  |  | 0 | 0 | 0 | 0
oh_line_8100803_200849620 |  | ABCD | node_8100803_200852239 | node_8100803_200849620 | 48.935 | bal_3P_1/0AA | 8100803 | no | no |  |  | no |  |  | 0 | 0 | 0 | 0
oh_line_8100803_200849621 |  | ABCD | node_8100803_200849620 | node_8100803_200849621 | 187.377 | bal_3P_1/0AC | 8100803 | no | no |  |  | no |  |  | 0 | 0 | 0 | 0
oh_line_8100803_200849622 |  | ABCD | node_8100803_200849621 | node_8100803_200849622 | 73.234 | bal_3P_1/0AC | 8100803 | no | no |  |  | no |  |  | 0 | 0 | 0 | 0
oh_line_8100803_200849623 |  | ABCD | node_8100803_200849622 | node_8100803_200849623 | 137.853 | bal_3P_1/0AC | 8100803 | no | no |  |  | no |  |  | 0 | 0 | 0 | 0
oh_line_8100803_200849624 |  | ABCD | node_8100803_200849621 | node_8100803_200849624 | 152.376 | bal_3P_1/0AC | 8100803 | no | no |  |  | no |  |  | 0 | 0 | 0 | 0
oh_line_8100803_200849625 |  | ABCD | node_8100803_200849624 | node_8100803_200849625 | 128.407 | bal_3P_1/0AC | 8100803 | no | no |  |  | no |  |  | 0 | 0 | 0 | 0
oh_line_8100803_200849626 |  | AD | node_8100803_200849625 | node_8100803_200849626 | 130.465 | bal_1P_1/0AC | 8100803 | no | no |  |  | no |  |  | 0 | 0 | 0 | 0
oh_line_8100803_200849627 |  | AD | node_8100803_200849626 | node_8100803_200849627 | 139.275 | bal_1P_1/0AC | 8100803 | no | no |  |  | no |  |  | 0 | 0 | 0 | 0
oh_line_8100803_200849629 |  | AD | node_8100803_200849624 | node_intto1_8100803_200849629 | 219.098 | bal_1P_1/0AC | 8100803 | no | no |  |  | no |  |  | 0 | 0 | 0 | 0
oh_line_8100803_200849630 |  | AD | node_8100803_200849641 | node_8100803_200849630 | 98.507 | bal_1P_4CU | 8100803 | no | no |  |  | no |  |  | 0 | 0 | 0 | 0
oh_line_8100803_200849631 |  | AD | node_8100803_200849630 | node_8100803_200849631 | 179.955 | bal_1P_4CU | 8100803 | no | no |  |  | no |  |  | 0 | 0 | 0 | 0
oh_line_8100803_200849632 |  | AD | node_8100803_200849629 | node_8100803_200849632 | 148.877 | bal_1P_1/0AC | 8100803 | no | no |  |  | no |  |  | 0 | 0 | 0 | 0
oh_line_8100803_200849633 |  | AD | node_8100803_200849632 | node_8100803_200849633 | 176.856 | bal_1P_1/0AC | 8100803 | no | no |  |  | no |  |  | 0 | 0 | 0 | 0
oh_line_8100803_200849634 |  | AD | node_8100803_200849633 | node_8100803_200849634 | 142.62 | bal_1P_1/0AC | 8100803 | no | no |  |  | no |  |  | 0 | 0 | 0 | 0
oh_line_8100803_200849635 |  | AD | node_8100803_200849634 | node_8100803_200849635 | 143.82 | bal_1P_1/0AC | 8100803 | no | no |  |  | no |  |  | 0 | 0 | 0 | 0
oh_line_8100803_200849638 |  | AD | node_8100803_200849639 | node_8100803_200849638 | 134.839 | bal_1P_1/0AC | 8100803 | no | no |  |  | no |  |  | 0 | 0 | 0 | 0
oh_line_8100803_200849639 |  | AD | node_8100803_200849586 | node_8100803_200849639 | 161.593 | bal_1P_1/0AC | 8100803 | no | no |  |  | no |  |  | 0 | 0 | 0 | 0
oh_line_8100803_200849641 |  | AD | node_8100803_200849586 | node_8100803_200849641 | 137.811 | bal_1P_4CU | 8100803 | no | no |  |  | no |  |  | 0 | 0 | 0 | 0
oh_line_8100803_200849720 |  | AD | node_8100803_200849731 | node_8100803_200849720 | 131.941 | bal_1P_2AC | 8100803 | no | no |  |  | no |  |  | 0 | 0 | 0 | 0
oh_line_8100803_200849721 |  | AD | node_8100803_200849720 | node_8100803_200849721 | 134.544 | bal_1P_2AC | 8100803 | no | no |  |  | no |  |  | 0 | 0 | 0 | 0
oh_line_8100803_200849725 |  | AD | node_8100803_200849726 | node_8100803_200849725 | 126.105 | bal_1P_1/0AA | 8100803 | no | no |  |  | no |  |  | 0 | 0 | 0 | 0
oh_line_8100803_200849726 |  | AD | node_8100803_200849727 | node_8100803_200849726 | 125.956 | bal_1P_1/0AA | 8100803 | no | no |  |  | no |  |  | 0 | 0 | 0 | 0
oh_line_8100803_200849727 |  | AD | node_8100803_200849631 | node_8100803_200849727 | 143.225 | bal_1P_4CU | 8100803 | no | no |  |  | no |  |  | 0 | 0 | 0 | 0
oh_line_8100803_200849728 |  | AD | node_8100803_200849727 | node_8100803_200849728 | 138.371 | bal_1P_2AC | 8100803 | no | no |  |  | no |  |  | 0 | 0 | 0 | 0
oh_line_8100803_200849729 |  | AD | node_8100803_200849728 | node_8100803_200849729 | 133.657 | bal_1P_2AC | 8100803 | no | no |  |  | no |  |  | 0 | 0 | 0 | 0
oh_line_8100803_200849730 |  | AD | node_8100803_200849729 | node_8100803_200849730 | 129.034 | bal_1P_2AC | 8100803 | no | no |  |  | no |  |  | 0 | 0 | 0 | 0
oh_line_8100803_200849731 |  | AD | node_8100803_200849730 | node_8100803_200849731 | 127.976 | bal_1P_2AC | 8100803 | no | no |  |  | no |  |  | 0 | 0 | 0 | 0
oh_line_8100803_200849747 |  | ABCD | node_8100803_200849625 | node_8100803_200849747 | 30.199 | bal_3P_1/0AC | 8100803 | no | no |  |  | no |  |  | 0 | 0 | 0 | 0
oh_line_8100803_200849748 |  | ABCD | node_8100803_200849747 | node_8100803_200849748 | 169.882 | bal_3P_1/0AC | 8100803 | no | no |  |  | no |  |  | 0 | 0 | 0 | 0
oh_line_8100803_200849749 |  | AD | node_8100803_200849748 | node_8100803_200849749 | 150.094 | bal_1P_4CU | 8100803 | no | no |  |  | no |  |  | 0 | 0 | 0 | 0
oh_line_8100803_200849750 |  | AD | node_8100803_200849749 | node_8100803_200849750 | 100.385 | bal_1P_4CU | 8100803 | no | no |  |  | no |  |  | 0 | 0 | 0 | 0
oh_line_8100803_200849815 |  | AD | node_8100803_200849630 | node_8100803_200849815 | 33.771 | bal_1P_4CU | 8100803 | no | no |  |  | no |  |  | 0 | 0 | 0 | 0
oh_line_8100803_200849816 |  | AD | node_8100803_200849815 | node_8100803_200849816 | 117.657 | bal_1P_2AC | 8100803 | no | no |  |  | no |  |  | 0 | 0 | 0 | 0
oh_line_8100803_200849817 |  | AD | node_8100803_200849816 | node_8100803_200849817 | 128.279 | bal_1P_2AC | 8100803 | no | no |  |  | no |  |  | 0 | 0 | 0 | 0
oh_line_8100803_200849818 |  | AD | node_8100803_200849817 | node_8100803_200849818 | 132.676 | bal_1P_2AC | 8100803 | no | no |  |  | no |  |  | 0 | 0 | 0 | 0
oh_line_8100803_200849853 |  | AD | node_8100803_200849632 | node_8100803_200849853 | 188.595 | bal_1P_1/0AC | 8100803 | no | no |  |  | no |  |  | 0 | 0 | 0 | 0
oh_line_8100803_200849854 |  | AD | node_8100803_200849853 | node_8100803_200849854 | 127.877 | bal_1P_1/0AC | 8100803 | no | no |  |  | no |  |  | 0 | 0 | 0 | 0
oh_line_8100803_200849855 |  | AD | node_8100803_200849854 | node_8100803_200849855 | 129.46 | bal_1P_1/0AC | 8100803 | no | no |  |  | no |  |  | 0 | 0 | 0 | 0
oh_line_8100803_200849871 |  | ABCD | node_8100803_200852336 | node_8100803_200849871 | 32.848 | bal_3P_1/0AC | 8100803 | no | no |  |  | no |  |  | 0 | 0 | 0 | 0
oh_line_8100803_200849872 |  | ABCD | node_8100803_200849871 | node_8100803_200849872 | 150.444 | bal_3P_1/0AC | 8100803 | no | no |  |  | no |  |  | 0 | 0 | 0 | 0
oh_line_8100803_200849873 |  | ABCD | node_8100803_200849872 | node_8100803_200849873 | 119.598 | bal_3P_1/0AC | 8100803 | no | no |  |  | no |  |  | 0 | 0 | 0 | 0
oh_line_8100803_200849874 |  | ABCD | node_8100803_200849873 | node_8100803_200849874 | 122.771 | bal_3P_1/0AC | 8100803 | no | no |  |  | no |  |  | 0 | 0 | 0 | 0
oh_line_8100803_200849875 |  | ABCD | node_8100803_200849874 | node_8100803_200849875 | 130.471 | bal_3P_1/0AC | 8100803 | no | no |  |  | no |  |  | 0 | 0 | 0 | 0
oh_line_8100803_200849876 |  | ABCD | node_8100803_200849875 | node_8100803_200849876 | 137.339 | bal_3P_1/0AC | 8100803 | no | no |  |  | no |  |  | 0 | 0 | 0 | 0
oh_line_8100803_200849877 |  | ABCD | node_8100803_200849876 | node_8100803_200849877 | 68.368 | bal_3P_1/0AC | 8100803 | no | no |  |  | no |  |  | 0 | 0 | 0 | 0
oh_line_8100803_200849878 |  | ABCD | node_8100803_200849877 | node_8100803_200849878 | 242.379 | bal_3P_1/0AC | 8100803 | no | no |  |  | no |  |  | 0 | 0 | 0 | 0
oh_line_8100803_200849879 |  | ABCD | node_8100803_200849878 | node_8100803_200849879 | 247.659 | bal_3P_1/0AC | 8100803 | no | no |  |  | no |  |  | 0 | 0 | 0 | 0
oh_line_8100803_200849904 |  | AD | node_8100803_200849638 | node_8100803_200849904 | 193.127 | bal_1P_1/0AC | 8100803 | no | no |  |  | no |  |  | 0 | 0 | 0 | 0
oh_line_8100803_200849905 |  | AD | node_8100803_200849904 | node_8100803_200849905 | 144.16 | bal_1P_1/0AC | 8100803 | no | no |  |  | no |  |  | 0 | 0 | 0 | 0
oh_line_8100803_200849907 |  | AD | node_8100803_200849905 | node_8100803_200849907 | 134.72 | bal_1P_1/0AC | 8100803 | no | no |  |  | no |  |  | 0 | 0 | 0 | 0
oh_line_8100803_200849976 |  | ABCD | node_8100803_200849980 | node_8100803_200849976 | 43.859 | bal_3P_477AL | 8100803 | no | no |  |  | no |  |  | 0 | 0 | 0 | 0
oh_line_8100803_200849980 |  | ABCD | node_8100803_310054538 | node_8100803_200849980 | 22.334 | bal_3P_477AL | 8100803 | no | no |  |  | no |  |  | 0 | 0 | 0 | 0
oh_line_8100803_200849981 |  | ABCD | node_8100803_200849980 | node_8100803_200849981 | 52.579 | bal_3P_477AL | 8100803 | no | no |  |  | no |  |  | 0 | 0 | 0 | 0
oh_line_8100803_200849982 |  | ABCD | node_8100803_200849981 | node_8100803_200849982 | 78.41 | bal_3P_477AL | 8100803 | no | no |  |  | no |  |  | 0 | 0 | 0 | 0
oh_line_8100803_200849983 |  | ABCD | node_8100803_200849982 | node_8100803_200849983 | 114.496 | bal_3P_477AL | 8100803 | no | no |  |  | no |  |  | 0 | 0 | 0 | 0
oh_line_8100803_200850026 |  | AD | node_8100803_200849582 | node_8100803_200850026 | 217.083 | bal_1P_1/0AC | 8100803 | no | no |  |  | no |  |  | 0 | 0 | 0 | 0
oh_line_8100803_200850072 |  | AD | node_8100803_201016529 | node_8100803_200850072 | 132.307 | bal_1P_1/0AC | 8100803 | no | no |  |  | no |  |  | 0 | 0 | 0 | 0
oh_line_8100803_200850073 |  | AD | node_8100803_200850072 | node_8100803_200850073 | 133.206 | bal_1P_1/0AC | 8100803 | no | no |  |  | no |  |  | 0 | 0 | 0 | 0
oh_line_8100803_200850383 |  | AD | node_8100803_200852363 | node_8100803_200850383 | 75.417 | bal_1P_4/0AL | 8100803 | no | no |  |  | no |  |  | 0 | 0 | 0 | 0
oh_line_8100803_200850384 |  | AD | node_8100803_200850383 | node_8100803_200850384 | 167.997 | bal_1P_4/0AL | 8100803 | no | no |  |  | no |  |  | 0 | 0 | 0 | 0
oh_line_8100803_200850385 |  | AD | node_8100803_200850384 | node_8100803_200850385 | 202.753 | bal_1P_4/0AL | 8100803 | no | no |  |  | no |  |  | 0 | 0 | 0 | 0
oh_line_8100803_200850386 |  | AD | node_8100803_200850385 | node_8100803_200850386 | 156.645 | bal_1P_4/0AL | 8100803 | no | no |  |  | no |  |  | 0 | 0 | 0 | 0
oh_line_8100803_200850435 |  | ABCD | node_8100803_200852356 | node_8100803_200850435 | 154.355 | bal_3P_4/0AL | 8100803 | no | no |  |  | no |  |  | 0 | 0 | 0 | 0
oh_line_8100803_200850437 |  | ABCD | node_8100803_200850435 | node_8100803_200850437 | 180.948 | bal_3P_4/0AL | 8100803 | no | no |  |  | no |  |  | 0 | 0 | 0 | 0
oh_line_8100803_200850438 |  | ABCD | node_8100803_200850437 | node_8100803_200850438 | 180.783 | bal_3P_4/0AL | 8100803 | no | no |  |  | no |  |  | 0 | 0 | 0 | 0
oh_line_8100803_200850439-1 |  | ABCD | node_8100803_200850438 | node_1364177_908_15303144_066 | 162.947 | bal_3P_4/0AL | 8100803 | no | no |  |  | no |  |  | 0 | 0 | 0 | 0
oh_line_8100803_200850439-2 |  | ABCD | node_1364177_908_15303144_066 | node_8100803_200850439 | 5.188 | bal_3P_4/0AL | 8100803 | no | no |  |  | no |  |  | 0 | 0 | 0 | 0
oh_line_8100803_200850440 |  | ABCD | node_8100803_200850439 | node_8100803_200850440 | 203.303 | bal_3P_4/0AL | 8100803 | no | no |  |  | no |  |  | 0 | 0 | 0 | 0
oh_line_8100803_200850441 |  | AD | node_8100803_200850440 | node_8100803_200850441 | 182.354 | bal_1P_1/0AC | 8100803 | no | no |  |  | no |  |  | 0 | 0 | 0 | 0
oh_line_8100803_200850442 |  | AD | node_8100803_200850441 | node_8100803_200850442 | 153.205 | bal_1P_1/0AC | 8100803 | no | no |  |  | no |  |  | 0 | 0 | 0 | 0
oh_line_8100803_200850443 |  | AD | node_8100803_200850442 | node_8100803_200850443 | 170.187 | bal_1P_1/0AC | 8100803 | no | no |  |  | no |  |  | 0 | 0 | 0 | 0
oh_line_8100803_200850444 |  | AD | node_8100803_200850443 | node_8100803_200850444 | 178.497 | bal_1P_1/0AC | 8100803 | no | no |  |  | no |  |  | 0 | 0 | 0 | 0
oh_line_8100803_200850445 |  | AD | node_8100803_200850437 | node_8100803_200850445 | 138.256 | bal_1P_1/0AC | 8100803 | no | no |  |  | no |  |  | 0 | 0 | 0 | 0
oh_line_8100803_200850446 |  | AD | node_8100803_200850445 | node_8100803_200850446 | 179.23 | bal_1P_1/0AC | 8100803 | no | no |  |  | no |  |  | 0 | 0 | 0 | 0
oh_line_8100803_200850498 |  | AD | node_8100803_200852335 | node_8100803_200850498 | 87.122 | bal_1P_1/0AC | 8100803 | no | no |  |  | no |  |  | 0 | 0 | 0 | 0
oh_line_8100803_200850499 |  | AD | node_8100803_200850498 | node_8100803_200850499 | 140.442 | bal_1P_1/0AC | 8100803 | no | no |  |  | no |  |  | 0 | 0 | 0 | 0
oh_line_8100803_200850500 |  | AD | node_8100803_200850499 | node_8100803_200850500 | 110.632 | bal_1P_1/0AC | 8100803 | no | no |  |  | no |  |  | 0 | 0 | 0 | 0
oh_line_8100803_200850503 |  | AD | node_8100803_200850508 | node_8100803_200850503 | 191.096 | bal_1P_1/0AC | 8100803 | no | no |  |  | no |  |  | 0 | 0 | 0 | 0
oh_line_8100803_200850504 |  | AD | node_8100803_200850515 | node_8100803_200850504 | 179.43 | bal_1P_1/0AC | 8100803 | no | no |  |  | no |  |  | 0 | 0 | 0 | 0
oh_line_8100803_200850505 |  | AD | node_8100803_200850504 | node_8100803_200850505 | 183.893 | bal_1P_1/0AC | 8100803 | no | no |  |  | no |  |  | 0 | 0 | 0 | 0
oh_line_8100803_200850506 |  | AD | node_8100803_200850505 | node_8100803_200850506 | 181.524 | bal_1P_1/0AC | 8100803 | no | no |  |  | no |  |  | 0 | 0 | 0 | 0
oh_line_8100803_200850508 |  | AD | node_8100803_200850509 | node_8100803_200850508 | 111.084 | bal_1P_1/0AC | 8100803 | no | no |  |  | no |  |  | 0 | 0 | 0 | 0
oh_line_8100803_200850509 |  | AD | node_8100803_200850510 | node_8100803_200850509 | 138.247 | bal_1P_1/0AC | 8100803 | no | no |  |  | no |  |  | 0 | 0 | 0 | 0
oh_line_8100803_200850510 |  | AD | node_8100803_200850511 | node_intto1_8100803_200850510 | 188.594 | bal_1P_1/0AC | 8100803 | no | no |  |  | no |  |  | 0 | 0 | 0 | 0
oh_line_8100803_200850511 |  | AD | node_8100803_200850386 | node_8100803_200850511 | 142.269 | bal_1P_4/0AL | 8100803 | no | no |  |  | no |  |  | 0 | 0 | 0 | 0
oh_line_8100803_200850512 |  | AD | node_8100803_200850511 | node_8100803_200850512 | 155.985 | bal_1P_4/0AL | 8100803 | no | no |  |  | no |  |  | 0 | 0 | 0 | 0
oh_line_8100803_200850513 |  | AD | node_8100803_200850512 | node_8100803_200850513 | 196.345 | bal_1P_4/0AL | 8100803 | no | no |  |  | no |  |  | 0 | 0 | 0 | 0
oh_line_8100803_200850514 |  | AD | node_8100803_200850513 | node_8100803_200850514 | 153.824 | bal_1P_4/0AL | 8100803 | no | no |  |  | no |  |  | 0 | 0 | 0 | 0
oh_line_8100803_200850515 |  | AD | node_8100803_200850514 | node_8100803_200850515 | 179.733 | bal_1P_1/0AC | 8100803 | no | no |  |  | no |  |  | 0 | 0 | 0 | 0
oh_line_8100803_200850534 |  | AD | node_8100803_200850446 | node_8100803_200850534 | 231.534 | bal_1P_1/0AC | 8100803 | no | no |  |  | no |  |  | 0 | 0 | 0 | 0
oh_line_8100803_200850744 |  | AD | node_8100803_200850503 | node_8100803_200850744 | 144.373 | bal_1P_1/0AC | 8100803 | no | no |  |  | no |  |  | 0 | 0 | 0 | 0
oh_line_8100803_200850746 |  | AD | node_8100803_200850744 | node_8100803_200850746 | 192.272 | bal_1P_1/0AC | 8100803 | no | no |  |  | no |  |  | 0 | 0 | 0 | 0
oh_line_8100803_200850747 |  | AD | node_8100803_200850746 | node_8100803_200850747 | 178.411 | bal_1P_1/0AC | 8100803 | no | no |  |  | no |  |  | 0 | 0 | 0 | 0
oh_line_8100803_200850748 |  | AD | node_8100803_200850747 | node_8100803_200850748 | 130.075 | bal_1P_1/0AC | 8100803 | no | no |  |  | no |  |  | 0 | 0 | 0 | 0
oh_line_8100803_200850749 |  | AD | node_8100803_200850748 | node_8100803_200850749 | 179.341 | bal_1P_1/0AC | 8100803 | no | no |  |  | no |  |  | 0 | 0 | 0 | 0
oh_line_8100803_200850750 |  | AD | node_8100803_200850512 | node_8100803_200850750 | 209.618 | bal_1P_4/0AL | 8100803 | no | no |  |  | no |  |  | 0 | 0 | 0 | 0
oh_line_8100803_200850751 |  | AD | node_8100803_200850750 | node_8100803_200850751 | 138.772 | bal_1P_4/0AL | 8100803 | no | no |  |  | no |  |  | 0 | 0 | 0 | 0
oh_line_8100803_200850752 |  | AD | node_8100803_200850751 | node_8100803_200850752 | 224.862 | bal_1P_4/0AL | 8100803 | no | no |  |  | no |  |  | 0 | 0 | 0 | 0
oh_line_8100803_200850753 |  | AD | node_8100803_200850752 | node_8100803_200850753 | 186.809 | bal_1P_4/0AL | 8100803 | no | no |  |  | no |  |  | 0 | 0 | 0 | 0
oh_line_8100803_200850754 |  | AD | node_8100803_200850753 | node_8100803_200850754 | 182.464 | bal_1P_4/0AL | 8100803 | no | no |  |  | no |  |  | 0 | 0 | 0 | 0
oh_line_8100803_200850769 |  | AD | node_8100803_200850514 | node_8100803_200850769 | 29.511 | bal_1P_4/0AL | 8100803 | no | no |  |  | no |  |  | 0 | 0 | 0 | 0
oh_line_8100803_200850770 |  | AD | node_8100803_200850769 | node_8100803_200850770 | 125.796 | bal_1P_4/0AL | 8100803 | no | no |  |  | no |  |  | 0 | 0 | 0 | 0
oh_line_8100803_200850771 |  | AD | node_8100803_200850770 | node_8100803_200850771 | 208.066 | bal_1P_4/0AL | 8100803 | no | no |  |  | no |  |  | 0 | 0 | 0 | 0
oh_line_8100803_200850772 |  | AD | node_8100803_200850771 | node_8100803_200850772 | 160.785 | bal_1P_4/0AL | 8100803 | no | no |  |  | no |  |  | 0 | 0 | 0 | 0
oh_line_8100803_200850773 |  | AD | node_8100803_200850772 | node_8100803_200850773 | 182.924 | bal_1P_4/0AL | 8100803 | no | no |  |  | no |  |  | 0 | 0 | 0 | 0
oh_line_8100803_200850774 |  | AD | node_8100803_200850773 | node_8100803_200850774 | 166.621 | bal_1P_4/0AL | 8100803 | no | no |  |  | no |  |  | 0 | 0 | 0 | 0
oh_line_8100803_200850775 |  | AD | node_8100803_200850746 | node_8100803_200850775 | 269.247 | bal_1P_1/0AC | 8100803 | no | no |  |  | no |  |  | 0 | 0 | 0 | 0
oh_line_8100803_200850776 |  | AD | node_8100803_200850775 | node_8100803_200850776 | 198.283 | bal_1P_1/0AC | 8100803 | no | no |  |  | no |  |  | 0 | 0 | 0 | 0
oh_line_8100803_200850778 |  | AD | node_8100803_200850776 | node_8100803_200850778 | 220.647 | bal_1P_1/0AC | 8100803 | no | no |  |  | no |  |  | 0 | 0 | 0 | 0
oh_line_8100803_200850779 |  | AD | node_8100803_200850778 | node_8100803_200850779 | 209.36 | bal_1P_1/0AC | 8100803 | no | no |  |  | no |  |  | 0 | 0 | 0 | 0
oh_line_8100803_200850780 |  | AD | node_8100803_200850779 | node_8100803_200850780 | 131.392 | bal_1P_1/0AC | 8100803 | no | no |  |  | no |  |  | 0 | 0 | 0 | 0
oh_line_8100803_200850916 |  | ABCD | node_8100803_200850440 | node_8100803_200850916 | 46.789 | bal_3P_1/0AC | 8100803 | no | no |  |  | no |  |  | 0 | 0 | 0 | 0
oh_line_8100803_200850917 |  | ABCD | node_8100803_200850916 | node_8100803_200850917 | 141.362 | bal_3P_1/0AC | 8100803 | no | no |  |  | no |  |  | 0 | 0 | 0 | 0
oh_line_8100803_200850918 |  | ABCD | node_8100803_200850917 | node_8100803_200850918 | 146.921 | bal_3P_1/0AC | 8100803 | no | no |  |  | no |  |  | 0 | 0 | 0 | 0
oh_line_8100803_200850919 |  | ABCD | node_8100803_200850918 | node_8100803_200850919 | 177.884 | bal_3P_1/0AC | 8100803 | no | no |  |  | no |  |  | 0 | 0 | 0 | 0
oh_line_8100803_200850920 |  | ABCD | node_8100803_200850919 | node_8100803_200850920 | 183.149 | bal_3P_1/0AC | 8100803 | no | no |  |  | no |  |  | 0 | 0 | 0 | 0
oh_line_8100803_200850921 |  | ABCD | node_8100803_200850920 | node_intto1_8100803_200850921 | 179.12 | bal_3P_1/0AC | 8100803 | no | no |  |  | no |  |  | 0 | 0 | 0 | 0
oh_line_8100803_200850922 |  | AD | node_8100803_200850921 | node_8100803_200850922 | 159.135 | bal_1P_1/0AC | 8100803 | no | no |  |  | no |  |  | 0 | 0 | 0 | 0
oh_line_8100803_200850923 |  | AD | node_8100803_200850922 | node_8100803_200850923 | 192.134 | bal_1P_1/0AC | 8100803 | no | no |  |  | no |  |  | 0 | 0 | 0 | 0
oh_line_8100803_200850924 |  | AD | node_8100803_200850923 | node_8100803_200850924 | 190.676 | bal_1P_1/0AC | 8100803 | no | no |  |  | no |  |  | 0 | 0 | 0 | 0
oh_line_8100803_200850925 |  | AD | node_8100803_200850924 | node_8100803_200850925 | 182.756 | bal_1P_1/0AC | 8100803 | no | no |  |  | no |  |  | 0 | 0 | 0 | 0
oh_line_8100803_200850926 |  | AD | node_8100803_200850919 | node_8100803_200850926 | 158.314 | bal_1P_1/0AC | 8100803 | no | no |  |  | no |  |  | 0 | 0 | 0 | 0
oh_line_8100803_200850927 |  | AD | node_8100803_200850926 | node_8100803_200850927 | 188.221 | bal_1P_1/0AC | 8100803 | no | no |  |  | no |  |  | 0 | 0 | 0 | 0
oh_line_8100803_200850928 |  | AD | node_8100803_200850927 | node_8100803_200850928 | 188.45 | bal_1P_1/0AC | 8100803 | no | no |  |  | no |  |  | 0 | 0 | 0 | 0
oh_line_8100803_200850929 |  | AD | node_8100803_200850928 | node_8100803_200850929 | 193.955 | bal_1P_1/0AC | 8100803 | no | no |  |  | no |  |  | 0 | 0 | 0 | 0
oh_line_8100803_200850930 |  | AD | node_8100803_200850929 | node_8100803_200850930 | 159.515 | bal_1P_1/0AC | 8100803 | no | no |  |  | no |  |  | 0 | 0 | 0 | 0
oh_line_8100803_200850931 |  | AD | node_8100803_200850930 | node_8100803_200850931 | 61.717 | bal_1P_1/0AC | 8100803 | no | no |  |  | no |  |  | 0 | 0 | 0 | 0
oh_line_8100803_200850932 |  | AD | node_8100803_200850931 | node_8100803_200850932 | 179.446 | bal_1P_1/0AC | 8100803 | no | no |  |  | no |  |  | 0 | 0 | 0 | 0
oh_line_8100803_200850933 |  | AD | node_8100803_200850932 | node_8100803_200850933 | 178.836 | bal_1P_1/0AC | 8100803 | no | no |  |  | no |  |  | 0 | 0 | 0 | 0
oh_line_8100803_200852238 |  | ABCD | node_8100803_310054541 | node_8100803_200852238 | 50.375 | bal_3P_477AL | 8100803 | no | no |  |  | no |  |  | 0 | 0 | 0 | 0
oh_line_8100803_200852239 |  | ABCD | node_8100803_200852238 | node_8100803_200852239 | 95.178 | bal_3P_477AL | 8100803 | no | no |  |  | no |  |  | 0 | 0 | 0 | 0
oh_line_8100803_200852241 |  | ABCD | node_8100803_200852239 | node_8100803_200852241 | 164.657 | bal_3P_477AL | 8100803 | no | no |  |  | no |  |  | 0 | 0 | 0 | 0
oh_line_8100803_200852243 |  | ABCD | node_8100803_200954138 | node_8100803_200852243 | 117.346 | bal_3P_477AL | 8100803 | no | no |  |  | no |  |  | 0 | 0 | 0 | 0
oh_line_8100803_200852244 |  | ABCD | node_8100803_200852243 | node_intto1_8100803_200852244 | 131.979 | bal_3P_477AL | 8100803 | no | no |  |  | no |  |  | 0 | 0 | 0 | 0
oh_line_8100803_200852247 |  | ABCD | node_8100803_200852244 | node_8100803_200852247 | 162.56 | bal_3P_477AL | 8100803 | no | no |  |  | no |  |  | 0 | 0 | 0 | 0
oh_line_8100803_200852248 |  | ABCD | node_8100803_200852247 | node_8100803_200852248 | 125.171 | bal_3P_477AL | 8100803 | no | no |  |  | no |  |  | 0 | 0 | 0 | 0
oh_line_8100803_200852249 |  | ABCD | node_8100803_200852248 | node_8100803_200852249 | 116.67 | bal_3P_477AL | 8100803 | no | no |  |  | no |  |  | 0 | 0 | 0 | 0
oh_line_8100803_200852250 |  | ABCD | node_8100803_200852249 | node_8100803_200852250 | 140.045 | bal_3P_477AL | 8100803 | no | no |  |  | no |  |  | 0 | 0 | 0 | 0
oh_line_8100803_200852251 |  | ABCD | node_8100803_200852250 | node_8100803_200852251 | 137.674 | bal_3P_477AL | 8100803 | no | no |  |  | no |  |  | 0 | 0 | 0 | 0
oh_line_8100803_200852254 |  | ABCD | node_8100803_200852251 | node_8100803_200852254 | 108.562 | bal_3P_477AL | 8100803 | no | no |  |  | no |  |  | 0 | 0 | 0 | 0
oh_line_8100803_200852255 |  | ABCD | node_8100803_200852254 | node_8100803_200852255 | 142.74 | bal_3P_477AL | 8100803 | no | no |  |  | no |  |  | 0 | 0 | 0 | 0
oh_line_8100803_200852256 |  | ABCD | node_8100803_200852255 | node_8100803_200852256 | 156.054 | bal_3P_477AL | 8100803 | no | no |  |  | no |  |  | 0 | 0 | 0 | 0
oh_line_8100803_200852257 |  | ABCD | node_8100803_200852256 | node_8100803_200852257 | 165.714 | bal_3P_477AL | 8100803 | no | no |  |  | no |  |  | 0 | 0 | 0 | 0
oh_line_8100803_200852258 |  | ABCD | node_8100803_200852257 | node_8100803_200852258 | 177.727 | bal_3P_477AL | 8100803 | no | no |  |  | no |  |  | 0 | 0 | 0 | 0
oh_line_8100803_200852259 |  | ABCD | node_8100803_200852258 | node_8100803_200852259 | 225.617 | bal_3P_477AL | 8100803 | no | no |  |  | no |  |  | 0 | 0 | 0 | 0
oh_line_8100803_200852262 |  | ABCD | node_8100803_200852259 | node_8100803_200852262 | 121.654 | bal_3P_477AL | 8100803 | no | no |  |  | no |  |  | 0 | 0 | 0 | 0
oh_line_8100803_200852263 |  | ABCD | node_8100803_200852262 | node_8100803_200852263 | 136.246 | bal_3P_477AL | 8100803 | no | no |  |  | no |  |  | 0 | 0 | 0 | 0
oh_line_8100803_200852264 |  | ABCD | node_8100803_200852263 | node_8100803_200852264 | 171.597 | bal_3P_477AL | 8100803 | no | no |  |  | no |  |  | 0 | 0 | 0 | 0
oh_line_8100803_200852328 |  | ABCD | node_8100803_200852329 | node_8100803_200852328 | 207.555 | bal_3P_477AL | 8100803 | no | no |  |  | no |  |  | 0 | 0 | 0 | 0
oh_line_8100803_200852329 |  | ABCD | node_8100803_200849983 | node_8100803_200852329 | 172.306 | bal_3P_477AL | 8100803 | no | no |  |  | no |  |  | 0 | 0 | 0 | 0
oh_line_8100803_200852331 |  | ABCD | node_8100803_200852329 | node_8100803_200852331 | 160.234 | bal_3P_477AL | 8100803 | no | no |  |  | no |  |  | 0 | 0 | 0 | 0
oh_line_8100803_200852332 |  | AD | node_8100803_200852331 | node_8100803_200852332 | 26.8 | bal_1P_1/0AC | 8100803 | no | no |  |  | no |  |  | 0 | 0 | 0 | 0
oh_line_8100803_200852333 |  | AD | node_8100803_200852332 | node_8100803_200852333 | 161.963 | bal_1P_1/0AC | 8100803 | no | no |  |  | no |  |  | 0 | 0 | 0 | 0
oh_line_8100803_200852334 |  | ABCD | node_8100803_200852331 | node_8100803_200852334 | 127.447 | bal_3P_477AL | 8100803 | no | no |  |  | no |  |  | 0 | 0 | 0 | 0
oh_line_8100803_200852335 |  | ABCD | node_8100803_200852334 | node_intto1_8100803_200852335 | 141.642 | bal_3P_477AL | 8100803 | no | no |  |  | no |  |  | 0 | 0 | 0 | 0
oh_line_8100803_200852336 |  | ABCD | node_8100803_200852335 | node_8100803_200852336 | 125.472 | bal_3P_477AL | 8100803 | no | no |  |  | no |  |  | 0 | 0 | 0 | 0
oh_line_8100803_200852337 |  | AD | node_8100803_200852336 | node_8100803_200852337 | 81.445 | bal_1P_2AC | 8100803 | no | no |  |  | no |  |  | 0 | 0 | 0 | 0
oh_line_8100803_200852338 |  | AD | node_8100803_200852337 | node_8100803_200852338 | 119.164 | bal_1P_1/0AC | 8100803 | no | no |  |  | no |  |  | 0 | 0 | 0 | 0
oh_line_8100803_200852339 |  | AD | node_8100803_200852338 | node_8100803_200852339 | 134.502 | bal_1P_1/0AC | 8100803 | no | no |  |  | no |  |  | 0 | 0 | 0 | 0
oh_line_8100803_200852340 |  | AD | node_8100803_200852339 | node_8100803_200852340 | 186.983 | bal_1P_1/0AC | 8100803 | no | no |  |  | no |  |  | 0 | 0 | 0 | 0
oh_line_8100803_200852341 |  | AD | node_8100803_200852340 | node_8100803_200852341 | 35.817 | bal_1P_1/0AC | 8100803 | no | no |  |  | no |  |  | 0 | 0 | 0 | 0
oh_line_8100803_200852342 |  | AD | node_8100803_200852341 | node_8100803_200852342 | 243.557 | bal_1P_1/0AC | 8100803 | no | no |  |  | no |  |  | 0 | 0 | 0 | 0
oh_line_8100803_200852343 |  | AD | node_8100803_200852337 | node_8100803_200852343 | 161.238 | bal_1P_2AC | 8100803 | no | no |  |  | no |  |  | 0 | 0 | 0 | 0
oh_line_8100803_200852344 |  | AD | node_8100803_200852343 | node_8100803_200852344 | 72.98 | bal_1P_1/0AC | 8100803 | no | no |  |  | no |  |  | 0 | 0 | 0 | 0
oh_line_8100803_200852345 |  | AD | node_8100803_200852344 | node_intto1_8100803_200852345 | 124.181 | bal_1P_1/0AC | 8100803 | no | no |  |  | no |  |  | 0 | 0 | 0 | 0
oh_line_8100803_200852346 |  | AD | node_8100803_200852343 | node_8100803_200852346 | 149.564 | bal_1P_2AC | 8100803 | no | no |  |  | no |  |  | 0 | 0 | 0 | 0
oh_line_8100803_200852349 |  | AD | node_8100803_200852346 | node_8100803_200852349 | 220.974 | bal_1P_2AC | 8100803 | no | no |  |  | no |  |  | 0 | 0 | 0 | 0
oh_line_8100803_200852351 |  | AD | node_8100803_200852349 | node_8100803_200852351 | 194.92 | bal_1P_1/0AA | 8100803 | no | no |  |  | no |  |  | 0 | 0 | 0 | 0
oh_line_8100803_200852354 |  | ABCD | node_8100803_200852255 | node_8100803_200852354 | 43.071 | bal_3P_4/0AL | 8100803 | no | no |  |  | no |  |  | 0 | 0 | 0 | 0
oh_line_8100803_200852355 |  | ABCD | node_8100803_200852354 | node_8100803_200852355 | 120.366 | bal_3P_4/0AL | 8100803 | no | no |  |  | no |  |  | 0 | 0 | 0 | 0
oh_line_8100803_200852356 |  | ABCD | node_8100803_200852379 | node_8100803_200852356 | 178.34 | bal_3P_4/0AL | 8100803 | no | no |  |  | no |  |  | 0 | 0 | 0 | 0
oh_line_8100803_200852357 |  | AD | node_8100803_200852356 | node_intto1_8100803_200852357 | 247.907 | bal_1P_2AC | 8100803 | no | no |  |  | no |  |  | 0 | 0 | 0 | 0
oh_line_8100803_200852358 |  | AD | node_8100803_200852357 | node_8100803_200852358 | 224.052 | bal_1P_2AC | 8100803 | no | no |  |  | no |  |  | 0 | 0 | 0 | 0
oh_line_8100803_200852359 |  | AD | node_8100803_200852358 | node_8100803_200852359 | 128.264 | bal_1P_2AC | 8100803 | no | no |  |  | no |  |  | 0 | 0 | 0 | 0
oh_line_8100803_200852360 |  | AD | node_8100803_200852359 | node_8100803_200852360 | 159.233 | bal_1P_2AC | 8100803 | no | no |  |  | no |  |  | 0 | 0 | 0 | 0
oh_line_8100803_200852361 |  | AD | node_8100803_200852360 | node_8100803_200852361 | 163.478 | bal_1P_2AC | 8100803 | no | no |  |  | no |  |  | 0 | 0 | 0 | 0
oh_line_8100803_200852362-1 |  | AD | node_8100803_200852361 | node_1365202_378_15302519_478 | 130.26 | bal_1P_2AC | 8100803 | no | no |  |  | no |  |  | 0 | 0 | 0 | 0
oh_line_8100803_200852362-2 |  | AD | node_1365202_378_15302519_478 | node_8100803_200852362 | 27.525 | bal_1P_2AC | 8100803 | no | no |  |  | no |  |  | 0 | 0 | 0 | 0
oh_line_8100803_200852363 |  | AD | node_8100803_200852362 | node_8100803_200852363 | 193.43 | bal_1P_1/0AC | 8100803 | no | no |  |  | no |  |  | 0 | 0 | 0 | 0
oh_line_8100803_200852364 |  | AD | node_8100803_200852363 | node_8100803_200852364 | 162.553 | bal_1P_1/0AC | 8100803 | no | no |  |  | no |  |  | 0 | 0 | 0 | 0
oh_line_8100803_200852365 |  | AD | node_8100803_200852364 | node_8100803_200852365 | 176.276 | bal_1P_1/0AC | 8100803 | no | no |  |  | no |  |  | 0 | 0 | 0 | 0
oh_line_8100803_200852366 |  | AD | node_8100803_200852365 | node_8100803_200852366 | 177.93 | bal_1P_1/0AC | 8100803 | no | no |  |  | no |  |  | 0 | 0 | 0 | 0
oh_line_8100803_200852368 |  | ABCD | node_8100803_200852355 | node_8100803_200852368 | 126.57 | bal_3P_4/0AL | 8100803 | no | no |  |  | no |  |  | 0 | 0 | 0 | 0
oh_line_8100803_200852369 |  | ABCD | node_8100803_200852368 | node_intto1_8100803_200852369 | 147.044 | bal_3P_4/0AL | 8100803 | no | no |  |  | no |  |  | 0 | 0 | 0 | 0
oh_line_8100803_200852370 |  | ABCD | node_8100803_200852369 | node_8100803_200852370 | 127.281 | bal_3P_4/0AL | 8100803 | no | no |  |  | no |  |  | 0 | 0 | 0 | 0
oh_line_8100803_200852371 |  | ABCD | node_8100803_200852370 | node_8100803_200852371 | 113.947 | bal_3P_4/0AL | 8100803 | no | no |  |  | no |  |  | 0 | 0 | 0 | 0
oh_line_8100803_200852372 |  | ABCD | node_8100803_200852371 | node_8100803_200852372 | 122.074 | bal_3P_4/0AL | 8100803 | no | no |  |  | no |  |  | 0 | 0 | 0 | 0
oh_line_8100803_200852374 |  | ABCD | node_8100803_200852372 | node_8100803_200852374 | 129.921 | bal_3P_4/0AL | 8100803 | no | no |  |  | no |  |  | 0 | 0 | 0 | 0
oh_line_8100803_200852378 |  | ABCD | node_8100803_200852374 | node_8100803_200852378 | 243.94 | bal_3P_4/0AL | 8100803 | no | no |  |  | no |  |  | 0 | 0 | 0 | 0
oh_line_8100803_200852379 |  | ABCD | node_8100803_200852378 | node_8100803_200852379 | 197.417 | bal_3P_4/0AL | 8100803 | no | no |  |  | no |  |  | 0 | 0 | 0 | 0
oh_line_8100803_200914676 |  | ABCD | node_8100803_200852264 | node_8100803_200914676 | 60.26 | bal_3P_477AL | 8100803 | no | no |  |  | no |  |  | 0 | 0 | 0 | 0
oh_line_8100803_200917529 |  | ABCD | node_8100803_200849748 | node_intto1_8100803_200917529 | 56.146 | bal_3P_1/0AC | 8100803 | no | no |  |  | no |  |  | 0 | 0 | 0 | 0
oh_line_8100803_200954138 |  | ABCD | node_8100803_200852241 | node_8100803_200954138 | 129.385 | bal_3P_477AL | 8100803 | no | no |  |  | no |  |  | 0 | 0 | 0 | 0
oh_line_8100803_201016529 |  | AD | node_8100803_200849634 | node_8100803_201016529 | 158.464 | bal_1P_1/0AC | 8100803 | no | no |  |  | no |  |  | 0 | 0 | 0 | 0
oh_line_8100803_201030722 |  | ABCD | node_8100803_200849879 | node_8100803_201030722 | 146.802 | bal_3P_1/0AC | 8100803 | no | no |  |  | no |  |  | 0 | 0 | 0 | 0
oh_line_8100803_310054538 |  | ABCD | node_SOURCE_8100803 | node_8100803_310054538 | 23.595 | bal_3P_477AL | 8100803 | no | no |  |  | no |  |  | 0 | 0 | 0 | 0
oh_line_8100803_310054541 |  | ABCD | node_8100803_200852328 | node_8100803_310054541 | 88.289 | bal_3P_477AL | 8100803 | no | no |  |  | no |  |  | 0 | 0 | 0 | 0
oh_line_8100803_311909039-1 |  | AD | node_220557270 | node_8100803_311909039 | 4.321 | bal_1P_4/0AL | 8100803 | no | no |  |  | no |  |  | 0 | 0 | 0 | 0
oh_line_8100803_311909039-2 |  | AD | node_220523456 | node_intto1_220557270 | 3.683 | bal_1P_4/0AL | 8100803 | no | no |  |  | no |  |  | 0 | 0 | 0 | 0
oh_line_8100803_311909039-3 |  | AD | node_220525789 | node_intto1_220523456 | 4.264 | bal_1P_4/0AL | 8100803 | no | no |  |  | no |  |  | 0 | 0 | 0 | 0
oh_line_8100803_311909039-4 |  | AD | node_8100803_200852379 | node_intto1_220525789 | 17.818 | bal_1P_4/0AL | 8100803 | no | no |  |  | no |  |  | 0 | 0 | 0 | 0
oh_line_TAP_OH_902781 |  | AN | node_8100803_200849584 | node_1363870_78_15301632_011 | 0.033 | unb_TAPWIRE_OH | 8100803 | no | no |  |  | no |  |  | 0 | 0 | 0 | 0
oh_line_TAP_OH_902782 |  | AN | node_8100803_200849586 | node_1364188_422_15301583_785 | 0.033 | unb_TAPWIRE_OH | 8100803 | no | no |  |  | no |  |  | 0 | 0 | 0 | 0
oh_line_TAP_OH_902783 |  | AN | node_8100803_200849589 | node_1364643_041_15301668_784 | 0.033 | unb_TAPWIRE_OH | 8100803 | no | no |  |  | no |  |  | 0 | 0 | 0 | 0
oh_line_TAP_OH_902794 |  | AN | node_8100803_200849627 | node_1364855_736_15300270_785 | 0.033 | unb_TAPWIRE_OH | 8100803 | no | no |  |  | no |  |  | 0 | 0 | 0 | 0
oh_line_TAP_OH_902795 |  | AN | node_8100803_200849629 | node_1364501_922_15300450_641 | 0.033 | unb_TAPWIRE_OH | 8100803 | no | no |  |  | no |  |  | 0 | 0 | 0 | 0
oh_line_TAP_OH_902796 |  | AN | node_8100803_200849634 | node_1364322_397_15300885_387 | 0.033 | unb_TAPWIRE_OH | 8100803 | no | no |  |  | no |  |  | 0 | 0 | 0 | 0
oh_line_TAP_OH_902814 |  | AN | node_8100803_200849721 | node_1364933_602_15302168_848 | 0.033 | unb_TAPWIRE_OH | 8100803 | no | no |  |  | no |  |  | 0 | 0 | 0 | 0
oh_line_TAP_OH_902815 |  | AN | node_8100803_200849725 | node_1363896_551_15302156_152 | 0.033 | unb_TAPWIRE_OH | 8100803 | no | no |  |  | no |  |  | 0 | 0 | 0 | 0
oh_line_TAP_OH_902816 |  | AN | node_8100803_200849727 | node_1364145_781_15302170_036 | 0.033 | unb_TAPWIRE_OH | 8100803 | no | no |  |  | no |  |  | 0 | 0 | 0 | 0
oh_line_TAP_OH_902820 |  | AN | node_8100803_200849750 | node_1364543_348_15299769_03 | 0.033 | unb_TAPWIRE_OH | 8100803 | no | no |  |  | no |  |  | 0 | 0 | 0 | 0
oh_line_TAP_OH_902832 |  | AN | node_8100803_200849818 | node_1364647_308_15301849_531 | 0.033 | unb_TAPWIRE_OH | 8100803 | no | no |  |  | no |  |  | 0 | 0 | 0 | 0
oh_line_TAP_OH_902842 |  | AN | node_8100803_200849855 | node_1364846_074_15300597_433 | 0.033 | unb_TAPWIRE_OH | 8100803 | no | no |  |  | no |  |  | 0 | 0 | 0 | 0
oh_line_TAP_OH_902846 |  | ABCN | node_8100803_200849871 | node_1363259_843_15299939_625 | 0.033 | unb_TAPWIRE_OH | 8100803 | no | no |  |  | no |  |  | 0 | 0 | 0 | 0
oh_line_TAP_OH_902847 |  | ABCN | node_8100803_200849874 | node_1363311_582_15300351_138 | 0.033 | unb_TAPWIRE_OH | 8100803 | no | no |  |  | no |  |  | 0 | 0 | 0 | 0
oh_line_TAP_OH_902850 |  | AN | node_8100803_200849907 | node_1364756_836_15301297_794 | 0.033 | unb_TAPWIRE_OH | 8100803 | no | no |  |  | no |  |  | 0 | 0 | 0 | 0
oh_line_TAP_OH_902882 |  | AN | node_8100803_200850026 | node_1365184_553_15301652_23 | 0.033 | unb_TAPWIRE_OH | 8100803 | no | no |  |  | no |  |  | 0 | 0 | 0 | 0
oh_line_TAP_OH_902895 |  | AN | node_8100803_200850073 | node_1364759_492_15300947_294 | 0.033 | unb_TAPWIRE_OH | 8100803 | no | no |  |  | no |  |  | 0 | 0 | 0 | 0
oh_line_TAP_OH_902975 |  | AN | node_8100803_200850385 | node_1365486_451_15302954_6 | 0.033 | unb_TAPWIRE_OH | 8100803 | no | no |  |  | no |  |  | 0 | 0 | 0 | 0
oh_line_TAP_OH_902989 |  | ABCN | node_8100803_200850437 | node_1364098_153_15302807_532 | 0.033 | unb_TAPWIRE_OH | 8100803 | no | no |  |  | no |  |  | 0 | 0 | 0 | 0
oh_line_TAP_OH_902990 |  | AN | node_8100803_200850441 | node_1364418_912_15303458_563 | 0.033 | unb_TAPWIRE_OH | 8100803 | no | no |  |  | no |  |  | 0 | 0 | 0 | 0
oh_line_TAP_OH_902991 |  | AN | node_8100803_200850445 | node_1364269_782_15302769_864 | 0.033 | unb_TAPWIRE_OH | 8100803 | no | no |  |  | no |  |  | 0 | 0 | 0 | 0
oh_line_TAP_OH_903005 |  | AN | node_8100803_200850500 | node_1363519_097_15299596_112 | 0.033 | unb_TAPWIRE_OH | 8100803 | no | no |  |  | no |  |  | 0 | 0 | 0 | 0
oh_line_TAP_OH_903006 |  | AN | node_8100803_200850506 | node_1364483_457_15303190_119 | 0.033 | unb_TAPWIRE_OH | 8100803 | no | no |  |  | no |  |  | 0 | 0 | 0 | 0
oh_line_TAP_OH_903007 |  | AN | node_8100803_200850509 | node_1365956_874_15302911_111 | 0.033 | unb_TAPWIRE_OH | 8100803 | no | no |  |  | no |  |  | 0 | 0 | 0 | 0
oh_line_TAP_OH_903008 |  | AN | node_8100803_200850513 | node_1365378_789_15303241_971 | 0.033 | unb_TAPWIRE_OH | 8100803 | no | no |  |  | no |  |  | 0 | 0 | 0 | 0
oh_line_TAP_OH_903009 |  | AN | node_8100803_200850515 | node_1365031_359_15303213_473 | 0.033 | unb_TAPWIRE_OH | 8100803 | no | no |  |  | no |  |  | 0 | 0 | 0 | 0
oh_line_TAP_OH_903014 |  | AN | node_8100803_200850534 | node_1364705_557_15302830_823 | 0.033 | unb_TAPWIRE_OH | 8100803 | no | no |  |  | no |  |  | 0 | 0 | 0 | 0
oh_line_TAP_OH_903080 |  | AN | node_8100803_200850744 | node_1366424_525_15302941_44 | 0.033 | unb_TAPWIRE_OH | 8100803 | no | no |  |  | no |  |  | 0 | 0 | 0 | 0
oh_line_TAP_OH_903081 |  | AN | node_8100803_200850746 | node_1366266_253_15303087_036 | 0.033 | unb_TAPWIRE_OH | 8100803 | no | no |  |  | no |  |  | 0 | 0 | 0 | 0
oh_line_TAP_OH_903082 |  | AN | node_8100803_200850747 | node_1366189_864_15303262_3 | 0.033 | unb_TAPWIRE_OH | 8100803 | no | no |  |  | no |  |  | 0 | 0 | 0 | 0
oh_line_TAP_OH_903083 |  | AN | node_8100803_200850748 | node_1366071_858_15303326_675 | 0.033 | unb_TAPWIRE_OH | 8100803 | no | no |  |  | no |  |  | 0 | 0 | 0 | 0
oh_line_TAP_OH_903084 |  | AN | node_8100803_200850749 | node_1365868_701_15303396_668 | 0.033 | unb_TAPWIRE_OH | 8100803 | no | no |  |  | no |  |  | 0 | 0 | 0 | 0
oh_line_TAP_OH_903085 |  | AN | node_8100803_200850751 | node_1365764_386_15303451_704 | 0.033 | unb_TAPWIRE_OH | 8100803 | no | no |  |  | no |  |  | 0 | 0 | 0 | 0
oh_line_TAP_OH_903086 |  | AN | node_8100803_200850754 | node_1365770_296_15304081_124 | 0.033 | unb_TAPWIRE_OH | 8100803 | no | no |  |  | no |  |  | 0 | 0 | 0 | 0
oh_line_TAP_OH_903087 |  | AN | node_8100803_200850771 | node_1365348_86_15303520_962 | 0.033 | unb_TAPWIRE_OH | 8100803 | no | no |  |  | no |  |  | 0 | 0 | 0 | 0
oh_line_TAP_OH_903088 |  | AN | node_8100803_200850773 | node_1365438_796_15303858_649 | 0.033 | unb_TAPWIRE_OH | 8100803 | no | no |  |  | no |  |  | 0 | 0 | 0 | 0
oh_line_TAP_OH_903089 |  | AN | node_8100803_200850775 | node_1366471_501_15303356_756 | 0.033 | unb_TAPWIRE_OH | 8100803 | no | no |  |  | no |  |  | 0 | 0 | 0 | 0
oh_line_TAP_OH_903090 |  | AN | node_8100803_200850776 | node_1366353_542_15303531_677 | 0.033 | unb_TAPWIRE_OH | 8100803 | no | no |  |  | no |  |  | 0 | 0 | 0 | 0
oh_line_TAP_OH_903092 |  | AN | node_8100803_200850779 | node_1366146_695_15303868_853 | 0.033 | unb_TAPWIRE_OH | 8100803 | no | no |  |  | no |  |  | 0 | 0 | 0 | 0
oh_line_TAP_OH_903093 |  | AN | node_8100803_200850780 | node_1366279_165_15303960_635 | 0.033 | unb_TAPWIRE_OH | 8100803 | no | no |  |  | no |  |  | 0 | 0 | 0 | 0
oh_line_TAP_OH_903134 |  | ABCN | node_8100803_200850918 | node_1364066_691_15303578_835 | 0.033 | unb_TAPWIRE_OH | 8100803 | no | no |  |  | no |  |  | 0 | 0 | 0 | 0
oh_line_TAP_OH_903135 |  | ABCN | node_8100803_200850920 | node_1364114_701_15303946_586 | 0.033 | unb_TAPWIRE_OH | 8100803 | no | no |  |  | no |  |  | 0 | 0 | 0 | 0
oh_line_TAP_OH_903136 |  | AN | node_8100803_200850922 | node_1364223_446_15304048_442 | 0.033 | unb_TAPWIRE_OH | 8100803 | no | no |  |  | no |  |  | 0 | 0 | 0 | 0
oh_line_TAP_OH_903137 |  | AN | node_8100803_200850923 | node_1364419_131_15304053_574 | 0.033 | unb_TAPWIRE_OH | 8100803 | no | no |  |  | no |  |  | 0 | 0 | 0 | 0
oh_line_TAP_OH_903138 |  | AN | node_8100803_200850925 | node_1364824_699_15304093_393 | 0.033 | unb_TAPWIRE_OH | 8100803 | no | no |  |  | no |  |  | 0 | 0 | 0 | 0
oh_line_TAP_OH_903139 |  | AN | node_8100803_200850926 | node_1364222_36_15303862_78 | 0.033 | unb_TAPWIRE_OH | 8100803 | no | no |  |  | no |  |  | 0 | 0 | 0 | 0
oh_line_TAP_OH_903140 |  | AN | node_8100803_200850927 | node_1364417_227_15303802_463 | 0.033 | unb_TAPWIRE_OH | 8100803 | no | no |  |  | no |  |  | 0 | 0 | 0 | 0
oh_line_TAP_OH_903141 |  | AN | node_8100803_200850929 | node_1364796_279_15303804_675 | 0.033 | unb_TAPWIRE_OH | 8100803 | no | no |  |  | no |  |  | 0 | 0 | 0 | 0
oh_line_TAP_OH_903142 |  | AN | node_8100803_200850932 | node_1365032_6_15304064_861 | 0.033 | unb_TAPWIRE_OH | 8100803 | no | no |  |  | no |  |  | 0 | 0 | 0 | 0
oh_line_TAP_OH_903460 |  | ABCN | node_8100803_200852241 | node_1364069_267_15300310_263 | 0.033 | unb_TAPWIRE_OH | 8100803 | no | no |  |  | no |  |  | 0 | 0 | 0 | 0
oh_line_TAP_OH_903461 |  | ABCN | node_8100803_200852244 | node_1363924_611_15300680_997 | 0.033 | unb_TAPWIRE_OH | 8100803 | no | no |  |  | no |  |  | 0 | 0 | 0 | 0
oh_line_TAP_OH_903462 |  | ABCN | node_8100803_200852248 | node_1363810_5_15300918_052 | 0.033 | unb_TAPWIRE_OH | 8100803 | no | no |  |  | no |  |  | 0 | 0 | 0 | 0
oh_line_TAP_OH_903463 |  | ABCN | node_8100803_200852254 | node_1363669_782_15301398_92 | 0.033 | unb_TAPWIRE_OH | 8100803 | no | no |  |  | no |  |  | 0 | 0 | 0 | 0
oh_line_TAP_OH_903464 |  | ABCN | node_8100803_200852257 | node_1363396_956_15301783_153 | 0.033 | unb_TAPWIRE_OH | 8100803 | no | no |  |  | no |  |  | 0 | 0 | 0 | 0
oh_line_TAP_OH_903465 |  | ABCN | node_8100803_200852259 | node_1363159_244_15302078_971 | 0.033 | unb_TAPWIRE_OH | 8100803 | no | no |  |  | no |  |  | 0 | 0 | 0 | 0
oh_line_TAP_OH_903482 |  | AN | node_8100803_200852332 | node_1363733_321_15299974_18 | 0.033 | unb_TAPWIRE_OH | 8100803 | no | no |  |  | no |  |  | 0 | 0 | 0 | 0
oh_line_TAP_OH_903483 |  | AN | node_8100803_200852333 | node_1363691_981_15300164_297 | 0.033 | unb_TAPWIRE_OH | 8100803 | no | no |  |  | no |  |  | 0 | 0 | 0 | 0
oh_line_TAP_OH_903484 |  | AN | node_8100803_200852338 | node_1363220_056_15299800_475 | 0.033 | unb_TAPWIRE_OH | 8100803 | no | no |  |  | no |  |  | 0 | 0 | 0 | 0
oh_line_TAP_OH_903485 |  | AN | node_8100803_200852339 | node_1363306_669_15299681_831 | 0.033 | unb_TAPWIRE_OH | 8100803 | no | no |  |  | no |  |  | 0 | 0 | 0 | 0
oh_line_TAP_OH_903486 |  | AN | node_8100803_200852342 | node_1362986_594_15299450_175 | 0.033 | unb_TAPWIRE_OH | 8100803 | no | no |  |  | no |  |  | 0 | 0 | 0 | 0
oh_line_TAP_OH_903487 |  | AN | node_8100803_200852345 | node_1363015_749_15299682_835 | 0.033 | unb_TAPWIRE_OH | 8100803 | no | no |  |  | no |  |  | 0 | 0 | 0 | 0
oh_line_TAP_OH_903488 |  | AN | node_8100803_200852346 | node_1362912_887_15299938_641 | 0.033 | unb_TAPWIRE_OH | 8100803 | no | no |  |  | no |  |  | 0 | 0 | 0 | 0
oh_line_TAP_OH_903489 |  | AN | node_8100803_200852351 | node_1362506_502_15299907_45 | 0.033 | unb_TAPWIRE_OH | 8100803 | no | no |  |  | no |  |  | 0 | 0 | 0 | 0
oh_line_TAP_OH_903490 |  | AN | node_8100803_200852358 | node_1364628_87_15302453_877 | 0.033 | unb_TAPWIRE_OH | 8100803 | no | no |  |  | no |  |  | 0 | 0 | 0 | 0
oh_line_TAP_OH_903491 |  | AN | node_8100803_200852361 | node_1365077_323_15302481_781 | 0.033 | unb_TAPWIRE_OH | 8100803 | no | no |  |  | no |  |  | 0 | 0 | 0 | 0
oh_line_TAP_OH_903492 |  | AN | node_8100803_200852364 | node_1365585_695_15302507_737 | 0.033 | unb_TAPWIRE_OH | 8100803 | no | no |  |  | no |  |  | 0 | 0 | 0 | 0
oh_line_TAP_OH_903493 |  | AN | node_8100803_200852366 | node_1365940_3_15302523_28 | 0.033 | unb_TAPWIRE_OH | 8100803 | no | no |  |  | no |  |  | 0 | 0 | 0 | 0
oh_line_TAP_OH_903494 |  | ABCN | node_8100803_200852369 | node_1363502_29_15301938_689 | 0.033 | unb_TAPWIRE_OH | 8100803 | no | no |  |  | no |  |  | 0 | 0 | 0 | 0
oh_line_TAP_OH_903495 |  | ABCN | node_8100803_200852372 | node_1363491_643_15302297_464 | 0.033 | unb_TAPWIRE_OH | 8100803 | no | no |  |  | no |  |  | 0 | 0 | 0 | 0
oh_line_TAP_OH_903496 |  | ABCN | node_8100803_200852378 | node_1363778_642_15302412_55 | 0.033 | unb_TAPWIRE_OH | 8100803 | no | no |  |  | no |  |  | 0 | 0 | 0 | 0
oh_line_TAP_OH_1507243 |  | AN | node_8100803_200850444 | node_1364918_719_15303529_035 | 0.033 | unb_TAPWIRE_OH | 8100803 | no | no |  |  | no |  |  | 0 | 0 | 0 | 0
oh_line_TAP_OH_2136536 |  | ABCN | node_8100803_201030722 | node_1362702_088_15300800_844 | 0.033 | unb_TAPWIRE_OH | 8100803 | no | no |  |  | no |  |  | 0 | 0 | 0 | 0
oh_line_TAP_OH_2136537 |  | ABCN | node_8100803_201030722 | node_1362704_371_15300828_822 | 0.033 | unb_TAPWIRE_OH | 8100803 | no | no |  |  | no |  |  | 0 | 0 | 0 | 0
oh_line_TAP_OH_2136538 |  | ABCN | node_8100803_201030722 | node_1362705_798_15300773_778 | 0.033 | unb_TAPWIRE_OH | 8100803 | no | no |  |  | no |  |  | 0 | 0 | 0 | 0
oh_line_TAP_OH_2136621 |  | ABCN | node_8100803_200849983 | node_1363840_593_15299771_178 | 0.033 | unb_TAPWIRE_OH | 8100803 | no | no |  |  | no |  |  | 0 | 0 | 0 | 0
oh_line_TAP_OH_2136622 |  | ABCN | node_8100803_200849983 | node_1363837_669_15299785_777 | 0.033 | unb_TAPWIRE_OH | 8100803 | no | no |  |  | no |  |  | 0 | 0 | 0 | 0
oh_line_TAP_OH_2136623 |  | ABCN | node_8100803_200849983 | node_1363847_048_15299749_602 | 0.033 | unb_TAPWIRE_OH | 8100803 | no | no |  |  | no |  |  | 0 | 0 | 0 | 0
oh_line_TAP_OH_2136659 |  | ABCN | node_8100803_200954138 | node_1364072_037_15300441_808 | 0.033 | unb_TAPWIRE_OH | 8100803 | no | no |  |  | no |  |  | 0 | 0 | 0 | 0
oh_line_TAP_OH_2136660 |  | ABCN | node_8100803_200954138 | node_1364064_809_15300466_533 | 0.033 | unb_TAPWIRE_OH | 8100803 | no | no |  |  | no |  |  | 0 | 0 | 0 | 0
oh_line_TAP_OH_2136661 |  | ABCN | node_8100803_200954138 | node_1364074_241_15300415_366 | 0.033 | unb_TAPWIRE_OH | 8100803 | no | no |  |  | no |  |  | 0 | 0 | 0 | 0
oh_line_TAP_OH_2417734 |  | ABCN | node_8100803_200849623 | node_1364294_715_15300514_596 | 0.033 | unb_TAPWIRE_OH | 8100803 | no | no |  |  | no |  |  | 0 | 0 | 0 | 0
oh_line_TAP_OH_2417735 |  | ABCN | node_8100803_200849623 | node_1364275_338_15300508_772 | 0.033 | unb_TAPWIRE_OH | 8100803 | no | no |  |  | no |  |  | 0 | 0 | 0 | 0
oh_line_TAP_OH_2417736 |  | ABCN | node_8100803_200849623 | node_1364314_517_15300513_498 | 0.033 | unb_TAPWIRE_OH | 8100803 | no | no |  |  | no |  |  | 0 | 0 | 0 | 0
oh_line_TAP_OH_2417737 |  | ABCN | node_8100803_200852238 | node_1364206_316_15300042 | 0.033 | unb_TAPWIRE_OH | 8100803 | no | no |  |  | no |  |  | 0 | 0 | 0 | 0
oh_line_TAP_OH_2417738 |  | ABCN | node_8100803_200852238 | node_1364206_177_15300068_626 | 0.033 | unb_TAPWIRE_OH | 8100803 | no | no |  |  | no |  |  | 0 | 0 | 0 | 0
oh_line_TAP_OH_2833892 |  | AN | node_8100803_200850776 | node_1366331_49_15303554_066 | 0.033 | unb_TAPWIRE_OH | 8100803 | no | no |  |  | no |  |  | 0 | 0 | 0 | 0

## overhead_line_conductor
data_type | static
owner_type | feeder
owner | 8100803
object | overhead_line_conductor
name | groupid | geometric_mean_radius | resistance | diameter | rating_summer_continuous | rating_summer_emergency | rating_winter_continuous | rating_winter_emergency | dcircuit | selected | comments
oh_cond_1/0_AAAC |  | 0.012 | 0.876 | 0.398 | 235 | 235 | 310 | 310 |  | no
oh_cond_1/0_ACSR |  | 0.012 | 0.888 | 0.398 | 265 | 265 | 330 | 330 |  | no
oh_cond_2_ACSR |  | 0.01 | 1.41 | 0.325 | 195 | 195 | 245 | 245 |  | no
oh_cond_4/0_AL |  | 0.016 | 0.442 | 0.522 | 365 | 365 | 480 | 480 |  | no
oh_cond_4_CU |  | 0.007 | 1.388 | 0.232 | 140 | 140 | 200 | 200 |  | no
oh_cond_477_MCM_AL |  | 0.025 | 0.198 | 0.792 | 605 | 605 | 810 | 810 |  | no
oh_cond_WP-4/0-CU |  | 0.015 | 0.273 | 0.81 | 340 | 340 | 390 | 390 |  | no

## switch
data_type | static
owner_type | feeder
owner | 8100803
object | switch
name | groupid | phases | fr | to | phase_A_state | phase_B_state | phase_C_state | operating_mode | status | dcircuit | selected | monitored | monitored_fields | class_monitored_fields | played | played_fields | comments
switch_220416306 |  | ABCD | node_intto1_8100803_200852369 | node_8100803_200852369 | CLOSED | CLOSED | CLOSED | INDIVIDUAL |  | 8100803 | no | no |  |  | no
switch_220557270 |  | AD | node_intto1_220557270 | node_220557270 | CLOSED | CLOSED | CLOSED | INDIVIDUAL |  | 8100803 | no | no |  |  | no

## transformer
data_type | static
owner_type | feeder
owner | 8100803
object | transformer
name | groupid | phases | fr | to | configuration | climate | aging_constant | use_thermal_model | aging_granularity | dcircuit | selected | monitored | monitored_fields | class_monitored_fields | played | played_fields | comments
transformer_220523456 |  | AD | node_intto1_220523456 | node_220523456 | config_transformer_220523456 |  | 0 |  | 0 | 8100803 | no | no |  |  | no

## transformer_configuration
data_type | static
owner_type | feeder
owner | 8100803
object | transformer_configuration
name | groupid | connect_type | install_type | coolant_type | cooling_type | primary_voltage | secondary_voltage | power_rating | powerA_rating | powerB_rating | powerC_rating | impedance | shunt_impedance | core_coil_weight | tank_fittings_weight | oil_volume | rated_winding_time_constant | rated_winding_hot_spot_rise | rated_top_oil_rise | no_load_loss | full_load_loss | reactance_resistance_ratio | installed_insulation_life | dcircuit | selected | comments
config_transformer_220523456 |  | DELTA_GWYE |  |  |  | 4800 | 12470 | 100 | 0 | 0 | 0 | 0.004+0.04j | 0 | 0 | 0 | 0 | 0 | 0 | 0 | 0 | 0 | 10 | 0 |  | no

## underground_line
data_type | static
owner_type | feeder
owner | 8100803
object | underground_line
name | groupid | phases | fr | to | length | configuration | dcircuit | selected | monitored | monitored_fields | class_monitored_fields | played | played_fields | comments
und_line_8100803_200847803 |  | AN | node_8100803_311909039 | node_8100803_200847803 | 152.459 | und_1P_2ALURD_2AL(N) | 8100803 | no | no |  |  | no
und_line_8100803_200847805 |  | AN | node_8100803_200847803 | node_8100803_200847805 | 177.274 | und_1P_2ALURD_2AL(N) | 8100803 | no | no |  |  | no
und_line_8100803_200847807 |  | AN | node_8100803_200847805 | node_8100803_200847807 | 187.572 | und_1P_2ALURD_2AL(N) | 8100803 | no | no |  |  | no
und_line_8100803_200847809 |  | AN | node_8100803_200847807 | node_8100803_200847809 | 264.756 | und_1P_2ALURD_2AL(N) | 8100803 | no | no |  |  | no
und_line_8100803_200847812 |  | AN | node_8100803_200847809 | node_8100803_200847812 | 181.225 | und_1P_2ALURD_2AL(N) | 8100803 | no | no |  |  | no
und_line_8100803_200849746 |  | ABCN | node_8100803_200917529 | node_8100803_200849746 | 51.598 | und_3P_1/0ALURD | 8100803 | no | no |  |  | no
und_line_TAP_UG_59347 |  | AN | node_8100803_200847803 | node_1363862_272_15302601_49 | 0.033 | und_TAPWIRE_UG | 8100803 | no | no |  |  | no
und_line_TAP_UG_59348 |  | AN | node_8100803_200847805 | node_1363921_045_15302794_193 | 0.033 | und_TAPWIRE_UG | 8100803 | no | no |  |  | no
und_line_TAP_UG_59349 |  | AN | node_8100803_200847807 | node_1363910_38_15302972_137 | 0.033 | und_TAPWIRE_UG | 8100803 | no | no |  |  | no
und_line_TAP_UG_59350 |  | AN | node_8100803_200847809 | node_1363901_183_15303246_951 | 0.033 | und_TAPWIRE_UG | 8100803 | no | no |  |  | no
und_line_TAP_UG_59351 |  | AN | node_8100803_200847812 | node_1363856_999_15303454_897 | 0.033 | und_TAPWIRE_UG | 8100803 | no | no |  |  | no
und_line_TAP_UG_59424 |  | ABCN | node_8100803_200849746 | node_1364677_88_15300138_38 | 0.033 | und_TAPWIRE_UG | 8100803 | no | no |  |  | no

## underground_line_conductor
data_type | static
owner_type | feeder
owner | 8100803
object | underground_line_conductor
name | groupid | outer_diameter | conductor_gmr | conductor_diameter | conductor_resistance | neutral_gmr | neutral_diameter | neutral_resistance | neutral_strands | insulation_relative_permitivitty | shield_gmr | shield_resistance | rating_summer_continuous | rating_summer_emergency | rating_winter_continuous | rating_winter_emergency | dcircuit | selected | comments
und_cond_1P_2ALURD_2AL(N) | [12 empty] | 125 | 125 | 140 | 140 |  | no
und_cond_3P_1/0ALURD | [12 empty] | 160 | 160 | 180 | 180 |  | no
und_cond_TAPWIRE_UG | [12 empty] | 99999999 | 99999999 | 99999999 | 99999999 |  | no