## capacitor
data_type | static
owner_type | feeder
owner | 8108001
object | capacitor
name | groupid | parent | phases | nominal_voltage | pt_phase | phases_connected | switchA | switchB | switchC | control | voltage_set_high | voltage_set_low | VAr_set_high | VAr_set_low | current_set_high | current_set_low | capacitor_A | capacitor_B | capacitor_C | cap_nominal_voltage | time_delay | dwell_time | lockout_time | remote_sense | remote_sense_B | control_level | dcircuit | selected | monitored | monitored_fields | class_monitored_fields | played | played_fields | comments
cap_220368926 |  | node_1390193_102_15268630_636 | ABCN | 0 |  | ABCN | CLOSED | CLOSED | CLOSED | MANUAL | [6 empty] | 150000 | 150000 | 150000 | 4800 | [6 empty] | 8108001 | no | no |  |  | no
cap_220368929 |  | node_1393235_243_15263372_288 | AN | 0 |  | AN | CLOSED |  |  | MANUAL | [6 empty] | 50000 |  |  | 4800 | [6 empty] | 8108001 | no | no |  |  | no
cap_220369336 |  | node_1375640_35_15256360_301 | AN | 0 |  | AN | CLOSED |  |  | MANUAL | [6 empty] | 50000 |  |  | 4800 | [6 empty] | 8108001 | no | no |  |  | no

## feeder
data_type | static
owner_type | feeder
owner | 8108001
object | feeder
name | transmission_bus | ARC | ADR | slack_bus | nom_voltages | num_nodes | num_ohlines | num_uglines | num_transformers | num_generators | num_pvs | num_storages | num_loads | miles | mw | mvar | losses_mw | losses_mvar | comments | use_feeder_load_shape | load_shape_scale | use_feeder_pv_shape | pv_shape_scale | description | restore_time | griddisconnect_scenario_probability | gridconnect_scenario_probability | use_energy_not_served | VOLL | discount_rate | yearly_load_growth_percent | planning_horizon | enable_traditional_project_deferral | lifetime_of_investment_years | start_year | base_year | year_the_investment_is_committed | revenue_requirement_scaling_factor | discount_rate | inflation_rate_for_investment | traditional_project_invested_capital | periodicity_of_investment_in_years | priority | maximum_total_investment_cost | DER_portfolio_NPV | DER_portfolio_BC_ratio | total_system_energy_avoided_cost_NPV | total_system_capacity_avoided_cost_NPV | total_system_ancillary_services_avoided_cost_NPV | total_system_CO2_avoided_cost_NPV | total_system_loss_of_load_avoided_cost_NPV | total_system_distribution_capacity_avoided_cost_NPV | total_system_investment_and_operational_cost_NPV | feeder_solar_pv_operating_cost_USdollarperkWh | feeder_energy_storage_operating_cost_USdollarperkWh | feeder_distributed_generator_operating_cost_USdollarperkWh | feeder_distributed_generator_CO2_cost_USdollarperkWh | feeder_demand_response_operating_cost_USdollarperkWh | feeder_solar_pv_investment_cost_USdollarperkW | feeder_energy_storage_investment_cost_USdollarperkW | feeder_distributed_generator_investment_cost_USdollarperkW | feeder_demand_response_investment_cost_USdollarperkW
8108001 |  | ts_slack | none | node_SOURCE_8108001 | 19918.584,2771.281,7199.558 | 1005 | 886 | 35 | 6 | 0 | 0 | 0 | 291 | 28.725 | 3.573 | 1.522 | 0 | 0 |  | 0 | 0 | 1 | 0 |  | 0 | 0 | 0 | 0 | 0 | 0 | 0 | 0 | 0 | 0 | 0 | 0 | 0 | 0 | 0 | 0 | 0 | 0 | 0 | 999999999 | 0 | 0 | 0 | 0 | 0 | 0 | 0 | 0 | 0 | 0 | 0 | 0 | 0 | 0 | 0 | 0 | 0 | 0

## fuse
data_type | static
owner_type | feeder
owner | 8108001
object | fuse
name | groupid | phases | fr | to | phase_A_status | phase_B_status | phase_C_status | repair_dist_type | current_limit | mean_replacement_time | status | dcircuit | selected | monitored | monitored_fields | class_monitored_fields | played | played_fields | comments
fuse_220382253 |  | ABCD | node_intto1_8108001_200818965 | node_8108001_200818965 | GOOD | GOOD | GOOD |  | 300 |  |  | 8108001 | no | no |  |  | no
fuse_220382254 |  | ABCN | node_intto1_220382254 | node_220382254 | GOOD | GOOD | GOOD |  | 40 |  |  | 8108001 | no | no |  |  | no
fuse_220382255 |  | AN | node_intto1_220382255 | node_220382255 | GOOD | GOOD | GOOD |  | 8 |  |  | 8108001 | no | no |  |  | no
fuse_220382256 |  | AN | node_intto1_8108001_200818914 | node_8108001_200818914 | GOOD | GOOD | GOOD |  | 40 |  |  | 8108001 | no | no |  |  | no
fuse_220382258 |  | AN | node_intto1_8108001_200819283 | node_8108001_200819283 | GOOD | GOOD | GOOD |  | 40 |  |  | 8108001 | no | no |  |  | no
fuse_220382261 |  | AD | node_intto1_8108001_200819002 | node_8108001_200819002 | GOOD | GOOD | GOOD |  | 50 |  |  | 8108001 | no | no |  |  | no
fuse_220382270 |  | AD | node_intto1_8108001_200819141 | node_8108001_200819141 | GOOD | GOOD | GOOD |  | 100 |  |  | 8108001 | no | no |  |  | no
fuse_220382275 |  | AN | node_intto1_8108001_200819193 | node_8108001_200819193 | GOOD | GOOD | GOOD |  | 25 |  |  | 8108001 | no | no |  |  | no
fuse_220382276 |  | AD | node_intto1_8108001_200914873 | node_8108001_200914873 | GOOD | GOOD | GOOD |  | 40 |  |  | 8108001 | no | no |  |  | no
fuse_220382277 |  | AN | node_intto1_8108001_201014858 | node_8108001_201014858 | GOOD | GOOD | GOOD |  | 40 |  |  | 8108001 | no | no |  |  | no
fuse_220382278 |  | AD | node_intto1_8108001_200819196 | node_8108001_200819196 | GOOD | GOOD | GOOD |  | 100 |  |  | 8108001 | no | no |  |  | no
fuse_220382279 |  | AD | node_intto1_220382279 | node_220382279 | GOOD | GOOD | GOOD |  | 65 |  |  | 8108001 | no | no |  |  | no
fuse_220382280 |  | ABCD | node_intto1_8108001_200818996 | node_8108001_200818996 | GOOD | GOOD | GOOD |  | 300 |  |  | 8108001 | no | no |  |  | no
fuse_220382281 |  | AD | node_intto1_8108001_200819100 | node_8108001_200819100 | GOOD | GOOD | GOOD |  | 100 |  |  | 8108001 | no | no |  |  | no
fuse_220382282 |  | AD | node_intto1_8108001_200860992 | node_8108001_200860992 | GOOD | GOOD | GOOD |  | 40 |  |  | 8108001 | no | no |  |  | no
fuse_220382283 |  | AD | node_intto1_8108001_200820420 | node_8108001_200820420 | GOOD | GOOD | GOOD |  | 40 |  |  | 8108001 | no | no |  |  | no
fuse_220382284 |  | AD | node_intto1_8108001_200819057 | node_8108001_200819057 | GOOD | GOOD | GOOD |  | 65 |  |  | 8108001 | no | no |  |  | no
fuse_220382285 |  | AD | node_intto1_8108001_200819023 | node_8108001_200819023 | GOOD | GOOD | GOOD |  | 100 |  |  | 8108001 | no | no |  |  | no
fuse_220382286 |  | AD | node_intto1_8108001_200819020 | node_8108001_200819020 | GOOD | GOOD | GOOD |  | 40 |  |  | 8108001 | no | no |  |  | no
fuse_220382288 |  | AD | node_intto1_8108001_200819219 | node_8108001_200819219 | GOOD | GOOD | GOOD |  | 65 |  |  | 8108001 | no | no |  |  | no
fuse_220382352 |  | AD | node_intto1_8108001_200820289 | node_8108001_200820289 | GOOD | GOOD | GOOD |  | 65 |  |  | 8108001 | no | no |  |  | no
fuse_220382353 |  | AN | node_intto1_8108001_201014870 | node_8108001_201014870 | GOOD | GOOD | GOOD |  | 25 |  |  | 8108001 | no | no |  |  | no
fuse_220382354 |  | AD | node_intto1_8108001_200820303 | node_8108001_200820303 | GOOD | GOOD | GOOD |  | 20 |  |  | 8108001 | no | no |  |  | no
fuse_220382360 |  | AD | node_intto1_8108001_200820115 | node_8108001_200820115 | GOOD | GOOD | GOOD |  | 65 |  |  | 8108001 | no | no |  |  | no
fuse_220382362 |  | AD | node_intto1_8108001_200819677 | node_8108001_200819677 | GOOD | GOOD | GOOD |  | 65 |  |  | 8108001 | no | no |  |  | no
fuse_220382369 |  | AD | node_intto1_8108001_200820146 | node_8108001_200820146 | GOOD | GOOD | GOOD |  | 40 |  |  | 8108001 | no | no |  |  | no
fuse_220382370 |  | AD | node_intto1_220382370 | node_220382370 | GOOD | GOOD | GOOD |  | 80 |  |  | 8108001 | no | no |  |  | no
fuse_220382372 |  | AD | node_intto1_8108001_200819674 | node_8108001_200819674 | GOOD | GOOD | GOOD |  | 65 |  |  | 8108001 | no | no |  |  | no
fuse_220382373 |  | ABCD | node_intto1_8108001_200819663 | node_8108001_200819663 | GOOD | GOOD | GOOD |  | 140 |  |  | 8108001 | no | no |  |  | no
fuse_220382381 |  | AD | node_intto1_8108001_200820111 | node_8108001_200820111 | GOOD | GOOD | GOOD |  | 40 |  |  | 8108001 | no | no |  |  | no
fuse_220382385 |  | AN | node_intto1_220382385 | node_220382385 | GOOD | GOOD | GOOD |  | 30 |  |  | 8108001 | no | no |  |  | no
fuse_220382387 |  | AN | node_intto1_220382387 | node_220382387 | GOOD | GOOD | GOOD |  | 8 |  |  | 8108001 | no | no |  |  | no
fuse_220382391 |  | AD | node_intto1_8108001_200819903 | node_8108001_200819903 | GOOD | GOOD | GOOD |  | 65 |  |  | 8108001 | no | no |  |  | no
fuse_220382398 |  | AD | node_intto1_8108001_200819987 | node_8108001_200819987 | GOOD | GOOD | GOOD |  | 25 |  |  | 8108001 | no | no |  |  | no
fuse_220510776 |  | AD | node_intto1_8108001_200962126 | node_8108001_200962126 | GOOD | GOOD | GOOD |  | 100 |  |  | 8108001 | no | no |  |  | no
fuse_220575531 |  | AN | node_intto1_8108001_201010010 | node_8108001_201010010 | GOOD | GOOD | GOOD |  | 12 |  |  | 8108001 | no | no |  |  | no
fuse_220580076 |  | AN | node_intto1_8108001_200820251 | node_8108001_200820251 | GOOD | GOOD | GOOD |  | 200 |  |  | 8108001 | no | no |  |  | no
fuse_220580077 |  | AN | node_intto1_8108001_200818932 | node_8108001_200818932 | GOOD | GOOD | GOOD |  | 40 |  |  | 8108001 | no | no |  |  | no
fuse_220583733 |  | AD | node_intto1_8108001_200819648 | node_8108001_200819648 | GOOD | GOOD | GOOD |  | 65 |  |  | 8108001 | no | no |  |  | no
fuse_220583800 |  | AN | node_intto1_8108001_200818949 | node_8108001_200818949 | GOOD | GOOD | GOOD |  | 40 |  |  | 8108001 | no | no |  |  | no
fuse_220583868 |  | ABCD | node_intto1_8108001_200818971 | node_8108001_200818971 | GOOD | GOOD | GOOD |  | 140 |  |  | 8108001 | no | no |  |  | no
fuse_220583882 |  | AD | node_intto1_8108001_200819106 | node_8108001_200819106 | GOOD | GOOD | GOOD |  | 50 |  |  | 8108001 | no | no |  |  | no
fuse_220583884 |  | AD | node_intto1_8108001_200819123 | node_8108001_200819123 | GOOD | GOOD | GOOD |  | 50 |  |  | 8108001 | no | no |  |  | no
fuse_220583888 |  | AD | node_intto1_8108001_200820344 | node_8108001_200820344 | GOOD | GOOD | GOOD |  | 40 |  |  | 8108001 | no | no |  |  | no
fuse_220583889 |  | AD | node_intto1_8108001_200820356 | node_8108001_200820356 | GOOD | GOOD | GOOD |  | 25 |  |  | 8108001 | no | no |  |  | no
fuse_220583891 |  | AN | node_intto1_8108001_200861013 | node_8108001_200861013 | GOOD | GOOD | GOOD |  | 25 |  |  | 8108001 | no | no |  |  | no
fuse_220583892 |  | AD | node_intto1_8108001_200819906 | node_8108001_200819906 | GOOD | GOOD | GOOD |  | 40 |  |  | 8108001 | no | no |  |  | no
fuse_220583894 |  | AD | node_intto1_8108001_200819911 | node_8108001_200819911 | GOOD | GOOD | GOOD |  | 40 |  |  | 8108001 | no | no |  |  | no
fuse_220583895 |  | AD | node_intto1_8108001_200820365 | node_8108001_200820365 | GOOD | GOOD | GOOD |  | 40 |  |  | 8108001 | no | no |  |  | no
fuse_220583896 |  | AD | node_intto1_8108001_200819921 | node_8108001_200819921 | GOOD | GOOD | GOOD |  | 40 |  |  | 8108001 | no | no |  |  | no
fuse_220583898 |  | AD | node_intto1_8108001_200820447 | node_8108001_200820447 | GOOD | GOOD | GOOD |  | 40 |  |  | 8108001 | no | no |  |  | no
fuse_220587556 |  | AN | node_intto1_8108001_201013179 | node_8108001_201013179 | GOOD | GOOD | GOOD |  | 30 |  |  | 8108001 | no | no |  |  | no
fuse_220587557 |  | AN | node_intto1_8108001_200864653 | node_8108001_200864653 | GOOD | GOOD | GOOD |  | 40 |  |  | 8108001 | no | no |  |  | no
fuse_220587558 |  | AD | node_intto1_8108001_200819262 | node_8108001_200819262 | GOOD | GOOD | GOOD |  | 40 |  |  | 8108001 | no | no |  |  | no
fuse_220587559 |  | AD | node_intto1_8108001_200819255 | node_8108001_200819255 | GOOD | GOOD | GOOD |  | 40 |  |  | 8108001 | no | no |  |  | no
fuse_220587560 |  | AD | node_intto1_8108001_200819167 | node_8108001_200819167 | GOOD | GOOD | GOOD |  | 40 |  |  | 8108001 | no | no |  |  | no
fuse_220587561 |  | AN | node_intto1_8108001_201013334 | node_8108001_201013334 | GOOD | GOOD | GOOD |  | 65 |  |  | 8108001 | no | no |  |  | no
fuse_220587562 |  | AD | node_intto1_8108001_200820048 | node_8108001_200820048 | GOOD | GOOD | GOOD |  | 25 |  |  | 8108001 | no | no |  |  | no
fuse_220587563 |  | AD | node_intto1_8108001_200819240 | node_8108001_200819240 | GOOD | GOOD | GOOD |  | 40 |  |  | 8108001 | no | no |  |  | no
fuse_220587564 |  | AD | node_intto1_8108001_200819231 | node_8108001_200819231 | GOOD | GOOD | GOOD |  | 40 |  |  | 8108001 | no | no |  |  | no
fuse_220587565 |  | AD | node_intto1_8108001_200820098 | node_8108001_200820098 | GOOD | GOOD | GOOD |  | 40 |  |  | 8108001 | no | no |  |  | no
fuse_220587566 |  | AN | node_intto1_8108001_200861004 | node_8108001_200861004 | GOOD | GOOD | GOOD |  | 25 |  |  | 8108001 | no | no |  |  | no
fuse_220587567 |  | AD | node_intto1_8108001_200861011 | node_8108001_200861011 | GOOD | GOOD | GOOD |  | 25 |  |  | 8108001 | no | no |  |  | no
fuse_220588338 |  | AD | node_intto1_8108001_201018413 | node_8108001_201018413 | GOOD | GOOD | GOOD |  | 40 |  |  | 8108001 | no | no |  |  | no
fuse_220597820 |  | AD | node_intto1_8108001_200819672 | node_8108001_200819672 | GOOD | GOOD | GOOD |  | 300 |  |  | 8108001 | no | no |  |  | no
fuse_220597845 |  | AD | node_intto1_220597845 | node_220597845 | GOOD | GOOD | GOOD |  | 300 |  |  | 8108001 | no | no |  |  | no
fuse_311882108 |  | AD | node_intto1_311882108 | node_311882108 | GOOD | GOOD | GOOD |  | 50 |  |  | 8108001 | no | no |  |  | no
fuse_311898446 |  | AN | node_intto1_8108001_200818931 | node_8108001_200818931 | GOOD | GOOD | GOOD |  | 40 |  |  | 8108001 | no | no |  |  | no
fuse_311907691 |  | ABCN | node_intto1_311907691 | node_311907691 | GOOD | GOOD | GOOD |  | 100 |  |  | 8108001 | no | no |  |  | no

## line_configuration
data_type | static
owner_type | feeder
owner | 8108001
object | line_configuration
name | groupid | conductor_A | conductor_B | conductor_C | conductor_N | spacing | z11 | z12 | z13 | z21 | z22 | z23 | z31 | z32 | z33 | c11 | c12 | c13 | c21 | c22 | c23 | c31 | c32 | c33 | dcircuit | selected | comments
bal_1P_1/0AA |  | oh_cond_1/0_AAAC | oh_cond_1/0_AAAC | oh_cond_1/0_AAAC |  |  | 0.972+1.499j | 0.095+0.781j | 0.095+0.781j | 0.095+0.781j | 0.972+1.499j | 0.095+0.781j | 0.095+0.781j | 0.095+0.781j | 0.972+1.499j | 12.796 | -3.172 | -3.172 | -3.172 | 12.796 | -3.172 | -3.172 | -3.172 | 12.796 |  | no
bal_1P_1/0AA_1/0AA(N) |  | oh_cond_1/0_AAAC | oh_cond_1/0_AAAC | oh_cond_1/0_AAAC | oh_cond_1/0_AAAC |  | 1.078+1.186j | 0.201+0.467j | 0.201+0.467j | 0.201+0.467j | 1.078+1.186j | 0.201+0.467j | 0.201+0.467j | 0.201+0.467j | 1.078+1.186j | 13.243 | -2.726 | -2.726 | -2.726 | 13.243 | -2.726 | -2.726 | -2.726 | 13.243 |  | no
bal_1P_1/0AC |  | oh_cond_1/0_ACSR | oh_cond_1/0_ACSR | oh_cond_1/0_ACSR |  |  | 0.983+1.218j | 0.095+0.781j | 0.095+0.781j | 0.095+0.781j | 0.983+1.218j | 0.095+0.781j | 0.095+0.781j | 0.095+0.781j | 0.983+1.218j | 12.796 | -3.172 | -3.172 | -3.172 | 12.796 | -3.172 | -3.172 | -3.172 | 12.796 |  | no
bal_1P_1/0AC_1/0AC(N) |  | oh_cond_1/0_ACSR | oh_cond_1/0_ACSR | oh_cond_1/0_ACSR | oh_cond_1/0_ACSR |  | 1.091+1.185j | 0.203+0.469j | 0.203+0.469j | 0.203+0.469j | 1.091+1.185j | 0.203+0.469j | 0.203+0.469j | 0.203+0.469j | 1.091+1.185j | 13.243 | -2.726 | -2.726 | -2.726 | 13.243 | -2.726 | -2.726 | -2.726 | 13.243 |  | no
bal_1P_1/0AL |  | oh_cond_1/0_AL | oh_cond_1/0_AL | oh_cond_1/0_AL |  |  | 0.98+1.509j | 0.095+0.781j | 0.095+0.781j | 0.095+0.781j | 0.98+1.509j | 0.095+0.781j | 0.095+0.781j | 0.095+0.781j | 0.98+1.509j | 12.637 | -3.111 | -3.111 | -3.111 | 12.637 | -3.111 | -3.111 | -3.111 | 12.637 |  | no
bal_1P_2AC |  | oh_cond_2_ACSR | oh_cond_2_ACSR | oh_cond_2_ACSR |  |  | 1.505+1.527j | 0.095+0.781j | 0.095+0.781j | 0.095+0.781j | 1.505+1.527j | 0.095+0.781j | 0.095+0.781j | 0.095+0.781j | 1.505+1.527j | 12.393 | -3.017 | -3.017 | -3.017 | 12.393 | -3.017 | -3.017 | -3.017 | 12.393 |  | no
bal_1P_2AC_2AC(N) |  | oh_cond_2_ACSR | oh_cond_2_ACSR | oh_cond_2_ACSR | oh_cond_2_ACSR |  | 1.645+1.289j | 0.235+0.543j | 0.235+0.543j | 0.235+0.543j | 1.645+1.289j | 0.235+0.543j | 0.235+0.543j | 0.235+0.543j | 1.645+1.289j | 12.813 | -2.597 | -2.597 | -2.597 | 12.813 | -2.597 | -2.597 | -2.597 | 12.813 |  | no
bal_1P_4/0AA |  | oh_cond_4/0_AAAC | oh_cond_4/0_AAAC | oh_cond_4/0_AAAC |  |  | 0.534+1.457j | 0.095+0.781j | 0.095+0.781j | 0.095+0.781j | 0.534+1.457j | 0.095+0.781j | 0.095+0.781j | 0.095+0.781j | 0.534+1.457j | 13.554 | -3.469 | -3.469 | -3.469 | 13.554 | -3.469 | -3.469 | -3.469 | 13.554 |  | no
bal_1P_4ACW |  | oh_cond_4A_CWD | oh_cond_4A_CWD | oh_cond_4A_CWD |  |  | 1.49+1.583j | 0.095+0.781j | 0.095+0.781j | 0.095+0.781j | 1.49+1.583j | 0.095+0.781j | 0.095+0.781j | 0.095+0.781j | 1.49+1.583j | 12.178 | -2.935 | -2.935 | -2.935 | 12.178 | -2.935 | -2.935 | -2.935 | 12.178 |  | no
bal_1P_4CU |  | oh_cond_4_CU | oh_cond_4_CU | oh_cond_4_CU |  |  | 1.483+1.565j | 0.095+0.781j | 0.095+0.781j | 0.095+0.781j | 1.483+1.565j | 0.095+0.781j | 0.095+0.781j | 0.095+0.781j | 1.483+1.565j | 11.78 | -2.785 | -2.785 | -2.785 | 11.78 | -2.785 | -2.785 | -2.785 | 11.78 |  | no
bal_1P_8DCW |  | oh_cond_8D_CWD | oh_cond_8D_CWD | oh_cond_8D_CWD |  |  | 3.605+1.647j | 0.095+0.781j | 0.095+0.781j | 0.095+0.781j | 3.605+1.647j | 0.095+0.781j | 0.095+0.781j | 0.095+0.781j | 3.605+1.647j | 11.681 | -2.748 | -2.748 | -2.748 | 11.681 | -2.748 | -2.748 | -2.748 | 11.681 |  | no
bal_1P_DELTACUST |  | oh_cond_2/0_CU | oh_cond_2/0_CU | oh_cond_2/0_CU | oh_cond_3_#7_CWD_30% |  | 0.66+1.378j | 0.22+0.666j | 0.22+0.666j | 0.22+0.666j | 0.66+1.378j | 0.22+0.666j | 0.22+0.666j | 0.22+0.666j | 0.66+1.378j | 13.24 | -2.712 | -2.712 | -2.712 | 13.24 | -2.712 | -2.712 | -2.712 | 13.24 |  | no
bal_1P_WYECUST |  | oh_cond_2/0_CU | oh_cond_2/0_CU | oh_cond_2/0_CU | oh_cond_3_#7_CWD_30% |  | 0.66+1.378j | 0.22+0.666j | 0.22+0.666j | 0.22+0.666j | 0.66+1.378j | 0.22+0.666j | 0.22+0.666j | 0.22+0.666j | 0.66+1.378j | 13.24 | -2.712 | -2.712 | -2.712 | 13.24 | -2.712 | -2.712 | -2.712 | 13.24 |  | no
bal_3P_2AC |  | oh_cond_2_ACSR | oh_cond_2_ACSR | oh_cond_2_ACSR |  |  | 1.505+1.527j | 0.095+0.781j | 0.095+0.781j | 0.095+0.781j | 1.505+1.527j | 0.095+0.781j | 0.095+0.781j | 0.095+0.781j | 1.505+1.527j | 12.393 | -3.017 | -3.017 | -3.017 | 12.393 | -3.017 | -3.017 | -3.017 | 12.393 |  | no
bal_3P_4/0AC |  | oh_cond_4/0_ACSR | oh_cond_4/0_ACSR | oh_cond_4/0_ACSR |  |  | 0.54+1.457j | 0.095+0.781j | 0.095+0.781j | 0.095+0.781j | 0.54+1.457j | 0.095+0.781j | 0.095+0.781j | 0.095+0.781j | 0.54+1.457j | 13.554 | -3.469 | -3.469 | -3.469 | 13.554 | -3.469 | -3.469 | -3.469 | 13.554 |  | no
bal_3P_336AC |  | oh_cond_336_5_ACSR | oh_cond_336_5_ACSR | oh_cond_336_5_ACSR |  |  | 0.373+1.413j | 0.095+0.781j | 0.095+0.781j | 0.095+0.781j | 0.373+1.413j | 0.095+0.781j | 0.095+0.781j | 0.095+0.781j | 0.373+1.413j | 14.023 | -3.655 | -3.655 | -3.655 | 14.023 | -3.655 | -3.655 | -3.655 | 14.023 |  | no
bal_3P_336AC_4/0AA(N) |  | oh_cond_336_5_ACSR | oh_cond_336_5_ACSR | oh_cond_336_5_ACSR | oh_cond_4/0_AAAC |  | 0.412+1.034j | 0.134+0.402j | 0.134+0.402j | 0.134+0.402j | 0.412+1.034j | 0.134+0.402j | 0.134+0.402j | 0.134+0.402j | 0.412+1.034j | 14.538 | -3.14 | -3.14 | -3.14 | 14.538 | -3.14 | -3.14 | -3.14 | 14.538 |  | no
bal_3P_336AC_4/0AC(N) |  | oh_cond_336_5_ACSR | oh_cond_336_5_ACSR | oh_cond_336_5_ACSR | oh_cond_4/0_ACSR |  | 0.414+1.035j | 0.136+0.403j | 0.136+0.403j | 0.136+0.403j | 0.414+1.035j | 0.136+0.403j | 0.136+0.403j | 0.136+0.403j | 0.414+1.035j | 14.538 | -3.14 | -3.14 | -3.14 | 14.538 | -3.14 | -3.14 | -3.14 | 14.538 |  | no
bal_3P_336AL |  | oh_cond_336_5_MCM_AL | oh_cond_336_5_MCM_AL | oh_cond_336_5_MCM_AL |  |  | 0.374+1.431j | 0.095+0.781j | 0.095+0.781j | 0.095+0.781j | 0.374+1.431j | 0.095+0.781j | 0.095+0.781j | 0.095+0.781j | 0.374+1.431j | 13.957 | -3.628 | -3.628 | -3.628 | 13.957 | -3.628 | -3.628 | -3.628 | 13.957 |  | no
bal_3P_336AL_4/0AA(N) |  | oh_cond_336_5_MCM_AL | oh_cond_336_5_MCM_AL | oh_cond_336_5_MCM_AL | oh_cond_4/0_AAAC |  | 0.413+1.053j | 0.134+0.402j | 0.134+0.402j | 0.134+0.402j | 0.413+1.053j | 0.134+0.402j | 0.134+0.402j | 0.134+0.402j | 0.413+1.053j | 14.469 | -3.116 | -3.116 | -3.116 | 14.469 | -3.116 | -3.116 | -3.116 | 14.469 |  | no
bal_3P_477AL_4/0AA(N) |  | oh_cond_477_MCM_AL | oh_cond_477_MCM_AL | oh_cond_477_MCM_AL | oh_cond_4/0_AAAC |  | 0.332+1.031j | 0.134+0.402j | 0.134+0.402j | 0.134+0.402j | 0.332+1.031j | 0.134+0.402j | 0.134+0.402j | 0.134+0.402j | 0.332+1.031j | 14.927 | -3.279 | -3.279 | -3.279 | 14.927 | -3.279 | -3.279 | -3.279 | 14.927 |  | no
bal_3P_477AL_4/0AL(N) |  | oh_cond_477_MCM_AL | oh_cond_477_MCM_AL | oh_cond_477_MCM_AL | oh_cond_4/0_AL |  | 0.332+1.034j | 0.134+0.404j | 0.134+0.404j | 0.134+0.404j | 0.332+1.034j | 0.134+0.404j | 0.134+0.404j | 0.134+0.404j | 0.332+1.034j | 14.921 | -3.285 | -3.285 | -3.285 | 14.921 | -3.285 | -3.285 | -3.285 | 14.921 |  | no
unb_TAPWIRE_OH |  | oh_cond_WP-4/0-CU | oh_cond_WP-4/0-CU | oh_cond_WP-4/0-CU | oh_cond_WP-4/0-CU |  | 0.365+1.097j | 0.093+0.433j | 0.094+0.34j | 0.093+0.433j | 0.368+1.078j | 0.095+0.401j | 0.094+0.34j | 0.095+0.401j | 0.368+1.077j | 14.911 | -4.341 | -1.953 | -4.341 | 15.781 | -3.724 | -1.953 | -3.724 | 14.818 |  | no
und_1P_2ALURD |  | und_cond_1P_2ALURD | und_cond_1P_2ALURD | und_cond_1P_2ALURD |  |  | 2.379+0.823j | 0.0+0.0j | 0.0+0.0j | 0.0+0.0j | 2.379+0.823j | 0.0+0.0j | 0.0+0.0j | 0.0+0.0j | 2.379+0.823j | 401.497 | 0 | 0 | 0 | 401.497 | 0 | 0 | 0 | 401.497 |  | no
und_1P_2ALURD_2AL(N) |  | und_cond_1P_2ALURD_2AL(N) | und_cond_1P_2ALURD_2AL(N) | und_cond_1P_2ALURD_2AL(N) |  |  | 2.379+0.823j | 0.0+0.0j | 0.0+0.0j | 0.0+0.0j | 2.379+0.823j | 0.0+0.0j | 0.0+0.0j | 0.0+0.0j | 2.379+0.823j | 401.497 | 0 | 0 | 0 | 401.497 | 0 | 0 | 0 | 401.497 |  | no
und_1P_DELTACUST |  | und_cond_1P_DELTACUST | und_cond_1P_DELTACUST | und_cond_1P_DELTACUST |  |  | 0.179+0.233j | 0.061-0.024j | 0.061-0.024j | 0.061-0.024j | 0.179+0.233j | 0.061-0.024j | 0.061-0.024j | 0.061-0.024j | 0.179+0.233j | 324.124 | 0 | 0 | 0 | 324.124 | 0 | 0 | 0 | 324.124 |  | no
und_TAPWIRE_UG |  | und_cond_TAPWIRE_UG | und_cond_TAPWIRE_UG | und_cond_TAPWIRE_UG |  |  | 0.001+0.001j | 0.0+0.0j | 0.0+0.0j | 0.0+0.0j | 0.001+0.001j | 0.0+0.0j | 0.0+0.0j | 0.0+0.0j | 0.001+0.001j | 0 | 0 | 0 | 0 | 0 | 0 | 0 | 0 | 0 |  | no

## load
data_type | static
owner_type | feeder
owner | 8108001
object | load
name | groupid | parent | bustype | phases | nominal_voltage | load_class | constant_power_A | constant_power_B | constant_power_C | constant_current_A | constant_current_B | constant_current_C | constant_impedance_A | constant_impedance_B | constant_impedance_C | base_power_A | base_power_B | base_power_C | power_pf_A | power_pf_B | power_pf_C | current_pf_A | current_pf_B | current_pf_C | impedance_pf_A | impedance_pf_B | impedance_pf_C | power_fraction_A | power_fraction_B | power_fraction_C | current_fraction_A | current_fraction_B | current_fraction_C | impedance_fraction_A | impedance_fraction_B | impedance_fraction_C | dcircuit | selected | monitored | monitored_fields | class_monitored_fields | played | played_fields | base_kw_A | base_kw_B | base_kw_C | kw_A | kw_B | kw_C | comments | critical_load | dem_resp_lb | dem_resp_ub | dem_resp_shortage_cost | dem_resp_surplus_cost | num_customers
load_220333792 |  | node_1379911_275_15259312_665 |  | AN | 0 | Residential | 27554.4+11738.125j | 0 | 0 | 0 | 0 | 0 | [24 empty] | 8108001 | no | no |  |  | no |  | 0 | 0 | 0 | 0 | 0 | 0 |  | 1 | 1 | 1 | 0 | 0 | 0
load_220333793 |  | node_1379897_106_15259622_337 |  | AN | 0 | Residential | 36129.6+15391.145j | 0 | 0 | 0 | 0 | 0 | [24 empty] | 8108001 | no | no |  |  | no |  | 0 | 0 | 0 | 0 | 0 | 0 |  | 1 | 1 | 1 | 0 | 0 | 0
load_220333798 |  | node_1391827_101_15269587_634 |  | AN | 0 | Residential | 9475.2+4036.418j | 0 | 0 | 0 | 0 | 0 | [24 empty] | 8108001 | no | no |  |  | no |  | 0 | 0 | 0 | 0 | 0 | 0 |  | 1 | 1 | 1 | 0 | 0 | 0
load_220333799 |  | node_1391814_842_15269261_862 |  | AN | 0 | Residential | 25171.2+10722.886j | 0 | 0 | 0 | 0 | 0 | [24 empty] | 8108001 | no | no |  |  | no |  | 0 | 0 | 0 | 0 | 0 | 0 |  | 1 | 1 | 1 | 0 | 0 | 0
load_220333800 |  | node_1391444_284_15269379_268 |  | AN | 0 | Residential | 31334.4+13348.399j | 0 | 0 | 0 | 0 | 0 | [24 empty] | 8108001 | no | no |  |  | no |  | 0 | 0 | 0 | 0 | 0 | 0 |  | 1 | 1 | 1 | 0 | 0 | 0
load_220333801 |  | node_1391467_675_15269234_674 |  | AN | 0 | Residential | 11973.6+5100.732j | 0 | 0 | 0 | 0 | 0 | [24 empty] | 8108001 | no | no |  |  | no |  | 0 | 0 | 0 | 0 | 0 | 0 |  | 1 | 1 | 1 | 0 | 0 | 0
load_220333806 |  | node_1389372_821_15268039_282 |  | AN | 0 | Residential | 21607.2+9204.629j | 0 | 0 | 0 | 0 | 0 | [24 empty] | 8108001 | no | no |  |  | no |  | 0 | 0 | 0 | 0 | 0 | 0 |  | 1 | 1 | 1 | 0 | 0 | 0
load_220333807 |  | node_1389498_012_15267395_031 |  | AN | 0 | Residential | 44193.6+18826.395j | 0 | 0 | 0 | 0 | 0 | [24 empty] | 8108001 | no | no |  |  | no |  | 0 | 0 | 0 | 0 | 0 | 0 |  | 1 | 1 | 1 | 0 | 0 | 0
load_220333808 |  | node_1389445_925_15267072_875 |  | AN | 0 | Residential | 30319.2+12915.925j | 0 | 0 | 0 | 0 | 0 | [24 empty] | 8108001 | no | no |  |  | no |  | 0 | 0 | 0 | 0 | 0 | 0 |  | 1 | 1 | 1 | 0 | 0 | 0
load_220334029 |  | node_1385775_035_15279290_81 |  | AN | 0 | Residential | 13802.4+5879.798j | 0 | 0 | 0 | 0 | 0 | [24 empty] | 8108001 | no | no |  |  | no |  | 0 | 0 | 0 | 0 | 0 | 0 |  | 1 | 1 | 1 | 0 | 0 | 0
load_220334030 |  | node_1385895_402_15279088_627 |  | AN | 0 | Residential | 3924+1671.617j | 0 | 0 | 0 | 0 | 0 | [24 empty] | 8108001 | no | no |  |  | no |  | 0 | 0 | 0 | 0 | 0 | 0 |  | 1 | 1 | 1 | 0 | 0 | 0
load_220334033 |  | node_1385984_519_15277855_327 |  | AN | 0 | Residential | 40111.2+17087.3j | 0 | 0 | 0 | 0 | 0 | [24 empty] | 8108001 | no | no |  |  | no |  | 0 | 0 | 0 | 0 | 0 | 0 |  | 1 | 1 | 1 | 0 | 0 | 0
load_220334035 |  | node_1386297_84_15276749_035 |  | AN | 0 | Other | 0 | 0 | 0 | 0 | 0 | 0 | [24 empty] | 8108001 | no | no |  |  | no |  | 0 | 0 | 0 | 0 | 0 | 0 |  | 1 | 1 | 1 | 0 | 0 | 0
load_220334036 |  | node_1386825_304_15276277_264 |  | AN | 0 | Residential | 11404.8+4858.424j | 0 | 0 | 0 | 0 | 0 | [24 empty] | 8108001 | no | no |  |  | no |  | 0 | 0 | 0 | 0 | 0 | 0 |  | 1 | 1 | 1 | 0 | 0 | 0
load_220334039 |  | node_1387830_131_15275972_414 |  | AN | 0 | Residential | 5572.8+2374.003j | 0 | 0 | 0 | 0 | 0 | [24 empty] | 8108001 | no | no |  |  | no |  | 0 | 0 | 0 | 0 | 0 | 0 |  | 1 | 1 | 1 | 0 | 0 | 0
load_220334040 |  | node_1388034_354_15274712_343 |  | AN | 0 | Residential | 6840+2913.828j | 0 | 0 | 0 | 0 | 0 | [24 empty] | 8108001 | no | no |  |  | no |  | 0 | 0 | 0 | 0 | 0 | 0 |  | 1 | 1 | 1 | 0 | 0 | 0
load_220334041 |  | node_1388413_783_15274055_361 |  | AN | 0 | Residential | 20685.6+8812.029j | 0 | 0 | 0 | 0 | 0 | [24 empty] | 8108001 | no | no |  |  | no |  | 0 | 0 | 0 | 0 | 0 | 0 |  | 1 | 1 | 1 | 0 | 0 | 0
load_220334042 |  | node_1388423_177_15273698_667 |  | AN | 0 | Residential | 5580+2377.07j | 0 | 0 | 0 | 0 | 0 | [24 empty] | 8108001 | no | no |  |  | no |  | 0 | 0 | 0 | 0 | 0 | 0 |  | 1 | 1 | 1 | 0 | 0 | 0
load_220334043 |  | node_1388490_119_15273327_862 |  | AN | 0 | Residential | 29829.6+12707.356j | 0 | 0 | 0 | 0 | 0 | [24 empty] | 8108001 | no | no |  |  | no |  | 0 | 0 | 0 | 0 | 0 | 0 |  | 1 | 1 | 1 | 0 | 0 | 0
load_220334045 |  | node_1388618_955_15272929_916 |  | AN | 0 | Residential | 27122.4+11554.094j | 0 | 0 | 0 | 0 | 0 | [24 empty] | 8108001 | no | no |  |  | no |  | 0 | 0 | 0 | 0 | 0 | 0 |  | 1 | 1 | 1 | 0 | 0 | 0
load_220334046 |  | node_1388602_687_15272619_603 |  | AN | 0 | Residential | 12088.8+5149.807j | 0 | 0 | 0 | 0 | 0 | [24 empty] | 8108001 | no | no |  |  | no |  | 0 | 0 | 0 | 0 | 0 | 0 |  | 1 | 1 | 1 | 0 | 0 | 0
load_220334047 |  | node_1388692_761_15272439_556 |  | AN | 0 | Residential | 2311.2+984.567j | 0 | 0 | 0 | 0 | 0 | [24 empty] | 8108001 | no | no |  |  | no |  | 0 | 0 | 0 | 0 | 0 | 0 |  | 1 | 1 | 1 | 0 | 0 | 0
load_220334048 |  | node_1388555_688_15272090_718 |  | AN | 0 | Residential | 4046.4+1723.759j | 0 | 0 | 0 | 0 | 0 | [24 empty] | 8108001 | no | no |  |  | no |  | 0 | 0 | 0 | 0 | 0 | 0 |  | 1 | 1 | 1 | 0 | 0 | 0
load_220334049 |  | node_1388549_565_15271748_807 |  | AN | 0 | Residential | 10605.6+4517.967j | 0 | 0 | 0 | 0 | 0 | [24 empty] | 8108001 | no | no |  |  | no |  | 0 | 0 | 0 | 0 | 0 | 0 |  | 1 | 1 | 1 | 0 | 0 | 0
load_220334050 |  | node_1388576_839_15271482_503 |  | AN | 0 | Residential | 27043.2+11520.355j | 0 | 0 | 0 | 0 | 0 | [24 empty] | 8108001 | no | no |  |  | no |  | 0 | 0 | 0 | 0 | 0 | 0 |  | 1 | 1 | 1 | 0 | 0 | 0
load_220334051 |  | node_1388944_958_15270844_67 |  | AN | 0 | Residential | 19382.4+8256.868j | 0 | 0 | 0 | 0 | 0 | [24 empty] | 8108001 | no | no |  |  | no |  | 0 | 0 | 0 | 0 | 0 | 0 |  | 1 | 1 | 1 | 0 | 0 | 0
load_220334052 |  | node_1388571_837_15270798_602 |  | AN | 0 | Residential | 32428.8+13814.611j | 0 | 0 | 0 | 0 | 0 | [24 empty] | 8108001 | no | no |  |  | no |  | 0 | 0 | 0 | 0 | 0 | 0 |  | 1 | 1 | 1 | 0 | 0 | 0
load_220334053 |  | node_1389067_999_15270571_93 |  | AN | 0 | Residential | 25639.2+10922.253j | 0 | 0 | 0 | 0 | 0 | [24 empty] | 8108001 | no | no |  |  | no |  | 0 | 0 | 0 | 0 | 0 | 0 |  | 1 | 1 | 1 | 0 | 0 | 0
load_220334054 |  | node_1389349_873_15270221_577 |  | AN | 0 | Residential | 37742.4+16078.195j | 0 | 0 | 0 | 0 | 0 | [24 empty] | 8108001 | no | no |  |  | no |  | 0 | 0 | 0 | 0 | 0 | 0 |  | 1 | 1 | 1 | 0 | 0 | 0
load_220334055 |  | node_1389519_585_15269976_967 |  | AN | 0 | Residential | 12412.8+5287.831j | 0 | 0 | 0 | 0 | 0 | [24 empty] | 8108001 | no | no |  |  | no |  | 0 | 0 | 0 | 0 | 0 | 0 |  | 1 | 1 | 1 | 0 | 0 | 0
load_220334059 |  | node_1389750_777_15269606_282 |  | AN | 0 | Residential | 58456.8+24902.493j | 0 | 0 | 0 | 0 | 0 | [24 empty] | 8108001 | no | no |  |  | no |  | 0 | 0 | 0 | 0 | 0 | 0 |  | 1 | 1 | 1 | 0 | 0 | 0
load_220334060 |  | node_1390007_054_15269029_215 |  | AN | 0 | Residential | 13500+5750.976j | 0 | 0 | 0 | 0 | 0 | [24 empty] | 8108001 | no | no |  |  | no |  | 0 | 0 | 0 | 0 | 0 | 0 |  | 1 | 1 | 1 | 0 | 0 | 0
load_220334061 |  | node_1390090_904_15268815_167 |  | AN | 0 | Residential | 10864.8+4628.385j | 0 | 0 | 0 | 0 | 0 | [24 empty] | 8108001 | no | no |  |  | no |  | 0 | 0 | 0 | 0 | 0 | 0 |  | 1 | 1 | 1 | 0 | 0 | 0
load_220334062 |  | node_1390212_556_15268504_054 |  | AN | 0 | Residential | 51818.4+22074.546j | 0 | 0 | 0 | 0 | 0 | [24 empty] | 8108001 | no | no |  |  | no |  | 0 | 0 | 0 | 0 | 0 | 0 |  | 1 | 1 | 1 | 0 | 0 | 0
load_220334063 |  | node_1390401_81_15268130_435 |  | AN | 0 | Residential | 2311.2+984.567j | 0 | 0 | 0 | 0 | 0 | [24 empty] | 8108001 | no | no |  |  | no |  | 0 | 0 | 0 | 0 | 0 | 0 |  | 1 | 1 | 1 | 0 | 0 | 0
load_220334064 |  | node_1390505_519_15267917_157 |  | AN | 0 | Residential | 24242.4+10327.219j | 0 | 0 | 0 | 0 | 0 | [24 empty] | 8108001 | no | no |  |  | no |  | 0 | 0 | 0 | 0 | 0 | 0 |  | 1 | 1 | 1 | 0 | 0 | 0
load_220334065 |  | node_1390606_9_15267686_632 |  | AN | 0 | Residential | 5148+2193.039j | 0 | 0 | 0 | 0 | 0 | [24 empty] | 8108001 | no | no |  |  | no |  | 0 | 0 | 0 | 0 | 0 | 0 |  | 1 | 1 | 1 | 0 | 0 | 0
load_220334066 |  | node_1390849_842_15267397_559 |  | AN | 0 | Residential | 20044.8+8539.049j | 0 | 0 | 0 | 0 | 0 | [24 empty] | 8108001 | no | no |  |  | no |  | 0 | 0 | 0 | 0 | 0 | 0 |  | 1 | 1 | 1 | 0 | 0 | 0
load_220334067 |  | node_1391123_395_15267136_707 |  | AN | 0 | Residential | 14140.8+6023.956j | 0 | 0 | 0 | 0 | 0 | [24 empty] | 8108001 | no | no |  |  | no |  | 0 | 0 | 0 | 0 | 0 | 0 |  | 1 | 1 | 1 | 0 | 0 | 0
load_220334068 |  | node_1391628_319_15267000_713 |  | AN | 0 | Residential | 3499.2+1490.653j | 0 | 0 | 0 | 0 | 0 | [24 empty] | 8108001 | no | no |  |  | no |  | 0 | 0 | 0 | 0 | 0 | 0 |  | 1 | 1 | 1 | 0 | 0 | 0
load_220334069 |  | node_1391296_898_15266801_66 |  | AN | 0 | Residential | 194.4+82.814j | 0 | 0 | 0 | 0 | 0 | [24 empty] | 8108001 | no | no |  |  | no |  | 0 | 0 | 0 | 0 | 0 | 0 |  | 1 | 1 | 1 | 0 | 0 | 0
load_220334072 |  | node_1391297_271_15265618_551 |  | AN | 0 | Residential | 9748.8+4152.971j | 0 | 0 | 0 | 0 | 0 | [24 empty] | 8108001 | no | no |  |  | no |  | 0 | 0 | 0 | 0 | 0 | 0 |  | 1 | 1 | 1 | 0 | 0 | 0
load_220334073 |  | node_1391421_217_15265247_303 |  | AN | 0 | NonResidential | 3211.2+1367.965j | 0 | 0 | 0 | 0 | 0 | [24 empty] | 8108001 | no | no |  |  | no |  | 0 | 0 | 0 | 0 | 0 | 0 |  | 1 | 1 | 1 | 0 | 0 | 0
load_220334074 |  | node_1391574_254_15265011_573 |  | AN | 0 | Residential | 7977.6+3398.443j | 0 | 0 | 0 | 0 | 0 | [24 empty] | 8108001 | no | no |  |  | no |  | 0 | 0 | 0 | 0 | 0 | 0 |  | 1 | 1 | 1 | 0 | 0 | 0
load_220334075 |  | node_1391804_239_15264849_801 |  | AN | 0 | NonResidential | 20000+8519.964j | 0 | 0 | 0 | 0 | 0 | [24 empty] | 8108001 | no | no |  |  | no |  | 0 | 0 | 0 | 0 | 0 | 0 |  | 1 | 1 | 1 | 0 | 0 | 0
load_220334077 |  | node_1392079_323_15264934_71 |  | AN | 0 | Residential | 20714.4+8824.297j | 0 | 0 | 0 | 0 | 0 | [24 empty] | 8108001 | no | no |  |  | no |  | 0 | 0 | 0 | 0 | 0 | 0 |  | 1 | 1 | 1 | 0 | 0 | 0
load_220334078 |  | node_1391791_551_15264442_343 |  | AN | 0 | Residential | 28267.2+12041.777j | 0 | 0 | 0 | 0 | 0 | [24 empty] | 8108001 | no | no |  |  | no |  | 0 | 0 | 0 | 0 | 0 | 0 |  | 1 | 1 | 1 | 0 | 0 | 0
load_220334079 |  | node_1391766_081_15264261_148 |  | AN | 0 | Residential | 1836+782.133j | 0 | 0 | 0 | 0 | 0 | [24 empty] | 8108001 | no | no |  |  | no |  | 0 | 0 | 0 | 0 | 0 | 0 |  | 1 | 1 | 1 | 0 | 0 | 0
load_220334080 |  | node_1391820_923_15264011_352 |  | AN | 0 | NonResidential | 5000+2129.991j | 0 | 0 | 0 | 0 | 0 | [24 empty] | 8108001 | no | no |  |  | no |  | 0 | 0 | 0 | 0 | 0 | 0 |  | 1 | 1 | 1 | 0 | 0 | 0
load_220334083 |  | node_1391577_762_15263243_615 |  | AN | 0 | Residential | 12009.6+5116.068j | 0 | 0 | 0 | 0 | 0 | [24 empty] | 8108001 | no | no |  |  | no |  | 0 | 0 | 0 | 0 | 0 | 0 |  | 1 | 1 | 1 | 0 | 0 | 0
load_220334084 |  | node_1391174_874_15263206_611 |  | AN | 0 | Residential | 43956+18725.178j | 0 | 0 | 0 | 0 | 0 | [24 empty] | 8108001 | no | no |  |  | no |  | 0 | 0 | 0 | 0 | 0 | 0 |  | 1 | 1 | 1 | 0 | 0 | 0
load_220334085 |  | node_1391297_974_15262944_009 |  | AN | 0 | Residential | 20426.4+8701.61j | 0 | 0 | 0 | 0 | 0 | [24 empty] | 8108001 | no | no |  |  | no |  | 0 | 0 | 0 | 0 | 0 | 0 |  | 1 | 1 | 1 | 0 | 0 | 0
load_220334086 |  | node_1391390_183_15262740_593 |  | AN | 0 | Residential | 10044+4278.726j | 0 | 0 | 0 | 0 | 0 | [24 empty] | 8108001 | no | no |  |  | no |  | 0 | 0 | 0 | 0 | 0 | 0 |  | 1 | 1 | 1 | 0 | 0 | 0
load_220334087 |  | node_1391367_445_15262431_264 |  | AN | 0 | Residential | 7034.4+2996.642j | 0 | 0 | 0 | 0 | 0 | [24 empty] | 8108001 | no | no |  |  | no |  | 0 | 0 | 0 | 0 | 0 | 0 |  | 1 | 1 | 1 | 0 | 0 | 0
load_220334088 |  | node_1391172_485_15262310_039 |  | AN | 0 | NonResidential | 23000+9797.959j | 0 | 0 | 0 | 0 | 0 | [24 empty] | 8108001 | no | no |  |  | no |  | 0 | 0 | 0 | 0 | 0 | 0 |  | 1 | 1 | 1 | 0 | 0 | 0
load_220334089 |  | node_1389889_787_15260801_431 |  | AN | 0 | NonResidential | 13161.6+5606.818j | 0 | 0 | 0 | 0 | 0 | [24 empty] | 8108001 | no | no |  |  | no |  | 0 | 0 | 0 | 0 | 0 | 0 |  | 1 | 1 | 1 | 0 | 0 | 0
load_220334090 |  | node_1389634_006_15260278_994 |  | AN | 0 | Residential | 7934.4+3380.04j | 0 | 0 | 0 | 0 | 0 | [24 empty] | 8108001 | no | no |  |  | no |  | 0 | 0 | 0 | 0 | 0 | 0 |  | 1 | 1 | 1 | 0 | 0 | 0
load_220334091 |  | node_1389178_013_15260155_363 |  | AN | 0 | Residential | 0 | 0 | 0 | 0 | 0 | 0 | [24 empty] | 8108001 | no | no |  |  | no |  | 0 | 0 | 0 | 0 | 0 | 0 |  | 1 | 1 | 1 | 0 | 0 | 0
load_220334092 |  | node_1388825_115_15259935_731 |  | AN | 0 | Residential | 6832.8+2910.761j | 0 | 0 | 0 | 0 | 0 | [24 empty] | 8108001 | no | no |  |  | no |  | 0 | 0 | 0 | 0 | 0 | 0 |  | 1 | 1 | 1 | 0 | 0 | 0
load_220334093 |  | node_1388457_213_15259727_284 |  | AN | 0 | Residential | 48031.2+20461.206j | 0 | 0 | 0 | 0 | 0 | [24 empty] | 8108001 | no | no |  |  | no |  | 0 | 0 | 0 | 0 | 0 | 0 |  | 1 | 1 | 1 | 0 | 0 | 0
load_220334094 |  | node_1387986_47_15259383_105 |  | AN | 0 | Residential | 8683.2+3699.028j | 0 | 0 | 0 | 0 | 0 | [24 empty] | 8108001 | no | no |  |  | no |  | 0 | 0 | 0 | 0 | 0 | 0 |  | 1 | 1 | 1 | 0 | 0 | 0
load_220334095 |  | node_1387822_925_15259258_626 |  | AN | 0 | NonResidential | 13000+5537.977j | 0 | 0 | 0 | 0 | 0 | [24 empty] | 8108001 | no | no |  |  | no |  | 0 | 0 | 0 | 0 | 0 | 0 |  | 1 | 1 | 1 | 0 | 0 | 0
load_220334096 |  | node_1387276_867_15258755_787 |  | AN | 0 | NonResidential | 1195.2+509.153j | 0 | 0 | 0 | 0 | 0 | [24 empty] | 8108001 | no | no |  |  | no |  | 0 | 0 | 0 | 0 | 0 | 0 |  | 1 | 1 | 1 | 0 | 0 | 0
load_220334097 |  | node_1385429_328_15258243_357 |  | AN | 0 | Residential | 13716+5842.992j | 0 | 0 | 0 | 0 | 0 | [24 empty] | 8108001 | no | no |  |  | no |  | 0 | 0 | 0 | 0 | 0 | 0 |  | 1 | 1 | 1 | 0 | 0 | 0
load_220334098 |  | node_1385064_887_15258050_211 |  | AN | 0 | Residential | 10389.6+4425.951j | 0 | 0 | 0 | 0 | 0 | [24 empty] | 8108001 | no | no |  |  | no |  | 0 | 0 | 0 | 0 | 0 | 0 |  | 1 | 1 | 1 | 0 | 0 | 0
load_220334099 |  | node_1384095_525_15257758_187 |  | AN | 0 | Residential | 17805.6+7585.154j | 0 | 0 | 0 | 0 | 0 | [24 empty] | 8108001 | no | no |  |  | no |  | 0 | 0 | 0 | 0 | 0 | 0 |  | 1 | 1 | 1 | 0 | 0 | 0
load_220334100 |  | node_1383873_28_15257542_391 |  | AN | 0 | Residential | 11613.6+4947.373j | 0 | 0 | 0 | 0 | 0 | [24 empty] | 8108001 | no | no |  |  | no |  | 0 | 0 | 0 | 0 | 0 | 0 |  | 1 | 1 | 1 | 0 | 0 | 0
load_220334101 |  | node_1383435_681_15257559_797 |  | AN | 0 | Residential | 6480+2760.468j | 0 | 0 | 0 | 0 | 0 | [24 empty] | 8108001 | no | no |  |  | no |  | 0 | 0 | 0 | 0 | 0 | 0 |  | 1 | 1 | 1 | 0 | 0 | 0
load_220334103 |  | node_1382776_346_15257609_331 |  | AN | 0 | Residential | 21844.8+9305.846j | 0 | 0 | 0 | 0 | 0 | [24 empty] | 8108001 | no | no |  |  | no |  | 0 | 0 | 0 | 0 | 0 | 0 |  | 1 | 1 | 1 | 0 | 0 | 0
load_220334104 |  | node_1382500_476_15257250_749 |  | AN | 0 | Residential | 20988+8940.851j | 0 | 0 | 0 | 0 | 0 | [24 empty] | 8108001 | no | no |  |  | no |  | 0 | 0 | 0 | 0 | 0 | 0 |  | 1 | 1 | 1 | 0 | 0 | 0
load_220334105 |  | node_1381962_006_15256982_789 |  | AN | 0 | Residential | 18561.6+7907.208j | 0 | 0 | 0 | 0 | 0 | [24 empty] | 8108001 | no | no |  |  | no |  | 0 | 0 | 0 | 0 | 0 | 0 |  | 1 | 1 | 1 | 0 | 0 | 0
load_220334106 |  | node_1381339_23_15256477_452 |  | AN | 0 | Residential | 12823.2+5462.66j | 0 | 0 | 0 | 0 | 0 | [24 empty] | 8108001 | no | no |  |  | no |  | 0 | 0 | 0 | 0 | 0 | 0 |  | 1 | 1 | 1 | 0 | 0 | 0
load_220334107 |  | node_1381161_094_15256410_915 |  | AN | 0 | Residential | 37656+16041.389j | 0 | 0 | 0 | 0 | 0 | [24 empty] | 8108001 | no | no |  |  | no |  | 0 | 0 | 0 | 0 | 0 | 0 |  | 1 | 1 | 1 | 0 | 0 | 0
load_220334108 |  | node_1380738_8_15256565_616 |  | AN | 0 | Residential | 8078.4+3441.384j | 0 | 0 | 0 | 0 | 0 | [24 empty] | 8108001 | no | no |  |  | no |  | 0 | 0 | 0 | 0 | 0 | 0 |  | 1 | 1 | 1 | 0 | 0 | 0
load_220334109 |  | node_1380231_974_15256389_314 |  | AN | 0 | Residential | 11304+4815.484j | 0 | 0 | 0 | 0 | 0 | [24 empty] | 8108001 | no | no |  |  | no |  | 0 | 0 | 0 | 0 | 0 | 0 |  | 1 | 1 | 1 | 0 | 0 | 0
load_220334110 |  | node_1380051_819_15256339_281 |  | AN | 0 | Residential | 18453.6+7861.201j | 0 | 0 | 0 | 0 | 0 | [24 empty] | 8108001 | no | no |  |  | no |  | 0 | 0 | 0 | 0 | 0 | 0 |  | 1 | 1 | 1 | 0 | 0 | 0
load_220334112 |  | node_1391840_146_15263247_848 |  | AN | 0 | Residential | 9784.8+4168.307j | 0 | 0 | 0 | 0 | 0 | [24 empty] | 8108001 | no | no |  |  | no |  | 0 | 0 | 0 | 0 | 0 | 0 |  | 1 | 1 | 1 | 0 | 0 | 0
load_220334113 |  | node_1392098_294_15263267_484 |  | AN | 0 | Residential | 8035.2+3422.981j | 0 | 0 | 0 | 0 | 0 | [24 empty] | 8108001 | no | no |  |  | no |  | 0 | 0 | 0 | 0 | 0 | 0 |  | 1 | 1 | 1 | 0 | 0 | 0
load_220334114 |  | node_1392566_715_15263292_716 |  | AN | 0 | Residential | 17611.2+7502.34j | 0 | 0 | 0 | 0 | 0 | [24 empty] | 8108001 | no | no |  |  | no |  | 0 | 0 | 0 | 0 | 0 | 0 |  | 1 | 1 | 1 | 0 | 0 | 0
load_220334115 |  | node_1392984_236_15263385_595 |  | AN | 0 | Residential | 8589.6+3659.154j | 0 | 0 | 0 | 0 | 0 | [24 empty] | 8108001 | no | no |  |  | no |  | 0 | 0 | 0 | 0 | 0 | 0 |  | 1 | 1 | 1 | 0 | 0 | 0
load_220334116 |  | node_1392989_616_15263040_212 |  | AN | 0 | Residential | 14191.2+6045.426j | 0 | 0 | 0 | 0 | 0 | [24 empty] | 8108001 | no | no |  |  | no |  | 0 | 0 | 0 | 0 | 0 | 0 |  | 1 | 1 | 1 | 0 | 0 | 0
load_220334117 |  | node_1392992_721_15262813_439 |  | AN | 0 | Residential | 3974.4+1693.087j | 0 | 0 | 0 | 0 | 0 | [24 empty] | 8108001 | no | no |  |  | no |  | 0 | 0 | 0 | 0 | 0 | 0 |  | 1 | 1 | 1 | 0 | 0 | 0
load_220334118 |  | node_1393044_678_15262550_815 |  | AN | 0 | Residential | 5839.2+2487.489j | 0 | 0 | 0 | 0 | 0 | [24 empty] | 8108001 | no | no |  |  | no |  | 0 | 0 | 0 | 0 | 0 | 0 |  | 1 | 1 | 1 | 0 | 0 | 0
load_220334119 |  | node_1393421_991_15263422_277 |  | AN | 0 | Residential | 4075.2+1736.028j | 0 | 0 | 0 | 0 | 0 | [24 empty] | 8108001 | no | no |  |  | no |  | 0 | 0 | 0 | 0 | 0 | 0 |  | 1 | 1 | 1 | 0 | 0 | 0
load_220334120 |  | node_1393837_418_15263382_374 |  | AN | 0 | Residential | 39240+16716.17j | 0 | 0 | 0 | 0 | 0 | [24 empty] | 8108001 | no | no |  |  | no |  | 0 | 0 | 0 | 0 | 0 | 0 |  | 1 | 1 | 1 | 0 | 0 | 0
load_220334121 |  | node_1393985_222_15263449_755 |  | AN | 0 | Residential | 3636+1548.93j | 0 | 0 | 0 | 0 | 0 | [24 empty] | 8108001 | no | no |  |  | no |  | 0 | 0 | 0 | 0 | 0 | 0 |  | 1 | 1 | 1 | 0 | 0 | 0
load_220334122 |  | node_1394247_476_15263449_181 |  | AN | 0 | Residential | 4492.8+1913.925j | 0 | 0 | 0 | 0 | 0 | [24 empty] | 8108001 | no | no |  |  | no |  | 0 | 0 | 0 | 0 | 0 | 0 |  | 1 | 1 | 1 | 0 | 0 | 0
load_220334123 |  | node_1394360_156_15263557_278 |  | AN | 0 | Residential | 2044.8+871.081j | 0 | 0 | 0 | 0 | 0 | [24 empty] | 8108001 | no | no |  |  | no |  | 0 | 0 | 0 | 0 | 0 | 0 |  | 1 | 1 | 1 | 0 | 0 | 0
load_220334124 |  | node_1394959_688_15263640_547 |  | AN | 0 | Residential | 20160+8588.124j | 0 | 0 | 0 | 0 | 0 | [24 empty] | 8108001 | no | no |  |  | no |  | 0 | 0 | 0 | 0 | 0 | 0 |  | 1 | 1 | 1 | 0 | 0 | 0
load_220334125 |  | node_1396173_066_15264596_965 |  | AN | 0 | Residential | 2916+1242.211j | 0 | 0 | 0 | 0 | 0 | [24 empty] | 8108001 | no | no |  |  | no |  | 0 | 0 | 0 | 0 | 0 | 0 |  | 1 | 1 | 1 | 0 | 0 | 0
load_220334126 |  | node_1396444_503_15264856_686 |  | AN | 0 | Residential | 3693.6+1573.467j | 0 | 0 | 0 | 0 | 0 | [24 empty] | 8108001 | no | no |  |  | no |  | 0 | 0 | 0 | 0 | 0 | 0 |  | 1 | 1 | 1 | 0 | 0 | 0
load_220334127 |  | node_1396727_966_15265130_47 |  | AN | 0 | Residential | 7.2+3.067j | 0 | 0 | 0 | 0 | 0 | [24 empty] | 8108001 | no | no |  |  | no |  | 0 | 0 | 0 | 0 | 0 | 0 |  | 1 | 1 | 1 | 0 | 0 | 0
load_220334128 |  | node_1396958_215_15265442_247 |  | AN | 0 | Other | 0 | 0 | 0 | 0 | 0 | 0 | [24 empty] | 8108001 | no | no |  |  | no |  | 0 | 0 | 0 | 0 | 0 | 0 |  | 1 | 1 | 1 | 0 | 0 | 0
load_220334129 |  | node_1397215_012_15265428_778 |  | AN | 0 | Residential | 15890.4+6769.282j | 0 | 0 | 0 | 0 | 0 | [24 empty] | 8108001 | no | no |  |  | no |  | 0 | 0 | 0 | 0 | 0 | 0 |  | 1 | 1 | 1 | 0 | 0 | 0
load_220334130 |  | node_1397627_298_15264936_137 |  | AN | 0 | NonResidential | 1339.2+570.497j | 0 | 0 | 0 | 0 | 0 | [24 empty] | 8108001 | no | no |  |  | no |  | 0 | 0 | 0 | 0 | 0 | 0 |  | 1 | 1 | 1 | 0 | 0 | 0
load_220334131 |  | node_1398422_069_15264664_693 |  | AN | 0 | Residential | 3816+1625.609j | 0 | 0 | 0 | 0 | 0 | [24 empty] | 8108001 | no | no |  |  | no |  | 0 | 0 | 0 | 0 | 0 | 0 |  | 1 | 1 | 1 | 0 | 0 | 0
load_220334132 |  | node_1392231_714_15265628_765 |  | AN | 0 | Residential | 26071.2+11106.285j | 0 | 0 | 0 | 0 | 0 | [24 empty] | 8108001 | no | no |  |  | no |  | 0 | 0 | 0 | 0 | 0 | 0 |  | 1 | 1 | 1 | 0 | 0 | 0
load_220334133 |  | node_1392070_702_15265348_052 |  | AN | 0 | Residential | 11376+4846.156j | 0 | 0 | 0 | 0 | 0 | [24 empty] | 8108001 | no | no |  |  | no |  | 0 | 0 | 0 | 0 | 0 | 0 |  | 1 | 1 | 1 | 0 | 0 | 0
load_220334134 |  | node_1392357_146_15265977_768 |  | AN | 0 | Residential | 10425.6+4441.287j | 0 | 0 | 0 | 0 | 0 | [24 empty] | 8108001 | no | no |  |  | no |  | 0 | 0 | 0 | 0 | 0 | 0 |  | 1 | 1 | 1 | 0 | 0 | 0
load_220334136 |  | node_1392516_182_15266975_846 |  | AN | 0 | Residential | 18338.4+7812.126j | 0 | 0 | 0 | 0 | 0 | [24 empty] | 8108001 | no | no |  |  | no |  | 0 | 0 | 0 | 0 | 0 | 0 |  | 1 | 1 | 1 | 0 | 0 | 0
load_220334137 |  | node_1392633_956_15267704_431 |  | AN | 0 | Residential | 21333.6+9088.076j | 0 | 0 | 0 | 0 | 0 | [24 empty] | 8108001 | no | no |  |  | no |  | 0 | 0 | 0 | 0 | 0 | 0 |  | 1 | 1 | 1 | 0 | 0 | 0
load_220334138 |  | node_1392621_189_15267992_498 |  | AN | 0 | Residential | 3556.8+1515.19j | 0 | 0 | 0 | 0 | 0 | [24 empty] | 8108001 | no | no |  |  | no |  | 0 | 0 | 0 | 0 | 0 | 0 |  | 1 | 1 | 1 | 0 | 0 | 0
load_220334139 |  | node_1392606_545_15268200_019 |  | AN | 0 | Residential | 18417.6+7845.865j | 0 | 0 | 0 | 0 | 0 | [24 empty] | 8108001 | no | no |  |  | no |  | 0 | 0 | 0 | 0 | 0 | 0 |  | 1 | 1 | 1 | 0 | 0 | 0
load_220334140 |  | node_1392601_427_15268496_76 |  | AN | 0 | Residential | 2988+1272.883j | 0 | 0 | 0 | 0 | 0 | [24 empty] | 8108001 | no | no |  |  | no |  | 0 | 0 | 0 | 0 | 0 | 0 |  | 1 | 1 | 1 | 0 | 0 | 0
load_220334141 |  | node_1392524_392_15268628_466 |  | AN | 0 | Residential | 26949.6+11480.482j | 0 | 0 | 0 | 0 | 0 | [24 empty] | 8108001 | no | no |  |  | no |  | 0 | 0 | 0 | 0 | 0 | 0 |  | 1 | 1 | 1 | 0 | 0 | 0
load_220334142 |  | node_1393607_939_15268740_5 |  | AN | 0 | Residential | 5076+2162.367j | 0 | 0 | 0 | 0 | 0 | [24 empty] | 8108001 | no | no |  |  | no |  | 0 | 0 | 0 | 0 | 0 | 0 |  | 1 | 1 | 1 | 0 | 0 | 0
load_220334143 |  | node_1393548_434_15268378_152 |  | AN | 0 | Residential | 4543.2+1935.395j | 0 | 0 | 0 | 0 | 0 | [24 empty] | 8108001 | no | no |  |  | no |  | 0 | 0 | 0 | 0 | 0 | 0 |  | 1 | 1 | 1 | 0 | 0 | 0
load_220334144 |  | node_1392514_755_15268987_26 |  | AN | 0 | Residential | 11016+4692.796j | 0 | 0 | 0 | 0 | 0 | [24 empty] | 8108001 | no | no |  |  | no |  | 0 | 0 | 0 | 0 | 0 | 0 |  | 1 | 1 | 1 | 0 | 0 | 0
load_220334148 |  | node_1392420_99_15270201_217 |  | AN | 0 | NonResidential | 3326.4+1417.04j | 0 | 0 | 0 | 0 | 0 | [24 empty] | 8108001 | no | no |  |  | no |  | 0 | 0 | 0 | 0 | 0 | 0 |  | 1 | 1 | 1 | 0 | 0 | 0
load_220334149 |  | node_1392332_372_15270546_556 |  | AN | 0 | Residential | 41968.8+17878.634j | 0 | 0 | 0 | 0 | 0 | [24 empty] | 8108001 | no | no |  |  | no |  | 0 | 0 | 0 | 0 | 0 | 0 |  | 1 | 1 | 1 | 0 | 0 | 0
load_220334151 |  | node_1392292_844_15271040_632 |  | AN | 0 | Residential | 25516.8+10870.111j | 0 | 0 | 0 | 0 | 0 | [24 empty] | 8108001 | no | no |  |  | no |  | 0 | 0 | 0 | 0 | 0 | 0 |  | 1 | 1 | 1 | 0 | 0 | 0
load_220334152 |  | node_1392264_531_15271448_219 |  | AN | 0 | Residential | 17035.2+7256.965j | 0 | 0 | 0 | 0 | 0 | [24 empty] | 8108001 | no | no |  |  | no |  | 0 | 0 | 0 | 0 | 0 | 0 |  | 1 | 1 | 1 | 0 | 0 | 0
load_220334153 |  | node_1392289_369_15271907_66 |  | AN | 0 | Residential | 3736.8+1591.87j | 0 | 0 | 0 | 0 | 0 | [24 empty] | 8108001 | no | no |  |  | no |  | 0 | 0 | 0 | 0 | 0 | 0 |  | 1 | 1 | 1 | 0 | 0 | 0
load_220334156 |  | node_1384513_929_15264314_666 |  | AN | 0 | Residential | 3693.6+1573.467j | 0 | 0 | 0 | 0 | 0 | [24 empty] | 8108001 | no | no |  |  | no |  | 0 | 0 | 0 | 0 | 0 | 0 |  | 1 | 1 | 1 | 0 | 0 | 0
load_220334158 |  | node_1391188_726_15266139_009 |  | AN | 0 | Residential | 3240+1380.234j | 0 | 0 | 0 | 0 | 0 | [24 empty] | 8108001 | no | no |  |  | no |  | 0 | 0 | 0 | 0 | 0 | 0 |  | 1 | 1 | 1 | 0 | 0 | 0
load_220334159 |  | node_1390797_08_15266085_923 |  | AN | 0 | Residential | 5342.4+2275.853j | 0 | 0 | 0 | 0 | 0 | [24 empty] | 8108001 | no | no |  |  | no |  | 0 | 0 | 0 | 0 | 0 | 0 |  | 1 | 1 | 1 | 0 | 0 | 0
load_220334160 |  | node_1388199_113_15264711_158 |  | AN | 0 | Residential | 22132.8+9428.533j | 0 | 0 | 0 | 0 | 0 | [24 empty] | 8108001 | no | no |  |  | no |  | 0 | 0 | 0 | 0 | 0 | 0 |  | 1 | 1 | 1 | 0 | 0 | 0
load_220334161 |  | node_1387777_24_15264279_73 |  | AN | 0 | Residential | 35028+14921.866j | 0 | 0 | 0 | 0 | 0 | [24 empty] | 8108001 | no | no |  |  | no |  | 0 | 0 | 0 | 0 | 0 | 0 |  | 1 | 1 | 1 | 0 | 0 | 0
load_220334162 |  | node_1387533_662_15264105_477 |  | AN | 0 | Residential | 17647.2+7517.676j | 0 | 0 | 0 | 0 | 0 | [24 empty] | 8108001 | no | no |  |  | no |  | 0 | 0 | 0 | 0 | 0 | 0 |  | 1 | 1 | 1 | 0 | 0 | 0
load_220334163 |  | node_1387206_075_15263887_884 |  | AN | 0 | NonResidential | 1987.2+846.544j | 0 | 0 | 0 | 0 | 0 | [24 empty] | 8108001 | no | no |  |  | no |  | 0 | 0 | 0 | 0 | 0 | 0 |  | 1 | 1 | 1 | 0 | 0 | 0
load_220334164 |  | node_1386845_589_15263747_631 |  | AN | 0 | Residential | 3636+1548.93j | 0 | 0 | 0 | 0 | 0 | [24 empty] | 8108001 | no | no |  |  | no |  | 0 | 0 | 0 | 0 | 0 | 0 |  | 1 | 1 | 1 | 0 | 0 | 0
load_220334166 |  | node_1386110_951_15263782_707 |  | AN | 0 | Residential | 17474.4+7444.063j | 0 | 0 | 0 | 0 | 0 | [24 empty] | 8108001 | no | no |  |  | no |  | 0 | 0 | 0 | 0 | 0 | 0 |  | 1 | 1 | 1 | 0 | 0 | 0
load_220334167 |  | node_1385605_452_15263776_43 |  | AN | 0 | Residential | 25351.2+10799.566j | 0 | 0 | 0 | 0 | 0 | [24 empty] | 8108001 | no | no |  |  | no |  | 0 | 0 | 0 | 0 | 0 | 0 |  | 1 | 1 | 1 | 0 | 0 | 0
load_220334168 |  | node_1385296_873_15263756_487 |  | AN | 0 | Residential | 5004+2131.695j | 0 | 0 | 0 | 0 | 0 | [24 empty] | 8108001 | no | no |  |  | no |  | 0 | 0 | 0 | 0 | 0 | 0 |  | 1 | 1 | 1 | 0 | 0 | 0
load_220334169 |  | node_1390299_665_15266011_383 |  | AN | 0 | Other | 0 | 0 | 0 | 0 | 0 | 0 | [24 empty] | 8108001 | no | no |  |  | no |  | 0 | 0 | 0 | 0 | 0 | 0 |  | 1 | 1 | 1 | 0 | 0 | 0
load_220334170 |  | node_1384459_155_15263386_512 |  | AN | 0 | Residential | 8877.6+3781.842j | 0 | 0 | 0 | 0 | 0 | [24 empty] | 8108001 | no | no |  |  | no |  | 0 | 0 | 0 | 0 | 0 | 0 |  | 1 | 1 | 1 | 0 | 0 | 0
load_220334171 |  | node_1384164_478_15263403_038 |  | AN | 0 | Residential | 3513.6+1496.787j | 0 | 0 | 0 | 0 | 0 | [24 empty] | 8108001 | no | no |  |  | no |  | 0 | 0 | 0 | 0 | 0 | 0 |  | 1 | 1 | 1 | 0 | 0 | 0
load_220334172 |  | node_1383903_198_15263372_005 |  | AN | 0 | Residential | 9705.6+4134.568j | 0 | 0 | 0 | 0 | 0 | [24 empty] | 8108001 | no | no |  |  | no |  | 0 | 0 | 0 | 0 | 0 | 0 |  | 1 | 1 | 1 | 0 | 0 | 0
load_220334173 |  | node_1383516_085_15263313_166 |  | AN | 0 | Residential | 26769.6+11403.802j | 0 | 0 | 0 | 0 | 0 | [24 empty] | 8108001 | no | no |  |  | no |  | 0 | 0 | 0 | 0 | 0 | 0 |  | 1 | 1 | 1 | 0 | 0 | 0
load_220334174 |  | node_1383389_956_15263841_815 |  | AN | 0 | Residential | 3729.6+1588.803j | 0 | 0 | 0 | 0 | 0 | [24 empty] | 8108001 | no | no |  |  | no |  | 0 | 0 | 0 | 0 | 0 | 0 |  | 1 | 1 | 1 | 0 | 0 | 0
load_220334175 |  | node_1383212_503_15263176_367 |  | AN | 0 | Residential | 16084.8+6852.096j | 0 | 0 | 0 | 0 | 0 | [24 empty] | 8108001 | no | no |  |  | no |  | 0 | 0 | 0 | 0 | 0 | 0 |  | 1 | 1 | 1 | 0 | 0 | 0
load_220334176 |  | node_1382941_737_15263005_872 |  | AN | 0 | Residential | 10008+4263.39j | 0 | 0 | 0 | 0 | 0 | [24 empty] | 8108001 | no | no |  |  | no |  | 0 | 0 | 0 | 0 | 0 | 0 |  | 1 | 1 | 1 | 0 | 0 | 0
load_220334177 |  | node_1382683_035_15262980_101 |  | AN | 0 | Residential | 2203.2+938.559j | 0 | 0 | 0 | 0 | 0 | [24 empty] | 8108001 | no | no |  |  | no |  | 0 | 0 | 0 | 0 | 0 | 0 |  | 1 | 1 | 1 | 0 | 0 | 0
load_220334178 |  | node_1382148_807_15262519_559 |  | AN | 0 | Residential | 1929.6+822.006j | 0 | 0 | 0 | 0 | 0 | [24 empty] | 8108001 | no | no |  |  | no |  | 0 | 0 | 0 | 0 | 0 | 0 |  | 1 | 1 | 1 | 0 | 0 | 0
load_220334179 |  | node_1382064_197_15262199_616 |  | AN | 0 | Residential | 13377.6+5698.834j | 0 | 0 | 0 | 0 | 0 | [24 empty] | 8108001 | no | no |  |  | no |  | 0 | 0 | 0 | 0 | 0 | 0 |  | 1 | 1 | 1 | 0 | 0 | 0
load_220334180 |  | node_1389956_024_15265964_569 |  | AN | 0 | Residential | 11786.4+5020.985j | 0 | 0 | 0 | 0 | 0 | [24 empty] | 8108001 | no | no |  |  | no |  | 0 | 0 | 0 | 0 | 0 | 0 |  | 1 | 1 | 1 | 0 | 0 | 0
load_220334181 |  | node_1381656_284_15262386_124 |  | AN | 0 | Residential | 38030.4+16200.883j | 0 | 0 | 0 | 0 | 0 | [24 empty] | 8108001 | no | no |  |  | no |  | 0 | 0 | 0 | 0 | 0 | 0 |  | 1 | 1 | 1 | 0 | 0 | 0
load_220334182 |  | node_1381631_756_15261890_65 |  | AN | 0 | Residential | 28807.2+12271.816j | 0 | 0 | 0 | 0 | 0 | [24 empty] | 8108001 | no | no |  |  | no |  | 0 | 0 | 0 | 0 | 0 | 0 |  | 1 | 1 | 1 | 0 | 0 | 0
load_220334183 |  | node_1381373_692_15262446_382 |  | AN | 0 | NonResidential | 7.2+3.067j | 0 | 0 | 0 | 0 | 0 | [24 empty] | 8108001 | no | no |  |  | no |  | 0 | 0 | 0 | 0 | 0 | 0 |  | 1 | 1 | 1 | 0 | 0 | 0
load_220334184 |  | node_1381315_545_15261953_817 |  | AN | 0 | Residential | 10483.2+4465.824j | 0 | 0 | 0 | 0 | 0 | [24 empty] | 8108001 | no | no |  |  | no |  | 0 | 0 | 0 | 0 | 0 | 0 |  | 1 | 1 | 1 | 0 | 0 | 0
load_220334185 |  | node_1381389_321_15261229_782 |  | AN | 0 | Residential | 6732+2867.82j | 0 | 0 | 0 | 0 | 0 | [24 empty] | 8108001 | no | no |  |  | no |  | 0 | 0 | 0 | 0 | 0 | 0 |  | 1 | 1 | 1 | 0 | 0 | 0
load_220334186 |  | node_1381297_732_15260319_002 |  | AN | 0 | Residential | 6696+2852.484j | 0 | 0 | 0 | 0 | 0 | [24 empty] | 8108001 | no | no |  |  | no |  | 0 | 0 | 0 | 0 | 0 | 0 |  | 1 | 1 | 1 | 0 | 0 | 0
load_220334187 |  | node_1381233_288_15260608_87 |  | AN | 0 | Residential | 7574.4+3226.681j | 0 | 0 | 0 | 0 | 0 | [24 empty] | 8108001 | no | no |  |  | no |  | 0 | 0 | 0 | 0 | 0 | 0 |  | 1 | 1 | 1 | 0 | 0 | 0
load_220334188 |  | node_1380445_217_15260258_98 |  | AN | 0 | Residential | 20253.6+8627.997j | 0 | 0 | 0 | 0 | 0 | [24 empty] | 8108001 | no | no |  |  | no |  | 0 | 0 | 0 | 0 | 0 | 0 |  | 1 | 1 | 1 | 0 | 0 | 0
load_220334189 |  | node_1389443_262_15265484_493 |  | AN | 0 | Residential | 6962.4+2965.97j | 0 | 0 | 0 | 0 | 0 | [24 empty] | 8108001 | no | no |  |  | no |  | 0 | 0 | 0 | 0 | 0 | 0 |  | 1 | 1 | 1 | 0 | 0 | 0
load_220334190 |  | node_1389159_78_15265390_415 |  | AN | 0 | Residential | 4298.4+1831.111j | 0 | 0 | 0 | 0 | 0 | [24 empty] | 8108001 | no | no |  |  | no |  | 0 | 0 | 0 | 0 | 0 | 0 |  | 1 | 1 | 1 | 0 | 0 | 0
load_220334191 |  | node_1388811_317_15265142_857 |  | AN | 0 | Residential | 10173.6+4333.935j | 0 | 0 | 0 | 0 | 0 | [24 empty] | 8108001 | no | no |  |  | no |  | 0 | 0 | 0 | 0 | 0 | 0 |  | 1 | 1 | 1 | 0 | 0 | 0
load_220334192 |  | node_1388590_422_15264985_057 |  | AN | 0 | Residential | 16524+7039.195j | 0 | 0 | 0 | 0 | 0 | [24 empty] | 8108001 | no | no |  |  | no |  | 0 | 0 | 0 | 0 | 0 | 0 |  | 1 | 1 | 1 | 0 | 0 | 0
load_220334193 |  | node_1388657_357_15264324_302 |  | AN | 0 | Residential | 9093.6+3873.857j | 0 | 0 | 0 | 0 | 0 | [24 empty] | 8108001 | no | no |  |  | no |  | 0 | 0 | 0 | 0 | 0 | 0 |  | 1 | 1 | 1 | 0 | 0 | 0
load_220334194 |  | node_1388332_725_15264809_389 |  | AN | 0 | Residential | 37483.2+15967.776j | 0 | 0 | 0 | 0 | 0 | [24 empty] | 8108001 | no | no |  |  | no |  | 0 | 0 | 0 | 0 | 0 | 0 |  | 1 | 1 | 1 | 0 | 0 | 0
load_220334304 |  | node_1388485_595_15268530_758 |  | AN | 0 | Residential | 29656.8+12633.744j | 0 | 0 | 0 | 0 | 0 | [24 empty] | 8108001 | no | no |  |  | no |  | 0 | 0 | 0 | 0 | 0 | 0 |  | 1 | 1 | 1 | 0 | 0 | 0
load_220334305 |  | node_1387973_044_15268441_935 |  | AN | 0 | Residential | 1296+552.094j | 0 | 0 | 0 | 0 | 0 | [24 empty] | 8108001 | no | no |  |  | no |  | 0 | 0 | 0 | 0 | 0 | 0 |  | 1 | 1 | 1 | 0 | 0 | 0
load_220334306 |  | node_1387746_841_15268437_736 |  | AN | 0 | Residential | 2340+996.836j | 0 | 0 | 0 | 0 | 0 | [24 empty] | 8108001 | no | no |  |  | no |  | 0 | 0 | 0 | 0 | 0 | 0 |  | 1 | 1 | 1 | 0 | 0 | 0
load_220334308 |  | node_1389620_531_15269267_081 |  | AN | 0 | Residential | 48160.8+20516.415j | 0 | 0 | 0 | 0 | 0 | [24 empty] | 8108001 | no | no |  |  | no |  | 0 | 0 | 0 | 0 | 0 | 0 |  | 1 | 1 | 1 | 0 | 0 | 0
load_220334309 |  | node_1384443_042_15268820_067 |  | AN | 0 | Other | 0 | 0 | 0 | 0 | 0 | 0 | [24 empty] | 8108001 | no | no |  |  | no |  | 0 | 0 | 0 | 0 | 0 | 0 |  | 1 | 1 | 1 | 0 | 0 | 0
load_220334310 |  | node_1385087_503_15267904_974 |  | AN | 0 | Residential | 4795.2+2042.747j | 0 | 0 | 0 | 0 | 0 | [24 empty] | 8108001 | no | no |  |  | no |  | 0 | 0 | 0 | 0 | 0 | 0 |  | 1 | 1 | 1 | 0 | 0 | 0
load_220334311 |  | node_1384687_306_15267429_768 |  | AN | 0 | Residential | 16444.8+7005.455j | 0 | 0 | 0 | 0 | 0 | [24 empty] | 8108001 | no | no |  |  | no |  | 0 | 0 | 0 | 0 | 0 | 0 |  | 1 | 1 | 1 | 0 | 0 | 0
load_220334312 |  | node_1384548_691_15267059_895 |  | AN | 0 | Other | 0 | 0 | 0 | 0 | 0 | 0 | [24 empty] | 8108001 | no | no |  |  | no |  | 0 | 0 | 0 | 0 | 0 | 0 |  | 1 | 1 | 1 | 0 | 0 | 0
load_220334313 |  | node_1389451_306_15269146_238 |  | AN | 0 | Residential | 8604+3665.289j | 0 | 0 | 0 | 0 | 0 | [24 empty] | 8108001 | no | no |  |  | no |  | 0 | 0 | 0 | 0 | 0 | 0 |  | 1 | 1 | 1 | 0 | 0 | 0
load_220334314 |  | node_1383532_705_15266974_004 |  | AN | 0 | Residential | 6976.8+2972.104j | 0 | 0 | 0 | 0 | 0 | [24 empty] | 8108001 | no | no |  |  | no |  | 0 | 0 | 0 | 0 | 0 | 0 |  | 1 | 1 | 1 | 0 | 0 | 0
load_220334315 |  | node_1383196_845_15266768_076 |  | AN | 0 | Residential | 950.4+404.869j | 0 | 0 | 0 | 0 | 0 | [24 empty] | 8108001 | no | no |  |  | no |  | 0 | 0 | 0 | 0 | 0 | 0 |  | 1 | 1 | 1 | 0 | 0 | 0
load_220334316 |  | node_1383069_26_15266706_446 |  | AN | 0 | Residential | 20030.4+8532.915j | 0 | 0 | 0 | 0 | 0 | [24 empty] | 8108001 | no | no |  |  | no |  | 0 | 0 | 0 | 0 | 0 | 0 |  | 1 | 1 | 1 | 0 | 0 | 0
load_220334317 |  | node_1382891_456_15266492_495 |  | AN | 0 | Residential | 2419.2+1030.575j | 0 | 0 | 0 | 0 | 0 | [24 empty] | 8108001 | no | no |  |  | no |  | 0 | 0 | 0 | 0 | 0 | 0 |  | 1 | 1 | 1 | 0 | 0 | 0
load_220334318 |  | node_1382572_831_15266383_397 |  | AN | 0 | Residential | 5364+2285.054j | 0 | 0 | 0 | 0 | 0 | [24 empty] | 8108001 | no | no |  |  | no |  | 0 | 0 | 0 | 0 | 0 | 0 |  | 1 | 1 | 1 | 0 | 0 | 0
load_220334319 |  | node_1382267_179_15266312_737 |  | AN | 0 | Residential | 2368.8+1009.105j | 0 | 0 | 0 | 0 | 0 | [24 empty] | 8108001 | no | no |  |  | no |  | 0 | 0 | 0 | 0 | 0 | 0 |  | 1 | 1 | 1 | 0 | 0 | 0
load_220334320 |  | node_1382097_126_15265844_837 |  | AN | 0 | Residential | 2116.8+901.753j | 0 | 0 | 0 | 0 | 0 | [24 empty] | 8108001 | no | no |  |  | no |  | 0 | 0 | 0 | 0 | 0 | 0 |  | 1 | 1 | 1 | 0 | 0 | 0
load_220334321 |  | node_1381757_642_15265774_647 |  | AN | 0 | Residential | 3967.2+1690.02j | 0 | 0 | 0 | 0 | 0 | [24 empty] | 8108001 | no | no |  |  | no |  | 0 | 0 | 0 | 0 | 0 | 0 |  | 1 | 1 | 1 | 0 | 0 | 0
load_220334322 |  | node_1381820_722_15265359_847 |  | AN | 0 | Residential | 11678.4+4974.978j | 0 | 0 | 0 | 0 | 0 | [24 empty] | 8108001 | no | no |  |  | no |  | 0 | 0 | 0 | 0 | 0 | 0 |  | 1 | 1 | 1 | 0 | 0 | 0
load_220334323 |  | node_1389347_803_15268872_682 |  | AN | 0 | NonResidential | 14.4+6.134j | 0 | 0 | 0 | 0 | 0 | [24 empty] | 8108001 | no | no |  |  | no |  | 0 | 0 | 0 | 0 | 0 | 0 |  | 1 | 1 | 1 | 0 | 0 | 0
load_220334324 |  | node_1381627_185_15265288_713 |  | AN | 0 | Residential | 3960+1686.953j | 0 | 0 | 0 | 0 | 0 | [24 empty] | 8108001 | no | no |  |  | no |  | 0 | 0 | 0 | 0 | 0 | 0 |  | 1 | 1 | 1 | 0 | 0 | 0
load_220334325 |  | node_1381367_932_15264988_68 |  | AN | 0 | NonResidential | 14.4+6.134j | 0 | 0 | 0 | 0 | 0 | [24 empty] | 8108001 | no | no |  |  | no |  | 0 | 0 | 0 | 0 | 0 | 0 |  | 1 | 1 | 1 | 0 | 0 | 0
load_220334326 |  | node_1380948_344_15264936_526 |  | AN | 0 | Residential | 12859.2+5477.996j | 0 | 0 | 0 | 0 | 0 | [24 empty] | 8108001 | no | no |  |  | no |  | 0 | 0 | 0 | 0 | 0 | 0 |  | 1 | 1 | 1 | 0 | 0 | 0
load_220334327 |  | node_1380707_443_15264862_917 |  | AN | 0 | Residential | 9230.4+3932.134j | 0 | 0 | 0 | 0 | 0 | [24 empty] | 8108001 | no | no |  |  | no |  | 0 | 0 | 0 | 0 | 0 | 0 |  | 1 | 1 | 1 | 0 | 0 | 0
load_220334328 |  | node_1388969_721_15268344_667 |  | AN | 0 | Residential | 27460.8+11698.252j | 0 | 0 | 0 | 0 | 0 | [24 empty] | 8108001 | no | no |  |  | no |  | 0 | 0 | 0 | 0 | 0 | 0 |  | 1 | 1 | 1 | 0 | 0 | 0
load_220334330 |  | node_1389462_404_15268498_093 |  | AN | 0 | Residential | 17733.6+7554.482j | 0 | 0 | 0 | 0 | 0 | [24 empty] | 8108001 | no | no |  |  | no |  | 0 | 0 | 0 | 0 | 0 | 0 |  | 1 | 1 | 1 | 0 | 0 | 0
load_220334331 |  | node_1388725_451_15268373_431 |  | AN | 0 | Residential | 1915.2+815.872j | 0 | 0 | 0 | 0 | 0 | [24 empty] | 8108001 | no | no |  |  | no |  | 0 | 0 | 0 | 0 | 0 | 0 |  | 1 | 1 | 1 | 0 | 0 | 0
load_220334418 |  | node_1394235_533_15263180_106 |  | AN | 0 | Residential | 21420+9124.882j | 0 | 0 | 0 | 0 | 0 | [24 empty] | 8108001 | no | no |  |  | no |  | 0 | 0 | 0 | 0 | 0 | 0 |  | 1 | 1 | 1 | 0 | 0 | 0
load_220334419 |  | node_1395808_031_15260300_668 |  | AN | 0 | Residential | 9784.8+4168.307j | 0 | 0 | 0 | 0 | 0 | [24 empty] | 8108001 | no | no |  |  | no |  | 0 | 0 | 0 | 0 | 0 | 0 |  | 1 | 1 | 1 | 0 | 0 | 0
load_220334420 |  | node_1395778_673_15261018_43 |  | AN | 0 | Residential | 8136+3465.921j | 0 | 0 | 0 | 0 | 0 | [24 empty] | 8108001 | no | no |  |  | no |  | 0 | 0 | 0 | 0 | 0 | 0 |  | 1 | 1 | 1 | 0 | 0 | 0
load_220334421 |  | node_1395821_561_15259945_985 |  | AN | 0 | Residential | 10936.8+4659.057j | 0 | 0 | 0 | 0 | 0 | [24 empty] | 8108001 | no | no |  |  | no |  | 0 | 0 | 0 | 0 | 0 | 0 |  | 1 | 1 | 1 | 0 | 0 | 0
load_220334422 |  | node_1396517_855_15259628_475 |  | AN | 0 | Residential | 8193.6+3490.459j | 0 | 0 | 0 | 0 | 0 | [24 empty] | 8108001 | no | no |  |  | no |  | 0 | 0 | 0 | 0 | 0 | 0 |  | 1 | 1 | 1 | 0 | 0 | 0
load_220334423 |  | node_1396103_791_15259296_767 |  | AN | 0 | Residential | 4953.6+2110.225j | 0 | 0 | 0 | 0 | 0 | [24 empty] | 8108001 | no | no |  |  | no |  | 0 | 0 | 0 | 0 | 0 | 0 |  | 1 | 1 | 1 | 0 | 0 | 0
load_220334424 |  | node_1396036_596_15257508_168 |  | AN | 0 | Residential | 8200.8+3493.526j | 0 | 0 | 0 | 0 | 0 | [24 empty] | 8108001 | no | no |  |  | no |  | 0 | 0 | 0 | 0 | 0 | 0 |  | 1 | 1 | 1 | 0 | 0 | 0
load_220334425 |  | node_1394712_052_15262918_365 |  | AN | 0 | Residential | 4536+1932.328j | 0 | 0 | 0 | 0 | 0 | [24 empty] | 8108001 | no | no |  |  | no |  | 0 | 0 | 0 | 0 | 0 | 0 |  | 1 | 1 | 1 | 0 | 0 | 0
load_220334426 |  | node_1396012_071_15256463_024 |  | AN | 0 | Residential | 3218.4+1371.033j | 0 | 0 | 0 | 0 | 0 | [24 empty] | 8108001 | no | no |  |  | no |  | 0 | 0 | 0 | 0 | 0 | 0 |  | 1 | 1 | 1 | 0 | 0 | 0
load_220334427 |  | node_1394912_832_15261436_756 |  | AN | 0 | Residential | 5414.4+2306.525j | 0 | 0 | 0 | 0 | 0 | [24 empty] | 8108001 | no | no |  |  | no |  | 0 | 0 | 0 | 0 | 0 | 0 |  | 1 | 1 | 1 | 0 | 0 | 0
load_220334442 |  | node_1387716_58_15274705_884 |  | AN | 0 | Residential | 20606.4+8778.29j | 0 | 0 | 0 | 0 | 0 | [24 empty] | 8108001 | no | no |  |  | no |  | 0 | 0 | 0 | 0 | 0 | 0 |  | 1 | 1 | 1 | 0 | 0 | 0
load_220334443 |  | node_1386052_798_15273436_409 |  | AN | 0 | NonResidential | 0 | 0 | 0 | 0 | 0 | 0 | [24 empty] | 8108001 | no | no |  |  | no |  | 0 | 0 | 0 | 0 | 0 | 0 |  | 1 | 1 | 1 | 0 | 0 | 0
load_220334444 |  | node_1385458_744_15273340_826 |  | AN | 0 | Residential | 4377.6+1864.85j | 0 | 0 | 0 | 0 | 0 | [24 empty] | 8108001 | no | no |  |  | no |  | 0 | 0 | 0 | 0 | 0 | 0 |  | 1 | 1 | 1 | 0 | 0 | 0
load_220334445 |  | node_1387580_277_15274700_207 |  | AN | 0 | Residential | 3650.4+1555.064j | 0 | 0 | 0 | 0 | 0 | [24 empty] | 8108001 | no | no |  |  | no |  | 0 | 0 | 0 | 0 | 0 | 0 |  | 1 | 1 | 1 | 0 | 0 | 0
load_220334446 |  | node_1387373_268_15274315_61 |  | AN | 0 | Residential | 16790.4+7152.68j | 0 | 0 | 0 | 0 | 0 | [24 empty] | 8108001 | no | no |  |  | no |  | 0 | 0 | 0 | 0 | 0 | 0 |  | 1 | 1 | 1 | 0 | 0 | 0
load_220334447 |  | node_1387068_399_15273833_325 |  | AN | 0 | Residential | 15134.4+6447.227j | 0 | 0 | 0 | 0 | 0 | [24 empty] | 8108001 | no | no |  |  | no |  | 0 | 0 | 0 | 0 | 0 | 0 |  | 1 | 1 | 1 | 0 | 0 | 0
load_220334448 |  | node_1387114_938_15273550_241 |  | AN | 0 | Residential | 10987.2+4680.528j | 0 | 0 | 0 | 0 | 0 | [24 empty] | 8108001 | no | no |  |  | no |  | 0 | 0 | 0 | 0 | 0 | 0 |  | 1 | 1 | 1 | 0 | 0 | 0
load_220334450 |  | node_1386350_497_15273400_311 |  | AN | 0 | Residential | 22348.8+9520.549j | 0 | 0 | 0 | 0 | 0 | [24 empty] | 8108001 | no | no |  |  | no |  | 0 | 0 | 0 | 0 | 0 | 0 |  | 1 | 1 | 1 | 0 | 0 | 0
load_220334463 |  | node_1389049_566_15271321_291 |  | AN | 0 | Residential | 78069.6+33257.51j | 0 | 0 | 0 | 0 | 0 | [24 empty] | 8108001 | no | no |  |  | no |  | 0 | 0 | 0 | 0 | 0 | 0 |  | 1 | 1 | 1 | 0 | 0 | 0
load_220334464 |  | node_1389202_157_15271066_833 |  | AN | 0 | Residential | 28036.8+11943.627j | 0 | 0 | 0 | 0 | 0 | [24 empty] | 8108001 | no | no |  |  | no |  | 0 | 0 | 0 | 0 | 0 | 0 |  | 1 | 1 | 1 | 0 | 0 | 0
load_220334465 |  | node_1389400_144_15271087_131 |  | AN | 0 | Residential | 21542.4+9177.024j | 0 | 0 | 0 | 0 | 0 | [24 empty] | 8108001 | no | no |  |  | no |  | 0 | 0 | 0 | 0 | 0 | 0 |  | 1 | 1 | 1 | 0 | 0 | 0
load_220334466 |  | node_1389342_989_15271544_286 |  | AN | 0 | NonResidential | 496.8+211.636j | 0 | 0 | 0 | 0 | 0 | [24 empty] | 8108001 | no | no |  |  | no |  | 0 | 0 | 0 | 0 | 0 | 0 |  | 1 | 1 | 1 | 0 | 0 | 0
load_220334467 |  | node_1389337_387_15271813_475 |  | AN | 0 | Residential | 10159.2+4327.801j | 0 | 0 | 0 | 0 | 0 | [24 empty] | 8108001 | no | no |  |  | no |  | 0 | 0 | 0 | 0 | 0 | 0 |  | 1 | 1 | 1 | 0 | 0 | 0
load_220334489 |  | node_1389093_79_15257884_486 |  | AN | 0 | NonResidential | 9000+3833.984j | 0 | 0 | 0 | 0 | 0 | [24 empty] | 8108001 | no | no |  |  | no |  | 0 | 0 | 0 | 0 | 0 | 0 |  | 1 | 1 | 1 | 0 | 0 | 0
load_220334490 |  | node_1389778_432_15257190_063 |  | AN | 0 | Residential | 14076+5996.351j | 0 | 0 | 0 | 0 | 0 | [24 empty] | 8108001 | no | no |  |  | no |  | 0 | 0 | 0 | 0 | 0 | 0 |  | 1 | 1 | 1 | 0 | 0 | 0
load_220334491 |  | node_1390197_359_15257197_74 |  | AN | 0 | Residential | 7696.8+3278.823j | 0 | 0 | 0 | 0 | 0 | [24 empty] | 8108001 | no | no |  |  | no |  | 0 | 0 | 0 | 0 | 0 | 0 |  | 1 | 1 | 1 | 0 | 0 | 0
load_220334492 |  | node_1391087_813_15257413_252 |  | AN | 0 | Residential | 3808.8+1622.542j | 0 | 0 | 0 | 0 | 0 | [24 empty] | 8108001 | no | no |  |  | no |  | 0 | 0 | 0 | 0 | 0 | 0 |  | 1 | 1 | 1 | 0 | 0 | 0
load_220334493 |  | node_1391393_77_15257379_777 |  | AN | 0 | Residential | 4917.6+2094.889j | 0 | 0 | 0 | 0 | 0 | [24 empty] | 8108001 | no | no |  |  | no |  | 0 | 0 | 0 | 0 | 0 | 0 |  | 1 | 1 | 1 | 0 | 0 | 0
load_220334494 |  | node_1392674_38_15257794_633 |  | AN | 0 | Residential | 6148.8+2619.378j | 0 | 0 | 0 | 0 | 0 | [24 empty] | 8108001 | no | no |  |  | no |  | 0 | 0 | 0 | 0 | 0 | 0 |  | 1 | 1 | 1 | 0 | 0 | 0
load_220334495 |  | node_1387965_368_15258944_655 |  | AN | 0 | Residential | 7912.8+3370.839j | 0 | 0 | 0 | 0 | 0 | [24 empty] | 8108001 | no | no |  |  | no |  | 0 | 0 | 0 | 0 | 0 | 0 |  | 1 | 1 | 1 | 0 | 0 | 0
load_220334496 |  | node_1388183_982_15258200_969 |  | AN | 0 | Residential | 7797.6+3321.764j | 0 | 0 | 0 | 0 | 0 | [24 empty] | 8108001 | no | no |  |  | no |  | 0 | 0 | 0 | 0 | 0 | 0 |  | 1 | 1 | 1 | 0 | 0 | 0
load_220334497 |  | node_1388137_248_15258023_833 |  | AN | 0 | Residential | 15487.2+6597.52j | 0 | 0 | 0 | 0 | 0 | [24 empty] | 8108001 | no | no |  |  | no |  | 0 | 0 | 0 | 0 | 0 | 0 |  | 1 | 1 | 1 | 0 | 0 | 0
load_220334498 |  | node_1388234_103_15257741_023 |  | AN | 0 | Residential | 10274.4+4376.876j | 0 | 0 | 0 | 0 | 0 | [24 empty] | 8108001 | no | no |  |  | no |  | 0 | 0 | 0 | 0 | 0 | 0 |  | 1 | 1 | 1 | 0 | 0 | 0
load_220334499 |  | node_1388335_094_15257464_099 |  | AN | 0 | Residential | 3283.2+1398.637j | 0 | 0 | 0 | 0 | 0 | [24 empty] | 8108001 | no | no |  |  | no |  | 0 | 0 | 0 | 0 | 0 | 0 |  | 1 | 1 | 1 | 0 | 0 | 0
load_220334500 |  | node_1388599_769_15257280_217 |  | AN | 0 | Residential | 8107.2+3453.653j | 0 | 0 | 0 | 0 | 0 | [24 empty] | 8108001 | no | no |  |  | no |  | 0 | 0 | 0 | 0 | 0 | 0 |  | 1 | 1 | 1 | 0 | 0 | 0
load_220334506 |  | node_1391119_546_15271063_661 |  | AN | 0 | Residential | 1180.8+503.019j | 0 | 0 | 0 | 0 | 0 | [24 empty] | 8108001 | no | no |  |  | no |  | 0 | 0 | 0 | 0 | 0 | 0 |  | 1 | 1 | 1 | 0 | 0 | 0
load_220334507 |  | node_1390840_43_15271008_066 |  | AN | 0 | Residential | 7999.2+3407.645j | 0 | 0 | 0 | 0 | 0 | [24 empty] | 8108001 | no | no |  |  | no |  | 0 | 0 | 0 | 0 | 0 | 0 |  | 1 | 1 | 1 | 0 | 0 | 0
load_220334534 |  | node_1387965_409_15275522_952 |  | AN | 0 | Residential | 23378.4+9959.157j | 0 | 0 | 0 | 0 | 0 | [24 empty] | 8108001 | no | no |  |  | no |  | 0 | 0 | 0 | 0 | 0 | 0 |  | 1 | 1 | 1 | 0 | 0 | 0
load_220334544 |  | node_1388699_237_15273520_263 |  | AN | 0 | Residential | 5666.4+2413.876j | 0 | 0 | 0 | 0 | 0 | [24 empty] | 8108001 | no | no |  |  | no |  | 0 | 0 | 0 | 0 | 0 | 0 |  | 1 | 1 | 1 | 0 | 0 | 0
load_220334545 |  | node_1388901_146_15273533_962 |  | AN | 0 | Residential | 8798.4+3748.103j | 0 | 0 | 0 | 0 | 0 | [24 empty] | 8108001 | no | no |  |  | no |  | 0 | 0 | 0 | 0 | 0 | 0 |  | 1 | 1 | 1 | 0 | 0 | 0
load_220334555 |  | node_1391114_938_15262085_614 |  | AN | 0 | Residential | 4154.4+1769.767j | 0 | 0 | 0 | 0 | 0 | [24 empty] | 8108001 | no | no |  |  | no |  | 0 | 0 | 0 | 0 | 0 | 0 |  | 1 | 1 | 1 | 0 | 0 | 0
load_220334556 |  | node_1392776_15_15260220_379 |  | AN | 0 | Other | 0 | 0 | 0 | 0 | 0 | 0 | [24 empty] | 8108001 | no | no |  |  | no |  | 0 | 0 | 0 | 0 | 0 | 0 |  | 1 | 1 | 1 | 0 | 0 | 0
load_220334557 |  | node_1390948_738_15261593_44 |  | AN | 0 | Residential | 1519.2+647.176j | 0 | 0 | 0 | 0 | 0 | [24 empty] | 8108001 | no | no |  |  | no |  | 0 | 0 | 0 | 0 | 0 | 0 |  | 1 | 1 | 1 | 0 | 0 | 0
load_220334558 |  | node_1391221_953_15261404_125 |  | AN | 0 | Residential | 2145.6+914.022j | 0 | 0 | 0 | 0 | 0 | [24 empty] | 8108001 | no | no |  |  | no |  | 0 | 0 | 0 | 0 | 0 | 0 |  | 1 | 1 | 1 | 0 | 0 | 0
load_220334559 |  | node_1390953_303_15261217_411 |  | AN | 0 | Residential | 10987.2+4680.528j | 0 | 0 | 0 | 0 | 0 | [24 empty] | 8108001 | no | no |  |  | no |  | 0 | 0 | 0 | 0 | 0 | 0 |  | 1 | 1 | 1 | 0 | 0 | 0
load_220334560 |  | node_1390813_067_15260661_646 |  | AN | 0 | Residential | 8460+3603.945j | 0 | 0 | 0 | 0 | 0 | [24 empty] | 8108001 | no | no |  |  | no |  | 0 | 0 | 0 | 0 | 0 | 0 |  | 1 | 1 | 1 | 0 | 0 | 0
load_220334561 |  | node_1391009_93_15260723_194 |  | AN | 0 | Other | 0 | 0 | 0 | 0 | 0 | 0 | [24 empty] | 8108001 | no | no |  |  | no |  | 0 | 0 | 0 | 0 | 0 | 0 |  | 1 | 1 | 1 | 0 | 0 | 0
load_220334562 |  | node_1391375_297_15260158_516 |  | AN | 0 | Residential | 13888.8+5916.604j | 0 | 0 | 0 | 0 | 0 | [24 empty] | 8108001 | no | no |  |  | no |  | 0 | 0 | 0 | 0 | 0 | 0 |  | 1 | 1 | 1 | 0 | 0 | 0
load_220334581 |  | node_1380032_84_15257485_433 |  | AN | 0 | Residential | 18720+7974.687j | 0 | 0 | 0 | 0 | 0 | [24 empty] | 8108001 | no | no |  |  | no |  | 0 | 0 | 0 | 0 | 0 | 0 |  | 1 | 1 | 1 | 0 | 0 | 0
load_220334582 |  | node_1380623_721_15257721_606 |  | AN | 0 | Residential | 6307.2+2686.856j | 0 | 0 | 0 | 0 | 0 | [24 empty] | 8108001 | no | no |  |  | no |  | 0 | 0 | 0 | 0 | 0 | 0 |  | 1 | 1 | 1 | 0 | 0 | 0
load_220334583 |  | node_1380274_045_15258020_922 |  | AN | 0 | Residential | 0 | 0 | 0 | 0 | 0 | 0 | [24 empty] | 8108001 | no | no |  |  | no |  | 0 | 0 | 0 | 0 | 0 | 0 |  | 1 | 1 | 1 | 0 | 0 | 0
load_220334584 |  | node_1380312_23_15258588_871 |  | AN | 0 | Residential | 21340.8+9091.143j | 0 | 0 | 0 | 0 | 0 | [24 empty] | 8108001 | no | no |  |  | no |  | 0 | 0 | 0 | 0 | 0 | 0 |  | 1 | 1 | 1 | 0 | 0 | 0
load_220334586 |  | node_1380199_137_15258952_096 |  | AN | 0 | Residential | 17157.6+7309.107j | 0 | 0 | 0 | 0 | 0 | [24 empty] | 8108001 | no | no |  |  | no |  | 0 | 0 | 0 | 0 | 0 | 0 |  | 1 | 1 | 1 | 0 | 0 | 0
load_220334590 |  | node_1395440_406_15258562_402 |  | AN | 0 | Residential | 8935.2+3806.379j | 0 | 0 | 0 | 0 | 0 | [24 empty] | 8108001 | no | no |  |  | no |  | 0 | 0 | 0 | 0 | 0 | 0 |  | 1 | 1 | 1 | 0 | 0 | 0
load_220334591 |  | node_1394014_265_15258509_933 |  | AN | 0 | Residential | 10483.2+4465.824j | 0 | 0 | 0 | 0 | 0 | [24 empty] | 8108001 | no | no |  |  | no |  | 0 | 0 | 0 | 0 | 0 | 0 |  | 1 | 1 | 1 | 0 | 0 | 0
load_220334592 |  | node_1386791_182_15258508_078 |  | AN | 0 | Residential | 20224.8+8615.729j | 0 | 0 | 0 | 0 | 0 | [24 empty] | 8108001 | no | no |  |  | no |  | 0 | 0 | 0 | 0 | 0 | 0 |  | 1 | 1 | 1 | 0 | 0 | 0
load_220334605 |  | node_1385901_596_15256994_29 |  | AN | 0 | Residential | 20808+8864.171j | 0 | 0 | 0 | 0 | 0 | [24 empty] | 8108001 | no | no |  |  | no |  | 0 | 0 | 0 | 0 | 0 | 0 |  | 1 | 1 | 1 | 0 | 0 | 0
load_220334606 |  | node_1386061_965_15256342_147 |  | AN | 0 | Residential | 29556+12590.803j | 0 | 0 | 0 | 0 | 0 | [24 empty] | 8108001 | no | no |  |  | no |  | 0 | 0 | 0 | 0 | 0 | 0 |  | 1 | 1 | 1 | 0 | 0 | 0
load_220334608 |  | node_1385426_004_15257501_514 |  | AN | 0 | Residential | 19288.8+8216.994j | 0 | 0 | 0 | 0 | 0 | [24 empty] | 8108001 | no | no |  |  | no |  | 0 | 0 | 0 | 0 | 0 | 0 |  | 1 | 1 | 1 | 0 | 0 | 0
load_220334609 |  | node_1385583_542_15257681_716 |  | AN | 0 | Residential | 31449.6+13397.473j | 0 | 0 | 0 | 0 | 0 | [24 empty] | 8108001 | no | no |  |  | no |  | 0 | 0 | 0 | 0 | 0 | 0 |  | 1 | 1 | 1 | 0 | 0 | 0
load_220334610 |  | node_1385845_153_15257233_791 |  | AN | 0 | Residential | 10267.2+4373.809j | 0 | 0 | 0 | 0 | 0 | [24 empty] | 8108001 | no | no |  |  | no |  | 0 | 0 | 0 | 0 | 0 | 0 |  | 1 | 1 | 1 | 0 | 0 | 0
load_220334615 |  | node_1396137_056_15258524_091 |  | AN | 0 | Residential | 3074.4+1309.689j | 0 | 0 | 0 | 0 | 0 | [24 empty] | 8108001 | no | no |  |  | no |  | 0 | 0 | 0 | 0 | 0 | 0 |  | 1 | 1 | 1 | 0 | 0 | 0
load_220334616 |  | node_1396748_072_15258517_689 |  | AN | 0 | Residential | 8647.2+3683.692j | 0 | 0 | 0 | 0 | 0 | [24 empty] | 8108001 | no | no |  |  | no |  | 0 | 0 | 0 | 0 | 0 | 0 |  | 1 | 1 | 1 | 0 | 0 | 0
load_220334619 |  | node_1397854_902_15258700_006 |  | AN | 0 | Residential | 648+276.047j | 0 | 0 | 0 | 0 | 0 | [24 empty] | 8108001 | no | no |  |  | no |  | 0 | 0 | 0 | 0 | 0 | 0 |  | 1 | 1 | 1 | 0 | 0 | 0
load_220347903 |  | node_1379272_131_15256313_523 |  | AN | 0 | Residential | 8337.6+3551.803j | 0 | 0 | 0 | 0 | 0 | [24 empty] | 8108001 | no | no |  |  | no |  | 0 | 0 | 0 | 0 | 0 | 0 |  | 1 | 1 | 1 | 0 | 0 | 0
load_220347904 |  | node_1377421_254_15256460_322 |  | AN | 0 | Residential | 16063.2+6842.895j | 0 | 0 | 0 | 0 | 0 | [24 empty] | 8108001 | no | no |  |  | no |  | 0 | 0 | 0 | 0 | 0 | 0 |  | 1 | 1 | 1 | 0 | 0 | 0
load_220347905 |  | node_1377471_913_15257023_263 |  | AN | 0 | Other | 0 | 0 | 0 | 0 | 0 | 0 | [24 empty] | 8108001 | no | no |  |  | no |  | 0 | 0 | 0 | 0 | 0 | 0 |  | 1 | 1 | 1 | 0 | 0 | 0
load_220347907 |  | node_1376312_057_15256878_744 |  | AN | 0 | Residential | 15775.2+6720.207j | 0 | 0 | 0 | 0 | 0 | [24 empty] | 8108001 | no | no |  |  | no |  | 0 | 0 | 0 | 0 | 0 | 0 |  | 1 | 1 | 1 | 0 | 0 | 0
load_220347908 |  | node_1375621_474_15256511_025 |  | AN | 0 | Residential | 8791.2+3745.036j | 0 | 0 | 0 | 0 | 0 | [24 empty] | 8108001 | no | no |  |  | no |  | 0 | 0 | 0 | 0 | 0 | 0 |  | 1 | 1 | 1 | 0 | 0 | 0
load_220347909 |  | node_1375288_441_15256388_087 |  | AN | 0 | Other | 0 | 0 | 0 | 0 | 0 | 0 | [24 empty] | 8108001 | no | no |  |  | no |  | 0 | 0 | 0 | 0 | 0 | 0 |  | 1 | 1 | 1 | 0 | 0 | 0
load_220347911 |  | node_1374629_831_15256434_764 |  | AN | 0 | Residential | 22420.8+9551.221j | 0 | 0 | 0 | 0 | 0 | [24 empty] | 8108001 | no | no |  |  | no |  | 0 | 0 | 0 | 0 | 0 | 0 |  | 1 | 1 | 1 | 0 | 0 | 0
load_220347912 |  | node_1377864_415_15256270_708 |  | AN | 0 | NonResidential | 2347.2+999.903j | 0 | 0 | 0 | 0 | 0 | [24 empty] | 8108001 | no | no |  |  | no |  | 0 | 0 | 0 | 0 | 0 | 0 |  | 1 | 1 | 1 | 0 | 0 | 0
load_220431797 |  | node_1395710_786_15261415_678 |  | AN | 0 | Residential | 6393.6+2723.662j | 0 | 0 | 0 | 0 | 0 | [24 empty] | 8108001 | no | no |  |  | no |  | 0 | 0 | 0 | 0 | 0 | 0 |  | 1 | 1 | 1 | 0 | 0 | 0
load_220431934 |  | node_1380808_918_15260004_485 |  | AN | 0 | Residential | 3276+1395.57j | 0 | 0 | 0 | 0 | 0 | [24 empty] | 8108001 | no | no |  |  | no |  | 0 | 0 | 0 | 0 | 0 | 0 |  | 1 | 1 | 1 | 0 | 0 | 0
load_220431997 |  | node_1379798_693_15256540_231 |  | AN | 0 | NonResidential | 777.6+331.256j | 0 | 0 | 0 | 0 | 0 | [24 empty] | 8108001 | no | no |  |  | no |  | 0 | 0 | 0 | 0 | 0 | 0 |  | 1 | 1 | 1 | 0 | 0 | 0
load_220432112 |  | node_1388130_851_15270841_893 |  | AN | 0 | Residential | 9345.6+3981.209j | 0 | 0 | 0 | 0 | 0 | [24 empty] | 8108001 | no | no |  |  | no |  | 0 | 0 | 0 | 0 | 0 | 0 |  | 1 | 1 | 1 | 0 | 0 | 0
load_220432390 |  | node_1388214_507_15268560_315 |  | AN | 0 | Residential | 2944.8+1254.48j | 0 | 0 | 0 | 0 | 0 | [24 empty] | 8108001 | no | no |  |  | no |  | 0 | 0 | 0 | 0 | 0 | 0 |  | 1 | 1 | 1 | 0 | 0 | 0
load_220441942 |  | node_1387896_248_15276150_52 |  | AN | 0 | Residential | 9720+4140.703j | 0 | 0 | 0 | 0 | 0 | [24 empty] | 8108001 | no | no |  |  | no |  | 0 | 0 | 0 | 0 | 0 | 0 |  | 1 | 1 | 1 | 0 | 0 | 0
load_220456970 |  | node_1386833_496_15268259_686 |  | AN | 0 | Residential | 2743.2+1168.598j | 0 | 0 | 0 | 0 | 0 | [24 empty] | 8108001 | no | no |  |  | no |  | 0 | 0 | 0 | 0 | 0 | 0 |  | 1 | 1 | 1 | 0 | 0 | 0
load_220474385 |  | node_1385820_128_15278577_775 |  | AN | 0 | Residential | 0 | 0 | 0 | 0 | 0 | 0 | [24 empty] | 8108001 | no | no |  |  | no |  | 0 | 0 | 0 | 0 | 0 | 0 |  | 1 | 1 | 1 | 0 | 0 | 0
load_220499129 |  | node_1386110_933_15277044_791 |  | AN | 0 | Residential | 11484+4892.164j | 0 | 0 | 0 | 0 | 0 | [24 empty] | 8108001 | no | no |  |  | no |  | 0 | 0 | 0 | 0 | 0 | 0 |  | 1 | 1 | 1 | 0 | 0 | 0
load_220500744 |  | node_1388754_747_15271043_8 |  | AN | 0 | Residential | 7380+3143.867j | 0 | 0 | 0 | 0 | 0 | [24 empty] | 8108001 | no | no |  |  | no |  | 0 | 0 | 0 | 0 | 0 | 0 |  | 1 | 1 | 1 | 0 | 0 | 0
load_220518025 |  | node_1374920_795_15256403_148 |  | AN | 0 | Residential | 6717.6+2861.686j | 0 | 0 | 0 | 0 | 0 | [24 empty] | 8108001 | no | no |  |  | no |  | 0 | 0 | 0 | 0 | 0 | 0 |  | 1 | 1 | 1 | 0 | 0 | 0
load_220521533 |  | node_1380000_924_15258191_455 |  | AN | 0 | Residential | 2656.8+1131.792j | 0 | 0 | 0 | 0 | 0 | [24 empty] | 8108001 | no | no |  |  | no |  | 0 | 0 | 0 | 0 | 0 | 0 |  | 1 | 1 | 1 | 0 | 0 | 0
load_220521542 |  | node_1391997_443_15264672_042 |  | AN | 0 | Residential | 11959.2+5094.598j | 0 | 0 | 0 | 0 | 0 | [24 empty] | 8108001 | no | no |  |  | no |  | 0 | 0 | 0 | 0 | 0 | 0 |  | 1 | 1 | 1 | 0 | 0 | 0
load_220522131 |  | node_1386228_389_15263788_333 |  | AN | 0 | Residential | 4298.4+1831.111j | 0 | 0 | 0 | 0 | 0 | [24 empty] | 8108001 | no | no |  |  | no |  | 0 | 0 | 0 | 0 | 0 | 0 |  | 1 | 1 | 1 | 0 | 0 | 0
load_220524558 |  | node_1389375_719_15257669_074 |  | AN | 0 | NonResidential | 0 | 0 | 0 | 0 | 0 | 0 | [24 empty] | 8108001 | no | no |  |  | no |  | 0 | 0 | 0 | 0 | 0 | 0 |  | 1 | 1 | 1 | 0 | 0 | 0
load_220529334 |  | node_1397323_452_15258637_281 |  | AN | 0 | Residential | 7675.2+3269.622j | 0 | 0 | 0 | 0 | 0 | [24 empty] | 8108001 | no | no |  |  | no |  | 0 | 0 | 0 | 0 | 0 | 0 |  | 1 | 1 | 1 | 0 | 0 | 0
load_220529687 |  | node_1390123_265_15265189_672 |  | AN | 0 | Residential | 3074.4+1309.689j | 0 | 0 | 0 | 0 | 0 | [24 empty] | 8108001 | no | no |  |  | no |  | 0 | 0 | 0 | 0 | 0 | 0 |  | 1 | 1 | 1 | 0 | 0 | 0
load_220530115 |  | node_1396194_463_15261342_253 |  | AN | 0 | Residential | 2390.4+1018.306j | 0 | 0 | 0 | 0 | 0 | [24 empty] | 8108001 | no | no |  |  | no |  | 0 | 0 | 0 | 0 | 0 | 0 |  | 1 | 1 | 1 | 0 | 0 | 0
load_220530547 |  | node_1398366_661_15258400_984 |  | AN | 0 | Residential | 11779.2+5017.918j | 0 | 0 | 0 | 0 | 0 | [24 empty] | 8108001 | no | no |  |  | no |  | 0 | 0 | 0 | 0 | 0 | 0 |  | 1 | 1 | 1 | 0 | 0 | 0
load_220531237 |  | node_1382446_204_15261135_67 |  | AN | 0 | Residential | 13104+5582.281j | 0 | 0 | 0 | 0 | 0 | [24 empty] | 8108001 | no | no |  |  | no |  | 0 | 0 | 0 | 0 | 0 | 0 |  | 1 | 1 | 1 | 0 | 0 | 0
load_220533462 |  | node_1385345_23_15258546_09 |  | AN | 0 | Residential | 29023.2+12363.831j | 0 | 0 | 0 | 0 | 0 | [24 empty] | 8108001 | no | no |  |  | no |  | 0 | 0 | 0 | 0 | 0 | 0 |  | 1 | 1 | 1 | 0 | 0 | 0
load_220535575 |  | node_1388851_334_15272992_644 |  | AN | 0 | Residential | 15645.6+6664.998j | 0 | 0 | 0 | 0 | 0 | [24 empty] | 8108001 | no | no |  |  | no |  | 0 | 0 | 0 | 0 | 0 | 0 |  | 1 | 1 | 1 | 0 | 0 | 0
load_220540666 |  | node_1380357_076_15259159_411 |  | AN | 0 | Residential | 6782.4+2889.29j | 0 | 0 | 0 | 0 | 0 | [24 empty] | 8108001 | no | no |  |  | no |  | 0 | 0 | 0 | 0 | 0 | 0 |  | 1 | 1 | 1 | 0 | 0 | 0
load_220557379 |  | node_1392270_666_15258927_041 |  | AN | 0 | Residential | 4629.6+1972.201j | 0 | 0 | 0 | 0 | 0 | [24 empty] | 8108001 | no | no |  |  | no |  | 0 | 0 | 0 | 0 | 0 | 0 |  | 1 | 1 | 1 | 0 | 0 | 0
load_220573483 |  | node_1392400_196_15259112_83 |  | AN | 0 | Residential | 2570.4+1094.986j | 0 | 0 | 0 | 0 | 0 | [24 empty] | 8108001 | no | no |  |  | no |  | 0 | 0 | 0 | 0 | 0 | 0 |  | 1 | 1 | 1 | 0 | 0 | 0
load_220573723 |  | node_1386787_497_15273461_233 |  | AN | 0 | Residential | 12837.6+5468.795j | 0 | 0 | 0 | 0 | 0 | [24 empty] | 8108001 | no | no |  |  | no |  | 0 | 0 | 0 | 0 | 0 | 0 |  | 1 | 1 | 1 | 0 | 0 | 0
load_220575522 |  | node_1386706_357_15273652_438 |  | AN | 0 | Residential | 12088.8+5149.807j | 0 | 0 | 0 | 0 | 0 | [24 empty] | 8108001 | no | no |  |  | no |  | 0 | 0 | 0 | 0 | 0 | 0 |  | 1 | 1 | 1 | 0 | 0 | 0
load_220577574 |  | node_1392790_056_15265497_398 |  | AN | 0 | Other | 0 | 0 | 0 | 0 | 0 | 0 | [24 empty] | 8108001 | no | no |  |  | no |  | 0 | 0 | 0 | 0 | 0 | 0 |  | 1 | 1 | 1 | 0 | 0 | 0
load_220603275 |  | node_1382946_439_15257169_49 |  | AN | 0 | Residential | 7668+3266.554j | 0 | 0 | 0 | 0 | 0 | [24 empty] | 8108001 | no | no |  |  | no |  | 0 | 0 | 0 | 0 | 0 | 0 |  | 1 | 1 | 1 | 0 | 0 | 0
load_220612783 |  | node_1391591_066_15263533_095 |  | AN | 0 | Residential | 15328.8+6530.041j | 0 | 0 | 0 | 0 | 0 | [24 empty] | 8108001 | no | no |  |  | no |  | 0 | 0 | 0 | 0 | 0 | 0 |  | 1 | 1 | 1 | 0 | 0 | 0
load_220612784 |  | node_1391670_457_15263831_341 |  | AN | 0 | Residential | 4399.2+1874.051j | 0 | 0 | 0 | 0 | 0 | [24 empty] | 8108001 | no | no |  |  | no |  | 0 | 0 | 0 | 0 | 0 | 0 |  | 1 | 1 | 1 | 0 | 0 | 0
load_220616414 |  | node_1385030_188_15257217_872 |  | AN | 0 | Residential | 2880+1226.875j | 0 | 0 | 0 | 0 | 0 | [24 empty] | 8108001 | no | no |  |  | no |  | 0 | 0 | 0 | 0 | 0 | 0 |  | 1 | 1 | 1 | 0 | 0 | 0
load_220648123 |  | node_1387278_324_15273871_421 |  | AN | 0 | Residential | 5328+2269.718j | 0 | 0 | 0 | 0 | 0 | [24 empty] | 8108001 | no | no |  |  | no |  | 0 | 0 | 0 | 0 | 0 | 0 |  | 1 | 1 | 1 | 0 | 0 | 0
load_220648213 |  | node_1390871_067_15257192_625 |  | AN | 0 | Residential | 12031.2+5125.27j | 0 | 0 | 0 | 0 | 0 | [24 empty] | 8108001 | no | no |  |  | no |  | 0 | 0 | 0 | 0 | 0 | 0 |  | 1 | 1 | 1 | 0 | 0 | 0
load_220648943 |  | node_1388643_496_15276340_775 |  | AN | 0 | Residential | 24552+10459.108j | 0 | 0 | 0 | 0 | 0 | [24 empty] | 8108001 | no | no |  |  | no |  | 0 | 0 | 0 | 0 | 0 | 0 |  | 1 | 1 | 1 | 0 | 0 | 0
load_220649352 |  | node_1392538_186_15269471_853 |  | AN | 0 | Residential | 26150.4+11140.024j | 0 | 0 | 0 | 0 | 0 | [24 empty] | 8108001 | no | no |  |  | no |  | 0 | 0 | 0 | 0 | 0 | 0 |  | 1 | 1 | 1 | 0 | 0 | 0
load_220649843 |  | node_1392494_353_15269996_379 |  | AN | 0 | Residential | 8265.6+3521.131j | 0 | 0 | 0 | 0 | 0 | [24 empty] | 8108001 | no | no |  |  | no |  | 0 | 0 | 0 | 0 | 0 | 0 |  | 1 | 1 | 1 | 0 | 0 | 0
load_220658473 |  | node_1390244_79_15270094_289 |  | AN | 0 | Residential | 0 | 0 | 0 | 0 | 0 | 0 | [24 empty] | 8108001 | no | no |  |  | no |  | 0 | 0 | 0 | 0 | 0 | 0 |  | 1 | 1 | 1 | 0 | 0 | 0
load_310004681 |  | node_1376330_869_15256320_21 |  | AN | 0 | Residential | 4305.6+1834.178j | 0 | 0 | 0 | 0 | 0 | [24 empty] | 8108001 | no | no |  |  | no |  | 0 | 0 | 0 | 0 | 0 | 0 |  | 1 | 1 | 1 | 0 | 0 | 0
load_310008241 |  | node_1392500_862_15266420_806 |  | AN | 0 | Residential | 5695.2+2426.145j | 0 | 0 | 0 | 0 | 0 | [24 empty] | 8108001 | no | no |  |  | no |  | 0 | 0 | 0 | 0 | 0 | 0 |  | 1 | 1 | 1 | 0 | 0 | 0
load_310017134 |  | node_1385111_33_15263689_791 |  | AN | 0 | Residential | 10180.8+4337.003j | 0 | 0 | 0 | 0 | 0 | [24 empty] | 8108001 | no | no |  |  | no |  | 0 | 0 | 0 | 0 | 0 | 0 |  | 1 | 1 | 1 | 0 | 0 | 0
load_310045515 |  | node_1392402_451_15270893_834 |  | AN | 0 | Residential | 2275.2+969.231j | 0 | 0 | 0 | 0 | 0 | [24 empty] | 8108001 | no | no |  |  | no |  | 0 | 0 | 0 | 0 | 0 | 0 |  | 1 | 1 | 1 | 0 | 0 | 0
load_310049474 |  | node_1385145_198_15257436_339 |  | AN | 0 | Residential | 12520.8+5333.838j | 0 | 0 | 0 | 0 | 0 | [24 empty] | 8108001 | no | no |  |  | no |  | 0 | 0 | 0 | 0 | 0 | 0 |  | 1 | 1 | 1 | 0 | 0 | 0

## node
data_type | static
owner_type | feeder
owner | 8108001
object | node
name | groupid | parent | bustype | phases | nominal_voltage | dcircuit | selected | monitored | monitored_fields | class_monitored_fields | played | played_fields | subsystem | x | y | comments | dist_to_slack
node_433AX12-312097361 |  |  | PQ | ABCN | 19918.584 | 8108001 | no | no |  |  | no |  |  | 1385858.742 | 15279452.004 |  | -1
node_1374629_831_15256434_764 |  |  | PQ | AN | 2771.281 | 8108001 | no | no |  |  | no |  |  | 1374629.831 | 15256434.764 |  | -1
node_1374920_795_15256403_148 |  |  | PQ | AN | 2771.281 | 8108001 | no | no |  |  | no |  |  | 1374920.795 | 15256403.148 |  | -1
node_1375288_441_15256388_087 |  |  | PQ | AN | 2771.281 | 8108001 | no | no |  |  | no |  |  | 1375288.441 | 15256388.087 |  | -1
node_1375621_474_15256511_025 |  |  | PQ | AN | 2771.281 | 8108001 | no | no |  |  | no |  |  | 1375621.474 | 15256511.025 |  | -1
node_1375640_35_15256360_301 |  |  | PQ | AD | 2771.281 | 8108001 | no | no |  |  | no |  |  | 1375640.35 | 15256360.301 |  | -1
node_1376312_057_15256878_744 |  |  | PQ | AN | 2771.281 | 8108001 | no | no |  |  | no |  |  | 1376312.057 | 15256878.744 |  | -1
node_1376330_869_15256320_21 |  |  | PQ | AN | 2771.281 | 8108001 | no | no |  |  | no |  |  | 1376330.869 | 15256320.21 |  | -1
node_1377421_254_15256460_322 |  |  | PQ | AN | 2771.281 | 8108001 | no | no |  |  | no |  |  | 1377421.254 | 15256460.322 |  | -1
node_1377471_913_15257023_263 |  |  | PQ | AN | 2771.281 | 8108001 | no | no |  |  | no |  |  | 1377471.913 | 15257023.263 |  | -1
node_1377864_415_15256270_708 |  |  | PQ | AN | 2771.281 | 8108001 | no | no |  |  | no |  |  | 1377864.415 | 15256270.708 |  | -1
node_1379272_131_15256313_523 |  |  | PQ | AN | 2771.281 | 8108001 | no | no |  |  | no |  |  | 1379272.131 | 15256313.523 |  | -1
node_1379798_693_15256540_231 |  |  | PQ | AN | 2771.281 | 8108001 | no | no |  |  | no |  |  | 1379798.693 | 15256540.231 |  | -1
node_1379897_106_15259622_337 |  |  | PQ | AN | 7199.558 | 8108001 | no | no |  |  | no |  |  | 1379897.106 | 15259622.337 |  | -1
node_1379911_275_15259312_665 |  |  | PQ | AN | 7199.558 | 8108001 | no | no |  |  | no |  |  | 1379911.275 | 15259312.665 |  | -1
node_1380000_924_15258191_455 |  |  | PQ | AN | 2771.281 | 8108001 | no | no |  |  | no |  |  | 1380000.924 | 15258191.455 |  | -1
node_1380032_84_15257485_433 |  |  | PQ | AN | 2771.281 | 8108001 | no | no |  |  | no |  |  | 1380032.84 | 15257485.433 |  | -1
node_1380051_819_15256339_281 |  |  | PQ | AN | 2771.281 | 8108001 | no | no |  |  | no |  |  | 1380051.819 | 15256339.281 |  | -1
node_1380199_137_15258952_096 |  |  | PQ | AN | 2771.281 | 8108001 | no | no |  |  | no |  |  | 1380199.137 | 15258952.096 |  | -1
node_1380231_974_15256389_314 |  |  | PQ | AN | 2771.281 | 8108001 | no | no |  |  | no |  |  | 1380231.974 | 15256389.314 |  | -1
node_1380274_045_15258020_922 |  |  | PQ | AN | 2771.281 | 8108001 | no | no |  |  | no |  |  | 1380274.045 | 15258020.922 |  | -1
node_1380312_23_15258588_871 |  |  | PQ | AN | 2771.281 | 8108001 | no | no |  |  | no |  |  | 1380312.23 | 15258588.871 |  | -1
node_1380357_076_15259159_411 |  |  | PQ | AN | 2771.281 | 8108001 | no | no |  |  | no |  |  | 1380357.076 | 15259159.411 |  | -1
node_1380445_217_15260258_98 |  |  | PQ | AN | 2771.281 | 8108001 | no | no |  |  | no |  |  | 1380445.217 | 15260258.98 |  | -1
node_1380623_721_15257721_606 |  |  | PQ | AN | 2771.281 | 8108001 | no | no |  |  | no |  |  | 1380623.721 | 15257721.606 |  | -1
node_1380707_443_15264862_917 |  |  | PQ | AN | 2771.281 | 8108001 | no | no |  |  | no |  |  | 1380707.443 | 15264862.917 |  | -1
node_1380738_8_15256565_616 |  |  | PQ | AN | 2771.281 | 8108001 | no | no |  |  | no |  |  | 1380738.8 | 15256565.616 |  | -1
node_1380808_918_15260004_485 |  |  | PQ | AN | 2771.281 | 8108001 | no | no |  |  | no |  |  | 1380808.918 | 15260004.485 |  | -1
node_1380948_344_15264936_526 |  |  | PQ | AN | 2771.281 | 8108001 | no | no |  |  | no |  |  | 1380948.344 | 15264936.526 |  | -1
node_1381161_094_15256410_915 |  |  | PQ | AN | 2771.281 | 8108001 | no | no |  |  | no |  |  | 1381161.094 | 15256410.915 |  | -1
node_1381233_288_15260608_87 |  |  | PQ | AN | 2771.281 | 8108001 | no | no |  |  | no |  |  | 1381233.288 | 15260608.87 |  | -1
node_1381297_732_15260319_002 |  |  | PQ | AN | 2771.281 | 8108001 | no | no |  |  | no |  |  | 1381297.732 | 15260319.002 |  | -1
node_1381315_545_15261953_817 |  |  | PQ | AN | 2771.281 | 8108001 | no | no |  |  | no |  |  | 1381315.545 | 15261953.817 |  | -1
node_1381339_23_15256477_452 |  |  | PQ | AN | 2771.281 | 8108001 | no | no |  |  | no |  |  | 1381339.23 | 15256477.452 |  | -1
node_1381367_932_15264988_68 |  |  | PQ | AN | 2771.281 | 8108001 | no | no |  |  | no |  |  | 1381367.932 | 15264988.68 |  | -1
node_1381373_692_15262446_382 |  |  | PQ | AN | 2771.281 | 8108001 | no | no |  |  | no |  |  | 1381373.692 | 15262446.382 |  | -1
node_1381389_321_15261229_782 |  |  | PQ | AN | 2771.281 | 8108001 | no | no |  |  | no |  |  | 1381389.321 | 15261229.782 |  | -1
node_1381627_185_15265288_713 |  |  | PQ | AN | 2771.281 | 8108001 | no | no |  |  | no |  |  | 1381627.185 | 15265288.713 |  | -1
node_1381631_756_15261890_65 |  |  | PQ | AN | 2771.281 | 8108001 | no | no |  |  | no |  |  | 1381631.756 | 15261890.65 |  | -1
node_1381656_284_15262386_124 |  |  | PQ | AN | 2771.281 | 8108001 | no | no |  |  | no |  |  | 1381656.284 | 15262386.124 |  | -1
node_1381757_642_15265774_647 |  |  | PQ | AN | 2771.281 | 8108001 | no | no |  |  | no |  |  | 1381757.642 | 15265774.647 |  | -1
node_1381820_722_15265359_847 |  |  | PQ | AN | 2771.281 | 8108001 | no | no |  |  | no |  |  | 1381820.722 | 15265359.847 |  | -1
node_1381962_006_15256982_789 |  |  | PQ | AN | 2771.281 | 8108001 | no | no |  |  | no |  |  | 1381962.006 | 15256982.789 |  | -1
node_1382064_197_15262199_616 |  |  | PQ | AN | 2771.281 | 8108001 | no | no |  |  | no |  |  | 1382064.197 | 15262199.616 |  | -1
node_1382097_126_15265844_837 |  |  | PQ | AN | 2771.281 | 8108001 | no | no |  |  | no |  |  | 1382097.126 | 15265844.837 |  | -1
node_1382148_807_15262519_559 |  |  | PQ | AN | 2771.281 | 8108001 | no | no |  |  | no |  |  | 1382148.807 | 15262519.559 |  | -1
node_1382267_179_15266312_737 |  |  | PQ | AN | 2771.281 | 8108001 | no | no |  |  | no |  |  | 1382267.179 | 15266312.737 |  | -1
node_1382446_204_15261135_67 |  |  | PQ | AN | 2771.281 | 8108001 | no | no |  |  | no |  |  | 1382446.204 | 15261135.67 |  | -1
node_1382500_476_15257250_749 |  |  | PQ | AN | 2771.281 | 8108001 | no | no |  |  | no |  |  | 1382500.476 | 15257250.749 |  | -1
node_1382572_831_15266383_397 |  |  | PQ | AN | 2771.281 | 8108001 | no | no |  |  | no |  |  | 1382572.831 | 15266383.397 |  | -1
node_1382683_035_15262980_101 |  |  | PQ | AN | 2771.281 | 8108001 | no | no |  |  | no |  |  | 1382683.035 | 15262980.101 |  | -1
node_1382776_346_15257609_331 |  |  | PQ | AN | 2771.281 | 8108001 | no | no |  |  | no |  |  | 1382776.346 | 15257609.331 |  | -1
node_1382891_456_15266492_495 |  |  | PQ | AN | 2771.281 | 8108001 | no | no |  |  | no |  |  | 1382891.456 | 15266492.495 |  | -1
node_1382941_737_15263005_872 |  |  | PQ | AN | 2771.281 | 8108001 | no | no |  |  | no |  |  | 1382941.737 | 15263005.872 |  | -1
node_1382946_439_15257169_49 |  |  | PQ | AN | 2771.281 | 8108001 | no | no |  |  | no |  |  | 1382946.439 | 15257169.49 |  | -1
node_1383069_26_15266706_446 |  |  | PQ | AN | 2771.281 | 8108001 | no | no |  |  | no |  |  | 1383069.26 | 15266706.446 |  | -1
node_1383196_845_15266768_076 |  |  | PQ | AN | 2771.281 | 8108001 | no | no |  |  | no |  |  | 1383196.845 | 15266768.076 |  | -1
node_1383212_503_15263176_367 |  |  | PQ | AN | 2771.281 | 8108001 | no | no |  |  | no |  |  | 1383212.503 | 15263176.367 |  | -1
node_1383389_956_15263841_815 |  |  | PQ | AN | 2771.281 | 8108001 | no | no |  |  | no |  |  | 1383389.956 | 15263841.815 |  | -1
node_1383435_681_15257559_797 |  |  | PQ | AN | 2771.281 | 8108001 | no | no |  |  | no |  |  | 1383435.681 | 15257559.797 |  | -1
node_1383516_085_15263313_166 |  |  | PQ | AN | 2771.281 | 8108001 | no | no |  |  | no |  |  | 1383516.085 | 15263313.166 |  | -1
node_1383532_705_15266974_004 |  |  | PQ | AN | 2771.281 | 8108001 | no | no |  |  | no |  |  | 1383532.705 | 15266974.004 |  | -1
node_1383873_28_15257542_391 |  |  | PQ | AN | 2771.281 | 8108001 | no | no |  |  | no |  |  | 1383873.28 | 15257542.391 |  | -1
node_1383903_198_15263372_005 |  |  | PQ | AN | 2771.281 | 8108001 | no | no |  |  | no |  |  | 1383903.198 | 15263372.005 |  | -1
node_1384095_525_15257758_187 |  |  | PQ | AN | 2771.281 | 8108001 | no | no |  |  | no |  |  | 1384095.525 | 15257758.187 |  | -1
node_1384164_478_15263403_038 |  |  | PQ | AN | 2771.281 | 8108001 | no | no |  |  | no |  |  | 1384164.478 | 15263403.038 |  | -1
node_1384443_042_15268820_067 |  |  | PQ | AN | 2771.281 | 8108001 | no | no |  |  | no |  |  | 1384443.042 | 15268820.067 |  | -1
node_1384459_155_15263386_512 |  |  | PQ | AN | 2771.281 | 8108001 | no | no |  |  | no |  |  | 1384459.155 | 15263386.512 |  | -1
node_1384513_929_15264314_666 |  |  | PQ | AN | 2771.281 | 8108001 | no | no |  |  | no |  |  | 1384513.929 | 15264314.666 |  | -1
node_1384548_691_15267059_895 |  |  | PQ | AN | 2771.281 | 8108001 | no | no |  |  | no |  |  | 1384548.691 | 15267059.895 |  | -1
node_1384687_306_15267429_768 |  |  | PQ | AN | 2771.281 | 8108001 | no | no |  |  | no |  |  | 1384687.306 | 15267429.768 |  | -1
node_1385030_188_15257217_872 |  |  | PQ | AN | 2771.281 | 8108001 | no | no |  |  | no |  |  | 1385030.188 | 15257217.872 |  | -1
node_1385064_887_15258050_211 |  |  | PQ | AN | 2771.281 | 8108001 | no | no |  |  | no |  |  | 1385064.887 | 15258050.211 |  | -1
node_1385087_503_15267904_974 |  |  | PQ | AN | 2771.281 | 8108001 | no | no |  |  | no |  |  | 1385087.503 | 15267904.974 |  | -1
node_1385111_33_15263689_791 |  |  | PQ | AN | 2771.281 | 8108001 | no | no |  |  | no |  |  | 1385111.33 | 15263689.791 |  | -1
node_1385145_198_15257436_339 |  |  | PQ | AN | 2771.281 | 8108001 | no | no |  |  | no |  |  | 1385145.198 | 15257436.339 |  | -1
node_1385296_873_15263756_487 |  |  | PQ | AN | 2771.281 | 8108001 | no | no |  |  | no |  |  | 1385296.873 | 15263756.487 |  | -1
node_1385345_23_15258546_09 |  |  | PQ | AN | 2771.281 | 8108001 | no | no |  |  | no |  |  | 1385345.23 | 15258546.09 |  | -1
node_1385426_004_15257501_514 |  |  | PQ | AN | 2771.281 | 8108001 | no | no |  |  | no |  |  | 1385426.004 | 15257501.514 |  | -1
node_1385429_328_15258243_357 |  |  | PQ | AN | 2771.281 | 8108001 | no | no |  |  | no |  |  | 1385429.328 | 15258243.357 |  | -1
node_1385458_744_15273340_826 |  |  | PQ | AN | 2771.281 | 8108001 | no | no |  |  | no |  |  | 1385458.744 | 15273340.826 |  | -1
node_1385583_542_15257681_716 |  |  | PQ | AN | 2771.281 | 8108001 | no | no |  |  | no |  |  | 1385583.542 | 15257681.716 |  | -1
node_1385605_452_15263776_43 |  |  | PQ | AN | 2771.281 | 8108001 | no | no |  |  | no |  |  | 1385605.452 | 15263776.43 |  | -1
node_1385775_035_15279290_81 |  |  | PQ | ABCN | 19918.584 | 8108001 | no | no |  |  | no |  |  | 1385775.035 | 15279290.81 |  | -1
node_1385820_128_15278577_775 |  |  | PQ | ABCN | 19918.584 | 8108001 | no | no |  |  | no |  |  | 1385820.128 | 15278577.775 |  | -1
node_1385845_153_15257233_791 |  |  | PQ | AN | 2771.281 | 8108001 | no | no |  |  | no |  |  | 1385845.153 | 15257233.791 |  | -1
node_1385895_402_15279088_627 |  |  | PQ | AN | 19918.584 | 8108001 | no | no |  |  | no |  |  | 1385895.402 | 15279088.627 |  | -1
node_1385901_596_15256994_29 |  |  | PQ | AN | 2771.281 | 8108001 | no | no |  |  | no |  |  | 1385901.596 | 15256994.29 |  | -1
node_1385984_519_15277855_327 |  |  | PQ | ABCN | 19918.584 | 8108001 | no | no |  |  | no |  |  | 1385984.519 | 15277855.327 |  | -1
node_1386052_798_15273436_409 |  |  | PQ | AN | 2771.281 | 8108001 | no | no |  |  | no |  |  | 1386052.798 | 15273436.409 |  | -1
node_1386061_965_15256342_147 |  |  | PQ | AN | 2771.281 | 8108001 | no | no |  |  | no |  |  | 1386061.965 | 15256342.147 |  | -1
node_1386110_933_15277044_791 |  |  | PQ | ABCN | 19918.584 | 8108001 | no | no |  |  | no |  |  | 1386110.933 | 15277044.791 |  | -1
node_1386110_951_15263782_707 |  |  | PQ | AN | 2771.281 | 8108001 | no | no |  |  | no |  |  | 1386110.951 | 15263782.707 |  | -1
node_1386228_389_15263788_333 |  |  | PQ | AN | 2771.281 | 8108001 | no | no |  |  | no |  |  | 1386228.389 | 15263788.333 |  | -1
node_1386297_84_15276749_035 |  |  | PQ | ABCN | 19918.584 | 8108001 | no | no |  |  | no |  |  | 1386297.84 | 15276749.035 |  | -1
node_1386350_497_15273400_311 |  |  | PQ | AN | 2771.281 | 8108001 | no | no |  |  | no |  |  | 1386350.497 | 15273400.311 |  | -1
node_1386706_357_15273652_438 |  |  | PQ | AN | 2771.281 | 8108001 | no | no |  |  | no |  |  | 1386706.357 | 15273652.438 |  | -1
node_1386787_497_15273461_233 |  |  | PQ | AN | 2771.281 | 8108001 | no | no |  |  | no |  |  | 1386787.497 | 15273461.233 |  | -1
node_1386791_182_15258508_078 |  |  | PQ | AN | 2771.281 | 8108001 | no | no |  |  | no |  |  | 1386791.182 | 15258508.078 |  | -1
node_1386825_304_15276277_264 |  |  | PQ | ABCN | 19918.584 | 8108001 | no | no |  |  | no |  |  | 1386825.304 | 15276277.264 |  | -1
node_1386833_496_15268259_686 |  |  | PQ | ABCN | 2771.281 | 8108001 | no | no |  |  | no |  |  | 1386833.496 | 15268259.686 |  | -1
node_1386845_589_15263747_631 |  |  | PQ | AN | 2771.281 | 8108001 | no | no |  |  | no |  |  | 1386845.589 | 15263747.631 |  | -1
node_1387068_399_15273833_325 |  |  | PQ | AN | 2771.281 | 8108001 | no | no |  |  | no |  |  | 1387068.399 | 15273833.325 |  | -1
node_1387114_938_15273550_241 |  |  | PQ | AN | 2771.281 | 8108001 | no | no |  |  | no |  |  | 1387114.938 | 15273550.241 |  | -1
node_1387206_075_15263887_884 |  |  | PQ | AN | 2771.281 | 8108001 | no | no |  |  | no |  |  | 1387206.075 | 15263887.884 |  | -1
node_1387276_867_15258755_787 |  |  | PQ | AN | 2771.281 | 8108001 | no | no |  |  | no |  |  | 1387276.867 | 15258755.787 |  | -1
node_1387278_324_15273871_421 |  |  | PQ | AN | 2771.281 | 8108001 | no | no |  |  | no |  |  | 1387278.324 | 15273871.421 |  | -1
node_1387373_268_15274315_61 |  |  | PQ | AN | 2771.281 | 8108001 | no | no |  |  | no |  |  | 1387373.268 | 15274315.61 |  | -1
node_1387533_662_15264105_477 |  |  | PQ | AN | 2771.281 | 8108001 | no | no |  |  | no |  |  | 1387533.662 | 15264105.477 |  | -1
node_1387580_277_15274700_207 |  |  | PQ | AN | 2771.281 | 8108001 | no | no |  |  | no |  |  | 1387580.277 | 15274700.207 |  | -1
node_1387716_58_15274705_884 |  |  | PQ | AN | 2771.281 | 8108001 | no | no |  |  | no |  |  | 1387716.58 | 15274705.884 |  | -1
node_1387746_841_15268437_736 |  |  | PQ | ABCN | 2771.281 | 8108001 | no | no |  |  | no |  |  | 1387746.841 | 15268437.736 |  | -1
node_1387777_24_15264279_73 |  |  | PQ | AN | 2771.281 | 8108001 | no | no |  |  | no |  |  | 1387777.24 | 15264279.73 |  | -1
node_1387822_925_15259258_626 |  |  | PQ | AN | 2771.281 | 8108001 | no | no |  |  | no |  |  | 1387822.925 | 15259258.626 |  | -1
node_1387830_131_15275972_414 |  |  | PQ | AN | 19918.584 | 8108001 | no | no |  |  | no |  |  | 1387830.131 | 15275972.414 |  | -1
node_1387896_248_15276150_52 |  |  | PQ | ABCN | 19918.584 | 8108001 | no | no |  |  | no |  |  | 1387896.248 | 15276150.52 |  | -1
node_1387965_368_15258944_655 |  |  | PQ | AN | 2771.281 | 8108001 | no | no |  |  | no |  |  | 1387965.368 | 15258944.655 |  | -1
node_1387965_409_15275522_952 |  |  | PQ | AN | 19918.584 | 8108001 | no | no |  |  | no |  |  | 1387965.409 | 15275522.952 |  | -1
node_1387973_044_15268441_935 |  |  | PQ | ABCN | 2771.281 | 8108001 | no | no |  |  | no |  |  | 1387973.044 | 15268441.935 |  | -1
node_1387986_47_15259383_105 |  |  | PQ | AN | 2771.281 | 8108001 | no | no |  |  | no |  |  | 1387986.47 | 15259383.105 |  | -1
node_1388034_354_15274712_343 |  |  | PQ | ABCN | 19918.584 | 8108001 | no | no |  |  | no |  |  | 1388034.354 | 15274712.343 |  | -1
node_1388130_851_15270841_893 |  |  | PQ | AN | 19918.584 | 8108001 | no | no |  |  | no |  |  | 1388130.851 | 15270841.893 |  | -1
node_1388137_248_15258023_833 |  |  | PQ | AN | 2771.281 | 8108001 | no | no |  |  | no |  |  | 1388137.248 | 15258023.833 |  | -1
node_1388183_982_15258200_969 |  |  | PQ | AN | 2771.281 | 8108001 | no | no |  |  | no |  |  | 1388183.982 | 15258200.969 |  | -1
node_1388199_113_15264711_158 |  |  | PQ | AN | 2771.281 | 8108001 | no | no |  |  | no |  |  | 1388199.113 | 15264711.158 |  | -1
node_1388214_507_15268560_315 |  |  | PQ | AN | 2771.281 | 8108001 | no | no |  |  | no |  |  | 1388214.507 | 15268560.315 |  | -1
node_1388234_103_15257741_023 |  |  | PQ | AN | 2771.281 | 8108001 | no | no |  |  | no |  |  | 1388234.103 | 15257741.023 |  | -1
node_1388332_725_15264809_389 |  |  | PQ | AN | 2771.281 | 8108001 | no | no |  |  | no |  |  | 1388332.725 | 15264809.389 |  | -1
node_1388335_094_15257464_099 |  |  | PQ | AN | 2771.281 | 8108001 | no | no |  |  | no |  |  | 1388335.094 | 15257464.099 |  | -1
node_1388413_783_15274055_361 |  |  | PQ | ABCN | 19918.584 | 8108001 | no | no |  |  | no |  |  | 1388413.783 | 15274055.361 |  | -1
node_1388423_177_15273698_667 |  |  | PQ | ABCN | 19918.584 | 8108001 | no | no |  |  | no |  |  | 1388423.177 | 15273698.667 |  | -1
node_1388457_213_15259727_284 |  |  | PQ | AN | 2771.281 | 8108001 | no | no |  |  | no |  |  | 1388457.213 | 15259727.284 |  | -1
node_1388485_595_15268530_758 |  |  | PQ | AN | 2771.281 | 8108001 | no | no |  |  | no |  |  | 1388485.595 | 15268530.758 |  | -1
node_1388490_119_15273327_862 |  |  | PQ | ABCN | 19918.584 | 8108001 | no | no |  |  | no |  |  | 1388490.119 | 15273327.862 |  | -1
node_1388549_565_15271748_807 |  |  | PQ | ABCN | 19918.584 | 8108001 | no | no |  |  | no |  |  | 1388549.565 | 15271748.807 |  | -1
node_1388555_688_15272090_718 |  |  | PQ | ABCN | 19918.584 | 8108001 | no | no |  |  | no |  |  | 1388555.688 | 15272090.718 |  | -1
node_1388571_837_15270798_602 |  |  | PQ | AN | 19918.584 | 8108001 | no | no |  |  | no |  |  | 1388571.837 | 15270798.602 |  | -1
node_1388576_839_15271482_503 |  |  | PQ | ABCN | 19918.584 | 8108001 | no | no |  |  | no |  |  | 1388576.839 | 15271482.503 |  | -1
node_1388590_422_15264985_057 |  |  | PQ | AN | 2771.281 | 8108001 | no | no |  |  | no |  |  | 1388590.422 | 15264985.057 |  | -1
node_1388599_769_15257280_217 |  |  | PQ | AN | 2771.281 | 8108001 | no | no |  |  | no |  |  | 1388599.769 | 15257280.217 |  | -1
node_1388602_687_15272619_603 |  |  | PQ | ABCN | 19918.584 | 8108001 | no | no |  |  | no |  |  | 1388602.687 | 15272619.603 |  | -1
node_1388618_955_15272929_916 |  |  | PQ | ABCN | 19918.584 | 8108001 | no | no |  |  | no |  |  | 1388618.955 | 15272929.916 |  | -1
node_1388643_496_15276340_775 |  |  | PQ | AN | 19918.584 | 8108001 | no | no |  |  | no |  |  | 1388643.496 | 15276340.775 |  | -1
node_1388657_357_15264324_302 |  |  | PQ | AN | 2771.281 | 8108001 | no | no |  |  | no |  |  | 1388657.357 | 15264324.302 |  | -1
node_1388692_761_15272439_556 |  |  | PQ | ABCN | 19918.584 | 8108001 | no | no |  |  | no |  |  | 1388692.761 | 15272439.556 |  | -1
node_1388699_237_15273520_263 |  |  | PQ | AN | 19918.584 | 8108001 | no | no |  |  | no |  |  | 1388699.237 | 15273520.263 |  | -1
node_1388725_451_15268373_431 |  |  | PQ | ABCN | 2771.281 | 8108001 | no | no |  |  | no |  |  | 1388725.451 | 15268373.431 |  | -1
node_1388754_747_15271043_8 |  |  | PQ | ABCN | 19918.584 | 8108001 | no | no |  |  | no |  |  | 1388754.747 | 15271043.8 |  | -1
node_1388811_317_15265142_857 |  |  | PQ | AN | 2771.281 | 8108001 | no | no |  |  | no |  |  | 1388811.317 | 15265142.857 |  | -1
node_1388825_115_15259935_731 |  |  | PQ | AN | 2771.281 | 8108001 | no | no |  |  | no |  |  | 1388825.115 | 15259935.731 |  | -1
node_1388851_334_15272992_644 |  |  | PQ | AN | 19918.584 | 8108001 | no | no |  |  | no |  |  | 1388851.334 | 15272992.644 |  | -1
node_1388901_146_15273533_962 |  |  | PQ | AN | 19918.584 | 8108001 | no | no |  |  | no |  |  | 1388901.146 | 15273533.962 |  | -1
node_1388944_958_15270844_67 |  |  | PQ | ABCN | 19918.584 | 8108001 | no | no |  |  | no |  |  | 1388944.958 | 15270844.67 |  | -1
node_1388969_721_15268344_667 |  |  | PQ | ABCN | 2771.281 | 8108001 | no | no |  |  | no |  |  | 1388969.721 | 15268344.667 |  | -1
node_1389049_566_15271321_291 |  |  | PQ | AN | 2771.281 | 8108001 | no | no |  |  | no |  |  | 1389049.566 | 15271321.291 |  | -1
node_1389067_999_15270571_93 |  |  | PQ | ABCN | 19918.584 | 8108001 | no | no |  |  | no |  |  | 1389067.999 | 15270571.93 |  | -1
node_1389093_79_15257884_486 |  |  | PQ | AN | 2771.281 | 8108001 | no | no |  |  | no |  |  | 1389093.79 | 15257884.486 |  | -1
node_1389159_78_15265390_415 |  |  | PQ | AN | 2771.281 | 8108001 | no | no |  |  | no |  |  | 1389159.78 | 15265390.415 |  | -1
node_1389178_013_15260155_363 |  |  | PQ | AN | 2771.281 | 8108001 | no | no |  |  | no |  |  | 1389178.013 | 15260155.363 |  | -1
node_1389202_157_15271066_833 |  |  | PQ | AN | 2771.281 | 8108001 | no | no |  |  | no |  |  | 1389202.157 | 15271066.833 |  | -1
node_1389337_387_15271813_475 |  |  | PQ | AN | 2771.281 | 8108001 | no | no |  |  | no |  |  | 1389337.387 | 15271813.475 |  | -1
node_1389342_989_15271544_286 |  |  | PQ | AN | 2771.281 | 8108001 | no | no |  |  | no |  |  | 1389342.989 | 15271544.286 |  | -1
node_1389347_803_15268872_682 |  |  | PQ | ABCN | 2771.281 | 8108001 | no | no |  |  | no |  |  | 1389347.803 | 15268872.682 |  | -1
node_1389349_873_15270221_577 |  |  | PQ | ABCN | 19918.584 | 8108001 | no | no |  |  | no |  |  | 1389349.873 | 15270221.577 |  | -1
node_1389372_821_15268039_282 |  |  | PQ | AN | 7199.558 | 8108001 | no | no |  |  | no |  |  | 1389372.821 | 15268039.282 |  | -1
node_1389375_719_15257669_074 |  |  | PQ | AN | 2771.281 | 8108001 | no | no |  |  | no |  |  | 1389375.719 | 15257669.074 |  | -1
node_1389400_144_15271087_131 |  |  | PQ | AN | 2771.281 | 8108001 | no | no |  |  | no |  |  | 1389400.144 | 15271087.131 |  | -1
node_1389443_262_15265484_493 |  |  | PQ | AN | 2771.281 | 8108001 | no | no |  |  | no |  |  | 1389443.262 | 15265484.493 |  | -1
node_1389445_925_15267072_875 |  |  | PQ | AN | 7199.558 | 8108001 | no | no |  |  | no |  |  | 1389445.925 | 15267072.875 |  | -1
node_1389451_306_15269146_238 |  |  | PQ | ABCN | 2771.281 | 8108001 | no | no |  |  | no |  |  | 1389451.306 | 15269146.238 |  | -1
node_1389462_404_15268498_093 |  |  | PQ | AN | 2771.281 | 8108001 | no | no |  |  | no |  |  | 1389462.404 | 15268498.093 |  | -1
node_1389498_012_15267395_031 |  |  | PQ | AN | 7199.558 | 8108001 | no | no |  |  | no |  |  | 1389498.012 | 15267395.031 |  | -1
node_1389519_585_15269976_967 |  |  | PQ | ABCN | 19918.584 | 8108001 | no | no |  |  | no |  |  | 1389519.585 | 15269976.967 |  | -1
node_1389620_531_15269267_081 |  |  | PQ | ABCN | 2771.281 | 8108001 | no | no |  |  | no |  |  | 1389620.531 | 15269267.081 |  | -1
node_1389634_006_15260278_994 |  |  | PQ | AN | 2771.281 | 8108001 | no | no |  |  | no |  |  | 1389634.006 | 15260278.994 |  | -1
node_1389750_777_15269606_282 |  |  | PQ | ABCN | 2771.281 | 8108001 | no | no |  |  | no |  |  | 1389750.777 | 15269606.282 |  | -1
node_1389778_432_15257190_063 |  |  | PQ | AN | 2771.281 | 8108001 | no | no |  |  | no |  |  | 1389778.432 | 15257190.063 |  | -1
node_1389889_787_15260801_431 |  |  | PQ | AN | 2771.281 | 8108001 | no | no |  |  | no |  |  | 1389889.787 | 15260801.431 |  | -1
node_1389956_024_15265964_569 |  |  | PQ | AN | 2771.281 | 8108001 | no | no |  |  | no |  |  | 1389956.024 | 15265964.569 |  | -1
node_1390007_054_15269029_215 |  |  | PQ | ABCN | 2771.281 | 8108001 | no | no |  |  | no |  |  | 1390007.054 | 15269029.215 |  | -1
node_1390090_904_15268815_167 |  |  | PQ | ABCN | 2771.281 | 8108001 | no | no |  |  | no |  |  | 1390090.904 | 15268815.167 |  | -1
node_1390123_265_15265189_672 |  |  | PQ | AN | 2771.281 | 8108001 | no | no |  |  | no |  |  | 1390123.265 | 15265189.672 |  | -1
node_1390193_102_15268630_636 |  |  | PQ | ABCD | 2771.281 | 8108001 | no | no |  |  | no |  |  | 1390193.102 | 15268630.636 |  | -1
node_1390197_359_15257197_74 |  |  | PQ | AN | 2771.281 | 8108001 | no | no |  |  | no |  |  | 1390197.359 | 15257197.74 |  | -1
node_1390212_556_15268504_054 |  |  | PQ | ABCN | 2771.281 | 8108001 | no | no |  |  | no |  |  | 1390212.556 | 15268504.054 |  | -1
node_1390244_79_15270094_289 |  |  | PQ | AN | 19918.584 | 8108001 | no | no |  |  | no |  |  | 1390244.79 | 15270094.289 |  | -1
node_1390299_665_15266011_383 |  |  | PQ | AN | 2771.281 | 8108001 | no | no |  |  | no |  |  | 1390299.665 | 15266011.383 |  | -1
node_1390401_81_15268130_435 |  |  | PQ | ABCN | 2771.281 | 8108001 | no | no |  |  | no |  |  | 1390401.81 | 15268130.435 |  | -1
node_1390505_519_15267917_157 |  |  | PQ | ABCN | 2771.281 | 8108001 | no | no |  |  | no |  |  | 1390505.519 | 15267917.157 |  | -1
node_1390606_9_15267686_632 |  |  | PQ | ABCN | 2771.281 | 8108001 | no | no |  |  | no |  |  | 1390606.9 | 15267686.632 |  | -1
node_1390797_08_15266085_923 |  |  | PQ | AN | 2771.281 | 8108001 | no | no |  |  | no |  |  | 1390797.08 | 15266085.923 |  | -1
node_1390813_067_15260661_646 |  |  | PQ | AN | 2771.281 | 8108001 | no | no |  |  | no |  |  | 1390813.067 | 15260661.646 |  | -1
node_1390840_43_15271008_066 |  |  | PQ | AN | 2771.281 | 8108001 | no | no |  |  | no |  |  | 1390840.43 | 15271008.066 |  | -1
node_1390849_842_15267397_559 |  |  | PQ | ABCN | 2771.281 | 8108001 | no | no |  |  | no |  |  | 1390849.842 | 15267397.559 |  | -1
node_1390871_067_15257192_625 |  |  | PQ | AN | 2771.281 | 8108001 | no | no |  |  | no |  |  | 1390871.067 | 15257192.625 |  | -1
node_1390948_738_15261593_44 |  |  | PQ | AN | 2771.281 | 8108001 | no | no |  |  | no |  |  | 1390948.738 | 15261593.44 |  | -1
node_1390953_303_15261217_411 |  |  | PQ | AN | 2771.281 | 8108001 | no | no |  |  | no |  |  | 1390953.303 | 15261217.411 |  | -1
node_1391009_93_15260723_194 |  |  | PQ | AN | 2771.281 | 8108001 | no | no |  |  | no |  |  | 1391009.93 | 15260723.194 |  | -1
node_1391087_813_15257413_252 |  |  | PQ | AN | 2771.281 | 8108001 | no | no |  |  | no |  |  | 1391087.813 | 15257413.252 |  | -1
node_1391114_938_15262085_614 |  |  | PQ | AN | 2771.281 | 8108001 | no | no |  |  | no |  |  | 1391114.938 | 15262085.614 |  | -1
node_1391119_546_15271063_661 |  |  | PQ | AN | 2771.281 | 8108001 | no | no |  |  | no |  |  | 1391119.546 | 15271063.661 |  | -1
node_1391123_395_15267136_707 |  |  | PQ | ABCN | 2771.281 | 8108001 | no | no |  |  | no |  |  | 1391123.395 | 15267136.707 |  | -1
node_1391172_485_15262310_039 |  |  | PQ | AN | 2771.281 | 8108001 | no | no |  |  | no |  |  | 1391172.485 | 15262310.039 |  | -1
node_1391174_874_15263206_611 |  |  | PQ | AN | 2771.281 | 8108001 | no | no |  |  | no |  |  | 1391174.874 | 15263206.611 |  | -1
node_1391188_726_15266139_009 |  |  | PQ | AN | 2771.281 | 8108001 | no | no |  |  | no |  |  | 1391188.726 | 15266139.009 |  | -1
node_1391221_953_15261404_125 |  |  | PQ | AN | 2771.281 | 8108001 | no | no |  |  | no |  |  | 1391221.953 | 15261404.125 |  | -1
node_1391296_898_15266801_66 |  |  | PQ | ABCN | 2771.281 | 8108001 | no | no |  |  | no |  |  | 1391296.898 | 15266801.66 |  | -1
node_1391297_271_15265618_551 |  |  | PQ | ABCN | 2771.281 | 8108001 | no | no |  |  | no |  |  | 1391297.271 | 15265618.551 |  | -1
node_1391297_974_15262944_009 |  |  | PQ | AN | 2771.281 | 8108001 | no | no |  |  | no |  |  | 1391297.974 | 15262944.009 |  | -1
node_1391367_445_15262431_264 |  |  | PQ | AN | 2771.281 | 8108001 | no | no |  |  | no |  |  | 1391367.445 | 15262431.264 |  | -1
node_1391375_297_15260158_516 |  |  | PQ | AN | 2771.281 | 8108001 | no | no |  |  | no |  |  | 1391375.297 | 15260158.516 |  | -1
node_1391390_183_15262740_593 |  |  | PQ | ABCN | 2771.281 | 8108001 | no | no |  |  | no |  |  | 1391390.183 | 15262740.593 |  | -1
node_1391393_77_15257379_777 |  |  | PQ | AN | 2771.281 | 8108001 | no | no |  |  | no |  |  | 1391393.77 | 15257379.777 |  | -1
node_1391421_217_15265247_303 |  |  | PQ | ABCN | 2771.281 | 8108001 | no | no |  |  | no |  |  | 1391421.217 | 15265247.303 |  | -1
node_1391444_284_15269379_268 |  |  | PQ | AN | 7199.558 | 8108001 | no | no |  |  | no |  |  | 1391444.284 | 15269379.268 |  | -1
node_1391467_675_15269234_674 |  |  | PQ | AN | 7199.558 | 8108001 | no | no |  |  | no |  |  | 1391467.675 | 15269234.674 |  | -1
node_1391574_254_15265011_573 |  |  | PQ | ABCN | 2771.281 | 8108001 | no | no |  |  | no |  |  | 1391574.254 | 15265011.573 |  | -1
node_1391577_762_15263243_615 |  |  | PQ | ABCN | 2771.281 | 8108001 | no | no |  |  | no |  |  | 1391577.762 | 15263243.615 |  | -1
node_1391591_066_15263533_095 |  |  | PQ | ABCN | 2771.281 | 8108001 | no | no |  |  | no |  |  | 1391591.066 | 15263533.095 |  | -1
node_1391628_319_15267000_713 |  |  | PQ | AN | 2771.281 | 8108001 | no | no |  |  | no |  |  | 1391628.319 | 15267000.713 |  | -1
node_1391670_457_15263831_341 |  |  | PQ | ABCN | 2771.281 | 8108001 | no | no |  |  | no |  |  | 1391670.457 | 15263831.341 |  | -1
node_1391766_081_15264261_148 |  |  | PQ | ABCN | 2771.281 | 8108001 | no | no |  |  | no |  |  | 1391766.081 | 15264261.148 |  | -1
node_1391791_551_15264442_343 |  |  | PQ | ABCN | 2771.281 | 8108001 | no | no |  |  | no |  |  | 1391791.551 | 15264442.343 |  | -1
node_1391804_239_15264849_801 |  |  | PQ | ABCN | 2771.281 | 8108001 | no | no |  |  | no |  |  | 1391804.239 | 15264849.801 |  | -1
node_1391814_842_15269261_862 |  |  | PQ | AN | 7199.558 | 8108001 | no | no |  |  | no |  |  | 1391814.842 | 15269261.862 |  | -1
node_1391820_923_15264011_352 |  |  | PQ | ABCN | 2771.281 | 8108001 | no | no |  |  | no |  |  | 1391820.923 | 15264011.352 |  | -1
node_1391827_101_15269587_634 |  |  | PQ | AN | 7199.558 | 8108001 | no | no |  |  | no |  |  | 1391827.101 | 15269587.634 |  | -1
node_1391840_146_15263247_848 |  |  | PQ | AN | 2771.281 | 8108001 | no | no |  |  | no |  |  | 1391840.146 | 15263247.848 |  | -1
node_1391997_443_15264672_042 |  |  | PQ | AN | 2771.281 | 8108001 | no | no |  |  | no |  |  | 1391997.443 | 15264672.042 |  | -1
node_1392070_702_15265348_052 |  |  | PQ | AN | 2771.281 | 8108001 | no | no |  |  | no |  |  | 1392070.702 | 15265348.052 |  | -1
node_1392079_323_15264934_71 |  |  | PQ | AN | 2771.281 | 8108001 | no | no |  |  | no |  |  | 1392079.323 | 15264934.71 |  | -1
node_1392098_294_15263267_484 |  |  | PQ | AN | 2771.281 | 8108001 | no | no |  |  | no |  |  | 1392098.294 | 15263267.484 |  | -1
node_1392231_714_15265628_765 |  |  | PQ | AN | 2771.281 | 8108001 | no | no |  |  | no |  |  | 1392231.714 | 15265628.765 |  | -1
node_1392264_531_15271448_219 |  |  | PQ | AN | 2771.281 | 8108001 | no | no |  |  | no |  |  | 1392264.531 | 15271448.219 |  | -1
node_1392270_666_15258927_041 |  |  | PQ | AN | 2771.281 | 8108001 | no | no |  |  | no |  |  | 1392270.666 | 15258927.041 |  | -1
node_1392289_369_15271907_66 |  |  | PQ | AN | 2771.281 | 8108001 | no | no |  |  | no |  |  | 1392289.369 | 15271907.66 |  | -1
node_1392292_844_15271040_632 |  |  | PQ | AN | 2771.281 | 8108001 | no | no |  |  | no |  |  | 1392292.844 | 15271040.632 |  | -1
node_1392332_372_15270546_556 |  |  | PQ | AN | 2771.281 | 8108001 | no | no |  |  | no |  |  | 1392332.372 | 15270546.556 |  | -1
node_1392357_146_15265977_768 |  |  | PQ | AN | 2771.281 | 8108001 | no | no |  |  | no |  |  | 1392357.146 | 15265977.768 |  | -1
node_1392400_196_15259112_83 |  |  | PQ | AN | 2771.281 | 8108001 | no | no |  |  | no |  |  | 1392400.196 | 15259112.83 |  | -1
node_1392402_451_15270893_834 |  |  | PQ | AN | 2771.281 | 8108001 | no | no |  |  | no |  |  | 1392402.451 | 15270893.834 |  | -1
node_1392420_99_15270201_217 |  |  | PQ | AN | 2771.281 | 8108001 | no | no |  |  | no |  |  | 1392420.99 | 15270201.217 |  | -1
node_1392494_353_15269996_379 |  |  | PQ | AN | 2771.281 | 8108001 | no | no |  |  | no |  |  | 1392494.353 | 15269996.379 |  | -1
node_1392500_862_15266420_806 |  |  | PQ | AN | 2771.281 | 8108001 | no | no |  |  | no |  |  | 1392500.862 | 15266420.806 |  | -1
node_1392514_755_15268987_26 |  |  | PQ | AN | 2771.281 | 8108001 | no | no |  |  | no |  |  | 1392514.755 | 15268987.26 |  | -1
node_1392516_182_15266975_846 |  |  | PQ | AN | 2771.281 | 8108001 | no | no |  |  | no |  |  | 1392516.182 | 15266975.846 |  | -1
node_1392524_392_15268628_466 |  |  | PQ | AN | 2771.281 | 8108001 | no | no |  |  | no |  |  | 1392524.392 | 15268628.466 |  | -1
node_1392538_186_15269471_853 |  |  | PQ | AN | 2771.281 | 8108001 | no | no |  |  | no |  |  | 1392538.186 | 15269471.853 |  | -1
node_1392566_715_15263292_716 |  |  | PQ | AN | 2771.281 | 8108001 | no | no |  |  | no |  |  | 1392566.715 | 15263292.716 |  | -1
node_1392601_427_15268496_76 |  |  | PQ | AN | 2771.281 | 8108001 | no | no |  |  | no |  |  | 1392601.427 | 15268496.76 |  | -1
node_1392606_545_15268200_019 |  |  | PQ | AN | 2771.281 | 8108001 | no | no |  |  | no |  |  | 1392606.545 | 15268200.019 |  | -1
node_1392621_189_15267992_498 |  |  | PQ | AN | 2771.281 | 8108001 | no | no |  |  | no |  |  | 1392621.189 | 15267992.498 |  | -1
node_1392633_956_15267704_431 |  |  | PQ | AN | 2771.281 | 8108001 | no | no |  |  | no |  |  | 1392633.956 | 15267704.431 |  | -1
node_1392674_38_15257794_633 |  |  | PQ | AN | 2771.281 | 8108001 | no | no |  |  | no |  |  | 1392674.38 | 15257794.633 |  | -1
node_1392776_15_15260220_379 |  |  | PQ | AN | 2771.281 | 8108001 | no | no |  |  | no |  |  | 1392776.15 | 15260220.379 |  | -1
node_1392790_056_15265497_398 |  |  | PQ | AN | 2771.281 | 8108001 | no | no |  |  | no |  |  | 1392790.056 | 15265497.398 |  | -1
node_1392984_236_15263385_595 |  |  | PQ | AN | 2771.281 | 8108001 | no | no |  |  | no |  |  | 1392984.236 | 15263385.595 |  | -1
node_1392989_616_15263040_212 |  |  | PQ | AN | 2771.281 | 8108001 | no | no |  |  | no |  |  | 1392989.616 | 15263040.212 |  | -1
node_1392992_721_15262813_439 |  |  | PQ | AN | 2771.281 | 8108001 | no | no |  |  | no |  |  | 1392992.721 | 15262813.439 |  | -1
node_1393044_678_15262550_815 |  |  | PQ | AN | 2771.281 | 8108001 | no | no |  |  | no |  |  | 1393044.678 | 15262550.815 |  | -1
node_1393235_243_15263372_288 |  |  | PQ | AD | 2771.281 | 8108001 | no | no |  |  | no |  |  | 1393235.243 | 15263372.288 |  | -1
node_1393421_991_15263422_277 |  |  | PQ | AN | 2771.281 | 8108001 | no | no |  |  | no |  |  | 1393421.991 | 15263422.277 |  | -1
node_1393548_434_15268378_152 |  |  | PQ | AN | 2771.281 | 8108001 | no | no |  |  | no |  |  | 1393548.434 | 15268378.152 |  | -1
node_1393607_939_15268740_5 |  |  | PQ | AN | 2771.281 | 8108001 | no | no |  |  | no |  |  | 1393607.939 | 15268740.5 |  | -1
node_1393837_418_15263382_374 |  |  | PQ | AN | 2771.281 | 8108001 | no | no |  |  | no |  |  | 1393837.418 | 15263382.374 |  | -1
node_1393985_222_15263449_755 |  |  | PQ | AN | 2771.281 | 8108001 | no | no |  |  | no |  |  | 1393985.222 | 15263449.755 |  | -1
node_1394014_265_15258509_933 |  |  | PQ | AN | 2771.281 | 8108001 | no | no |  |  | no |  |  | 1394014.265 | 15258509.933 |  | -1
node_1394235_533_15263180_106 |  |  | PQ | AN | 2771.281 | 8108001 | no | no |  |  | no |  |  | 1394235.533 | 15263180.106 |  | -1
node_1394247_476_15263449_181 |  |  | PQ | AN | 2771.281 | 8108001 | no | no |  |  | no |  |  | 1394247.476 | 15263449.181 |  | -1
node_1394360_156_15263557_278 |  |  | PQ | AN | 2771.281 | 8108001 | no | no |  |  | no |  |  | 1394360.156 | 15263557.278 |  | -1
node_1394712_052_15262918_365 |  |  | PQ | AN | 2771.281 | 8108001 | no | no |  |  | no |  |  | 1394712.052 | 15262918.365 |  | -1
node_1394912_832_15261436_756 |  |  | PQ | AN | 2771.281 | 8108001 | no | no |  |  | no |  |  | 1394912.832 | 15261436.756 |  | -1
node_1394959_688_15263640_547 |  |  | PQ | AN | 2771.281 | 8108001 | no | no |  |  | no |  |  | 1394959.688 | 15263640.547 |  | -1
node_1395440_406_15258562_402 |  |  | PQ | AN | 2771.281 | 8108001 | no | no |  |  | no |  |  | 1395440.406 | 15258562.402 |  | -1
node_1395710_786_15261415_678 |  |  | PQ | AN | 2771.281 | 8108001 | no | no |  |  | no |  |  | 1395710.786 | 15261415.678 |  | -1
node_1395778_673_15261018_43 |  |  | PQ | AN | 2771.281 | 8108001 | no | no |  |  | no |  |  | 1395778.673 | 15261018.43 |  | -1
node_1395808_031_15260300_668 |  |  | PQ | AN | 2771.281 | 8108001 | no | no |  |  | no |  |  | 1395808.031 | 15260300.668 |  | -1
node_1395821_561_15259945_985 |  |  | PQ | AN | 2771.281 | 8108001 | no | no |  |  | no |  |  | 1395821.561 | 15259945.985 |  | -1
node_1396012_071_15256463_024 |  |  | PQ | AN | 2771.281 | 8108001 | no | no |  |  | no |  |  | 1396012.071 | 15256463.024 |  | -1
node_1396036_596_15257508_168 |  |  | PQ | AN | 2771.281 | 8108001 | no | no |  |  | no |  |  | 1396036.596 | 15257508.168 |  | -1
node_1396103_791_15259296_767 |  |  | PQ | AN | 2771.281 | 8108001 | no | no |  |  | no |  |  | 1396103.791 | 15259296.767 |  | -1
node_1396137_056_15258524_091 |  |  | PQ | AN | 2771.281 | 8108001 | no | no |  |  | no |  |  | 1396137.056 | 15258524.091 |  | -1
node_1396173_066_15264596_965 |  |  | PQ | AN | 2771.281 | 8108001 | no | no |  |  | no |  |  | 1396173.066 | 15264596.965 |  | -1
node_1396194_463_15261342_253 |  |  | PQ | AN | 2771.281 | 8108001 | no | no |  |  | no |  |  | 1396194.463 | 15261342.253 |  | -1
node_1396444_503_15264856_686 |  |  | PQ | AN | 2771.281 | 8108001 | no | no |  |  | no |  |  | 1396444.503 | 15264856.686 |  | -1
node_1396517_855_15259628_475 |  |  | PQ | AN | 2771.281 | 8108001 | no | no |  |  | no |  |  | 1396517.855 | 15259628.475 |  | -1
node_1396727_966_15265130_47 |  |  | PQ | AN | 2771.281 | 8108001 | no | no |  |  | no |  |  | 1396727.966 | 15265130.47 |  | -1
node_1396748_072_15258517_689 |  |  | PQ | AN | 2771.281 | 8108001 | no | no |  |  | no |  |  | 1396748.072 | 15258517.689 |  | -1
node_1396958_215_15265442_247 |  |  | PQ | AN | 2771.281 | 8108001 | no | no |  |  | no |  |  | 1396958.215 | 15265442.247 |  | -1
node_1397215_012_15265428_778 |  |  | PQ | AN | 2771.281 | 8108001 | no | no |  |  | no |  |  | 1397215.012 | 15265428.778 |  | -1
node_1397323_452_15258637_281 |  |  | PQ | AN | 2771.281 | 8108001 | no | no |  |  | no |  |  | 1397323.452 | 15258637.281 |  | -1
node_1397627_298_15264936_137 |  |  | PQ | AN | 2771.281 | 8108001 | no | no |  |  | no |  |  | 1397627.298 | 15264936.137 |  | -1
node_1397854_902_15258700_006 |  |  | PQ | AN | 2771.281 | 8108001 | no | no |  |  | no |  |  | 1397854.902 | 15258700.006 |  | -1
node_1398366_661_15258400_984 |  |  | PQ | AN | 2771.281 | 8108001 | no | no |  |  | no |  |  | 1398366.661 | 15258400.984 |  | -1
node_1398422_069_15264664_693 |  |  | PQ | AN | 2771.281 | 8108001 | no | no |  |  | no |  |  | 1398422.069 | 15264664.693 |  | -1
node_8108001_200818187 |  |  | PQ | AN | 7199.558 | 8108001 | no | no |  |  | no |  |  | 1379873.537 | 15259306.793 |  | -1
node_8108001_200818188 |  |  | PQ | AN | 7199.558 | 8108001 | no | no |  |  | no |  |  | 1379858.501 | 15259615.719 |  | -1
node_8108001_200818210 |  |  | PQ | AN | 7199.558 | 8108001 | no | no |  |  | no |  |  | 1391931.972 | 15269563.02 |  | -1
node_8108001_200818211 |  |  | PQ | AN | 7199.558 | 8108001 | no | no |  |  | no |  |  | 1391827.196 | 15269553.259 |  | -1
node_8108001_200818212 |  |  | PQ | AN | 7199.558 | 8108001 | no | no |  |  | no |  |  | 1391848.373 | 15269259.078 |  | -1
node_8108001_200818214 |  |  | PQ | AN | 7199.558 | 8108001 | no | no |  |  | no |  |  | 1391740.225 | 15269552.049 |  | -1
node_8108001_200818215 |  |  | PQ | AN | 7199.558 | 8108001 | no | no |  |  | no |  |  | 1391445.038 | 15269533.888 |  | -1
node_8108001_200818216 |  |  | PQ | AN | 7199.558 | 8108001 | no | no |  |  | no |  |  | 1391423.153 | 15269384.669 |  | -1
node_8108001_200818217 |  |  | PQ | AN | 7199.558 | 8108001 | no | no |  |  | no |  |  | 1391368.921 | 15269369.932 |  | -1
node_8108001_200818218 |  |  | PQ | AN | 7199.558 | 8108001 | no | no |  |  | no |  |  | 1391447.566 | 15269237.409 |  | -1
node_8108001_200818237 |  |  | PQ | AN | 7199.558 | 8108001 | no | no |  |  | no |  |  | 1389340.624 | 15268039.819 |  | -1
node_8108001_200818241 |  |  | PQ | AN | 7199.558 | 8108001 | no | no |  |  | no |  |  | 1389468.765 | 15267410.486 |  | -1
node_8108001_200818245 |  |  | PQ | AN | 7199.558 | 8108001 | no | no |  |  | no |  |  | 1389430.249 | 15267106.56 |  | -1
node_8108001_200818834 |  |  | PQ | ABCN | 19918.584 | 8108001 | no | no |  |  | no |  |  | 1385935.527 | 15279488.657 |  | -1
node_8108001_200818875 |  |  | PQ | ABCN | 19918.584 | 8108001 | no | no |  |  | no |  |  | 1385894.419 | 15279552.433 |  | -1
node_8108001_200818877 |  |  | PQ | ABCN | 19918.584 | 8108001 | no | no |  |  | no |  |  | 1385852.074 | 15279452.18 |  | -1
node_8108001_200818878 |  |  | PQ | ABCN | 19918.584 | 8108001 | no | no |  |  | no |  |  | 1385862.556 | 15279451.904 |  | -1
node_8108001_200818879 |  |  | PQ | ABCN | 19918.584 | 8108001 | no | no |  |  | no |  |  | 1385800.905 | 15279288.792 |  | -1
node_8108001_200818880 |  |  | PQ | ABCN | 19918.584 | 8108001 | no | no |  |  | no |  |  | 1385788.848 | 15279045.287 |  | -1
node_8108001_200818881 |  |  | PQ | AN | 19918.584 | 8108001 | no | no |  |  | no |  |  | 1385867.262 | 15279082.884 |  | -1
node_8108001_200818882 |  |  | PQ | ABCN | 19918.584 | 8108001 | no | no |  |  | no |  |  | 1385814.8 | 15278823.322 |  | -1
node_8108001_200818883 |  |  | PQ | ABCN | 19918.584 | 8108001 | no | no |  |  | no |  |  | 1385851.834 | 15278592.595 |  | -1
node_8108001_200818885 |  |  | PQ | ABCN | 19918.584 | 8108001 | no | no |  |  | no |  |  | 1385885.769 | 15278337.72 |  | -1
node_8108001_200818887 |  |  | PQ | ABCN | 19918.584 | 8108001 | no | no |  |  | no |  |  | 1385918.082 | 15278103.801 |  | -1
node_8108001_200818888 |  |  | PQ | ABCN | 19918.584 | 8108001 | no | no |  |  | no |  |  | 1385947.91 | 15277866.584 |  | -1
node_8108001_200818889 |  |  | PQ | ABCN | 19918.584 | 8108001 | no | no |  |  | no |  |  | 1385913.024 | 15277585.753 |  | -1
node_8108001_200818891 |  |  | PQ | ABCN | 19918.584 | 8108001 | no | no |  |  | no |  |  | 1385958.86 | 15277472.123 |  | -1
node_8108001_200818893 |  |  | PQ | ABCN | 19918.584 | 8108001 | no | no |  |  | no |  |  | 1386029.55 | 15277322.739 |  | -1
node_8108001_200818898 |  |  | PQ | ABCN | 19918.584 | 8108001 | no | no |  |  | no |  |  | 1386325.876 | 15276763.81 |  | -1
node_8108001_200818899 |  |  | PQ | ABCN | 19918.584 | 8108001 | no | no |  |  | no |  |  | 1386565.822 | 15276529.474 |  | -1
node_8108001_200818900 |  |  | PQ | ABCN | 19918.584 | 8108001 | no | no |  |  | no |  |  | 1386847.158 | 15276297.563 |  | -1
node_8108001_200818902 |  |  | PQ | ABCN | 19918.584 | 8108001 | no | no |  |  | no |  |  | 1387141.037 | 15276145.93 |  | -1
node_8108001_200818903 |  |  | PQ | ABCN | 19918.584 | 8108001 | no | no |  |  | no |  |  | 1387320.563 | 15276141.528 |  | -1
node_8108001_200818904 |  |  | PQ | ABCN | 19918.584 | 8108001 | no | no |  |  | no |  |  | 1387517.325 | 15276155.523 |  | -1
node_8108001_200818906 |  |  | PQ | ABCN | 19918.584 | 8108001 | no | no |  |  | no |  |  | 1387707.579 | 15276191.225 |  | -1
node_8108001_200818907 |  |  | PQ | ABCN | 19918.584 | 8108001 | no | no |  |  | no |  |  | 1387901.373 | 15276179.288 |  | -1
node_8108001_200818912 |  |  | PQ | ABCN | 19918.584 | 8108001 | no | no |  |  | no |  |  | 1388153.35 | 15276093.143 |  | -1
node_8108001_200818913 |  |  | PQ | AN | 19918.584 | 8108001 | no | no |  |  | no |  |  | 1388027.14 | 15276040.942 |  | -1
node_8108001_200818914 |  |  | PQ | AN | 19918.584 | 8108001 | no | no |  |  | no |  |  | 1387863.58 | 15275964.253 |  | -1
node_8108001_200818915 |  |  | PQ | ABCN | 19918.584 | 8108001 | no | no |  |  | no |  |  | 1388259.178 | 15275791.571 |  | -1
node_8108001_200818916 |  |  | PQ | ABCN | 19918.584 | 8108001 | no | no |  |  | no |  |  | 1388367.841 | 15275489.316 |  | -1
node_8108001_200818917 |  |  | PQ | ABCN | 19918.584 | 8108001 | no | no |  |  | no |  |  | 1388235.431 | 15275246.181 |  | -1
node_8108001_200818918 |  |  | PQ | ABCN | 19918.584 | 8108001 | no | no |  |  | no |  |  | 1388129.096 | 15275052.145 |  | -1
node_8108001_200818919 |  |  | PQ | ABCN | 19918.584 | 8108001 | no | no |  |  | no |  |  | 1388066.342 | 15274915.666 |  | -1
node_8108001_200818921 |  |  | PQ | ABCN | 19918.584 | 8108001 | no | no |  |  | no |  |  | 1388061.62 | 15274711.335 |  | -1
node_8108001_200818922 |  |  | PQ | ABCN | 19918.584 | 8108001 | no | no |  |  | no |  |  | 1388168.344 | 15274483.229 |  | -1
node_8108001_200818923 |  |  | PQ | ABCN | 19918.584 | 8108001 | no | no |  |  | no |  |  | 1388271.896 | 15274271.986 |  | -1
node_8108001_200818924 |  |  | PQ | ABCN | 19918.584 | 8108001 | no | no |  |  | no |  |  | 1388380.867 | 15274039.113 |  | -1
node_8108001_200818925 |  |  | PQ | ABCN | 19918.584 | 8108001 | no | no |  |  | no |  |  | 1388414.953 | 15273897.755 |  | -1
node_8108001_200818926 |  |  | PQ | ABCN | 19918.584 | 8108001 | no | no |  |  | no |  |  | 1388454.052 | 15273695.899 |  | -1
node_8108001_200818927 |  |  | PQ | ABCN | 19918.584 | 8108001 | no | no |  |  | no |  |  | 1388490.471 | 15273520.683 |  | -1
node_8108001_200818928 |  |  | PQ | ABCN | 19918.584 | 8108001 | no | no |  |  | no |  |  | 1388522.43 | 15273327.031 |  | -1
node_8108001_200818930 |  |  | PQ | ABCN | 19918.584 | 8108001 | no | no |  |  | no |  |  | 1388557.285 | 15273131.356 |  | -1
node_8108001_200818931 |  |  | PQ | AN | 19918.584 | 8108001 | no | no |  |  | no |  |  | 1388595.442 | 15273128.191 |  | -1
node_8108001_200818932 |  |  | PQ | AN | 19918.584 | 8108001 | no | no |  |  | no |  |  | 1388823.68 | 15273132.622 |  | -1
node_8108001_200818933 |  |  | PQ | AN | 19918.584 | 8108001 | no | no |  |  | no |  |  | 1388839.915 | 15273020.521 |  | -1
node_8108001_200818935 |  |  | PQ | ABCN | 19918.584 | 8108001 | no | no |  |  | no |  |  | 1388578.175 | 15272921.261 |  | -1
node_8108001_200818938 |  |  | PQ | ABCN | 19918.584 | 8108001 | no | no |  |  | no |  |  | 1388630.478 | 15272626.514 |  | -1
node_8108001_200818939 |  |  | PQ | ABCN | 19918.584 | 8108001 | no | no |  |  | no |  |  | 1388662.066 | 15272435.208 |  | -1
node_8108001_200818940 |  |  | PQ | ABCN | 19918.584 | 8108001 | no | no |  |  | no |  |  | 1388584.406 | 15272086.095 |  | -1
node_8108001_200818942 |  |  | PQ | ABCN | 19918.584 | 8108001 | no | no |  |  | no |  |  | 1388579.169 | 15271747.068 |  | -1
node_8108001_200818943 |  |  | PQ | ABCN | 19918.584 | 8108001 | no | no |  |  | no |  |  | 1388601.451 | 15271493.938 |  | -1
node_8108001_200818945 |  |  | PQ | ABCN | 19918.584 | 8108001 | no | no |  |  | no |  |  | 1388692.346 | 15271258.196 |  | -1
node_8108001_200818946 |  |  | PQ | ABCN | 19918.584 | 8108001 | no | no |  |  | no |  |  | 1388783.993 | 15271061.001 |  | -1
node_8108001_200818947 |  |  | PQ | ABCN | 19918.584 | 8108001 | no | no |  |  | no |  |  | 1388924.229 | 15270820.58 |  | -1
node_8108001_200818949 |  |  | PQ | AN | 19918.584 | 8108001 | no | no |  |  | no |  |  | 1388798.094 | 15270782.426 |  | -1
node_8108001_200818950 |  |  | PQ | AN | 19918.584 | 8108001 | no | no |  |  | no |  |  | 1388576.528 | 15270767.038 |  | -1
node_8108001_200818951 |  |  | PQ | AN | 19918.584 | 8108001 | no | no |  |  | no |  |  | 1388373.157 | 15270752.18 |  | -1
node_8108001_200818952 |  |  | PQ | ABCN | 19918.584 | 8108001 | no | no |  |  | no |  |  | 1389091.591 | 15270591.345 |  | -1
node_8108001_200818954 |  |  | PQ | ABCN | 19918.584 | 8108001 | no | no |  |  | no |  |  | 1389245.673 | 15270402.151 |  | -1
node_8108001_200818955 |  |  | PQ | ABCN | 19918.584 | 8108001 | no | no |  |  | no |  |  | 1389374.549 | 15270242.641 |  | -1
node_8108001_200818956 |  |  | PQ | ABCN | 19918.584 | 8108001 | no | no |  |  | no |  |  | 1389444.989 | 15270154.362 |  | -1
node_8108001_200818958 |  |  | PQ | ABCN | 19918.584 | 8108001 | no | no |  |  | no |  |  | 1389538.298 | 15269997.569 |  | -1
node_8108001_200818959 |  |  | PQ | ABCN | 19918.584 | 8108001 | no | no |  |  | no |  |  | 1389600.676 | 15269905.299 |  | -1
node_8108001_200818960 |  |  | PQ | AN | 19918.584 | 8108001 | no | no |  |  | no |  |  | 1389656.626 | 15269962.598 |  | -1
node_8108001_200818961 |  |  | PQ | ABCN | 2771.281 | 8108001 | no | no |  |  | no |  |  | 1389651.132 | 15269825.612 |  | -1
node_8108001_200818963 |  |  | PQ | ABCN | 2771.281 | 8108001 | no | no |  |  | no |  |  | 1389780.162 | 15269620.605 |  | -1
node_8108001_200818965 |  |  | PQ | ABCD | 2771.281 | 8108001 | no | no |  |  | no |  |  | 1389837.717 | 15269509.739 |  | -1
node_8108001_200818968 |  |  | PQ | ABCD | 2771.281 | 8108001 | no | no |  |  | no |  |  | 1389911.608 | 15269334.047 |  | -1
node_8108001_200818969 |  |  | PQ | ABCN | 2771.281 | 8108001 | no | no |  |  | no |  |  | 1390035.257 | 15269039.933 |  | -1
node_8108001_200818971 |  |  | PQ | ABCN | 2771.281 | 8108001 | no | no |  |  | no |  |  | 1390115.245 | 15268823.309 |  | -1
node_8108001_200818973 |  |  | PQ | ABCD | 2771.281 | 8108001 | no | no |  |  | no |  |  | 1390194.931 | 15268626.11 |  | -1
node_8108001_200818974 |  |  | PQ | ABCN | 2771.281 | 8108001 | no | no |  |  | no |  |  | 1390240.16 | 15268517.583 |  | -1
node_8108001_200818975 |  |  | PQ | ABCD | 2771.281 | 8108001 | no | no |  |  | no |  |  | 1390310.362 | 15268358.204 |  | -1
node_8108001_200818976 |  |  | PQ | AN | 2771.281 | 8108001 | no | no |  |  | no |  |  | 1390375.992 | 15268329.838 |  | -1
node_8108001_200818977 |  |  | PQ | ABCN | 2771.281 | 8108001 | no | no |  |  | no |  |  | 1390420.79 | 15268143.652 |  | -1
node_8108001_200818978 |  |  | PQ | ABCN | 2771.281 | 8108001 | no | no |  |  | no |  |  | 1390524.497 | 15267934.396 |  | -1
node_8108001_200818980 |  |  | PQ | ABCN | 2771.281 | 8108001 | no | no |  |  | no |  |  | 1390627.946 | 15267705.127 |  | -1
node_8108001_200818981 |  |  | PQ | ABCD | 2771.281 | 8108001 | no | no |  |  | no |  |  | 1390745.043 | 15267586.548 |  | -1
node_8108001_200818982 |  |  | PQ | ABCN | 2771.281 | 8108001 | no | no |  |  | no |  |  | 1390872.994 | 15267411.937 |  | -1
node_8108001_200818983 |  |  | PQ | ABCD | 2771.281 | 8108001 | no | no |  |  | no |  |  | 1390958.776 | 15267289.689 |  | -1
node_8108001_200818984 |  |  | PQ | ABCN | 2771.281 | 8108001 | no | no |  |  | no |  |  | 1391092.989 | 15267120.199 |  | -1
node_8108001_200818986 |  |  | PQ | ABCD | 2771.281 | 8108001 | no | no |  |  | no |  |  | 1391193.443 | 15266989.896 |  | -1
node_8108001_200818987 |  |  | PQ | AN | 2771.281 | 8108001 | no | no |  |  | no |  |  | 1391609.883 | 15266974.751 |  | -1
node_8108001_200818989 |  |  | PQ | ABCN | 2771.281 | 8108001 | no | no |  |  | no |  |  | 1391267.317 | 15266789.898 |  | -1
node_8108001_200818992 |  |  | PQ | ABCD | 2771.281 | 8108001 | no | no |  |  | no |  |  | 1391325.792 | 15266562.448 |  | -1
node_8108001_200818993 |  |  | PQ | ABCD | 2771.281 | 8108001 | no | no |  |  | no |  |  | 1391312.914 | 15266321.085 |  | -1
node_8108001_200818994 |  |  | PQ | ABCD | 2771.281 | 8108001 | no | no |  |  | no |  |  | 1391299.799 | 15266130.592 |  | -1
node_8108001_200818995 |  |  | PQ | ABCD | 2771.281 | 8108001 | no | no |  |  | no |  |  | 1391307.55 | 15265836.516 |  | -1
node_8108001_200818996 |  |  | PQ | ABCN | 2771.281 | 8108001 | no | no |  |  | no |  |  | 1391320.475 | 15265597.629 |  | -1
node_8108001_200818998 |  |  | PQ | ABCN | 2771.281 | 8108001 | no | no |  |  | no |  |  | 1391457.838 | 15265282.556 |  | -1
node_8108001_200818999 |  |  | PQ | ABCN | 2771.281 | 8108001 | no | no |  |  | no |  |  | 1391604.1 | 15265041.714 |  | -1
node_8108001_200819000 |  |  | PQ | ABCN | 2771.281 | 8108001 | no | no |  |  | no |  |  | 1391767.649 | 15264835.689 |  | -1
node_8108001_200819001 |  |  | PQ | ABCD | 2771.281 | 8108001 | no | no |  |  | no |  |  | 1391825.528 | 15264589.41 |  | -1
node_8108001_200819002 |  |  | PQ | AN | 2771.281 | 8108001 | no | no |  |  | no |  |  | 1391972.071 | 15264698.48 |  | -1
node_8108001_200819003 |  |  | PQ | AN | 2771.281 | 8108001 | no | no |  |  | no |  |  | 1392042.246 | 15264942.91 |  | -1
node_8108001_200819005 |  |  | PQ | ABCN | 2771.281 | 8108001 | no | no |  |  | no |  |  | 1391816.663 | 15264436.885 |  | -1
node_8108001_200819007 |  |  | PQ | ABCN | 2771.281 | 8108001 | no | no |  |  | no |  |  | 1391790.823 | 15264258.1 |  | -1
node_8108001_200819009 |  |  | PQ | ABCN | 2771.281 | 8108001 | no | no |  |  | no |  |  | 1391781.867 | 15264032.071 |  | -1
node_8108001_200819011 |  |  | PQ | ABCN | 2771.281 | 8108001 | no | no |  |  | no |  |  | 1391694.369 | 15263831.714 |  | -1
node_8108001_200819012 |  |  | PQ | ABCN | 2771.281 | 8108001 | no | no |  |  | no |  |  | 1391624.882 | 15263528.209 |  | -1
node_8108001_200819013 |  |  | PQ | ABCN | 2771.281 | 8108001 | no | no |  |  | no |  |  | 1391555.37 | 15263275.996 |  | -1
node_8108001_200819014 |  |  | PQ | ABCD | 2771.281 | 8108001 | no | no |  |  | no |  |  | 1391521.875 | 15263141.532 |  | -1
node_8108001_200819015 |  |  | PQ | AD | 2771.281 | 8108001 | no | no |  |  | no |  |  | 1391498.217 | 15263145.215 |  | -1
node_8108001_200819016 |  |  | PQ | AN | 2771.281 | 8108001 | no | no |  |  | no |  |  | 1391211.972 | 15263207.678 |  | -1
node_8108001_200819019 |  |  | PQ | ABCD | 2771.281 | 8108001 | no | no |  |  | no |  |  | 1391477.981 | 15262968.262 |  | -1
node_8108001_200819020 |  |  | PQ | AN | 2771.281 | 8108001 | no | no |  |  | no |  |  | 1391335.626 | 15262945.34 |  | -1
node_8108001_200819021 |  |  | PQ | ABCN | 2771.281 | 8108001 | no | no |  |  | no |  |  | 1391425.846 | 15262738.587 |  | -1
node_8108001_200819023 |  |  | PQ | AN | 2771.281 | 8108001 | no | no |  |  | no |  |  | 1391391.826 | 15262421.059 |  | -1
node_8108001_200819025 |  |  | PQ | AD | 2771.281 | 8108001 | no | no |  |  | no |  |  | 1391289.939 | 15262259.16 |  | -1
node_8108001_200819026 |  |  | PQ | AN | 2771.281 | 8108001 | no | no |  |  | no |  |  | 1391207.118 | 15262295.186 |  | -1
node_8108001_200819027 |  |  | PQ | AD | 2771.281 | 8108001 | no | no |  |  | no |  |  | 1391087.107 | 15262134.149 |  | -1
node_8108001_200819028 |  |  | PQ | AD | 2771.281 | 8108001 | no | no |  |  | no |  |  | 1390902.606 | 15262089.839 |  | -1
node_8108001_200819029 |  |  | PQ | AD | 2771.281 | 8108001 | no | no |  |  | no |  |  | 1390668.441 | 15261966.796 |  | -1
node_8108001_200819030 |  |  | PQ | AD | 2771.281 | 8108001 | no | no |  |  | no |  |  | 1390506.927 | 15261859.841 |  | -1
node_8108001_200819031 |  |  | PQ | AD | 2771.281 | 8108001 | no | no |  |  | no |  |  | 1390359.161 | 15261756.295 |  | -1
node_8108001_200819032 |  |  | PQ | AD | 2771.281 | 8108001 | no | no |  |  | no |  |  | 1390246.875 | 15261507.978 |  | -1
node_8108001_200819033 |  |  | PQ | AD | 2771.281 | 8108001 | no | no |  |  | no |  |  | 1390132.682 | 15261262.105 |  | -1
node_8108001_200819034 |  |  | PQ | AD | 2771.281 | 8108001 | no | no |  |  | no |  |  | 1390024.516 | 15261020.522 |  | -1
node_8108001_200819035 |  |  | PQ | AN | 2771.281 | 8108001 | no | no |  |  | no |  |  | 1389930.918 | 15260780.037 |  | -1
node_8108001_200819036 |  |  | PQ | AD | 2771.281 | 8108001 | no | no |  |  | no |  |  | 1389836.162 | 15260607.009 |  | -1
node_8108001_200819037 |  |  | PQ | AD | 2771.281 | 8108001 | no | no |  |  | no |  |  | 1389750.898 | 15260405.886 |  | -1
node_8108001_200819038 |  |  | PQ | AN | 2771.281 | 8108001 | no | no |  |  | no |  |  | 1389617.741 | 15260311.436 |  | -1
node_8108001_200819039 |  |  | PQ | AD | 2771.281 | 8108001 | no | no |  |  | no |  |  | 1389404.106 | 15260262.738 |  | -1
node_8108001_200819040 |  |  | PQ | AN | 2771.281 | 8108001 | no | no |  |  | no |  |  | 1389195.962 | 15260129.798 |  | -1
node_8108001_200819041 |  |  | PQ | AD | 2771.281 | 8108001 | no | no |  |  | no |  |  | 1388987.857 | 15260003.398 |  | -1
node_8108001_200819043 |  |  | PQ | AN | 2771.281 | 8108001 | no | no |  |  | no |  |  | 1388836.687 | 15259910.996 |  | -1
node_8108001_200819044 |  |  | PQ | AD | 2771.281 | 8108001 | no | no |  |  | no |  |  | 1388644.537 | 15259795.833 |  | -1
node_8108001_200819045 |  |  | PQ | AN | 2771.281 | 8108001 | no | no |  |  | no |  |  | 1388468.774 | 15259690.553 |  | -1
node_8108001_200819047 |  |  | PQ | AD | 2771.281 | 8108001 | no | no |  |  | no |  |  | 1388273.416 | 15259578.593 |  | -1
node_8108001_200819049 |  |  | PQ | AN | 2771.281 | 8108001 | no | no |  |  | no |  |  | 1388002.798 | 15259356.371 |  | -1
node_8108001_200819050 |  |  | PQ | AN | 2771.281 | 8108001 | no | no |  |  | no |  |  | 1387837.133 | 15259236.732 |  | -1
node_8108001_200819051 |  |  | PQ | AD | 2771.281 | 8108001 | no | no |  |  | no |  |  | 1387680.754 | 15259120.857 |  | -1
node_8108001_200819052 |  |  | PQ | AD | 2771.281 | 8108001 | no | no |  |  | no |  |  | 1387538.774 | 15259001.488 |  | -1
node_8108001_200819054 |  |  | PQ | AD | 2771.281 | 8108001 | no | no |  |  | no |  |  | 1387413.325 | 15258908.276 |  | -1
node_8108001_200819056 |  |  | PQ | AN | 2771.281 | 8108001 | no | no |  |  | no |  |  | 1387256.981 | 15258779.028 |  | -1
node_8108001_200819057 |  |  | PQ | AD | 2771.281 | 8108001 | no | no |  |  | no |  |  | 1387192.132 | 15258911.181 |  | -1
node_8108001_200819058 |  |  | PQ | AD | 2771.281 | 8108001 | no | no |  |  | no |  |  | 1387074.01 | 15259181.669 |  | -1
node_8108001_200819059 |  |  | PQ | AD | 2771.281 | 8108001 | no | no |  |  | no |  |  | 1386769.257 | 15259017.039 |  | -1
node_8108001_200819060 |  |  | PQ | AD | 2771.281 | 8108001 | no | no |  |  | no |  |  | 1386500.265 | 15258836.247 |  | -1
node_8108001_200819061 |  |  | PQ | AD | 2771.281 | 8108001 | no | no |  |  | no |  |  | 1386132.444 | 15258659.554 |  | -1
node_8108001_200819062 |  |  | PQ | AD | 2771.281 | 8108001 | no | no |  |  | no |  |  | 1385794.015 | 15258499.866 |  | -1
node_8108001_200819065 |  |  | PQ | AN | 2771.281 | 8108001 | no | no |  |  | no |  |  | 1385053.659 | 15258075.675 |  | -1
node_8108001_200819066 |  |  | PQ | AD | 2771.281 | 8108001 | no | no |  |  | no |  |  | 1384755.254 | 15257957.513 |  | -1
node_8108001_200819067 |  |  | PQ | AD | 2771.281 | 8108001 | no | no |  |  | no |  |  | 1384432.186 | 15257897.514 |  | -1
node_8108001_200819068 |  |  | PQ | AN | 2771.281 | 8108001 | no | no |  |  | no |  |  | 1384069.908 | 15257792.118 |  | -1
node_8108001_200819070 |  |  | PQ | AN | 2771.281 | 8108001 | no | no |  |  | no |  |  | 1383866.688 | 15257564.475 |  | -1
node_8108001_200819071 |  |  | PQ | AD | 2771.281 | 8108001 | no | no |  |  | no |  |  | 1383662.573 | 15257507.298 |  | -1
node_8108001_200819072 |  |  | PQ | AD | 2771.281 | 8108001 | no | no |  |  | no |  |  | 1383510.712 | 15257449.541 |  | -1
node_8108001_200819073 |  |  | PQ | AN | 2771.281 | 8108001 | no | no |  |  | no |  |  | 1383458.121 | 15257523.176 |  | -1
node_8108001_200819074 |  |  | PQ | AD | 2771.281 | 8108001 | no | no |  |  | no |  |  | 1383174.364 | 15257397.605 |  | -1
node_8108001_200819077 |  |  | PQ | AN | 2771.281 | 8108001 | no | no |  |  | no |  |  | 1382775.357 | 15257570.738 |  | -1
node_8108001_200819078 |  |  | PQ | AN | 2771.281 | 8108001 | no | no |  |  | no |  |  | 1382512.402 | 15257217.476 |  | -1
node_8108001_200819081 |  |  | PQ | AD | 2771.281 | 8108001 | no | no |  |  | no |  |  | 1382168.119 | 15257090.028 |  | -1
node_8108001_200819082 |  |  | PQ | AN | 2771.281 | 8108001 | no | no |  |  | no |  |  | 1381975.498 | 15256950.647 |  | -1
node_8108001_200819083 |  |  | PQ | AD | 2771.281 | 8108001 | no | no |  |  | no |  |  | 1381673.931 | 15256732.541 |  | -1
node_8108001_200819084 |  |  | PQ | AN | 2771.281 | 8108001 | no | no |  |  | no |  |  | 1381324.855 | 15256513.563 |  | -1
node_8108001_200819086 |  |  | PQ | AN | 2771.281 | 8108001 | no | no |  |  | no |  |  | 1381155.91 | 15256443.607 |  | -1
node_8108001_200819087 |  |  | PQ | AD | 2771.281 | 8108001 | no | no |  |  | no |  |  | 1380908.234 | 15256504.015 |  | -1
node_8108001_200819088 |  |  | PQ | AN | 2771.281 | 8108001 | no | no |  |  | no |  |  | 1380704.642 | 15256541.37 |  | -1
node_8108001_200819091 |  |  | PQ | AD | 2771.281 | 8108001 | no | no |  |  | no |  |  | 1380588.295 | 15256571.092 |  | -1
node_8108001_200819092 |  |  | PQ | AD | 2771.281 | 8108001 | no | no |  |  | no |  |  | 1380325.556 | 15256511.95 |  | -1
node_8108001_200819093 |  |  | PQ | AN | 2771.281 | 8108001 | no | no |  |  | no |  |  | 1380210.355 | 15256417.858 |  | -1
node_8108001_200819094 |  |  | PQ | AN | 2771.281 | 8108001 | no | no |  |  | no |  |  | 1380039.924 | 15256367.549 |  | -1
node_8108001_200819099 |  |  | PQ | AD | 2771.281 | 8108001 | no | no |  |  | no |  |  | 1391654.355 | 15263271.815 |  | -1
node_8108001_200819100 |  |  | PQ | AN | 2771.281 | 8108001 | no | no |  |  | no |  |  | 1391839.616 | 15263289.63 |  | -1
node_8108001_200819101 |  |  | PQ | AN | 2771.281 | 8108001 | no | no |  |  | no |  |  | 1392097.852 | 15263305.822 |  | -1
node_8108001_200819102 |  |  | PQ | AD | 2771.281 | 8108001 | no | no |  |  | no |  |  | 1392346.791 | 15263330.052 |  | -1
node_8108001_200819103 |  |  | PQ | AN | 2771.281 | 8108001 | no | no |  |  | no |  |  | 1392565.522 | 15263340.634 |  | -1
node_8108001_200819104 |  |  | PQ | AD | 2771.281 | 8108001 | no | no |  |  | no |  |  | 1392788.102 | 15263348.45 |  | -1
node_8108001_200819105 |  |  | PQ | AN | 2771.281 | 8108001 | no | no |  |  | no |  |  | 1393014.571 | 15263372.788 |  | -1
node_8108001_200819106 |  |  | PQ | AN | 2771.281 | 8108001 | no | no |  |  | no |  |  | 1393031.284 | 15263040.098 |  | -1
node_8108001_200819107 |  |  | PQ | AN | 2771.281 | 8108001 | no | no |  |  | no |  |  | 1393030.049 | 15262822.549 |  | -1
node_8108001_200819108 |  |  | PQ | AN | 2771.281 | 8108001 | no | no |  |  | no |  |  | 1393038.192 | 15262594.156 |  | -1
node_8108001_200819111 |  |  | PQ | AD | 2771.281 | 8108001 | no | no |  |  | no |  |  | 1393245.119 | 15263372.266 |  | -1
node_8108001_200819112 |  |  | PQ | AN | 2771.281 | 8108001 | no | no |  |  | no |  |  | 1393431.048 | 15263387.923 |  | -1
node_8108001_200819114 |  |  | PQ | AD | 2771.281 | 8108001 | no | no |  |  | no |  |  | 1393605.031 | 15263397.962 |  | -1
node_8108001_200819115 |  |  | PQ | AN | 2771.281 | 8108001 | no | no |  |  | no |  |  | 1393839.076 | 15263410.148 |  | -1
node_8108001_200819116 |  |  | PQ | AN | 2771.281 | 8108001 | no | no |  |  | no |  |  | 1393996.017 | 15263419.472 |  | -1
node_8108001_200819117 |  |  | PQ | AN | 2771.281 | 8108001 | no | no |  |  | no |  |  | 1394241.619 | 15263443.787 |  | -1
node_8108001_200819118 |  |  | PQ | AN | 2771.281 | 8108001 | no | no |  |  | no |  |  | 1394330.147 | 15263537.085 |  | -1
node_8108001_200819119 |  |  | PQ | AD | 2771.281 | 8108001 | no | no |  |  | no |  |  | 1394581.952 | 15263499.627 |  | -1
node_8108001_200819121 |  |  | PQ | AN | 2771.281 | 8108001 | no | no |  |  | no |  |  | 1394946.611 | 15263663.153 |  | -1
node_8108001_200819123 |  |  | PQ | AD | 2771.281 | 8108001 | no | no |  |  | no |  |  | 1395365.725 | 15263885.484 |  | -1
node_8108001_200819124 |  |  | PQ | AD | 2771.281 | 8108001 | no | no |  |  | no |  |  | 1395477.614 | 15263975.565 |  | -1
node_8108001_200819125 |  |  | PQ | AD | 2771.281 | 8108001 | no | no |  |  | no |  |  | 1395639.925 | 15264120.986 |  | -1
node_8108001_200819126 |  |  | PQ | AD | 2771.281 | 8108001 | no | no |  |  | no |  |  | 1395910.597 | 15264380.246 |  | -1
node_8108001_200819127 |  |  | PQ | AN | 2771.281 | 8108001 | no | no |  |  | no |  |  | 1396152.736 | 15264615.447 |  | -1
node_8108001_200819128 |  |  | PQ | AN | 2771.281 | 8108001 | no | no |  |  | no |  |  | 1396419.211 | 15264875.224 |  | -1
node_8108001_200819129 |  |  | PQ | AN | 2771.281 | 8108001 | no | no |  |  | no |  |  | 1396708.315 | 15265150.381 |  | -1
node_8108001_200819131 |  |  | PQ | AN | 2771.281 | 8108001 | no | no |  |  | no |  |  | 1396975.952 | 15265414.955 |  | -1
node_8108001_200819132 |  |  | PQ | AN | 2771.281 | 8108001 | no | no |  |  | no |  |  | 1397211.86 | 15265397.207 |  | -1
node_8108001_200819133 |  |  | PQ | AD | 2771.281 | 8108001 | no | no |  |  | no |  |  | 1397474.293 | 15265131.981 |  | -1
node_8108001_200819134 |  |  | PQ | AN | 2771.281 | 8108001 | no | no |  |  | no |  |  | 1397647.395 | 15264968.101 |  | -1
node_8108001_200819135 |  |  | PQ | AD | 2771.281 | 8108001 | no | no |  |  | no |  |  | 1397938.71 | 15264677.926 |  | -1
node_8108001_200819136 |  |  | PQ | AN | 2771.281 | 8108001 | no | no |  |  | no |  |  | 1398399.002 | 15264638.617 |  | -1
node_8108001_200819139 |  |  | PQ | AD | 2771.281 | 8108001 | no | no |  |  | no |  |  | 1397688.249 | 15265487.45 |  | -1
node_8108001_200819141 |  |  | PQ | AD | 2771.281 | 8108001 | no | no |  |  | no |  |  | 1391604.041 | 15265609.332 |  | -1
node_8108001_200819142 |  |  | PQ | AD | 2771.281 | 8108001 | no | no |  |  | no |  |  | 1391920.442 | 15265643.732 |  | -1
node_8108001_200819143 |  |  | PQ | AD | 2771.281 | 8108001 | no | no |  |  | no |  |  | 1392084.518 | 15265649.753 |  | -1
node_8108001_200819144 |  |  | PQ | AN | 2771.281 | 8108001 | no | no |  |  | no |  |  | 1392211.455 | 15265657.539 |  | -1
node_8108001_200819145 |  |  | PQ | AN | 2771.281 | 8108001 | no | no |  |  | no |  |  | 1392080.832 | 15265383.044 |  | -1
node_8108001_200819147 |  |  | PQ | AN | 2771.281 | 8108001 | no | no |  |  | no |  |  | 1392328.226 | 15265988.159 |  | -1
node_8108001_200819148 |  |  | PQ | AN | 2771.281 | 8108001 | no | no |  |  | no |  |  | 1392465.492 | 15266438.524 |  | -1
node_8108001_200819149 |  |  | PQ | AD | 2771.281 | 8108001 | no | no |  |  | no |  |  | 1392533.011 | 15266986.343 |  | -1
node_8108001_200819151 |  |  | PQ | AD | 2771.281 | 8108001 | no | no |  |  | no |  |  | 1392570.63 | 15267245.148 |  | -1
node_8108001_200819152 |  |  | PQ | AD | 2771.281 | 8108001 | no | no |  |  | no |  |  | 1392485.643 | 15267196.527 |  | -1
node_8108001_200819153 |  |  | PQ | AN | 2771.281 | 8108001 | no | no |  |  | no |  |  | 1392485.136 | 15266989.187 |  | -1
node_8108001_200819155 |  |  | PQ | AD | 2771.281 | 8108001 | no | no |  |  | no |  |  | 1392606.23 | 15267553.433 |  | -1
node_8108001_200819156 |  |  | PQ | AN | 2771.281 | 8108001 | no | no |  |  | no |  |  | 1392601.666 | 15267713.548 |  | -1
node_8108001_200819158 |  |  | PQ | AN | 2771.281 | 8108001 | no | no |  |  | no |  |  | 1392584.786 | 15267998.953 |  | -1
node_8108001_200819159 |  |  | PQ | AN | 2771.281 | 8108001 | no | no |  |  | no |  |  | 1392579.55 | 15268199.32 |  | -1
node_8108001_200819161 |  |  | PQ | AN | 2771.281 | 8108001 | no | no |  |  | no |  |  | 1392562.11 | 15268509.731 |  | -1
node_8108001_200819163 |  |  | PQ | AN | 2771.281 | 8108001 | no | no |  |  | no |  |  | 1392556.263 | 15268639.046 |  | -1
node_8108001_200819166 |  |  | PQ | AD | 2771.281 | 8108001 | no | no |  |  | no |  |  | 1392891.686 | 15268667.767 |  | -1
node_8108001_200819167 |  |  | PQ | AD | 2771.281 | 8108001 | no | no |  |  | no |  |  | 1393116.996 | 15268675.263 |  | -1
node_8108001_200819168 |  |  | PQ | AD | 2771.281 | 8108001 | no | no |  |  | no |  |  | 1393384.703 | 15268702.008 |  | -1
node_8108001_200819169 |  |  | PQ | AN | 2771.281 | 8108001 | no | no |  |  | no |  |  | 1393580.125 | 15268717.853 |  | -1
node_8108001_200819170 |  |  | PQ | AN | 2771.281 | 8108001 | no | no |  |  | no |  |  | 1393551.567 | 15268403.226 |  | -1
node_8108001_200819171 |  |  | PQ | AN | 2771.281 | 8108001 | no | no |  |  | no |  |  | 1392541.281 | 15268973.552 |  | -1
node_8108001_200819176 |  |  | PQ | AD | 2771.281 | 8108001 | no | no |  |  | no |  |  | 1392487.592 | 15269737.737 |  | -1
node_8108001_200819177 |  |  | PQ | AD | 2771.281 | 8108001 | no | no |  |  | no |  |  | 1392400.314 | 15269610.808 |  | -1
node_8108001_200819178 |  |  | PQ | AN | 7199.558 | 8108001 | no | no |  |  | no |  |  | 1392223.828 | 15269609.717 |  | -1
node_8108001_200819181 |  |  | PQ | AN | 2771.281 | 8108001 | no | no |  |  | no |  |  | 1392392.694 | 15270200.622 |  | -1
node_8108001_200819183 |  |  | PQ | AN | 2771.281 | 8108001 | no | no |  |  | no |  |  | 1392362.066 | 15270549.587 |  | -1
node_8108001_200819185 |  |  | PQ | AN | 2771.281 | 8108001 | no | no |  |  | no |  |  | 1392374.488 | 15270863.995 |  | -1
node_8108001_200819186 |  |  | PQ | AN | 2771.281 | 8108001 | no | no |  |  | no |  |  | 1392322.001 | 15271053.042 |  | -1
node_8108001_200819187 |  |  | PQ | AD | 2771.281 | 8108001 | no | no |  |  | no |  |  | 1392356.904 | 15271186.695 |  | -1
node_8108001_200819188 |  |  | PQ | AN | 2771.281 | 8108001 | no | no |  |  | no |  |  | 1392284.676 | 15271457.182 |  | -1
node_8108001_200819190 |  |  | PQ | AD | 2771.281 | 8108001 | no | no |  |  | no |  |  | 1392300.372 | 15271737.843 |  | -1
node_8108001_200819191 |  |  | PQ | AN | 2771.281 | 8108001 | no | no |  |  | no |  |  | 1392293.114 | 15271877.111 |  | -1
node_8108001_200819193 |  |  | PQ | AN | 2771.281 | 8108001 | no | no |  |  | no |  |  | 1382420.86 | 15261148.302 |  | -1
node_8108001_200819194 |  |  | PQ | AN | 2771.281 | 8108001 | no | no |  |  | no |  |  | 1384520.012 | 15264269.035 |  | -1
node_8108001_200819195 |  |  | PQ | AN | 2771.281 | 8108001 | no | no |  |  | no |  |  | 1380826.747 | 15260039.508 |  | -1
node_8108001_200819196 |  |  | PQ | AN | 2771.281 | 8108001 | no | no |  |  | no |  |  | 1391183.28 | 15266113.797 |  | -1
node_8108001_200819198 |  |  | PQ | AN | 2771.281 | 8108001 | no | no |  |  | no |  |  | 1390797.242 | 15266050.098 |  | -1
node_8108001_200819200 |  |  | PQ | AD | 2771.281 | 8108001 | no | no |  |  | no |  |  | 1390558.209 | 15266003.922 |  | -1
node_8108001_200819201 |  |  | PQ | AN | 2771.281 | 8108001 | no | no |  |  | no |  |  | 1388219.021 | 15264688.066 |  | -1
node_8108001_200819202 |  |  | PQ | AD | 2771.281 | 8108001 | no | no |  |  | no |  |  | 1387906.279 | 15264468.252 |  | -1
node_8108001_200819203 |  |  | PQ | AN | 2771.281 | 8108001 | no | no |  |  | no |  |  | 1387752.227 | 15264308.693 |  | -1
node_8108001_200819204 |  |  | PQ | AN | 2771.281 | 8108001 | no | no |  |  | no |  |  | 1387500.608 | 15264145.48 |  | -1
node_8108001_200819207 |  |  | PQ | AD | 2771.281 | 8108001 | no | no |  |  | no |  |  | 1387352.255 | 15264028.046 |  | -1
node_8108001_200819209 |  |  | PQ | AN | 2771.281 | 8108001 | no | no |  |  | no |  |  | 1387179.007 | 15263913.467 |  | -1
node_8108001_200819212 |  |  | PQ | AD | 2771.281 | 8108001 | no | no |  |  | no |  |  | 1387011.707 | 15263838.637 |  | -1
node_8108001_200819213 |  |  | PQ | AN | 2771.281 | 8108001 | no | no |  |  | no |  |  | 1386836.451 | 15263778.594 |  | -1
node_8108001_200819215 |  |  | PQ | AD | 2771.281 | 8108001 | no | no |  |  | no |  |  | 1386536.575 | 15263763.932 |  | -1
node_8108001_200819216 |  |  | PQ | AN | 2771.281 | 8108001 | no | no |  |  | no |  |  | 1386228.759 | 15263760.568 |  | -1
node_8108001_200819217 |  |  | PQ | AN | 2771.281 | 8108001 | no | no |  |  | no |  |  | 1386106.173 | 15263756.641 |  | -1
node_8108001_200819218 |  |  | PQ | AD | 2771.281 | 8108001 | no | no |  |  | no |  |  | 1385910.399 | 15263766.653 |  | -1
node_8108001_200819219 |  |  | PQ | AN | 2771.281 | 8108001 | no | no |  |  | no |  |  | 1385606.152 | 15263745.206 |  | -1
node_8108001_200819221 |  |  | PQ | AN | 2771.281 | 8108001 | no | no |  |  | no |  |  | 1385295.85 | 15263721.066 |  | -1
node_8108001_200819222 |  |  | PQ | AN | 2771.281 | 8108001 | no | no |  |  | no |  |  | 1390300.092 | 15265978.955 |  | -1
node_8108001_200819223 |  |  | PQ | AD | 2771.281 | 8108001 | no | no |  |  | no |  |  | 1390085.161 | 15265940.595 |  | -1
node_8108001_200819224 |  |  | PQ | AN | 2771.281 | 8108001 | no | no |  |  | no |  |  | 1390091.007 | 15265904.227 |  | -1
node_8108001_200819225 |  |  | PQ | AN | 2771.281 | 8108001 | no | no |  |  | no |  |  | 1385060.377 | 15263701.017 |  | -1
node_8108001_200819226 |  |  | PQ | AD | 2771.281 | 8108001 | no | no |  |  | no |  |  | 1384665.314 | 15263520.961 |  | -1
node_8108001_200819227 |  |  | PQ | AN | 2771.281 | 8108001 | no | no |  |  | no |  |  | 1384437.689 | 15263423.878 |  | -1
node_8108001_200819228 |  |  | PQ | AN | 2771.281 | 8108001 | no | no |  |  | no |  |  | 1384163.616 | 15263373.231 |  | -1
node_8108001_200819229 |  |  | PQ | AN | 2771.281 | 8108001 | no | no |  |  | no |  |  | 1383911.103 | 15263328.736 |  | -1
node_8108001_200819230 |  |  | PQ | AN | 2771.281 | 8108001 | no | no |  |  | no |  |  | 1383527.426 | 15263283.71 |  | -1
node_8108001_200819231 |  |  | PQ | AD | 2771.281 | 8108001 | no | no |  |  | no |  |  | 1383396.284 | 15263267.117 |  | -1
node_8108001_200819232 |  |  | PQ | AD | 2771.281 | 8108001 | no | no |  |  | no |  |  | 1383434.241 | 15263560.64 |  | -1
node_8108001_200819233 |  |  | PQ | AN | 2771.281 | 8108001 | no | no |  |  | no |  |  | 1383398.812 | 15263801.204 |  | -1
node_8108001_200819234 |  |  | PQ | AN | 2771.281 | 8108001 | no | no |  |  | no |  |  | 1383229.328 | 15263138.925 |  | -1
node_8108001_200819235 |  |  | PQ | AN | 2771.281 | 8108001 | no | no |  |  | no |  |  | 1382917.321 | 15263042.139 |  | -1
node_8108001_200819237 |  |  | PQ | AN | 2771.281 | 8108001 | no | no |  |  | no |  |  | 1382696.672 | 15262955.047 |  | -1
node_8108001_200819238 |  |  | PQ | AD | 2771.281 | 8108001 | no | no |  |  | no |  |  | 1382398.673 | 15262871.122 |  | -1
node_8108001_200819239 |  |  | PQ | AD | 2771.281 | 8108001 | no | no |  |  | no |  |  | 1382101.807 | 15262799.746 |  | -1
node_8108001_200819240 |  |  | PQ | AN | 2771.281 | 8108001 | no | no |  |  | no |  |  | 1382109.753 | 15262519.636 |  | -1
node_8108001_200819241 |  |  | PQ | AN | 2771.281 | 8108001 | no | no |  |  | no |  |  | 1382073.532 | 15262232.79 |  | -1
node_8108001_200819242 |  |  | PQ | AN | 2771.281 | 8108001 | no | no |  |  | no |  |  | 1389963.967 | 15265932.961 |  | -1
node_8108001_200819243 |  |  | PQ | AD | 2771.281 | 8108001 | no | no |  |  | no |  |  | 1381943.513 | 15262527.609 |  | -1
node_8108001_200819244 |  |  | PQ | AN | 2771.281 | 8108001 | no | no |  |  | no |  |  | 1381678.357 | 15262359.337 |  | -1
node_8108001_200819245 |  |  | PQ | AD | 2771.281 | 8108001 | no | no |  |  | no |  |  | 1381745.864 | 15262017.549 |  | -1
node_8108001_200819246 |  |  | PQ | AN | 2771.281 | 8108001 | no | no |  |  | no |  |  | 1381665.671 | 15261896.031 |  | -1
node_8108001_200819248 |  |  | PQ | AN | 2771.281 | 8108001 | no | no |  |  | no |  |  | 1381754.902 | 15261811.995 |  | -1
node_8108001_200819249 |  |  | PQ | AD | 2771.281 | 8108001 | no | no |  |  | no |  |  | 1381430.781 | 15262175.297 |  | -1
node_8108001_200819250 |  |  | PQ | AD | 2771.281 | 8108001 | no | no |  |  | no |  |  | 1381365.34 | 15262176.084 |  | -1
node_8108001_200819251 |  |  | PQ | AN | 2771.281 | 8108001 | no | no |  |  | no |  |  | 1381366.89 | 15262407.885 |  | -1
node_8108001_200819252 |  |  | PQ | AN | 2771.281 | 8108001 | no | no |  |  | no |  |  | 1381288.487 | 15261977.37 |  | -1
node_8108001_200819254 |  |  | PQ | AD | 2771.281 | 8108001 | no | no |  |  | no |  |  | 1381142.335 | 15261758.413 |  | -1
node_8108001_200819255 |  |  | PQ | AD | 2771.281 | 8108001 | no | no |  |  | no |  |  | 1381245.796 | 15261666.678 |  | -1
node_8108001_200819256 |  |  | PQ | AD | 2771.281 | 8108001 | no | no |  |  | no |  |  | 1381275.372 | 15261403.557 |  | -1
node_8108001_200819257 |  |  | PQ | AN | 2771.281 | 8108001 | no | no |  |  | no |  |  | 1381373.067 | 15261270.159 |  | -1
node_8108001_200819258 |  |  | PQ | AD | 2771.281 | 8108001 | no | no |  |  | no |  |  | 1381029.486 | 15261396.438 |  | -1
node_8108001_200819259 |  |  | PQ | AD | 2771.281 | 8108001 | no | no |  |  | no |  |  | 1380839.349 | 15261128.68 |  | -1
node_8108001_200819260 |  |  | PQ | AD | 2771.281 | 8108001 | no | no |  |  | no |  |  | 1380721.634 | 15260807.626 |  | -1
node_8108001_200819261 |  |  | PQ | AD | 2771.281 | 8108001 | no | no |  |  | no |  |  | 1380516.012 | 15260566.814 |  | -1
node_8108001_200819262 |  |  | PQ | AD | 2771.281 | 8108001 | no | no |  |  | no |  |  | 1380829.17 | 15260554.938 |  | -1
node_8108001_200819263 |  |  | PQ | AD | 2771.281 | 8108001 | no | no |  |  | no |  |  | 1381011.592 | 15260353.471 |  | -1
node_8108001_200819265 |  |  | PQ | AN | 2771.281 | 8108001 | no | no |  |  | no |  |  | 1381270.986 | 15260340.652 |  | -1
node_8108001_200819266 |  |  | PQ | AN | 2771.281 | 8108001 | no | no |  |  | no |  |  | 1381235.131 | 15260570.783 |  | -1
node_8108001_200819267 |  |  | PQ | AN | 2771.281 | 8108001 | no | no |  |  | no |  |  | 1380438.627 | 15260309.158 |  | -1
node_8108001_200819269 |  |  | PQ | AD | 2771.281 | 8108001 | no | no |  |  | no |  |  | 1389716.026 | 15265738.721 |  | -1
node_8108001_200819270 |  |  | PQ | AN | 2771.281 | 8108001 | no | no |  |  | no |  |  | 1389419.539 | 15265518.508 |  | -1
node_8108001_200819273 |  |  | PQ | AN | 2771.281 | 8108001 | no | no |  |  | no |  |  | 1389180.202 | 15265363.4 |  | -1
node_8108001_200819274 |  |  | PQ | AD | 2771.281 | 8108001 | no | no |  |  | no |  |  | 1389000.615 | 15265240.207 |  | -1
node_8108001_200819275 |  |  | PQ | AN | 2771.281 | 8108001 | no | no |  |  | no |  |  | 1388833.764 | 15265117.259 |  | -1
node_8108001_200819277 |  |  | PQ | AN | 2771.281 | 8108001 | no | no |  |  | no |  |  | 1388609.467 | 15264963.947 |  | -1
node_8108001_200819278 |  |  | PQ | AD | 2771.281 | 8108001 | no | no |  |  | no |  |  | 1388631.81 | 15264666.802 |  | -1
node_8108001_200819279 |  |  | PQ | AN | 2771.281 | 8108001 | no | no |  |  | no |  |  | 1388653.695 | 15264358.398 |  | -1
node_8108001_200819280 |  |  | PQ | AD | 2771.281 | 8108001 | no | no |  |  | no |  |  | 1388526.643 | 15264896.484 |  | -1
node_8108001_200819281 |  |  | PQ | AN | 2771.281 | 8108001 | no | no |  |  | no |  |  | 1388348.056 | 15264788.148 |  | -1
node_8108001_200819283 |  |  | PQ | AN | 19918.584 | 8108001 | no | no |  |  | no |  |  | 1388298.446 | 15276339.259 |  | -1
node_8108001_200819284 |  |  | PQ | AN | 19918.584 | 8108001 | no | no |  |  | no |  |  | 1388532.979 | 15276357.015 |  | -1
node_8108001_200819285 |  |  | PQ | AN | 19918.584 | 8108001 | no | no |  |  | no |  |  | 1388641.046 | 15276356.205 |  | -1
node_8108001_200819647 |  |  | PQ | AN | 2771.281 | 8108001 | no | no |  |  | no |  |  | 1388206.992 | 15268543.982 |  | -1
node_8108001_200819648 |  |  | PQ | AN | 2771.281 | 8108001 | no | no |  |  | no |  |  | 1388485.473 | 15268514.087 |  | -1
node_8108001_200819649 |  |  | PQ | ABCD | 2771.281 | 8108001 | no | no |  |  | no |  |  | 1389701.694 | 15269461.358 |  | -1
node_8108001_200819650 |  |  | PQ | ABCD | 2771.281 | 8108001 | no | no |  |  | no |  |  | 1388308.929 | 15268324.205 |  | -1
node_8108001_200819651 |  |  | PQ | ABCD | 2771.281 | 8108001 | no | no |  |  | no |  |  | 1388125.83 | 15268349.7 |  | -1
node_8108001_200819652 |  |  | PQ | ABCN | 2771.281 | 8108001 | no | no |  |  | no |  |  | 1387956.137 | 15268414.428 |  | -1
node_8108001_200819653 |  |  | PQ | ABCN | 2771.281 | 8108001 | no | no |  |  | no |  |  | 1387752.511 | 15268412.223 |  | -1
node_8108001_200819655 |  |  | PQ | ABCD | 2771.281 | 8108001 | no | no |  |  | no |  |  | 1387555.711 | 15268403.884 |  | -1
node_8108001_200819656 |  |  | PQ | ABCD | 2771.281 | 8108001 | no | no |  |  | no |  |  | 1387329.171 | 15268394.348 |  | -1
node_8108001_200819657 |  |  | PQ | ABCD | 2771.281 | 8108001 | no | no |  |  | no |  |  | 1387194.819 | 15268396.687 |  | -1
node_8108001_200819659 |  |  | PQ | ABCD | 2771.281 | 8108001 | no | no |  |  | no |  |  | 1387110.094 | 15268277.153 |  | -1
node_8108001_200819660 |  |  | PQ | ABCN | 2771.281 | 8108001 | no | no |  |  | no |  |  | 1386840.163 | 15268287.897 |  | -1
node_8108001_200819662 |  |  | PQ | ABCD | 2771.281 | 8108001 | no | no |  |  | no |  |  | 1386658.337 | 15268290.474 |  | -1
node_8108001_200819663 |  |  | PQ | ABCN | 2771.281 | 8108001 | no | no |  |  | no |  |  | 1389591.566 | 15269295.4 |  | -1
node_8108001_200819665 |  |  | PQ | ABCD | 2771.281 | 8108001 | no | no |  |  | no |  |  | 1386504.542 | 15268309.367 |  | -1
node_8108001_200819670 |  |  | PQ | AD | 2771.281 | 8108001 | no | no |  |  | no |  |  | 1386056.092 | 15268325.034 |  | -1
node_8108001_200819671 |  |  | PQ | AD | 2771.281 | 8108001 | no | no |  |  | no |  |  | 1385797.622 | 15268402.141 |  | -1
node_8108001_200819672 |  |  | PQ | AD | 2771.281 | 8108001 | no | no |  |  | no |  |  | 1385506.839 | 15268531 |  | -1
node_8108001_200819673 |  |  | PQ | AD | 2771.281 | 8108001 | no | no |  |  | no |  |  | 1385347.254 | 15268136.792 |  | -1
node_8108001_200819674 |  |  | PQ | AD | 2771.281 | 8108001 | no | no |  |  | no |  |  | 1384909.506 | 15268526.233 |  | -1
node_8108001_200819675 |  |  | PQ | AN | 2771.281 | 8108001 | no | no |  |  | no |  |  | 1384456.582 | 15268799.817 |  | -1
node_8108001_200819676 |  |  | PQ | AN | 2771.281 | 8108001 | no | no |  |  | no |  |  | 1385107.279 | 15267891.652 |  | -1
node_8108001_200819677 |  |  | PQ | AD | 2771.281 | 8108001 | no | no |  |  | no |  |  | 1384886.475 | 15267670.075 |  | -1
node_8108001_200819678 |  |  | PQ | AN | 2771.281 | 8108001 | no | no |  |  | no |  |  | 1384659.832 | 15267450.403 |  | -1
node_8108001_200819679 |  |  | PQ | AD | 2771.281 | 8108001 | no | no |  |  | no |  |  | 1384447.774 | 15267402.484 |  | -1
node_8108001_200819680 |  |  | PQ | AN | 2771.281 | 8108001 | no | no |  |  | no |  |  | 1384550.749 | 15267092.269 |  | -1
node_8108001_200819681 |  |  | PQ | AD | 2771.281 | 8108001 | no | no |  |  | no |  |  | 1384194.016 | 15267324.075 |  | -1
node_8108001_200819682 |  |  | PQ | ABCN | 2771.281 | 8108001 | no | no |  |  | no |  |  | 1389468.076 | 15269124.665 |  | -1
node_8108001_200819683 |  |  | PQ | AD | 2771.281 | 8108001 | no | no |  |  | no |  |  | 1383861.352 | 15267112.446 |  | -1
node_8108001_200819684 |  |  | PQ | AN | 2771.281 | 8108001 | no | no |  |  | no |  |  | 1383549.189 | 15266948.364 |  | -1
node_8108001_200819685 |  |  | PQ | AN | 2771.281 | 8108001 | no | no |  |  | no |  |  | 1383220.24 | 15266737.326 |  | -1
node_8108001_200819686 |  |  | PQ | AN | 2771.281 | 8108001 | no | no |  |  | no |  |  | 1383095.254 | 15266672.47 |  | -1
node_8108001_200819687 |  |  | PQ | AN | 2771.281 | 8108001 | no | no |  |  | no |  |  | 1382864.863 | 15266532.222 |  | -1
node_8108001_200819689 |  |  | PQ | AN | 2771.281 | 8108001 | no | no |  |  | no |  |  | 1382598.945 | 15266366.071 |  | -1
node_8108001_200819690 |  |  | PQ | AD | 2771.281 | 8108001 | no | no |  |  | no |  |  | 1382274.139 | 15266108.518 |  | -1
node_8108001_200819691 |  |  | PQ | AN | 2771.281 | 8108001 | no | no |  |  | no |  |  | 1382257.267 | 15266274.603 |  | -1
node_8108001_200819692 |  |  | PQ | AN | 2771.281 | 8108001 | no | no |  |  | no |  |  | 1382117.102 | 15265842.069 |  | -1
node_8108001_200819693 |  |  | PQ | AD | 2771.281 | 8108001 | no | no |  |  | no |  |  | 1382014.216 | 15265691.383 |  | -1
node_8108001_200819694 |  |  | PQ | AD | 2771.281 | 8108001 | no | no |  |  | no |  |  | 1381917.249 | 15265533.219 |  | -1
node_8108001_200819695 |  |  | PQ | AD | 2771.281 | 8108001 | no | no |  |  | no |  |  | 1381878.571 | 15265590.79 |  | -1
node_8108001_200819696 |  |  | PQ | AN | 2771.281 | 8108001 | no | no |  |  | no |  |  | 1381782.245 | 15265768.879 |  | -1
node_8108001_200819697 |  |  | PQ | AN | 2771.281 | 8108001 | no | no |  |  | no |  |  | 1381794.892 | 15265395.285 |  | -1
node_8108001_200819698 |  |  | PQ | ABCN | 2771.281 | 8108001 | no | no |  |  | no |  |  | 1389318.506 | 15268896.37 |  | -1
node_8108001_200819700 |  |  | PQ | AN | 2771.281 | 8108001 | no | no |  |  | no |  |  | 1381649.477 | 15265272.052 |  | -1
node_8108001_200819702 |  |  | PQ | AN | 2771.281 | 8108001 | no | no |  |  | no |  |  | 1381351.552 | 15265023.745 |  | -1
node_8108001_200819704 |  |  | PQ | AD | 2771.281 | 8108001 | no | no |  |  | no |  |  | 1381132.459 | 15264959.963 |  | -1
node_8108001_200819705 |  |  | PQ | AN | 2771.281 | 8108001 | no | no |  |  | no |  |  | 1380953.528 | 15264912.544 |  | -1
node_8108001_200819706 |  |  | PQ | AN | 2771.281 | 8108001 | no | no |  |  | no |  |  | 1380715.758 | 15264839.733 |  | -1
node_8108001_200819707 |  |  | PQ | ABCD | 2771.281 | 8108001 | no | no |  |  | no |  |  | 1389209.223 | 15268729.7 |  | -1
node_8108001_200819708 |  |  | PQ | ABCD | 2771.281 | 8108001 | no | no |  |  | no |  |  | 1389099.361 | 15268475.826 |  | -1
node_8108001_200819709 |  |  | PQ | ABCN | 2771.281 | 8108001 | no | no |  |  | no |  |  | 1388986.518 | 15268319.927 |  | -1
node_8108001_200819711 |  |  | PQ | AD | 2771.281 | 8108001 | no | no |  |  | no |  |  | 1389219.484 | 15268401.332 |  | -1
node_8108001_200819712 |  |  | PQ | AN | 2771.281 | 8108001 | no | no |  |  | no |  |  | 1389433.226 | 15268487.144 |  | -1
node_8108001_200819713 |  |  | PQ | ABCN | 2771.281 | 8108001 | no | no |  |  | no |  |  | 1388735.766 | 15268345.851 |  | -1
node_8108001_200819714 |  |  | PQ | ABCD | 2771.281 | 8108001 | no | no |  |  | no |  |  | 1388463.923 | 15268326.161 |  | -1
node_8108001_200819902 |  |  | PQ | AD | 2771.281 | 8108001 | no | no |  |  | no |  |  | 1394014.767 | 15263398.748 |  | -1
node_8108001_200819903 |  |  | PQ | AN | 2771.281 | 8108001 | no | no |  |  | no |  |  | 1394252.355 | 15263201.967 |  | -1
node_8108001_200819904 |  |  | PQ | AD | 2771.281 | 8108001 | no | no |  |  | no |  |  | 1394415.625 | 15263025.461 |  | -1
node_8108001_200819905 |  |  | PQ | AN | 2771.281 | 8108001 | no | no |  |  | no |  |  | 1395790.443 | 15260288.809 |  | -1
node_8108001_200819906 |  |  | PQ | AD | 2771.281 | 8108001 | no | no |  |  | no |  |  | 1395770.959 | 15260644.945 |  | -1
node_8108001_200819907 |  |  | PQ | AN | 2771.281 | 8108001 | no | no |  |  | no |  |  | 1395748.018 | 15261016.464 |  | -1
node_8108001_200819908 |  |  | PQ | AD | 2771.281 | 8108001 | no | no |  |  | no |  |  | 1395788.582 | 15259912.127 |  | -1
node_8108001_200819909 |  |  | PQ | AN | 2771.281 | 8108001 | no | no |  |  | no |  |  | 1395823.264 | 15259931.741 |  | -1
node_8108001_200819911 |  |  | PQ | AD | 2771.281 | 8108001 | no | no |  |  | no |  |  | 1395841.78 | 15259694.063 |  | -1
node_8108001_200819912 |  |  | PQ | AD | 2771.281 | 8108001 | no | no |  |  | no |  |  | 1395910.611 | 15259698.184 |  | -1
node_8108001_200819913 |  |  | PQ | AD | 2771.281 | 8108001 | no | no |  |  | no |  |  | 1396206.306 | 15259637.421 |  | -1
node_8108001_200819914 |  |  | PQ | AN | 2771.281 | 8108001 | no | no |  |  | no |  |  | 1396479.126 | 15259640.692 |  | -1
node_8108001_200819915 |  |  | PQ | AD | 2771.281 | 8108001 | no | no |  |  | no |  |  | 1395864.145 | 15259388.431 |  | -1
node_8108001_200819916 |  |  | PQ | AD | 2771.281 | 8108001 | no | no |  |  | no |  |  | 1395922.195 | 15259342.34 |  | -1
node_8108001_200819917 |  |  | PQ | AN | 2771.281 | 8108001 | no | no |  |  | no |  |  | 1396072.896 | 15259322.662 |  | -1
node_8108001_200819918 |  |  | PQ | AD | 2771.281 | 8108001 | no | no |  |  | no |  |  | 1395802.916 | 15259452.416 |  | -1
node_8108001_200819919 |  |  | PQ | AD | 2771.281 | 8108001 | no | no |  |  | no |  |  | 1395809.978 | 15259038.198 |  | -1
node_8108001_200819920 |  |  | PQ | AD | 2771.281 | 8108001 | no | no |  |  | no |  |  | 1395813.095 | 15258667.336 |  | -1
node_8108001_200819921 |  |  | PQ | AD | 2771.281 | 8108001 | no | no |  |  | no |  |  | 1395821.765 | 15258582.303 |  | -1
node_8108001_200819922 |  |  | PQ | AD | 2771.281 | 8108001 | no | no |  |  | no |  |  | 1395837.804 | 15258411.746 |  | -1
node_8108001_200819923 |  |  | PQ | AD | 2771.281 | 8108001 | no | no |  |  | no |  |  | 1395886.245 | 15257934.069 |  | -1
node_8108001_200819924 |  |  | PQ | AD | 2771.281 | 8108001 | no | no |  |  | no |  |  | 1395931.07 | 15257523.298 |  | -1
node_8108001_200819925 |  |  | PQ | AD | 2771.281 | 8108001 | no | no |  |  | no |  |  | 1395971.197 | 15257169.259 |  | -1
node_8108001_200819926 |  |  | PQ | AD | 2771.281 | 8108001 | no | no |  |  | no |  |  | 1396047.634 | 15257241.484 |  | -1
node_8108001_200819927 |  |  | PQ | AN | 2771.281 | 8108001 | no | no |  |  | no |  |  | 1396041.167 | 15257476.898 |  | -1
node_8108001_200819928 |  |  | PQ | AD | 2771.281 | 8108001 | no | no |  |  | no |  |  | 1396001.125 | 15256870.824 |  | -1
node_8108001_200819929 |  |  | PQ | AN | 2771.281 | 8108001 | no | no |  |  | no |  |  | 1394692.598 | 15262899.05 |  | -1
node_8108001_200819930 |  |  | PQ | AN | 2771.281 | 8108001 | no | no |  |  | no |  |  | 1396043.07 | 15256474.381 |  | -1
node_8108001_200819934 |  |  | PQ | AD | 2771.281 | 8108001 | no | no |  |  | no |  |  | 1394755.313 | 15262505.732 |  | -1
node_8108001_200819935 |  |  | PQ | AD | 2771.281 | 8108001 | no | no |  |  | no |  |  | 1394825.685 | 15262132.807 |  | -1
node_8108001_200819936 |  |  | PQ | AD | 2771.281 | 8108001 | no | no |  |  | no |  |  | 1394873.775 | 15261835.9 |  | -1
node_8108001_200819937 |  |  | PQ | AN | 2771.281 | 8108001 | no | no |  |  | no |  |  | 1394940.08 | 15261457.743 |  | -1
node_8108001_200819939 |  |  | PQ | AD | 2771.281 | 8108001 | no | no |  |  | no |  |  | 1395069.871 | 15261292.615 |  | -1
node_8108001_200819940 |  |  | PQ | AD | 2771.281 | 8108001 | no | no |  |  | no |  |  | 1395327.874 | 15260980.223 |  | -1
node_8108001_200819941 |  |  | PQ | AD | 2771.281 | 8108001 | no | no |  |  | no |  |  | 1395563.588 | 15260682.168 |  | -1
node_8108001_200819981 |  |  | PQ | AN | 2771.281 | 8108001 | no | no |  |  | no |  |  | 1387885.38 | 15274828.562 |  | -1
node_8108001_200819982 |  |  | PQ | AN | 2771.281 | 8108001 | no | no |  |  | no |  |  | 1387701.888 | 15274725.661 |  | -1
node_8108001_200819984 |  |  | PQ | AN | 2771.281 | 8108001 | no | no |  |  | no |  |  | 1386052.14 | 15273402.858 |  | -1
node_8108001_200819985 |  |  | PQ | AD | 2771.281 | 8108001 | no | no |  |  | no |  |  | 1385770.745 | 15273372.909 |  | -1
node_8108001_200819986 |  |  | PQ | AN | 2771.281 | 8108001 | no | no |  |  | no |  |  | 1385485.317 | 15273347.173 |  | -1
node_8108001_200819987 |  |  | PQ | AN | 2771.281 | 8108001 | no | no |  |  | no |  |  | 1387599.972 | 15274678.097 |  | -1
node_8108001_200819988 |  |  | PQ | AD | 2771.281 | 8108001 | no | no |  |  | no |  |  | 1387471.05 | 15274501.293 |  | -1
node_8108001_200819989 |  |  | PQ | AN | 2771.281 | 8108001 | no | no |  |  | no |  |  | 1387403.253 | 15274298.338 |  | -1
node_8108001_200819990 |  |  | PQ | AD | 2771.281 | 8108001 | no | no |  |  | no |  |  | 1387345.888 | 15274097.51 |  | -1
node_8108001_200819991 |  |  | PQ | AN | 2771.281 | 8108001 | no | no |  |  | no |  |  | 1387247.418 | 15273890.164 |  | -1
node_8108001_200819992 |  |  | PQ | AN | 2771.281 | 8108001 | no | no |  |  | no |  |  | 1387086.384 | 15273807.079 |  | -1
node_8108001_200819993 |  |  | PQ | AD | 2771.281 | 8108001 | no | no |  |  | no |  |  | 1387075.998 | 15273732.172 |  | -1
node_8108001_200819994 |  |  | PQ | AN | 2771.281 | 8108001 | no | no |  |  | no |  |  | 1387107.449 | 15273583.555 |  | -1
node_8108001_200819995 |  |  | PQ | AN | 2771.281 | 8108001 | no | no |  |  | no |  |  | 1386736.464 | 15273646.406 |  | -1
node_8108001_200819996 |  |  | PQ | AD | 2771.281 | 8108001 | no | no |  |  | no |  |  | 1386745.241 | 15273828.592 |  | -1
node_8108001_200819998 |  |  | PQ | AN | 2771.281 | 8108001 | no | no |  |  | no |  |  | 1386338.11 | 15273422.603 |  | -1
node_8108001_200820041 |  |  | PQ | AN | 2771.281 | 8108001 | no | no |  |  | no |  |  | 1388893.673 | 15271074.16 |  | -1
node_8108001_200820042 |  |  | PQ | AD | 2771.281 | 8108001 | no | no |  |  | no |  |  | 1389027.851 | 15271080.534 |  | -1
node_8108001_200820043 |  |  | PQ | AD | 2771.281 | 8108001 | no | no |  |  | no |  |  | 1389019.879 | 15271142.071 |  | -1
node_8108001_200820044 |  |  | PQ | AN | 2771.281 | 8108001 | no | no |  |  | no |  |  | 1389012.848 | 15271317.836 |  | -1
node_8108001_200820048 |  |  | PQ | AN | 2771.281 | 8108001 | no | no |  |  | no |  |  | 1389202.794 | 15271096.829 |  | -1
node_8108001_200820049 |  |  | PQ | AN | 2771.281 | 8108001 | no | no |  |  | no |  |  | 1389370.868 | 15271107.831 |  | -1
node_8108001_200820050 |  |  | PQ | AD | 2771.281 | 8108001 | no | no |  |  | no |  |  | 1389370.444 | 15271169.483 |  | -1
node_8108001_200820051 |  |  | PQ | AD | 2771.281 | 8108001 | no | no |  |  | no |  |  | 1389364.625 | 15271346.602 |  | -1
node_8108001_200820052 |  |  | PQ | AN | 2771.281 | 8108001 | no | no |  |  | no |  |  | 1389380.655 | 15271549.916 |  | -1
node_8108001_200820054 |  |  | PQ | AN | 2771.281 | 8108001 | no | no |  |  | no |  |  | 1389366.598 | 15271798.559 |  | -1
node_8108001_200820096 |  |  | PQ | AD | 2771.281 | 8108001 | no | no |  |  | no |  |  | 1388896.773 | 15257240.055 |  | -1
node_8108001_200820097 |  |  | PQ | AD | 2771.281 | 8108001 | no | no |  |  | no |  |  | 1388878.482 | 15257394.481 |  | -1
node_8108001_200820098 |  |  | PQ | AD | 2771.281 | 8108001 | no | no |  |  | no |  |  | 1389156.504 | 15257417.283 |  | -1
node_8108001_200820099 |  |  | PQ | AD | 2771.281 | 8108001 | no | no |  |  | no |  |  | 1389358.908 | 15257431.142 |  | -1
node_8108001_200820100 |  |  | PQ | AN | 2771.281 | 8108001 | no | no |  |  | no |  |  | 1389344.403 | 15257671.996 |  | -1
node_8108001_200820101 |  |  | PQ | AD | 2771.281 | 8108001 | no | no |  |  | no |  |  | 1389325.509 | 15257904.043 |  | -1
node_8108001_200820102 |  |  | PQ | AD | 2771.281 | 8108001 | no | no |  |  | no |  |  | 1389257.218 | 15257168.41 |  | -1
node_8108001_200820103 |  |  | PQ | AD | 2771.281 | 8108001 | no | no |  |  | no |  |  | 1389514.477 | 15257194.765 |  | -1
node_8108001_200820104 |  |  | PQ | AN | 2771.281 | 8108001 | no | no |  |  | no |  |  | 1389774.142 | 15257225.79 |  | -1
node_8108001_200820105 |  |  | PQ | AN | 2771.281 | 8108001 | no | no |  |  | no |  |  | 1390189.002 | 15257229.072 |  | -1
node_8108001_200820106 |  |  | PQ | AD | 2771.281 | 8108001 | no | no |  |  | no |  |  | 1390588.935 | 15257227.784 |  | -1
node_8108001_200820107 |  |  | PQ | AN | 2771.281 | 8108001 | no | no |  |  | no |  |  | 1390866.708 | 15257230.509 |  | -1
node_8108001_200820108 |  |  | PQ | AD | 2771.281 | 8108001 | no | no |  |  | no |  |  | 1391187.036 | 15257225.175 |  | -1
node_8108001_200820109 |  |  | PQ | AN | 2771.281 | 8108001 | no | no |  |  | no |  |  | 1391100.27 | 15257384.788 |  | -1
node_8108001_200820110 |  |  | PQ | AN | 2771.281 | 8108001 | no | no |  |  | no |  |  | 1391400.005 | 15257358.149 |  | -1
node_8108001_200820111 |  |  | PQ | AD | 2771.281 | 8108001 | no | no |  |  | no |  |  | 1391673.597 | 15257458.615 |  | -1
node_8108001_200820112 |  |  | PQ | AD | 2771.281 | 8108001 | no | no |  |  | no |  |  | 1387946.291 | 15259279.417 |  | -1
node_8108001_200820113 |  |  | PQ | AD | 2771.281 | 8108001 | no | no |  |  | no |  |  | 1392271.318 | 15257677.477 |  | -1
node_8108001_200820114 |  |  | PQ | AN | 2771.281 | 8108001 | no | no |  |  | no |  |  | 1392641.362 | 15257808.533 |  | -1
node_8108001_200820115 |  |  | PQ | AN | 2771.281 | 8108001 | no | no |  |  | no |  |  | 1387994.656 | 15258944.239 |  | -1
node_8108001_200820116 |  |  | PQ | AD | 2771.281 | 8108001 | no | no |  |  | no |  |  | 1388023.002 | 15258703.235 |  | -1
node_8108001_200820117 |  |  | PQ | AD | 2771.281 | 8108001 | no | no |  |  | no |  |  | 1388054.408 | 15258457.363 |  | -1
node_8108001_200820118 |  |  | PQ | AN | 2771.281 | 8108001 | no | no |  |  | no |  |  | 1388149.722 | 15258193.503 |  | -1
node_8108001_200820120 |  |  | PQ | AN | 2771.281 | 8108001 | no | no |  |  | no |  |  | 1388167.16 | 15258031.303 |  | -1
node_8108001_200820121 |  |  | PQ | AN | 2771.281 | 8108001 | no | no |  |  | no |  |  | 1388270.317 | 15257748.237 |  | -1
node_8108001_200820122 |  |  | PQ | AN | 2771.281 | 8108001 | no | no |  |  | no |  |  | 1388360.823 | 15257474.794 |  | -1
node_8108001_200820123 |  |  | PQ | AN | 2771.281 | 8108001 | no | no |  |  | no |  |  | 1388608.106 | 15257308.783 |  | -1
node_8108001_200820145 |  |  | PQ | AD | 2771.281 | 8108001 | no | no |  |  | no |  |  | 1392282.524 | 15271118.132 |  | -1
node_8108001_200820146 |  |  | PQ | AD | 2771.281 | 8108001 | no | no |  |  | no |  |  | 1392002.325 | 15271092.903 |  | -1
node_8108001_200820147 |  |  | PQ | AD | 2771.281 | 8108001 | no | no |  |  | no |  |  | 1391789.854 | 15271083.866 |  | -1
node_8108001_200820148 |  |  | PQ | AD | 2771.281 | 8108001 | no | no |  |  | no |  |  | 1391564.905 | 15271065.143 |  | -1
node_8108001_200820149 |  |  | PQ | AD | 2771.281 | 8108001 | no | no |  |  | no |  |  | 1391345.376 | 15271044.898 |  | -1
node_8108001_200820150 |  |  | PQ | AN | 2771.281 | 8108001 | no | no |  |  | no |  |  | 1391124.207 | 15271027.333 |  | -1
node_8108001_200820151 |  |  | PQ | AN | 2771.281 | 8108001 | no | no |  |  | no |  |  | 1390875.714 | 15271014.494 |  | -1
node_8108001_200820224 |  |  | PQ | AN | 19918.584 | 8108001 | no | no |  |  | no |  |  | 1388169.758 | 15275494.571 |  | -1
node_8108001_200820225 |  |  | PQ | AN | 19918.584 | 8108001 | no | no |  |  | no |  |  | 1387957.181 | 15275501.566 |  | -1
node_8108001_200820251 |  |  | PQ | AN | 19918.584 | 8108001 | no | no |  |  | no |  |  | 1388508.808 | 15273530.386 |  | -1
node_8108001_200820252 |  |  | PQ | AN | 19918.584 | 8108001 | no | no |  |  | no |  |  | 1388692.058 | 15273550.561 |  | -1
node_8108001_200820253 |  |  | PQ | AN | 19918.584 | 8108001 | no | no |  |  | no |  |  | 1388898.313 | 15273557.182 |  | -1
node_8108001_200820283 |  |  | PQ | AN | 2771.281 | 8108001 | no | no |  |  | no |  |  | 1391076.295 | 15262079.694 |  | -1
node_8108001_200820284 |  |  | PQ | AD | 2771.281 | 8108001 | no | no |  |  | no |  |  | 1391946.623 | 15260157.542 |  | -1
node_8108001_200820285 |  |  | PQ | AD | 2771.281 | 8108001 | no | no |  |  | no |  |  | 1392235.066 | 15260245.208 |  | -1
node_8108001_200820286 |  |  | PQ | AD | 2771.281 | 8108001 | no | no |  |  | no |  |  | 1392503.105 | 15260261.375 |  | -1
node_8108001_200820287 |  |  | PQ | AN | 2771.281 | 8108001 | no | no |  |  | no |  |  | 1392765.361 | 15260254.959 |  | -1
node_8108001_200820289 |  |  | PQ | AN | 2771.281 | 8108001 | no | no |  |  | no |  |  | 1390983.753 | 15261590.292 |  | -1
node_8108001_200820290 |  |  | PQ | AD | 2771.281 | 8108001 | no | no |  |  | no |  |  | 1391004.51 | 15261415.447 |  | -1
node_8108001_200820291 |  |  | PQ | AN | 2771.281 | 8108001 | no | no |  |  | no |  |  | 1391189.243 | 15261406.517 |  | -1
node_8108001_200820293 |  |  | PQ | AN | 2771.281 | 8108001 | no | no |  |  | no |  |  | 1390983.628 | 15261210.605 |  | -1
node_8108001_200820295 |  |  | PQ | AD | 2771.281 | 8108001 | no | no |  |  | no |  |  | 1390955.495 | 15260975.262 |  | -1
node_8108001_200820296 |  |  | PQ | AD | 2771.281 | 8108001 | no | no |  |  | no |  |  | 1390867.763 | 15260959.453 |  | -1
node_8108001_200820297 |  |  | PQ | AN | 2771.281 | 8108001 | no | no |  |  | no |  |  | 1390813.724 | 15260693.175 |  | -1
node_8108001_200820298 |  |  | PQ | AN | 2771.281 | 8108001 | no | no |  |  | no |  |  | 1391042.391 | 15260738.777 |  | -1
node_8108001_200820299 |  |  | PQ | AD | 2771.281 | 8108001 | no | no |  |  | no |  |  | 1391136.84 | 15260434.596 |  | -1
node_8108001_200820300 |  |  | PQ | AD | 2771.281 | 8108001 | no | no |  |  | no |  |  | 1391157.158 | 15260301.064 |  | -1
node_8108001_200820301 |  |  | PQ | AN | 2771.281 | 8108001 | no | no |  |  | no |  |  | 1391349.031 | 15260136.766 |  | -1
node_8108001_200820302 |  |  | PQ | AD | 2771.281 | 8108001 | no | no |  |  | no |  |  | 1391477.48 | 15259918.255 |  | -1
node_8108001_200820303 |  |  | PQ | AD | 2771.281 | 8108001 | no | no |  |  | no |  |  | 1391685.914 | 15260054.151 |  | -1
node_8108001_200820343 |  |  | PQ | AD | 2771.281 | 8108001 | no | no |  |  | no |  |  | 1379979.028 | 15256785.735 |  | -1
node_8108001_200820344 |  |  | PQ | AD | 2771.281 | 8108001 | no | no |  |  | no |  |  | 1379997.825 | 15257118.566 |  | -1
node_8108001_200820345 |  |  | PQ | AN | 2771.281 | 8108001 | no | no |  |  | no |  |  | 1379998.876 | 15257485.776 |  | -1
node_8108001_200820346 |  |  | PQ | AD | 2771.281 | 8108001 | no | no |  |  | no |  |  | 1379989.323 | 15257592.448 |  | -1
node_8108001_200820347 |  |  | PQ | AD | 2771.281 | 8108001 | no | no |  |  | no |  |  | 1380285.531 | 15257665.622 |  | -1
node_8108001_200820348 |  |  | PQ | AN | 2771.281 | 8108001 | no | no |  |  | no |  |  | 1380585.835 | 15257714.738 |  | -1
node_8108001_200820349 |  |  | PQ | AD | 2771.281 | 8108001 | no | no |  |  | no |  |  | 1379977.977 | 15257832.938 |  | -1
node_8108001_200820350 |  |  | PQ | AD | 2771.281 | 8108001 | no | no |  |  | no |  |  | 1379976.11 | 15257953.059 |  | -1
node_8108001_200820351 |  |  | PQ | AN | 2771.281 | 8108001 | no | no |  |  | no |  |  | 1380241.853 | 15257999.311 |  | -1
node_8108001_200820352 |  |  | PQ | AN | 2771.281 | 8108001 | no | no |  |  | no |  |  | 1379961.985 | 15258175.663 |  | -1
node_8108001_200820353 |  |  | PQ | AD | 2771.281 | 8108001 | no | no |  |  | no |  |  | 1379942.491 | 15258525.935 |  | -1
node_8108001_200820354 |  |  | PQ | AN | 2771.281 | 8108001 | no | no |  |  | no |  |  | 1380293.387 | 15258620.645 |  | -1
node_8108001_200820356 |  |  | PQ | AD | 2771.281 | 8108001 | no | no |  |  | no |  |  | 1379929.246 | 15258873.657 |  | -1
node_8108001_200820357 |  |  | PQ | AN | 2771.281 | 8108001 | no | no |  |  | no |  |  | 1380176.285 | 15258968.069 |  | -1
node_8108001_200820365 |  |  | PQ | AN | 2771.281 | 8108001 | no | no |  |  | no |  |  | 1395436.837 | 15258524.709 |  | -1
node_8108001_200820366 |  |  | PQ | AD | 2771.281 | 8108001 | no | no |  |  | no |  |  | 1395322.206 | 15258474.245 |  | -1
node_8108001_200820367 |  |  | PQ | AD | 2771.281 | 8108001 | no | no |  |  | no |  |  | 1394956.406 | 15258453.131 |  | -1
node_8108001_200820368 |  |  | PQ | AD | 2771.281 | 8108001 | no | no |  |  | no |  |  | 1394731.933 | 15258516.511 |  | -1
node_8108001_200820369 |  |  | PQ | AD | 2771.281 | 8108001 | no | no |  |  | no |  |  | 1394526.858 | 15258448.107 |  | -1
node_8108001_200820370 |  |  | PQ | AD | 2771.281 | 8108001 | no | no |  |  | no |  |  | 1394335.295 | 15258511.973 |  | -1
node_8108001_200820371 |  |  | PQ | AN | 2771.281 | 8108001 | no | no |  |  | no |  |  | 1394067.797 | 15258505.73 |  | -1
node_8108001_200820372 |  |  | PQ | AD | 2771.281 | 8108001 | no | no |  |  | no |  |  | 1387073.385 | 15258628.197 |  | -1
node_8108001_200820374 |  |  | PQ | AN | 2771.281 | 8108001 | no | no |  |  | no |  |  | 1386802.401 | 15258480.156 |  | -1
node_8108001_200820420 |  |  | PQ | AD | 2771.281 | 8108001 | no | no |  |  | no |  |  | 1384143.507 | 15257687.65 |  | -1
node_8108001_200820421 |  |  | PQ | AN | 2771.281 | 8108001 | no | no |  |  | no |  |  | 1385881.906 | 15256983.606 |  | -1
node_8108001_200820423 |  |  | PQ | AD | 2771.281 | 8108001 | no | no |  |  | no |  |  | 1385905.794 | 15256875.046 |  | -1
node_8108001_200820424 |  |  | PQ | AD | 2771.281 | 8108001 | no | no |  |  | no |  |  | 1385967.635 | 15256681.588 |  | -1
node_8108001_200820425 |  |  | PQ | AN | 2771.281 | 8108001 | no | no |  |  | no |  |  | 1386064.5 | 15256376.103 |  | -1
node_8108001_200820426 |  |  | PQ | AD | 2771.281 | 8108001 | no | no |  |  | no |  |  | 1384419.35 | 15257647.302 |  | -1
node_8108001_200820427 |  |  | PQ | AD | 2771.281 | 8108001 | no | no |  |  | no |  |  | 1384689.161 | 15257593.208 |  | -1
node_8108001_200820428 |  |  | PQ | AD | 2771.281 | 8108001 | no | no |  |  | no |  |  | 1384879.917 | 15257551.042 |  | -1
node_8108001_200820429 |  |  | PQ | AD | 2771.281 | 8108001 | no | no |  |  | no |  |  | 1384983.508 | 15257445.627 |  | -1
node_8108001_200820432 |  |  | PQ | AN | 2771.281 | 8108001 | no | no |  |  | no |  |  | 1385151.782 | 15257403.1 |  | -1
node_8108001_200820433 |  |  | PQ | AN | 2771.281 | 8108001 | no | no |  |  | no |  |  | 1385410.387 | 15257537.578 |  | -1
node_8108001_200820434 |  |  | PQ | AN | 2771.281 | 8108001 | no | no |  |  | no |  |  | 1385561.226 | 15257656.15 |  | -1
node_8108001_200820436 |  |  | PQ | AD | 2771.281 | 8108001 | no | no |  |  | no |  |  | 1385356.468 | 15257334.195 |  | -1
node_8108001_200820437 |  |  | PQ | AD | 2771.281 | 8108001 | no | no |  |  | no |  |  | 1385657.781 | 15257346.464 |  | -1
node_8108001_200820438 |  |  | PQ | AN | 2771.281 | 8108001 | no | no |  |  | no |  |  | 1385813.721 | 15257256.576 |  | -1
node_8108001_200820445 |  |  | PQ | AN | 2771.281 | 8108001 | no | no |  |  | no |  |  | 1396138.056 | 15258563.252 |  | -1
node_8108001_200820447 |  |  | PQ | AD | 2771.281 | 8108001 | no | no |  |  | no |  |  | 1396438.649 | 15258598.811 |  | -1
node_8108001_200820448 |  |  | PQ | AN | 2771.281 | 8108001 | no | no |  |  | no |  |  | 1396736.657 | 15258559.236 |  | -1
node_8108001_200820450 |  |  | PQ | AD | 2771.281 | 8108001 | no | no |  |  | no |  |  | 1397042.304 | 15258594.923 |  | -1
node_8108001_200820451 |  |  | PQ | AN | 2771.281 | 8108001 | no | no |  |  | no |  |  | 1397313.619 | 15258611.804 |  | -1
node_8108001_200820452 |  |  | PQ | AN | 2771.281 | 8108001 | no | no |  |  | no |  |  | 1397536.078 | 15258540.204 |  | -1
node_8108001_200820453 |  |  | PQ | AN | 2771.281 | 8108001 | no | no |  |  | no |  |  | 1397816.988 | 15258694.909 |  | -1
node_8108001_200860991 |  |  | PQ | AN | 2771.281 | 8108001 | no | no |  |  | no |  |  | 1377912.561 | 15256571.22 |  | -1
node_8108001_200860992 |  |  | PQ | AD | 2771.281 | 8108001 | no | no |  |  | no |  |  | 1379625.78 | 15256255.228 |  | -1
node_8108001_200860994 |  |  | PQ | AD | 2771.281 | 8108001 | no | no |  |  | no |  |  | 1379430.996 | 15256261.461 |  | -1
node_8108001_200860995 |  |  | PQ | AN | 2771.281 | 8108001 | no | no |  |  | no |  |  | 1379261.874 | 15256279.798 |  | -1
node_8108001_200860997 |  |  | PQ | AD | 2771.281 | 8108001 | no | no |  |  | no |  |  | 1378850.932 | 15256258.343 |  | -1
node_8108001_200860998 |  |  | PQ | AD | 2771.281 | 8108001 | no | no |  |  | no |  |  | 1378221.028 | 15256462.025 |  | -1
node_8108001_200860999 |  |  | PQ | AN | 2771.281 | 8108001 | no | no |  |  | no |  |  | 1377412.428 | 15256496.972 |  | -1
node_8108001_200861000 |  |  | PQ | AN | 2771.281 | 8108001 | no | no |  |  | no |  |  | 1377463.232 | 15256992.519 |  | -1
node_8108001_200861001 |  |  | PQ | AD | 2771.281 | 8108001 | no | no |  |  | no |  |  | 1376895.144 | 15256425.723 |  | -1
node_8108001_200861002 |  |  | PQ | AD | 2771.281 | 8108001 | no | no |  |  | no |  |  | 1376587.268 | 15256347.764 |  | -1
node_8108001_200861003 |  |  | PQ | AN | 2771.281 | 8108001 | no | no |  |  | no |  |  | 1376348.401 | 15256349.907 |  | -1
node_8108001_200861004 |  |  | PQ | AN | 2771.281 | 8108001 | no | no |  |  | no |  |  | 1376377.978 | 15256096.778 |  | -1
node_8108001_200861005 |  |  | PQ | AN | 2771.281 | 8108001 | no | no |  |  | no |  |  | 1376309.433 | 15256850.574 |  | -1
node_8108001_200861006 |  |  | PQ | AD | 2771.281 | 8108001 | no | no |  |  | no |  |  | 1375990.656 | 15256345.648 |  | -1
node_8108001_200861007 |  |  | PQ | AD | 2771.281 | 8108001 | no | no |  |  | no |  |  | 1375625.507 | 15256360.922 |  | -1
node_8108001_200861008 |  |  | PQ | AN | 2771.281 | 8108001 | no | no |  |  | no |  |  | 1375628.892 | 15256480.882 |  | -1
node_8108001_200861009 |  |  | PQ | AN | 2771.281 | 8108001 | no | no |  |  | no |  |  | 1375285.902 | 15256366.366 |  | -1
node_8108001_200861010 |  |  | PQ | AN | 2771.281 | 8108001 | no | no |  |  | no |  |  | 1374914.638 | 15256371.02 |  | -1
node_8108001_200861011 |  |  | PQ | AD | 2771.281 | 8108001 | no | no |  |  | no |  |  | 1374518.764 | 15256339.261 |  | -1
node_8108001_200861012 |  |  | PQ | AN | 2771.281 | 8108001 | no | no |  |  | no |  |  | 1374610.125 | 15256410.45 |  | -1
node_8108001_200861013 |  |  | PQ | AN | 2771.281 | 8108001 | no | no |  |  | no |  |  | 1377866.092 | 15256307.264 |  | -1
node_8108001_200864653 |  |  | PQ | AN | 2771.281 | 8108001 | no | no |  |  | no |  |  | 1379812.886 | 15256567.349 |  | -1
node_8108001_200864654 |  |  | PQ | AN | 2771.281 | 8108001 | no | no |  |  | no |  |  | 1379947.938 | 15256441.535 |  | -1
node_8108001_200909570 |  |  | PQ | AD | 2771.281 | 8108001 | no | no |  |  | no |  |  | 1374103.648 | 15256345.426 |  | -1
node_8108001_200909571 |  |  | PQ | AD | 2771.281 | 8108001 | no | no |  |  | no |  |  | 1373712.133 | 15256359.006 |  | -1
node_8108001_200914873 |  |  | PQ | AN | 2771.281 | 8108001 | no | no |  |  | no |  |  | 1385035.722 | 15263738.185 |  | -1
node_8108001_200951229 |  |  | PQ | ABCN | 19918.584 | 8108001 | no | no |  |  | no |  |  | 1385971.232 | 15279541.973 |  | -1
node_8108001_200951230 |  |  | PQ | ABCN | 19918.584 | 8108001 | no | no |  |  | no |  |  | 1385935.353 | 15279584.566 |  | -1
node_8108001_200951231 |  |  | PQ | ABCN | 19918.584 | 8108001 | no | no |  |  | no |  |  | 1385899.161 | 15279524.13 |  | -1
node_8108001_200959427 |  |  | PQ | AN | 2771.281 | 8108001 | no | no |  |  | no |  |  | 1380316.337 | 15259158.754 |  | -1
node_8108001_200959428 |  |  | PQ | AD | 2771.281 | 8108001 | no | no |  |  | no |  |  | 1380185.07 | 15259151.824 |  | -1
node_8108001_200959429 |  |  | PQ | AD | 2771.281 | 8108001 | no | no |  |  | no |  |  | 1380174.116 | 15258991.845 |  | -1
node_8108001_200962126 |  |  | PQ | AN | 2771.281 | 8108001 | no | no |  |  | no |  |  | 1385413.546 | 15258274.004 |  | -1
node_8108001_200963237 |  |  | PQ | ABCN | 19918.584 | 8108001 | no | no |  |  | no |  |  | 1385831.324 | 15279416.673 |  | -1
node_8108001_200965763 |  |  | PQ | ABCN | 19918.584 | 8108001 | no | no |  |  | no |  |  | 1385886.356 | 15279449.796 |  | -1
node_8108001_200965764 |  |  | PQ | ABCN | 19918.584 | 8108001 | no | no |  |  | no |  |  | 1385864.899 | 15279432.254 |  | -1
node_8108001_200965765 |  |  | PQ | ABCN | 19918.584 | 8108001 | no | no |  |  | no |  |  | 1385885.105 | 15279431.097 |  | -1
node_8108001_200969294 |  |  | PQ | ABCN | 19918.584 | 8108001 | no | no |  |  | no |  |  | 1386127.949 | 15277038.714 |  | -1
node_8108001_200973319 |  |  | PQ | AN | 2771.281 | 8108001 | no | no |  |  | no |  |  | 1385364.917 | 15258513.01 |  | -1
node_8108001_200974755 |  |  | PQ | ABCN | 19918.584 | 8108001 | no | no |  |  | no |  |  | 1385836.99 | 15279432.067 |  | -1
node_8108001_200986484 |  |  | PQ | AD | 2771.281 | 8108001 | no | no |  |  | no |  |  | 1392586.241 | 15257898.014 |  | -1
node_8108001_200986485 |  |  | PQ | AD | 2771.281 | 8108001 | no | no |  |  | no |  |  | 1392510.65 | 15258177.628 |  | -1
node_8108001_200986486 |  |  | PQ | AD | 2771.281 | 8108001 | no | no |  |  | no |  |  | 1392423.958 | 15258496.623 |  | -1
node_8108001_200986487 |  |  | PQ | AD | 2771.281 | 8108001 | no | no |  |  | no |  |  | 1392369.99 | 15258706.426 |  | -1
node_8108001_200986488 |  |  | PQ | AN | 2771.281 | 8108001 | no | no |  |  | no |  |  | 1392321.116 | 15258925.686 |  | -1
node_8108001_201009202 |  |  | PQ | AN | 2771.281 | 8108001 | no | no |  |  | no |  |  | 1392323.555 | 15259118.69 |  | -1
node_8108001_201009939 |  |  | PQ | AN | 2771.281 | 8108001 | no | no |  |  | no |  |  | 1386744.107 | 15273592.372 |  | -1
node_8108001_201010010 |  |  | PQ | AN | 2771.281 | 8108001 | no | no |  |  | no |  |  | 1386778.188 | 15273492.682 |  | -1
node_8108001_201010666 |  |  | PQ | AN | 2771.281 | 8108001 | no | no |  |  | no |  |  | 1392166.275 | 15265452.855 |  | -1
node_8108001_201010667 |  |  | PQ | AN | 2771.281 | 8108001 | no | no |  |  | no |  |  | 1392391.016 | 15265471.122 |  | -1
node_8108001_201010668 |  |  | PQ | AN | 2771.281 | 8108001 | no | no |  |  | no |  |  | 1392617.98 | 15265486.867 |  | -1
node_8108001_201010669 |  |  | PQ | AN | 2771.281 | 8108001 | no | no |  |  | no |  |  | 1392734.58 | 15265498.915 |  | -1
node_8108001_201012733 |  |  | PQ | AN | 2771.281 | 8108001 | no | no |  |  | no |  |  | 1389123.772 | 15257889.016 |  | -1
node_8108001_201013168 |  |  | PQ | AN | 2771.281 | 8108001 | no | no |  |  | no |  |  | 1395731.071 | 15261385.842 |  | -1
node_8108001_201013179 |  |  | PQ | AN | 2771.281 | 8108001 | no | no |  |  | no |  |  | 1396169.691 | 15261348.13 |  | -1
node_8108001_201013302 |  |  | PQ | AN | 19918.584 | 8108001 | no | no |  |  | no |  |  | 1389940.622 | 15270017.711 |  | -1
node_8108001_201013305 |  |  | PQ | AN | 19918.584 | 8108001 | no | no |  |  | no |  |  | 1388159.262 | 15270828.786 |  | -1
node_8108001_201013306 |  |  | PQ | AN | 19918.584 | 8108001 | no | no |  |  | no |  |  | 1390211.709 | 15270089.038 |  | -1
node_8108001_201013334 |  |  | PQ | AN | 2771.281 | 8108001 | no | no |  |  | no |  |  | 1390740.001 | 15268386.477 |  | -1
node_8108001_201014853 |  |  | PQ | AN | 2771.281 | 8108001 | no | no |  |  | no |  |  | 1384887.371 | 15263948.769 |  | -1
node_8108001_201014854 |  |  | PQ | AN | 2771.281 | 8108001 | no | no |  |  | no |  |  | 1384629.679 | 15263884.161 |  | -1
node_8108001_201014855 |  |  | PQ | AN | 2771.281 | 8108001 | no | no |  |  | no |  |  | 1384538.632 | 15264071.45 |  | -1
node_8108001_201014858 |  |  | PQ | AN | 2771.281 | 8108001 | no | no |  |  | no |  |  | 1390114.611 | 15265226.593 |  | -1
node_8108001_201014870 |  |  | PQ | AN | 2771.281 | 8108001 | no | no |  |  | no |  |  | 1398322.511 | 15258420.256 |  | -1
node_8108001_201018413 |  |  | PQ | AN | 2771.281 | 8108001 | no | no |  |  | no |  |  | 1382922.361 | 15257191.047 |  | -1
node_8108001_201018414 |  |  | PQ | AD | 2771.281 | 8108001 | no | no |  |  | no |  |  | 1382830.825 | 15257344.61 |  | -1
node_8108001_201027875 |  |  | PQ | AN | 2771.281 | 8108001 | no | no |  |  | no |  |  | 1385045.518 | 15257274.213 |  | -1
node_8108001_201059768 |  |  | PQ | AN | 2771.281 | 8108001 | no | no |  |  | no |  |  | 1392505.332 | 15269481.626 |  | -1
node_8108001_201060369 |  |  | PQ | AN | 2771.281 | 8108001 | no | no |  |  | no |  |  | 1392465.423 | 15269991.954 |  | -1
node_8108001_201061684 |  |  | PQ | AD | 2771.281 | 8108001 | no | no |  |  | no |  |  | 1391004.631 | 15261327.583 |  | -1
node_8108001_201062911 |  |  | PQ | AD | 2771.281 | 8108001 | no | no |  |  | no |  |  | 1391355.574 | 15265605.406 |  | -1
node_8108001_310045951 |  |  | PQ | AD | 2771.281 | 8108001 | no | no |  |  | no |  |  | 1392281.963 | 15259318.509 |  | -1
node_8108001_310045952 |  |  | PQ | AD | 2771.281 | 8108001 | no | no |  |  | no |  |  | 1392245.35 | 15259522.614 |  | -1
node_8108001_310045953 |  |  | PQ | AD | 2771.281 | 8108001 | no | no |  |  | no |  |  | 1392200.563 | 15259718.139 |  | -1
node_8108001_311914672 |  |  | PQ | AN | 7199.558 | 8108001 | no | no |  |  | no |  |  | 1389229.369 | 15268369.258 |  | -1
node_8108001_311914674 |  |  | PQ | AN | 7199.558 | 8108001 | no | no |  |  | no |  |  | 1379920.964 | 15258908.276 |  | -1
node_220382254 |  |  | PQ | ABCN | 19918.584 | 8108001 | no | no |  |  | no |  |  | 1389603.927 | 15269900.164 |  | -1
node_220382255 |  |  | PQ | AN | 19918.584 | 8108001 | no | no |  |  | no |  |  | 1388788.866 | 15271061.584 |  | -1
node_220382279 |  |  | PQ | AD | 2771.281 | 8108001 | no | no |  |  | no |  |  | 1392250.193 | 15269609.88 |  | -1
node_220382370 |  |  | PQ | AD | 2771.281 | 8108001 | no | no |  |  | no |  |  | 1389225.696 | 15268381.175 |  | -1
node_220382385 |  |  | PQ | AN | 19918.584 | 8108001 | no | no |  |  | no |  |  | 1388884.463 | 15271073.039 |  | -1
node_220382387 |  |  | PQ | AN | 19918.584 | 8108001 | no | no |  |  | no |  |  | 1387901.634 | 15274836.385 |  | -1
node_220461898 |  |  | PQ | ABCN | 19918.584 | 8108001 | no | no |  |  | no |  |  | 1385860.084 | 15279451.969 |  | -1
node_220462688 |  |  | PQ | AN | 7199.558 | 8108001 | no | no |  |  | no |  |  | 1389227.621 | 15268374.931 |  | -1
node_220465115 |  |  | PQ | AN | 7199.558 | 8108001 | no | no |  |  | no |  |  | 1379922.557 | 15258901.62 |  | -1
node_220465272 |  |  | PQ | AN | 2771.281 | 8108001 | no | no |  |  | no |  |  | 1387893.381 | 15274832.413 |  | -1
node_220465274 |  |  | PQ | ABCN | 2771.281 | 8108001 | no | no |  |  | no |  |  | 1389648.092 | 15269830.413 |  | -1
node_220465306 |  |  | PQ | AN | 7199.558 | 8108001 | no | no |  |  | no |  |  | 1392235.632 | 15269609.79 |  | -1
node_220465405 |  |  | PQ | AN | 2771.281 | 8108001 | no | no |  |  | no |  |  | 1388889.36 | 15271073.635 |  | -1
node_220597845 |  |  | PQ | AD | 2771.281 | 8108001 | no | no |  |  | no |  |  | 1379924.683 | 15258892.733 |  | -1
node_311882108 |  |  | PQ | AD | 2771.281 | 8108001 | no | no |  |  | no |  |  | 1393031.426 | 15263372.75 |  | -1
node_311907691 |  |  | PQ | ABCN | 19918.584 | 8108001 | no | no |  |  | no |  |  | 1389645.492 | 15269834.52 |  | -1
node_SOURCE_8108001 |  |  | SWING | ABCN | 19918.584 | 8108001 | no | no |  |  | no |  |  | 1386050.056 | 15279449.41 |  | -1
node_intto1_433AX12-312097361 |  |  | PQ | ABCN | 19918.584 | 8108001 | no | no |  |  | no |  |  | 1385858.742 | 15279452.004 |  | -1
node_intto1_8108001_200818914 |  |  | PQ | AN | 19918.584 | 8108001 | no | no |  |  | no |  |  | 1387863.58 | 15275964.253 |  | -1
node_intto1_8108001_200818923 |  |  | PQ | ABCN | 19918.584 | 8108001 | no | no |  |  | no |  |  | 1388271.896 | 15274271.986 |  | -1
node_intto1_8108001_200818931 |  |  | PQ | AN | 19918.584 | 8108001 | no | no |  |  | no |  |  | 1388595.442 | 15273128.191 |  | -1
node_intto1_8108001_200818932 |  |  | PQ | AN | 19918.584 | 8108001 | no | no |  |  | no |  |  | 1388823.68 | 15273132.622 |  | -1
node_intto1_8108001_200818949 |  |  | PQ | AN | 19918.584 | 8108001 | no | no |  |  | no |  |  | 1388798.094 | 15270782.426 |  | -1
node_intto1_8108001_200818965 |  |  | PQ | ABCD | 2771.281 | 8108001 | no | no |  |  | no |  |  | 1389837.717 | 15269509.739 |  | -1
node_intto1_8108001_200818971 |  |  | PQ | ABCD | 2771.281 | 8108001 | no | no |  |  | no |  |  | 1390115.245 | 15268823.309 |  | -1
node_intto1_8108001_200818996 |  |  | PQ | ABCD | 2771.281 | 8108001 | no | no |  |  | no |  |  | 1391320.475 | 15265597.629 |  | -1
node_intto1_8108001_200819002 |  |  | PQ | AD | 2771.281 | 8108001 | no | no |  |  | no |  |  | 1391972.071 | 15264698.48 |  | -1
node_intto1_8108001_200819020 |  |  | PQ | AD | 2771.281 | 8108001 | no | no |  |  | no |  |  | 1391335.626 | 15262945.34 |  | -1
node_intto1_8108001_200819023 |  |  | PQ | AD | 2771.281 | 8108001 | no | no |  |  | no |  |  | 1391391.826 | 15262421.059 |  | -1
node_intto1_8108001_200819027 |  |  | PQ | AD | 2771.281 | 8108001 | no | no |  |  | no |  |  | 1391087.107 | 15262134.149 |  | -1
node_intto1_8108001_200819032 |  |  | PQ | AD | 2771.281 | 8108001 | no | no |  |  | no |  |  | 1390246.875 | 15261507.978 |  | -1
node_intto1_8108001_200819057 |  |  | PQ | AD | 2771.281 | 8108001 | no | no |  |  | no |  |  | 1387192.132 | 15258911.181 |  | -1
node_intto1_8108001_200819100 |  |  | PQ | AD | 2771.281 | 8108001 | no | no |  |  | no |  |  | 1391839.616 | 15263289.63 |  | -1
node_intto1_8108001_200819106 |  |  | PQ | AD | 2771.281 | 8108001 | no | no |  |  | no |  |  | 1393031.284 | 15263040.098 |  | -1
node_intto1_8108001_200819123 |  |  | PQ | AD | 2771.281 | 8108001 | no | no |  |  | no |  |  | 1395365.725 | 15263885.484 |  | -1
node_intto1_8108001_200819141 |  |  | PQ | AD | 2771.281 | 8108001 | no | no |  |  | no |  |  | 1391604.041 | 15265609.332 |  | -1
node_intto1_8108001_200819167 |  |  | PQ | AD | 2771.281 | 8108001 | no | no |  |  | no |  |  | 1393116.996 | 15268675.263 |  | -1
node_intto1_8108001_200819193 |  |  | PQ | AN | 2771.281 | 8108001 | no | no |  |  | no |  |  | 1382420.86 | 15261148.302 |  | -1
node_intto1_8108001_200819196 |  |  | PQ | AD | 2771.281 | 8108001 | no | no |  |  | no |  |  | 1391183.28 | 15266113.797 |  | -1
node_intto1_8108001_200819219 |  |  | PQ | AD | 2771.281 | 8108001 | no | no |  |  | no |  |  | 1385606.152 | 15263745.206 |  | -1
node_intto1_8108001_200819231 |  |  | PQ | AD | 2771.281 | 8108001 | no | no |  |  | no |  |  | 1383396.284 | 15263267.117 |  | -1
node_intto1_8108001_200819240 |  |  | PQ | AD | 2771.281 | 8108001 | no | no |  |  | no |  |  | 1382109.753 | 15262519.636 |  | -1
node_intto1_8108001_200819255 |  |  | PQ | AD | 2771.281 | 8108001 | no | no |  |  | no |  |  | 1381245.796 | 15261666.678 |  | -1
node_intto1_8108001_200819262 |  |  | PQ | AD | 2771.281 | 8108001 | no | no |  |  | no |  |  | 1380829.17 | 15260554.938 |  | -1
node_intto1_8108001_200819283 |  |  | PQ | AN | 19918.584 | 8108001 | no | no |  |  | no |  |  | 1388298.446 | 15276339.259 |  | -1
node_intto1_8108001_200819648 |  |  | PQ | AD | 2771.281 | 8108001 | no | no |  |  | no |  |  | 1388485.473 | 15268514.087 |  | -1
node_intto1_8108001_200819663 |  |  | PQ | ABCD | 2771.281 | 8108001 | no | no |  |  | no |  |  | 1389591.566 | 15269295.4 |  | -1
node_intto1_8108001_200819672 |  |  | PQ | AD | 2771.281 | 8108001 | no | no |  |  | no |  |  | 1385506.839 | 15268531 |  | -1
node_intto1_8108001_200819674 |  |  | PQ | AD | 2771.281 | 8108001 | no | no |  |  | no |  |  | 1384909.506 | 15268526.233 |  | -1
node_intto1_8108001_200819677 |  |  | PQ | AD | 2771.281 | 8108001 | no | no |  |  | no |  |  | 1384886.475 | 15267670.075 |  | -1
node_intto1_8108001_200819903 |  |  | PQ | AD | 2771.281 | 8108001 | no | no |  |  | no |  |  | 1394252.355 | 15263201.967 |  | -1
node_intto1_8108001_200819906 |  |  | PQ | AD | 2771.281 | 8108001 | no | no |  |  | no |  |  | 1395770.959 | 15260644.945 |  | -1
node_intto1_8108001_200819911 |  |  | PQ | AD | 2771.281 | 8108001 | no | no |  |  | no |  |  | 1395841.78 | 15259694.063 |  | -1
node_intto1_8108001_200819921 |  |  | PQ | AD | 2771.281 | 8108001 | no | no |  |  | no |  |  | 1395821.765 | 15258582.303 |  | -1
node_intto1_8108001_200819987 |  |  | PQ | AD | 2771.281 | 8108001 | no | no |  |  | no |  |  | 1387599.972 | 15274678.097 |  | -1
node_intto1_8108001_200820048 |  |  | PQ | AD | 2771.281 | 8108001 | no | no |  |  | no |  |  | 1389202.794 | 15271096.829 |  | -1
node_intto1_8108001_200820098 |  |  | PQ | AD | 2771.281 | 8108001 | no | no |  |  | no |  |  | 1389156.504 | 15257417.283 |  | -1
node_intto1_8108001_200820111 |  |  | PQ | AD | 2771.281 | 8108001 | no | no |  |  | no |  |  | 1391673.597 | 15257458.615 |  | -1
node_intto1_8108001_200820115 |  |  | PQ | AD | 2771.281 | 8108001 | no | no |  |  | no |  |  | 1387994.656 | 15258944.239 |  | -1
node_intto1_8108001_200820146 |  |  | PQ | AD | 2771.281 | 8108001 | no | no |  |  | no |  |  | 1392002.325 | 15271092.903 |  | -1
node_intto1_8108001_200820251 |  |  | PQ | AN | 19918.584 | 8108001 | no | no |  |  | no |  |  | 1388508.808 | 15273530.386 |  | -1
node_intto1_8108001_200820289 |  |  | PQ | AD | 2771.281 | 8108001 | no | no |  |  | no |  |  | 1390983.753 | 15261590.292 |  | -1
node_intto1_8108001_200820303 |  |  | PQ | AD | 2771.281 | 8108001 | no | no |  |  | no |  |  | 1391685.914 | 15260054.151 |  | -1
node_intto1_8108001_200820344 |  |  | PQ | AD | 2771.281 | 8108001 | no | no |  |  | no |  |  | 1379997.825 | 15257118.566 |  | -1
node_intto1_8108001_200820356 |  |  | PQ | AD | 2771.281 | 8108001 | no | no |  |  | no |  |  | 1379929.246 | 15258873.657 |  | -1
node_intto1_8108001_200820365 |  |  | PQ | AD | 2771.281 | 8108001 | no | no |  |  | no |  |  | 1395436.837 | 15258524.709 |  | -1
node_intto1_8108001_200820420 |  |  | PQ | AD | 2771.281 | 8108001 | no | no |  |  | no |  |  | 1384143.507 | 15257687.65 |  | -1
node_intto1_8108001_200820447 |  |  | PQ | AD | 2771.281 | 8108001 | no | no |  |  | no |  |  | 1396438.649 | 15258598.811 |  | -1
node_intto1_8108001_200860992 |  |  | PQ | AD | 2771.281 | 8108001 | no | no |  |  | no |  |  | 1379625.78 | 15256255.228 |  | -1
node_intto1_8108001_200861004 |  |  | PQ | AN | 2771.281 | 8108001 | no | no |  |  | no |  |  | 1376377.978 | 15256096.778 |  | -1
node_intto1_8108001_200861011 |  |  | PQ | AD | 2771.281 | 8108001 | no | no |  |  | no |  |  | 1374518.764 | 15256339.261 |  | -1
node_intto1_8108001_200861013 |  |  | PQ | AN | 2771.281 | 8108001 | no | no |  |  | no |  |  | 1377866.092 | 15256307.264 |  | -1
node_intto1_8108001_200864653 |  |  | PQ | AN | 2771.281 | 8108001 | no | no |  |  | no |  |  | 1379812.886 | 15256567.349 |  | -1
node_intto1_8108001_200914873 |  |  | PQ | AD | 2771.281 | 8108001 | no | no |  |  | no |  |  | 1385035.722 | 15263738.185 |  | -1
node_intto1_8108001_200962126 |  |  | PQ | AD | 2771.281 | 8108001 | no | no |  |  | no |  |  | 1385413.546 | 15258274.004 |  | -1
node_intto1_8108001_200963237 |  |  | PQ | ABCN | 19918.584 | 8108001 | no | no |  |  | no |  |  | 1385831.324 | 15279416.673 |  | -1
node_intto1_8108001_200965763 |  |  | PQ | ABCN | 19918.584 | 8108001 | no | no |  |  | no |  |  | 1385886.356 | 15279449.796 |  | -1
node_intto1_8108001_200965764 |  |  | PQ | ABCN | 19918.584 | 8108001 | no | no |  |  | no |  |  | 1385864.899 | 15279432.254 |  | -1
node_intto1_8108001_201010010 |  |  | PQ | AN | 2771.281 | 8108001 | no | no |  |  | no |  |  | 1386778.188 | 15273492.682 |  | -1
node_intto1_8108001_201013179 |  |  | PQ | AN | 2771.281 | 8108001 | no | no |  |  | no |  |  | 1396169.691 | 15261348.13 |  | -1
node_intto1_8108001_201013334 |  |  | PQ | AN | 2771.281 | 8108001 | no | no |  |  | no |  |  | 1390740.001 | 15268386.477 |  | -1
node_intto1_8108001_201014858 |  |  | PQ | AN | 2771.281 | 8108001 | no | no |  |  | no |  |  | 1390114.611 | 15265226.593 |  | -1
node_intto1_8108001_201014870 |  |  | PQ | AN | 2771.281 | 8108001 | no | no |  |  | no |  |  | 1398322.511 | 15258420.256 |  | -1
node_intto1_8108001_201018413 |  |  | PQ | AD | 2771.281 | 8108001 | no | no |  |  | no |  |  | 1382922.361 | 15257191.047 |  | -1
node_intto1_220382254 |  |  | PQ | ABCN | 19918.584 | 8108001 | no | no |  |  | no |  |  | 1389603.927 | 15269900.164 |  | -1
node_intto1_220382255 |  |  | PQ | AN | 19918.584 | 8108001 | no | no |  |  | no |  |  | 1388788.866 | 15271061.584 |  | -1
node_intto1_220382279 |  |  | PQ | AD | 2771.281 | 8108001 | no | no |  |  | no |  |  | 1392250.193 | 15269609.88 |  | -1
node_intto1_220382370 |  |  | PQ | AD | 2771.281 | 8108001 | no | no |  |  | no |  |  | 1389225.696 | 15268381.175 |  | -1
node_intto1_220382385 |  |  | PQ | AN | 19918.584 | 8108001 | no | no |  |  | no |  |  | 1388884.463 | 15271073.039 |  | -1
node_intto1_220382387 |  |  | PQ | AN | 19918.584 | 8108001 | no | no |  |  | no |  |  | 1387901.634 | 15274836.385 |  | -1
node_intto1_220461898 |  |  | PQ | ABCN | 19918.584 | 8108001 | no | no |  |  | no |  |  | 1385860.084 | 15279451.969 |  | -1
node_intto1_220462688 |  |  | PQ | AD | 2771.281 | 8108001 | no | no |  |  | no |  |  | 1389227.621 | 15268374.931 |  | -1
node_intto1_220465115 |  |  | PQ | AD | 2771.281 | 8108001 | no | no |  |  | no |  |  | 1379922.557 | 15258901.62 |  | -1
node_intto1_220465272 |  |  | PQ | AN | 19918.584 | 8108001 | no | no |  |  | no |  |  | 1387893.381 | 15274832.413 |  | -1
node_intto1_220465274 |  |  | PQ | ABCN | 19918.584 | 8108001 | no | no |  |  | no |  |  | 1389648.092 | 15269830.413 |  | -1
node_intto1_220465306 |  |  | PQ | AD | 2771.281 | 8108001 | no | no |  |  | no |  |  | 1392235.632 | 15269609.79 |  | -1
node_intto1_220465405 |  |  | PQ | AN | 19918.584 | 8108001 | no | no |  |  | no |  |  | 1388889.36 | 15271073.635 |  | -1
node_intto1_220597845 |  |  | PQ | AD | 2771.281 | 8108001 | no | no |  |  | no |  |  | 1379924.683 | 15258892.733 |  | -1
node_intto1_311882108 |  |  | PQ | AD | 2771.281 | 8108001 | no | no |  |  | no |  |  | 1393031.426 | 15263372.75 |  | -1
node_intto1_311907691 |  |  | PQ | ABCN | 19918.584 | 8108001 | no | no |  |  | no |  |  | 1389645.492 | 15269834.52 |  | -1

## overhead_line
data_type | static
owner_type | feeder
owner | 8108001
object | overhead_line
name | groupid | phases | fr | to | length | configuration | dcircuit | selected | monitored | monitored_fields | class_monitored_fields | played | played_fields | comments | R | X | B | lim_kw
oh_line_8108001_200818834 |  | ABCN | node_SOURCE_8108001 | node_8108001_200818834 | 121.067 | bal_3P_477AL_4/0AL(N) | 8108001 | no | no |  |  | no |  |  | 0 | 0 | 0 | 0
oh_line_8108001_200818875 |  | ABCN | node_8108001_200951230 | node_8108001_200818875 | 52.04 | bal_3P_477AL_4/0AL(N) | 8108001 | no | no |  |  | no |  |  | 0 | 0 | 0 | 0
oh_line_8108001_200818877 |  | ABCN | node_8108001_200818875 | node_8108001_200818877 | 108.829 | bal_3P_477AL_4/0AL(N) | 8108001 | no | no |  |  | no |  |  | 0 | 0 | 0 | 0
oh_line_8108001_200818878-1 |  | ABCN | node_8108001_200818877 | node_intto1_433AX12-312097361 | 6.671 | bal_3P_336AL_4/0AA(N) | 8108001 | no | no |  |  | no |  |  | 0 | 0 | 0 | 0
oh_line_8108001_200818878-2 |  | ABCN | node_433AX12-312097361 | node_intto1_220461898 | 1.343 | bal_3P_336AL_4/0AA(N) | 8108001 | no | no |  |  | no |  |  | 0 | 0 | 0 | 0
oh_line_8108001_200818878-3 |  | ABCN | node_220461898 | node_8108001_200818878 | 2.473 | bal_3P_336AL_4/0AA(N) | 8108001 | no | no |  |  | no |  |  | 0 | 0 | 0 | 0
oh_line_8108001_200818879 |  | ABCN | node_8108001_200963237 | node_8108001_200818879 | 131.449 | bal_3P_477AL_4/0AL(N) | 8108001 | no | no |  |  | no |  |  | 0 | 0 | 0 | 0
oh_line_8108001_200818880 |  | ABCN | node_8108001_200818879 | node_8108001_200818880 | 243.803 | bal_3P_477AL_4/0AL(N) | 8108001 | no | no |  |  | no |  |  | 0 | 0 | 0 | 0
oh_line_8108001_200818881 |  | AN | node_8108001_200818880 | node_8108001_200818881 | 86.961 | bal_1P_2AC_2AC(N) | 8108001 | no | no |  |  | no |  |  | 0 | 0 | 0 | 0
oh_line_8108001_200818882 |  | ABCN | node_8108001_200818880 | node_8108001_200818882 | 223.477 | bal_3P_336AC_4/0AA(N) | 8108001 | no | no |  |  | no |  |  | 0 | 0 | 0 | 0
oh_line_8108001_200818883 |  | ABCN | node_8108001_200818882 | node_8108001_200818883 | 233.68 | bal_3P_336AC_4/0AA(N) | 8108001 | no | no |  |  | no |  |  | 0 | 0 | 0 | 0
oh_line_8108001_200818885 |  | ABCN | node_8108001_200818883 | node_8108001_200818885 | 257.125 | bal_3P_336AC_4/0AA(N) | 8108001 | no | no |  |  | no |  |  | 0 | 0 | 0 | 0
oh_line_8108001_200818887 |  | ABCN | node_8108001_200818885 | node_8108001_200818887 | 236.139 | bal_3P_336AC_4/0AA(N) | 8108001 | no | no |  |  | no |  |  | 0 | 0 | 0 | 0
oh_line_8108001_200818888 |  | ABCN | node_8108001_200818887 | node_8108001_200818888 | 239.086 | bal_3P_336AC_4/0AA(N) | 8108001 | no | no |  |  | no |  |  | 0 | 0 | 0 | 0
oh_line_8108001_200818889 |  | ABCN | node_8108001_200818888 | node_8108001_200818889 | 282.989 | bal_3P_336AC_4/0AA(N) | 8108001 | no | no |  |  | no |  |  | 0 | 0 | 0 | 0
oh_line_8108001_200818891 |  | ABCN | node_8108001_200818889 | node_8108001_200818891 | 122.526 | bal_3P_336AC_4/0AC(N) | 8108001 | no | no |  |  | no |  |  | 0 | 0 | 0 | 0
oh_line_8108001_200818893 |  | ABCN | node_8108001_200818891 | node_8108001_200818893 | 165.265 | bal_3P_336AC_4/0AC(N) | 8108001 | no | no |  |  | no |  |  | 0 | 0 | 0 | 0
oh_line_8108001_200818898 |  | ABCN | node_8108001_200969294 | node_8108001_200818898 | 338.744 | bal_3P_336AC_4/0AA(N) | 8108001 | no | no |  |  | no |  |  | 0 | 0 | 0 | 0
oh_line_8108001_200818899 |  | ABCN | node_8108001_200818898 | node_8108001_200818899 | 335.391 | bal_3P_336AC_4/0AA(N) | 8108001 | no | no |  |  | no |  |  | 0 | 0 | 0 | 0
oh_line_8108001_200818900 |  | ABCN | node_8108001_200818899 | node_8108001_200818900 | 364.599 | bal_3P_336AC_4/0AA(N) | 8108001 | no | no |  |  | no |  |  | 0 | 0 | 0 | 0
oh_line_8108001_200818902 |  | ABCN | node_8108001_200818900 | node_8108001_200818902 | 330.692 | bal_3P_336AC_4/0AA(N) | 8108001 | no | no |  |  | no |  |  | 0 | 0 | 0 | 0
oh_line_8108001_200818903 |  | ABCN | node_8108001_200818902 | node_8108001_200818903 | 179.581 | bal_3P_336AC_4/0AA(N) | 8108001 | no | no |  |  | no |  |  | 0 | 0 | 0 | 0
oh_line_8108001_200818904 |  | ABCN | node_8108001_200818903 | node_8108001_200818904 | 197.259 | bal_3P_336AC_4/0AA(N) | 8108001 | no | no |  |  | no |  |  | 0 | 0 | 0 | 0
oh_line_8108001_200818906 |  | ABCN | node_8108001_200818904 | node_8108001_200818906 | 193.575 | bal_3P_477AL_4/0AA(N) | 8108001 | no | no |  |  | no |  |  | 0 | 0 | 0 | 0
oh_line_8108001_200818907 |  | ABCN | node_8108001_200818906 | node_8108001_200818907 | 194.161 | bal_3P_477AL_4/0AA(N) | 8108001 | no | no |  |  | no |  |  | 0 | 0 | 0 | 0
oh_line_8108001_200818912 |  | ABCN | node_8108001_200818907 | node_8108001_200818912 | 266.296 | bal_3P_336AC_4/0AA(N) | 8108001 | no | no |  |  | no |  |  | 0 | 0 | 0 | 0
oh_line_8108001_200818913 |  | AN | node_8108001_200818912 | node_8108001_200818913 | 136.579 | bal_1P_1/0AC_1/0AC(N) | 8108001 | no | no |  |  | no |  |  | 0 | 0 | 0 | 0
oh_line_8108001_200818914 |  | AN | node_8108001_200818913 | node_intto1_8108001_200818914 | 180.645 | bal_1P_1/0AC_1/0AC(N) | 8108001 | no | no |  |  | no |  |  | 0 | 0 | 0 | 0
oh_line_8108001_200818915 |  | ABCN | node_8108001_200818912 | node_8108001_200818915 | 319.601 | bal_3P_336AC_4/0AA(N) | 8108001 | no | no |  |  | no |  |  | 0 | 0 | 0 | 0
oh_line_8108001_200818916 |  | ABCN | node_8108001_200818915 | node_8108001_200818916 | 321.194 | bal_3P_336AC_4/0AA(N) | 8108001 | no | no |  |  | no |  |  | 0 | 0 | 0 | 0
oh_line_8108001_200818917 |  | ABCN | node_8108001_200818916 | node_8108001_200818917 | 276.853 | bal_3P_336AC_4/0AA(N) | 8108001 | no | no |  |  | no |  |  | 0 | 0 | 0 | 0
oh_line_8108001_200818918 |  | ABCN | node_8108001_200818917 | node_8108001_200818918 | 221.262 | bal_3P_336AC_4/0AA(N) | 8108001 | no | no |  |  | no |  |  | 0 | 0 | 0 | 0
oh_line_8108001_200818919 |  | ABCN | node_8108001_200818918 | node_8108001_200818919 | 150.215 | bal_3P_336AC_4/0AA(N) | 8108001 | no | no |  |  | no |  |  | 0 | 0 | 0 | 0
oh_line_8108001_200818921 |  | ABCN | node_8108001_200818919 | node_8108001_200818921 | 204.386 | bal_3P_336AC_4/0AA(N) | 8108001 | no | no |  |  | no |  |  | 0 | 0 | 0 | 0
oh_line_8108001_200818922 |  | ABCN | node_8108001_200818921 | node_8108001_200818922 | 251.838 | bal_3P_336AC_4/0AA(N) | 8108001 | no | no |  |  | no |  |  | 0 | 0 | 0 | 0
oh_line_8108001_200818923 |  | ABCN | node_8108001_200818922 | node_intto1_8108001_200818923 | 235.259 | bal_3P_336AC_4/0AA(N) | 8108001 | no | no |  |  | no |  |  | 0 | 0 | 0 | 0
oh_line_8108001_200818924 |  | ABCN | node_8108001_200818923 | node_8108001_200818924 | 257.108 | bal_3P_336AC_4/0AA(N) | 8108001 | no | no |  |  | no |  |  | 0 | 0 | 0 | 0
oh_line_8108001_200818925 |  | ABCN | node_8108001_200818924 | node_8108001_200818925 | 145.41 | bal_3P_336AC_4/0AA(N) | 8108001 | no | no |  |  | no |  |  | 0 | 0 | 0 | 0
oh_line_8108001_200818926 |  | ABCN | node_8108001_200818925 | node_8108001_200818926 | 205.608 | bal_3P_336AC_4/0AA(N) | 8108001 | no | no |  |  | no |  |  | 0 | 0 | 0 | 0
oh_line_8108001_200818927 |  | ABCN | node_8108001_200818926 | node_8108001_200818927 | 178.96 | bal_3P_336AC_4/0AA(N) | 8108001 | no | no |  |  | no |  |  | 0 | 0 | 0 | 0
oh_line_8108001_200818928 |  | ABCN | node_8108001_200818927 | node_8108001_200818928 | 196.272 | bal_3P_336AC_4/0AA(N) | 8108001 | no | no |  |  | no |  |  | 0 | 0 | 0 | 0
oh_line_8108001_200818930 |  | ABCN | node_8108001_200818928 | node_8108001_200818930 | 198.755 | bal_3P_336AC_4/0AA(N) | 8108001 | no | no |  |  | no |  |  | 0 | 0 | 0 | 0
oh_line_8108001_200818931 |  | AN | node_8108001_200818930 | node_intto1_8108001_200818931 | 38.288 | bal_1P_2AC_2AC(N) | 8108001 | no | no |  |  | no |  |  | 0 | 0 | 0 | 0
oh_line_8108001_200818932 |  | AN | node_8108001_200818931 | node_intto1_8108001_200818932 | 228.28 | bal_1P_2AC_2AC(N) | 8108001 | no | no |  |  | no |  |  | 0 | 0 | 0 | 0
oh_line_8108001_200818933 |  | AN | node_8108001_200818932 | node_8108001_200818933 | 113.271 | bal_1P_2AC_2AC(N) | 8108001 | no | no |  |  | no |  |  | 0 | 0 | 0 | 0
oh_line_8108001_200818935 |  | ABCN | node_8108001_200818930 | node_8108001_200818935 | 211.131 | bal_3P_336AC_4/0AA(N) | 8108001 | no | no |  |  | no |  |  | 0 | 0 | 0 | 0
oh_line_8108001_200818938 |  | ABCN | node_8108001_200818935 | node_8108001_200818938 | 299.351 | bal_3P_336AC_4/0AA(N) | 8108001 | no | no |  |  | no |  |  | 0 | 0 | 0 | 0
oh_line_8108001_200818939 |  | ABCN | node_8108001_200818938 | node_8108001_200818939 | 193.897 | bal_3P_336AC_4/0AA(N) | 8108001 | no | no |  |  | no |  |  | 0 | 0 | 0 | 0
oh_line_8108001_200818940 |  | ABCN | node_8108001_200818939 | node_8108001_200818940 | 357.646 | bal_3P_336AC_4/0AA(N) | 8108001 | no | no |  |  | no |  |  | 0 | 0 | 0 | 0
oh_line_8108001_200818942 |  | ABCN | node_8108001_200818940 | node_8108001_200818942 | 339.068 | bal_3P_336AC_4/0AA(N) | 8108001 | no | no |  |  | no |  |  | 0 | 0 | 0 | 0
oh_line_8108001_200818943 |  | ABCN | node_8108001_200818942 | node_8108001_200818943 | 254.109 | bal_3P_336AC_4/0AA(N) | 8108001 | no | no |  |  | no |  |  | 0 | 0 | 0 | 0
oh_line_8108001_200818945 |  | ABCN | node_8108001_200818943 | node_8108001_200818945 | 252.659 | bal_3P_336AC_4/0AA(N) | 8108001 | no | no |  |  | no |  |  | 0 | 0 | 0 | 0
oh_line_8108001_200818946 |  | ABCN | node_8108001_200818945 | node_8108001_200818946 | 217.452 | bal_3P_336AC_4/0AA(N) | 8108001 | no | no |  |  | no |  |  | 0 | 0 | 0 | 0
oh_line_8108001_200818947 |  | ABCN | node_8108001_200818946 | node_8108001_200818947 | 278.331 | bal_3P_336AC_4/0AA(N) | 8108001 | no | no |  |  | no |  |  | 0 | 0 | 0 | 0
oh_line_8108001_200818949 |  | AN | node_8108001_200818947 | node_intto1_8108001_200818949 | 131.78 | bal_1P_2AC_2AC(N) | 8108001 | no | no |  |  | no |  |  | 0 | 0 | 0 | 0
oh_line_8108001_200818950 |  | AN | node_8108001_200818949 | node_8108001_200818950 | 222.1 | bal_1P_2AC_2AC(N) | 8108001 | no | no |  |  | no |  |  | 0 | 0 | 0 | 0
oh_line_8108001_200818951 |  | AN | node_8108001_200818950 | node_8108001_200818951 | 203.913 | bal_1P_1/0AA_1/0AA(N) | 8108001 | no | no |  |  | no |  |  | 0 | 0 | 0 | 0
oh_line_8108001_200818952 |  | ABCN | node_8108001_200818947 | node_8108001_200818952 | 283.828 | bal_3P_336AC_4/0AA(N) | 8108001 | no | no |  |  | no |  |  | 0 | 0 | 0 | 0
oh_line_8108001_200818954 |  | ABCN | node_8108001_200818952 | node_8108001_200818954 | 244 | bal_3P_336AC_4/0AA(N) | 8108001 | no | no |  |  | no |  |  | 0 | 0 | 0 | 0
oh_line_8108001_200818955 |  | ABCN | node_8108001_200818954 | node_8108001_200818955 | 205.066 | bal_3P_336AC_4/0AA(N) | 8108001 | no | no |  |  | no |  |  | 0 | 0 | 0 | 0
oh_line_8108001_200818956 |  | ABCN | node_8108001_200818955 | node_8108001_200818956 | 112.938 | bal_3P_336AC_4/0AA(N) | 8108001 | no | no |  |  | no |  |  | 0 | 0 | 0 | 0
oh_line_8108001_200818958 |  | ABCN | node_8108001_200818956 | node_8108001_200818958 | 182.457 | bal_3P_336AC_4/0AA(N) | 8108001 | no | no |  |  | no |  |  | 0 | 0 | 0 | 0
oh_line_8108001_200818959 |  | ABCN | node_8108001_200818958 | node_8108001_200818959 | 111.377 | bal_3P_336AC_4/0AA(N) | 8108001 | no | no |  |  | no |  |  | 0 | 0 | 0 | 0
oh_line_8108001_200818960 |  | AN | node_8108001_200818959 | node_8108001_200818960 | 80.084 | bal_1P_1/0AA_1/0AA(N) | 8108001 | no | no |  |  | no |  |  | 0 | 0 | 0 | 0
oh_line_8108001_200818961-1 |  | ABCN | node_8108001_200818959 | node_intto1_220382254 | 6.078 | bal_3P_336AC_4/0AA(N) | 8108001 | no | no |  |  | no |  |  | 0 | 0 | 0 | 0
oh_line_8108001_200818961-2 |  | ABCN | node_220382254 | node_intto1_311907691 | 77.696 | bal_3P_336AC_4/0AA(N) | 8108001 | no | no |  |  | no |  |  | 0 | 0 | 0 | 0
oh_line_8108001_200818961-3 |  | ABCN | node_311907691 | node_intto1_220465274 | 4.861 | bal_3P_336AC_4/0AA(N) | 8108001 | no | no |  |  | no |  |  | 0 | 0 | 0 | 0
oh_line_8108001_200818961-4 |  | ABCN | node_220465274 | node_8108001_200818961 | 5.683 | bal_3P_336AC_4/0AA(N) | 8108001 | no | no |  |  | no |  |  | 0 | 0 | 0 | 0
oh_line_8108001_200818963 |  | ABCD | node_8108001_200818961 | node_8108001_200818963 | 242.232 | bal_3P_336AC | 8108001 | no | no |  |  | no |  |  | 0 | 0 | 0 | 0
oh_line_8108001_200818965 |  | ABCD | node_8108001_200818963 | node_intto1_8108001_200818965 | 124.916 | bal_3P_336AC | 8108001 | no | no |  |  | no |  |  | 0 | 0 | 0 | 0
oh_line_8108001_200818968 |  | ABCD | node_8108001_200818965 | node_8108001_200818968 | 190.598 | bal_3P_336AC | 8108001 | no | no |  |  | no |  |  | 0 | 0 | 0 | 0
oh_line_8108001_200818969 |  | ABCD | node_8108001_200818968 | node_8108001_200818969 | 319.049 | bal_3P_336AC | 8108001 | no | no |  |  | no |  |  | 0 | 0 | 0 | 0
oh_line_8108001_200818971 |  | ABCD | node_8108001_200818969 | node_intto1_8108001_200818971 | 230.92 | bal_3P_2AC | 8108001 | no | no |  |  | no |  |  | 0 | 0 | 0 | 0
oh_line_8108001_200818973-1 |  | ABCD | node_8108001_200818971 | node_1390193_102_15268630_636 | 207.809 | bal_3P_2AC | 8108001 | no | no |  |  | no |  |  | 0 | 0 | 0 | 0
oh_line_8108001_200818973-2 |  | ABCD | node_1390193_102_15268630_636 | node_8108001_200818973 | 4.882 | bal_3P_2AC | 8108001 | no | no |  |  | no |  |  | 0 | 0 | 0 | 0
oh_line_8108001_200818974 |  | ABCD | node_8108001_200818973 | node_8108001_200818974 | 117.574 | bal_3P_2AC | 8108001 | no | no |  |  | no |  |  | 0 | 0 | 0 | 0
oh_line_8108001_200818975 |  | ABCD | node_8108001_200818974 | node_8108001_200818975 | 174.155 | bal_3P_2AC | 8108001 | no | no |  |  | no |  |  | 0 | 0 | 0 | 0
oh_line_8108001_200818976 |  | AD | node_8108001_200818975 | node_8108001_200818976 | 71.498 | bal_1P_1/0AA | 8108001 | no | no |  |  | no |  |  | 0 | 0 | 0 | 0
oh_line_8108001_200818977 |  | ABCD | node_8108001_200818975 | node_8108001_200818977 | 241.302 | bal_3P_2AC | 8108001 | no | no |  |  | no |  |  | 0 | 0 | 0 | 0
oh_line_8108001_200818978 |  | ABCD | node_8108001_200818977 | node_8108001_200818978 | 233.545 | bal_3P_2AC | 8108001 | no | no |  |  | no |  |  | 0 | 0 | 0 | 0
oh_line_8108001_200818980 |  | ABCD | node_8108001_200818978 | node_8108001_200818980 | 251.527 | bal_3P_2AC | 8108001 | no | no |  |  | no |  |  | 0 | 0 | 0 | 0
oh_line_8108001_200818981 |  | ABCD | node_8108001_200818980 | node_8108001_200818981 | 166.651 | bal_3P_2AC | 8108001 | no | no |  |  | no |  |  | 0 | 0 | 0 | 0
oh_line_8108001_200818982 |  | ABCD | node_8108001_200818981 | node_8108001_200818982 | 216.474 | bal_3P_2AC | 8108001 | no | no |  |  | no |  |  | 0 | 0 | 0 | 0
oh_line_8108001_200818983 |  | ABCD | node_8108001_200818982 | node_8108001_200818983 | 149.341 | bal_3P_2AC | 8108001 | no | no |  |  | no |  |  | 0 | 0 | 0 | 0
oh_line_8108001_200818984 |  | ABCD | node_8108001_200818983 | node_8108001_200818984 | 216.194 | bal_3P_2AC | 8108001 | no | no |  |  | no |  |  | 0 | 0 | 0 | 0
oh_line_8108001_200818986 |  | ABCD | node_8108001_200818984 | node_8108001_200818986 | 164.529 | bal_3P_2AC | 8108001 | no | no |  |  | no |  |  | 0 | 0 | 0 | 0
oh_line_8108001_200818987 |  | AD | node_8108001_200818986 | node_8108001_200818987 | 416.715 | bal_1P_2AC | 8108001 | no | no |  |  | no |  |  | 0 | 0 | 0 | 0
oh_line_8108001_200818989 |  | ABCD | node_8108001_200818986 | node_8108001_200818989 | 213.206 | bal_3P_4/0AC | 8108001 | no | no |  |  | no |  |  | 0 | 0 | 0 | 0
oh_line_8108001_200818992 |  | ABCD | node_8108001_200818989 | node_8108001_200818992 | 234.846 | bal_3P_4/0AC | 8108001 | no | no |  |  | no |  |  | 0 | 0 | 0 | 0
oh_line_8108001_200818993 |  | ABCD | node_8108001_200818992 | node_8108001_200818993 | 241.706 | bal_3P_4/0AC | 8108001 | no | no |  |  | no |  |  | 0 | 0 | 0 | 0
oh_line_8108001_200818994 |  | ABCD | node_8108001_200818993 | node_8108001_200818994 | 190.944 | bal_3P_4/0AC | 8108001 | no | no |  |  | no |  |  | 0 | 0 | 0 | 0
oh_line_8108001_200818995 |  | ABCD | node_8108001_200818994 | node_8108001_200818995 | 294.178 | bal_3P_4/0AC | 8108001 | no | no |  |  | no |  |  | 0 | 0 | 0 | 0
oh_line_8108001_200818996 |  | ABCD | node_8108001_200818995 | node_intto1_8108001_200818996 | 239.236 | bal_3P_4/0AC | 8108001 | no | no |  |  | no |  |  | 0 | 0 | 0 | 0
oh_line_8108001_200818998 |  | ABCD | node_8108001_200818996 | node_8108001_200818998 | 343.714 | bal_3P_2AC | 8108001 | no | no |  |  | no |  |  | 0 | 0 | 0 | 0
oh_line_8108001_200818999 |  | ABCD | node_8108001_200818998 | node_8108001_200818999 | 281.776 | bal_3P_2AC | 8108001 | no | no |  |  | no |  |  | 0 | 0 | 0 | 0
oh_line_8108001_200819000 |  | ABCD | node_8108001_200818999 | node_8108001_200819000 | 263.049 | bal_3P_2AC | 8108001 | no | no |  |  | no |  |  | 0 | 0 | 0 | 0
oh_line_8108001_200819001 |  | ABCD | node_8108001_200819000 | node_8108001_200819001 | 252.989 | bal_3P_2AC | 8108001 | no | no |  |  | no |  |  | 0 | 0 | 0 | 0
oh_line_8108001_200819002 |  | AD | node_8108001_200819001 | node_intto1_8108001_200819002 | 182.677 | bal_1P_2AC | 8108001 | no | no |  |  | no |  |  | 0 | 0 | 0 | 0
oh_line_8108001_200819003 |  | AD | node_8108001_200819002 | node_8108001_200819003 | 254.304 | bal_1P_2AC | 8108001 | no | no |  |  | no |  |  | 0 | 0 | 0 | 0
oh_line_8108001_200819005 |  | ABCD | node_8108001_200819001 | node_8108001_200819005 | 152.782 | bal_3P_4/0AC | 8108001 | no | no |  |  | no |  |  | 0 | 0 | 0 | 0
oh_line_8108001_200819007 |  | ABCD | node_8108001_200819005 | node_8108001_200819007 | 180.643 | bal_3P_4/0AC | 8108001 | no | no |  |  | no |  |  | 0 | 0 | 0 | 0
oh_line_8108001_200819009 |  | ABCD | node_8108001_200819007 | node_8108001_200819009 | 226.206 | bal_3P_4/0AC | 8108001 | no | no |  |  | no |  |  | 0 | 0 | 0 | 0
oh_line_8108001_200819011 |  | ABCD | node_8108001_200819009 | node_8108001_200819011 | 218.629 | bal_3P_4/0AC | 8108001 | no | no |  |  | no |  |  | 0 | 0 | 0 | 0
oh_line_8108001_200819012 |  | ABCD | node_8108001_200819011 | node_8108001_200819012 | 311.358 | bal_3P_4/0AC | 8108001 | no | no |  |  | no |  |  | 0 | 0 | 0 | 0
oh_line_8108001_200819013 |  | ABCD | node_8108001_200819012 | node_8108001_200819013 | 261.617 | bal_3P_4/0AC | 8108001 | no | no |  |  | no |  |  | 0 | 0 | 0 | 0
oh_line_8108001_200819014 |  | ABCD | node_8108001_200819013 | node_8108001_200819014 | 138.573 | bal_3P_2AC | 8108001 | no | no |  |  | no |  |  | 0 | 0 | 0 | 0
oh_line_8108001_200819015 |  | AD | node_8108001_200819014 | node_8108001_200819015 | 23.943 | bal_1P_1/0AC | 8108001 | no | no |  |  | no |  |  | 0 | 0 | 0 | 0
oh_line_8108001_200819016 |  | AD | node_8108001_200819015 | node_8108001_200819016 | 292.981 | bal_1P_1/0AC | 8108001 | no | no |  |  | no |  |  | 0 | 0 | 0 | 0
oh_line_8108001_200819019 |  | ABCD | node_8108001_200819014 | node_8108001_200819019 | 178.743 | bal_3P_2AC | 8108001 | no | no |  |  | no |  |  | 0 | 0 | 0 | 0
oh_line_8108001_200819020 |  | AD | node_8108001_200819019 | node_intto1_8108001_200819020 | 144.188 | bal_1P_1/0AA | 8108001 | no | no |  |  | no |  |  | 0 | 0 | 0 | 0
oh_line_8108001_200819021 |  | ABCD | node_8108001_200819019 | node_8108001_200819021 | 235.518 | bal_3P_2AC | 8108001 | no | no |  |  | no |  |  | 0 | 0 | 0 | 0
oh_line_8108001_200819023 |  | AD | node_8108001_200819021 | node_intto1_8108001_200819023 | 319.355 | bal_1P_2AC | 8108001 | no | no |  |  | no |  |  | 0 | 0 | 0 | 0
oh_line_8108001_200819025 |  | AD | node_8108001_200819023 | node_8108001_200819025 | 191.291 | bal_1P_2AC | 8108001 | no | no |  |  | no |  |  | 0 | 0 | 0 | 0
oh_line_8108001_200819026 |  | AD | node_8108001_200819025 | node_8108001_200819026 | 90.317 | bal_1P_2AC | 8108001 | no | no |  |  | no |  |  | 0 | 0 | 0 | 0
oh_line_8108001_200819027 |  | AD | node_8108001_200819025 | node_intto1_8108001_200819027 | 240.893 | bal_1P_2AC | 8108001 | no | no |  |  | no |  |  | 0 | 0 | 0 | 0
oh_line_8108001_200819028 |  | AD | node_8108001_200819027 | node_8108001_200819028 | 189.746 | bal_1P_2AC | 8108001 | no | no |  |  | no |  |  | 0 | 0 | 0 | 0
oh_line_8108001_200819029 |  | AD | node_8108001_200819028 | node_8108001_200819029 | 264.524 | bal_1P_4/0AA | 8108001 | no | no |  |  | no |  |  | 0 | 0 | 0 | 0
oh_line_8108001_200819030 |  | AD | node_8108001_200819029 | node_8108001_200819030 | 193.717 | bal_1P_4/0AA | 8108001 | no | no |  |  | no |  |  | 0 | 0 | 0 | 0
oh_line_8108001_200819031 |  | AD | node_8108001_200819030 | node_8108001_200819031 | 180.434 | bal_1P_4/0AA | 8108001 | no | no |  |  | no |  |  | 0 | 0 | 0 | 0
oh_line_8108001_200819032 |  | AD | node_8108001_200819031 | node_intto1_8108001_200819032 | 272.525 | bal_1P_4/0AA | 8108001 | no | no |  |  | no |  |  | 0 | 0 | 0 | 0
oh_line_8108001_200819033 |  | AD | node_8108001_200819032 | node_8108001_200819033 | 271.096 | bal_1P_4/0AA | 8108001 | no | no |  |  | no |  |  | 0 | 0 | 0 | 0
oh_line_8108001_200819034 |  | AD | node_8108001_200819033 | node_8108001_200819034 | 264.693 | bal_1P_4/0AA | 8108001 | no | no |  |  | no |  |  | 0 | 0 | 0 | 0
oh_line_8108001_200819035 |  | AD | node_8108001_200819034 | node_8108001_200819035 | 258.058 | bal_1P_4/0AA | 8108001 | no | no |  |  | no |  |  | 0 | 0 | 0 | 0
oh_line_8108001_200819036 |  | AD | node_8108001_200819035 | node_8108001_200819036 | 197.275 | bal_1P_4/0AA | 8108001 | no | no |  |  | no |  |  | 0 | 0 | 0 | 0
oh_line_8108001_200819037 |  | AD | node_8108001_200819036 | node_8108001_200819037 | 218.449 | bal_1P_4/0AA | 8108001 | no | no |  |  | no |  |  | 0 | 0 | 0 | 0
oh_line_8108001_200819038 |  | AD | node_8108001_200819037 | node_8108001_200819038 | 163.254 | bal_1P_4/0AA | 8108001 | no | no |  |  | no |  |  | 0 | 0 | 0 | 0
oh_line_8108001_200819039 |  | AD | node_8108001_200819038 | node_8108001_200819039 | 219.115 | bal_1P_4/0AA | 8108001 | no | no |  |  | no |  |  | 0 | 0 | 0 | 0
oh_line_8108001_200819040 |  | AD | node_8108001_200819039 | node_8108001_200819040 | 246.975 | bal_1P_4/0AA | 8108001 | no | no |  |  | no |  |  | 0 | 0 | 0 | 0
oh_line_8108001_200819041 |  | AD | node_8108001_200819040 | node_8108001_200819041 | 243.484 | bal_1P_4/0AA | 8108001 | no | no |  |  | no |  |  | 0 | 0 | 0 | 0
oh_line_8108001_200819043 |  | AD | node_8108001_200819041 | node_8108001_200819043 | 177.174 | bal_1P_4/0AA | 8108001 | no | no |  |  | no |  |  | 0 | 0 | 0 | 0
oh_line_8108001_200819044 |  | AD | node_8108001_200819043 | node_8108001_200819044 | 224.018 | bal_1P_4/0AA | 8108001 | no | no |  |  | no |  |  | 0 | 0 | 0 | 0
oh_line_8108001_200819045 |  | AD | node_8108001_200819044 | node_8108001_200819045 | 204.882 | bal_1P_4/0AA | 8108001 | no | no |  |  | no |  |  | 0 | 0 | 0 | 0
oh_line_8108001_200819047 |  | AD | node_8108001_200819045 | node_8108001_200819047 | 225.167 | bal_1P_4/0AA | 8108001 | no | no |  |  | no |  |  | 0 | 0 | 0 | 0
oh_line_8108001_200819049 |  | AD | node_8108001_200819047 | node_8108001_200819049 | 350.166 | bal_1P_4/0AA | 8108001 | no | no |  |  | no |  |  | 0 | 0 | 0 | 0
oh_line_8108001_200819050 |  | AD | node_8108001_200819049 | node_8108001_200819050 | 204.349 | bal_1P_4/0AA | 8108001 | no | no |  |  | no |  |  | 0 | 0 | 0 | 0
oh_line_8108001_200819051 |  | AD | node_8108001_200819050 | node_8108001_200819051 | 194.632 | bal_1P_4/0AA | 8108001 | no | no |  |  | no |  |  | 0 | 0 | 0 | 0
oh_line_8108001_200819052 |  | AD | node_8108001_200819051 | node_8108001_200819052 | 185.493 | bal_1P_4/0AA | 8108001 | no | no |  |  | no |  |  | 0 | 0 | 0 | 0
oh_line_8108001_200819054 |  | AD | node_8108001_200819052 | node_8108001_200819054 | 156.287 | bal_1P_4/0AA | 8108001 | no | no |  |  | no |  |  | 0 | 0 | 0 | 0
oh_line_8108001_200819056 |  | AD | node_8108001_200819054 | node_8108001_200819056 | 202.851 | bal_1P_4/0AA | 8108001 | no | no |  |  | no |  |  | 0 | 0 | 0 | 0
oh_line_8108001_200819057 |  | AD | node_8108001_200819056 | node_intto1_8108001_200819057 | 147.207 | bal_1P_2AC | 8108001 | no | no |  |  | no |  |  | 0 | 0 | 0 | 0
oh_line_8108001_200819058 |  | AD | node_8108001_200819057 | node_8108001_200819058 | 295.155 | bal_1P_2AC | 8108001 | no | no |  |  | no |  |  | 0 | 0 | 0 | 0
oh_line_8108001_200819059 |  | AD | node_8108001_200819058 | node_8108001_200819059 | 346.377 | bal_1P_2AC | 8108001 | no | no |  |  | no |  |  | 0 | 0 | 0 | 0
oh_line_8108001_200819060 |  | AD | node_8108001_200819059 | node_8108001_200819060 | 324.103 | bal_1P_2AC | 8108001 | no | no |  |  | no |  |  | 0 | 0 | 0 | 0
oh_line_8108001_200819061 |  | AD | node_8108001_200819060 | node_8108001_200819061 | 408.06 | bal_1P_2AC | 8108001 | no | no |  |  | no |  |  | 0 | 0 | 0 | 0
oh_line_8108001_200819062 |  | AD | node_8108001_200819061 | node_8108001_200819062 | 374.212 | bal_1P_2AC | 8108001 | no | no |  |  | no |  |  | 0 | 0 | 0 | 0
oh_line_8108001_200819065 |  | AD | node_8108001_200962126 | node_8108001_200819065 | 410.917 | bal_1P_2AC | 8108001 | no | no |  |  | no |  |  | 0 | 0 | 0 | 0
oh_line_8108001_200819066 |  | AD | node_8108001_200819065 | node_8108001_200819066 | 320.948 | bal_1P_2AC | 8108001 | no | no |  |  | no |  |  | 0 | 0 | 0 | 0
oh_line_8108001_200819067 |  | AD | node_8108001_200819066 | node_8108001_200819067 | 328.592 | bal_1P_2AC | 8108001 | no | no |  |  | no |  |  | 0 | 0 | 0 | 0
oh_line_8108001_200819068 |  | AD | node_8108001_200819067 | node_8108001_200819068 | 377.298 | bal_1P_2AC | 8108001 | no | no |  |  | no |  |  | 0 | 0 | 0 | 0
oh_line_8108001_200819070 |  | AD | node_8108001_200819068 | node_8108001_200819070 | 305.156 | bal_1P_2AC | 8108001 | no | no |  |  | no |  |  | 0 | 0 | 0 | 0
oh_line_8108001_200819071 |  | AD | node_8108001_200819070 | node_8108001_200819071 | 211.972 | bal_1P_2AC | 8108001 | no | no |  |  | no |  |  | 0 | 0 | 0 | 0
oh_line_8108001_200819072 |  | AD | node_8108001_200819071 | node_8108001_200819072 | 162.474 | bal_1P_2AC | 8108001 | no | no |  |  | no |  |  | 0 | 0 | 0 | 0
oh_line_8108001_200819073 |  | AD | node_8108001_200819072 | node_8108001_200819073 | 90.487 | bal_1P_1/0AA | 8108001 | no | no |  |  | no |  |  | 0 | 0 | 0 | 0
oh_line_8108001_200819074 |  | AD | node_8108001_200819072 | node_8108001_200819074 | 340.334 | bal_1P_2AC | 8108001 | no | no |  |  | no |  |  | 0 | 0 | 0 | 0
oh_line_8108001_200819077 |  | AD | node_8108001_201018414 | node_8108001_200819077 | 232.832 | bal_1P_2AC | 8108001 | no | no |  |  | no |  |  | 0 | 0 | 0 | 0
oh_line_8108001_200819078 |  | AD | node_8108001_201018414 | node_8108001_200819078 | 342.865 | bal_1P_2AC | 8108001 | no | no |  |  | no |  |  | 0 | 0 | 0 | 0
oh_line_8108001_200819081 |  | AD | node_8108001_200819078 | node_8108001_200819081 | 367.116 | bal_1P_2AC | 8108001 | no | no |  |  | no |  |  | 0 | 0 | 0 | 0
oh_line_8108001_200819082 |  | AD | node_8108001_200819081 | node_8108001_200819082 | 237.76 | bal_1P_2AC | 8108001 | no | no |  |  | no |  |  | 0 | 0 | 0 | 0
oh_line_8108001_200819083 |  | AD | node_8108001_200819082 | node_8108001_200819083 | 372.173 | bal_1P_2AC | 8108001 | no | no |  |  | no |  |  | 0 | 0 | 0 | 0
oh_line_8108001_200819084 |  | AD | node_8108001_200819083 | node_8108001_200819084 | 412.075 | bal_1P_2AC | 8108001 | no | no |  |  | no |  |  | 0 | 0 | 0 | 0
oh_line_8108001_200819086 |  | AD | node_8108001_200819084 | node_8108001_200819086 | 182.856 | bal_1P_2AC | 8108001 | no | no |  |  | no |  |  | 0 | 0 | 0 | 0
oh_line_8108001_200819087 |  | AD | node_8108001_200819086 | node_8108001_200819087 | 254.936 | bal_1P_1/0AA | 8108001 | no | no |  |  | no |  |  | 0 | 0 | 0 | 0
oh_line_8108001_200819088 |  | AD | node_8108001_200819087 | node_8108001_200819088 | 206.991 | bal_1P_1/0AA | 8108001 | no | no |  |  | no |  |  | 0 | 0 | 0 | 0
oh_line_8108001_200819091 |  | AD | node_8108001_200819088 | node_8108001_200819091 | 120.083 | bal_1P_1/0AA | 8108001 | no | no |  |  | no |  |  | 0 | 0 | 0 | 0
oh_line_8108001_200819092 |  | AD | node_8108001_200819091 | node_8108001_200819092 | 269.313 | bal_1P_1/0AA | 8108001 | no | no |  |  | no |  |  | 0 | 0 | 0 | 0
oh_line_8108001_200819093 |  | AD | node_8108001_200819092 | node_8108001_200819093 | 148.744 | bal_1P_1/0AA | 8108001 | no | no |  |  | no |  |  | 0 | 0 | 0 | 0
oh_line_8108001_200819094 |  | AD | node_8108001_200819093 | node_8108001_200819094 | 177.701 | bal_1P_2AC | 8108001 | no | no |  |  | no |  |  | 0 | 0 | 0 | 0
oh_line_8108001_200819099 |  | AD | node_8108001_200819013 | node_8108001_200819099 | 99.073 | bal_1P_2AC | 8108001 | no | no |  |  | no |  |  | 0 | 0 | 0 | 0
oh_line_8108001_200819100 |  | AD | node_8108001_200819099 | node_intto1_8108001_200819100 | 186.116 | bal_1P_2AC | 8108001 | no | no |  |  | no |  |  | 0 | 0 | 0 | 0
oh_line_8108001_200819101 |  | AD | node_8108001_200819100 | node_8108001_200819101 | 258.744 | bal_1P_2AC | 8108001 | no | no |  |  | no |  |  | 0 | 0 | 0 | 0
oh_line_8108001_200819102 |  | AD | node_8108001_200819101 | node_8108001_200819102 | 250.116 | bal_1P_2AC | 8108001 | no | no |  |  | no |  |  | 0 | 0 | 0 | 0
oh_line_8108001_200819103 |  | AD | node_8108001_200819102 | node_8108001_200819103 | 218.987 | bal_1P_2AC | 8108001 | no | no |  |  | no |  |  | 0 | 0 | 0 | 0
oh_line_8108001_200819104 |  | AD | node_8108001_200819103 | node_8108001_200819104 | 222.717 | bal_1P_2AC | 8108001 | no | no |  |  | no |  |  | 0 | 0 | 0 | 0
oh_line_8108001_200819105 |  | AD | node_8108001_200819104 | node_8108001_200819105 | 227.773 | bal_1P_2AC | 8108001 | no | no |  |  | no |  |  | 0 | 0 | 0 | 0
oh_line_8108001_200819106 |  | AD | node_8108001_200819105 | node_intto1_8108001_200819106 | 333.11 | bal_1P_2AC | 8108001 | no | no |  |  | no |  |  | 0 | 0 | 0 | 0
oh_line_8108001_200819107 |  | AD | node_8108001_200819106 | node_8108001_200819107 | 217.552 | bal_1P_2AC | 8108001 | no | no |  |  | no |  |  | 0 | 0 | 0 | 0
oh_line_8108001_200819108 |  | AD | node_8108001_200819107 | node_8108001_200819108 | 228.538 | bal_1P_2AC | 8108001 | no | no |  |  | no |  |  | 0 | 0 | 0 | 0
oh_line_8108001_200819111-1 |  | AD | node_8108001_200819105 | node_intto1_311882108 | 16.855 | bal_1P_2AC | 8108001 | no | no |  |  | no |  |  | 0 | 0 | 0 | 0
oh_line_8108001_200819111-2 |  | AD | node_311882108 | node_1393235_243_15263372_288 | 203.818 | bal_1P_2AC | 8108001 | no | no |  |  | no |  |  | 0 | 0 | 0 | 0
oh_line_8108001_200819111-3 |  | AD | node_1393235_243_15263372_288 | node_8108001_200819111 | 9.876 | bal_1P_2AC | 8108001 | no | no |  |  | no |  |  | 0 | 0 | 0 | 0
oh_line_8108001_200819112 |  | AD | node_8108001_200819111 | node_8108001_200819112 | 186.587 | bal_1P_2AC | 8108001 | no | no |  |  | no |  |  | 0 | 0 | 0 | 0
oh_line_8108001_200819114 |  | AD | node_8108001_200819112 | node_8108001_200819114 | 174.273 | bal_1P_2AC | 8108001 | no | no |  |  | no |  |  | 0 | 0 | 0 | 0
oh_line_8108001_200819115 |  | AD | node_8108001_200819114 | node_8108001_200819115 | 234.362 | bal_1P_2AC | 8108001 | no | no |  |  | no |  |  | 0 | 0 | 0 | 0
oh_line_8108001_200819116 |  | AD | node_8108001_200819115 | node_8108001_200819116 | 157.218 | bal_1P_2AC | 8108001 | no | no |  |  | no |  |  | 0 | 0 | 0 | 0
oh_line_8108001_200819117 |  | AD | node_8108001_200819116 | node_8108001_200819117 | 246.802 | bal_1P_2AC | 8108001 | no | no |  |  | no |  |  | 0 | 0 | 0 | 0
oh_line_8108001_200819118 |  | AD | node_8108001_200819117 | node_8108001_200819118 | 128.615 | bal_1P_1/0AA | 8108001 | no | no |  |  | no |  |  | 0 | 0 | 0 | 0
oh_line_8108001_200819119 |  | AD | node_8108001_200819117 | node_8108001_200819119 | 344.884 | bal_1P_2AC | 8108001 | no | no |  |  | no |  |  | 0 | 0 | 0 | 0
oh_line_8108001_200819121 |  | AD | node_8108001_200819119 | node_8108001_200819121 | 399.646 | bal_1P_2AC | 8108001 | no | no |  |  | no |  |  | 0 | 0 | 0 | 0
oh_line_8108001_200819123 |  | AD | node_8108001_200819121 | node_intto1_8108001_200819123 | 474.434 | bal_1P_2AC | 8108001 | no | no |  |  | no |  |  | 0 | 0 | 0 | 0
oh_line_8108001_200819124 |  | AD | node_8108001_200819123 | node_8108001_200819124 | 143.644 | bal_1P_2AC | 8108001 | no | no |  |  | no |  |  | 0 | 0 | 0 | 0
oh_line_8108001_200819125 |  | AD | node_8108001_200819124 | node_8108001_200819125 | 217.927 | bal_1P_2AC | 8108001 | no | no |  |  | no |  |  | 0 | 0 | 0 | 0
oh_line_8108001_200819126 |  | AD | node_8108001_200819125 | node_8108001_200819126 | 374.805 | bal_1P_2AC | 8108001 | no | no |  |  | no |  |  | 0 | 0 | 0 | 0
oh_line_8108001_200819127 |  | AD | node_8108001_200819126 | node_8108001_200819127 | 337.566 | bal_1P_2AC | 8108001 | no | no |  |  | no |  |  | 0 | 0 | 0 | 0
oh_line_8108001_200819128 |  | AD | node_8108001_200819127 | node_8108001_200819128 | 372.146 | bal_1P_2AC | 8108001 | no | no |  |  | no |  |  | 0 | 0 | 0 | 0
oh_line_8108001_200819129 |  | AD | node_8108001_200819128 | node_8108001_200819129 | 399.114 | bal_1P_2AC | 8108001 | no | no |  |  | no |  |  | 0 | 0 | 0 | 0
oh_line_8108001_200819131 |  | AD | node_8108001_200819129 | node_8108001_200819131 | 376.337 | bal_1P_2AC | 8108001 | no | no |  |  | no |  |  | 0 | 0 | 0 | 0
oh_line_8108001_200819132 |  | AD | node_8108001_200819131 | node_8108001_200819132 | 236.574 | bal_1P_2AC | 8108001 | no | no |  |  | no |  |  | 0 | 0 | 0 | 0
oh_line_8108001_200819133 |  | AD | node_8108001_200819132 | node_8108001_200819133 | 373.117 | bal_1P_2AC | 8108001 | no | no |  |  | no |  |  | 0 | 0 | 0 | 0
oh_line_8108001_200819134 |  | AD | node_8108001_200819133 | node_8108001_200819134 | 238.372 | bal_1P_2AC | 8108001 | no | no |  |  | no |  |  | 0 | 0 | 0 | 0
oh_line_8108001_200819135 |  | AD | node_8108001_200819134 | node_8108001_200819135 | 411.176 | bal_1P_2AC | 8108001 | no | no |  |  | no |  |  | 0 | 0 | 0 | 0
oh_line_8108001_200819136 |  | AD | node_8108001_200819135 | node_8108001_200819136 | 461.968 | bal_1P_2AC | 8108001 | no | no |  |  | no |  |  | 0 | 0 | 0 | 0
oh_line_8108001_200819139 |  | AD | node_8108001_200819132 | node_8108001_200819139 | 484.862 | bal_1P_2AC | 8108001 | no | no |  |  | no |  |  | 0 | 0 | 0 | 0
oh_line_8108001_200819141 |  | AD | node_8108001_201062911 | node_intto1_8108001_200819141 | 248.499 | bal_1P_2AC | 8108001 | no | no |  |  | no |  |  | 0 | 0 | 0 | 0
oh_line_8108001_200819142 |  | AD | node_8108001_200819141 | node_8108001_200819142 | 318.265 | bal_1P_2AC | 8108001 | no | no |  |  | no |  |  | 0 | 0 | 0 | 0
oh_line_8108001_200819143 |  | AD | node_8108001_200819142 | node_8108001_200819143 | 164.187 | bal_1P_2AC | 8108001 | no | no |  |  | no |  |  | 0 | 0 | 0 | 0
oh_line_8108001_200819144 |  | AD | node_8108001_200819143 | node_8108001_200819144 | 127.175 | bal_1P_2AC | 8108001 | no | no |  |  | no |  |  | 0 | 0 | 0 | 0
oh_line_8108001_200819145 |  | AD | node_8108001_200819144 | node_8108001_200819145 | 303.99 | bal_1P_2AC | 8108001 | no | no |  |  | no |  |  | 0 | 0 | 0 | 0
oh_line_8108001_200819147 |  | AD | node_8108001_200819144 | node_8108001_200819147 | 350.635 | bal_1P_2AC | 8108001 | no | no |  |  | no |  |  | 0 | 0 | 0 | 0
oh_line_8108001_200819148 |  | AD | node_8108001_200819147 | node_8108001_200819148 | 470.819 | bal_1P_2AC | 8108001 | no | no |  |  | no |  |  | 0 | 0 | 0 | 0
oh_line_8108001_200819149 |  | AD | node_8108001_200819148 | node_8108001_200819149 | 551.964 | bal_1P_2AC | 8108001 | no | no |  |  | no |  |  | 0 | 0 | 0 | 0
oh_line_8108001_200819151 |  | AD | node_8108001_200819149 | node_8108001_200819151 | 261.525 | bal_1P_4ACW | 8108001 | no | no |  |  | no |  |  | 0 | 0 | 0 | 0
oh_line_8108001_200819152 |  | AD | node_8108001_200819151 | node_8108001_200819152 | 97.912 | bal_1P_1/0AA | 8108001 | no | no |  |  | no |  |  | 0 | 0 | 0 | 0
oh_line_8108001_200819153 |  | AD | node_8108001_200819152 | node_8108001_200819153 | 207.341 | bal_1P_1/0AA | 8108001 | no | no |  |  | no |  |  | 0 | 0 | 0 | 0
oh_line_8108001_200819155 |  | AD | node_8108001_200819151 | node_8108001_200819155 | 310.334 | bal_1P_4ACW | 8108001 | no | no |  |  | no |  |  | 0 | 0 | 0 | 0
oh_line_8108001_200819156 |  | AD | node_8108001_200819155 | node_8108001_200819156 | 160.18 | bal_1P_4ACW | 8108001 | no | no |  |  | no |  |  | 0 | 0 | 0 | 0
oh_line_8108001_200819158 |  | AD | node_8108001_200819156 | node_8108001_200819158 | 285.904 | bal_1P_4ACW | 8108001 | no | no |  |  | no |  |  | 0 | 0 | 0 | 0
oh_line_8108001_200819159 |  | AD | node_8108001_200819158 | node_8108001_200819159 | 200.436 | bal_1P_4ACW | 8108001 | no | no |  |  | no |  |  | 0 | 0 | 0 | 0
oh_line_8108001_200819161 |  | AD | node_8108001_200819159 | node_8108001_200819161 | 310.901 | bal_1P_4ACW | 8108001 | no | no |  |  | no |  |  | 0 | 0 | 0 | 0
oh_line_8108001_200819163 |  | AD | node_8108001_200819161 | node_8108001_200819163 | 129.447 | bal_1P_4ACW | 8108001 | no | no |  |  | no |  |  | 0 | 0 | 0 | 0
oh_line_8108001_200819166 |  | AD | node_8108001_200819163 | node_8108001_200819166 | 336.651 | bal_1P_1/0AC | 8108001 | no | no |  |  | no |  |  | 0 | 0 | 0 | 0
oh_line_8108001_200819167 |  | AD | node_8108001_200819166 | node_intto1_8108001_200819167 | 225.434 | bal_1P_1/0AC | 8108001 | no | no |  |  | no |  |  | 0 | 0 | 0 | 0
oh_line_8108001_200819168 |  | AD | node_8108001_200819167 | node_8108001_200819168 | 269.039 | bal_1P_1/0AC | 8108001 | no | no |  |  | no |  |  | 0 | 0 | 0 | 0
oh_line_8108001_200819169 |  | AD | node_8108001_200819168 | node_8108001_200819169 | 196.064 | bal_1P_1/0AC | 8108001 | no | no |  |  | no |  |  | 0 | 0 | 0 | 0
oh_line_8108001_200819170 |  | AD | node_8108001_200819169 | node_8108001_200819170 | 315.92 | bal_1P_1/0AA | 8108001 | no | no |  |  | no |  |  | 0 | 0 | 0 | 0
oh_line_8108001_200819171 |  | AD | node_8108001_200819163 | node_8108001_200819171 | 334.841 | bal_1P_4ACW | 8108001 | no | no |  |  | no |  |  | 0 | 0 | 0 | 0
oh_line_8108001_200819176 |  | AD | node_8108001_201059768 | node_8108001_200819176 | 256.725 | bal_1P_4ACW | 8108001 | no | no |  |  | no |  |  | 0 | 0 | 0 | 0
oh_line_8108001_200819177 |  | AD | node_8108001_200819176 | node_8108001_200819177 | 154.041 | bal_1P_1/0AA | 8108001 | no | no |  |  | no |  |  | 0 | 0 | 0 | 0
oh_line_8108001_200819178-1 |  | AD | node_220465306 | node_8108001_200819178 | 11.804 | bal_1P_1/0AA | 8108001 | no | no |  |  | no |  |  | 0 | 0 | 0 | 0
oh_line_8108001_200819178-2 |  | AD | node_220382279 | node_intto1_220465306 | 14.561 | bal_1P_1/0AA | 8108001 | no | no |  |  | no |  |  | 0 | 0 | 0 | 0
oh_line_8108001_200819178-3 |  | AD | node_8108001_200819177 | node_intto1_220382279 | 150.124 | bal_1P_1/0AA | 8108001 | no | no |  |  | no |  |  | 0 | 0 | 0 | 0
oh_line_8108001_200819181 |  | AD | node_8108001_201060369 | node_8108001_200819181 | 220.98 | bal_1P_2AC | 8108001 | no | no |  |  | no |  |  | 0 | 0 | 0 | 0
oh_line_8108001_200819183 |  | AD | node_8108001_200819181 | node_8108001_200819183 | 350.307 | bal_1P_2AC | 8108001 | no | no |  |  | no |  |  | 0 | 0 | 0 | 0
oh_line_8108001_200819185 |  | AD | node_8108001_200819183 | node_8108001_200819185 | 314.653 | bal_1P_2AC | 8108001 | no | no |  |  | no |  |  | 0 | 0 | 0 | 0
oh_line_8108001_200819186 |  | AD | node_8108001_200819185 | node_8108001_200819186 | 196.198 | bal_1P_2AC | 8108001 | no | no |  |  | no |  |  | 0 | 0 | 0 | 0
oh_line_8108001_200819187 |  | AD | node_8108001_200819186 | node_8108001_200819187 | 138.136 | bal_1P_1/0AA | 8108001 | no | no |  |  | no |  |  | 0 | 0 | 0 | 0
oh_line_8108001_200819188 |  | AD | node_8108001_200819187 | node_8108001_200819188 | 279.964 | bal_1P_1/0AA | 8108001 | no | no |  |  | no |  |  | 0 | 0 | 0 | 0
oh_line_8108001_200819190 |  | AD | node_8108001_200819188 | node_8108001_200819190 | 281.1 | bal_1P_1/0AA | 8108001 | no | no |  |  | no |  |  | 0 | 0 | 0 | 0
oh_line_8108001_200819191 |  | AD | node_8108001_200819190 | node_8108001_200819191 | 139.457 | bal_1P_1/0AA | 8108001 | no | no |  |  | no |  |  | 0 | 0 | 0 | 0
oh_line_8108001_200819194 |  | AN | node_8108001_201014855 | node_8108001_200819194 | 198.46 | bal_1P_DELTACUST | 8108001 | no | no |  |  | no |  |  | 0 | 0 | 0 | 0
oh_line_8108001_200819195 |  | AD | node_8108001_200819263 | node_8108001_200819195 | 364.335 | bal_1P_1/0AA | 8108001 | no | no |  |  | no |  |  | 0 | 0 | 0 | 0
oh_line_8108001_200819196 |  | AD | node_8108001_200818994 | node_intto1_8108001_200819196 | 117.739 | bal_1P_2AC | 8108001 | no | no |  |  | no |  |  | 0 | 0 | 0 | 0
oh_line_8108001_200819198 |  | AD | node_8108001_200819196 | node_8108001_200819198 | 391.258 | bal_1P_2AC | 8108001 | no | no |  |  | no |  |  | 0 | 0 | 0 | 0
oh_line_8108001_200819200 |  | AD | node_8108001_200819198 | node_8108001_200819200 | 243.453 | bal_1P_2AC | 8108001 | no | no |  |  | no |  |  | 0 | 0 | 0 | 0
oh_line_8108001_200819201 |  | AD | node_8108001_200819281 | node_8108001_200819201 | 163.299 | bal_1P_2AC | 8108001 | no | no |  |  | no |  |  | 0 | 0 | 0 | 0
oh_line_8108001_200819202 |  | AD | node_8108001_200819201 | node_8108001_200819202 | 382.264 | bal_1P_2AC | 8108001 | no | no |  |  | no |  |  | 0 | 0 | 0 | 0
oh_line_8108001_200819203 |  | AD | node_8108001_200819202 | node_8108001_200819203 | 221.791 | bal_1P_1/0AA | 8108001 | no | no |  |  | no |  |  | 0 | 0 | 0 | 0
oh_line_8108001_200819204 |  | AD | node_8108001_200819203 | node_8108001_200819204 | 299.917 | bal_1P_1/0AA | 8108001 | no | no |  |  | no |  |  | 0 | 0 | 0 | 0
oh_line_8108001_200819207 |  | AD | node_8108001_200819204 | node_8108001_200819207 | 189.207 | bal_1P_1/0AA | 8108001 | no | no |  |  | no |  |  | 0 | 0 | 0 | 0
oh_line_8108001_200819209 |  | AD | node_8108001_200819207 | node_8108001_200819209 | 207.709 | bal_1P_1/0AC | 8108001 | no | no |  |  | no |  |  | 0 | 0 | 0 | 0
oh_line_8108001_200819212 |  | AD | node_8108001_200819209 | node_8108001_200819212 | 183.272 | bal_1P_1/0AA | 8108001 | no | no |  |  | no |  |  | 0 | 0 | 0 | 0
oh_line_8108001_200819213 |  | AD | node_8108001_200819212 | node_8108001_200819213 | 185.257 | bal_1P_1/0AA | 8108001 | no | no |  |  | no |  |  | 0 | 0 | 0 | 0
oh_line_8108001_200819215 |  | AD | node_8108001_200819213 | node_8108001_200819215 | 300.235 | bal_1P_1/0AA | 8108001 | no | no |  |  | no |  |  | 0 | 0 | 0 | 0
oh_line_8108001_200819216 |  | AD | node_8108001_200819215 | node_8108001_200819216 | 307.834 | bal_1P_1/0AA | 8108001 | no | no |  |  | no |  |  | 0 | 0 | 0 | 0
oh_line_8108001_200819217 |  | AD | node_8108001_200819216 | node_8108001_200819217 | 122.649 | bal_1P_2AC | 8108001 | no | no |  |  | no |  |  | 0 | 0 | 0 | 0
oh_line_8108001_200819218 |  | AD | node_8108001_200819217 | node_8108001_200819218 | 196.03 | bal_1P_2AC | 8108001 | no | no |  |  | no |  |  | 0 | 0 | 0 | 0
oh_line_8108001_200819219 |  | AD | node_8108001_200819218 | node_intto1_8108001_200819219 | 305.002 | bal_1P_2AC | 8108001 | no | no |  |  | no |  |  | 0 | 0 | 0 | 0
oh_line_8108001_200819221 |  | AD | node_8108001_200819219 | node_8108001_200819221 | 311.239 | bal_1P_2AC | 8108001 | no | no |  |  | no |  |  | 0 | 0 | 0 | 0
oh_line_8108001_200819222 |  | AD | node_8108001_200819200 | node_8108001_200819222 | 259.321 | bal_1P_2AC | 8108001 | no | no |  |  | no |  |  | 0 | 0 | 0 | 0
oh_line_8108001_200819223 |  | AD | node_8108001_200819222 | node_8108001_200819223 | 218.328 | bal_1P_2AC | 8108001 | no | no |  |  | no |  |  | 0 | 0 | 0 | 0
oh_line_8108001_200819224 |  | AD | node_8108001_200819223 | node_8108001_200819224 | 36.835 | bal_1P_1/0AA | 8108001 | no | no |  |  | no |  |  | 0 | 0 | 0 | 0
oh_line_8108001_200819225 |  | AD | node_8108001_200819221 | node_8108001_200819225 | 236.325 | bal_1P_2AC | 8108001 | no | no |  |  | no |  |  | 0 | 0 | 0 | 0
oh_line_8108001_200819226 |  | AD | node_8108001_200819225 | node_8108001_200819226 | 434.16 | bal_1P_2AC | 8108001 | no | no |  |  | no |  |  | 0 | 0 | 0 | 0
oh_line_8108001_200819227 |  | AD | node_8108001_200819226 | node_8108001_200819227 | 247.464 | bal_1P_2AC | 8108001 | no | no |  |  | no |  |  | 0 | 0 | 0 | 0
oh_line_8108001_200819228 |  | AD | node_8108001_200819227 | node_8108001_200819228 | 278.714 | bal_1P_2AC | 8108001 | no | no |  |  | no |  |  | 0 | 0 | 0 | 0
oh_line_8108001_200819229 |  | AD | node_8108001_200819228 | node_8108001_200819229 | 256.403 | bal_1P_2AC | 8108001 | no | no |  |  | no |  |  | 0 | 0 | 0 | 0
oh_line_8108001_200819230 |  | AD | node_8108001_200819229 | node_8108001_200819230 | 386.31 | bal_1P_2AC | 8108001 | no | no |  |  | no |  |  | 0 | 0 | 0 | 0
oh_line_8108001_200819231 |  | AD | node_8108001_200819230 | node_intto1_8108001_200819231 | 132.187 | bal_1P_1/0AA | 8108001 | no | no |  |  | no |  |  | 0 | 0 | 0 | 0
oh_line_8108001_200819232 |  | AD | node_8108001_200819231 | node_8108001_200819232 | 295.966 | bal_1P_1/0AA | 8108001 | no | no |  |  | no |  |  | 0 | 0 | 0 | 0
oh_line_8108001_200819233 |  | AD | node_8108001_200819232 | node_8108001_200819233 | 243.159 | bal_1P_1/0AA | 8108001 | no | no |  |  | no |  |  | 0 | 0 | 0 | 0
oh_line_8108001_200819234 |  | AD | node_8108001_200819230 | node_8108001_200819234 | 331.399 | bal_1P_2AC | 8108001 | no | no |  |  | no |  |  | 0 | 0 | 0 | 0
oh_line_8108001_200819235 |  | AD | node_8108001_200819234 | node_8108001_200819235 | 326.674 | bal_1P_2AC | 8108001 | no | no |  |  | no |  |  | 0 | 0 | 0 | 0
oh_line_8108001_200819237 |  | AD | node_8108001_200819235 | node_8108001_200819237 | 237.215 | bal_1P_2AC | 8108001 | no | no |  |  | no |  |  | 0 | 0 | 0 | 0
oh_line_8108001_200819238 |  | AD | node_8108001_200819237 | node_8108001_200819238 | 309.592 | bal_1P_1/0AA | 8108001 | no | no |  |  | no |  |  | 0 | 0 | 0 | 0
oh_line_8108001_200819239 |  | AD | node_8108001_200819238 | node_8108001_200819239 | 305.326 | bal_1P_1/0AA | 8108001 | no | no |  |  | no |  |  | 0 | 0 | 0 | 0
oh_line_8108001_200819240 |  | AD | node_8108001_200819239 | node_intto1_8108001_200819240 | 280.223 | bal_1P_1/0AA | 8108001 | no | no |  |  | no |  |  | 0 | 0 | 0 | 0
oh_line_8108001_200819241 |  | AD | node_8108001_200819240 | node_8108001_200819241 | 289.124 | bal_1P_1/0AA | 8108001 | no | no |  |  | no |  |  | 0 | 0 | 0 | 0
oh_line_8108001_200819242 |  | AD | node_8108001_200819223 | node_8108001_200819242 | 121.434 | bal_1P_2AC | 8108001 | no | no |  |  | no |  |  | 0 | 0 | 0 | 0
oh_line_8108001_200819243 |  | AD | node_8108001_200819239 | node_8108001_200819243 | 314.827 | bal_1P_1/0AA | 8108001 | no | no |  |  | no |  |  | 0 | 0 | 0 | 0
oh_line_8108001_200819244 |  | AD | node_8108001_200819243 | node_8108001_200819244 | 314.043 | bal_1P_1/0AA | 8108001 | no | no |  |  | no |  |  | 0 | 0 | 0 | 0
oh_line_8108001_200819245 |  | AD | node_8108001_200819244 | node_8108001_200819245 | 348.392 | bal_1P_1/0AA | 8108001 | no | no |  |  | no |  |  | 0 | 0 | 0 | 0
oh_line_8108001_200819246 |  | AD | node_8108001_200819245 | node_8108001_200819246 | 145.594 | bal_1P_1/0AA | 8108001 | no | no |  |  | no |  |  | 0 | 0 | 0 | 0
oh_line_8108001_200819248 |  | AD | node_8108001_200819246 | node_8108001_200819248 | 122.573 | bal_1P_1/0AA | 8108001 | no | no |  |  | no |  |  | 0 | 0 | 0 | 0
oh_line_8108001_200819249 |  | AD | node_8108001_200819244 | node_8108001_200819249 | 308.488 | bal_1P_1/0AA | 8108001 | no | no |  |  | no |  |  | 0 | 0 | 0 | 0
oh_line_8108001_200819250 |  | AD | node_8108001_200819249 | node_8108001_200819250 | 65.446 | bal_1P_1/0AA | 8108001 | no | no |  |  | no |  |  | 0 | 0 | 0 | 0
oh_line_8108001_200819251 |  | AD | node_8108001_200819250 | node_8108001_200819251 | 231.806 | bal_1P_1/0AA | 8108001 | no | no |  |  | no |  |  | 0 | 0 | 0 | 0
oh_line_8108001_200819252 |  | AD | node_8108001_200819249 | node_8108001_200819252 | 243.768 | bal_1P_1/0AA | 8108001 | no | no |  |  | no |  |  | 0 | 0 | 0 | 0
oh_line_8108001_200819254 |  | AD | node_8108001_200819252 | node_8108001_200819254 | 263.254 | bal_1P_1/0AA | 8108001 | no | no |  |  | no |  |  | 0 | 0 | 0 | 0
oh_line_8108001_200819255 |  | AD | node_8108001_200819254 | node_intto1_8108001_200819255 | 138.273 | bal_1P_1/0AA | 8108001 | no | no |  |  | no |  |  | 0 | 0 | 0 | 0
oh_line_8108001_200819256 |  | AD | node_8108001_200819255 | node_8108001_200819256 | 264.778 | bal_1P_1/0AA | 8108001 | no | no |  |  | no |  |  | 0 | 0 | 0 | 0
oh_line_8108001_200819257 |  | AD | node_8108001_200819256 | node_8108001_200819257 | 165.346 | bal_1P_1/0AA | 8108001 | no | no |  |  | no |  |  | 0 | 0 | 0 | 0
oh_line_8108001_200819258 |  | AD | node_8108001_200819254 | node_8108001_200819258 | 379.158 | bal_1P_1/0AA | 8108001 | no | no |  |  | no |  |  | 0 | 0 | 0 | 0
oh_line_8108001_200819259 |  | AD | node_8108001_200819258 | node_8108001_200819259 | 328.4 | bal_1P_1/0AA | 8108001 | no | no |  |  | no |  |  | 0 | 0 | 0 | 0
oh_line_8108001_200819260 |  | AD | node_8108001_200819259 | node_8108001_200819260 | 341.954 | bal_1P_1/0AA | 8108001 | no | no |  |  | no |  |  | 0 | 0 | 0 | 0
oh_line_8108001_200819261 |  | AD | node_8108001_200819260 | node_8108001_200819261 | 316.656 | bal_1P_1/0AA | 8108001 | no | no |  |  | no |  |  | 0 | 0 | 0 | 0
oh_line_8108001_200819262 |  | AD | node_8108001_200819261 | node_intto1_8108001_200819262 | 313.416 | bal_1P_1/0AA | 8108001 | no | no |  |  | no |  |  | 0 | 0 | 0 | 0
oh_line_8108001_200819263 |  | AD | node_8108001_200819262 | node_8108001_200819263 | 271.784 | bal_1P_1/0AA | 8108001 | no | no |  |  | no |  |  | 0 | 0 | 0 | 0
oh_line_8108001_200819265 |  | AD | node_8108001_200819263 | node_8108001_200819265 | 259.711 | bal_1P_1/0AA | 8108001 | no | no |  |  | no |  |  | 0 | 0 | 0 | 0
oh_line_8108001_200819266 |  | AD | node_8108001_200819265 | node_8108001_200819266 | 232.907 | bal_1P_1/0AA | 8108001 | no | no |  |  | no |  |  | 0 | 0 | 0 | 0
oh_line_8108001_200819267 |  | AD | node_8108001_200819261 | node_8108001_200819267 | 269.026 | bal_1P_1/0AA | 8108001 | no | no |  |  | no |  |  | 0 | 0 | 0 | 0
oh_line_8108001_200819269 |  | AD | node_8108001_200819242 | node_8108001_200819269 | 314.967 | bal_1P_2AC | 8108001 | no | no |  |  | no |  |  | 0 | 0 | 0 | 0
oh_line_8108001_200819270 |  | AD | node_8108001_200819269 | node_8108001_200819270 | 369.321 | bal_1P_2AC | 8108001 | no | no |  |  | no |  |  | 0 | 0 | 0 | 0
oh_line_8108001_200819273 |  | AD | node_8108001_200819270 | node_8108001_200819273 | 285.203 | bal_1P_2AC | 8108001 | no | no |  |  | no |  |  | 0 | 0 | 0 | 0
oh_line_8108001_200819274 |  | AD | node_8108001_200819273 | node_8108001_200819274 | 217.78 | bal_1P_2AC | 8108001 | no | no |  |  | no |  |  | 0 | 0 | 0 | 0
oh_line_8108001_200819275 |  | AD | node_8108001_200819274 | node_8108001_200819275 | 207.256 | bal_1P_2AC | 8108001 | no | no |  |  | no |  |  | 0 | 0 | 0 | 0
oh_line_8108001_200819277 |  | AD | node_8108001_200819275 | node_8108001_200819277 | 271.687 | bal_1P_2AC | 8108001 | no | no |  |  | no |  |  | 0 | 0 | 0 | 0
oh_line_8108001_200819278 |  | AD | node_8108001_200819277 | node_8108001_200819278 | 297.983 | bal_1P_1/0AA | 8108001 | no | no |  |  | no |  |  | 0 | 0 | 0 | 0
oh_line_8108001_200819279 |  | AD | node_8108001_200819278 | node_8108001_200819279 | 309.18 | bal_1P_1/0AA | 8108001 | no | no |  |  | no |  |  | 0 | 0 | 0 | 0
oh_line_8108001_200819280 |  | AD | node_8108001_200819277 | node_8108001_200819280 | 106.823 | bal_1P_2AC | 8108001 | no | no |  |  | no |  |  | 0 | 0 | 0 | 0
oh_line_8108001_200819281 |  | AD | node_8108001_200819280 | node_8108001_200819281 | 208.878 | bal_1P_2AC | 8108001 | no | no |  |  | no |  |  | 0 | 0 | 0 | 0
oh_line_8108001_200819283 |  | AN | node_8108001_200818912 | node_intto1_8108001_200819283 | 285.703 | bal_1P_1/0AC_1/0AC(N) | 8108001 | no | no |  |  | no |  |  | 0 | 0 | 0 | 0
oh_line_8108001_200819284 |  | AN | node_8108001_200819283 | node_8108001_200819284 | 235.204 | bal_1P_1/0AC_1/0AC(N) | 8108001 | no | no |  |  | no |  |  | 0 | 0 | 0 | 0
oh_line_8108001_200819285 |  | AN | node_8108001_200819284 | node_8108001_200819285 | 108.07 | bal_1P_1/0AC_1/0AC(N) | 8108001 | no | no |  |  | no |  |  | 0 | 0 | 0 | 0
oh_line_8108001_200819647 |  | AD | node_8108001_200819651 | node_8108001_200819647 | 210.554 | bal_1P_1/0AA | 8108001 | no | no |  |  | no |  |  | 0 | 0 | 0 | 0
oh_line_8108001_200819648 |  | AD | node_8108001_200819714 | node_intto1_8108001_200819648 | 189.158 | bal_1P_1/0AA | 8108001 | no | no |  |  | no |  |  | 0 | 0 | 0 | 0
oh_line_8108001_200819649 |  | ABCD | node_8108001_200818965 | node_8108001_200819649 | 144.371 | bal_3P_336AL | 8108001 | no | no |  |  | no |  |  | 0 | 0 | 0 | 0
oh_line_8108001_200819650 |  | ABCD | node_8108001_200819714 | node_8108001_200819650 | 155.006 | bal_3P_336AL | 8108001 | no | no |  |  | no |  |  | 0 | 0 | 0 | 0
oh_line_8108001_200819651 |  | ABCD | node_8108001_200819650 | node_8108001_200819651 | 184.866 | bal_3P_336AL | 8108001 | no | no |  |  | no |  |  | 0 | 0 | 0 | 0
oh_line_8108001_200819652 |  | ABCD | node_8108001_200819651 | node_8108001_200819652 | 181.619 | bal_3P_336AL | 8108001 | no | no |  |  | no |  |  | 0 | 0 | 0 | 0
oh_line_8108001_200819653 |  | ABCD | node_8108001_200819652 | node_8108001_200819653 | 203.638 | bal_3P_336AL | 8108001 | no | no |  |  | no |  |  | 0 | 0 | 0 | 0
oh_line_8108001_200819655 |  | ABCD | node_8108001_200819653 | node_8108001_200819655 | 196.977 | bal_3P_336AL | 8108001 | no | no |  |  | no |  |  | 0 | 0 | 0 | 0
oh_line_8108001_200819656 |  | ABCD | node_8108001_200819655 | node_8108001_200819656 | 226.74 | bal_3P_336AL | 8108001 | no | no |  |  | no |  |  | 0 | 0 | 0 | 0
oh_line_8108001_200819657 |  | ABCD | node_8108001_200819656 | node_8108001_200819657 | 134.372 | bal_3P_336AL | 8108001 | no | no |  |  | no |  |  | 0 | 0 | 0 | 0
oh_line_8108001_200819659 |  | ABCD | node_8108001_200819657 | node_8108001_200819659 | 146.515 | bal_3P_336AL | 8108001 | no | no |  |  | no |  |  | 0 | 0 | 0 | 0
oh_line_8108001_200819660 |  | ABCD | node_8108001_200819659 | node_8108001_200819660 | 270.145 | bal_3P_336AL | 8108001 | no | no |  |  | no |  |  | 0 | 0 | 0 | 0
oh_line_8108001_200819662 |  | ABCD | node_8108001_200819660 | node_8108001_200819662 | 181.844 | bal_3P_336AL | 8108001 | no | no |  |  | no |  |  | 0 | 0 | 0 | 0
oh_line_8108001_200819663 |  | ABCD | node_8108001_200819649 | node_intto1_8108001_200819663 | 199.174 | bal_3P_336AL | 8108001 | no | no |  |  | no |  |  | 0 | 0 | 0 | 0
oh_line_8108001_200819665 |  | ABCD | node_8108001_200819662 | node_8108001_200819665 | 154.952 | bal_3P_336AL | 8108001 | no | no |  |  | no |  |  | 0 | 0 | 0 | 0
oh_line_8108001_200819670 |  | AD | node_8108001_200819665 | node_8108001_200819670 | 448.723 | bal_1P_4ACW | 8108001 | no | no |  |  | no |  |  | 0 | 0 | 0 | 0
oh_line_8108001_200819671 |  | AD | node_8108001_200819670 | node_8108001_200819671 | 269.726 | bal_1P_4ACW | 8108001 | no | no |  |  | no |  |  | 0 | 0 | 0 | 0
oh_line_8108001_200819672 |  | AD | node_8108001_200819671 | node_intto1_8108001_200819672 | 318.055 | bal_1P_2AC | 8108001 | no | no |  |  | no |  |  | 0 | 0 | 0 | 0
oh_line_8108001_200819673 |  | AD | node_8108001_200819672 | node_8108001_200819673 | 425.285 | bal_1P_2AC | 8108001 | no | no |  |  | no |  |  | 0 | 0 | 0 | 0
oh_line_8108001_200819674 |  | AD | node_8108001_200819673 | node_intto1_8108001_200819674 | 585.908 | bal_1P_2AC | 8108001 | no | no |  |  | no |  |  | 0 | 0 | 0 | 0
oh_line_8108001_200819675 |  | AD | node_8108001_200819674 | node_8108001_200819675 | 529.14 | bal_1P_2AC | 8108001 | no | no |  |  | no |  |  | 0 | 0 | 0 | 0
oh_line_8108001_200819676 |  | AD | node_8108001_200819673 | node_8108001_200819676 | 343.047 | bal_1P_4ACW | 8108001 | no | no |  |  | no |  |  | 0 | 0 | 0 | 0
oh_line_8108001_200819677 |  | AD | node_8108001_200819676 | node_intto1_8108001_200819677 | 312.811 | bal_1P_4ACW | 8108001 | no | no |  |  | no |  |  | 0 | 0 | 0 | 0
oh_line_8108001_200819678 |  | AD | node_8108001_200819677 | node_8108001_200819678 | 315.63 | bal_1P_4ACW | 8108001 | no | no |  |  | no |  |  | 0 | 0 | 0 | 0
oh_line_8108001_200819679 |  | AD | node_8108001_200819678 | node_8108001_200819679 | 217.405 | bal_1P_4ACW | 8108001 | no | no |  |  | no |  |  | 0 | 0 | 0 | 0
oh_line_8108001_200819680 |  | AD | node_8108001_200819679 | node_8108001_200819680 | 326.859 | bal_1P_1/0AA | 8108001 | no | no |  |  | no |  |  | 0 | 0 | 0 | 0
oh_line_8108001_200819681 |  | AD | node_8108001_200819679 | node_8108001_200819681 | 265.596 | bal_1P_4ACW | 8108001 | no | no |  |  | no |  |  | 0 | 0 | 0 | 0
oh_line_8108001_200819682 |  | ABCD | node_8108001_200819663 | node_8108001_200819682 | 210.714 | bal_3P_336AL | 8108001 | no | no |  |  | no |  |  | 0 | 0 | 0 | 0
oh_line_8108001_200819683 |  | AD | node_8108001_200819681 | node_8108001_200819683 | 394.274 | bal_1P_4ACW | 8108001 | no | no |  |  | no |  |  | 0 | 0 | 0 | 0
oh_line_8108001_200819684 |  | AD | node_8108001_200819683 | node_8108001_200819684 | 352.66 | bal_1P_4ACW | 8108001 | no | no |  |  | no |  |  | 0 | 0 | 0 | 0
oh_line_8108001_200819685 |  | AD | node_8108001_200819684 | node_8108001_200819685 | 390.825 | bal_1P_4ACW | 8108001 | no | no |  |  | no |  |  | 0 | 0 | 0 | 0
oh_line_8108001_200819686 |  | AD | node_8108001_200819685 | node_8108001_200819686 | 140.812 | bal_1P_4ACW | 8108001 | no | no |  |  | no |  |  | 0 | 0 | 0 | 0
oh_line_8108001_200819687 |  | AD | node_8108001_200819686 | node_8108001_200819687 | 269.721 | bal_1P_4ACW | 8108001 | no | no |  |  | no |  |  | 0 | 0 | 0 | 0
oh_line_8108001_200819689 |  | AD | node_8108001_200819687 | node_8108001_200819689 | 313.557 | bal_1P_4ACW | 8108001 | no | no |  |  | no |  |  | 0 | 0 | 0 | 0
oh_line_8108001_200819690 |  | AD | node_8108001_200819689 | node_8108001_200819690 | 414.527 | bal_1P_4ACW | 8108001 | no | no |  |  | no |  |  | 0 | 0 | 0 | 0
oh_line_8108001_200819691 |  | AD | node_8108001_200819690 | node_8108001_200819691 | 166.94 | bal_1P_2AC | 8108001 | no | no |  |  | no |  |  | 0 | 0 | 0 | 0
oh_line_8108001_200819692 |  | AD | node_8108001_200819690 | node_8108001_200819692 | 309.282 | bal_1P_4ACW | 8108001 | no | no |  |  | no |  |  | 0 | 0 | 0 | 0
oh_line_8108001_200819693 |  | AD | node_8108001_200819692 | node_8108001_200819693 | 182.46 | bal_1P_4ACW | 8108001 | no | no |  |  | no |  |  | 0 | 0 | 0 | 0
oh_line_8108001_200819694 |  | AD | node_8108001_200819693 | node_8108001_200819694 | 185.522 | bal_1P_4ACW | 8108001 | no | no |  |  | no |  |  | 0 | 0 | 0 | 0
oh_line_8108001_200819695 |  | AD | node_8108001_200819694 | node_8108001_200819695 | 69.357 | bal_1P_1/0AA | 8108001 | no | no |  |  | no |  |  | 0 | 0 | 0 | 0
oh_line_8108001_200819696 |  | AD | node_8108001_200819695 | node_8108001_200819696 | 202.471 | bal_1P_1/0AA | 8108001 | no | no |  |  | no |  |  | 0 | 0 | 0 | 0
oh_line_8108001_200819697 |  | AD | node_8108001_200819694 | node_8108001_200819697 | 184.383 | bal_1P_4ACW | 8108001 | no | no |  |  | no |  |  | 0 | 0 | 0 | 0
oh_line_8108001_200819698 |  | ABCD | node_8108001_200819682 | node_8108001_200819698 | 272.928 | bal_3P_336AL | 8108001 | no | no |  |  | no |  |  | 0 | 0 | 0 | 0
oh_line_8108001_200819700 |  | AD | node_8108001_200819697 | node_8108001_200819700 | 190.609 | bal_1P_4ACW | 8108001 | no | no |  |  | no |  |  | 0 | 0 | 0 | 0
oh_line_8108001_200819702 |  | AD | node_8108001_200819700 | node_8108001_200819702 | 387.835 | bal_1P_4ACW | 8108001 | no | no |  |  | no |  |  | 0 | 0 | 0 | 0
oh_line_8108001_200819704 |  | AD | node_8108001_200819702 | node_8108001_200819704 | 228.188 | bal_1P_4ACW | 8108001 | no | no |  |  | no |  |  | 0 | 0 | 0 | 0
oh_line_8108001_200819705 |  | AD | node_8108001_200819704 | node_8108001_200819705 | 185.108 | bal_1P_4ACW | 8108001 | no | no |  |  | no |  |  | 0 | 0 | 0 | 0
oh_line_8108001_200819706 |  | AD | node_8108001_200819705 | node_8108001_200819706 | 248.668 | bal_1P_4ACW | 8108001 | no | no |  |  | no |  |  | 0 | 0 | 0 | 0
oh_line_8108001_200819707 |  | ABCD | node_8108001_200819698 | node_8108001_200819707 | 199.303 | bal_3P_336AL | 8108001 | no | no |  |  | no |  |  | 0 | 0 | 0 | 0
oh_line_8108001_200819708 |  | ABCD | node_8108001_200819707 | node_8108001_200819708 | 276.626 | bal_3P_336AL | 8108001 | no | no |  |  | no |  |  | 0 | 0 | 0 | 0
oh_line_8108001_200819709 |  | ABCD | node_8108001_200819708 | node_8108001_200819709 | 192.452 | bal_3P_336AL | 8108001 | no | no |  |  | no |  |  | 0 | 0 | 0 | 0
oh_line_8108001_200819711 |  | AD | node_8108001_200819709 | node_8108001_200819711 | 246.779 | bal_1P_4/0AA | 8108001 | no | no |  |  | no |  |  | 0 | 0 | 0 | 0
oh_line_8108001_200819712 |  | AD | node_8108001_200819711 | node_8108001_200819712 | 230.324 | bal_1P_4/0AA | 8108001 | no | no |  |  | no |  |  | 0 | 0 | 0 | 0
oh_line_8108001_200819713 |  | ABCD | node_8108001_200819709 | node_8108001_200819713 | 252.089 | bal_3P_336AL | 8108001 | no | no |  |  | no |  |  | 0 | 0 | 0 | 0
oh_line_8108001_200819714 |  | ABCD | node_8108001_200819713 | node_8108001_200819714 | 272.556 | bal_3P_336AL | 8108001 | no | no |  |  | no |  |  | 0 | 0 | 0 | 0
oh_line_8108001_200819902 |  | AD | node_8108001_200819116 | node_8108001_200819902 | 27.947 | bal_1P_1/0AA | 8108001 | no | no |  |  | no |  |  | 0 | 0 | 0 | 0
oh_line_8108001_200819903 |  | AD | node_8108001_200819902 | node_intto1_8108001_200819903 | 308.497 | bal_1P_1/0AA | 8108001 | no | no |  |  | no |  |  | 0 | 0 | 0 | 0
oh_line_8108001_200819904 |  | AD | node_8108001_200819903 | node_8108001_200819904 | 240.44 | bal_1P_1/0AA | 8108001 | no | no |  |  | no |  |  | 0 | 0 | 0 | 0
oh_line_8108001_200819905 |  | AD | node_8108001_200819941 | node_8108001_200819905 | 454.086 | bal_1P_2AC | 8108001 | no | no |  |  | no |  |  | 0 | 0 | 0 | 0
oh_line_8108001_200819906 |  | AD | node_8108001_200819905 | node_intto1_8108001_200819906 | 356.668 | bal_1P_1/0AA | 8108001 | no | no |  |  | no |  |  | 0 | 0 | 0 | 0
oh_line_8108001_200819907 |  | AD | node_8108001_200819906 | node_8108001_200819907 | 372.226 | bal_1P_1/0AA | 8108001 | no | no |  |  | no |  |  | 0 | 0 | 0 | 0
oh_line_8108001_200819908 |  | AD | node_8108001_200819905 | node_8108001_200819908 | 376.687 | bal_1P_2AC | 8108001 | no | no |  |  | no |  |  | 0 | 0 | 0 | 0
oh_line_8108001_200819909 |  | AD | node_8108001_200819908 | node_8108001_200819909 | 39.844 | bal_1P_1/0AA | 8108001 | no | no |  |  | no |  |  | 0 | 0 | 0 | 0
oh_line_8108001_200819911 |  | AD | node_8108001_200819909 | node_intto1_8108001_200819911 | 238.398 | bal_1P_1/0AA | 8108001 | no | no |  |  | no |  |  | 0 | 0 | 0 | 0
oh_line_8108001_200819912 |  | AD | node_8108001_200819911 | node_8108001_200819912 | 68.954 | bal_1P_1/0AA | 8108001 | no | no |  |  | no |  |  | 0 | 0 | 0 | 0
oh_line_8108001_200819913 |  | AD | node_8108001_200819912 | node_8108001_200819913 | 301.874 | bal_1P_1/0AA | 8108001 | no | no |  |  | no |  |  | 0 | 0 | 0 | 0
oh_line_8108001_200819914 |  | AD | node_8108001_200819913 | node_8108001_200819914 | 272.84 | bal_1P_1/0AA | 8108001 | no | no |  |  | no |  |  | 0 | 0 | 0 | 0
oh_line_8108001_200819915 |  | AD | node_8108001_200819911 | node_8108001_200819915 | 306.45 | bal_1P_1/0AA | 8108001 | no | no |  |  | no |  |  | 0 | 0 | 0 | 0
oh_line_8108001_200819916 |  | AD | node_8108001_200819915 | node_8108001_200819916 | 74.123 | bal_1P_1/0AA | 8108001 | no | no |  |  | no |  |  | 0 | 0 | 0 | 0
oh_line_8108001_200819917 |  | AD | node_8108001_200819916 | node_8108001_200819917 | 151.98 | bal_1P_1/0AA | 8108001 | no | no |  |  | no |  |  | 0 | 0 | 0 | 0
oh_line_8108001_200819918 |  | AD | node_8108001_200819908 | node_8108001_200819918 | 459.934 | bal_1P_2AC | 8108001 | no | no |  |  | no |  |  | 0 | 0 | 0 | 0
oh_line_8108001_200819919 |  | AD | node_8108001_200819918 | node_8108001_200819919 | 414.278 | bal_1P_2AC | 8108001 | no | no |  |  | no |  |  | 0 | 0 | 0 | 0
oh_line_8108001_200819920 |  | AD | node_8108001_200819919 | node_8108001_200819920 | 370.875 | bal_1P_2AC | 8108001 | no | no |  |  | no |  |  | 0 | 0 | 0 | 0
oh_line_8108001_200819921 |  | AD | node_8108001_200819920 | node_intto1_8108001_200819921 | 85.474 | bal_1P_2AC | 8108001 | no | no |  |  | no |  |  | 0 | 0 | 0 | 0
oh_line_8108001_200819922 |  | AD | node_8108001_200819921 | node_8108001_200819922 | 171.31 | bal_1P_2AC | 8108001 | no | no |  |  | no |  |  | 0 | 0 | 0 | 0
oh_line_8108001_200819923 |  | AD | node_8108001_200819922 | node_8108001_200819923 | 480.127 | bal_1P_2AC | 8108001 | no | no |  |  | no |  |  | 0 | 0 | 0 | 0
oh_line_8108001_200819924 |  | AD | node_8108001_200819923 | node_8108001_200819924 | 413.21 | bal_1P_2AC | 8108001 | no | no |  |  | no |  |  | 0 | 0 | 0 | 0
oh_line_8108001_200819925 |  | AD | node_8108001_200819924 | node_8108001_200819925 | 356.305 | bal_1P_2AC | 8108001 | no | no |  |  | no |  |  | 0 | 0 | 0 | 0
oh_line_8108001_200819926 |  | AD | node_8108001_200819925 | node_8108001_200819926 | 105.162 | bal_1P_1/0AA | 8108001 | no | no |  |  | no |  |  | 0 | 0 | 0 | 0
oh_line_8108001_200819927 |  | AD | node_8108001_200819926 | node_8108001_200819927 | 235.503 | bal_1P_1/0AA | 8108001 | no | no |  |  | no |  |  | 0 | 0 | 0 | 0
oh_line_8108001_200819928 |  | AD | node_8108001_200819925 | node_8108001_200819928 | 299.932 | bal_1P_2AC | 8108001 | no | no |  |  | no |  |  | 0 | 0 | 0 | 0
oh_line_8108001_200819929 |  | AD | node_8108001_200819904 | node_8108001_200819929 | 304.457 | bal_1P_1/0AA | 8108001 | no | no |  |  | no |  |  | 0 | 0 | 0 | 0
oh_line_8108001_200819930 |  | AD | node_8108001_200819928 | node_8108001_200819930 | 398.656 | bal_1P_2AC | 8108001 | no | no |  |  | no |  |  | 0 | 0 | 0 | 0
oh_line_8108001_200819934 |  | AD | node_8108001_200819929 | node_8108001_200819934 | 398.287 | bal_1P_2AC | 8108001 | no | no |  |  | no |  |  | 0 | 0 | 0 | 0
oh_line_8108001_200819935 |  | AD | node_8108001_200819934 | node_8108001_200819935 | 379.506 | bal_1P_2AC | 8108001 | no | no |  |  | no |  |  | 0 | 0 | 0 | 0
oh_line_8108001_200819936 |  | AD | node_8108001_200819935 | node_8108001_200819936 | 300.776 | bal_1P_2AC | 8108001 | no | no |  |  | no |  |  | 0 | 0 | 0 | 0
oh_line_8108001_200819937 |  | AD | node_8108001_200819936 | node_8108001_200819937 | 383.926 | bal_1P_2AC | 8108001 | no | no |  |  | no |  |  | 0 | 0 | 0 | 0
oh_line_8108001_200819939 |  | AD | node_8108001_200819937 | node_8108001_200819939 | 210.031 | bal_1P_2AC | 8108001 | no | no |  |  | no |  |  | 0 | 0 | 0 | 0
oh_line_8108001_200819940 |  | AD | node_8108001_200819939 | node_8108001_200819940 | 405.159 | bal_1P_2AC | 8108001 | no | no |  |  | no |  |  | 0 | 0 | 0 | 0
oh_line_8108001_200819941 |  | AD | node_8108001_200819940 | node_8108001_200819941 | 379.998 | bal_1P_2AC | 8108001 | no | no |  |  | no |  |  | 0 | 0 | 0 | 0
oh_line_8108001_200819981-1 |  | AN | node_220465272 | node_8108001_200819981 | 8.88 | bal_1P_1/0AA_1/0AA(N) | 8108001 | no | no |  |  | no |  |  | 0 | 0 | 0 | 0
oh_line_8108001_200819981-2 |  | AN | node_220382387 | node_intto1_220465272 | 9.159 | bal_1P_1/0AA_1/0AA(N) | 8108001 | no | no |  |  | no |  |  | 0 | 0 | 0 | 0
oh_line_8108001_200819981-3 |  | AN | node_8108001_200818919 | node_intto1_220382387 | 182.796 | bal_1P_1/0AA_1/0AA(N) | 8108001 | no | no |  |  | no |  |  | 0 | 0 | 0 | 0
oh_line_8108001_200819982 |  | AD | node_8108001_200819981 | node_8108001_200819982 | 210.376 | bal_1P_1/0AA | 8108001 | no | no |  |  | no |  |  | 0 | 0 | 0 | 0
oh_line_8108001_200819984 |  | AD | node_8108001_200819998 | node_8108001_200819984 | 286.651 | bal_1P_2AC | 8108001 | no | no |  |  | no |  |  | 0 | 0 | 0 | 0
oh_line_8108001_200819985 |  | AD | node_8108001_200819984 | node_8108001_200819985 | 282.985 | bal_1P_1/0AA | 8108001 | no | no |  |  | no |  |  | 0 | 0 | 0 | 0
oh_line_8108001_200819986 |  | AD | node_8108001_200819985 | node_8108001_200819986 | 286.586 | bal_1P_1/0AA | 8108001 | no | no |  |  | no |  |  | 0 | 0 | 0 | 0
oh_line_8108001_200819987 |  | AD | node_8108001_200819982 | node_intto1_8108001_200819987 | 112.468 | bal_1P_8DCW | 8108001 | no | no |  |  | no |  |  | 0 | 0 | 0 | 0
oh_line_8108001_200819988 |  | AD | node_8108001_200819987 | node_8108001_200819988 | 218.816 | bal_1P_2AC | 8108001 | no | no |  |  | no |  |  | 0 | 0 | 0 | 0
oh_line_8108001_200819989 |  | AD | node_8108001_200819988 | node_8108001_200819989 | 213.98 | bal_1P_2AC | 8108001 | no | no |  |  | no |  |  | 0 | 0 | 0 | 0
oh_line_8108001_200819990 |  | AD | node_8108001_200819989 | node_8108001_200819990 | 208.86 | bal_1P_2AC | 8108001 | no | no |  |  | no |  |  | 0 | 0 | 0 | 0
oh_line_8108001_200819991 |  | AD | node_8108001_200819990 | node_8108001_200819991 | 229.54 | bal_1P_2AC | 8108001 | no | no |  |  | no |  |  | 0 | 0 | 0 | 0
oh_line_8108001_200819992 |  | AD | node_8108001_200819991 | node_8108001_200819992 | 181.205 | bal_1P_2AC | 8108001 | no | no |  |  | no |  |  | 0 | 0 | 0 | 0
oh_line_8108001_200819993 |  | AD | node_8108001_200819992 | node_8108001_200819993 | 75.623 | bal_1P_1/0AA | 8108001 | no | no |  |  | no |  |  | 0 | 0 | 0 | 0
oh_line_8108001_200819994 |  | AD | node_8108001_200819993 | node_8108001_200819994 | 151.909 | bal_1P_1/0AA | 8108001 | no | no |  |  | no |  |  | 0 | 0 | 0 | 0
oh_line_8108001_200819995 |  | AD | node_8108001_200819992 | node_8108001_200819995 | 385.045 | bal_1P_2AC | 8108001 | no | no |  |  | no |  |  | 0 | 0 | 0 | 0
oh_line_8108001_200819996 |  | AD | node_8108001_200819995 | node_8108001_200819996 | 182.398 | bal_1P_1/0AC | 8108001 | no | no |  |  | no |  |  | 0 | 0 | 0 | 0
oh_line_8108001_200819998 |  | AD | node_8108001_200819995 | node_8108001_200819998 | 456.917 | bal_1P_2AC | 8108001 | no | no |  |  | no |  |  | 0 | 0 | 0 | 0
oh_line_8108001_200820041-1 |  | AN | node_8108001_200818946 | node_intto1_220382255 | 4.908 | bal_1P_2AC_2AC(N) | 8108001 | no | no |  |  | no |  |  | 0 | 0 | 0 | 0
oh_line_8108001_200820041-2 |  | AN | node_220382255 | node_intto1_220382385 | 96.281 | bal_1P_2AC_2AC(N) | 8108001 | no | no |  |  | no |  |  | 0 | 0 | 0 | 0
oh_line_8108001_200820041-3 |  | AN | node_220382385 | node_intto1_220465405 | 4.933 | bal_1P_2AC_2AC(N) | 8108001 | no | no |  |  | no |  |  | 0 | 0 | 0 | 0
oh_line_8108001_200820041-4 |  | AN | node_220465405 | node_8108001_200820041 | 4.345 | bal_1P_2AC_2AC(N) | 8108001 | no | no |  |  | no |  |  | 0 | 0 | 0 | 0
oh_line_8108001_200820042 |  | AD | node_8108001_200820041 | node_8108001_200820042 | 134.329 | bal_1P_2AC | 8108001 | no | no |  |  | no |  |  | 0 | 0 | 0 | 0
oh_line_8108001_200820043 |  | AD | node_8108001_200820042 | node_8108001_200820043 | 62.051 | bal_1P_1/0AC | 8108001 | no | no |  |  | no |  |  | 0 | 0 | 0 | 0
oh_line_8108001_200820044 |  | AD | node_8108001_200820043 | node_8108001_200820044 | 175.906 | bal_1P_1/0AC | 8108001 | no | no |  |  | no |  |  | 0 | 0 | 0 | 0
oh_line_8108001_200820048 |  | AD | node_8108001_200820042 | node_intto1_8108001_200820048 | 175.701 | bal_1P_2AC | 8108001 | no | no |  |  | no |  |  | 0 | 0 | 0 | 0
oh_line_8108001_200820049 |  | AD | node_8108001_200820048 | node_8108001_200820049 | 168.434 | bal_1P_1/0AC | 8108001 | no | no |  |  | no |  |  | 0 | 0 | 0 | 0
oh_line_8108001_200820050 |  | AD | node_8108001_200820049 | node_8108001_200820050 | 61.653 | bal_1P_1/0AC | 8108001 | no | no |  |  | no |  |  | 0 | 0 | 0 | 0
oh_line_8108001_200820051 |  | AD | node_8108001_200820050 | node_8108001_200820051 | 177.215 | bal_1P_1/0AC | 8108001 | no | no |  |  | no |  |  | 0 | 0 | 0 | 0
oh_line_8108001_200820052 |  | AD | node_8108001_200820051 | node_8108001_200820052 | 203.944 | bal_1P_1/0AC | 8108001 | no | no |  |  | no |  |  | 0 | 0 | 0 | 0
oh_line_8108001_200820054 |  | AD | node_8108001_200820052 | node_8108001_200820054 | 249.041 | bal_1P_1/0AC | 8108001 | no | no |  |  | no |  |  | 0 | 0 | 0 | 0
oh_line_8108001_200820096 |  | AD | node_8108001_200820123 | node_8108001_200820096 | 296.736 | bal_1P_2AC | 8108001 | no | no |  |  | no |  |  | 0 | 0 | 0 | 0
oh_line_8108001_200820097 |  | AD | node_8108001_200820096 | node_8108001_200820097 | 155.505 | bal_1P_1/0AA | 8108001 | no | no |  |  | no |  |  | 0 | 0 | 0 | 0
oh_line_8108001_200820098 |  | AD | node_8108001_200820097 | node_intto1_8108001_200820098 | 278.957 | bal_1P_1/0AA | 8108001 | no | no |  |  | no |  |  | 0 | 0 | 0 | 0
oh_line_8108001_200820099 |  | AD | node_8108001_200820098 | node_8108001_200820099 | 202.878 | bal_1P_1/0AA | 8108001 | no | no |  |  | no |  |  | 0 | 0 | 0 | 0
oh_line_8108001_200820100 |  | AD | node_8108001_200820099 | node_8108001_200820100 | 241.291 | bal_1P_1/0AA | 8108001 | no | no |  |  | no |  |  | 0 | 0 | 0 | 0
oh_line_8108001_200820101 |  | AD | node_8108001_200820100 | node_8108001_200820101 | 232.815 | bal_1P_1/0AA | 8108001 | no | no |  |  | no |  |  | 0 | 0 | 0 | 0
oh_line_8108001_200820102 |  | AD | node_8108001_200820096 | node_8108001_200820102 | 367.496 | bal_1P_2AC | 8108001 | no | no |  |  | no |  |  | 0 | 0 | 0 | 0
oh_line_8108001_200820103 |  | AD | node_8108001_200820102 | node_8108001_200820103 | 258.606 | bal_1P_2AC | 8108001 | no | no |  |  | no |  |  | 0 | 0 | 0 | 0
oh_line_8108001_200820104 |  | AD | node_8108001_200820103 | node_8108001_200820104 | 261.512 | bal_1P_2AC | 8108001 | no | no |  |  | no |  |  | 0 | 0 | 0 | 0
oh_line_8108001_200820105 |  | AD | node_8108001_200820104 | node_8108001_200820105 | 414.873 | bal_1P_2AC | 8108001 | no | no |  |  | no |  |  | 0 | 0 | 0 | 0
oh_line_8108001_200820106 |  | AD | node_8108001_200820105 | node_8108001_200820106 | 399.934 | bal_1P_2AC | 8108001 | no | no |  |  | no |  |  | 0 | 0 | 0 | 0
oh_line_8108001_200820107 |  | AD | node_8108001_200820106 | node_8108001_200820107 | 277.787 | bal_1P_2AC | 8108001 | no | no |  |  | no |  |  | 0 | 0 | 0 | 0
oh_line_8108001_200820108 |  | AD | node_8108001_200820107 | node_8108001_200820108 | 320.372 | bal_1P_2AC | 8108001 | no | no |  |  | no |  |  | 0 | 0 | 0 | 0
oh_line_8108001_200820109 |  | AD | node_8108001_200820108 | node_8108001_200820109 | 181.672 | bal_1P_2AC | 8108001 | no | no |  |  | no |  |  | 0 | 0 | 0 | 0
oh_line_8108001_200820110 |  | AD | node_8108001_200820108 | node_8108001_200820110 | 251.074 | bal_1P_2AC | 8108001 | no | no |  |  | no |  |  | 0 | 0 | 0 | 0
oh_line_8108001_200820111 |  | AD | node_8108001_200820110 | node_intto1_8108001_200820111 | 291.454 | bal_1P_2AC | 8108001 | no | no |  |  | no |  |  | 0 | 0 | 0 | 0
oh_line_8108001_200820112 |  | AD | node_8108001_200819049 | node_8108001_200820112 | 95.473 | bal_1P_1/0AA | 8108001 | no | no |  |  | no |  |  | 0 | 0 | 0 | 0
oh_line_8108001_200820113 |  | AD | node_8108001_200820111 | node_8108001_200820113 | 636.531 | bal_1P_2AC | 8108001 | no | no |  |  | no |  |  | 0 | 0 | 0 | 0
oh_line_8108001_200820114 |  | AD | node_8108001_200820113 | node_8108001_200820114 | 392.566 | bal_1P_2AC | 8108001 | no | no |  |  | no |  |  | 0 | 0 | 0 | 0
oh_line_8108001_200820115 |  | AD | node_8108001_200820112 | node_intto1_8108001_200820115 | 338.649 | bal_1P_1/0AA | 8108001 | no | no |  |  | no |  |  | 0 | 0 | 0 | 0
oh_line_8108001_200820116 |  | AD | node_8108001_200820115 | node_8108001_200820116 | 242.666 | bal_1P_1/0AA | 8108001 | no | no |  |  | no |  |  | 0 | 0 | 0 | 0
oh_line_8108001_200820117 |  | AD | node_8108001_200820116 | node_8108001_200820117 | 247.869 | bal_1P_1/0AA | 8108001 | no | no |  |  | no |  |  | 0 | 0 | 0 | 0
oh_line_8108001_200820118 |  | AD | node_8108001_200820117 | node_8108001_200820118 | 280.547 | bal_1P_1/0AA | 8108001 | no | no |  |  | no |  |  | 0 | 0 | 0 | 0
oh_line_8108001_200820120 |  | AD | node_8108001_200820118 | node_8108001_200820120 | 163.135 | bal_1P_1/0AA | 8108001 | no | no |  |  | no |  |  | 0 | 0 | 0 | 0
oh_line_8108001_200820121 |  | AD | node_8108001_200820120 | node_8108001_200820121 | 301.277 | bal_1P_2AC | 8108001 | no | no |  |  | no |  |  | 0 | 0 | 0 | 0
oh_line_8108001_200820122 |  | AD | node_8108001_200820121 | node_8108001_200820122 | 288.032 | bal_1P_2AC | 8108001 | no | no |  |  | no |  |  | 0 | 0 | 0 | 0
oh_line_8108001_200820123 |  | AD | node_8108001_200820122 | node_8108001_200820123 | 297.839 | bal_1P_2AC | 8108001 | no | no |  |  | no |  |  | 0 | 0 | 0 | 0
oh_line_8108001_200820145 |  | AD | node_8108001_200819186 | node_8108001_200820145 | 76.125 | bal_1P_2AC | 8108001 | no | no |  |  | no |  |  | 0 | 0 | 0 | 0
oh_line_8108001_200820146 |  | AD | node_8108001_200820145 | node_intto1_8108001_200820146 | 281.333 | bal_1P_2AC | 8108001 | no | no |  |  | no |  |  | 0 | 0 | 0 | 0
oh_line_8108001_200820147 |  | AD | node_8108001_200820146 | node_8108001_200820147 | 212.663 | bal_1P_2AC | 8108001 | no | no |  |  | no |  |  | 0 | 0 | 0 | 0
oh_line_8108001_200820148 |  | AD | node_8108001_200820147 | node_8108001_200820148 | 225.727 | bal_1P_2AC | 8108001 | no | no |  |  | no |  |  | 0 | 0 | 0 | 0
oh_line_8108001_200820149 |  | AD | node_8108001_200820148 | node_8108001_200820149 | 220.461 | bal_1P_2AC | 8108001 | no | no |  |  | no |  |  | 0 | 0 | 0 | 0
oh_line_8108001_200820150 |  | AD | node_8108001_200820149 | node_8108001_200820150 | 221.865 | bal_1P_2AC | 8108001 | no | no |  |  | no |  |  | 0 | 0 | 0 | 0
oh_line_8108001_200820151 |  | AD | node_8108001_200820150 | node_8108001_200820151 | 248.824 | bal_1P_2AC | 8108001 | no | no |  |  | no |  |  | 0 | 0 | 0 | 0
oh_line_8108001_200820224 |  | AN | node_8108001_200818916 | node_8108001_200820224 | 198.152 | bal_1P_2AC_2AC(N) | 8108001 | no | no |  |  | no |  |  | 0 | 0 | 0 | 0
oh_line_8108001_200820225 |  | AN | node_8108001_200820224 | node_8108001_200820225 | 212.692 | bal_1P_2AC_2AC(N) | 8108001 | no | no |  |  | no |  |  | 0 | 0 | 0 | 0
oh_line_8108001_200820251 |  | AN | node_8108001_200818927 | node_intto1_8108001_200820251 | 20.745 | bal_1P_1/0AC_1/0AC(N) | 8108001 | no | no |  |  | no |  |  | 0 | 0 | 0 | 0
oh_line_8108001_200820252 |  | AN | node_8108001_200820251 | node_8108001_200820252 | 184.357 | bal_1P_1/0AC_1/0AC(N) | 8108001 | no | no |  |  | no |  |  | 0 | 0 | 0 | 0
oh_line_8108001_200820253 |  | AN | node_8108001_200820252 | node_8108001_200820253 | 206.361 | bal_1P_1/0AC_1/0AC(N) | 8108001 | no | no |  |  | no |  |  | 0 | 0 | 0 | 0
oh_line_8108001_200820283 |  | AD | node_8108001_200819027 | node_8108001_200820283 | 55.518 | bal_1P_4ACW | 8108001 | no | no |  |  | no |  |  | 0 | 0 | 0 | 0
oh_line_8108001_200820284 |  | AD | node_8108001_200820303 | node_8108001_200820284 | 280.461 | bal_1P_1/0AC | 8108001 | no | no |  |  | no |  |  | 0 | 0 | 0 | 0
oh_line_8108001_200820285 |  | AD | node_8108001_200820284 | node_8108001_200820285 | 301.471 | bal_1P_1/0AC | 8108001 | no | no |  |  | no |  |  | 0 | 0 | 0 | 0
oh_line_8108001_200820286 |  | AD | node_8108001_200820285 | node_8108001_200820286 | 268.526 | bal_1P_1/0AC | 8108001 | no | no |  |  | no |  |  | 0 | 0 | 0 | 0
oh_line_8108001_200820287 |  | AD | node_8108001_200820286 | node_8108001_200820287 | 262.334 | bal_1P_1/0AC | 8108001 | no | no |  |  | no |  |  | 0 | 0 | 0 | 0
oh_line_8108001_200820289 |  | AD | node_8108001_200820283 | node_intto1_8108001_200820289 | 498.075 | bal_1P_4ACW | 8108001 | no | no |  |  | no |  |  | 0 | 0 | 0 | 0
oh_line_8108001_200820290 |  | AD | node_8108001_200820289 | node_8108001_200820290 | 176.073 | bal_1P_4ACW | 8108001 | no | no |  |  | no |  |  | 0 | 0 | 0 | 0
oh_line_8108001_200820291 |  | AD | node_8108001_200820290 | node_8108001_200820291 | 184.949 | bal_1P_2AC | 8108001 | no | no |  |  | no |  |  | 0 | 0 | 0 | 0
oh_line_8108001_200820293 |  | AD | node_8108001_201061684 | node_8108001_200820293 | 118.849 | bal_1P_4ACW | 8108001 | no | no |  |  | no |  |  | 0 | 0 | 0 | 0
oh_line_8108001_200820295 |  | AD | node_8108001_200820293 | node_8108001_200820295 | 237.018 | bal_1P_4ACW | 8108001 | no | no |  |  | no |  |  | 0 | 0 | 0 | 0
oh_line_8108001_200820296 |  | AD | node_8108001_200820295 | node_8108001_200820296 | 89.145 | bal_1P_1/0AA | 8108001 | no | no |  |  | no |  |  | 0 | 0 | 0 | 0
oh_line_8108001_200820297 |  | AD | node_8108001_200820296 | node_8108001_200820297 | 271.706 | bal_1P_1/0AA | 8108001 | no | no |  |  | no |  |  | 0 | 0 | 0 | 0
oh_line_8108001_200820298 |  | AD | node_8108001_200820295 | node_8108001_200820298 | 251.945 | bal_1P_4ACW | 8108001 | no | no |  |  | no |  |  | 0 | 0 | 0 | 0
oh_line_8108001_200820299 |  | AD | node_8108001_200820298 | node_8108001_200820299 | 318.507 | bal_1P_4ACW | 8108001 | no | no |  |  | no |  |  | 0 | 0 | 0 | 0
oh_line_8108001_200820300 |  | AD | node_8108001_200820299 | node_8108001_200820300 | 135.069 | bal_1P_1/0AC | 8108001 | no | no |  |  | no |  |  | 0 | 0 | 0 | 0
oh_line_8108001_200820301 |  | AD | node_8108001_200820300 | node_8108001_200820301 | 252.604 | bal_1P_1/0AC | 8108001 | no | no |  |  | no |  |  | 0 | 0 | 0 | 0
oh_line_8108001_200820302 |  | AD | node_8108001_200820301 | node_8108001_200820302 | 253.468 | bal_1P_1/0AC | 8108001 | no | no |  |  | no |  |  | 0 | 0 | 0 | 0
oh_line_8108001_200820303 |  | AD | node_8108001_200820302 | node_intto1_8108001_200820303 | 248.822 | bal_1P_1/0AC | 8108001 | no | no |  |  | no |  |  | 0 | 0 | 0 | 0
oh_line_8108001_200820343 |  | AD | node_8108001_200864654 | node_8108001_200820343 | 345.602 | bal_1P_2AC | 8108001 | no | no |  |  | no |  |  | 0 | 0 | 0 | 0
oh_line_8108001_200820344 |  | AD | node_8108001_200820343 | node_intto1_8108001_200820344 | 333.361 | bal_1P_2AC | 8108001 | no | no |  |  | no |  |  | 0 | 0 | 0 | 0
oh_line_8108001_200820345 |  | AD | node_8108001_200820344 | node_8108001_200820345 | 367.212 | bal_1P_2AC | 8108001 | no | no |  |  | no |  |  | 0 | 0 | 0 | 0
oh_line_8108001_200820346 |  | AD | node_8108001_200820345 | node_8108001_200820346 | 107.099 | bal_1P_2AC | 8108001 | no | no |  |  | no |  |  | 0 | 0 | 0 | 0
oh_line_8108001_200820347 |  | AD | node_8108001_200820346 | node_8108001_200820347 | 305.112 | bal_1P_1/0AA | 8108001 | no | no |  |  | no |  |  | 0 | 0 | 0 | 0
oh_line_8108001_200820348 |  | AD | node_8108001_200820347 | node_8108001_200820348 | 304.294 | bal_1P_1/0AA | 8108001 | no | no |  |  | no |  |  | 0 | 0 | 0 | 0
oh_line_8108001_200820349 |  | AD | node_8108001_200820346 | node_8108001_200820349 | 240.757 | bal_1P_2AC | 8108001 | no | no |  |  | no |  |  | 0 | 0 | 0 | 0
oh_line_8108001_200820350 |  | AD | node_8108001_200820349 | node_8108001_200820350 | 120.136 | bal_1P_2AC | 8108001 | no | no |  |  | no |  |  | 0 | 0 | 0 | 0
oh_line_8108001_200820351 |  | AD | node_8108001_200820350 | node_8108001_200820351 | 269.738 | bal_1P_1/0AA | 8108001 | no | no |  |  | no |  |  | 0 | 0 | 0 | 0
oh_line_8108001_200820352 |  | AD | node_8108001_200820350 | node_8108001_200820352 | 223.052 | bal_1P_2AC | 8108001 | no | no |  |  | no |  |  | 0 | 0 | 0 | 0
oh_line_8108001_200820353 |  | AD | node_8108001_200820352 | node_8108001_200820353 | 350.814 | bal_1P_2AC | 8108001 | no | no |  |  | no |  |  | 0 | 0 | 0 | 0
oh_line_8108001_200820354 |  | AD | node_8108001_200820353 | node_8108001_200820354 | 363.453 | bal_1P_1/0AA | 8108001 | no | no |  |  | no |  |  | 0 | 0 | 0 | 0
oh_line_8108001_200820356 |  | AD | node_8108001_200820353 | node_intto1_8108001_200820356 | 347.974 | bal_1P_2AC | 8108001 | no | no |  |  | no |  |  | 0 | 0 | 0 | 0
oh_line_8108001_200820357 |  | AD | node_8108001_200820356 | node_8108001_200820357 | 264.465 | bal_1P_2AC | 8108001 | no | no |  |  | no |  |  | 0 | 0 | 0 | 0
oh_line_8108001_200820365 |  | AD | node_8108001_200819920 | node_intto1_8108001_200820365 | 402.384 | bal_1P_2AC | 8108001 | no | no |  |  | no |  |  | 0 | 0 | 0 | 0
oh_line_8108001_200820366 |  | AD | node_8108001_200820365 | node_8108001_200820366 | 125.247 | bal_1P_2AC | 8108001 | no | no |  |  | no |  |  | 0 | 0 | 0 | 0
oh_line_8108001_200820367 |  | AD | node_8108001_200820366 | node_8108001_200820367 | 366.408 | bal_1P_2AC | 8108001 | no | no |  |  | no |  |  | 0 | 0 | 0 | 0
oh_line_8108001_200820368 |  | AD | node_8108001_200820367 | node_8108001_200820368 | 233.25 | bal_1P_2AC | 8108001 | no | no |  |  | no |  |  | 0 | 0 | 0 | 0
oh_line_8108001_200820369 |  | AD | node_8108001_200820368 | node_8108001_200820369 | 216.183 | bal_1P_2AC | 8108001 | no | no |  |  | no |  |  | 0 | 0 | 0 | 0
oh_line_8108001_200820370 |  | AD | node_8108001_200820369 | node_8108001_200820370 | 201.928 | bal_1P_2AC | 8108001 | no | no |  |  | no |  |  | 0 | 0 | 0 | 0
oh_line_8108001_200820371 |  | AD | node_8108001_200820370 | node_8108001_200820371 | 267.571 | bal_1P_2AC | 8108001 | no | no |  |  | no |  |  | 0 | 0 | 0 | 0
oh_line_8108001_200820372 |  | AD | node_8108001_200819056 | node_8108001_200820372 | 237.608 | bal_1P_2AC | 8108001 | no | no |  |  | no |  |  | 0 | 0 | 0 | 0
oh_line_8108001_200820374 |  | AD | node_8108001_200820372 | node_8108001_200820374 | 308.786 | bal_1P_2AC | 8108001 | no | no |  |  | no |  |  | 0 | 0 | 0 | 0
oh_line_8108001_200820420 |  | AD | node_8108001_200819070 | node_intto1_8108001_200820420 | 302.987 | bal_1P_1/0AA | 8108001 | no | no |  |  | no |  |  | 0 | 0 | 0 | 0
oh_line_8108001_200820421 |  | AD | node_8108001_200820438 | node_8108001_200820421 | 281.358 | bal_1P_2AC | 8108001 | no | no |  |  | no |  |  | 0 | 0 | 0 | 0
oh_line_8108001_200820423 |  | AD | node_8108001_200820421 | node_8108001_200820423 | 111.157 | bal_1P_2AC | 8108001 | no | no |  |  | no |  |  | 0 | 0 | 0 | 0
oh_line_8108001_200820424 |  | AD | node_8108001_200820423 | node_8108001_200820424 | 203.102 | bal_1P_2AC | 8108001 | no | no |  |  | no |  |  | 0 | 0 | 0 | 0
oh_line_8108001_200820425 |  | AD | node_8108001_200820424 | node_8108001_200820425 | 320.474 | bal_1P_2AC | 8108001 | no | no |  |  | no |  |  | 0 | 0 | 0 | 0
oh_line_8108001_200820426 |  | AD | node_8108001_200820420 | node_8108001_200820426 | 278.778 | bal_1P_1/0AA | 8108001 | no | no |  |  | no |  |  | 0 | 0 | 0 | 0
oh_line_8108001_200820427 |  | AD | node_8108001_200820426 | node_8108001_200820427 | 275.18 | bal_1P_1/0AA | 8108001 | no | no |  |  | no |  |  | 0 | 0 | 0 | 0
oh_line_8108001_200820428 |  | AD | node_8108001_200820427 | node_8108001_200820428 | 195.361 | bal_1P_1/0AA | 8108001 | no | no |  |  | no |  |  | 0 | 0 | 0 | 0
oh_line_8108001_200820429 |  | AD | node_8108001_200820428 | node_8108001_200820429 | 147.795 | bal_1P_1/0AA | 8108001 | no | no |  |  | no |  |  | 0 | 0 | 0 | 0
oh_line_8108001_200820432 |  | AD | node_8108001_200820429 | node_8108001_200820432 | 173.565 | bal_1P_1/0AA | 8108001 | no | no |  |  | no |  |  | 0 | 0 | 0 | 0
oh_line_8108001_200820433 |  | AD | node_8108001_200820432 | node_8108001_200820433 | 291.481 | bal_1P_1/0AA | 8108001 | no | no |  |  | no |  |  | 0 | 0 | 0 | 0
oh_line_8108001_200820434 |  | AD | node_8108001_200820433 | node_8108001_200820434 | 191.864 | bal_1P_1/0AA | 8108001 | no | no |  |  | no |  |  | 0 | 0 | 0 | 0
oh_line_8108001_200820436 |  | AD | node_8108001_200820432 | node_8108001_200820436 | 215.973 | bal_1P_1/0AA | 8108001 | no | no |  |  | no |  |  | 0 | 0 | 0 | 0
oh_line_8108001_200820437 |  | AD | node_8108001_200820436 | node_8108001_200820437 | 301.563 | bal_1P_1/0AA | 8108001 | no | no |  |  | no |  |  | 0 | 0 | 0 | 0
oh_line_8108001_200820438 |  | AD | node_8108001_200820437 | node_8108001_200820438 | 179.992 | bal_1P_1/0AA | 8108001 | no | no |  |  | no |  |  | 0 | 0 | 0 | 0
oh_line_8108001_200820445 |  | AD | node_8108001_200819920 | node_8108001_200820445 | 341.223 | bal_1P_2AC | 8108001 | no | no |  |  | no |  |  | 0 | 0 | 0 | 0
oh_line_8108001_200820447 |  | AD | node_8108001_200820445 | node_intto1_8108001_200820447 | 302.688 | bal_1P_1/0AA | 8108001 | no | no |  |  | no |  |  | 0 | 0 | 0 | 0
oh_line_8108001_200820448 |  | AD | node_8108001_200820447 | node_8108001_200820448 | 300.625 | bal_1P_1/0AA | 8108001 | no | no |  |  | no |  |  | 0 | 0 | 0 | 0
oh_line_8108001_200820450 |  | AD | node_8108001_200820448 | node_8108001_200820450 | 307.723 | bal_1P_1/0AA | 8108001 | no | no |  |  | no |  |  | 0 | 0 | 0 | 0
oh_line_8108001_200820451 |  | AD | node_8108001_200820450 | node_8108001_200820451 | 271.84 | bal_1P_1/0AA | 8108001 | no | no |  |  | no |  |  | 0 | 0 | 0 | 0
oh_line_8108001_200820452 |  | AD | node_8108001_200820451 | node_8108001_200820452 | 233.697 | bal_1P_1/0AA | 8108001 | no | no |  |  | no |  |  | 0 | 0 | 0 | 0
oh_line_8108001_200820453 |  | AD | node_8108001_200820452 | node_8108001_200820453 | 320.694 | bal_1P_1/0AA | 8108001 | no | no |  |  | no |  |  | 0 | 0 | 0 | 0
oh_line_8108001_200860991 |  | AD | node_8108001_200860998 | node_8108001_200860991 | 327.223 | bal_1P_2AC | 8108001 | no | no |  |  | no |  |  | 0 | 0 | 0 | 0
oh_line_8108001_200860992 |  | AD | node_8108001_200819094 | node_intto1_8108001_200860992 | 429.106 | bal_1P_2AC | 8108001 | no | no |  |  | no |  |  | 0 | 0 | 0 | 0
oh_line_8108001_200860994 |  | AD | node_8108001_200860992 | node_8108001_200860994 | 194.884 | bal_1P_2AC | 8108001 | no | no |  |  | no |  |  | 0 | 0 | 0 | 0
oh_line_8108001_200860995 |  | AD | node_8108001_200860994 | node_8108001_200860995 | 170.113 | bal_1P_2AC | 8108001 | no | no |  |  | no |  |  | 0 | 0 | 0 | 0
oh_line_8108001_200860997 |  | AD | node_8108001_200860995 | node_8108001_200860997 | 411.501 | bal_1P_2AC | 8108001 | no | no |  |  | no |  |  | 0 | 0 | 0 | 0
oh_line_8108001_200860998 |  | AD | node_8108001_200860997 | node_8108001_200860998 | 662.017 | bal_1P_2AC | 8108001 | no | no |  |  | no |  |  | 0 | 0 | 0 | 0
oh_line_8108001_200860999 |  | AD | node_8108001_200860991 | node_8108001_200860999 | 505.614 | bal_1P_2AC | 8108001 | no | no |  |  | no |  |  | 0 | 0 | 0 | 0
oh_line_8108001_200861000 |  | AD | node_8108001_200860999 | node_8108001_200861000 | 498.144 | bal_1P_2AC | 8108001 | no | no |  |  | no |  |  | 0 | 0 | 0 | 0
oh_line_8108001_200861001 |  | AD | node_8108001_200860999 | node_8108001_200861001 | 522.168 | bal_1P_2AC | 8108001 | no | no |  |  | no |  |  | 0 | 0 | 0 | 0
oh_line_8108001_200861002 |  | AD | node_8108001_200861001 | node_8108001_200861002 | 317.594 | bal_1P_1/0AA | 8108001 | no | no |  |  | no |  |  | 0 | 0 | 0 | 0
oh_line_8108001_200861003 |  | AD | node_8108001_200861002 | node_8108001_200861003 | 238.876 | bal_1P_1/0AA | 8108001 | no | no |  |  | no |  |  | 0 | 0 | 0 | 0
oh_line_8108001_200861004 |  | AN | node_8108001_200861003 | node_intto1_8108001_200861004 | 254.852 | bal_1P_DELTACUST | 8108001 | no | no |  |  | no |  |  | 0 | 0 | 0 | 0
oh_line_8108001_200861005 |  | AD | node_8108001_200861003 | node_8108001_200861005 | 502.181 | bal_1P_2AC | 8108001 | no | no |  |  | no |  |  | 0 | 0 | 0 | 0
oh_line_8108001_200861006 |  | AD | node_8108001_200861003 | node_8108001_200861006 | 357.771 | bal_1P_8DCW | 8108001 | no | no |  |  | no |  |  | 0 | 0 | 0 | 0
oh_line_8108001_200861007-1 |  | AD | node_1375640_35_15256360_301 | node_8108001_200861007 | 14.856 | bal_1P_8DCW | 8108001 | no | no |  |  | no |  |  | 0 | 0 | 0 | 0
oh_line_8108001_200861007-2 |  | AD | node_8108001_200861006 | node_1375640_35_15256360_301 | 350.612 | bal_1P_8DCW | 8108001 | no | no |  |  | no |  |  | 0 | 0 | 0 | 0
oh_line_8108001_200861008 |  | AD | node_8108001_200861007 | node_8108001_200861008 | 120.007 | bal_1P_2AC | 8108001 | no | no |  |  | no |  |  | 0 | 0 | 0 | 0
oh_line_8108001_200861009 |  | AD | node_8108001_200861007 | node_8108001_200861009 | 339.649 | bal_1P_8DCW | 8108001 | no | no |  |  | no |  |  | 0 | 0 | 0 | 0
oh_line_8108001_200861010 |  | AD | node_8108001_200861009 | node_8108001_200861010 | 371.294 | bal_1P_8DCW | 8108001 | no | no |  |  | no |  |  | 0 | 0 | 0 | 0
oh_line_8108001_200861011 |  | AD | node_8108001_200861010 | node_intto1_8108001_200861011 | 397.145 | bal_1P_8DCW | 8108001 | no | no |  |  | no |  |  | 0 | 0 | 0 | 0
oh_line_8108001_200861012 |  | AD | node_8108001_200861011 | node_8108001_200861012 | 115.822 | bal_1P_1/0AA | 8108001 | no | no |  |  | no |  |  | 0 | 0 | 0 | 0
oh_line_8108001_200861013 |  | AN | node_8108001_200860991 | node_intto1_8108001_200861013 | 268.016 | bal_1P_DELTACUST | 8108001 | no | no |  |  | no |  |  | 0 | 0 | 0 | 0
oh_line_8108001_200864653 |  | AN | node_8108001_200864654 | node_intto1_8108001_200864653 | 184.576 | bal_1P_DELTACUST | 8108001 | no | no |  |  | no |  |  | 0 | 0 | 0 | 0
oh_line_8108001_200864654 |  | AD | node_8108001_200819094 | node_8108001_200864654 | 118.048 | bal_1P_4CU | 8108001 | no | no |  |  | no |  |  | 0 | 0 | 0 | 0
oh_line_8108001_200909570 |  | AD | node_8108001_200861011 | node_8108001_200909570 | 415.162 | bal_1P_8DCW | 8108001 | no | no |  |  | no |  |  | 0 | 0 | 0 | 0
oh_line_8108001_200909571 |  | AD | node_8108001_200909570 | node_8108001_200909571 | 391.751 | bal_1P_8DCW | 8108001 | no | no |  |  | no |  |  | 0 | 0 | 0 | 0
oh_line_8108001_200914873 |  | AD | node_8108001_200819225 | node_intto1_8108001_200914873 | 44.602 | bal_1P_1/0AL | 8108001 | no | no |  |  | no |  |  | 0 | 0 | 0 | 0
oh_line_8108001_200951229 |  | ABCN | node_8108001_200818834 | node_8108001_200951229 | 64.168 | bal_3P_477AL_4/0AL(N) | 8108001 | no | no |  |  | no |  |  | 0 | 0 | 0 | 0
oh_line_8108001_200951230 |  | ABCN | node_8108001_200951229 | node_8108001_200951230 | 55.691 | bal_3P_477AL_4/0AL(N) | 8108001 | no | no |  |  | no |  |  | 0 | 0 | 0 | 0
oh_line_8108001_200951231 |  | ABCN | node_8108001_200818834 | node_8108001_200951231 | 50.802 | bal_3P_477AL_4/0AL(N) | 8108001 | no | no |  |  | no |  |  | 0 | 0 | 0 | 0
oh_line_8108001_200959427 |  | AD | node_8108001_200959428 | node_8108001_200959427 | 131.449 | bal_1P_1/0AA | 8108001 | no | no |  |  | no |  |  | 0 | 0 | 0 | 0
oh_line_8108001_200959428 |  | AD | node_8108001_200959429 | node_8108001_200959428 | 160.354 | bal_1P_1/0AA | 8108001 | no | no |  |  | no |  |  | 0 | 0 | 0 | 0
oh_line_8108001_200959429 |  | AD | node_8108001_200820357 | node_8108001_200959429 | 23.874 | bal_1P_1/0AA | 8108001 | no | no |  |  | no |  |  | 0 | 0 | 0 | 0
oh_line_8108001_200962126 |  | AD | node_8108001_200819062 | node_intto1_8108001_200962126 | 442.459 | bal_1P_2AC | 8108001 | no | no |  |  | no |  |  | 0 | 0 | 0 | 0
oh_line_8108001_200963237 |  | ABCN | node_8108001_200974755 | node_intto1_8108001_200963237 | 16.403 | bal_3P_336AL_4/0AA(N) | 8108001 | no | no |  |  | no |  |  | 0 | 0 | 0 | 0
oh_line_8108001_200965763 |  | ABCN | node_8108001_200818878 | node_intto1_8108001_200965763 | 23.892 | bal_3P_336AL_4/0AA(N) | 8108001 | no | no |  |  | no |  |  | 0 | 0 | 0 | 0
oh_line_8108001_200965764 |  | ABCN | node_8108001_200818878 | node_intto1_8108001_200965764 | 19.79 | bal_3P_336AL_4/0AA(N) | 8108001 | no | no |  |  | no |  |  | 0 | 0 | 0 | 0
oh_line_8108001_200965765 |  | ABCN | node_8108001_200965764 | node_8108001_200965765 | 20.239 | bal_3P_336AL_4/0AA(N) | 8108001 | no | no |  |  | no |  |  | 0 | 0 | 0 | 0
oh_line_8108001_200969294 |  | ABCN | node_8108001_200818893 | node_8108001_200969294 | 300.587 | bal_3P_336AC_4/0AA(N) | 8108001 | no | no |  |  | no |  |  | 0 | 0 | 0 | 0
oh_line_8108001_200974755 |  | ABCN | node_8108001_200818878 | node_8108001_200974755 | 32.36 | bal_3P_336AL_4/0AA(N) | 8108001 | no | no |  |  | no |  |  | 0 | 0 | 0 | 0
oh_line_8108001_200986484 |  | AD | node_8108001_200820114 | node_8108001_200986484 | 105.096 | bal_1P_1/0AA | 8108001 | no | no |  |  | no |  |  | 0 | 0 | 0 | 0
oh_line_8108001_200986485 |  | AD | node_8108001_200986484 | node_8108001_200986485 | 289.651 | bal_1P_1/0AA | 8108001 | no | no |  |  | no |  |  | 0 | 0 | 0 | 0
oh_line_8108001_200986486 |  | AD | node_8108001_200986485 | node_8108001_200986486 | 330.566 | bal_1P_1/0AA | 8108001 | no | no |  |  | no |  |  | 0 | 0 | 0 | 0
oh_line_8108001_200986487 |  | AD | node_8108001_200986486 | node_8108001_200986487 | 216.633 | bal_1P_1/0AA | 8108001 | no | no |  |  | no |  |  | 0 | 0 | 0 | 0
oh_line_8108001_200986488 |  | AD | node_8108001_200986487 | node_8108001_200986488 | 224.641 | bal_1P_1/0AA | 8108001 | no | no |  |  | no |  |  | 0 | 0 | 0 | 0
oh_line_8108001_201009202 |  | AD | node_8108001_200986488 | node_8108001_201009202 | 193.019 | bal_1P_1/0AA | 8108001 | no | no |  |  | no |  |  | 0 | 0 | 0 | 0
oh_line_8108001_201009939 |  | AD | node_8108001_200819995 | node_8108001_201009939 | 54.572 | bal_1P_1/0AA | 8108001 | no | no |  |  | no |  |  | 0 | 0 | 0 | 0
oh_line_8108001_201010666 |  | AD | node_8108001_200819145 | node_8108001_201010666 | 110.336 | bal_1P_1/0AA | 8108001 | no | no |  |  | no |  |  | 0 | 0 | 0 | 0
oh_line_8108001_201010667 |  | AN | node_8108001_201010666 | node_8108001_201010667 | 225.483 | bal_1P_DELTACUST | 8108001 | no | no |  |  | no |  |  | 0 | 0 | 0 | 0
oh_line_8108001_201010668 |  | AN | node_8108001_201010667 | node_8108001_201010668 | 227.51 | bal_1P_DELTACUST | 8108001 | no | no |  |  | no |  |  | 0 | 0 | 0 | 0
oh_line_8108001_201010669 |  | AN | node_8108001_201010668 | node_8108001_201010669 | 117.221 | bal_1P_DELTACUST | 8108001 | no | no |  |  | no |  |  | 0 | 0 | 0 | 0
oh_line_8108001_201012733 |  | AD | node_8108001_200820101 | node_8108001_201012733 | 202.296 | bal_1P_1/0AA | 8108001 | no | no |  |  | no |  |  | 0 | 0 | 0 | 0
oh_line_8108001_201013168 |  | AD | node_8108001_200819907 | node_8108001_201013168 | 369.767 | bal_1P_1/0AC | 8108001 | no | no |  |  | no |  |  | 0 | 0 | 0 | 0
oh_line_8108001_201013302 |  | AN | node_8108001_200818960 | node_8108001_201013302 | 289.294 | bal_1P_1/0AC_1/0AC(N) | 8108001 | no | no |  |  | no |  |  | 0 | 0 | 0 | 0
oh_line_8108001_201013305 |  | AN | node_8108001_200818951 | node_8108001_201013305 | 227.2 | bal_1P_WYECUST | 8108001 | no | no |  |  | no |  |  | 0 | 0 | 0 | 0
oh_line_8108001_201013306 |  | AN | node_8108001_201013302 | node_8108001_201013306 | 280.313 | bal_1P_WYECUST | 8108001 | no | no |  |  | no |  |  | 0 | 0 | 0 | 0
oh_line_8108001_201014853 |  | AN | node_8108001_200914873 | node_8108001_201014853 | 257.592 | bal_1P_DELTACUST | 8108001 | no | no |  |  | no |  |  | 0 | 0 | 0 | 0
oh_line_8108001_201014854 |  | AN | node_8108001_201014853 | node_8108001_201014854 | 265.669 | bal_1P_DELTACUST | 8108001 | no | no |  |  | no |  |  | 0 | 0 | 0 | 0
oh_line_8108001_201014855 |  | AN | node_8108001_201014854 | node_8108001_201014855 | 208.247 | bal_1P_DELTACUST | 8108001 | no | no |  |  | no |  |  | 0 | 0 | 0 | 0
oh_line_8108001_201018413 |  | AD | node_8108001_201018414 | node_intto1_8108001_201018413 | 178.774 | bal_1P_1/0AC | 8108001 | no | no |  |  | no |  |  | 0 | 0 | 0 | 0
oh_line_8108001_201018414 |  | AD | node_8108001_200819074 | node_8108001_201018414 | 347.602 | bal_1P_2AC | 8108001 | no | no |  |  | no |  |  | 0 | 0 | 0 | 0
oh_line_8108001_201027875 |  | AD | node_8108001_200820432 | node_8108001_201027875 | 167.044 | bal_1P_1/0AA | 8108001 | no | no |  |  | no |  |  | 0 | 0 | 0 | 0
oh_line_8108001_201059768 |  | AD | node_8108001_200819171 | node_8108001_201059768 | 509.344 | bal_1P_4ACW | 8108001 | no | no |  |  | no |  |  | 0 | 0 | 0 | 0
oh_line_8108001_201060369 |  | AD | node_8108001_200819176 | node_8108001_201060369 | 255.181 | bal_1P_4ACW | 8108001 | no | no |  |  | no |  |  | 0 | 0 | 0 | 0
oh_line_8108001_201061684 |  | AD | node_8108001_200820290 | node_8108001_201061684 | 87.864 | bal_1P_4ACW | 8108001 | no | no |  |  | no |  |  | 0 | 0 | 0 | 0
oh_line_8108001_201062911 |  | AD | node_8108001_200818996 | node_8108001_201062911 | 35.95 | bal_1P_2AC | 8108001 | no | no |  |  | no |  |  | 0 | 0 | 0 | 0
oh_line_8108001_310045951 |  | AD | node_8108001_201009202 | node_8108001_310045951 | 204.102 | bal_1P_1/0AA | 8108001 | no | no |  |  | no |  |  | 0 | 0 | 0 | 0
oh_line_8108001_310045952 |  | AD | node_8108001_310045951 | node_8108001_310045952 | 207.363 | bal_1P_1/0AA | 8108001 | no | no |  |  | no |  |  | 0 | 0 | 0 | 0
oh_line_8108001_310045953 |  | AD | node_8108001_310045952 | node_8108001_310045953 | 200.588 | bal_1P_1/0AA | 8108001 | no | no |  |  | no |  |  | 0 | 0 | 0 | 0
oh_line_8108001_311914672-1 |  | AD | node_8108001_200819711 | node_intto1_220382370 | 21.092 | bal_1P_4/0AA | 8108001 | no | no |  |  | no |  |  | 0 | 0 | 0 | 0
oh_line_8108001_311914672-2 |  | AD | node_220382370 | node_intto1_220462688 | 6.534 | bal_1P_4/0AA | 8108001 | no | no |  |  | no |  |  | 0 | 0 | 0 | 0
oh_line_8108001_311914672-3 |  | AD | node_220462688 | node_8108001_311914672 | 5.936 | bal_1P_4/0AA | 8108001 | no | no |  |  | no |  |  | 0 | 0 | 0 | 0
oh_line_8108001_311914674-1 |  | AD | node_220465115 | node_8108001_311914674 | 6.844 | bal_1P_2AC | 8108001 | no | no |  |  | no |  |  | 0 | 0 | 0 | 0
oh_line_8108001_311914674-2 |  | AD | node_220597845 | node_intto1_220465115 | 9.138 | bal_1P_2AC | 8108001 | no | no |  |  | no |  |  | 0 | 0 | 0 | 0
oh_line_8108001_311914674-3 |  | AD | node_8108001_200820356 | node_intto1_220597845 | 19.614 | bal_1P_2AC | 8108001 | no | no |  |  | no |  |  | 0 | 0 | 0 | 0
oh_line_TAP_OH_894021 |  | ABCN | node_8108001_200818879 | node_1385775_035_15279290_81 | 0.033 | unb_TAPWIRE_OH | 8108001 | no | no |  |  | no |  |  | 0 | 0 | 0 | 0
oh_line_TAP_OH_894022 |  | AN | node_8108001_200818881 | node_1385895_402_15279088_627 | 0.033 | unb_TAPWIRE_OH | 8108001 | no | no |  |  | no |  |  | 0 | 0 | 0 | 0
oh_line_TAP_OH_894023 |  | ABCN | node_8108001_200818883 | node_1385820_128_15278577_775 | 0.033 | unb_TAPWIRE_OH | 8108001 | no | no |  |  | no |  |  | 0 | 0 | 0 | 0
oh_line_TAP_OH_894025 |  | ABCN | node_8108001_200818888 | node_1385984_519_15277855_327 | 0.033 | unb_TAPWIRE_OH | 8108001 | no | no |  |  | no |  |  | 0 | 0 | 0 | 0
oh_line_TAP_OH_894026 |  | ABCN | node_8108001_200818898 | node_1386297_84_15276749_035 | 0.033 | unb_TAPWIRE_OH | 8108001 | no | no |  |  | no |  |  | 0 | 0 | 0 | 0
oh_line_TAP_OH_894027 |  | ABCN | node_8108001_200818900 | node_1386825_304_15276277_264 | 0.033 | unb_TAPWIRE_OH | 8108001 | no | no |  |  | no |  |  | 0 | 0 | 0 | 0
oh_line_TAP_OH_894028 |  | ABCN | node_8108001_200818907 | node_1387896_248_15276150_52 | 0.033 | unb_TAPWIRE_OH | 8108001 | no | no |  |  | no |  |  | 0 | 0 | 0 | 0
oh_line_TAP_OH_894030 |  | AN | node_8108001_200818914 | node_1387830_131_15275972_414 | 0.033 | unb_TAPWIRE_OH | 8108001 | no | no |  |  | no |  |  | 0 | 0 | 0 | 0
oh_line_TAP_OH_894031 |  | ABCN | node_8108001_200818921 | node_1388034_354_15274712_343 | 0.033 | unb_TAPWIRE_OH | 8108001 | no | no |  |  | no |  |  | 0 | 0 | 0 | 0
oh_line_TAP_OH_894032 |  | ABCN | node_8108001_200818924 | node_1388413_783_15274055_361 | 0.033 | unb_TAPWIRE_OH | 8108001 | no | no |  |  | no |  |  | 0 | 0 | 0 | 0
oh_line_TAP_OH_894033 |  | ABCN | node_8108001_200818926 | node_1388423_177_15273698_667 | 0.033 | unb_TAPWIRE_OH | 8108001 | no | no |  |  | no |  |  | 0 | 0 | 0 | 0
oh_line_TAP_OH_894034 |  | ABCN | node_8108001_200818928 | node_1388490_119_15273327_862 | 0.033 | unb_TAPWIRE_OH | 8108001 | no | no |  |  | no |  |  | 0 | 0 | 0 | 0
oh_line_TAP_OH_894035 |  | AN | node_8108001_200818933 | node_1388851_334_15272992_644 | 0.033 | unb_TAPWIRE_OH | 8108001 | no | no |  |  | no |  |  | 0 | 0 | 0 | 0
oh_line_TAP_OH_894036 |  | ABCN | node_8108001_200818935 | node_1388618_955_15272929_916 | 0.033 | unb_TAPWIRE_OH | 8108001 | no | no |  |  | no |  |  | 0 | 0 | 0 | 0
oh_line_TAP_OH_894037 |  | ABCN | node_8108001_200818938 | node_1388602_687_15272619_603 | 0.033 | unb_TAPWIRE_OH | 8108001 | no | no |  |  | no |  |  | 0 | 0 | 0 | 0
oh_line_TAP_OH_894038 |  | ABCN | node_8108001_200818939 | node_1388692_761_15272439_556 | 0.033 | unb_TAPWIRE_OH | 8108001 | no | no |  |  | no |  |  | 0 | 0 | 0 | 0
oh_line_TAP_OH_894039 |  | ABCN | node_8108001_200818940 | node_1388555_688_15272090_718 | 0.033 | unb_TAPWIRE_OH | 8108001 | no | no |  |  | no |  |  | 0 | 0 | 0 | 0
oh_line_TAP_OH_894040 |  | ABCN | node_8108001_200818942 | node_1388549_565_15271748_807 | 0.033 | unb_TAPWIRE_OH | 8108001 | no | no |  |  | no |  |  | 0 | 0 | 0 | 0
oh_line_TAP_OH_894041 |  | ABCN | node_8108001_200818943 | node_1388576_839_15271482_503 | 0.033 | unb_TAPWIRE_OH | 8108001 | no | no |  |  | no |  |  | 0 | 0 | 0 | 0
oh_line_TAP_OH_894042 |  | ABCN | node_8108001_200818946 | node_1388754_747_15271043_8 | 0.033 | unb_TAPWIRE_OH | 8108001 | no | no |  |  | no |  |  | 0 | 0 | 0 | 0
oh_line_TAP_OH_894043 |  | ABCN | node_8108001_200818947 | node_1388944_958_15270844_67 | 0.033 | unb_TAPWIRE_OH | 8108001 | no | no |  |  | no |  |  | 0 | 0 | 0 | 0
oh_line_TAP_OH_894044 |  | AN | node_8108001_200818950 | node_1388571_837_15270798_602 | 0.033 | unb_TAPWIRE_OH | 8108001 | no | no |  |  | no |  |  | 0 | 0 | 0 | 0
oh_line_TAP_OH_894045 |  | ABCN | node_8108001_200818952 | node_1389067_999_15270571_93 | 0.033 | unb_TAPWIRE_OH | 8108001 | no | no |  |  | no |  |  | 0 | 0 | 0 | 0
oh_line_TAP_OH_894046 |  | ABCN | node_8108001_200818955 | node_1389349_873_15270221_577 | 0.033 | unb_TAPWIRE_OH | 8108001 | no | no |  |  | no |  |  | 0 | 0 | 0 | 0
oh_line_TAP_OH_894047 |  | ABCN | node_8108001_200818958 | node_1389519_585_15269976_967 | 0.033 | unb_TAPWIRE_OH | 8108001 | no | no |  |  | no |  |  | 0 | 0 | 0 | 0
oh_line_TAP_OH_894048 |  | ABCN | node_8108001_200818963 | node_1389750_777_15269606_282 | 0.033 | unb_TAPWIRE_OH | 8108001 | no | no |  |  | no |  |  | 0 | 0 | 0 | 0
oh_line_TAP_OH_894049 |  | ABCN | node_8108001_200818969 | node_1390007_054_15269029_215 | 0.033 | unb_TAPWIRE_OH | 8108001 | no | no |  |  | no |  |  | 0 | 0 | 0 | 0
oh_line_TAP_OH_894050 |  | ABCN | node_8108001_200818971 | node_1390090_904_15268815_167 | 0.033 | unb_TAPWIRE_OH | 8108001 | no | no |  |  | no |  |  | 0 | 0 | 0 | 0
oh_line_TAP_OH_894051 |  | ABCN | node_8108001_200818974 | node_1390212_556_15268504_054 | 0.033 | unb_TAPWIRE_OH | 8108001 | no | no |  |  | no |  |  | 0 | 0 | 0 | 0
oh_line_TAP_OH_894052 |  | ABCN | node_8108001_200818977 | node_1390401_81_15268130_435 | 0.033 | unb_TAPWIRE_OH | 8108001 | no | no |  |  | no |  |  | 0 | 0 | 0 | 0
oh_line_TAP_OH_894053 |  | ABCN | node_8108001_200818978 | node_1390505_519_15267917_157 | 0.033 | unb_TAPWIRE_OH | 8108001 | no | no |  |  | no |  |  | 0 | 0 | 0 | 0
oh_line_TAP_OH_894054 |  | ABCN | node_8108001_200818980 | node_1390606_9_15267686_632 | 0.033 | unb_TAPWIRE_OH | 8108001 | no | no |  |  | no |  |  | 0 | 0 | 0 | 0
oh_line_TAP_OH_894055 |  | ABCN | node_8108001_200818982 | node_1390849_842_15267397_559 | 0.033 | unb_TAPWIRE_OH | 8108001 | no | no |  |  | no |  |  | 0 | 0 | 0 | 0
oh_line_TAP_OH_894056 |  | ABCN | node_8108001_200818984 | node_1391123_395_15267136_707 | 0.033 | unb_TAPWIRE_OH | 8108001 | no | no |  |  | no |  |  | 0 | 0 | 0 | 0
oh_line_TAP_OH_894057 |  | AN | node_8108001_200818987 | node_1391628_319_15267000_713 | 0.033 | unb_TAPWIRE_OH | 8108001 | no | no |  |  | no |  |  | 0 | 0 | 0 | 0
oh_line_TAP_OH_894058 |  | ABCN | node_8108001_200818989 | node_1391296_898_15266801_66 | 0.033 | unb_TAPWIRE_OH | 8108001 | no | no |  |  | no |  |  | 0 | 0 | 0 | 0
oh_line_TAP_OH_894060 |  | ABCN | node_8108001_200818996 | node_1391297_271_15265618_551 | 0.033 | unb_TAPWIRE_OH | 8108001 | no | no |  |  | no |  |  | 0 | 0 | 0 | 0
oh_line_TAP_OH_894061 |  | ABCN | node_8108001_200818998 | node_1391421_217_15265247_303 | 0.033 | unb_TAPWIRE_OH | 8108001 | no | no |  |  | no |  |  | 0 | 0 | 0 | 0
oh_line_TAP_OH_894062 |  | ABCN | node_8108001_200818999 | node_1391574_254_15265011_573 | 0.033 | unb_TAPWIRE_OH | 8108001 | no | no |  |  | no |  |  | 0 | 0 | 0 | 0
oh_line_TAP_OH_894063 |  | ABCN | node_8108001_200819000 | node_1391804_239_15264849_801 | 0.033 | unb_TAPWIRE_OH | 8108001 | no | no |  |  | no |  |  | 0 | 0 | 0 | 0
oh_line_TAP_OH_894064 |  | AN | node_8108001_200819002 | node_1391997_443_15264672_042 | 0.033 | unb_TAPWIRE_OH | 8108001 | no | no |  |  | no |  |  | 0 | 0 | 0 | 0
oh_line_TAP_OH_894065 |  | AN | node_8108001_200819003 | node_1392079_323_15264934_71 | 0.033 | unb_TAPWIRE_OH | 8108001 | no | no |  |  | no |  |  | 0 | 0 | 0 | 0
oh_line_TAP_OH_894066 |  | ABCN | node_8108001_200819005 | node_1391791_551_15264442_343 | 0.033 | unb_TAPWIRE_OH | 8108001 | no | no |  |  | no |  |  | 0 | 0 | 0 | 0
oh_line_TAP_OH_894067 |  | ABCN | node_8108001_200819007 | node_1391766_081_15264261_148 | 0.033 | unb_TAPWIRE_OH | 8108001 | no | no |  |  | no |  |  | 0 | 0 | 0 | 0
oh_line_TAP_OH_894068 |  | ABCN | node_8108001_200819009 | node_1391820_923_15264011_352 | 0.033 | unb_TAPWIRE_OH | 8108001 | no | no |  |  | no |  |  | 0 | 0 | 0 | 0
oh_line_TAP_OH_894069 |  | ABCN | node_8108001_200819011 | node_1391670_457_15263831_341 | 0.033 | unb_TAPWIRE_OH | 8108001 | no | no |  |  | no |  |  | 0 | 0 | 0 | 0
oh_line_TAP_OH_894070 |  | ABCN | node_8108001_200819012 | node_1391591_066_15263533_095 | 0.033 | unb_TAPWIRE_OH | 8108001 | no | no |  |  | no |  |  | 0 | 0 | 0 | 0
oh_line_TAP_OH_894071 |  | ABCN | node_8108001_200819013 | node_1391577_762_15263243_615 | 0.033 | unb_TAPWIRE_OH | 8108001 | no | no |  |  | no |  |  | 0 | 0 | 0 | 0
oh_line_TAP_OH_894072 |  | AN | node_8108001_200819016 | node_1391174_874_15263206_611 | 0.033 | unb_TAPWIRE_OH | 8108001 | no | no |  |  | no |  |  | 0 | 0 | 0 | 0
oh_line_TAP_OH_894073 |  | AN | node_8108001_200819020 | node_1391297_974_15262944_009 | 0.033 | unb_TAPWIRE_OH | 8108001 | no | no |  |  | no |  |  | 0 | 0 | 0 | 0
oh_line_TAP_OH_894074 |  | ABCN | node_8108001_200819021 | node_1391390_183_15262740_593 | 0.033 | unb_TAPWIRE_OH | 8108001 | no | no |  |  | no |  |  | 0 | 0 | 0 | 0
oh_line_TAP_OH_894075 |  | AN | node_8108001_200819023 | node_1391367_445_15262431_264 | 0.033 | unb_TAPWIRE_OH | 8108001 | no | no |  |  | no |  |  | 0 | 0 | 0 | 0
oh_line_TAP_OH_894076 |  | AN | node_8108001_200819026 | node_1391172_485_15262310_039 | 0.033 | unb_TAPWIRE_OH | 8108001 | no | no |  |  | no |  |  | 0 | 0 | 0 | 0
oh_line_TAP_OH_894077 |  | AN | node_8108001_200819035 | node_1389889_787_15260801_431 | 0.033 | unb_TAPWIRE_OH | 8108001 | no | no |  |  | no |  |  | 0 | 0 | 0 | 0
oh_line_TAP_OH_894078 |  | AN | node_8108001_200819038 | node_1389634_006_15260278_994 | 0.033 | unb_TAPWIRE_OH | 8108001 | no | no |  |  | no |  |  | 0 | 0 | 0 | 0
oh_line_TAP_OH_894079 |  | AN | node_8108001_200819040 | node_1389178_013_15260155_363 | 0.033 | unb_TAPWIRE_OH | 8108001 | no | no |  |  | no |  |  | 0 | 0 | 0 | 0
oh_line_TAP_OH_894080 |  | AN | node_8108001_200819043 | node_1388825_115_15259935_731 | 0.033 | unb_TAPWIRE_OH | 8108001 | no | no |  |  | no |  |  | 0 | 0 | 0 | 0
oh_line_TAP_OH_894081 |  | AN | node_8108001_200819045 | node_1388457_213_15259727_284 | 0.033 | unb_TAPWIRE_OH | 8108001 | no | no |  |  | no |  |  | 0 | 0 | 0 | 0
oh_line_TAP_OH_894082 |  | AN | node_8108001_200819049 | node_1387986_47_15259383_105 | 0.033 | unb_TAPWIRE_OH | 8108001 | no | no |  |  | no |  |  | 0 | 0 | 0 | 0
oh_line_TAP_OH_894083 |  | AN | node_8108001_200819050 | node_1387822_925_15259258_626 | 0.033 | unb_TAPWIRE_OH | 8108001 | no | no |  |  | no |  |  | 0 | 0 | 0 | 0
oh_line_TAP_OH_894084 |  | AN | node_8108001_200819056 | node_1387276_867_15258755_787 | 0.033 | unb_TAPWIRE_OH | 8108001 | no | no |  |  | no |  |  | 0 | 0 | 0 | 0
oh_line_TAP_OH_894085 |  | AN | node_8108001_200819065 | node_1385064_887_15258050_211 | 0.033 | unb_TAPWIRE_OH | 8108001 | no | no |  |  | no |  |  | 0 | 0 | 0 | 0
oh_line_TAP_OH_894086 |  | AN | node_8108001_200819068 | node_1384095_525_15257758_187 | 0.033 | unb_TAPWIRE_OH | 8108001 | no | no |  |  | no |  |  | 0 | 0 | 0 | 0
oh_line_TAP_OH_894087 |  | AN | node_8108001_200819070 | node_1383873_28_15257542_391 | 0.033 | unb_TAPWIRE_OH | 8108001 | no | no |  |  | no |  |  | 0 | 0 | 0 | 0
oh_line_TAP_OH_894088 |  | AN | node_8108001_200819073 | node_1383435_681_15257559_797 | 0.033 | unb_TAPWIRE_OH | 8108001 | no | no |  |  | no |  |  | 0 | 0 | 0 | 0
oh_line_TAP_OH_894089 |  | AN | node_8108001_200819077 | node_1382776_346_15257609_331 | 0.033 | unb_TAPWIRE_OH | 8108001 | no | no |  |  | no |  |  | 0 | 0 | 0 | 0
oh_line_TAP_OH_894090 |  | AN | node_8108001_200819078 | node_1382500_476_15257250_749 | 0.033 | unb_TAPWIRE_OH | 8108001 | no | no |  |  | no |  |  | 0 | 0 | 0 | 0
oh_line_TAP_OH_894091 |  | AN | node_8108001_200819082 | node_1381962_006_15256982_789 | 0.033 | unb_TAPWIRE_OH | 8108001 | no | no |  |  | no |  |  | 0 | 0 | 0 | 0
oh_line_TAP_OH_894092 |  | AN | node_8108001_200819084 | node_1381339_23_15256477_452 | 0.033 | unb_TAPWIRE_OH | 8108001 | no | no |  |  | no |  |  | 0 | 0 | 0 | 0
oh_line_TAP_OH_894093 |  | AN | node_8108001_200819086 | node_1381161_094_15256410_915 | 0.033 | unb_TAPWIRE_OH | 8108001 | no | no |  |  | no |  |  | 0 | 0 | 0 | 0
oh_line_TAP_OH_894094 |  | AN | node_8108001_200819088 | node_1380738_8_15256565_616 | 0.033 | unb_TAPWIRE_OH | 8108001 | no | no |  |  | no |  |  | 0 | 0 | 0 | 0
oh_line_TAP_OH_894095 |  | AN | node_8108001_200819093 | node_1380231_974_15256389_314 | 0.033 | unb_TAPWIRE_OH | 8108001 | no | no |  |  | no |  |  | 0 | 0 | 0 | 0
oh_line_TAP_OH_894096 |  | AN | node_8108001_200819094 | node_1380051_819_15256339_281 | 0.033 | unb_TAPWIRE_OH | 8108001 | no | no |  |  | no |  |  | 0 | 0 | 0 | 0
oh_line_TAP_OH_894098 |  | AN | node_8108001_200819100 | node_1391840_146_15263247_848 | 0.033 | unb_TAPWIRE_OH | 8108001 | no | no |  |  | no |  |  | 0 | 0 | 0 | 0
oh_line_TAP_OH_894099 |  | AN | node_8108001_200819101 | node_1392098_294_15263267_484 | 0.033 | unb_TAPWIRE_OH | 8108001 | no | no |  |  | no |  |  | 0 | 0 | 0 | 0
oh_line_TAP_OH_894100 |  | AN | node_8108001_200819103 | node_1392566_715_15263292_716 | 0.033 | unb_TAPWIRE_OH | 8108001 | no | no |  |  | no |  |  | 0 | 0 | 0 | 0
oh_line_TAP_OH_894101 |  | AN | node_8108001_200819105 | node_1392984_236_15263385_595 | 0.033 | unb_TAPWIRE_OH | 8108001 | no | no |  |  | no |  |  | 0 | 0 | 0 | 0
oh_line_TAP_OH_894102 |  | AN | node_8108001_200819106 | node_1392989_616_15263040_212 | 0.033 | unb_TAPWIRE_OH | 8108001 | no | no |  |  | no |  |  | 0 | 0 | 0 | 0
oh_line_TAP_OH_894103 |  | AN | node_8108001_200819107 | node_1392992_721_15262813_439 | 0.033 | unb_TAPWIRE_OH | 8108001 | no | no |  |  | no |  |  | 0 | 0 | 0 | 0
oh_line_TAP_OH_894104 |  | AN | node_8108001_200819108 | node_1393044_678_15262550_815 | 0.033 | unb_TAPWIRE_OH | 8108001 | no | no |  |  | no |  |  | 0 | 0 | 0 | 0
oh_line_TAP_OH_894105 |  | AN | node_8108001_200819112 | node_1393421_991_15263422_277 | 0.033 | unb_TAPWIRE_OH | 8108001 | no | no |  |  | no |  |  | 0 | 0 | 0 | 0
oh_line_TAP_OH_894106 |  | AN | node_8108001_200819115 | node_1393837_418_15263382_374 | 0.033 | unb_TAPWIRE_OH | 8108001 | no | no |  |  | no |  |  | 0 | 0 | 0 | 0
oh_line_TAP_OH_894107 |  | AN | node_8108001_200819116 | node_1393985_222_15263449_755 | 0.033 | unb_TAPWIRE_OH | 8108001 | no | no |  |  | no |  |  | 0 | 0 | 0 | 0
oh_line_TAP_OH_894108 |  | AN | node_8108001_200819117 | node_1394247_476_15263449_181 | 0.033 | unb_TAPWIRE_OH | 8108001 | no | no |  |  | no |  |  | 0 | 0 | 0 | 0
oh_line_TAP_OH_894109 |  | AN | node_8108001_200819118 | node_1394360_156_15263557_278 | 0.033 | unb_TAPWIRE_OH | 8108001 | no | no |  |  | no |  |  | 0 | 0 | 0 | 0
oh_line_TAP_OH_894110 |  | AN | node_8108001_200819121 | node_1394959_688_15263640_547 | 0.033 | unb_TAPWIRE_OH | 8108001 | no | no |  |  | no |  |  | 0 | 0 | 0 | 0
oh_line_TAP_OH_894111 |  | AN | node_8108001_200819127 | node_1396173_066_15264596_965 | 0.033 | unb_TAPWIRE_OH | 8108001 | no | no |  |  | no |  |  | 0 | 0 | 0 | 0
oh_line_TAP_OH_894112 |  | AN | node_8108001_200819128 | node_1396444_503_15264856_686 | 0.033 | unb_TAPWIRE_OH | 8108001 | no | no |  |  | no |  |  | 0 | 0 | 0 | 0
oh_line_TAP_OH_894113 |  | AN | node_8108001_200819129 | node_1396727_966_15265130_47 | 0.033 | unb_TAPWIRE_OH | 8108001 | no | no |  |  | no |  |  | 0 | 0 | 0 | 0
oh_line_TAP_OH_894114 |  | AN | node_8108001_200819131 | node_1396958_215_15265442_247 | 0.033 | unb_TAPWIRE_OH | 8108001 | no | no |  |  | no |  |  | 0 | 0 | 0 | 0
oh_line_TAP_OH_894115 |  | AN | node_8108001_200819132 | node_1397215_012_15265428_778 | 0.033 | unb_TAPWIRE_OH | 8108001 | no | no |  |  | no |  |  | 0 | 0 | 0 | 0
oh_line_TAP_OH_894116 |  | AN | node_8108001_200819134 | node_1397627_298_15264936_137 | 0.033 | unb_TAPWIRE_OH | 8108001 | no | no |  |  | no |  |  | 0 | 0 | 0 | 0
oh_line_TAP_OH_894117 |  | AN | node_8108001_200819136 | node_1398422_069_15264664_693 | 0.033 | unb_TAPWIRE_OH | 8108001 | no | no |  |  | no |  |  | 0 | 0 | 0 | 0
oh_line_TAP_OH_894118 |  | AN | node_8108001_200819144 | node_1392231_714_15265628_765 | 0.033 | unb_TAPWIRE_OH | 8108001 | no | no |  |  | no |  |  | 0 | 0 | 0 | 0
oh_line_TAP_OH_894119 |  | AN | node_8108001_200819145 | node_1392070_702_15265348_052 | 0.033 | unb_TAPWIRE_OH | 8108001 | no | no |  |  | no |  |  | 0 | 0 | 0 | 0
oh_line_TAP_OH_894120 |  | AN | node_8108001_200819147 | node_1392357_146_15265977_768 | 0.033 | unb_TAPWIRE_OH | 8108001 | no | no |  |  | no |  |  | 0 | 0 | 0 | 0
oh_line_TAP_OH_894121 |  | AN | node_8108001_200819148 | node_1392500_862_15266420_806 | 0.033 | unb_TAPWIRE_OH | 8108001 | no | no |  |  | no |  |  | 0 | 0 | 0 | 0
oh_line_TAP_OH_894122 |  | AN | node_8108001_200819153 | node_1392516_182_15266975_846 | 0.033 | unb_TAPWIRE_OH | 8108001 | no | no |  |  | no |  |  | 0 | 0 | 0 | 0
oh_line_TAP_OH_894123 |  | AN | node_8108001_200819156 | node_1392633_956_15267704_431 | 0.033 | unb_TAPWIRE_OH | 8108001 | no | no |  |  | no |  |  | 0 | 0 | 0 | 0
oh_line_TAP_OH_894124 |  | AN | node_8108001_200819158 | node_1392621_189_15267992_498 | 0.033 | unb_TAPWIRE_OH | 8108001 | no | no |  |  | no |  |  | 0 | 0 | 0 | 0
oh_line_TAP_OH_894125 |  | AN | node_8108001_200819159 | node_1392606_545_15268200_019 | 0.033 | unb_TAPWIRE_OH | 8108001 | no | no |  |  | no |  |  | 0 | 0 | 0 | 0
oh_line_TAP_OH_894126 |  | AN | node_8108001_200819161 | node_1392601_427_15268496_76 | 0.033 | unb_TAPWIRE_OH | 8108001 | no | no |  |  | no |  |  | 0 | 0 | 0 | 0
oh_line_TAP_OH_894127 |  | AN | node_8108001_200819163 | node_1392524_392_15268628_466 | 0.033 | unb_TAPWIRE_OH | 8108001 | no | no |  |  | no |  |  | 0 | 0 | 0 | 0
oh_line_TAP_OH_894128 |  | AN | node_8108001_200819169 | node_1393607_939_15268740_5 | 0.033 | unb_TAPWIRE_OH | 8108001 | no | no |  |  | no |  |  | 0 | 0 | 0 | 0
oh_line_TAP_OH_894129 |  | AN | node_8108001_200819170 | node_1393548_434_15268378_152 | 0.033 | unb_TAPWIRE_OH | 8108001 | no | no |  |  | no |  |  | 0 | 0 | 0 | 0
oh_line_TAP_OH_894130 |  | AN | node_8108001_200819171 | node_1392514_755_15268987_26 | 0.033 | unb_TAPWIRE_OH | 8108001 | no | no |  |  | no |  |  | 0 | 0 | 0 | 0
oh_line_TAP_OH_894131 |  | AN | node_8108001_200819181 | node_1392420_99_15270201_217 | 0.033 | unb_TAPWIRE_OH | 8108001 | no | no |  |  | no |  |  | 0 | 0 | 0 | 0
oh_line_TAP_OH_894132 |  | AN | node_8108001_200819183 | node_1392332_372_15270546_556 | 0.033 | unb_TAPWIRE_OH | 8108001 | no | no |  |  | no |  |  | 0 | 0 | 0 | 0
oh_line_TAP_OH_894134 |  | AN | node_8108001_200819186 | node_1392292_844_15271040_632 | 0.033 | unb_TAPWIRE_OH | 8108001 | no | no |  |  | no |  |  | 0 | 0 | 0 | 0
oh_line_TAP_OH_894135 |  | AN | node_8108001_200819188 | node_1392264_531_15271448_219 | 0.033 | unb_TAPWIRE_OH | 8108001 | no | no |  |  | no |  |  | 0 | 0 | 0 | 0
oh_line_TAP_OH_894136 |  | AN | node_8108001_200819191 | node_1392289_369_15271907_66 | 0.033 | unb_TAPWIRE_OH | 8108001 | no | no |  |  | no |  |  | 0 | 0 | 0 | 0
oh_line_TAP_OH_894137 |  | AN | node_8108001_200819194 | node_1384513_929_15264314_666 | 0.033 | unb_TAPWIRE_OH | 8108001 | no | no |  |  | no |  |  | 0 | 0 | 0 | 0
oh_line_TAP_OH_894138 |  | AN | node_8108001_200819195 | node_1380808_918_15260004_485 | 0.033 | unb_TAPWIRE_OH | 8108001 | no | no |  |  | no |  |  | 0 | 0 | 0 | 0
oh_line_TAP_OH_894139 |  | AN | node_8108001_200819196 | node_1391188_726_15266139_009 | 0.033 | unb_TAPWIRE_OH | 8108001 | no | no |  |  | no |  |  | 0 | 0 | 0 | 0
oh_line_TAP_OH_894140 |  | AN | node_8108001_200819198 | node_1390797_08_15266085_923 | 0.033 | unb_TAPWIRE_OH | 8108001 | no | no |  |  | no |  |  | 0 | 0 | 0 | 0
oh_line_TAP_OH_894141 |  | AN | node_8108001_200819201 | node_1388199_113_15264711_158 | 0.033 | unb_TAPWIRE_OH | 8108001 | no | no |  |  | no |  |  | 0 | 0 | 0 | 0
oh_line_TAP_OH_894142 |  | AN | node_8108001_200819203 | node_1387777_24_15264279_73 | 0.033 | unb_TAPWIRE_OH | 8108001 | no | no |  |  | no |  |  | 0 | 0 | 0 | 0
oh_line_TAP_OH_894143 |  | AN | node_8108001_200819204 | node_1387533_662_15264105_477 | 0.033 | unb_TAPWIRE_OH | 8108001 | no | no |  |  | no |  |  | 0 | 0 | 0 | 0
oh_line_TAP_OH_894144 |  | AN | node_8108001_200819209 | node_1387206_075_15263887_884 | 0.033 | unb_TAPWIRE_OH | 8108001 | no | no |  |  | no |  |  | 0 | 0 | 0 | 0
oh_line_TAP_OH_894145 |  | AN | node_8108001_200819213 | node_1386845_589_15263747_631 | 0.033 | unb_TAPWIRE_OH | 8108001 | no | no |  |  | no |  |  | 0 | 0 | 0 | 0
oh_line_TAP_OH_894146 |  | AN | node_8108001_200819216 | node_1386228_389_15263788_333 | 0.033 | unb_TAPWIRE_OH | 8108001 | no | no |  |  | no |  |  | 0 | 0 | 0 | 0
oh_line_TAP_OH_894147 |  | AN | node_8108001_200819217 | node_1386110_951_15263782_707 | 0.033 | unb_TAPWIRE_OH | 8108001 | no | no |  |  | no |  |  | 0 | 0 | 0 | 0
oh_line_TAP_OH_894148 |  | AN | node_8108001_200819219 | node_1385605_452_15263776_43 | 0.033 | unb_TAPWIRE_OH | 8108001 | no | no |  |  | no |  |  | 0 | 0 | 0 | 0
oh_line_TAP_OH_894149 |  | AN | node_8108001_200819221 | node_1385296_873_15263756_487 | 0.033 | unb_TAPWIRE_OH | 8108001 | no | no |  |  | no |  |  | 0 | 0 | 0 | 0
oh_line_TAP_OH_894150 |  | AN | node_8108001_200819222 | node_1390299_665_15266011_383 | 0.033 | unb_TAPWIRE_OH | 8108001 | no | no |  |  | no |  |  | 0 | 0 | 0 | 0
oh_line_TAP_OH_894151 |  | AN | node_8108001_200819227 | node_1384459_155_15263386_512 | 0.033 | unb_TAPWIRE_OH | 8108001 | no | no |  |  | no |  |  | 0 | 0 | 0 | 0
oh_line_TAP_OH_894152 |  | AN | node_8108001_200819228 | node_1384164_478_15263403_038 | 0.033 | unb_TAPWIRE_OH | 8108001 | no | no |  |  | no |  |  | 0 | 0 | 0 | 0
oh_line_TAP_OH_894153 |  | AN | node_8108001_200819229 | node_1383903_198_15263372_005 | 0.033 | unb_TAPWIRE_OH | 8108001 | no | no |  |  | no |  |  | 0 | 0 | 0 | 0
oh_line_TAP_OH_894154 |  | AN | node_8108001_200819230 | node_1383516_085_15263313_166 | 0.033 | unb_TAPWIRE_OH | 8108001 | no | no |  |  | no |  |  | 0 | 0 | 0 | 0
oh_line_TAP_OH_894155 |  | AN | node_8108001_200819233 | node_1383389_956_15263841_815 | 0.033 | unb_TAPWIRE_OH | 8108001 | no | no |  |  | no |  |  | 0 | 0 | 0 | 0
oh_line_TAP_OH_894156 |  | AN | node_8108001_200819234 | node_1383212_503_15263176_367 | 0.033 | unb_TAPWIRE_OH | 8108001 | no | no |  |  | no |  |  | 0 | 0 | 0 | 0
oh_line_TAP_OH_894157 |  | AN | node_8108001_200819235 | node_1382941_737_15263005_872 | 0.033 | unb_TAPWIRE_OH | 8108001 | no | no |  |  | no |  |  | 0 | 0 | 0 | 0
oh_line_TAP_OH_894158 |  | AN | node_8108001_200819237 | node_1382683_035_15262980_101 | 0.033 | unb_TAPWIRE_OH | 8108001 | no | no |  |  | no |  |  | 0 | 0 | 0 | 0
oh_line_TAP_OH_894159 |  | AN | node_8108001_200819240 | node_1382148_807_15262519_559 | 0.033 | unb_TAPWIRE_OH | 8108001 | no | no |  |  | no |  |  | 0 | 0 | 0 | 0
oh_line_TAP_OH_894160 |  | AN | node_8108001_200819241 | node_1382064_197_15262199_616 | 0.033 | unb_TAPWIRE_OH | 8108001 | no | no |  |  | no |  |  | 0 | 0 | 0 | 0
oh_line_TAP_OH_894161 |  | AN | node_8108001_200819242 | node_1389956_024_15265964_569 | 0.033 | unb_TAPWIRE_OH | 8108001 | no | no |  |  | no |  |  | 0 | 0 | 0 | 0
oh_line_TAP_OH_894162 |  | AN | node_8108001_200819244 | node_1381656_284_15262386_124 | 0.033 | unb_TAPWIRE_OH | 8108001 | no | no |  |  | no |  |  | 0 | 0 | 0 | 0
oh_line_TAP_OH_894163 |  | AN | node_8108001_200819246 | node_1381631_756_15261890_65 | 0.033 | unb_TAPWIRE_OH | 8108001 | no | no |  |  | no |  |  | 0 | 0 | 0 | 0
oh_line_TAP_OH_894164 |  | AN | node_8108001_200819251 | node_1381373_692_15262446_382 | 0.033 | unb_TAPWIRE_OH | 8108001 | no | no |  |  | no |  |  | 0 | 0 | 0 | 0
oh_line_TAP_OH_894165 |  | AN | node_8108001_200819252 | node_1381315_545_15261953_817 | 0.033 | unb_TAPWIRE_OH | 8108001 | no | no |  |  | no |  |  | 0 | 0 | 0 | 0
oh_line_TAP_OH_894166 |  | AN | node_8108001_200819257 | node_1381389_321_15261229_782 | 0.033 | unb_TAPWIRE_OH | 8108001 | no | no |  |  | no |  |  | 0 | 0 | 0 | 0
oh_line_TAP_OH_894167 |  | AN | node_8108001_200819265 | node_1381297_732_15260319_002 | 0.033 | unb_TAPWIRE_OH | 8108001 | no | no |  |  | no |  |  | 0 | 0 | 0 | 0
oh_line_TAP_OH_894168 |  | AN | node_8108001_200819266 | node_1381233_288_15260608_87 | 0.033 | unb_TAPWIRE_OH | 8108001 | no | no |  |  | no |  |  | 0 | 0 | 0 | 0
oh_line_TAP_OH_894169 |  | AN | node_8108001_200819267 | node_1380445_217_15260258_98 | 0.033 | unb_TAPWIRE_OH | 8108001 | no | no |  |  | no |  |  | 0 | 0 | 0 | 0
oh_line_TAP_OH_894170 |  | AN | node_8108001_200819270 | node_1389443_262_15265484_493 | 0.033 | unb_TAPWIRE_OH | 8108001 | no | no |  |  | no |  |  | 0 | 0 | 0 | 0
oh_line_TAP_OH_894171 |  | AN | node_8108001_200819273 | node_1389159_78_15265390_415 | 0.033 | unb_TAPWIRE_OH | 8108001 | no | no |  |  | no |  |  | 0 | 0 | 0 | 0
oh_line_TAP_OH_894172 |  | AN | node_8108001_200819275 | node_1388811_317_15265142_857 | 0.033 | unb_TAPWIRE_OH | 8108001 | no | no |  |  | no |  |  | 0 | 0 | 0 | 0
oh_line_TAP_OH_894173 |  | AN | node_8108001_200819277 | node_1388590_422_15264985_057 | 0.033 | unb_TAPWIRE_OH | 8108001 | no | no |  |  | no |  |  | 0 | 0 | 0 | 0
oh_line_TAP_OH_894174 |  | AN | node_8108001_200819279 | node_1388657_357_15264324_302 | 0.033 | unb_TAPWIRE_OH | 8108001 | no | no |  |  | no |  |  | 0 | 0 | 0 | 0
oh_line_TAP_OH_894175 |  | AN | node_8108001_200819281 | node_1388332_725_15264809_389 | 0.033 | unb_TAPWIRE_OH | 8108001 | no | no |  |  | no |  |  | 0 | 0 | 0 | 0
oh_line_TAP_OH_894176 |  | AN | node_8108001_200819285 | node_1388643_496_15276340_775 | 0.033 | unb_TAPWIRE_OH | 8108001 | no | no |  |  | no |  |  | 0 | 0 | 0 | 0
oh_line_TAP_OH_894279 |  | AN | node_8108001_200819647 | node_1388214_507_15268560_315 | 0.033 | unb_TAPWIRE_OH | 8108001 | no | no |  |  | no |  |  | 0 | 0 | 0 | 0
oh_line_TAP_OH_894280 |  | AN | node_8108001_200819648 | node_1388485_595_15268530_758 | 0.033 | unb_TAPWIRE_OH | 8108001 | no | no |  |  | no |  |  | 0 | 0 | 0 | 0
oh_line_TAP_OH_894281 |  | ABCN | node_8108001_200819652 | node_1387973_044_15268441_935 | 0.033 | unb_TAPWIRE_OH | 8108001 | no | no |  |  | no |  |  | 0 | 0 | 0 | 0
oh_line_TAP_OH_894282 |  | ABCN | node_8108001_200819653 | node_1387746_841_15268437_736 | 0.033 | unb_TAPWIRE_OH | 8108001 | no | no |  |  | no |  |  | 0 | 0 | 0 | 0
oh_line_TAP_OH_894283 |  | ABCN | node_8108001_200819660 | node_1386833_496_15268259_686 | 0.033 | unb_TAPWIRE_OH | 8108001 | no | no |  |  | no |  |  | 0 | 0 | 0 | 0
oh_line_TAP_OH_894284 |  | ABCN | node_8108001_200819663 | node_1389620_531_15269267_081 | 0.033 | unb_TAPWIRE_OH | 8108001 | no | no |  |  | no |  |  | 0 | 0 | 0 | 0
oh_line_TAP_OH_894285 |  | AN | node_8108001_200819675 | node_1384443_042_15268820_067 | 0.033 | unb_TAPWIRE_OH | 8108001 | no | no |  |  | no |  |  | 0 | 0 | 0 | 0
oh_line_TAP_OH_894286 |  | AN | node_8108001_200819676 | node_1385087_503_15267904_974 | 0.033 | unb_TAPWIRE_OH | 8108001 | no | no |  |  | no |  |  | 0 | 0 | 0 | 0
oh_line_TAP_OH_894287 |  | AN | node_8108001_200819678 | node_1384687_306_15267429_768 | 0.033 | unb_TAPWIRE_OH | 8108001 | no | no |  |  | no |  |  | 0 | 0 | 0 | 0
oh_line_TAP_OH_894288 |  | AN | node_8108001_200819680 | node_1384548_691_15267059_895 | 0.033 | unb_TAPWIRE_OH | 8108001 | no | no |  |  | no |  |  | 0 | 0 | 0 | 0
oh_line_TAP_OH_894289 |  | ABCN | node_8108001_200819682 | node_1389451_306_15269146_238 | 0.033 | unb_TAPWIRE_OH | 8108001 | no | no |  |  | no |  |  | 0 | 0 | 0 | 0
oh_line_TAP_OH_894290 |  | AN | node_8108001_200819684 | node_1383532_705_15266974_004 | 0.033 | unb_TAPWIRE_OH | 8108001 | no | no |  |  | no |  |  | 0 | 0 | 0 | 0
oh_line_TAP_OH_894291 |  | AN | node_8108001_200819685 | node_1383196_845_15266768_076 | 0.033 | unb_TAPWIRE_OH | 8108001 | no | no |  |  | no |  |  | 0 | 0 | 0 | 0
oh_line_TAP_OH_894292 |  | AN | node_8108001_200819686 | node_1383069_26_15266706_446 | 0.033 | unb_TAPWIRE_OH | 8108001 | no | no |  |  | no |  |  | 0 | 0 | 0 | 0
oh_line_TAP_OH_894293 |  | AN | node_8108001_200819687 | node_1382891_456_15266492_495 | 0.033 | unb_TAPWIRE_OH | 8108001 | no | no |  |  | no |  |  | 0 | 0 | 0 | 0
oh_line_TAP_OH_894294 |  | AN | node_8108001_200819689 | node_1382572_831_15266383_397 | 0.033 | unb_TAPWIRE_OH | 8108001 | no | no |  |  | no |  |  | 0 | 0 | 0 | 0
oh_line_TAP_OH_894295 |  | AN | node_8108001_200819691 | node_1382267_179_15266312_737 | 0.033 | unb_TAPWIRE_OH | 8108001 | no | no |  |  | no |  |  | 0 | 0 | 0 | 0
oh_line_TAP_OH_894296 |  | AN | node_8108001_200819692 | node_1382097_126_15265844_837 | 0.033 | unb_TAPWIRE_OH | 8108001 | no | no |  |  | no |  |  | 0 | 0 | 0 | 0
oh_line_TAP_OH_894297 |  | AN | node_8108001_200819696 | node_1381757_642_15265774_647 | 0.033 | unb_TAPWIRE_OH | 8108001 | no | no |  |  | no |  |  | 0 | 0 | 0 | 0
oh_line_TAP_OH_894298 |  | AN | node_8108001_200819697 | node_1381820_722_15265359_847 | 0.033 | unb_TAPWIRE_OH | 8108001 | no | no |  |  | no |  |  | 0 | 0 | 0 | 0
oh_line_TAP_OH_894299 |  | ABCN | node_8108001_200819698 | node_1389347_803_15268872_682 | 0.033 | unb_TAPWIRE_OH | 8108001 | no | no |  |  | no |  |  | 0 | 0 | 0 | 0
oh_line_TAP_OH_894300 |  | AN | node_8108001_200819700 | node_1381627_185_15265288_713 | 0.033 | unb_TAPWIRE_OH | 8108001 | no | no |  |  | no |  |  | 0 | 0 | 0 | 0
oh_line_TAP_OH_894301 |  | AN | node_8108001_200819702 | node_1381367_932_15264988_68 | 0.033 | unb_TAPWIRE_OH | 8108001 | no | no |  |  | no |  |  | 0 | 0 | 0 | 0
oh_line_TAP_OH_894302 |  | AN | node_8108001_200819705 | node_1380948_344_15264936_526 | 0.033 | unb_TAPWIRE_OH | 8108001 | no | no |  |  | no |  |  | 0 | 0 | 0 | 0
oh_line_TAP_OH_894303 |  | AN | node_8108001_200819706 | node_1380707_443_15264862_917 | 0.033 | unb_TAPWIRE_OH | 8108001 | no | no |  |  | no |  |  | 0 | 0 | 0 | 0
oh_line_TAP_OH_894304 |  | ABCN | node_8108001_200819709 | node_1388969_721_15268344_667 | 0.033 | unb_TAPWIRE_OH | 8108001 | no | no |  |  | no |  |  | 0 | 0 | 0 | 0
oh_line_TAP_OH_894305 |  | AN | node_8108001_200819712 | node_1389462_404_15268498_093 | 0.033 | unb_TAPWIRE_OH | 8108001 | no | no |  |  | no |  |  | 0 | 0 | 0 | 0
oh_line_TAP_OH_894306 |  | ABCN | node_8108001_200819713 | node_1388725_451_15268373_431 | 0.033 | unb_TAPWIRE_OH | 8108001 | no | no |  |  | no |  |  | 0 | 0 | 0 | 0
oh_line_TAP_OH_894376 |  | AN | node_8108001_200819903 | node_1394235_533_15263180_106 | 0.033 | unb_TAPWIRE_OH | 8108001 | no | no |  |  | no |  |  | 0 | 0 | 0 | 0
oh_line_TAP_OH_894377 |  | AN | node_8108001_200819905 | node_1395808_031_15260300_668 | 0.033 | unb_TAPWIRE_OH | 8108001 | no | no |  |  | no |  |  | 0 | 0 | 0 | 0
oh_line_TAP_OH_894378 |  | AN | node_8108001_200819907 | node_1395778_673_15261018_43 | 0.033 | unb_TAPWIRE_OH | 8108001 | no | no |  |  | no |  |  | 0 | 0 | 0 | 0
oh_line_TAP_OH_894379 |  | AN | node_8108001_200819909 | node_1395821_561_15259945_985 | 0.033 | unb_TAPWIRE_OH | 8108001 | no | no |  |  | no |  |  | 0 | 0 | 0 | 0
oh_line_TAP_OH_894380 |  | AN | node_8108001_200819914 | node_1396517_855_15259628_475 | 0.033 | unb_TAPWIRE_OH | 8108001 | no | no |  |  | no |  |  | 0 | 0 | 0 | 0
oh_line_TAP_OH_894381 |  | AN | node_8108001_200819917 | node_1396103_791_15259296_767 | 0.033 | unb_TAPWIRE_OH | 8108001 | no | no |  |  | no |  |  | 0 | 0 | 0 | 0
oh_line_TAP_OH_894382 |  | AN | node_8108001_200819927 | node_1396036_596_15257508_168 | 0.033 | unb_TAPWIRE_OH | 8108001 | no | no |  |  | no |  |  | 0 | 0 | 0 | 0
oh_line_TAP_OH_894383 |  | AN | node_8108001_200819929 | node_1394712_052_15262918_365 | 0.033 | unb_TAPWIRE_OH | 8108001 | no | no |  |  | no |  |  | 0 | 0 | 0 | 0
oh_line_TAP_OH_894384 |  | AN | node_8108001_200819930 | node_1396012_071_15256463_024 | 0.033 | unb_TAPWIRE_OH | 8108001 | no | no |  |  | no |  |  | 0 | 0 | 0 | 0
oh_line_TAP_OH_894385 |  | AN | node_8108001_200819937 | node_1394912_832_15261436_756 | 0.033 | unb_TAPWIRE_OH | 8108001 | no | no |  |  | no |  |  | 0 | 0 | 0 | 0
oh_line_TAP_OH_894398 |  | AN | node_8108001_200819982 | node_1387716_58_15274705_884 | 0.033 | unb_TAPWIRE_OH | 8108001 | no | no |  |  | no |  |  | 0 | 0 | 0 | 0
oh_line_TAP_OH_894399 |  | AN | node_8108001_200819984 | node_1386052_798_15273436_409 | 0.033 | unb_TAPWIRE_OH | 8108001 | no | no |  |  | no |  |  | 0 | 0 | 0 | 0
oh_line_TAP_OH_894400 |  | AN | node_8108001_200819986 | node_1385458_744_15273340_826 | 0.033 | unb_TAPWIRE_OH | 8108001 | no | no |  |  | no |  |  | 0 | 0 | 0 | 0
oh_line_TAP_OH_894401 |  | AN | node_8108001_200819987 | node_1387580_277_15274700_207 | 0.033 | unb_TAPWIRE_OH | 8108001 | no | no |  |  | no |  |  | 0 | 0 | 0 | 0
oh_line_TAP_OH_894402 |  | AN | node_8108001_200819989 | node_1387373_268_15274315_61 | 0.033 | unb_TAPWIRE_OH | 8108001 | no | no |  |  | no |  |  | 0 | 0 | 0 | 0
oh_line_TAP_OH_894403 |  | AN | node_8108001_200819991 | node_1387278_324_15273871_421 | 0.033 | unb_TAPWIRE_OH | 8108001 | no | no |  |  | no |  |  | 0 | 0 | 0 | 0
oh_line_TAP_OH_894404 |  | AN | node_8108001_200819992 | node_1387068_399_15273833_325 | 0.033 | unb_TAPWIRE_OH | 8108001 | no | no |  |  | no |  |  | 0 | 0 | 0 | 0
oh_line_TAP_OH_894405 |  | AN | node_8108001_200819994 | node_1387114_938_15273550_241 | 0.033 | unb_TAPWIRE_OH | 8108001 | no | no |  |  | no |  |  | 0 | 0 | 0 | 0
oh_line_TAP_OH_894406 |  | AN | node_8108001_200819995 | node_1386706_357_15273652_438 | 0.033 | unb_TAPWIRE_OH | 8108001 | no | no |  |  | no |  |  | 0 | 0 | 0 | 0
oh_line_TAP_OH_894407 |  | AN | node_8108001_200819998 | node_1386350_497_15273400_311 | 0.033 | unb_TAPWIRE_OH | 8108001 | no | no |  |  | no |  |  | 0 | 0 | 0 | 0
oh_line_TAP_OH_894419 |  | AN | node_8108001_200820044 | node_1389049_566_15271321_291 | 0.033 | unb_TAPWIRE_OH | 8108001 | no | no |  |  | no |  |  | 0 | 0 | 0 | 0
oh_line_TAP_OH_894420 |  | AN | node_8108001_200820048 | node_1389202_157_15271066_833 | 0.033 | unb_TAPWIRE_OH | 8108001 | no | no |  |  | no |  |  | 0 | 0 | 0 | 0
oh_line_TAP_OH_894421 |  | AN | node_8108001_200820049 | node_1389400_144_15271087_131 | 0.033 | unb_TAPWIRE_OH | 8108001 | no | no |  |  | no |  |  | 0 | 0 | 0 | 0
oh_line_TAP_OH_894422 |  | AN | node_8108001_200820052 | node_1389342_989_15271544_286 | 0.033 | unb_TAPWIRE_OH | 8108001 | no | no |  |  | no |  |  | 0 | 0 | 0 | 0
oh_line_TAP_OH_894423 |  | AN | node_8108001_200820054 | node_1389337_387_15271813_475 | 0.033 | unb_TAPWIRE_OH | 8108001 | no | no |  |  | no |  |  | 0 | 0 | 0 | 0
oh_line_TAP_OH_894445 |  | AN | node_8108001_200820100 | node_1389375_719_15257669_074 | 0.033 | unb_TAPWIRE_OH | 8108001 | no | no |  |  | no |  |  | 0 | 0 | 0 | 0
oh_line_TAP_OH_894446 |  | AN | node_8108001_200820104 | node_1389778_432_15257190_063 | 0.033 | unb_TAPWIRE_OH | 8108001 | no | no |  |  | no |  |  | 0 | 0 | 0 | 0
oh_line_TAP_OH_894447 |  | AN | node_8108001_200820105 | node_1390197_359_15257197_74 | 0.033 | unb_TAPWIRE_OH | 8108001 | no | no |  |  | no |  |  | 0 | 0 | 0 | 0
oh_line_TAP_OH_894448 |  | AN | node_8108001_200820107 | node_1390871_067_15257192_625 | 0.033 | unb_TAPWIRE_OH | 8108001 | no | no |  |  | no |  |  | 0 | 0 | 0 | 0
oh_line_TAP_OH_894449 |  | AN | node_8108001_200820109 | node_1391087_813_15257413_252 | 0.033 | unb_TAPWIRE_OH | 8108001 | no | no |  |  | no |  |  | 0 | 0 | 0 | 0
oh_line_TAP_OH_894450 |  | AN | node_8108001_200820110 | node_1391393_77_15257379_777 | 0.033 | unb_TAPWIRE_OH | 8108001 | no | no |  |  | no |  |  | 0 | 0 | 0 | 0
oh_line_TAP_OH_894451 |  | AN | node_8108001_200820114 | node_1392674_38_15257794_633 | 0.033 | unb_TAPWIRE_OH | 8108001 | no | no |  |  | no |  |  | 0 | 0 | 0 | 0
oh_line_TAP_OH_894452 |  | AN | node_8108001_200820115 | node_1387965_368_15258944_655 | 0.033 | unb_TAPWIRE_OH | 8108001 | no | no |  |  | no |  |  | 0 | 0 | 0 | 0
oh_line_TAP_OH_894453 |  | AN | node_8108001_200820118 | node_1388183_982_15258200_969 | 0.033 | unb_TAPWIRE_OH | 8108001 | no | no |  |  | no |  |  | 0 | 0 | 0 | 0
oh_line_TAP_OH_894454 |  | AN | node_8108001_200820120 | node_1388137_248_15258023_833 | 0.033 | unb_TAPWIRE_OH | 8108001 | no | no |  |  | no |  |  | 0 | 0 | 0 | 0
oh_line_TAP_OH_894455 |  | AN | node_8108001_200820121 | node_1388234_103_15257741_023 | 0.033 | unb_TAPWIRE_OH | 8108001 | no | no |  |  | no |  |  | 0 | 0 | 0 | 0
oh_line_TAP_OH_894456 |  | AN | node_8108001_200820122 | node_1388335_094_15257464_099 | 0.033 | unb_TAPWIRE_OH | 8108001 | no | no |  |  | no |  |  | 0 | 0 | 0 | 0
oh_line_TAP_OH_894457 |  | AN | node_8108001_200820123 | node_1388599_769_15257280_217 | 0.033 | unb_TAPWIRE_OH | 8108001 | no | no |  |  | no |  |  | 0 | 0 | 0 | 0
oh_line_TAP_OH_894462 |  | AN | node_8108001_200820150 | node_1391119_546_15271063_661 | 0.033 | unb_TAPWIRE_OH | 8108001 | no | no |  |  | no |  |  | 0 | 0 | 0 | 0
oh_line_TAP_OH_894463 |  | AN | node_8108001_200820151 | node_1390840_43_15271008_066 | 0.033 | unb_TAPWIRE_OH | 8108001 | no | no |  |  | no |  |  | 0 | 0 | 0 | 0
oh_line_TAP_OH_894486 |  | AN | node_8108001_200820225 | node_1387965_409_15275522_952 | 0.033 | unb_TAPWIRE_OH | 8108001 | no | no |  |  | no |  |  | 0 | 0 | 0 | 0
oh_line_TAP_OH_894496 |  | AN | node_8108001_200820252 | node_1388699_237_15273520_263 | 0.033 | unb_TAPWIRE_OH | 8108001 | no | no |  |  | no |  |  | 0 | 0 | 0 | 0
oh_line_TAP_OH_894497 |  | AN | node_8108001_200820253 | node_1388901_146_15273533_962 | 0.033 | unb_TAPWIRE_OH | 8108001 | no | no |  |  | no |  |  | 0 | 0 | 0 | 0
oh_line_TAP_OH_894507 |  | AN | node_8108001_200820283 | node_1391114_938_15262085_614 | 0.033 | unb_TAPWIRE_OH | 8108001 | no | no |  |  | no |  |  | 0 | 0 | 0 | 0
oh_line_TAP_OH_894508 |  | AN | node_8108001_200820287 | node_1392776_15_15260220_379 | 0.033 | unb_TAPWIRE_OH | 8108001 | no | no |  |  | no |  |  | 0 | 0 | 0 | 0
oh_line_TAP_OH_894509 |  | AN | node_8108001_200820289 | node_1390948_738_15261593_44 | 0.033 | unb_TAPWIRE_OH | 8108001 | no | no |  |  | no |  |  | 0 | 0 | 0 | 0
oh_line_TAP_OH_894510 |  | AN | node_8108001_200820291 | node_1391221_953_15261404_125 | 0.033 | unb_TAPWIRE_OH | 8108001 | no | no |  |  | no |  |  | 0 | 0 | 0 | 0
oh_line_TAP_OH_894511 |  | AN | node_8108001_200820293 | node_1390953_303_15261217_411 | 0.033 | unb_TAPWIRE_OH | 8108001 | no | no |  |  | no |  |  | 0 | 0 | 0 | 0
oh_line_TAP_OH_894512 |  | AN | node_8108001_200820297 | node_1390813_067_15260661_646 | 0.033 | unb_TAPWIRE_OH | 8108001 | no | no |  |  | no |  |  | 0 | 0 | 0 | 0
oh_line_TAP_OH_894513 |  | AN | node_8108001_200820298 | node_1391009_93_15260723_194 | 0.033 | unb_TAPWIRE_OH | 8108001 | no | no |  |  | no |  |  | 0 | 0 | 0 | 0
oh_line_TAP_OH_894514 |  | AN | node_8108001_200820301 | node_1391375_297_15260158_516 | 0.033 | unb_TAPWIRE_OH | 8108001 | no | no |  |  | no |  |  | 0 | 0 | 0 | 0
oh_line_TAP_OH_894533 |  | AN | node_8108001_200820345 | node_1380032_84_15257485_433 | 0.033 | unb_TAPWIRE_OH | 8108001 | no | no |  |  | no |  |  | 0 | 0 | 0 | 0
oh_line_TAP_OH_894534 |  | AN | node_8108001_200820348 | node_1380623_721_15257721_606 | 0.033 | unb_TAPWIRE_OH | 8108001 | no | no |  |  | no |  |  | 0 | 0 | 0 | 0
oh_line_TAP_OH_894535 |  | AN | node_8108001_200820351 | node_1380274_045_15258020_922 | 0.033 | unb_TAPWIRE_OH | 8108001 | no | no |  |  | no |  |  | 0 | 0 | 0 | 0
oh_line_TAP_OH_894536 |  | AN | node_8108001_200820352 | node_1380000_924_15258191_455 | 0.033 | unb_TAPWIRE_OH | 8108001 | no | no |  |  | no |  |  | 0 | 0 | 0 | 0
oh_line_TAP_OH_894537 |  | AN | node_8108001_200820354 | node_1380312_23_15258588_871 | 0.033 | unb_TAPWIRE_OH | 8108001 | no | no |  |  | no |  |  | 0 | 0 | 0 | 0
oh_line_TAP_OH_894538 |  | AN | node_8108001_200820357 | node_1380199_137_15258952_096 | 0.033 | unb_TAPWIRE_OH | 8108001 | no | no |  |  | no |  |  | 0 | 0 | 0 | 0
oh_line_TAP_OH_894542 |  | AN | node_8108001_200820365 | node_1395440_406_15258562_402 | 0.033 | unb_TAPWIRE_OH | 8108001 | no | no |  |  | no |  |  | 0 | 0 | 0 | 0
oh_line_TAP_OH_894543 |  | AN | node_8108001_200820371 | node_1394014_265_15258509_933 | 0.033 | unb_TAPWIRE_OH | 8108001 | no | no |  |  | no |  |  | 0 | 0 | 0 | 0
oh_line_TAP_OH_894544 |  | AN | node_8108001_200820374 | node_1386791_182_15258508_078 | 0.033 | unb_TAPWIRE_OH | 8108001 | no | no |  |  | no |  |  | 0 | 0 | 0 | 0
oh_line_TAP_OH_894557 |  | AN | node_8108001_200820421 | node_1385901_596_15256994_29 | 0.033 | unb_TAPWIRE_OH | 8108001 | no | no |  |  | no |  |  | 0 | 0 | 0 | 0
oh_line_TAP_OH_894558 |  | AN | node_8108001_200820425 | node_1386061_965_15256342_147 | 0.033 | unb_TAPWIRE_OH | 8108001 | no | no |  |  | no |  |  | 0 | 0 | 0 | 0
oh_line_TAP_OH_894559 |  | AN | node_8108001_200820432 | node_1385145_198_15257436_339 | 0.033 | unb_TAPWIRE_OH | 8108001 | no | no |  |  | no |  |  | 0 | 0 | 0 | 0
oh_line_TAP_OH_894560 |  | AN | node_8108001_200820433 | node_1385426_004_15257501_514 | 0.033 | unb_TAPWIRE_OH | 8108001 | no | no |  |  | no |  |  | 0 | 0 | 0 | 0
oh_line_TAP_OH_894561 |  | AN | node_8108001_200820434 | node_1385583_542_15257681_716 | 0.033 | unb_TAPWIRE_OH | 8108001 | no | no |  |  | no |  |  | 0 | 0 | 0 | 0
oh_line_TAP_OH_894562 |  | AN | node_8108001_200820438 | node_1385845_153_15257233_791 | 0.033 | unb_TAPWIRE_OH | 8108001 | no | no |  |  | no |  |  | 0 | 0 | 0 | 0
oh_line_TAP_OH_894566 |  | AN | node_8108001_200820445 | node_1396137_056_15258524_091 | 0.033 | unb_TAPWIRE_OH | 8108001 | no | no |  |  | no |  |  | 0 | 0 | 0 | 0
oh_line_TAP_OH_894567 |  | AN | node_8108001_200820448 | node_1396748_072_15258517_689 | 0.033 | unb_TAPWIRE_OH | 8108001 | no | no |  |  | no |  |  | 0 | 0 | 0 | 0
oh_line_TAP_OH_894569 |  | AN | node_8108001_200820451 | node_1397323_452_15258637_281 | 0.033 | unb_TAPWIRE_OH | 8108001 | no | no |  |  | no |  |  | 0 | 0 | 0 | 0
oh_line_TAP_OH_894570 |  | AN | node_8108001_200820453 | node_1397854_902_15258700_006 | 0.033 | unb_TAPWIRE_OH | 8108001 | no | no |  |  | no |  |  | 0 | 0 | 0 | 0
oh_line_TAP_OH_904915 |  | AN | node_8108001_200860995 | node_1379272_131_15256313_523 | 0.033 | unb_TAPWIRE_OH | 8108001 | no | no |  |  | no |  |  | 0 | 0 | 0 | 0
oh_line_TAP_OH_904916 |  | AN | node_8108001_200860999 | node_1377421_254_15256460_322 | 0.033 | unb_TAPWIRE_OH | 8108001 | no | no |  |  | no |  |  | 0 | 0 | 0 | 0
oh_line_TAP_OH_904917 |  | AN | node_8108001_200861000 | node_1377471_913_15257023_263 | 0.033 | unb_TAPWIRE_OH | 8108001 | no | no |  |  | no |  |  | 0 | 0 | 0 | 0
oh_line_TAP_OH_904918 |  | AN | node_8108001_200861003 | node_1376330_869_15256320_21 | 0.033 | unb_TAPWIRE_OH | 8108001 | no | no |  |  | no |  |  | 0 | 0 | 0 | 0
oh_line_TAP_OH_904919 |  | AN | node_8108001_200861005 | node_1376312_057_15256878_744 | 0.033 | unb_TAPWIRE_OH | 8108001 | no | no |  |  | no |  |  | 0 | 0 | 0 | 0
oh_line_TAP_OH_904920 |  | AN | node_8108001_200861008 | node_1375621_474_15256511_025 | 0.033 | unb_TAPWIRE_OH | 8108001 | no | no |  |  | no |  |  | 0 | 0 | 0 | 0
oh_line_TAP_OH_904921 |  | AN | node_8108001_200861009 | node_1375288_441_15256388_087 | 0.033 | unb_TAPWIRE_OH | 8108001 | no | no |  |  | no |  |  | 0 | 0 | 0 | 0
oh_line_TAP_OH_904922 |  | AN | node_8108001_200861010 | node_1374920_795_15256403_148 | 0.033 | unb_TAPWIRE_OH | 8108001 | no | no |  |  | no |  |  | 0 | 0 | 0 | 0
oh_line_TAP_OH_904923 |  | AN | node_8108001_200861012 | node_1374629_831_15256434_764 | 0.033 | unb_TAPWIRE_OH | 8108001 | no | no |  |  | no |  |  | 0 | 0 | 0 | 0
oh_line_TAP_OH_904924 |  | AN | node_8108001_200861013 | node_1377864_415_15256270_708 | 0.033 | unb_TAPWIRE_OH | 8108001 | no | no |  |  | no |  |  | 0 | 0 | 0 | 0
oh_line_TAP_OH_905979 |  | AN | node_8108001_200864653 | node_1379798_693_15256540_231 | 0.033 | unb_TAPWIRE_OH | 8108001 | no | no |  |  | no |  |  | 0 | 0 | 0 | 0
oh_line_TAP_OH_921961 |  | AN | node_8108001_200959427 | node_1380357_076_15259159_411 | 0.033 | unb_TAPWIRE_OH | 8108001 | no | no |  |  | no |  |  | 0 | 0 | 0 | 0
oh_line_TAP_OH_922510 |  | AN | node_8108001_200962126 | node_1385429_328_15258243_357 | 0.033 | unb_TAPWIRE_OH | 8108001 | no | no |  |  | no |  |  | 0 | 0 | 0 | 0
oh_line_TAP_OH_924017 |  | ABCN | node_8108001_200969294 | node_1386110_933_15277044_791 | 0.033 | unb_TAPWIRE_OH | 8108001 | no | no |  |  | no |  |  | 0 | 0 | 0 | 0
oh_line_TAP_OH_927128 |  | AN | node_8108001_200986488 | node_1392270_666_15258927_041 | 0.033 | unb_TAPWIRE_OH | 8108001 | no | no |  |  | no |  |  | 0 | 0 | 0 | 0
oh_line_TAP_OH_928402 |  | AN | node_8108001_201009202 | node_1392400_196_15259112_83 | 0.033 | unb_TAPWIRE_OH | 8108001 | no | no |  |  | no |  |  | 0 | 0 | 0 | 0
oh_line_TAP_OH_928708 |  | AN | node_8108001_201010669 | node_1392790_056_15265497_398 | 0.033 | unb_TAPWIRE_OH | 8108001 | no | no |  |  | no |  |  | 0 | 0 | 0 | 0
oh_line_TAP_OH_929158 |  | AN | node_8108001_201012733 | node_1389093_79_15257884_486 | 0.033 | unb_TAPWIRE_OH | 8108001 | no | no |  |  | no |  |  | 0 | 0 | 0 | 0
oh_line_TAP_OH_929250 |  | AN | node_8108001_201013168 | node_1395710_786_15261415_678 | 0.033 | unb_TAPWIRE_OH | 8108001 | no | no |  |  | no |  |  | 0 | 0 | 0 | 0
oh_line_TAP_OH_929273 |  | AN | node_8108001_201013305 | node_1388130_851_15270841_893 | 0.033 | unb_TAPWIRE_OH | 8108001 | no | no |  |  | no |  |  | 0 | 0 | 0 | 0
oh_line_TAP_OH_929274 |  | AN | node_8108001_201013306 | node_1390244_79_15270094_289 | 0.033 | unb_TAPWIRE_OH | 8108001 | no | no |  |  | no |  |  | 0 | 0 | 0 | 0
oh_line_TAP_OH_930431 |  | AN | node_8108001_201018413 | node_1382946_439_15257169_49 | 0.033 | unb_TAPWIRE_OH | 8108001 | no | no |  |  | no |  |  | 0 | 0 | 0 | 0
oh_line_TAP_OH_932321 |  | AN | node_8108001_201027875 | node_1385030_188_15257217_872 | 0.033 | unb_TAPWIRE_OH | 8108001 | no | no |  |  | no |  |  | 0 | 0 | 0 | 0
oh_line_TAP_OH_936611 |  | AN | node_8108001_201059768 | node_1392538_186_15269471_853 | 0.033 | unb_TAPWIRE_OH | 8108001 | no | no |  |  | no |  |  | 0 | 0 | 0 | 0
oh_line_TAP_OH_936697 |  | AN | node_8108001_201060369 | node_1392494_353_15269996_379 | 0.033 | unb_TAPWIRE_OH | 8108001 | no | no |  |  | no |  |  | 0 | 0 | 0 | 0
oh_line_TAP_OH_1507229 |  | AN | node_8108001_200819225 | node_1385111_33_15263689_791 | 0.033 | unb_TAPWIRE_OH | 8108001 | no | no |  |  | no |  |  | 0 | 0 | 0 | 0
oh_line_TAP_OH_2035721 |  | AN | node_8108001_200819185 | node_1392402_451_15270893_834 | 0.033 | unb_TAPWIRE_OH | 8108001 | no | no |  |  | no |  |  | 0 | 0 | 0 | 0

## overhead_line_conductor
data_type | static
owner_type | feeder
owner | 8108001
object | overhead_line_conductor
name | groupid | geometric_mean_radius | resistance | diameter | rating_summer_continuous | rating_summer_emergency | rating_winter_continuous | rating_winter_emergency | dcircuit | selected | comments
oh_cond_1/0_AAAC |  | 0.012 | 0.876 | 0.398 | 235 | 235 | 310 | 310 |  | no
oh_cond_1/0_ACSR |  | 0.012 | 0.888 | 0.398 | 265 | 265 | 330 | 330 |  | no
oh_cond_1/0_AL |  | 0.011 | 0.885 | 0.368 | 235 | 235 | 310 | 310 |  | no
oh_cond_2/0_CU |  | 0.013 | 0.44 | 0.414 | 295 | 295 | 425 | 425 |  | no
oh_cond_2_ACSR |  | 0.01 | 1.41 | 0.325 | 195 | 195 | 245 | 245 |  | no
oh_cond_3_#7_CWD_30% |  | 0.005 | 3.07 | 0.311 | 125 | 125 | 195 | 195 |  | no
oh_cond_4/0_AAAC |  | 0.017 | 0.439 | 0.563 | 365 | 365 | 480 | 480 |  | no
oh_cond_4/0_ACSR |  | 0.017 | 0.445 | 0.563 | 410 | 410 | 515 | 515 |  | no
oh_cond_4/0_AL |  | 0.016 | 0.442 | 0.522 | 365 | 365 | 480 | 480 |  | no
oh_cond_4A_CWD |  | 0.006 | 1.395 | 0.29 | 150 | 150 | 220 | 220 |  | no
oh_cond_4_CU |  | 0.007 | 1.388 | 0.232 | 140 | 140 | 200 | 200 |  | no
oh_cond_8D_CWD |  | 0.004 | 3.51 | 0.219 | 85 | 85 | 135 | 135 |  | no
oh_cond_336_5_ACSR |  | 0.024 | 0.278 | 0.684 | 555 | 555 | 705 | 705 |  | no
oh_cond_336_5_MCM_AL |  | 0.021 | 0.279 | 0.666 | 490 | 490 | 644 | 644 |  | no
oh_cond_477_MCM_AL |  | 0.025 | 0.198 | 0.792 | 605 | 605 | 810 | 810 |  | no
oh_cond_WP-4/0-CU |  | 0.015 | 0.273 | 0.81 | 340 | 340 | 390 | 390 |  | no

## recloser
data_type | static
owner_type | feeder
owner | 8108001
object | recloser
name | groupid | phases | fr | to | phase_A_state | phase_B_state | phase_C_state | operating_mode | retry_time | max_number_of_tries | status | dcircuit | selected | monitored | monitored_fields | class_monitored_fields | played | played_fields | comments
recloser_433AX12-312097361 |  | ABCN | node_intto1_433AX12-312097361 | node_433AX12-312097361 | CLOSED | CLOSED | CLOSED | INDIVIDUAL |  |  |  | 8108001 | no | no |  |  | no

## regulator
data_type | static
owner_type | feeder
owner | 8108001
object | regulator
name | groupid | phases | fr | to | configuration | sense_node | dcircuit | selected | monitored | monitored_fields | class_monitored_fields | played | played_fields | comments
regulator_220370564 |  | ABCN | node_intto1_8108001_200963237 | node_8108001_200963237 | config_regulator_220370564 |  | 8108001 | no | no |  |  | no
regulator_220539904 |  | AD | node_intto1_8108001_200819032 | node_8108001_200819032 | config_regulator_220539904 |  | 8108001 | no | no |  |  | no

## regulator_configuration
data_type | static
owner_type | feeder
owner | 8108001
object | regulator_configuration
name | groupid | connect_type | band_center | band_width | time_delay | dwell_time | raise_taps | lower_taps | current_transducer_ratio | power_transducer_ratio | compensator_r_setting_A | compensator_x_setting_A | compensator_r_setting_B | compensator_x_setting_B | compensator_r_setting_C | compensator_x_setting_C | CT_phase | PT_phase | regulation | control_level | Control | Type | tap_pos_A | tap_pos_B | tap_pos_C | dcircuit | selected | comments
config_regulator_220370564 |  | WYE_WYE | 123 | 3 |  |  | 16 | 16 | 100 | 166 | 0 | 0 | 0 | 0 | 0 | 0 | A | A | 0.1 | INDIVIDUAL | OUTPUT_VOLTAGE | A | 0 | 0 | 0 |  | no
config_regulator_220539904 |  | WYE_WYE | 123 | 3 |  |  | 16 | 16 | 100 | 40 | 0 | 0 | 0 | 0 | 0 | 0 | A | A | 0.1 | INDIVIDUAL | OUTPUT_VOLTAGE | A | 0 | 0 | 0 |  | no

## switch
data_type | static
owner_type | feeder
owner | 8108001
object | switch
name | groupid | phases | fr | to | phase_A_state | phase_B_state | phase_C_state | operating_mode | status | dcircuit | selected | monitored | monitored_fields | class_monitored_fields | played | played_fields | comments
switch_433AX3-220416100 |  | ABCN | node_intto1_8108001_200818923 | node_8108001_200818923 | CLOSED | CLOSED | CLOSED | INDIVIDUAL |  | 8108001 | no | no |  |  | no
switch_220416089 |  | AD | node_intto1_8108001_200819027 | node_8108001_200819027 | CLOSED | CLOSED | CLOSED | INDIVIDUAL |  | 8108001 | no | no |  |  | no
switch_220461898 |  | ABCN | node_intto1_220461898 | node_220461898 | CLOSED | CLOSED | CLOSED | INDIVIDUAL |  | 8108001 | no | no |  |  | no
switch_220461899 |  | ABCN | node_intto1_8108001_200965763 | node_8108001_200965763 | CLOSED | CLOSED | CLOSED | INDIVIDUAL |  | 8108001 | no | no |  |  | no
switch_220461904 |  | ABCN | node_intto1_8108001_200965764 | node_8108001_200965764 | CLOSED | CLOSED | CLOSED | INDIVIDUAL |  | 8108001 | no | no |  |  | no

## transformer
data_type | static
owner_type | feeder
owner | 8108001
object | transformer
name | groupid | phases | fr | to | configuration | climate | aging_constant | use_thermal_model | aging_granularity | dcircuit | selected | monitored | monitored_fields | class_monitored_fields | played | played_fields | comments
transformer_220462688 |  | AD | node_intto1_220462688 | node_220462688 | config_transformer_220462688 |  | 0 |  | 0 | 8108001 | no | no |  |  | no
transformer_220465115 |  | AD | node_intto1_220465115 | node_220465115 | config_transformer_220465115 |  | 0 |  | 0 | 8108001 | no | no |  |  | no
transformer_220465272 |  | AN | node_220465272 | node_intto1_220465272 | config_transformer_220465272 |  | 0 |  | 0 | 8108001 | no | no |  |  | no
transformer_220465274 |  | ABCN | node_220465274 | node_intto1_220465274 | config_transformer_220465274 |  | 0 |  | 0 | 8108001 | no | no |  |  | no
transformer_220465306 |  | AD | node_intto1_220465306 | node_220465306 | config_transformer_220465306 |  | 0 |  | 0 | 8108001 | no | no |  |  | no
transformer_220465405 |  | AN | node_220465405 | node_intto1_220465405 | config_transformer_220465405 |  | 0 |  | 0 | 8108001 | no | no |  |  | no

## transformer_configuration
data_type | static
owner_type | feeder
owner | 8108001
object | transformer_configuration
name | groupid | connect_type | install_type | coolant_type | cooling_type | primary_voltage | secondary_voltage | power_rating | powerA_rating | powerB_rating | powerC_rating | impedance | shunt_impedance | core_coil_weight | tank_fittings_weight | oil_volume | rated_winding_time_constant | rated_winding_hot_spot_rise | rated_top_oil_rise | no_load_loss | full_load_loss | reactance_resistance_ratio | installed_insulation_life | dcircuit | selected | comments
config_transformer_220462688 |  | DELTA_GWYE |  |  |  | 4800 | 12470 | 250 | 0 | 0 | 0 | 0.004+0.043j | 0 | 0 | 0 | 0 | 0 | 0 | 0 | 0 | 0 | 10 | 0 |  | no
config_transformer_220465115 |  | DELTA_GWYE |  |  |  | 4800 | 12470 | 100 | 0 | 0 | 0 | 0.004+0.04j | 0 | 0 | 0 | 0 | 0 | 0 | 0 | 0 | 0 | 10 | 0 |  | no
config_transformer_220465272 |  | DELTA_GWYE |  |  |  | 4800 | 34500 | 100 | 0 | 0 | 0 | 0.004+0.04j | 0 | 0 | 0 | 0 | 0 | 0 | 0 | 0 | 0 | 10 | 0 |  | no
config_transformer_220465274 |  | DELTA_GWYE |  |  |  | 4800 | 34500 | 1500 | 0 | 0 | 0 | 0.005+0.047j | 0 | 0 | 0 | 0 | 0 | 0 | 0 | 0 | 0 | 10 | 0 |  | no
config_transformer_220465306 |  | DELTA_GWYE |  |  |  | 4800 | 12470 | 250 | 0 | 0 | 0 | 0.004+0.043j | 0 | 0 | 0 | 0 | 0 | 0 | 0 | 0 | 0 | 10 | 0 |  | no
config_transformer_220465405 |  | DELTA_GWYE |  |  |  | 4800 | 34500 | 100 | 0 | 0 | 0 | 0.004+0.04j | 0 | 0 | 0 | 0 | 0 | 0 | 0 | 0 | 0 | 10 | 0 |  | no

## underground_line
data_type | static
owner_type | feeder
owner | 8108001
object | underground_line
name | groupid | phases | fr | to | length | configuration | dcircuit | selected | monitored | monitored_fields | class_monitored_fields | played | played_fields | comments
und_line_8108001_200818187 |  | AN | node_8108001_311914674 | node_8108001_200818187 | 401.33 | und_1P_2ALURD_2AL(N) | 8108001 | no | no |  |  | no
und_line_8108001_200818188 |  | AN | node_8108001_200818187 | node_8108001_200818188 | 309.291 | und_1P_2ALURD_2AL(N) | 8108001 | no | no |  |  | no
und_line_8108001_200818210 |  | AN | node_8108001_200819178 | node_8108001_200818210 | 295.568 | und_1P_2ALURD_2AL(N) | 8108001 | no | no |  |  | no
und_line_8108001_200818211 |  | AN | node_8108001_200818210 | node_8108001_200818211 | 105.291 | und_1P_2ALURD_2AL(N) | 8108001 | no | no |  |  | no
und_line_8108001_200818212 |  | AN | node_8108001_200818211 | node_8108001_200818212 | 294.942 | und_1P_2ALURD_2AL(N) | 8108001 | no | no |  |  | no
und_line_8108001_200818214 |  | AN | node_8108001_200818211 | node_8108001_200818214 | 86.979 | und_1P_2ALURD_2AL(N) | 8108001 | no | no |  |  | no
und_line_8108001_200818215 |  | AN | node_8108001_200818214 | node_8108001_200818215 | 295.746 | und_1P_2ALURD_2AL(N) | 8108001 | no | no |  |  | no
und_line_8108001_200818216 |  | AN | node_8108001_200818215 | node_8108001_200818216 | 150.821 | und_1P_2ALURD_2AL(N) | 8108001 | no | no |  |  | no
und_line_8108001_200818217 |  | AN | node_8108001_200818216 | node_8108001_200818217 | 56.199 | und_1P_2ALURD_2AL(N) | 8108001 | no | no |  |  | no
und_line_8108001_200818218 |  | AN | node_8108001_200818217 | node_8108001_200818218 | 154.102 | und_1P_2ALURD_2AL(N) | 8108001 | no | no |  |  | no
und_line_8108001_200818237 |  | AN | node_8108001_311914672 | node_8108001_200818237 | 347.718 | und_1P_2ALURD_2AL(N) | 8108001 | no | no |  |  | no
und_line_8108001_200818241 |  | AN | node_8108001_200818237 | node_8108001_200818241 | 642.246 | und_1P_2ALURD_2AL(N) | 8108001 | no | no |  |  | no
und_line_8108001_200818245 |  | AN | node_8108001_200818241 | node_8108001_200818245 | 306.357 | und_1P_2ALURD_2AL(N) | 8108001 | no | no |  |  | no
und_line_8108001_200819193 |  | AN | node_8108001_200819248 | node_intto1_8108001_200819193 | 940.207 | und_1P_2ALURD | 8108001 | no | no |  |  | no
und_line_8108001_200973319 |  | AN | node_8108001_200962126 | node_8108001_200973319 | 243.903 | und_1P_DELTACUST | 8108001 | no | no |  |  | no
und_line_8108001_201010010 |  | AN | node_8108001_201009939 | node_intto1_8108001_201010010 | 105.354 | und_1P_DELTACUST | 8108001 | no | no |  |  | no
und_line_8108001_201013179 |  | AN | node_8108001_201013168 | node_intto1_8108001_201013179 | 440.238 | und_1P_DELTACUST | 8108001 | no | no |  |  | no
und_line_8108001_201013334 |  | AN | node_8108001_200818976 | node_intto1_8108001_201013334 | 368.389 | und_1P_DELTACUST | 8108001 | no | no |  |  | no
und_line_8108001_201014858 |  | AN | node_8108001_200819224 | node_intto1_8108001_201014858 | 678.045 | und_1P_DELTACUST | 8108001 | no | no |  |  | no
und_line_8108001_201014870 |  | AN | node_8108001_200820452 | node_intto1_8108001_201014870 | 795.529 | und_1P_DELTACUST | 8108001 | no | no |  |  | no
und_line_TAP_UG_58745 |  | AN | node_8108001_200818187 | node_1379911_275_15259312_665 | 0.033 | und_TAPWIRE_UG | 8108001 | no | no |  |  | no
und_line_TAP_UG_58746 |  | AN | node_8108001_200818188 | node_1379897_106_15259622_337 | 0.033 | und_TAPWIRE_UG | 8108001 | no | no |  |  | no
und_line_TAP_UG_58751 |  | AN | node_8108001_200818211 | node_1391827_101_15269587_634 | 0.033 | und_TAPWIRE_UG | 8108001 | no | no |  |  | no
und_line_TAP_UG_58752 |  | AN | node_8108001_200818212 | node_1391814_842_15269261_862 | 0.033 | und_TAPWIRE_UG | 8108001 | no | no |  |  | no
und_line_TAP_UG_58753 |  | AN | node_8108001_200818216 | node_1391444_284_15269379_268 | 0.033 | und_TAPWIRE_UG | 8108001 | no | no |  |  | no
und_line_TAP_UG_58754 |  | AN | node_8108001_200818218 | node_1391467_675_15269234_674 | 0.033 | und_TAPWIRE_UG | 8108001 | no | no |  |  | no
und_line_TAP_UG_58759 |  | AN | node_8108001_200818237 | node_1389372_821_15268039_282 | 0.033 | und_TAPWIRE_UG | 8108001 | no | no |  |  | no
und_line_TAP_UG_58760 |  | AN | node_8108001_200818241 | node_1389498_012_15267395_031 | 0.033 | und_TAPWIRE_UG | 8108001 | no | no |  |  | no
und_line_TAP_UG_58761 |  | AN | node_8108001_200818245 | node_1389445_925_15267072_875 | 0.033 | und_TAPWIRE_UG | 8108001 | no | no |  |  | no
und_line_TAP_UG_58768 |  | AN | node_8108001_200819193 | node_1382446_204_15261135_67 | 0.033 | und_TAPWIRE_UG | 8108001 | no | no |  |  | no
und_line_TAP_UG_61787 |  | AN | node_8108001_200973319 | node_1385345_23_15258546_09 | 0.033 | und_TAPWIRE_UG | 8108001 | no | no |  |  | no
und_line_TAP_UG_64001 |  | AN | node_8108001_201010010 | node_1386787_497_15273461_233 | 0.033 | und_TAPWIRE_UG | 8108001 | no | no |  |  | no
und_line_TAP_UG_64346 |  | AN | node_8108001_201013179 | node_1396194_463_15261342_253 | 0.033 | und_TAPWIRE_UG | 8108001 | no | no |  |  | no
und_line_TAP_UG_64549 |  | AN | node_8108001_201014858 | node_1390123_265_15265189_672 | 0.033 | und_TAPWIRE_UG | 8108001 | no | no |  |  | no
und_line_TAP_UG_64550 |  | AN | node_8108001_201014870 | node_1398366_661_15258400_984 | 0.033 | und_TAPWIRE_UG | 8108001 | no | no |  |  | no

## underground_line_conductor
data_type | static
owner_type | feeder
owner | 8108001
object | underground_line_conductor
name | groupid | outer_diameter | conductor_gmr | conductor_diameter | conductor_resistance | neutral_gmr | neutral_diameter | neutral_resistance | neutral_strands | insulation_relative_permitivitty | shield_gmr | shield_resistance | rating_summer_continuous | rating_summer_emergency | rating_winter_continuous | rating_winter_emergency | dcircuit | selected | comments
und_cond_1P_2ALURD | [12 empty] | 125 | 125 | 140 | 140 |  | no
und_cond_1P_2ALURD_2AL(N) | [12 empty] | 125 | 125 | 140 | 140 |  | no
und_cond_1P_DELTACUST | [12 empty] | 685 | 685 | 685 | 685 |  | no
und_cond_TAPWIRE_UG | [12 empty] | 99999999 | 99999999 | 99999999 | 99999999 |  | no