## capacitor
data_type | static
owner_type | feeder
owner | 8100701
object | capacitor
name | groupid | parent | phases | nominal_voltage | pt_phase | phases_connected | switchA | switchB | switchC | control | voltage_set_high | voltage_set_low | VAr_set_high | VAr_set_low | current_set_high | current_set_low | capacitor_A | capacitor_B | capacitor_C | cap_nominal_voltage | time_delay | dwell_time | lockout_time | remote_sense | remote_sense_B | control_level | dcircuit | selected | monitored | monitored_fields | class_monitored_fields | played | played_fields | comments
cap_220602683 |  | node_1390420_73_15296940_612 | ABCN | 0 |  | ABCN | CLOSED | CLOSED | CLOSED | MANUAL | [6 empty] | 100000 | 100000 | 100000 | 4800 | [6 empty] | 8100701 | no | no |  |  | no

## feeder
data_type | static
owner_type | feeder
owner | 8100701
object | feeder
name | transmission_bus | ARC | ADR | slack_bus | nom_voltages | num_nodes | num_ohlines | num_uglines | num_transformers | num_generators | num_pvs | num_storages | num_loads | miles | mw | mvar | losses_mw | losses_mvar | comments | use_feeder_load_shape | load_shape_scale | use_feeder_pv_shape | pv_shape_scale | description | restore_time | griddisconnect_scenario_probability | gridconnect_scenario_probability | use_energy_not_served | VOLL | discount_rate | yearly_load_growth_percent | planning_horizon | enable_traditional_project_deferral | lifetime_of_investment_years | start_year | base_year | year_the_investment_is_committed | revenue_requirement_scaling_factor | discount_rate | inflation_rate_for_investment | traditional_project_invested_capital | periodicity_of_investment_in_years | priority | maximum_total_investment_cost | DER_portfolio_NPV | DER_portfolio_BC_ratio | total_system_energy_avoided_cost_NPV | total_system_capacity_avoided_cost_NPV | total_system_ancillary_services_avoided_cost_NPV | total_system_CO2_avoided_cost_NPV | total_system_loss_of_load_avoided_cost_NPV | total_system_distribution_capacity_avoided_cost_NPV | total_system_investment_and_operational_cost_NPV | feeder_solar_pv_operating_cost_USdollarperkWh | feeder_energy_storage_operating_cost_USdollarperkWh | feeder_distributed_generator_operating_cost_USdollarperkWh | feeder_distributed_generator_CO2_cost_USdollarperkWh | feeder_demand_response_operating_cost_USdollarperkWh | feeder_solar_pv_investment_cost_USdollarperkW | feeder_energy_storage_investment_cost_USdollarperkW | feeder_distributed_generator_investment_cost_USdollarperkW | feeder_demand_response_investment_cost_USdollarperkW
8100701 |  | ts_slack | none | node_SOURCE_8100701 | 2771.281,7199.557 | 503 | 443 | 29 | 2 | 0 | 0 | 0 | 148 | 7.605 | 3.677 | 1.566 | 0 | 0 |  | 0 | 0 | 1 | 0 |  | 0 | 0 | 0 | 0 | 0 | 0 | 0 | 0 | 0 | 0 | 0 | 0 | 0 | 0 | 0 | 0 | 0 | 0 | 0 | 999999999 | 0 | 0 | 0 | 0 | 0 | 0 | 0 | 0 | 0 | 0 | 0 | 0 | 0 | 0 | 0 | 0 | 0 | 0

## fuse
data_type | static
owner_type | feeder
owner | 8100701
object | fuse
name | groupid | phases | fr | to | phase_A_status | phase_B_status | phase_C_status | repair_dist_type | current_limit | mean_replacement_time | status | dcircuit | selected | monitored | monitored_fields | class_monitored_fields | played | played_fields | comments
fuse_220382405 |  | AD | node_intto1_8100701_200917309 | node_8100701_200917309 | GOOD | GOOD | GOOD |  | 60 |  |  | 8100701 | no | no |  |  | no
fuse_220382434 |  | ABCN | node_intto1_8100701_200815495 | node_8100701_200815495 | GOOD | GOOD | GOOD |  | 125 |  |  | 8100701 | no | no |  |  | no
fuse_220383219 |  | ABCD | node_intto1_8100701_200812334 | node_8100701_200812334 | GOOD | GOOD | GOOD |  | 100 |  |  | 8100701 | no | no |  |  | no
fuse_220383220 |  | AD | node_intto1_220383220 | node_220383220 | GOOD | GOOD | GOOD |  | 100 |  |  | 8100701 | no | no |  |  | no
fuse_220383221 |  | AD | node_intto1_8100701_200812321 | node_8100701_200812321 | GOOD | GOOD | GOOD |  | 100 |  |  | 8100701 | no | no |  |  | no
fuse_220383222 |  | ABCD | node_intto1_8100701_200812313 | node_8100701_200812313 | GOOD | GOOD | GOOD |  | 75 |  |  | 8100701 | no | no |  |  | no
fuse_220383223 |  | ABCD | node_intto1_8100701_200812312 | node_8100701_200812312 | GOOD | GOOD | GOOD |  | 100 |  |  | 8100701 | no | no |  |  | no
fuse_220383243 |  | AD | node_intto1_8100701_200812701 | node_8100701_200812701 | GOOD | GOOD | GOOD |  | 100 |  |  | 8100701 | no | no |  |  | no
fuse_220383244 |  | ABCD | node_intto1_8100701_200812646 | node_8100701_200812646 | GOOD | GOOD | GOOD |  | 150 |  |  | 8100701 | no | no |  |  | no
fuse_220383245 |  | ABCD | node_intto1_220383245 | node_220383245 | GOOD | GOOD | GOOD |  | 100 |  |  | 8100701 | no | no |  |  | no
fuse_220383246 |  | ABCD | node_intto1_8100701_200812612 | node_8100701_200812612 | GOOD | GOOD | GOOD |  | 75 |  |  | 8100701 | no | no |  |  | no
fuse_220383247 |  | ABCD | node_intto1_8100701_200812584 | node_8100701_200812584 | GOOD | GOOD | GOOD |  | 100 |  |  | 8100701 | no | no |  |  | no
fuse_220383248 |  | AD | node_intto1_8100701_200917324 | node_8100701_200917324 | GOOD | GOOD | GOOD |  | 100 |  |  | 8100701 | no | no |  |  | no
fuse_220388116 |  | AD | node_intto1_8100701_200832389 | node_8100701_200832389 | GOOD | GOOD | GOOD |  | 75 |  |  | 8100701 | no | no |  |  | no
fuse_220474414 |  | ABCD | node_intto1_8100701_200956295 | node_8100701_200956295 | GOOD | GOOD | GOOD |  | 100 |  |  | 8100701 | no | no |  |  | no
fuse_220474415 |  | ABCD | node_intto1_8100701_200812521 | node_8100701_200812521 | GOOD | GOOD | GOOD |  | 100 |  |  | 8100701 | no | no |  |  | no
fuse_220575536 |  | ABCN | node_intto1_8100701_201009960 | node_8100701_201009960 | GOOD | GOOD | GOOD |  | 30 |  |  | 8100701 | no | no |  |  | no
fuse_220597461 |  | AN | node_intto1_8100701_201014718 | node_8100701_201014718 | GOOD | GOOD | GOOD |  | 50 |  |  | 8100701 | no | no |  |  | no
fuse_312023377 |  | AD | node_intto1_8100701_200812449 | node_8100701_200812449 | GOOD | GOOD | GOOD |  | 140 |  |  | 8100701 | no | no |  |  | no
fuse_312089691 |  | ABCD | node_intto1_8100701_200917308 | node_8100701_200917308 | GOOD | GOOD | GOOD |  | 50 |  |  | 8100701 | no | no |  |  | no
fuse_312127074 |  | AN | node_intto1_8100701_312127077 | node_8100701_312127077 | GOOD | GOOD | GOOD |  | 15 |  |  | 8100701 | no | no |  |  | no

## line_configuration
data_type | static
owner_type | feeder
owner | 8100701
object | line_configuration
name | groupid | conductor_A | conductor_B | conductor_C | conductor_N | spacing | z11 | z12 | z13 | z21 | z22 | z23 | z31 | z32 | z33 | c11 | c12 | c13 | c21 | c22 | c23 | c31 | c32 | c33 | dcircuit | selected | comments
bal_1P_1/0AA |  | oh_cond_1/0_AAAC | oh_cond_1/0_AAAC | oh_cond_1/0_AAAC |  |  | 0.972+1.499j | 0.095+0.781j | 0.095+0.781j | 0.095+0.781j | 0.972+1.499j | 0.095+0.781j | 0.095+0.781j | 0.095+0.781j | 0.972+1.499j | 12.796 | -3.172 | -3.172 | -3.172 | 12.796 | -3.172 | -3.172 | -3.172 | 12.796 |  | no
bal_1P_1/0AC |  | oh_cond_1/0_ACSR | oh_cond_1/0_ACSR | oh_cond_1/0_ACSR |  |  | 0.983+1.218j | 0.095+0.781j | 0.095+0.781j | 0.095+0.781j | 0.983+1.218j | 0.095+0.781j | 0.095+0.781j | 0.095+0.781j | 0.983+1.218j | 12.796 | -3.172 | -3.172 | -3.172 | 12.796 | -3.172 | -3.172 | -3.172 | 12.796 |  | no
bal_1P_2AC |  | oh_cond_2_ACSR | oh_cond_2_ACSR | oh_cond_2_ACSR |  |  | 1.505+1.527j | 0.095+0.781j | 0.095+0.781j | 0.095+0.781j | 1.505+1.527j | 0.095+0.781j | 0.095+0.781j | 0.095+0.781j | 1.505+1.527j | 12.393 | -3.017 | -3.017 | -3.017 | 12.393 | -3.017 | -3.017 | -3.017 | 12.393 |  | no
bal_1P_4CU |  | oh_cond_4_CU | oh_cond_4_CU | oh_cond_4_CU |  |  | 1.483+1.565j | 0.095+0.781j | 0.095+0.781j | 0.095+0.781j | 1.483+1.565j | 0.095+0.781j | 0.095+0.781j | 0.095+0.781j | 1.483+1.565j | 11.78 | -2.785 | -2.785 | -2.785 | 11.78 | -2.785 | -2.785 | -2.785 | 11.78 |  | no
bal_1P_6CU |  | oh_cond_6_CU | oh_cond_6_CU | oh_cond_6_CU |  |  | 2.275+1.583j | 0.095+0.781j | 0.095+0.781j | 0.095+0.781j | 2.275+1.583j | 0.095+0.781j | 0.095+0.781j | 0.095+0.781j | 2.275+1.583j | 11.393 | -2.641 | -2.641 | -2.641 | 11.393 | -2.641 | -2.641 | -2.641 | 11.393 |  | no
bal_3P_1/0AA |  | oh_cond_1/0_AAAC | oh_cond_1/0_AAAC | oh_cond_1/0_AAAC |  |  | 0.972+1.499j | 0.095+0.781j | 0.095+0.781j | 0.095+0.781j | 0.972+1.499j | 0.095+0.781j | 0.095+0.781j | 0.095+0.781j | 0.972+1.499j | 12.796 | -3.172 | -3.172 | -3.172 | 12.796 | -3.172 | -3.172 | -3.172 | 12.796 |  | no
bal_3P_1/0AA_1/0AA(N) |  | oh_cond_1/0_AAAC | oh_cond_1/0_AAAC | oh_cond_1/0_AAAC | oh_cond_1/0_AAAC |  | 1.078+1.186j | 0.201+0.467j | 0.201+0.467j | 0.201+0.467j | 1.078+1.186j | 0.201+0.467j | 0.201+0.467j | 0.201+0.467j | 1.078+1.186j | 13.243 | -2.726 | -2.726 | -2.726 | 13.243 | -2.726 | -2.726 | -2.726 | 13.243 |  | no
bal_3P_1/0AC |  | oh_cond_1/0_ACSR | oh_cond_1/0_ACSR | oh_cond_1/0_ACSR |  |  | 0.983+1.497j | 0.095+0.781j | 0.095+0.781j | 0.095+0.781j | 0.983+1.497j | 0.095+0.781j | 0.095+0.781j | 0.095+0.781j | 0.983+1.497j | 12.796 | -3.172 | -3.172 | -3.172 | 12.796 | -3.172 | -3.172 | -3.172 | 12.796 |  | no
bal_3P_2/0CU |  | oh_cond_2/0_CU | oh_cond_2/0_CU | oh_cond_2/0_CU |  |  | 0.535+1.487j | 0.095+0.781j | 0.095+0.781j | 0.095+0.781j | 0.535+1.487j | 0.095+0.781j | 0.095+0.781j | 0.095+0.781j | 0.535+1.487j | 12.878 | -3.204 | -3.204 | -3.204 | 12.878 | -3.204 | -3.204 | -3.204 | 12.878 |  | no
bal_3P_2AL |  | oh_cond_2_AL | oh_cond_2_AL | oh_cond_2_AL |  |  | 1.235+1.537j | 0.095+0.781j | 0.095+0.781j | 0.095+0.781j | 1.235+1.537j | 0.095+0.781j | 0.095+0.781j | 0.095+0.781j | 1.235+1.537j | 12.191 | -2.94 | -2.94 | -2.94 | 12.191 | -2.94 | -2.94 | -2.94 | 12.191 |  | no
bal_3P_4/0AA |  | oh_cond_4/0_AAAC | oh_cond_4/0_AAAC | oh_cond_4/0_AAAC |  |  | 0.534+1.457j | 0.095+0.781j | 0.095+0.781j | 0.095+0.781j | 0.534+1.457j | 0.095+0.781j | 0.095+0.781j | 0.095+0.781j | 0.534+1.457j | 13.554 | -3.469 | -3.469 | -3.469 | 13.554 | -3.469 | -3.469 | -3.469 | 13.554 |  | no
bal_3P_4/0AL |  | oh_cond_4/0_AL | oh_cond_4/0_AL | oh_cond_4/0_AL |  |  | 0.537+1.466j | 0.095+0.781j | 0.095+0.781j | 0.095+0.781j | 0.537+1.466j | 0.095+0.781j | 0.095+0.781j | 0.095+0.781j | 0.537+1.466j | 13.381 | -3.4 | -3.4 | -3.4 | 13.381 | -3.4 | -3.4 | -3.4 | 13.381 |  | no
bal_3P_4/0CU |  | oh_cond_4/0_CU | oh_cond_4/0_CU | oh_cond_4/0_CU |  |  | 0.374+1.459j | 0.095+0.781j | 0.095+0.781j | 0.095+0.781j | 0.374+1.459j | 0.095+0.781j | 0.095+0.781j | 0.095+0.781j | 0.374+1.459j | 13.381 | -3.4 | -3.4 | -3.4 | 13.381 | -3.4 | -3.4 | -3.4 | 13.381 |  | no
bal_3P_4CU |  | oh_cond_4_CU | oh_cond_4_CU | oh_cond_4_CU |  |  | 1.483+1.565j | 0.095+0.781j | 0.095+0.781j | 0.095+0.781j | 1.483+1.565j | 0.095+0.781j | 0.095+0.781j | 0.095+0.781j | 1.483+1.565j | 11.78 | -2.785 | -2.785 | -2.785 | 11.78 | -2.785 | -2.785 | -2.785 | 11.78 |  | no
bal_3P_477AC |  | oh_cond_477_ACSR | oh_cond_477_ACSR | oh_cond_477_ACSR |  |  | 0.291+1.395j | 0.095+0.806j | 0.095+0.806j | 0.095+0.806j | 0.291+1.395j | 0.095+0.806j | 0.095+0.806j | 0.095+0.806j | 0.291+1.395j | 15.098 | -4.212 | -4.212 | -4.212 | 15.098 | -4.212 | -4.212 | -4.212 | 15.098 |  | no
bal_3P_477AL |  | oh_cond_477_MCM_AL | oh_cond_477_MCM_AL | oh_cond_477_MCM_AL |  |  | 0.293+1.41j | 0.095+0.775j | 0.095+0.775j | 0.095+0.775j | 0.293+1.41j | 0.095+0.775j | 0.095+0.775j | 0.095+0.775j | 0.293+1.41j | 14.305 | -3.735 | -3.735 | -3.735 | 14.305 | -3.735 | -3.735 | -3.735 | 14.305 |  | no
unb_TAPWIRE_OH |  | oh_cond_WP-4/0-CU | oh_cond_WP-4/0-CU | oh_cond_WP-4/0-CU | oh_cond_WP-4/0-CU |  | 0.365+1.097j | 0.093+0.433j | 0.094+0.34j | 0.093+0.433j | 0.368+1.078j | 0.095+0.401j | 0.094+0.34j | 0.095+0.401j | 0.368+1.077j | 14.911 | -4.341 | -1.953 | -4.341 | 15.781 | -3.724 | -1.953 | -3.724 | 14.818 |  | no
und_1P_2ALURD |  | und_cond_1P_2ALURD | und_cond_1P_2ALURD | und_cond_1P_2ALURD |  |  | 2.379+0.823j | 0.0+0.0j | 0.0+0.0j | 0.0+0.0j | 2.379+0.823j | 0.0+0.0j | 0.0+0.0j | 0.0+0.0j | 2.379+0.823j | 401.497 | 0 | 0 | 0 | 401.497 | 0 | 0 | 0 | 401.497 |  | no
und_1P_2ALURD_2AL(N) |  | und_cond_1P_2ALURD_2AL(N) | und_cond_1P_2ALURD_2AL(N) | und_cond_1P_2ALURD_2AL(N) |  |  | 2.379+0.823j | 0.0+0.0j | 0.0+0.0j | 0.0+0.0j | 2.379+0.823j | 0.0+0.0j | 0.0+0.0j | 0.0+0.0j | 2.379+0.823j | 401.497 | 0 | 0 | 0 | 401.497 | 0 | 0 | 0 | 401.497 |  | no
und_1P_4/0ALURD |  | und_cond_1P_4/0ALURD | und_cond_1P_4/0ALURD | und_cond_1P_4/0ALURD |  |  | 0.927+0.242j | 0.0+0.0j | 0.0+0.0j | 0.0+0.0j | 0.927+0.242j | 0.0+0.0j | 0.0+0.0j | 0.0+0.0j | 0.927+0.242j | 617.704 | 0 | 0 | 0 | 617.704 | 0 | 0 | 0 | 617.704 |  | no
und_1P_DELTACUST |  | und_cond_1P_DELTACUST | und_cond_1P_DELTACUST | und_cond_1P_DELTACUST |  |  | 0.179+0.233j | 0.061-0.024j | 0.061-0.024j | 0.061-0.024j | 0.179+0.233j | 0.061-0.024j | 0.061-0.024j | 0.061-0.024j | 0.179+0.233j | 324.124 | 0 | 0 | 0 | 324.124 | 0 | 0 | 0 | 324.124 |  | no
und_2P_2ALURD_2AL(N) |  | und_cond_2P_2ALURD_2AL(N) | und_cond_2P_2ALURD_2AL(N) | und_cond_2P_2ALURD_2AL(N) |  |  | 2.238+0.566j | 0.507+0.168j | 0.507+0.168j | 0.507+0.168j | 2.238+0.566j | 0.507+0.168j | 0.507+0.168j | 0.507+0.168j | 2.238+0.566j | 401.498 | 0 | 0 | 0 | 401.498 | 0 | 0 | 0 | 401.498 |  | no
und_3P_2ALURD |  | und_cond_3P_2ALURD | und_cond_3P_2ALURD | und_cond_3P_2ALURD |  |  | 2.125+0.49j | 0.384+0.067j | 0.384+0.067j | 0.384+0.067j | 2.125+0.49j | 0.384+0.067j | 0.384+0.067j | 0.384+0.067j | 2.125+0.49j | 401.498 | 0 | 0 | 0 | 401.498 | 0 | 0 | 0 | 401.498 |  | no
und_3P_2ALURD_2AL(N) |  | und_cond_3P_2ALURD_2AL(N) | und_cond_3P_2ALURD_2AL(N) | und_cond_3P_2ALURD_2AL(N) |  |  | 2.125+0.49j | 0.384+0.067j | 0.384+0.067j | 0.384+0.067j | 2.125+0.49j | 0.384+0.067j | 0.384+0.067j | 0.384+0.067j | 2.125+0.49j | 401.497 | 0 | 0 | 0 | 401.497 | 0 | 0 | 0 | 401.497 |  | no
und_3P_4/0ALURD |  | und_cond_3P_4/0ALURD | und_cond_3P_4/0ALURD | und_cond_3P_4/0ALURD |  |  | 0.72+0.337j | 0.14+0.016j | 0.14+0.016j | 0.14+0.016j | 0.72+0.337j | 0.14+0.016j | 0.14+0.016j | 0.14+0.016j | 0.72+0.337j | 617.704 | 0 | 0 | 0 | 617.704 | 0 | 0 | 0 | 617.704 |  | no
und_3P_350CUURD |  | und_cond_3P_350CUURD | und_cond_3P_350CUURD | und_cond_3P_350CUURD |  |  | 0.277+0.267j | 0.044+0.015j | 0.044+0.015j | 0.044+0.015j | 0.277+0.267j | 0.044+0.015j | 0.044+0.015j | 0.044+0.015j | 0.277+0.267j | 751.36 | 0 | 0 | 0 | 751.36 | 0 | 0 | 0 | 751.36 |  | no
und_3P_DELTACUST |  | und_cond_3P_DELTACUST | und_cond_3P_DELTACUST | und_cond_3P_DELTACUST |  |  | 0.179+0.233j | 0.061-0.024j | 0.061-0.024j | 0.061-0.024j | 0.179+0.233j | 0.061-0.024j | 0.061-0.024j | 0.061-0.024j | 0.179+0.233j | 324.124 | 0 | 0 | 0 | 324.124 | 0 | 0 | 0 | 324.124 |  | no
und_3P_WYECUST |  | und_cond_3P_WYECUST | und_cond_3P_WYECUST | und_cond_3P_WYECUST |  |  | 0.179+0.233j | 0.061-0.024j | 0.061-0.024j | 0.061-0.024j | 0.179+0.233j | 0.061-0.024j | 0.061-0.024j | 0.061-0.024j | 0.179+0.233j | 324.124 | 0 | 0 | 0 | 324.124 | 0 | 0 | 0 | 324.124 |  | no
und_TAPWIRE_UG |  | und_cond_TAPWIRE_UG | und_cond_TAPWIRE_UG | und_cond_TAPWIRE_UG |  |  | 0.001+0.001j | 0.0+0.0j | 0.0+0.0j | 0.0+0.0j | 0.001+0.001j | 0.0+0.0j | 0.0+0.0j | 0.0+0.0j | 0.001+0.001j | 0 | 0 | 0 | 0 | 0 | 0 | 0 | 0 | 0 |  | no

## load
data_type | static
owner_type | feeder
owner | 8100701
object | load
name | groupid | parent | bustype | phases | nominal_voltage | load_class | constant_power_A | constant_power_B | constant_power_C | constant_current_A | constant_current_B | constant_current_C | constant_impedance_A | constant_impedance_B | constant_impedance_C | base_power_A | base_power_B | base_power_C | power_pf_A | power_pf_B | power_pf_C | current_pf_A | current_pf_B | current_pf_C | impedance_pf_A | impedance_pf_B | impedance_pf_C | power_fraction_A | power_fraction_B | power_fraction_C | current_fraction_A | current_fraction_B | current_fraction_C | impedance_fraction_A | impedance_fraction_B | impedance_fraction_C | dcircuit | selected | monitored | monitored_fields | class_monitored_fields | played | played_fields | base_kw_A | base_kw_B | base_kw_C | kw_A | kw_B | kw_C | comments | critical_load | dem_resp_lb | dem_resp_ub | dem_resp_shortage_cost | dem_resp_surplus_cost | num_customers
load_220330624 |  | node_1390775_979_15298048_832 |  | AN | 0 | Residential | 108410.4+46182.637j | 0 | 0 | 0 | 0 | 0 | [24 empty] | 8100701 | no | no |  |  | no |  | 0 | 0 | 0 | 0 | 0 | 0 |  | 1 | 1 | 1 | 0 | 0 | 0
load_220330625 |  | node_1390571_498_15298152_159 |  | AN | 0 | Residential | 139759.2+59537.17j | 0 | 0 | 0 | 0 | 0 | [24 empty] | 8100701 | no | no |  |  | no |  | 0 | 0 | 0 | 0 | 0 | 0 |  | 1 | 1 | 1 | 0 | 0 | 0
load_220330672 |  | node_1389935_253_15295449_642 |  | AN | 0 | Residential | 133956+57065.017j | 0 | 0 | 0 | 0 | 0 | [24 empty] | 8100701 | no | no |  |  | no |  | 0 | 0 | 0 | 0 | 0 | 0 |  | 1 | 1 | 1 | 0 | 0 | 0
load_220330673 |  | node_1389938_171_15295329_373 |  | AN | 0 | Residential | 32522.4+13854.484j | 0 | 0 | 0 | 0 | 0 | [24 empty] | 8100701 | no | no |  |  | no |  | 0 | 0 | 0 | 0 | 0 | 0 |  | 1 | 1 | 1 | 0 | 0 | 0
load_220330674 |  | node_1389904_32_15295171_251 |  | AN | 0 | Residential | 1958.4+834.275j | 0 | 0 | 0 | 0 | 0 | [24 empty] | 8100701 | no | no |  |  | no |  | 0 | 0 | 0 | 0 | 0 | 0 |  | 1 | 1 | 1 | 0 | 0 | 0
load_220332006 |  | node_1388559_84_15298200_524 |  | AN | 0 | Residential | 4485.6+1910.858j | 0 | 0 | 0 | 0 | 0 | [24 empty] | 8100701 | no | no |  |  | no |  | 0 | 0 | 0 | 0 | 0 | 0 |  | 1 | 1 | 1 | 0 | 0 | 0
load_220332007 |  | node_1388499_728_15298509_445 |  | AN | 0 | Residential | 20779.2+8851.902j | 0 | 0 | 0 | 0 | 0 | [24 empty] | 8100701 | no | no |  |  | no |  | 0 | 0 | 0 | 0 | 0 | 0 |  | 1 | 1 | 1 | 0 | 0 | 0
load_220332008 |  | node_1388956_197_15298554_678 |  | AN | 0 | Residential | 29433.6+12538.661j | 0 | 0 | 0 | 0 | 0 | [24 empty] | 8100701 | no | no |  |  | no |  | 0 | 0 | 0 | 0 | 0 | 0 |  | 1 | 1 | 1 | 0 | 0 | 0
load_220332009 |  | node_1387768_49_15298547_69 |  | AN | 0 | Residential | 40118.4+17090.367j | 0 | 0 | 0 | 0 | 0 | [24 empty] | 8100701 | no | no |  |  | no |  | 0 | 0 | 0 | 0 | 0 | 0 |  | 1 | 1 | 1 | 0 | 0 | 0
load_220332010 |  | node_1387043_582_15298648_722 |  | AN | 0 | NonResidential | 0 | 0 | 0 | 0 | 0 | 0 | [24 empty] | 8100701 | no | no |  |  | no |  | 0 | 0 | 0 | 0 | 0 | 0 |  | 1 | 1 | 1 | 0 | 0 | 0
load_220332011 |  | node_1386685_963_15298915_471 |  | AN | 0 | NonResidential | 669.6+285.248j | 0 | 0 | 0 | 0 | 0 | [24 empty] | 8100701 | no | no |  |  | no |  | 0 | 0 | 0 | 0 | 0 | 0 |  | 1 | 1 | 1 | 0 | 0 | 0
load_220332012 |  | node_1390290_193_15298066_405 |  | AN | 0 | NonResidential | 25333.333+10791.955j | 0 | 0 | 0 | 0 | 0 | [24 empty] | 8100701 | no | no |  |  | no |  | 0 | 0 | 0 | 0 | 0 | 0 |  | 1 | 1 | 1 | 0 | 0 | 0
load_220332013 |  | node_1390302_666_15298087_211 |  | BN | 0 | NonResidential | 0 | 25333.333+10791.955j | 0 | 0 | 0 | 0 | [24 empty] | 8100701 | no | no |  |  | no |  | 0 | 0 | 0 | 0 | 0 | 0 |  | 1 | 1 | 1 | 0 | 0 | 0
load_220332014 |  | node_1390274_156_15298050_608 |  | CN | 0 | NonResidential | 0 | 0 | 25333.333+10791.955j | 0 | 0 | 0 | [24 empty] | 8100701 | no | no |  |  | no |  | 0 | 0 | 0 | 0 | 0 | 0 |  | 1 | 1 | 1 | 0 | 0 | 0
load_220332015 |  | node_1391362_877_15297846_702 |  | AN | 0 | Residential | 18892.8+8048.299j | 0 | 0 | 0 | 0 | 0 | [24 empty] | 8100701 | no | no |  |  | no |  | 0 | 0 | 0 | 0 | 0 | 0 |  | 1 | 1 | 1 | 0 | 0 | 0
load_220332016 |  | node_1390241_486_15297889_462 |  | AN | 0 | Residential | 23040+9814.999j | 0 | 0 | 0 | 0 | 0 | [24 empty] | 8100701 | no | no |  |  | no |  | 0 | 0 | 0 | 0 | 0 | 0 |  | 1 | 1 | 1 | 0 | 0 | 0
load_220332017 |  | node_1390679_986_15297915_703 |  | AN | 0 | Residential | 11476.8+4889.096j | 0 | 0 | 0 | 0 | 0 | [24 empty] | 8100701 | no | no |  |  | no |  | 0 | 0 | 0 | 0 | 0 | 0 |  | 1 | 1 | 1 | 0 | 0 | 0
load_220332025 |  | node_1387645_383_15296890_566 |  | AN | 0 | NonResidential | 208.8+88.948j | 0 | 0 | 0 | 0 | 0 | [24 empty] | 8100701 | no | no |  |  | no |  | 0 | 0 | 0 | 0 | 0 | 0 |  | 1 | 1 | 1 | 0 | 0 | 0
load_220332027 |  | node_1387676_765_15296341_736 |  | AN | 0 | Residential | 132199.2+56316.623j | 0 | 0 | 0 | 0 | 0 | [24 empty] | 8100701 | no | no |  |  | no |  | 0 | 0 | 0 | 0 | 0 | 0 |  | 1 | 1 | 1 | 0 | 0 | 0
load_220332032 |  | node_1387942_418_15296166_426 |  | AN | 0 | Residential | 23551.2+10032.769j | 0 | 0 | 0 | 0 | 0 | [24 empty] | 8100701 | no | no |  |  | no |  | 0 | 0 | 0 | 0 | 0 | 0 |  | 1 | 1 | 1 | 0 | 0 | 0
load_220332034 |  | node_1387858_793_15296646_175 |  | AN | 0 | Residential | 9252+3941.335j | 0 | 0 | 0 | 0 | 0 | [24 empty] | 8100701 | no | no |  |  | no |  | 0 | 0 | 0 | 0 | 0 | 0 |  | 1 | 1 | 1 | 0 | 0 | 0
load_220332035 |  | node_1388187_364_15296607_537 |  | AN | 0 | NonResidential | 1728+736.125j | 0 | 0 | 0 | 0 | 0 | [24 empty] | 8100701 | no | no |  |  | no |  | 0 | 0 | 0 | 0 | 0 | 0 |  | 1 | 1 | 1 | 0 | 0 | 0
load_220332036 |  | node_1388463_452_15296558_986 |  | AN | 0 | Residential | 85982.4+36628.349j | 0 | 0 | 0 | 0 | 0 | [24 empty] | 8100701 | no | no |  |  | no |  | 0 | 0 | 0 | 0 | 0 | 0 |  | 1 | 1 | 1 | 0 | 0 | 0
load_220332040 |  | node_1388260_749_15295804_677 |  | AN | 0 | Residential | 11217.6+4778.678j | 0 | 0 | 0 | 0 | 0 | [24 empty] | 8100701 | no | no |  |  | no |  | 0 | 0 | 0 | 0 | 0 | 0 |  | 1 | 1 | 1 | 0 | 0 | 0
load_220332041 |  | node_1388204_374_15296009_119 |  | AN | 0 | Residential | 81036+34521.191j | 0 | 0 | 0 | 0 | 0 | [24 empty] | 8100701 | no | no |  |  | no |  | 0 | 0 | 0 | 0 | 0 | 0 |  | 1 | 1 | 1 | 0 | 0 | 0
load_220332042 |  | node_1388221_686_15296287_939 |  | AN | 0 | Residential | 49096.8+20915.149j | 0 | 0 | 0 | 0 | 0 | [24 empty] | 8100701 | no | no |  |  | no |  | 0 | 0 | 0 | 0 | 0 | 0 |  | 1 | 1 | 1 | 0 | 0 | 0
load_220332043 |  | node_1386619_069_15296801_642 |  | AN | 0 | Residential | 46339.2+19740.417j | 0 | 0 | 0 | 0 | 0 | [24 empty] | 8100701 | no | no |  |  | no |  | 0 | 0 | 0 | 0 | 0 | 0 |  | 1 | 1 | 1 | 0 | 0 | 0
load_220332044 |  | node_1386888_493_15296508_015 |  | AN | 0 | NonResidential | 12686.4+5404.384j | 0 | 0 | 0 | 0 | 0 | [24 empty] | 8100701 | no | no |  |  | no |  | 0 | 0 | 0 | 0 | 0 | 0 |  | 1 | 1 | 1 | 0 | 0 | 0
load_220332054 |  | node_1389897_328_15294676_353 |  | BN | 0 | NonResidential | 0 | 20000+8519.964j | 0 | 0 | 0 | 0 | [24 empty] | 8100701 | no | no |  |  | no |  | 0 | 0 | 0 | 0 | 0 | 0 |  | 1 | 1 | 1 | 0 | 0 | 0
load_220332055 |  | node_1389889_806_15294670_107 |  | AN | 0 | NonResidential | 20000+8519.964j | 0 | 0 | 0 | 0 | 0 | [24 empty] | 8100701 | no | no |  |  | no |  | 0 | 0 | 0 | 0 | 0 | 0 |  | 1 | 1 | 1 | 0 | 0 | 0
load_220332056 |  | node_1389454_481_15294930_634 |  | AN | 0 | Residential | 4800+2044.791j | 0 | 0 | 0 | 0 | 0 | [24 empty] | 8100701 | no | no |  |  | no |  | 0 | 0 | 0 | 0 | 0 | 0 |  | 1 | 1 | 1 | 0 | 0 | 0
load_220332057 |  | node_1389473_956_15294925_788 |  | BN | 0 | Residential | 0 | 4800+2044.791j | 0 | 0 | 0 | 0 | [24 empty] | 8100701 | no | no |  |  | no |  | 0 | 0 | 0 | 0 | 0 | 0 |  | 1 | 1 | 1 | 0 | 0 | 0
load_220332058 |  | node_1389436_637_15294942_092 |  | CN | 0 | NonResidential | 0 | 0 | 6880.8+2931.209j | 0 | 0 | 0 | [24 empty] | 8100701 | no | no |  |  | no |  | 0 | 0 | 0 | 0 | 0 | 0 |  | 1 | 1 | 1 | 0 | 0 | 0
load_220332064 |  | node_1388029_046_15295415_429 |  | AN | 0 | NonResidential | 27000+11501.952j | 0 | 0 | 0 | 0 | 0 | [24 empty] | 8100701 | no | no |  |  | no |  | 0 | 0 | 0 | 0 | 0 | 0 |  | 1 | 1 | 1 | 0 | 0 | 0
load_220332065 |  | node_1388016_762_15295427_117 |  | AN | 0 | NonResidential | 27000+11501.952j | 0 | 0 | 0 | 0 | 0 | [24 empty] | 8100701 | no | no |  |  | no |  | 0 | 0 | 0 | 0 | 0 | 0 |  | 1 | 1 | 1 | 0 | 0 | 0
load_220332066 |  | node_1387755_232_15295442_358 |  | AN | 0 | NonResidential | 63666.667+27121.887j | 0 | 0 | 0 | 0 | 0 | [24 empty] | 8100701 | no | no |  |  | no |  | 0 | 0 | 0 | 0 | 0 | 0 |  | 1 | 1 | 1 | 0 | 0 | 0
load_220332067 |  | node_1387781_983_15295440_583 |  | BN | 0 | NonResidential | 0 | 63666.667+27121.887j | 0 | 0 | 0 | 0 | [24 empty] | 8100701 | no | no |  |  | no |  | 0 | 0 | 0 | 0 | 0 | 0 |  | 1 | 1 | 1 | 0 | 0 | 0
load_220332068 |  | node_1387735_58_15295456_451 |  | CN | 0 | NonResidential | 0 | 0 | 63666.667+27121.887j | 0 | 0 | 0 | [24 empty] | 8100701 | no | no |  |  | no |  | 0 | 0 | 0 | 0 | 0 | 0 |  | 1 | 1 | 1 | 0 | 0 | 0
load_220332072 |  | node_1387540_134_15295817_175 |  | AN | 0 | NonResidential | 1000+425.998j | 0 | 0 | 0 | 0 | 0 | [24 empty] | 8100701 | no | no |  |  | no |  | 0 | 0 | 0 | 0 | 0 | 0 |  | 1 | 1 | 1 | 0 | 0 | 0
load_220332073 |  | node_1387530_346_15295821_626 |  | AN | 0 | NonResidential | 1000+425.998j | 0 | 0 | 0 | 0 | 0 | [24 empty] | 8100701 | no | no |  |  | no |  | 0 | 0 | 0 | 0 | 0 | 0 |  | 1 | 1 | 1 | 0 | 0 | 0
load_220332074 |  | node_1387379_07_15295786_654 |  | AN | 0 | NonResidential | 14000+5963.975j | 0 | 0 | 0 | 0 | 0 | [24 empty] | 8100701 | no | no |  |  | no |  | 0 | 0 | 0 | 0 | 0 | 0 |  | 1 | 1 | 1 | 0 | 0 | 0
load_220332075 |  | node_1387394_995_15295770_928 |  | BN | 0 | NonResidential | 0 | 14000+5963.975j | 0 | 0 | 0 | 0 | [24 empty] | 8100701 | no | no |  |  | no |  | 0 | 0 | 0 | 0 | 0 | 0 |  | 1 | 1 | 1 | 0 | 0 | 0
load_220332076 |  | node_1387366_746_15295807_406 |  | CN | 0 | NonResidential | 0 | 0 | 14000+5963.975j | 0 | 0 | 0 | [24 empty] | 8100701 | no | no |  |  | no |  | 0 | 0 | 0 | 0 | 0 | 0 |  | 1 | 1 | 1 | 0 | 0 | 0
load_220332077 |  | node_1387276_292_15295960_85 |  | AN | 0 | Residential | 22176+9446.936j | 0 | 0 | 0 | 0 | 0 | [24 empty] | 8100701 | no | no |  |  | no |  | 0 | 0 | 0 | 0 | 0 | 0 |  | 1 | 1 | 1 | 0 | 0 | 0
load_220332078 |  | node_1387274_38_15295974_919 |  | AN | 0 | Residential | 22176+9446.936j | 0 | 0 | 0 | 0 | 0 | [24 empty] | 8100701 | no | no |  |  | no |  | 0 | 0 | 0 | 0 | 0 | 0 |  | 1 | 1 | 1 | 0 | 0 | 0
load_220332080 |  | node_1386510_474_15296492_9 |  | AN | 0 | Residential | 10176+4334.958j | 0 | 0 | 0 | 0 | 0 | [24 empty] | 8100701 | no | no |  |  | no |  | 0 | 0 | 0 | 0 | 0 | 0 |  | 1 | 1 | 1 | 0 | 0 | 0
load_220332081 |  | node_1386498_059_15296501_598 |  | BN | 0 | Residential | 0 | 10176+4334.958j | 0 | 0 | 0 | 0 | [24 empty] | 8100701 | no | no |  |  | no |  | 0 | 0 | 0 | 0 | 0 | 0 |  | 1 | 1 | 1 | 0 | 0 | 0
load_220332082 |  | node_1386520_422_15296487_473 |  | CN | 0 | Residential | 0 | 0 | 10176+4334.958j | 0 | 0 | 0 | [24 empty] | 8100701 | no | no |  |  | no |  | 0 | 0 | 0 | 0 | 0 | 0 |  | 1 | 1 | 1 | 0 | 0 | 0
load_220332083 |  | node_1386247_98_15296817_324 |  | AN | 0 | Residential | 16981.2+7233.961j | 0 | 0 | 0 | 0 | 0 | [24 empty] | 8100701 | no | no |  |  | no |  | 0 | 0 | 0 | 0 | 0 | 0 |  | 1 | 1 | 1 | 0 | 0 | 0
load_220332084 |  | node_1386232_177_15296833_267 |  | AN | 0 | NonResidential | 27500+11714.951j | 0 | 0 | 0 | 0 | 0 | [24 empty] | 8100701 | no | no |  |  | no |  | 0 | 0 | 0 | 0 | 0 | 0 |  | 1 | 1 | 1 | 0 | 0 | 0
load_220332088 |  | node_1388514_497_15296198_25 |  | AN | 0 | Residential | 14320.8+6100.635j | 0 | 0 | 0 | 0 | 0 | [24 empty] | 8100701 | no | no |  |  | no |  | 0 | 0 | 0 | 0 | 0 | 0 |  | 1 | 1 | 1 | 0 | 0 | 0
load_220332090 |  | node_1389201_172_15294821_804 |  | AN | 0 | NonResidential | 32000+13631.943j | 0 | 0 | 0 | 0 | 0 | [24 empty] | 8100701 | no | no |  |  | no |  | 0 | 0 | 0 | 0 | 0 | 0 |  | 1 | 1 | 1 | 0 | 0 | 0
load_220332095 |  | node_1389004_693_15295471_449 |  | AN | 0 | Residential | 29664+12636.811j | 0 | 0 | 0 | 0 | 0 | [24 empty] | 8100701 | no | no |  |  | no |  | 0 | 0 | 0 | 0 | 0 | 0 |  | 1 | 1 | 1 | 0 | 0 | 0
load_220332096 |  | node_1389413_872_15295401_23 |  | AN | 0 | Residential | 31838.4+13563.102j | 0 | 0 | 0 | 0 | 0 | [24 empty] | 8100701 | no | no |  |  | no |  | 0 | 0 | 0 | 0 | 0 | 0 |  | 1 | 1 | 1 | 0 | 0 | 0
load_220332097 |  | node_1389696_723_15295288_951 |  | AN | 0 | Residential | 9333.333+3975.983j | 0 | 0 | 0 | 0 | 0 | [24 empty] | 8100701 | no | no |  |  | no |  | 0 | 0 | 0 | 0 | 0 | 0 |  | 1 | 1 | 1 | 0 | 0 | 0
load_220332098 |  | node_1389698_502_15295315_486 |  | BN | 0 | Residential | 0 | 9333.333+3975.983j | 0 | 0 | 0 | 0 | [24 empty] | 8100701 | no | no |  |  | no |  | 0 | 0 | 0 | 0 | 0 | 0 |  | 1 | 1 | 1 | 0 | 0 | 0
load_220332099 |  | node_1389689_893_15295263_894 |  | CN | 0 | Residential | 0 | 0 | 9333.333+3975.983j | 0 | 0 | 0 | [24 empty] | 8100701 | no | no |  |  | no |  | 0 | 0 | 0 | 0 | 0 | 0 |  | 1 | 1 | 1 | 0 | 0 | 0
load_220332103 |  | node_1390142_749_15295279_521 |  | AN | 0 | Residential | 81273.6+34622.409j | 0 | 0 | 0 | 0 | 0 | [24 empty] | 8100701 | no | no |  |  | no |  | 0 | 0 | 0 | 0 | 0 | 0 |  | 1 | 1 | 1 | 0 | 0 | 0
load_220332104 |  | node_1390081_543_15295065_512 |  | AN | 0 | Residential | 62280+26531.169j | 0 | 0 | 0 | 0 | 0 | [24 empty] | 8100701 | no | no |  |  | no |  | 0 | 0 | 0 | 0 | 0 | 0 |  | 1 | 1 | 1 | 0 | 0 | 0
load_220332105 |  | node_1389694_454_15295545_972 |  | AN | 0 | NonResidential | 597.6+254.577j | 0 | 0 | 0 | 0 | 0 | [24 empty] | 8100701 | no | no |  |  | no |  | 0 | 0 | 0 | 0 | 0 | 0 |  | 1 | 1 | 1 | 0 | 0 | 0
load_220332109 |  | node_1389695_6_15295634_915 |  | AN | 0 | NonResidential | 25070.4+10679.946j | 0 | 0 | 0 | 0 | 0 | [24 empty] | 8100701 | no | no |  |  | no |  | 0 | 0 | 0 | 0 | 0 | 0 |  | 1 | 1 | 1 | 0 | 0 | 0
load_220332110 |  | node_1390102_541_15295641_43 |  | AN | 0 | Residential | 61221.6+26080.292j | 0 | 0 | 0 | 0 | 0 | [24 empty] | 8100701 | no | no |  |  | no |  | 0 | 0 | 0 | 0 | 0 | 0 |  | 1 | 1 | 1 | 0 | 0 | 0
load_220332112 |  | node_1390456_221_15296617_143 |  | AN | 0 | Residential | 29318.4+12489.586j | 0 | 0 | 0 | 0 | 0 | [24 empty] | 8100701 | no | no |  |  | no |  | 0 | 0 | 0 | 0 | 0 | 0 |  | 1 | 1 | 1 | 0 | 0 | 0
load_220332114 |  | node_1390358_307_15295313_537 |  | AN | 0 | NonResidential | 6832.8+2910.761j | 0 | 0 | 0 | 0 | 0 | [24 empty] | 8100701 | no | no |  |  | no |  | 0 | 0 | 0 | 0 | 0 | 0 |  | 1 | 1 | 1 | 0 | 0 | 0
load_220332115 |  | node_1390749_325_15297643_056 |  | AN | 0 | Residential | 5407.2+2303.458j | 0 | 0 | 0 | 0 | 0 | [24 empty] | 8100701 | no | no |  |  | no |  | 0 | 0 | 0 | 0 | 0 | 0 |  | 1 | 1 | 1 | 0 | 0 | 0
load_220332116 |  | node_1390934_64_15297673_704 |  | AN | 0 | NonResidential | 0 | 0 | 0 | 0 | 0 | 0 | [24 empty] | 8100701 | no | no |  |  | no |  | 0 | 0 | 0 | 0 | 0 | 0 |  | 1 | 1 | 1 | 0 | 0 | 0
load_220332118 |  | node_1390656_628_15295414_912 |  | AN | 0 | NonResidential | 1807.2+769.864j | 0 | 0 | 0 | 0 | 0 | [24 empty] | 8100701 | no | no |  |  | no |  | 0 | 0 | 0 | 0 | 0 | 0 |  | 1 | 1 | 1 | 0 | 0 | 0
load_220332120 |  | node_1390647_468_15296827_665 |  | AN | 0 | NonResidential | 2253.6+960.03j | 0 | 0 | 0 | 0 | 0 | [24 empty] | 8100701 | no | no |  |  | no |  | 0 | 0 | 0 | 0 | 0 | 0 |  | 1 | 1 | 1 | 0 | 0 | 0
load_220332121 |  | node_1391262_124_15296233_825 |  | AN | 0 | Residential | 18568.8+7910.276j | 0 | 0 | 0 | 0 | 0 | [24 empty] | 8100701 | no | no |  |  | no |  | 0 | 0 | 0 | 0 | 0 | 0 |  | 1 | 1 | 1 | 0 | 0 | 0
load_220332122 |  | node_1391281_814_15296237_141 |  | AN | 0 | NonResidential | 7500+3194.987j | 0 | 0 | 0 | 0 | 0 | [24 empty] | 8100701 | no | no |  |  | no |  | 0 | 0 | 0 | 0 | 0 | 0 |  | 1 | 1 | 1 | 0 | 0 | 0
load_220332123 |  | node_1390935_131_15296354_828 |  | AN | 0 | Residential | 235828.8+100462.648j | 0 | 0 | 0 | 0 | 0 | [24 empty] | 8100701 | no | no |  |  | no |  | 0 | 0 | 0 | 0 | 0 | 0 |  | 1 | 1 | 1 | 0 | 0 | 0
load_220332592 |  | node_1388036_326_15295999_65 |  | AN | 0 | NonResidential | 8776.8+3738.901j | 0 | 0 | 0 | 0 | 0 | [24 empty] | 8100701 | no | no |  |  | no |  | 0 | 0 | 0 | 0 | 0 | 0 |  | 1 | 1 | 1 | 0 | 0 | 0
load_220332593 |  | node_1386426_23_15296885_389 |  | AN | 0 | Residential | 71863.2+30613.595j | 0 | 0 | 0 | 0 | 0 | [24 empty] | 8100701 | no | no |  |  | no |  | 0 | 0 | 0 | 0 | 0 | 0 |  | 1 | 1 | 1 | 0 | 0 | 0
load_220332689 |  | node_1390562_117_15299177_334 |  | AN | 0 | Residential | 5817.6+2478.287j | 0 | 0 | 0 | 0 | 0 | [24 empty] | 8100701 | no | no |  |  | no |  | 0 | 0 | 0 | 0 | 0 | 0 |  | 1 | 1 | 1 | 0 | 0 | 0
load_220332690 |  | node_1390465_364_15299447_022 |  | AN | 0 | Residential | 9252+3941.335j | 0 | 0 | 0 | 0 | 0 | [24 empty] | 8100701 | no | no |  |  | no |  | 0 | 0 | 0 | 0 | 0 | 0 |  | 1 | 1 | 1 | 0 | 0 | 0
load_220332691 |  | node_1390267_811_15299430_639 |  | AN | 0 | Residential | 23126.4+9851.805j | 0 | 0 | 0 | 0 | 0 | [24 empty] | 8100701 | no | no |  |  | no |  | 0 | 0 | 0 | 0 | 0 | 0 |  | 1 | 1 | 1 | 0 | 0 | 0
load_220332804 |  | node_1388691_97_15295338_021 |  | AN | 0 | Residential | 4000+1703.993j | 0 | 0 | 0 | 0 | 0 | [24 empty] | 8100701 | no | no |  |  | no |  | 0 | 0 | 0 | 0 | 0 | 0 |  | 1 | 1 | 1 | 0 | 0 | 0
load_220332805 |  | node_1388701_035_15295356_547 |  | BN | 0 | NonResidential | 0 | 10666.667+4543.981j | 0 | 0 | 0 | 0 | [24 empty] | 8100701 | no | no |  |  | no |  | 0 | 0 | 0 | 0 | 0 | 0 |  | 1 | 1 | 1 | 0 | 0 | 0
load_220332806 |  | node_1388683_555_15295322_379 |  | CN | 0 | NonResidential | 0 | 0 | 10666.667+4543.981j | 0 | 0 | 0 | [24 empty] | 8100701 | no | no |  |  | no |  | 0 | 0 | 0 | 0 | 0 | 0 |  | 1 | 1 | 1 | 0 | 0 | 0
load_220332807 |  | node_1388516_578_15295564_225 |  | AN | 0 | NonResidential | 4666.667+1987.992j | 0 | 0 | 0 | 0 | 0 | [24 empty] | 8100701 | no | no |  |  | no |  | 0 | 0 | 0 | 0 | 0 | 0 |  | 1 | 1 | 1 | 0 | 0 | 0
load_220332808 |  | node_1388521_802_15295538_584 |  | BN | 0 | NonResidential | 0 | 4666.667+1987.992j | 0 | 0 | 0 | 0 | [24 empty] | 8100701 | no | no |  |  | no |  | 0 | 0 | 0 | 0 | 0 | 0 |  | 1 | 1 | 1 | 0 | 0 | 0
load_220332809 |  | node_1388516_483_15295590_851 |  | CN | 0 | NonResidential | 0 | 0 | 4666.667+1987.992j | 0 | 0 | 0 | [24 empty] | 8100701 | no | no |  |  | no |  | 0 | 0 | 0 | 0 | 0 | 0 |  | 1 | 1 | 1 | 0 | 0 | 0
load_220332855 |  | node_1391503_213_15299015_372 |  | AN | 0 | Residential | 4593.6+1956.865j | 0 | 0 | 0 | 0 | 0 | [24 empty] | 8100701 | no | no |  |  | no |  | 0 | 0 | 0 | 0 | 0 | 0 |  | 1 | 1 | 1 | 0 | 0 | 0
load_220332862 |  | node_1391996_407_15297875_851 |  | AN | 0 | NonResidential | 3232.8+1377.167j | 0 | 0 | 0 | 0 | 0 | [24 empty] | 8100701 | no | no |  |  | no |  | 0 | 0 | 0 | 0 | 0 | 0 |  | 1 | 1 | 1 | 0 | 0 | 0
load_220332863 |  | node_1391575_519_15298696_691 |  | AN | 0 | Residential | 5234.4+2229.845j | 0 | 0 | 0 | 0 | 0 | [24 empty] | 8100701 | no | no |  |  | no |  | 0 | 0 | 0 | 0 | 0 | 0 |  | 1 | 1 | 1 | 0 | 0 | 0
load_220332864 |  | node_1392290_231_15297914_736 |  | AN | 0 | NonResidential | 0 | 0 | 0 | 0 | 0 | 0 | [24 empty] | 8100701 | no | no |  |  | no |  | 0 | 0 | 0 | 0 | 0 | 0 |  | 1 | 1 | 1 | 0 | 0 | 0
load_220332865 |  | node_1392627_459_15297981_638 |  | AN | 0 | Residential | 7.2+3.067j | 0 | 0 | 0 | 0 | 0 | [24 empty] | 8100701 | no | no |  |  | no |  | 0 | 0 | 0 | 0 | 0 | 0 |  | 1 | 1 | 1 | 0 | 0 | 0
load_220332866 |  | node_1392722_333_15298664_911 |  | AN | 0 | Residential | 23803.2+10140.121j | 0 | 0 | 0 | 0 | 0 | [24 empty] | 8100701 | no | no |  |  | no |  | 0 | 0 | 0 | 0 | 0 | 0 |  | 1 | 1 | 1 | 0 | 0 | 0
load_220332868 |  | node_1392091_144_15298244_51 |  | AN | 0 | Residential | 22953.6+9778.193j | 0 | 0 | 0 | 0 | 0 | [24 empty] | 8100701 | no | no |  |  | no |  | 0 | 0 | 0 | 0 | 0 | 0 |  | 1 | 1 | 1 | 0 | 0 | 0
load_220332869 |  | node_1391907_193_15298417_969 |  | AN | 0 | Residential | 51516+21945.724j | 0 | 0 | 0 | 0 | 0 | [24 empty] | 8100701 | no | no |  |  | no |  | 0 | 0 | 0 | 0 | 0 | 0 |  | 1 | 1 | 1 | 0 | 0 | 0
load_220338828 |  | node_1387248_196_15298913_461 |  | AN | 0 | Residential | 10123.2+4312.465j | 0 | 0 | 0 | 0 | 0 | [24 empty] | 8100701 | no | no |  |  | no |  | 0 | 0 | 0 | 0 | 0 | 0 |  | 1 | 1 | 1 | 0 | 0 | 0
load_220338829 |  | node_1390384_27_15299147_94 |  | AN | 0 | Residential | 25754.4+10971.328j | 0 | 0 | 0 | 0 | 0 | [24 empty] | 8100701 | no | no |  |  | no |  | 0 | 0 | 0 | 0 | 0 | 0 |  | 1 | 1 | 1 | 0 | 0 | 0
load_220338830 |  | node_1389759_733_15299079_61 |  | AN | 0 | Residential | 12196.8+5195.815j | 0 | 0 | 0 | 0 | 0 | [24 empty] | 8100701 | no | no |  |  | no |  | 0 | 0 | 0 | 0 | 0 | 0 |  | 1 | 1 | 1 | 0 | 0 | 0
load_220338831 |  | node_1389846_229_15299319_482 |  | AN | 0 | Residential | 7653.6+3260.42j | 0 | 0 | 0 | 0 | 0 | [24 empty] | 8100701 | no | no |  |  | no |  | 0 | 0 | 0 | 0 | 0 | 0 |  | 1 | 1 | 1 | 0 | 0 | 0
load_220338832 |  | node_1389186_554_15299119_51 |  | AN | 0 | Residential | 8496+3619.281j | 0 | 0 | 0 | 0 | 0 | [24 empty] | 8100701 | no | no |  |  | no |  | 0 | 0 | 0 | 0 | 0 | 0 |  | 1 | 1 | 1 | 0 | 0 | 0
load_220338833 |  | node_1389013_512_15299080_644 |  | AN | 0 | Residential | 17827.2+7594.355j | 0 | 0 | 0 | 0 | 0 | [24 empty] | 8100701 | no | no |  |  | no |  | 0 | 0 | 0 | 0 | 0 | 0 |  | 1 | 1 | 1 | 0 | 0 | 0
load_220435450 |  | node_1386932_702_15296859_985 |  | AN | 0 | Residential | 72633.6+30941.784j | 0 | 0 | 0 | 0 | 0 | [24 empty] | 8100701 | no | no |  |  | no |  | 0 | 0 | 0 | 0 | 0 | 0 |  | 1 | 1 | 1 | 0 | 0 | 0
load_220474475 |  | node_1388455_503_15295183_683 |  | AN | 0 | Residential | 22046.4+9391.727j | 0 | 0 | 0 | 0 | 0 | [24 empty] | 8100701 | no | no |  |  | no |  | 0 | 0 | 0 | 0 | 0 | 0 |  | 1 | 1 | 1 | 0 | 0 | 0
load_220474478 |  | node_1388872_936_15295228_86 |  | AN | 0 | Residential | 39746.4+16931.895j | 0 | 0 | 0 | 0 | 0 | [24 empty] | 8100701 | no | no |  |  | no |  | 0 | 0 | 0 | 0 | 0 | 0 |  | 1 | 1 | 1 | 0 | 0 | 0
load_220474486 |  | node_1388474_985_15295178_887 |  | AN | 0 | Residential | 22046.4+9391.727j | 0 | 0 | 0 | 0 | 0 | [24 empty] | 8100701 | no | no |  |  | no |  | 0 | 0 | 0 | 0 | 0 | 0 |  | 1 | 1 | 1 | 0 | 0 | 0
load_220522732 |  | node_1387064_925_15296246_299 |  | AN | 0 | Residential | 24338.4+10368.115j | 0 | 0 | 0 | 0 | 0 | [24 empty] | 8100701 | no | no |  |  | no |  | 0 | 0 | 0 | 0 | 0 | 0 |  | 1 | 1 | 1 | 0 | 0 | 0
load_220522945 |  | node_1387077_466_15296225_783 |  | BN | 0 | Residential | 0 | 24338.4+10368.115j | 0 | 0 | 0 | 0 | [24 empty] | 8100701 | no | no |  |  | no |  | 0 | 0 | 0 | 0 | 0 | 0 |  | 1 | 1 | 1 | 0 | 0 | 0
load_220528534 |  | node_1388718_331_15295385_55 |  | ABCN | 0 | NonResidential | 26000+11075.954j | 26000+11075.954j | 26000+11075.954j | 0 | 0 | 0 | [24 empty] | 8100701 | no | no |  |  | no |  | 0 | 0 | 0 | 0 | 0 | 0 |  | 1 | 1 | 1 | 0 | 0 | 0
load_220535616 |  | node_1390273_489_15294932_671 |  | AN | 0 | Residential | 13593.6+5790.849j | 0 | 0 | 0 | 0 | 0 | [24 empty] | 8100701 | no | no |  |  | no |  | 0 | 0 | 0 | 0 | 0 | 0 |  | 1 | 1 | 1 | 0 | 0 | 0
load_220535644 |  | node_1388882_219_15295222_691 |  | BN | 0 | NonResidential | 0 | 16333.333+6957.971j | 0 | 0 | 0 | 0 | [24 empty] | 8100701 | no | no |  |  | no |  | 0 | 0 | 0 | 0 | 0 | 0 |  | 1 | 1 | 1 | 0 | 0 | 0
load_220535645 |  | node_1388858_708_15295230_021 |  | CN | 0 | NonResidential | 0 | 0 | 16333.333+6957.971j | 0 | 0 | 0 | [24 empty] | 8100701 | no | no |  |  | no |  | 0 | 0 | 0 | 0 | 0 | 0 |  | 1 | 1 | 1 | 0 | 0 | 0
load_220538585 |  | node_1387969_562_15295215_765 |  | AN | 0 | NonResidential | 25500+10862.955j | 0 | 0 | 0 | 0 | 0 | [24 empty] | 8100701 | no | no |  |  | no |  | 0 | 0 | 0 | 0 | 0 | 0 |  | 1 | 1 | 1 | 0 | 0 | 0
load_220552233 |  | node_1388565_182_15296843_886 |  | AN | 0 | NonResidential | 5666.667+2413.99j | 0 | 0 | 0 | 0 | 0 | [24 empty] | 8100701 | no | no |  |  | no |  | 0 | 0 | 0 | 0 | 0 | 0 |  | 1 | 1 | 1 | 0 | 0 | 0
load_220552234 |  | node_1388545_873_15296837_661 |  | BN | 0 | NonResidential | 0 | 5666.667+2413.99j | 0 | 0 | 0 | 0 | [24 empty] | 8100701 | no | no |  |  | no |  | 0 | 0 | 0 | 0 | 0 | 0 |  | 1 | 1 | 1 | 0 | 0 | 0
load_220552235 |  | node_1388585_15296843_197 |  | CN | 0 | NonResidential | 0 | 0 | 5666.667+2413.99j | 0 | 0 | 0 | [24 empty] | 8100701 | no | no |  |  | no |  | 0 | 0 | 0 | 0 | 0 | 0 |  | 1 | 1 | 1 | 0 | 0 | 0
load_220564985 |  | node_1390445_965_15297365_82 |  | AN | 0 | Residential | 24732+10535.788j | 0 | 0 | 0 | 0 | 0 | [24 empty] | 8100701 | no | no |  |  | no |  | 0 | 0 | 0 | 0 | 0 | 0 |  | 1 | 1 | 1 | 0 | 0 | 0
load_220567730 |  | node_1392492_734_15298208_091 |  | AN | 0 | Residential | 30621.6+13044.747j | 0 | 0 | 0 | 0 | 0 | [24 empty] | 8100701 | no | no |  |  | no |  | 0 | 0 | 0 | 0 | 0 | 0 |  | 1 | 1 | 1 | 0 | 0 | 0
load_220575388 |  | node_1390101_51_15294970_914 |  | AN | 0 | NonResidential | 34000+14483.939j | 0 | 0 | 0 | 0 | 0 | [24 empty] | 8100701 | no | no |  |  | no |  | 0 | 0 | 0 | 0 | 0 | 0 |  | 1 | 1 | 1 | 0 | 0 | 0
load_220575389 |  | node_1390082_149_15294976_505 |  | BN | 0 | NonResidential | 0 | 34000+14483.939j | 0 | 0 | 0 | 0 | [24 empty] | 8100701 | no | no |  |  | no |  | 0 | 0 | 0 | 0 | 0 | 0 |  | 1 | 1 | 1 | 0 | 0 | 0
load_220575390 |  | node_1390119_101_15294958_775 |  | CN | 0 | NonResidential | 0 | 0 | 34000+14483.939j | 0 | 0 | 0 | [24 empty] | 8100701 | no | no |  |  | no |  | 0 | 0 | 0 | 0 | 0 | 0 |  | 1 | 1 | 1 | 0 | 0 | 0
load_220575394 |  | node_1389843_246_15294970_377 |  | AN | 0 | NonResidential | 59000+25133.895j | 0 | 0 | 0 | 0 | 0 | [24 empty] | 8100701 | no | no |  |  | no |  | 0 | 0 | 0 | 0 | 0 | 0 |  | 1 | 1 | 1 | 0 | 0 | 0
load_220575509 |  | node_1390333_669_15294834_081 |  | ABCN | 0 | NonResidential | 12000+5111.979j | 12000+5111.979j | 12000+5111.979j | 0 | 0 | 0 | [24 empty] | 8100701 | no | no |  |  | no |  | 0 | 0 | 0 | 0 | 0 | 0 |  | 1 | 1 | 1 | 0 | 0 | 0
load_220596949 |  | node_1386604_707_15296436_016 |  | AN | 0 | NonResidential | 2728.8+1162.464j | 0 | 0 | 0 | 0 | 0 | [24 empty] | 8100701 | no | no |  |  | no |  | 0 | 0 | 0 | 0 | 0 | 0 |  | 1 | 1 | 1 | 0 | 0 | 0
load_220597379 |  | node_1391834_666_15298833_576 |  | AN | 0 | Residential | 16588.8+7066.799j | 0 | 0 | 0 | 0 | 0 | [24 empty] | 8100701 | no | no |  |  | no |  | 0 | 0 | 0 | 0 | 0 | 0 |  | 1 | 1 | 1 | 0 | 0 | 0
load_220606336 |  | node_1385995_337_15296772_964 |  | AN | 0 | Residential | 32619.6+13895.891j | 0 | 0 | 0 | 0 | 0 | [24 empty] | 8100701 | no | no |  |  | no |  | 0 | 0 | 0 | 0 | 0 | 0 |  | 1 | 1 | 1 | 0 | 0 | 0
load_220606337 |  | node_1386011_071_15296756_898 |  | AN | 0 | Residential | 32619.6+13895.891j | 0 | 0 | 0 | 0 | 0 | [24 empty] | 8100701 | no | no |  |  | no |  | 0 | 0 | 0 | 0 | 0 | 0 |  | 1 | 1 | 1 | 0 | 0 | 0
load_220616489 |  | node_1388165_759_15295259_816 |  | AN | 0 | NonResidential | 388.8+165.628j | 0 | 0 | 0 | 0 | 0 | [24 empty] | 8100701 | no | no |  |  | no |  | 0 | 0 | 0 | 0 | 0 | 0 |  | 1 | 1 | 1 | 0 | 0 | 0
load_220616490 |  | node_1388157_369_15295235_617 |  | BN | 0 | NonResidential | 0 | 388.8+165.628j | 0 | 0 | 0 | 0 | [24 empty] | 8100701 | no | no |  |  | no |  | 0 | 0 | 0 | 0 | 0 | 0 |  | 1 | 1 | 1 | 0 | 0 | 0
load_220616493 |  | node_1388178_514_15295280_316 |  | CN | 0 | NonResidential | 0 | 0 | 388.8+165.628j | 0 | 0 | 0 | [24 empty] | 8100701 | no | no |  |  | no |  | 0 | 0 | 0 | 0 | 0 | 0 |  | 1 | 1 | 1 | 0 | 0 | 0
load_220627164 |  | node_1391026_908_15297091_952 |  | AN | 0 | Residential | 43862.4+18685.304j | 0 | 0 | 0 | 0 | 0 | [24 empty] | 8100701 | no | no |  |  | no |  | 0 | 0 | 0 | 0 | 0 | 0 |  | 1 | 1 | 1 | 0 | 0 | 0
load_220627327 |  | node_1390667_454_15297490_742 |  | AN | 0 | NonResidential | 648+276.047j | 0 | 0 | 0 | 0 | 0 | [24 empty] | 8100701 | no | no |  |  | no |  | 0 | 0 | 0 | 0 | 0 | 0 |  | 1 | 1 | 1 | 0 | 0 | 0
load_220627444 |  | node_1389219_408_15298005_345 |  | AN | 0 | Residential | 9705.6+4134.568j | 0 | 0 | 0 | 0 | 0 | [24 empty] | 8100701 | no | no |  |  | no |  | 0 | 0 | 0 | 0 | 0 | 0 |  | 1 | 1 | 1 | 0 | 0 | 0
load_220627445 |  | node_1388932_168_15298046_09 |  | AN | 0 | Residential | 14680.8+6253.995j | 0 | 0 | 0 | 0 | 0 | [24 empty] | 8100701 | no | no |  |  | no |  | 0 | 0 | 0 | 0 | 0 | 0 |  | 1 | 1 | 1 | 0 | 0 | 0
load_220638880 |  | node_1387875_444_15296469_208 |  | AN | 0 | Residential | 26121.6+11127.755j | 0 | 0 | 0 | 0 | 0 | [24 empty] | 8100701 | no | no |  |  | no |  | 0 | 0 | 0 | 0 | 0 | 0 |  | 1 | 1 | 1 | 0 | 0 | 0
load_220638988 |  | node_1390479_811_15295462_219 |  | AN | 0 | Residential | 38412+16363.443j | 0 | 0 | 0 | 0 | 0 | [24 empty] | 8100701 | no | no |  |  | no |  | 0 | 0 | 0 | 0 | 0 | 0 |  | 1 | 1 | 1 | 0 | 0 | 0
load_220641151 |  | node_1387962_613_15295190_766 |  | AN | 0 | NonResidential | 25500+10862.955j | 0 | 0 | 0 | 0 | 0 | [24 empty] | 8100701 | no | no |  |  | no |  | 0 | 0 | 0 | 0 | 0 | 0 |  | 1 | 1 | 1 | 0 | 0 | 0
load_220647772 |  | node_1386882_451_15296151_775 |  | AN | 0 | NonResidential | 3500+1490.994j | 0 | 0 | 0 | 0 | 0 | [24 empty] | 8100701 | no | no |  |  | no |  | 0 | 0 | 0 | 0 | 0 | 0 |  | 1 | 1 | 1 | 0 | 0 | 0
load_220647847 |  | node_1386898_453_15296136_191 |  | AN | 0 | Residential | 19047.6+8114.244j | 0 | 0 | 0 | 0 | 0 | [24 empty] | 8100701 | no | no |  |  | no |  | 0 | 0 | 0 | 0 | 0 | 0 |  | 1 | 1 | 1 | 0 | 0 | 0
load_220648035 |  | node_1389539_843_15294907_468 |  | AN | 0 | NonResidential | 2333.333+993.996j | 0 | 0 | 0 | 0 | 0 | [24 empty] | 8100701 | no | no |  |  | no |  | 0 | 0 | 0 | 0 | 0 | 0 |  | 1 | 1 | 1 | 0 | 0 | 0
load_220648036 |  | node_1389559_168_15294901_665 |  | BN | 0 | NonResidential | 0 | 2333.333+993.996j | 0 | 0 | 0 | 0 | [24 empty] | 8100701 | no | no |  |  | no |  | 0 | 0 | 0 | 0 | 0 | 0 |  | 1 | 1 | 1 | 0 | 0 | 0
load_220648037 |  | node_1389522_327_15294919_799 |  | CN | 0 | NonResidential | 0 | 0 | 2333.333+993.996j | 0 | 0 | 0 | [24 empty] | 8100701 | no | no |  |  | no |  | 0 | 0 | 0 | 0 | 0 | 0 |  | 1 | 1 | 1 | 0 | 0 | 0
load_220648471 |  | node_1387048_836_15296261_722 |  | CN | 0 | Residential | 0 | 0 | 24338.4+10368.115j | 0 | 0 | 0 | [24 empty] | 8100701 | no | no |  |  | no |  | 0 | 0 | 0 | 0 | 0 | 0 |  | 1 | 1 | 1 | 0 | 0 | 0
load_220650174 |  | node_1390419_997_15295646_837 |  | AN | 0 | NonResidential | 0 | 0 | 0 | 0 | 0 | 0 | [24 empty] | 8100701 | no | no |  |  | no |  | 0 | 0 | 0 | 0 | 0 | 0 |  | 1 | 1 | 1 | 0 | 0 | 0
load_220653240 |  | node_1388785_112_15295234_307 |  | AN | 0 | NonResidential | 0 | 0 | 0 | 0 | 0 | 0 | [24 empty] | 8100701 | no | no |  |  | no |  | 0 | 0 | 0 | 0 | 0 | 0 |  | 1 | 1 | 1 | 0 | 0 | 0
load_220653430 |  | node_1387633_234_15295622_579 |  | AN | 0 | NonResidential | 9500+4046.983j | 0 | 0 | 0 | 0 | 0 | [24 empty] | 8100701 | no | no |  |  | no |  | 0 | 0 | 0 | 0 | 0 | 0 |  | 1 | 1 | 1 | 0 | 0 | 0
load_220656092 |  | node_1387649_294_15295607_102 |  | AN | 0 | NonResidential | 9500+4046.983j | 0 | 0 | 0 | 0 | 0 | [24 empty] | 8100701 | no | no |  |  | no |  | 0 | 0 | 0 | 0 | 0 | 0 |  | 1 | 1 | 1 | 0 | 0 | 0
load_310013329 |  | node_1388970_619_15296116_83 |  | AN | 0 | NonResidential | 126000+53675.775j | 0 | 0 | 0 | 0 | 0 | [24 empty] | 8100701 | no | no |  |  | no |  | 0 | 0 | 0 | 0 | 0 | 0 |  | 1 | 1 | 1 | 0 | 0 | 0
load_311899753 |  | node_1389281_42_15295104_966 |  | AN | 0 | NonResidential | 1666.667+709.997j | 0 | 0 | 0 | 0 | 0 | [24 empty] | 8100701 | no | no |  |  | no |  | 0 | 0 | 0 | 0 | 0 | 0 |  | 1 | 1 | 1 | 0 | 0 | 0
load_311899754 |  | node_1389290_168_15295102_097 |  | BN | 0 | NonResidential | 0 | 1666.667+709.997j | 0 | 0 | 0 | 0 | [24 empty] | 8100701 | no | no |  |  | no |  | 0 | 0 | 0 | 0 | 0 | 0 |  | 1 | 1 | 1 | 0 | 0 | 0
load_311899755 |  | node_1389301_24_15295099_203 |  | CN | 0 | Residential | 0 | 0 | 3388.8+1443.623j | 0 | 0 | 0 | [24 empty] | 8100701 | no | no |  |  | no |  | 0 | 0 | 0 | 0 | 0 | 0 |  | 1 | 1 | 1 | 0 | 0 | 0
load_311904157 |  | node_1389373_997_15297961_967 |  | AN | 0 | NonResidential | 8000+3407.986j | 0 | 0 | 0 | 0 | 0 | [24 empty] | 8100701 | no | no |  |  | no |  | 0 | 0 | 0 | 0 | 0 | 0 |  | 1 | 1 | 1 | 0 | 0 | 0
load_311906653 |  | node_1389010_162_15298022_296 |  | AN | 0 | NonResidential | 9000+3833.984j | 0 | 0 | 0 | 0 | 0 | [24 empty] | 8100701 | no | no |  |  | no |  | 0 | 0 | 0 | 0 | 0 | 0 |  | 1 | 1 | 1 | 0 | 0 | 0
load_312127078 |  | node_1390925_401_15299791_008 |  | AN | 0 | NonResidential | 0 | 0 | 0 | 0 | 0 | 0 | [24 empty] | 8100701 | no | no |  |  | no |  | 0 | 0 | 0 | 0 | 0 | 0 |  | 1 | 1 | 1 | 0 | 0 | 0

## node
data_type | static
owner_type | feeder
owner | 8100701
object | node
name | groupid | parent | bustype | phases | nominal_voltage | dcircuit | selected | monitored | monitored_fields | class_monitored_fields | played | played_fields | subsystem | x | y | comments | dist_to_slack
node_1385995_337_15296772_964 |  |  | PQ | ABCN | 2771.281 | 8100701 | no | no |  |  | no |  |  | 1385995.337 | 15296772.964 |  | -1
node_1386011_071_15296756_898 |  |  | PQ | ABCN | 2771.281 | 8100701 | no | no |  |  | no |  |  | 1386011.071 | 15296756.898 |  | -1
node_1386232_177_15296833_267 |  |  | PQ | ABCN | 2771.281 | 8100701 | no | no |  |  | no |  |  | 1386232.177 | 15296833.267 |  | -1
node_1386247_98_15296817_324 |  |  | PQ | ABCN | 2771.281 | 8100701 | no | no |  |  | no |  |  | 1386247.98 | 15296817.324 |  | -1
node_1386426_23_15296885_389 |  |  | PQ | AN | 2771.281 | 8100701 | no | no |  |  | no |  |  | 1386426.23 | 15296885.389 |  | -1
node_1386498_059_15296501_598 |  |  | PQ | ABCN | 2771.281 | 8100701 | no | no |  |  | no |  |  | 1386498.059 | 15296501.598 |  | -1
node_1386510_474_15296492_9 |  |  | PQ | ABCN | 2771.281 | 8100701 | no | no |  |  | no |  |  | 1386510.474 | 15296492.9 |  | -1
node_1386520_422_15296487_473 |  |  | PQ | ABCN | 2771.281 | 8100701 | no | no |  |  | no |  |  | 1386520.422 | 15296487.473 |  | -1
node_1386604_707_15296436_016 |  |  | PQ | ABCN | 2771.281 | 8100701 | no | no |  |  | no |  |  | 1386604.707 | 15296436.016 |  | -1
node_1386619_069_15296801_642 |  |  | PQ | AN | 2771.281 | 8100701 | no | no |  |  | no |  |  | 1386619.069 | 15296801.642 |  | -1
node_1386685_963_15298915_471 |  |  | PQ | AN | 2771.281 | 8100701 | no | no |  |  | no |  |  | 1386685.963 | 15298915.471 |  | -1
node_1386882_451_15296151_775 |  |  | PQ | ABCN | 2771.281 | 8100701 | no | no |  |  | no |  |  | 1386882.451 | 15296151.775 |  | -1
node_1386888_493_15296508_015 |  |  | PQ | AN | 2771.281 | 8100701 | no | no |  |  | no |  |  | 1386888.493 | 15296508.015 |  | -1
node_1386898_453_15296136_191 |  |  | PQ | ABCN | 2771.281 | 8100701 | no | no |  |  | no |  |  | 1386898.453 | 15296136.191 |  | -1
node_1386932_702_15296859_985 |  |  | PQ | AN | 2771.281 | 8100701 | no | no |  |  | no |  |  | 1386932.702 | 15296859.985 |  | -1
node_1387043_582_15298648_722 |  |  | PQ | AN | 2771.281 | 8100701 | no | no |  |  | no |  |  | 1387043.582 | 15298648.722 |  | -1
node_1387048_836_15296261_722 |  |  | PQ | ABCN | 2771.281 | 8100701 | no | no |  |  | no |  |  | 1387048.836 | 15296261.722 |  | -1
node_1387064_925_15296246_299 |  |  | PQ | ABCN | 2771.281 | 8100701 | no | no |  |  | no |  |  | 1387064.925 | 15296246.299 |  | -1
node_1387077_466_15296225_783 |  |  | PQ | ABCN | 2771.281 | 8100701 | no | no |  |  | no |  |  | 1387077.466 | 15296225.783 |  | -1
node_1387248_196_15298913_461 |  |  | PQ | AN | 2771.281 | 8100701 | no | no |  |  | no |  |  | 1387248.196 | 15298913.461 |  | -1
node_1387274_38_15295974_919 |  |  | PQ | ABCN | 2771.281 | 8100701 | no | no |  |  | no |  |  | 1387274.38 | 15295974.919 |  | -1
node_1387276_292_15295960_85 |  |  | PQ | ABCN | 2771.281 | 8100701 | no | no |  |  | no |  |  | 1387276.292 | 15295960.85 |  | -1
node_1387366_746_15295807_406 |  |  | PQ | ABCN | 2771.281 | 8100701 | no | no |  |  | no |  |  | 1387366.746 | 15295807.406 |  | -1
node_1387379_07_15295786_654 |  |  | PQ | ABCN | 2771.281 | 8100701 | no | no |  |  | no |  |  | 1387379.07 | 15295786.654 |  | -1
node_1387394_995_15295770_928 |  |  | PQ | ABCN | 2771.281 | 8100701 | no | no |  |  | no |  |  | 1387394.995 | 15295770.928 |  | -1
node_1387530_346_15295821_626 |  |  | PQ | ABCN | 2771.281 | 8100701 | no | no |  |  | no |  |  | 1387530.346 | 15295821.626 |  | -1
node_1387540_134_15295817_175 |  |  | PQ | ABCN | 2771.281 | 8100701 | no | no |  |  | no |  |  | 1387540.134 | 15295817.175 |  | -1
node_1387633_234_15295622_579 |  |  | PQ | ABCN | 2771.281 | 8100701 | no | no |  |  | no |  |  | 1387633.234 | 15295622.579 |  | -1
node_1387645_383_15296890_566 |  |  | PQ | ABCN | 2771.281 | 8100701 | no | no |  |  | no |  |  | 1387645.383 | 15296890.566 |  | -1
node_1387649_294_15295607_102 |  |  | PQ | ABCN | 2771.281 | 8100701 | no | no |  |  | no |  |  | 1387649.294 | 15295607.102 |  | -1
node_1387676_765_15296341_736 |  |  | PQ | ABCN | 2771.281 | 8100701 | no | no |  |  | no |  |  | 1387676.765 | 15296341.736 |  | -1
node_1387735_58_15295456_451 |  |  | PQ | ABCN | 2771.281 | 8100701 | no | no |  |  | no |  |  | 1387735.58 | 15295456.451 |  | -1
node_1387755_232_15295442_358 |  |  | PQ | ABCN | 2771.281 | 8100701 | no | no |  |  | no |  |  | 1387755.232 | 15295442.358 |  | -1
node_1387768_49_15298547_69 |  |  | PQ | AN | 2771.281 | 8100701 | no | no |  |  | no |  |  | 1387768.49 | 15298547.69 |  | -1
node_1387781_983_15295440_583 |  |  | PQ | ABCN | 2771.281 | 8100701 | no | no |  |  | no |  |  | 1387781.983 | 15295440.583 |  | -1
node_1387858_793_15296646_175 |  |  | PQ | ABCN | 2771.281 | 8100701 | no | no |  |  | no |  |  | 1387858.793 | 15296646.175 |  | -1
node_1387875_444_15296469_208 |  |  | PQ | ABCN | 2771.281 | 8100701 | no | no |  |  | no |  |  | 1387875.444 | 15296469.208 |  | -1
node_1387942_418_15296166_426 |  |  | PQ | ABCN | 2771.281 | 8100701 | no | no |  |  | no |  |  | 1387942.418 | 15296166.426 |  | -1
node_1387962_613_15295190_766 |  |  | PQ | ABCN | 2771.281 | 8100701 | no | no |  |  | no |  |  | 1387962.613 | 15295190.766 |  | -1
node_1387969_562_15295215_765 |  |  | PQ | ABCN | 2771.281 | 8100701 | no | no |  |  | no |  |  | 1387969.562 | 15295215.765 |  | -1
node_1388016_762_15295427_117 |  |  | PQ | ABCN | 2771.281 | 8100701 | no | no |  |  | no |  |  | 1388016.762 | 15295427.117 |  | -1
node_1388029_046_15295415_429 |  |  | PQ | ABCN | 2771.281 | 8100701 | no | no |  |  | no |  |  | 1388029.046 | 15295415.429 |  | -1
node_1388036_326_15295999_65 |  |  | PQ | AN | 2771.281 | 8100701 | no | no |  |  | no |  |  | 1388036.326 | 15295999.65 |  | -1
node_1388157_369_15295235_617 |  |  | PQ | ABCN | 2771.281 | 8100701 | no | no |  |  | no |  |  | 1388157.369 | 15295235.617 |  | -1
node_1388165_759_15295259_816 |  |  | PQ | ABCN | 2771.281 | 8100701 | no | no |  |  | no |  |  | 1388165.759 | 15295259.816 |  | -1
node_1388178_514_15295280_316 |  |  | PQ | ABCN | 2771.281 | 8100701 | no | no |  |  | no |  |  | 1388178.514 | 15295280.316 |  | -1
node_1388187_364_15296607_537 |  |  | PQ | ABCN | 2771.281 | 8100701 | no | no |  |  | no |  |  | 1388187.364 | 15296607.537 |  | -1
node_1388204_374_15296009_119 |  |  | PQ | AN | 2771.281 | 8100701 | no | no |  |  | no |  |  | 1388204.374 | 15296009.119 |  | -1
node_1388221_686_15296287_939 |  |  | PQ | AN | 2771.281 | 8100701 | no | no |  |  | no |  |  | 1388221.686 | 15296287.939 |  | -1
node_1388260_749_15295804_677 |  |  | PQ | AN | 2771.281 | 8100701 | no | no |  |  | no |  |  | 1388260.749 | 15295804.677 |  | -1
node_1388455_503_15295183_683 |  |  | PQ | ABCN | 2771.281 | 8100701 | no | no |  |  | no |  |  | 1388455.503 | 15295183.683 |  | -1
node_1388463_452_15296558_986 |  |  | PQ | ABCN | 2771.281 | 8100701 | no | no |  |  | no |  |  | 1388463.452 | 15296558.986 |  | -1
node_1388474_985_15295178_887 |  |  | PQ | ABCN | 2771.281 | 8100701 | no | no |  |  | no |  |  | 1388474.985 | 15295178.887 |  | -1
node_1388499_728_15298509_445 |  |  | PQ | AN | 2771.281 | 8100701 | no | no |  |  | no |  |  | 1388499.728 | 15298509.445 |  | -1
node_1388514_497_15296198_25 |  |  | PQ | AN | 2771.281 | 8100701 | no | no |  |  | no |  |  | 1388514.497 | 15296198.25 |  | -1
node_1388516_483_15295590_851 |  |  | PQ | ABCN | 2771.281 | 8100701 | no | no |  |  | no |  |  | 1388516.483 | 15295590.851 |  | -1
node_1388516_578_15295564_225 |  |  | PQ | ABCN | 2771.281 | 8100701 | no | no |  |  | no |  |  | 1388516.578 | 15295564.225 |  | -1
node_1388521_802_15295538_584 |  |  | PQ | ABCN | 2771.281 | 8100701 | no | no |  |  | no |  |  | 1388521.802 | 15295538.584 |  | -1
node_1388545_873_15296837_661 |  |  | PQ | ABCN | 2771.281 | 8100701 | no | no |  |  | no |  |  | 1388545.873 | 15296837.661 |  | -1
node_1388559_84_15298200_524 |  |  | PQ | AN | 2771.281 | 8100701 | no | no |  |  | no |  |  | 1388559.84 | 15298200.524 |  | -1
node_1388565_182_15296843_886 |  |  | PQ | ABCN | 2771.281 | 8100701 | no | no |  |  | no |  |  | 1388565.182 | 15296843.886 |  | -1
node_1388585_15296843_197 |  |  | PQ | ABCN | 2771.281 | 8100701 | no | no |  |  | no |  |  | 1388585 | 15296843.197 |  | -1
node_1388683_555_15295322_379 |  |  | PQ | ABCN | 2771.281 | 8100701 | no | no |  |  | no |  |  | 1388683.555 | 15295322.379 |  | -1
node_1388691_97_15295338_021 |  |  | PQ | ABCN | 2771.281 | 8100701 | no | no |  |  | no |  |  | 1388691.97 | 15295338.021 |  | -1
node_1388701_035_15295356_547 |  |  | PQ | ABCN | 2771.281 | 8100701 | no | no |  |  | no |  |  | 1388701.035 | 15295356.547 |  | -1
node_1388718_331_15295385_55 |  |  | PQ | ABCN | 2771.281 | 8100701 | no | no |  |  | no |  |  | 1388718.331 | 15295385.55 |  | -1
node_1388785_112_15295234_307 |  |  | PQ | ABCN | 2771.281 | 8100701 | no | no |  |  | no |  |  | 1388785.112 | 15295234.307 |  | -1
node_1388858_708_15295230_021 |  |  | PQ | ABCN | 2771.281 | 8100701 | no | no |  |  | no |  |  | 1388858.708 | 15295230.021 |  | -1
node_1388872_936_15295228_86 |  |  | PQ | ABCN | 2771.281 | 8100701 | no | no |  |  | no |  |  | 1388872.936 | 15295228.86 |  | -1
node_1388882_219_15295222_691 |  |  | PQ | ABCN | 2771.281 | 8100701 | no | no |  |  | no |  |  | 1388882.219 | 15295222.691 |  | -1
node_1388932_168_15298046_09 |  |  | PQ | AN | 2771.281 | 8100701 | no | no |  |  | no |  |  | 1388932.168 | 15298046.09 |  | -1
node_1388956_197_15298554_678 |  |  | PQ | AN | 2771.281 | 8100701 | no | no |  |  | no |  |  | 1388956.197 | 15298554.678 |  | -1
node_1388970_619_15296116_83 |  |  | PQ | ABCN | 2771.281 | 8100701 | no | no |  |  | no |  |  | 1388970.619 | 15296116.83 |  | -1
node_1389004_693_15295471_449 |  |  | PQ | ABCN | 2771.281 | 8100701 | no | no |  |  | no |  |  | 1389004.693 | 15295471.449 |  | -1
node_1389010_162_15298022_296 |  |  | PQ | ABCN | 2771.281 | 8100701 | no | no |  |  | no |  |  | 1389010.162 | 15298022.296 |  | -1
node_1389013_512_15299080_644 |  |  | PQ | AN | 2771.281 | 8100701 | no | no |  |  | no |  |  | 1389013.512 | 15299080.644 |  | -1
node_1389186_554_15299119_51 |  |  | PQ | AN | 2771.281 | 8100701 | no | no |  |  | no |  |  | 1389186.554 | 15299119.51 |  | -1
node_1389201_172_15294821_804 |  |  | PQ | ABCN | 2771.281 | 8100701 | no | no |  |  | no |  |  | 1389201.172 | 15294821.804 |  | -1
node_1389219_408_15298005_345 |  |  | PQ | AN | 2771.281 | 8100701 | no | no |  |  | no |  |  | 1389219.408 | 15298005.345 |  | -1
node_1389281_42_15295104_966 |  |  | PQ | ABCN | 2771.281 | 8100701 | no | no |  |  | no |  |  | 1389281.42 | 15295104.966 |  | -1
node_1389290_168_15295102_097 |  |  | PQ | ABCN | 2771.281 | 8100701 | no | no |  |  | no |  |  | 1389290.168 | 15295102.097 |  | -1
node_1389301_24_15295099_203 |  |  | PQ | ABCN | 2771.281 | 8100701 | no | no |  |  | no |  |  | 1389301.24 | 15295099.203 |  | -1
node_1389373_997_15297961_967 |  |  | PQ | AN | 2771.281 | 8100701 | no | no |  |  | no |  |  | 1389373.997 | 15297961.967 |  | -1
node_1389413_872_15295401_23 |  |  | PQ | ABCN | 2771.281 | 8100701 | no | no |  |  | no |  |  | 1389413.872 | 15295401.23 |  | -1
node_1389436_637_15294942_092 |  |  | PQ | ABCN | 2771.281 | 8100701 | no | no |  |  | no |  |  | 1389436.637 | 15294942.092 |  | -1
node_1389454_481_15294930_634 |  |  | PQ | ABCN | 2771.281 | 8100701 | no | no |  |  | no |  |  | 1389454.481 | 15294930.634 |  | -1
node_1389473_956_15294925_788 |  |  | PQ | ABCN | 2771.281 | 8100701 | no | no |  |  | no |  |  | 1389473.956 | 15294925.788 |  | -1
node_1389522_327_15294919_799 |  |  | PQ | ABCN | 2771.281 | 8100701 | no | no |  |  | no |  |  | 1389522.327 | 15294919.799 |  | -1
node_1389539_843_15294907_468 |  |  | PQ | ABCN | 2771.281 | 8100701 | no | no |  |  | no |  |  | 1389539.843 | 15294907.468 |  | -1
node_1389559_168_15294901_665 |  |  | PQ | ABCN | 2771.281 | 8100701 | no | no |  |  | no |  |  | 1389559.168 | 15294901.665 |  | -1
node_1389689_893_15295263_894 |  |  | PQ | ABCN | 2771.281 | 8100701 | no | no |  |  | no |  |  | 1389689.893 | 15295263.894 |  | -1
node_1389694_454_15295545_972 |  |  | PQ | AN | 2771.281 | 8100701 | no | no |  |  | no |  |  | 1389694.454 | 15295545.972 |  | -1
node_1389695_6_15295634_915 |  |  | PQ | AN | 2771.281 | 8100701 | no | no |  |  | no |  |  | 1389695.6 | 15295634.915 |  | -1
node_1389696_723_15295288_951 |  |  | PQ | ABCN | 2771.281 | 8100701 | no | no |  |  | no |  |  | 1389696.723 | 15295288.951 |  | -1
node_1389698_502_15295315_486 |  |  | PQ | ABCN | 2771.281 | 8100701 | no | no |  |  | no |  |  | 1389698.502 | 15295315.486 |  | -1
node_1389759_733_15299079_61 |  |  | PQ | AN | 2771.281 | 8100701 | no | no |  |  | no |  |  | 1389759.733 | 15299079.61 |  | -1
node_1389843_246_15294970_377 |  |  | PQ | ABCN | 2771.281 | 8100701 | no | no |  |  | no |  |  | 1389843.246 | 15294970.377 |  | -1
node_1389846_229_15299319_482 |  |  | PQ | AN | 2771.281 | 8100701 | no | no |  |  | no |  |  | 1389846.229 | 15299319.482 |  | -1
node_1389889_806_15294670_107 |  |  | PQ | ABCN | 2771.281 | 8100701 | no | no |  |  | no |  |  | 1389889.806 | 15294670.107 |  | -1
node_1389897_328_15294676_353 |  |  | PQ | ABCN | 2771.281 | 8100701 | no | no |  |  | no |  |  | 1389897.328 | 15294676.353 |  | -1
node_1389904_32_15295171_251 |  |  | PQ | AN | 7199.557 | 8100701 | no | no |  |  | no |  |  | 1389904.32 | 15295171.251 |  | -1
node_1389935_253_15295449_642 |  |  | PQ | ABCN | 7199.557 | 8100701 | no | no |  |  | no |  |  | 1389935.253 | 15295449.642 |  | -1
node_1389938_171_15295329_373 |  |  | PQ | ABN | 7199.557 | 8100701 | no | no |  |  | no |  |  | 1389938.171 | 15295329.373 |  | -1
node_1390081_543_15295065_512 |  |  | PQ | AN | 2771.281 | 8100701 | no | no |  |  | no |  |  | 1390081.543 | 15295065.512 |  | -1
node_1390082_149_15294976_505 |  |  | PQ | ABCN | 2771.281 | 8100701 | no | no |  |  | no |  |  | 1390082.149 | 15294976.505 |  | -1
node_1390101_51_15294970_914 |  |  | PQ | ABCN | 2771.281 | 8100701 | no | no |  |  | no |  |  | 1390101.51 | 15294970.914 |  | -1
node_1390102_541_15295641_43 |  |  | PQ | AN | 2771.281 | 8100701 | no | no |  |  | no |  |  | 1390102.541 | 15295641.43 |  | -1
node_1390119_101_15294958_775 |  |  | PQ | ABCN | 2771.281 | 8100701 | no | no |  |  | no |  |  | 1390119.101 | 15294958.775 |  | -1
node_1390142_749_15295279_521 |  |  | PQ | ABCN | 2771.281 | 8100701 | no | no |  |  | no |  |  | 1390142.749 | 15295279.521 |  | -1
node_1390241_486_15297889_462 |  |  | PQ | ABCN | 2771.281 | 8100701 | no | no |  |  | no |  |  | 1390241.486 | 15297889.462 |  | -1
node_1390267_811_15299430_639 |  |  | PQ | AN | 2771.281 | 8100701 | no | no |  |  | no |  |  | 1390267.811 | 15299430.639 |  | -1
node_1390273_489_15294932_671 |  |  | PQ | ABCN | 2771.281 | 8100701 | no | no |  |  | no |  |  | 1390273.489 | 15294932.671 |  | -1
node_1390274_156_15298050_608 |  |  | PQ | ABCN | 2771.281 | 8100701 | no | no |  |  | no |  |  | 1390274.156 | 15298050.608 |  | -1
node_1390290_193_15298066_405 |  |  | PQ | ABCN | 2771.281 | 8100701 | no | no |  |  | no |  |  | 1390290.193 | 15298066.405 |  | -1
node_1390302_666_15298087_211 |  |  | PQ | ABCN | 2771.281 | 8100701 | no | no |  |  | no |  |  | 1390302.666 | 15298087.211 |  | -1
node_1390333_669_15294834_081 |  |  | PQ | ABCN | 2771.281 | 8100701 | no | no |  |  | no |  |  | 1390333.669 | 15294834.081 |  | -1
node_1390358_307_15295313_537 |  |  | PQ | ABCN | 2771.281 | 8100701 | no | no |  |  | no |  |  | 1390358.307 | 15295313.537 |  | -1
node_1390384_27_15299147_94 |  |  | PQ | ABCN | 2771.281 | 8100701 | no | no |  |  | no |  |  | 1390384.27 | 15299147.94 |  | -1
node_1390419_997_15295646_837 |  |  | PQ | ABCN | 2771.281 | 8100701 | no | no |  |  | no |  |  | 1390419.997 | 15295646.837 |  | -1
node_1390420_73_15296940_612 |  |  | PQ | ABCD | 2771.281 | 8100701 | no | no |  |  | no |  |  | 1390420.73 | 15296940.612 |  | -1
node_1390445_965_15297365_82 |  |  | PQ | ABCN | 2771.281 | 8100701 | no | no |  |  | no |  |  | 1390445.965 | 15297365.82 |  | -1
node_1390456_221_15296617_143 |  |  | PQ | ABCN | 2771.281 | 8100701 | no | no |  |  | no |  |  | 1390456.221 | 15296617.143 |  | -1
node_1390465_364_15299447_022 |  |  | PQ | AN | 2771.281 | 8100701 | no | no |  |  | no |  |  | 1390465.364 | 15299447.022 |  | -1
node_1390479_811_15295462_219 |  |  | PQ | AN | 2771.281 | 8100701 | no | no |  |  | no |  |  | 1390479.811 | 15295462.219 |  | -1
node_1390562_117_15299177_334 |  |  | PQ | ABCN | 2771.281 | 8100701 | no | no |  |  | no |  |  | 1390562.117 | 15299177.334 |  | -1
node_1390571_498_15298152_159 |  |  | PQ | AN | 7199.557 | 8100701 | no | no |  |  | no |  |  | 1390571.498 | 15298152.159 |  | -1
node_1390647_468_15296827_665 |  |  | PQ | AN | 2771.281 | 8100701 | no | no |  |  | no |  |  | 1390647.468 | 15296827.665 |  | -1
node_1390656_628_15295414_912 |  |  | PQ | AN | 2771.281 | 8100701 | no | no |  |  | no |  |  | 1390656.628 | 15295414.912 |  | -1
node_1390667_454_15297490_742 |  |  | PQ | ABCN | 2771.281 | 8100701 | no | no |  |  | no |  |  | 1390667.454 | 15297490.742 |  | -1
node_1390679_986_15297915_703 |  |  | PQ | ABCN | 2771.281 | 8100701 | no | no |  |  | no |  |  | 1390679.986 | 15297915.703 |  | -1
node_1390749_325_15297643_056 |  |  | PQ | AN | 2771.281 | 8100701 | no | no |  |  | no |  |  | 1390749.325 | 15297643.056 |  | -1
node_1390775_979_15298048_832 |  |  | PQ | AN | 7199.557 | 8100701 | no | no |  |  | no |  |  | 1390775.979 | 15298048.832 |  | -1
node_1390925_401_15299791_008 |  |  | PQ | AN | 2771.281 | 8100701 | no | no |  |  | no |  |  | 1390925.401 | 15299791.008 |  | -1
node_1390934_64_15297673_704 |  |  | PQ | AN | 2771.281 | 8100701 | no | no |  |  | no |  |  | 1390934.64 | 15297673.704 |  | -1
node_1390935_131_15296354_828 |  |  | PQ | ABCN | 2771.281 | 8100701 | no | no |  |  | no |  |  | 1390935.131 | 15296354.828 |  | -1
node_1391026_908_15297091_952 |  |  | PQ | AN | 2771.281 | 8100701 | no | no |  |  | no |  |  | 1391026.908 | 15297091.952 |  | -1
node_1391262_124_15296233_825 |  |  | PQ | ABCN | 2771.281 | 8100701 | no | no |  |  | no |  |  | 1391262.124 | 15296233.825 |  | -1
node_1391281_814_15296237_141 |  |  | PQ | ABCN | 2771.281 | 8100701 | no | no |  |  | no |  |  | 1391281.814 | 15296237.141 |  | -1
node_1391362_877_15297846_702 |  |  | PQ | ABCN | 2771.281 | 8100701 | no | no |  |  | no |  |  | 1391362.877 | 15297846.702 |  | -1
node_1391503_213_15299015_372 |  |  | PQ | ABCN | 2771.281 | 8100701 | no | no |  |  | no |  |  | 1391503.213 | 15299015.372 |  | -1
node_1391575_519_15298696_691 |  |  | PQ | ABCN | 2771.281 | 8100701 | no | no |  |  | no |  |  | 1391575.519 | 15298696.691 |  | -1
node_1391834_666_15298833_576 |  |  | PQ | AN | 2771.281 | 8100701 | no | no |  |  | no |  |  | 1391834.666 | 15298833.576 |  | -1
node_1391907_193_15298417_969 |  |  | PQ | ABCN | 2771.281 | 8100701 | no | no |  |  | no |  |  | 1391907.193 | 15298417.969 |  | -1
node_1391996_407_15297875_851 |  |  | PQ | ABCN | 2771.281 | 8100701 | no | no |  |  | no |  |  | 1391996.407 | 15297875.851 |  | -1
node_1392091_144_15298244_51 |  |  | PQ | ABCN | 2771.281 | 8100701 | no | no |  |  | no |  |  | 1392091.144 | 15298244.51 |  | -1
node_1392290_231_15297914_736 |  |  | PQ | ABCN | 2771.281 | 8100701 | no | no |  |  | no |  |  | 1392290.231 | 15297914.736 |  | -1
node_1392492_734_15298208_091 |  |  | PQ | ABCN | 2771.281 | 8100701 | no | no |  |  | no |  |  | 1392492.734 | 15298208.091 |  | -1
node_1392627_459_15297981_638 |  |  | PQ | ABCN | 2771.281 | 8100701 | no | no |  |  | no |  |  | 1392627.459 | 15297981.638 |  | -1
node_1392722_333_15298664_911 |  |  | PQ | AN | 2771.281 | 8100701 | no | no |  |  | no |  |  | 1392722.333 | 15298664.911 |  | -1
node_8100701_200805204 |  |  | PQ | ABCN | 2771.281 | 8100701 | no | no |  |  | no |  |  | 1388250.136 | 15295162.087 |  | -1
node_8100701_200805355 |  |  | PQ | AN | 7199.557 | 8100701 | no | no |  |  | no |  |  | 1390764.956 | 15298034.494 |  | -1
node_8100701_200805358 |  |  | PQ | AN | 7199.557 | 8100701 | no | no |  |  | no |  |  | 1390572.78 | 15298118.705 |  | -1
node_8100701_200805588 |  |  | PQ | ABCN | 7199.557 | 8100701 | no | no |  |  | no |  |  | 1389943.908 | 15295428.873 |  | -1
node_8100701_200805590 |  |  | PQ | ABN | 7199.557 | 8100701 | no | no |  |  | no |  |  | 1389919.885 | 15295312.165 |  | -1
node_8100701_200805592 |  |  | PQ | AN | 7199.557 | 8100701 | no | no |  |  | no |  |  | 1389922.482 | 15295197.957 |  | -1
node_8100701_200812244 |  |  | PQ | ABCD | 2771.281 | 8100701 | no | no |  |  | no |  |  | 1389514.792 | 15297668.75 |  | -1
node_8100701_200812245 |  |  | PQ | ABCD | 2771.281 | 8100701 | no | no |  |  | no |  |  | 1389701.571 | 15297640.968 |  | -1
node_8100701_200812246 |  |  | PQ | ABCD | 2771.281 | 8100701 | no | no |  |  | no |  |  | 1389889.761 | 15297611.722 |  | -1
node_8100701_200812247 |  |  | PQ | ABCD | 2771.281 | 8100701 | no | no |  |  | no |  |  | 1390066.571 | 15297581.478 |  | -1
node_8100701_200812248 |  |  | PQ | ABCD | 2771.281 | 8100701 | no | no |  |  | no |  |  | 1390260.367 | 15297554.346 |  | -1
node_8100701_200812249 |  |  | PQ | ABCD | 2771.281 | 8100701 | no | no |  |  | no |  |  | 1390465.153 | 15297502.444 |  | -1
node_8100701_200812250 |  |  | PQ | ABCN | 2771.281 | 8100701 | no | no |  |  | no |  |  | 1390660.051 | 15297455.442 |  | -1
node_8100701_200812251 |  |  | PQ | ABCD | 2771.281 | 8100701 | no | no |  |  | no |  |  | 1390834.39 | 15297408.13 |  | -1
node_8100701_200812252 |  |  | PQ | ABCD | 2771.281 | 8100701 | no | no |  |  | no |  |  | 1391018.12 | 15297364.83 |  | -1
node_8100701_200812288 |  |  | PQ | AD | 2771.281 | 8100701 | no | no |  |  | no |  |  | 1388699.574 | 15298181.427 |  | -1
node_8100701_200812289 |  |  | PQ | AN | 2771.281 | 8100701 | no | no |  |  | no |  |  | 1388564.686 | 15298235.949 |  | -1
node_8100701_200812290 |  |  | PQ | AD | 2771.281 | 8100701 | no | no |  |  | no |  |  | 1388384.595 | 15298310.174 |  | -1
node_8100701_200812291 |  |  | PQ | AD | 2771.281 | 8100701 | no | no |  |  | no |  |  | 1388297.012 | 15298347.732 |  | -1
node_8100701_200812292 |  |  | PQ | AD | 2771.281 | 8100701 | no | no |  |  | no |  |  | 1388204.647 | 15298388.734 |  | -1
node_8100701_200812293 |  |  | PQ | AD | 2771.281 | 8100701 | no | no |  |  | no |  |  | 1388305.942 | 15298443.479 |  | -1
node_8100701_200812294 |  |  | PQ | AN | 2771.281 | 8100701 | no | no |  |  | no |  |  | 1388493.69 | 15298461.914 |  | -1
node_8100701_200812295 |  |  | PQ | AD | 2771.281 | 8100701 | no | no |  |  | no |  |  | 1388656.65 | 15298471.852 |  | -1
node_8100701_200812296 |  |  | PQ | AD | 2771.281 | 8100701 | no | no |  |  | no |  |  | 1388812.53 | 15298488.956 |  | -1
node_8100701_200812297 |  |  | PQ | AN | 2771.281 | 8100701 | no | no |  |  | no |  |  | 1388961.038 | 15298509.799 |  | -1
node_8100701_200812299 |  |  | PQ | AD | 2771.281 | 8100701 | no | no |  |  | no |  |  | 1388035.616 | 15298451.549 |  | -1
node_8100701_200812300 |  |  | PQ | AD | 2771.281 | 8100701 | no | no |  |  | no |  |  | 1387911.625 | 15298481.313 |  | -1
node_8100701_200812301 |  |  | PQ | AN | 2771.281 | 8100701 | no | no |  |  | no |  |  | 1387760.963 | 15298514.46 |  | -1
node_8100701_200812302 |  |  | PQ | AD | 2771.281 | 8100701 | no | no |  |  | no |  |  | 1387628.584 | 15298532.288 |  | -1
node_8100701_200812303 |  |  | PQ | AD | 2771.281 | 8100701 | no | no |  |  | no |  |  | 1387428.332 | 15298566.043 |  | -1
node_8100701_200812304 |  |  | PQ | AD | 2771.281 | 8100701 | no | no |  |  | no |  |  | 1387241.428 | 15298582.112 |  | -1
node_8100701_200812305 |  |  | PQ | AN | 2771.281 | 8100701 | no | no |  |  | no |  |  | 1387034.023 | 15298606.676 |  | -1
node_8100701_200812306 |  |  | PQ | AD | 2771.281 | 8100701 | no | no |  |  | no |  |  | 1386773.423 | 15298649.772 |  | -1
node_8100701_200812307 |  |  | PQ | AN | 2771.281 | 8100701 | no | no |  |  | no |  |  | 1386697.771 | 15298881.339 |  | -1
node_8100701_200812309 |  |  | PQ | AD | 2771.281 | 8100701 | no | no |  |  | no |  |  | 1387298.958 | 15298774.622 |  | -1
node_8100701_200812310 |  |  | PQ | AN | 2771.281 | 8100701 | no | no |  |  | no |  |  | 1389367.335 | 15297993.5 |  | -1
node_8100701_200812311 |  |  | PQ | ABCD | 2771.281 | 8100701 | no | no |  |  | no |  |  | 1390153.963 | 15297888.743 |  | -1
node_8100701_200812312 |  |  | PQ | ABCD | 2771.281 | 8100701 | no | no |  |  | no |  |  | 1390151.752 | 15298083.657 |  | -1
node_8100701_200812313 |  |  | PQ | ABCN | 2771.281 | 8100701 | no | no |  |  | no |  |  | 1390239.222 | 15298150.745 |  | -1
node_8100701_200812314 |  |  | PQ | ABCD | 2771.281 | 8100701 | no | no |  |  | no |  |  | 1390261.236 | 15298147.153 |  | -1
node_8100701_200812316 |  |  | PQ | ABCN | 2771.281 | 8100701 | no | no |  |  | no |  |  | 1391370.588 | 15297879.231 |  | -1
node_8100701_200812317 |  |  | PQ | ABCD | 2771.281 | 8100701 | no | no |  |  | no |  |  | 1391548.185 | 15297881.261 |  | -1
node_8100701_200812318 |  |  | PQ | ABCD | 2771.281 | 8100701 | no | no |  |  | no |  |  | 1391690.352 | 15297890.572 |  | -1
node_8100701_200812319 |  |  | PQ | AD | 2771.281 | 8100701 | no | no |  |  | no |  |  | 1389568.665 | 15297999.897 |  | -1
node_8100701_200812320 |  |  | PQ | AD | 2771.281 | 8100701 | no | no |  |  | no |  |  | 1389750.814 | 15297968.784 |  | -1
node_8100701_200812321 |  |  | PQ | AD | 2771.281 | 8100701 | no | no |  |  | no |  |  | 1389926.732 | 15297938.402 |  | -1
node_8100701_200812322 |  |  | PQ | AD | 2771.281 | 8100701 | no | no |  |  | no |  |  | 1390101.7 | 15297888.174 |  | -1
node_8100701_200812323 |  |  | PQ | ABCD | 2771.281 | 8100701 | no | no |  |  | no |  |  | 1390159.748 | 15297868.742 |  | -1
node_8100701_200812324 |  |  | PQ | ABCN | 2771.281 | 8100701 | no | no |  |  | no |  |  | 1390234.684 | 15297859.471 |  | -1
node_8100701_200812325 |  |  | PQ | ABCD | 2771.281 | 8100701 | no | no |  |  | no |  |  | 1390363.078 | 15297842.767 |  | -1
node_8100701_200812327 |  |  | PQ | ABCD | 2771.281 | 8100701 | no | no |  |  | no |  |  | 1390486.682 | 15297861.802 |  | -1
node_8100701_200812329 |  |  | PQ | ABCN | 2771.281 | 8100701 | no | no |  |  | no |  |  | 1390686.08 | 15297891.333 |  | -1
node_8100701_200812332 |  |  | PQ | ABCD | 2771.281 | 8100701 | no | no |  |  | no |  |  | 1390850.044 | 15297901.811 |  | -1
node_8100701_200812333 |  |  | PQ | ABCD | 2771.281 | 8100701 | no | no |  |  | no |  |  | 1391038.177 | 15297913.779 |  | -1
node_8100701_200812334 |  |  | PQ | ABCD | 2771.281 | 8100701 | no | no |  |  | no |  |  | 1391181.185 | 15297916.821 |  | -1
node_8100701_200812357 |  |  | PQ | ABCD | 2771.281 | 8100701 | no | no |  |  | no |  |  | 1387695.958 | 15295777.602 |  | -1
node_8100701_200812358 |  |  | PQ | ABCD | 2771.281 | 8100701 | no | no |  |  | no |  |  | 1387644.936 | 15296615.295 |  | -1
node_8100701_200812359 |  |  | PQ | ABCD | 2771.281 | 8100701 | no | no |  |  | no |  |  | 1387639.149 | 15296714.088 |  | -1
node_8100701_200812360 |  |  | PQ | ABCD | 2771.281 | 8100701 | no | no |  |  | no |  |  | 1387632.872 | 15296807.61 |  | -1
node_8100701_200812361 |  |  | PQ | ABCN | 2771.281 | 8100701 | no | no |  |  | no |  |  | 1387624.197 | 15296894.225 |  | -1
node_8100701_200812362 |  |  | PQ | ABCD | 2771.281 | 8100701 | no | no |  |  | no |  |  | 1387615.947 | 15297020.013 |  | -1
node_8100701_200812368 |  |  | PQ | ABCD | 2771.281 | 8100701 | no | no |  |  | no |  |  | 1387697.291 | 15295851.863 |  | -1
node_8100701_200812370 |  |  | PQ | ABCD | 2771.281 | 8100701 | no | no |  |  | no |  |  | 1387684.842 | 15295994.543 |  | -1
node_8100701_200812371 |  |  | PQ | ABCD | 2771.281 | 8100701 | no | no |  |  | no |  |  | 1387678.289 | 15296076.788 |  | -1
node_8100701_200812372 |  |  | PQ | ABCD | 2771.281 | 8100701 | no | no |  |  | no |  |  | 1387669.511 | 15296176.483 |  | -1
node_8100701_200812373 |  |  | PQ | ABCD | 2771.281 | 8100701 | no | no |  |  | no |  |  | 1387662.778 | 15296239.99 |  | -1
node_8100701_200812374 |  |  | PQ | ABCN | 2771.281 | 8100701 | no | no |  |  | no |  |  | 1387654.998 | 15296336.954 |  | -1
node_8100701_200812375 |  |  | PQ | ABCD | 2771.281 | 8100701 | no | no |  |  | no |  |  | 1387658.015 | 15296446.16 |  | -1
node_8100701_200812376 |  |  | PQ | ABCD | 2771.281 | 8100701 | no | no |  |  | no |  |  | 1387650.681 | 15296537.91 |  | -1
node_8100701_200812410 |  |  | PQ | ABCD | 2771.281 | 8100701 | no | no |  |  | no |  |  | 1387824.194 | 15295808.285 |  | -1
node_8100701_200812411 |  |  | PQ | ABCD | 2771.281 | 8100701 | no | no |  |  | no |  |  | 1387832.003 | 15295916.261 |  | -1
node_8100701_200812413 |  |  | PQ | ABCD | 2771.281 | 8100701 | no | no |  |  | no |  |  | 1387925.005 | 15295967.384 |  | -1
node_8100701_200812415 |  |  | PQ | ABCD | 2771.281 | 8100701 | no | no |  |  | no |  |  | 1387909.347 | 15296066.385 |  | -1
node_8100701_200812416 |  |  | PQ | ABCN | 2771.281 | 8100701 | no | no |  |  | no |  |  | 1387905.306 | 15296166.362 |  | -1
node_8100701_200812417 |  |  | PQ | ABCD | 2771.281 | 8100701 | no | no |  |  | no |  |  | 1387904.825 | 15296260.027 |  | -1
node_8100701_200812420 |  |  | PQ | ABCD | 2771.281 | 8100701 | no | no |  |  | no |  |  | 1387885.308 | 15296562.919 |  | -1
node_8100701_200812421 |  |  | PQ | ABCN | 2771.281 | 8100701 | no | no |  |  | no |  |  | 1387877.616 | 15296646.253 |  | -1
node_8100701_200812423 |  |  | PQ | ABCD | 2771.281 | 8100701 | no | no |  |  | no |  |  | 1387948.469 | 15296552.17 |  | -1
node_8100701_200812424 |  |  | PQ | ABCD | 2771.281 | 8100701 | no | no |  |  | no |  |  | 1388052.494 | 15296566.926 |  | -1
node_8100701_200812425 |  |  | PQ | ABCN | 2771.281 | 8100701 | no | no |  |  | no |  |  | 1388196.715 | 15296582.242 |  | -1
node_8100701_200812426 |  |  | PQ | ABCD | 2771.281 | 8100701 | no | no |  |  | no |  |  | 1388275.643 | 15296587.498 |  | -1
node_8100701_200812427 |  |  | PQ | ABCD | 2771.281 | 8100701 | no | no |  |  | no |  |  | 1388353.415 | 15296580.305 |  | -1
node_8100701_200812428 |  |  | PQ | ABCN | 2771.281 | 8100701 | no | no |  |  | no |  |  | 1388460.342 | 15296585.683 |  | -1
node_8100701_200812433 |  |  | PQ | ABCD | 2771.281 | 8100701 | no | no |  |  | no |  |  | 1388274.801 | 15295284.162 |  | -1
node_8100701_200812434 |  |  | PQ | ABCD | 2771.281 | 8100701 | no | no |  |  | no |  |  | 1388136.461 | 15295097.994 |  | -1
node_8100701_200812435 |  |  | PQ | ABCN | 2771.281 | 8100701 | no | no |  |  | no |  |  | 1388036.623 | 15295168.444 |  | -1
node_8100701_200812441 |  |  | PQ | AN | 2771.281 | 8100701 | no | no |  |  | no |  |  | 1388236.26 | 15295801.339 |  | -1
node_8100701_200812442 |  |  | PQ | AD | 2771.281 | 8100701 | no | no |  |  | no |  |  | 1388219.011 | 15295878.963 |  | -1
node_8100701_200812444 |  |  | PQ | AN | 2771.281 | 8100701 | no | no |  |  | no |  |  | 1388219.478 | 15295985.627 |  | -1
node_8100701_200812445 |  |  | PQ | AD | 2771.281 | 8100701 | no | no |  |  | no |  |  | 1388214.37 | 15296084.784 |  | -1
node_8100701_200812446 |  |  | PQ | AD | 2771.281 | 8100701 | no | no |  |  | no |  |  | 1388208.034 | 15296183.727 |  | -1
node_8100701_200812447 |  |  | PQ | AN | 2771.281 | 8100701 | no | no |  |  | no |  |  | 1388199.785 | 15296286.676 |  | -1
node_8100701_200812448 |  |  | PQ | AD | 2771.281 | 8100701 | no | no |  |  | no |  |  | 1388195.991 | 15296387 |  | -1
node_8100701_200812449 |  |  | PQ | AD | 2771.281 | 8100701 | no | no |  |  | no |  |  | 1388192.8 | 15296476.489 |  | -1
node_8100701_200812450 |  |  | PQ | AD | 2771.281 | 8100701 | no | no |  |  | no |  |  | 1388188.969 | 15296519.817 |  | -1
node_8100701_200812458 |  |  | PQ | AD | 2771.281 | 8100701 | no | no |  |  | no |  |  | 1386504.57 | 15296595.1 |  | -1
node_8100701_200812459 |  |  | PQ | AD | 2771.281 | 8100701 | no | no |  |  | no |  |  | 1386567.627 | 15296685.909 |  | -1
node_8100701_200812460 |  |  | PQ | AN | 2771.281 | 8100701 | no | no |  |  | no |  |  | 1386637.04 | 15296782.261 |  | -1
node_8100701_200812464 |  |  | PQ | AD | 2771.281 | 8100701 | no | no |  |  | no |  |  | 1386779.936 | 15296410.12 |  | -1
node_8100701_200812465 |  |  | PQ | AD | 2771.281 | 8100701 | no | no |  |  | no |  |  | 1386830.284 | 15296487.167 |  | -1
node_8100701_200812466 |  |  | PQ | AN | 2771.281 | 8100701 | no | no |  |  | no |  |  | 1386877.565 | 15296554.427 |  | -1
node_8100701_200812468 |  |  | PQ | AD | 2771.281 | 8100701 | no | no |  |  | no |  |  | 1386895.856 | 15296634.12 |  | -1
node_8100701_200812470 |  |  | PQ | AD | 2771.281 | 8100701 | no | no |  |  | no |  |  | 1386904.794 | 15296729.868 |  | -1
node_8100701_200812471 |  |  | PQ | AN | 2771.281 | 8100701 | no | no |  |  | no |  |  | 1386899.131 | 15296853.604 |  | -1
node_8100701_200812495 |  |  | PQ | ABCN | 2771.281 | 8100701 | no | no |  |  | no |  |  | 1390286.736 | 15294830.766 |  | -1
node_8100701_200812496 |  |  | PQ | ABCN | 2771.281 | 8100701 | no | no |  |  | no |  |  | 1390226.135 | 15294809.781 |  | -1
node_8100701_200812497 |  |  | PQ | ABCN | 2771.281 | 8100701 | no | no |  |  | no |  |  | 1390066.734 | 15294863.571 |  | -1
node_8100701_200812498 |  |  | PQ | ABCD | 2771.281 | 8100701 | no | no |  |  | no |  |  | 1389936.453 | 15294911.832 |  | -1
node_8100701_200812499 |  |  | PQ | ABCD | 2771.281 | 8100701 | no | no |  |  | no |  |  | 1389919.967 | 15294833.535 |  | -1
node_8100701_200812500 |  |  | PQ | ABCN | 2771.281 | 8100701 | no | no |  |  | no |  |  | 1389888.037 | 15294717.15 |  | -1
node_8100701_200812504 |  |  | PQ | ABCN | 2771.281 | 8100701 | no | no |  |  | no |  |  | 1389841.223 | 15294943.409 |  | -1
node_8100701_200812506 |  |  | PQ | ABCD | 2771.281 | 8100701 | no | no |  |  | no |  |  | 1389730.486 | 15294958.486 |  | -1
node_8100701_200812507 |  |  | PQ | ABCD | 2771.281 | 8100701 | no | no |  |  | no |  |  | 1389646.429 | 15294980.836 |  | -1
node_8100701_200812510 |  |  | PQ | ABCN | 2771.281 | 8100701 | no | no |  |  | no |  |  | 1389568.334 | 15294999.277 |  | -1
node_8100701_200812511 |  |  | PQ | ABCN | 2771.281 | 8100701 | no | no |  |  | no |  |  | 1389479.386 | 15295021.553 |  | -1
node_8100701_200812512 |  |  | PQ | ABCD | 2771.281 | 8100701 | no | no |  |  | no |  |  | 1389378.888 | 15295044.093 |  | -1
node_8100701_200812513 |  |  | PQ | ABCD | 2771.281 | 8100701 | no | no |  |  | no |  |  | 1389230.608 | 15295092.532 |  | -1
node_8100701_200812514 |  |  | PQ | ABCD | 2771.281 | 8100701 | no | no |  |  | no |  |  | 1389130.842 | 15295106.544 |  | -1
node_8100701_200812515 |  |  | PQ | ABCD | 2771.281 | 8100701 | no | no |  |  | no |  |  | 1389045.368 | 15295131.789 |  | -1
node_8100701_200812516 |  |  | PQ | ABCD | 2771.281 | 8100701 | no | no |  |  | no |  |  | 1388971.853 | 15295161.214 |  | -1
node_8100701_200812517 |  |  | PQ | ABCN | 2771.281 | 8100701 | no | no |  |  | no |  |  | 1388864.049 | 15295193.88 |  | -1
node_8100701_200812520 |  |  | PQ | ABCD | 2771.281 | 8100701 | no | no |  |  | no |  |  | 1388689.053 | 15295234.616 |  | -1
node_8100701_200812521 |  |  | PQ | ABCD | 2771.281 | 8100701 | no | no |  |  | no |  |  | 1388588.763 | 15295254.019 |  | -1
node_8100701_200812523 |  |  | PQ | ABCN | 2771.281 | 8100701 | no | no |  |  | no |  |  | 1388373.169 | 15295310.999 |  | -1
node_8100701_200812524 |  |  | PQ | ABCD | 2771.281 | 8100701 | no | no |  |  | no |  |  | 1388322.468 | 15295310.244 |  | -1
node_8100701_200812526 |  |  | PQ | ABCN | 2771.281 | 8100701 | no | no |  |  | no |  |  | 1388044.483 | 15295445.676 |  | -1
node_8100701_200812527 |  |  | PQ | ABCD | 2771.281 | 8100701 | no | no |  |  | no |  |  | 1387978.895 | 15295496.995 |  | -1
node_8100701_200812528 |  |  | PQ | ABCD | 2771.281 | 8100701 | no | no |  |  | no |  |  | 1387906.469 | 15295545.064 |  | -1
node_8100701_200812529 |  |  | PQ | ABCD | 2771.281 | 8100701 | no | no |  |  | no |  |  | 1387799.486 | 15295618.776 |  | -1
node_8100701_200812530 |  |  | PQ | ABCN | 2771.281 | 8100701 | no | no |  |  | no |  |  | 1387768.679 | 15295511.47 |  | -1
node_8100701_200812533 |  |  | PQ | ABCD | 2771.281 | 8100701 | no | no |  |  | no |  |  | 1387590.726 | 15295757.801 |  | -1
node_8100701_200812534 |  |  | PQ | ABCN | 2771.281 | 8100701 | no | no |  |  | no |  |  | 1387518.292 | 15295783.228 |  | -1
node_8100701_200812535 |  |  | PQ | ABCN | 2771.281 | 8100701 | no | no |  |  | no |  |  | 1387435.191 | 15295868.133 |  | -1
node_8100701_200812536 |  |  | PQ | ABCD | 2771.281 | 8100701 | no | no |  |  | no |  |  | 1387385.812 | 15295936.812 |  | -1
node_8100701_200812537 |  |  | PQ | ABCN | 2771.281 | 8100701 | no | no |  |  | no |  |  | 1387301.235 | 15295973.041 |  | -1
node_8100701_200812539 |  |  | PQ | ABCD | 2771.281 | 8100701 | no | no |  |  | no |  |  | 1387187.668 | 15296073.448 |  | -1
node_8100701_200812541 |  |  | PQ | ABCD | 2771.281 | 8100701 | no | no |  |  | no |  |  | 1387101.745 | 15296123.623 |  | -1
node_8100701_200812545 |  |  | PQ | ABCN | 2771.281 | 8100701 | no | no |  |  | no |  |  | 1387017.409 | 15296180.28 |  | -1
node_8100701_200812546 |  |  | PQ | ABCN | 2771.281 | 8100701 | no | no |  |  | no |  |  | 1386935.148 | 15296229.548 |  | -1
node_8100701_200812548 |  |  | PQ | ABCD | 2771.281 | 8100701 | no | no |  |  | no |  |  | 1386844.751 | 15296290.494 |  | -1
node_8100701_200812550 |  |  | PQ | ABCD | 2771.281 | 8100701 | no | no |  |  | no |  |  | 1386763.464 | 15296362.473 |  | -1
node_8100701_200812551 |  |  | PQ | ABCD | 2771.281 | 8100701 | no | no |  |  | no |  |  | 1386676.456 | 15296413.144 |  | -1
node_8100701_200812552 |  |  | PQ | ABCN | 2771.281 | 8100701 | no | no |  |  | no |  |  | 1386615.757 | 15296457.464 |  | -1
node_8100701_200812553 |  |  | PQ | ABCN | 2771.281 | 8100701 | no | no |  |  | no |  |  | 1386521.532 | 15296521.771 |  | -1
node_8100701_200812554 |  |  | PQ | ABCD | 2771.281 | 8100701 | no | no |  |  | no |  |  | 1386444.005 | 15296568.529 |  | -1
node_8100701_200812555 |  |  | PQ | ABCD | 2771.281 | 8100701 | no | no |  |  | no |  |  | 1386359.129 | 15296623.632 |  | -1
node_8100701_200812556 |  |  | PQ | ABCD | 2771.281 | 8100701 | no | no |  |  | no |  |  | 1386272.725 | 15296685.501 |  | -1
node_8100701_200812557 |  |  | PQ | ABCN | 2771.281 | 8100701 | no | no |  |  | no |  |  | 1386194.596 | 15296744.295 |  | -1
node_8100701_200812558 |  |  | PQ | ABCD | 2771.281 | 8100701 | no | no |  |  | no |  |  | 1386119.733 | 15296793.947 |  | -1
node_8100701_200812559 |  |  | PQ | ABCN | 2771.281 | 8100701 | no | no |  |  | no |  |  | 1386049.512 | 15296837.833 |  | -1
node_8100701_200812561 |  |  | PQ | ABCD | 2771.281 | 8100701 | no | no |  |  | no |  |  | 1385979.428 | 15296891.76 |  | -1
node_8100701_200812568 |  |  | PQ | AN | 2771.281 | 8100701 | no | no |  |  | no |  |  | 1388539.102 | 15296207.442 |  | -1
node_8100701_200812569 |  |  | PQ | AD | 2771.281 | 8100701 | no | no |  |  | no |  |  | 1388535.391 | 15296306.823 |  | -1
node_8100701_200812571 |  |  | PQ | AD | 2771.281 | 8100701 | no | no |  |  | no |  |  | 1388534.326 | 15296402.64 |  | -1
node_8100701_200812572 |  |  | PQ | ABCD | 2771.281 | 8100701 | no | no |  |  | no |  |  | 1388517.277 | 15296587.736 |  | -1
node_8100701_200812575 |  |  | PQ | ABCN | 2771.281 | 8100701 | no | no |  |  | no |  |  | 1388571.995 | 15296734.915 |  | -1
node_8100701_200812583 |  |  | PQ | ABCD | 2771.281 | 8100701 | no | no |  |  | no |  |  | 1389153.718 | 15294716.603 |  | -1
node_8100701_200812584 |  |  | PQ | ABCN | 2771.281 | 8100701 | no | no |  |  | no |  |  | 1389232.887 | 15294653.648 |  | -1
node_8100701_200812585 |  |  | PQ | ABCN | 2771.281 | 8100701 | no | no |  |  | no |  |  | 1389176.437 | 15294815.597 |  | -1
node_8100701_200812586 |  |  | PQ | ABCD | 2771.281 | 8100701 | no | no |  |  | no |  |  | 1389205.052 | 15294927.025 |  | -1
node_8100701_200812587 |  |  | PQ | ABCD | 2771.281 | 8100701 | no | no |  |  | no |  |  | 1389226.289 | 15295021.023 |  | -1
node_8100701_200812606 |  |  | PQ | ABCN | 2771.281 | 8100701 | no | no |  |  | no |  |  | 1389032.015 | 15295456.189 |  | -1
node_8100701_200812607 |  |  | PQ | ABCD | 2771.281 | 8100701 | no | no |  |  | no |  |  | 1389118.016 | 15295436.306 |  | -1
node_8100701_200812608 |  |  | PQ | ABCD | 2771.281 | 8100701 | no | no |  |  | no |  |  | 1389217.176 | 15295400.599 |  | -1
node_8100701_200812609 |  |  | PQ | ABCD | 2771.281 | 8100701 | no | no |  |  | no |  |  | 1389315.154 | 15295395.676 |  | -1
node_8100701_200812610 |  |  | PQ | ABCN | 2771.281 | 8100701 | no | no |  |  | no |  |  | 1389406.445 | 15295363.008 |  | -1
node_8100701_200812611 |  |  | PQ | ABCD | 2771.281 | 8100701 | no | no |  |  | no |  |  | 1389466.658 | 15295352.767 |  | -1
node_8100701_200812612 |  |  | PQ | ABCN | 2771.281 | 8100701 | no | no |  |  | no |  |  | 1389618.608 | 15295317.509 |  | -1
node_8100701_200812613 |  |  | PQ | ABCD | 2771.281 | 8100701 | no | no |  |  | no |  |  | 1389391.473 | 15295063.332 |  | -1
node_8100701_200812614 |  |  | PQ | ABCD | 2771.281 | 8100701 | no | no |  |  | no |  |  | 1390120.846 | 15295316.415 |  | -1
node_8100701_200812615 |  |  | PQ | ABCN | 2771.281 | 8100701 | no | no |  |  | no |  |  | 1390128.515 | 15295253.878 |  | -1
node_8100701_200812616 |  |  | PQ | ABCD | 2771.281 | 8100701 | no | no |  |  | no |  |  | 1390142.751 | 15295180.133 |  | -1
node_8100701_200812617 |  |  | PQ | AN | 2771.281 | 8100701 | no | no |  |  | no |  |  | 1390087.73 | 15295102.187 |  | -1
node_8100701_200812620 |  |  | PQ | ABCD | 2771.281 | 8100701 | no | no |  |  | no |  |  | 1389425.69 | 15295192.381 |  | -1
node_8100701_200812621 |  |  | PQ | ABCD | 2771.281 | 8100701 | no | no |  |  | no |  |  | 1389454.564 | 15295295.029 |  | -1
node_8100701_200812624 |  |  | PQ | AN | 2771.281 | 8100701 | no | no |  |  | no |  |  | 1389730.131 | 15295538.658 |  | -1
node_8100701_200812625 |  |  | PQ | AD | 2771.281 | 8100701 | no | no |  |  | no |  |  | 1389894.125 | 15295482.733 |  | -1
node_8100701_200812626 |  |  | PQ | ABCD | 2771.281 | 8100701 | no | no |  |  | no |  |  | 1390031.57 | 15295431.35 |  | -1
node_8100701_200812627 |  |  | PQ | ABCN | 7199.557 | 8100701 | no | no |  |  | no |  |  | 1390021.43 | 15295370.289 |  | -1
node_8100701_200812628 |  |  | PQ | AN | 2771.281 | 8100701 | no | no |  |  | no |  |  | 1389706.726 | 15295589.792 |  | -1
node_8100701_200812637 |  |  | PQ | AN | 2771.281 | 8100701 | no | no |  |  | no |  |  | 1390071.149 | 15295651.239 |  | -1
node_8100701_200812638 |  |  | PQ | AD | 2771.281 | 8100701 | no | no |  |  | no |  |  | 1390055.637 | 15295556.001 |  | -1
node_8100701_200812639 |  |  | PQ | ABCD | 2771.281 | 8100701 | no | no |  |  | no |  |  | 1390223.812 | 15294871.572 |  | -1
node_8100701_200812641 |  |  | PQ | ABCN | 2771.281 | 8100701 | no | no |  |  | no |  |  | 1390396.466 | 15295642.596 |  | -1
node_8100701_200812642 |  |  | PQ | ABCD | 2771.281 | 8100701 | no | no |  |  | no |  |  | 1390411.308 | 15295733.815 |  | -1
node_8100701_200812643 |  |  | PQ | ABCD | 2771.281 | 8100701 | no | no |  |  | no |  |  | 1390447.607 | 15295831.132 |  | -1
node_8100701_200812644 |  |  | PQ | ABCD | 2771.281 | 8100701 | no | no |  |  | no |  |  | 1390416.355 | 15295898.349 |  | -1
node_8100701_200812645 |  |  | PQ | ABCD | 2771.281 | 8100701 | no | no |  |  | no |  |  | 1390431.546 | 15296033.342 |  | -1
node_8100701_200812646 |  |  | PQ | ABCD | 2771.281 | 8100701 | no | no |  |  | no |  |  | 1390439.597 | 15296144.858 |  | -1
node_8100701_200812647 |  |  | PQ | ABCD | 2771.281 | 8100701 | no | no |  |  | no |  |  | 1390439.091 | 15296234.399 |  | -1
node_8100701_200812649 |  |  | PQ | ABCD | 2771.281 | 8100701 | no | no |  |  | no |  |  | 1390437.084 | 15296408.525 |  | -1
node_8100701_200812650 |  |  | PQ | ABCD | 2771.281 | 8100701 | no | no |  |  | no |  |  | 1390422.918 | 15296484.632 |  | -1
node_8100701_200812652 |  |  | PQ | ABCN | 2771.281 | 8100701 | no | no |  |  | no |  |  | 1390424.448 | 15296616.485 |  | -1
node_8100701_200812653 |  |  | PQ | ABCD | 2771.281 | 8100701 | no | no |  |  | no |  |  | 1390425.875 | 15296744.414 |  | -1
node_8100701_200812654 |  |  | PQ | ABCD | 2771.281 | 8100701 | no | no |  |  | no |  |  | 1390423.043 | 15296852.129 |  | -1
node_8100701_200812656 |  |  | PQ | ABCD | 2771.281 | 8100701 | no | no |  |  | no |  |  | 1390420.607 | 15297029.927 |  | -1
node_8100701_200812657 |  |  | PQ | ABCD | 2771.281 | 8100701 | no | no |  |  | no |  |  | 1390418.731 | 15297149.775 |  | -1
node_8100701_200812658 |  |  | PQ | ABCD | 2771.281 | 8100701 | no | no |  |  | no |  |  | 1390415.592 | 15297298.984 |  | -1
node_8100701_200812660 |  |  | PQ | ABCD | 2771.281 | 8100701 | no | no |  |  | no |  |  | 1390414.795 | 15297458.348 |  | -1
node_8100701_200812662 |  |  | PQ | ABCD | 2771.281 | 8100701 | no | no |  |  | no |  |  | 1390268.107 | 15295033.886 |  | -1
node_8100701_200812663 |  |  | PQ | ABCD | 2771.281 | 8100701 | no | no |  |  | no |  |  | 1390295.339 | 15295133.461 |  | -1
node_8100701_200812664 |  |  | PQ | ABCD | 2771.281 | 8100701 | no | no |  |  | no |  |  | 1390306.328 | 15295224.923 |  | -1
node_8100701_200812665 |  |  | PQ | ABCN | 2771.281 | 8100701 | no | no |  |  | no |  |  | 1390324.049 | 15295312.055 |  | -1
node_8100701_200812666 |  |  | PQ | ABCD | 2771.281 | 8100701 | no | no |  |  | no |  |  | 1390338.728 | 15295396.681 |  | -1
node_8100701_200812667 |  |  | PQ | ABCD | 2771.281 | 8100701 | no | no |  |  | no |  |  | 1390347.629 | 15295469.403 |  | -1
node_8100701_200812668 |  |  | PQ | ABCD | 2771.281 | 8100701 | no | no |  |  | no |  |  | 1390382.968 | 15295546.678 |  | -1
node_8100701_200812675 |  |  | PQ | AD | 2771.281 | 8100701 | no | no |  |  | no |  |  | 1390489.665 | 15297759.162 |  | -1
node_8100701_200812676 |  |  | PQ | AN | 2771.281 | 8100701 | no | no |  |  | no |  |  | 1390758.242 | 15297676.333 |  | -1
node_8100701_200812678 |  |  | PQ | AN | 2771.281 | 8100701 | no | no |  |  | no |  |  | 1390906.931 | 15297676.39 |  | -1
node_8100701_200812679 |  |  | PQ | AD | 2771.281 | 8100701 | no | no |  |  | no |  |  | 1391053.63 | 15297286.345 |  | -1
node_8100701_200812680 |  |  | PQ | AD | 2771.281 | 8100701 | no | no |  |  | no |  |  | 1391060.845 | 15297206.384 |  | -1
node_8100701_200812681 |  |  | PQ | AN | 2771.281 | 8100701 | no | no |  |  | no |  |  | 1391059.102 | 15297093.468 |  | -1
node_8100701_200812694 |  |  | PQ | AN | 2771.281 | 8100701 | no | no |  |  | no |  |  | 1390660.383 | 15295440.162 |  | -1
node_8100701_200812695 |  |  | PQ | AD | 2771.281 | 8100701 | no | no |  |  | no |  |  | 1390576.725 | 15295463.756 |  | -1
node_8100701_200812696 |  |  | PQ | AN | 2771.281 | 8100701 | no | no |  |  | no |  |  | 1390488.154 | 15295486.285 |  | -1
node_8100701_200812700 |  |  | PQ | AD | 2771.281 | 8100701 | no | no |  |  | no |  |  | 1390539.845 | 15296842.973 |  | -1
node_8100701_200812701 |  |  | PQ | AD | 2771.281 | 8100701 | no | no |  |  | no |  |  | 1390454.421 | 15296845.545 |  | -1
node_8100701_200812709 |  |  | PQ | AN | 2771.281 | 8100701 | no | no |  |  | no |  |  | 1390645.301 | 15296847.521 |  | -1
node_8100701_200812712 |  |  | PQ | ABCD | 2771.281 | 8100701 | no | no |  |  | no |  |  | 1390547.32 | 15296338.993 |  | -1
node_8100701_200812713 |  |  | PQ | ABCD | 2771.281 | 8100701 | no | no |  |  | no |  |  | 1390463.621 | 15296340.145 |  | -1
node_8100701_200812716 |  |  | PQ | ABCN | 2771.281 | 8100701 | no | no |  |  | no |  |  | 1391272.369 | 15296325.442 |  | -1
node_8100701_200812717 |  |  | PQ | ABCD | 2771.281 | 8100701 | no | no |  |  | no |  |  | 1391165.006 | 15296327.595 |  | -1
node_8100701_200812718 |  |  | PQ | ABCD | 2771.281 | 8100701 | no | no |  |  | no |  |  | 1391026.019 | 15296337.483 |  | -1
node_8100701_200812719 |  |  | PQ | ABCN | 2771.281 | 8100701 | no | no |  |  | no |  |  | 1390921.374 | 15296329.544 |  | -1
node_8100701_200812720 |  |  | PQ | ABCD | 2771.281 | 8100701 | no | no |  |  | no |  |  | 1390805.242 | 15296327.964 |  | -1
node_8100701_200812721 |  |  | PQ | ABCD | 2771.281 | 8100701 | no | no |  |  | no |  |  | 1390690.992 | 15296335.792 |  | -1
node_8100701_200812762 |  |  | PQ | ABCD | 2771.281 | 8100701 | no | no |  |  | no |  |  | 1390193.599 | 15295167.253 |  | -1
node_8100701_200814820 |  |  | PQ | AN | 2771.281 | 8100701 | no | no |  |  | no |  |  | 1388037.439 | 15295968.201 |  | -1
node_8100701_200814825 |  |  | PQ | AD | 2771.281 | 8100701 | no | no |  |  | no |  |  | 1386288.413 | 15296759.302 |  | -1
node_8100701_200814826 |  |  | PQ | AD | 2771.281 | 8100701 | no | no |  |  | no |  |  | 1386313.798 | 15296803.004 |  | -1
node_8100701_200814827 |  |  | PQ | AN | 2771.281 | 8100701 | no | no |  |  | no |  |  | 1386395.552 | 15296909.486 |  | -1
node_8100701_200815117 |  |  | PQ | ABCD | 2771.281 | 8100701 | no | no |  |  | no |  |  | 1390582.85 | 15299055.998 |  | -1
node_8100701_200815118 |  |  | PQ | ABCN | 2771.281 | 8100701 | no | no |  |  | no |  |  | 1390590.74 | 15299175.515 |  | -1
node_8100701_200815119 |  |  | PQ | ABCD | 2771.281 | 8100701 | no | no |  |  | no |  |  | 1390601.19 | 15299332.714 |  | -1
node_8100701_200815120 |  |  | PQ | ABCD | 2771.281 | 8100701 | no | no |  |  | no |  |  | 1390605.694 | 15299413.306 |  | -1
node_8100701_200815121 |  |  | PQ | AN | 2771.281 | 8100701 | no | no |  |  | no |  |  | 1390463.688 | 15299403.386 |  | -1
node_8100701_200815122 |  |  | PQ | AN | 2771.281 | 8100701 | no | no |  |  | no |  |  | 1390266.21 | 15299390.027 |  | -1
node_8100701_200815123 |  |  | PQ | ABCN | 2771.281 | 8100701 | no | no |  |  | no |  |  | 1390613.63 | 15299547.738 |  | -1
node_8100701_200815124 |  |  | PQ | ABCD | 2771.281 | 8100701 | no | no |  |  | no |  |  | 1390855.799 | 15299596.311 |  | -1
node_8100701_200815495 |  |  | PQ | ABCN | 2771.281 | 8100701 | no | no |  |  | no |  |  | 1388703.609 | 15295392.672 |  | -1
node_8100701_200815497 |  |  | PQ | ABCN | 2771.281 | 8100701 | no | no |  |  | no |  |  | 1388641.463 | 15295408.408 |  | -1
node_8100701_200815498 |  |  | PQ | ABCN | 2771.281 | 8100701 | no | no |  |  | no |  |  | 1388639.292 | 15295418.153 |  | -1
node_8100701_200815499 |  |  | PQ | ABCN | 2771.281 | 8100701 | no | no |  |  | no |  |  | 1388595.15 | 15295581.979 |  | -1
node_8100701_200815501 |  |  | PQ | ABCD | 2771.281 | 8100701 | no | no |  |  | no |  |  | 1388571.401 | 15295754.506 |  | -1
node_8100701_200815645 |  |  | PQ | ABCD | 2771.281 | 8100701 | no | no |  |  | no |  |  | 1391632.172 | 15299118.673 |  | -1
node_8100701_200815647 |  |  | PQ | ABCN | 2771.281 | 8100701 | no | no |  |  | no |  |  | 1391499.361 | 15299032.963 |  | -1
node_8100701_200815648 |  |  | PQ | ABCD | 2771.281 | 8100701 | no | no |  |  | no |  |  | 1391347.744 | 15299046.709 |  | -1
node_8100701_200815649 |  |  | PQ | ABCD | 2771.281 | 8100701 | no | no |  |  | no |  |  | 1391233.347 | 15299140.703 |  | -1
node_8100701_200815650 |  |  | PQ | ABCD | 2771.281 | 8100701 | no | no |  |  | no |  |  | 1391077.71 | 15299170.122 |  | -1
node_8100701_200815651 |  |  | PQ | ABCD | 2771.281 | 8100701 | no | no |  |  | no |  |  | 1390910.227 | 15299299.366 |  | -1
node_8100701_200815652 |  |  | PQ | ABCD | 2771.281 | 8100701 | no | no |  |  | no |  |  | 1390713.204 | 15299387.373 |  | -1
node_8100701_200815670 |  |  | PQ | ABCN | 2771.281 | 8100701 | no | no |  |  | no |  |  | 1391992.686 | 15297909.69 |  | -1
node_8100701_200815671 |  |  | PQ | ABCD | 2771.281 | 8100701 | no | no |  |  | no |  |  | 1391717.413 | 15298503.514 |  | -1
node_8100701_200815674 |  |  | PQ | ABCN | 2771.281 | 8100701 | no | no |  |  | no |  |  | 1391617.612 | 15298707.629 |  | -1
node_8100701_200815675 |  |  | PQ | ABCN | 2771.281 | 8100701 | no | no |  |  | no |  |  | 1391636.561 | 15298935.256 |  | -1
node_8100701_200815676 |  |  | PQ | ABCN | 2771.281 | 8100701 | no | no |  |  | no |  |  | 1392282.749 | 15297951.822 |  | -1
node_8100701_200815677 |  |  | PQ | ABCN | 2771.281 | 8100701 | no | no |  |  | no |  |  | 1392610.034 | 15298007.808 |  | -1
node_8100701_200815678 |  |  | PQ | ABCD | 2771.281 | 8100701 | no | no |  |  | no |  |  | 1392660.201 | 15298143.88 |  | -1
node_8100701_200815679 |  |  | PQ | ABCD | 2771.281 | 8100701 | no | no |  |  | no |  |  | 1392695.101 | 15298236.635 |  | -1
node_8100701_200815680 |  |  | PQ | AD | 2771.281 | 8100701 | no | no |  |  | no |  |  | 1392744.317 | 15298422.864 |  | -1
node_8100701_200815681 |  |  | PQ | AN | 2771.281 | 8100701 | no | no |  |  | no |  |  | 1392727.905 | 15298632.727 |  | -1
node_8100701_200815682 |  |  | PQ | ABCN | 2771.281 | 8100701 | no | no |  |  | no |  |  | 1392492.427 | 15298240.319 |  | -1
node_8100701_200815683 |  |  | PQ | ABCD | 2771.281 | 8100701 | no | no |  |  | no |  |  | 1392346.365 | 15298236.659 |  | -1
node_8100701_200815684 |  |  | PQ | ABCN | 2771.281 | 8100701 | no | no |  |  | no |  |  | 1392097.504 | 15298284.114 |  | -1
node_8100701_200815685 |  |  | PQ | ABCN | 2771.281 | 8100701 | no | no |  |  | no |  |  | 1391882.029 | 15298388.895 |  | -1
node_8100701_200816052 |  |  | PQ | ABCD | 2771.281 | 8100701 | no | no |  |  | no |  |  | 1391026.734 | 15297678.161 |  | -1
node_8100701_200816053 |  |  | PQ | ABCD | 2771.281 | 8100701 | no | no |  |  | no |  |  | 1391033.681 | 15297806.922 |  | -1
node_8100701_200832384 |  |  | PQ | AN | 2771.281 | 8100701 | no | no |  |  | no |  |  | 1387285.86 | 15298922.46 |  | -1
node_8100701_200832387 |  |  | PQ | ABCN | 2771.281 | 8100701 | no | no |  |  | no |  |  | 1390384.311 | 15299123.367 |  | -1
node_8100701_200832388 |  |  | PQ | AD | 2771.281 | 8100701 | no | no |  |  | no |  |  | 1390181.039 | 15299104.781 |  | -1
node_8100701_200832389 |  |  | PQ | AD | 2771.281 | 8100701 | no | no |  |  | no |  |  | 1389966.882 | 15299094.686 |  | -1
node_8100701_200832392 |  |  | PQ | AN | 2771.281 | 8100701 | no | no |  |  | no |  |  | 1389790.628 | 15299103.629 |  | -1
node_8100701_200832393 |  |  | PQ | AN | 2771.281 | 8100701 | no | no |  |  | no |  |  | 1389815.443 | 15299300.699 |  | -1
node_8100701_200832396 |  |  | PQ | AD | 2771.281 | 8100701 | no | no |  |  | no |  |  | 1389584.671 | 15299106.344 |  | -1
node_8100701_200832398 |  |  | PQ | AD | 2771.281 | 8100701 | no | no |  |  | no |  |  | 1389390.809 | 15299085.954 |  | -1
node_8100701_200832399 |  |  | PQ | AN | 2771.281 | 8100701 | no | no |  |  | no |  |  | 1389187.417 | 15299081.566 |  | -1
node_8100701_200832400 |  |  | PQ | AN | 2771.281 | 8100701 | no | no |  |  | no |  |  | 1389043.865 | 15299086.503 |  | -1
node_8100701_200917245 |  |  | PQ | AN | 2771.281 | 8100701 | no | no |  |  | no |  |  | 1389345.478 | 15294581.445 |  | -1
node_8100701_200917307 |  |  | PQ | ABCD | 2771.281 | 8100701 | no | no |  |  | no |  |  | 1390758.057 | 15299578.83 |  | -1
node_8100701_200917308 |  |  | PQ | ABCD | 2771.281 | 8100701 | no | no |  |  | no |  |  | 1390683.975 | 15299565.929 |  | -1
node_8100701_200917309 |  |  | PQ | AD | 2771.281 | 8100701 | no | no |  |  | no |  |  | 1390621.813 | 15299905.027 |  | -1
node_8100701_200917315 |  |  | PQ | AD | 2771.281 | 8100701 | no | no |  |  | no |  |  | 1387436.351 | 15295563.229 |  | -1
node_8100701_200917321 |  |  | PQ | AD | 2771.281 | 8100701 | no | no |  |  | no |  |  | 1387609.486 | 15297077.839 |  | -1
node_8100701_200917322 |  |  | PQ | AD | 2771.281 | 8100701 | no | no |  |  | no |  |  | 1387683.439 | 15297057.108 |  | -1
node_8100701_200917324 |  |  | PQ | AD | 2771.281 | 8100701 | no | no |  |  | no |  |  | 1387536.677 | 15295692.752 |  | -1
node_8100701_200956293 |  |  | PQ | ABCN | 2771.281 | 8100701 | no | no |  |  | no |  |  | 1390243.951 | 15294937.935 |  | -1
node_8100701_200956295 |  |  | PQ | ABCN | 2771.281 | 8100701 | no | no |  |  | no |  |  | 1388780.668 | 15295215.925 |  | -1
node_8100701_200956297 |  |  | PQ | ABCN | 2771.281 | 8100701 | no | no |  |  | no |  |  | 1388483.123 | 15295284.782 |  | -1
node_8100701_200957454 |  |  | PQ | ABCD | 2771.281 | 8100701 | no | no |  |  | no |  |  | 1387834.631 | 15295689.175 |  | -1
node_8100701_200963349 |  |  | PQ | ABCD | 2771.281 | 8100701 | no | no |  |  | no |  |  | 1388171.784 | 15295356.388 |  | -1
node_8100701_200975592 |  |  | PQ | ABCN | 2771.281 | 8100701 | no | no |  |  | no |  |  | 1387683.332 | 15295699.259 |  | -1
node_8100701_200983839 |  |  | PQ | ABCN | 2771.281 | 8100701 | no | no |  |  | no |  |  | 1388581.672 | 15296610.675 |  | -1
node_8100701_201003921 |  |  | PQ | ABCN | 2771.281 | 8100701 | no | no |  |  | no |  |  | 1390415.409 | 15297368.706 |  | -1
node_8100701_201009960 |  |  | PQ | ABCN | 2771.281 | 8100701 | no | no |  |  | no |  |  | 1390318.088 | 15294839.692 |  | -1
node_8100701_201014091 |  |  | PQ | ABCN | 2771.281 | 8100701 | no | no |  |  | no |  |  | 1389010.513 | 15296634.299 |  | -1
node_8100701_201014104 |  |  | PQ | ABCN | 2771.281 | 8100701 | no | no |  |  | no |  |  | 1388990.898 | 15296217.46 |  | -1
node_8100701_201014105 |  |  | PQ | ABCN | 2771.281 | 8100701 | no | no |  |  | no |  |  | 1388992.115 | 15296116.504 |  | -1
node_8100701_201014718 |  |  | PQ | AN | 2771.281 | 8100701 | no | no |  |  | no |  |  | 1391805.244 | 15298848.07 |  | -1
node_8100701_201018016 |  |  | PQ | ABCD | 2771.281 | 8100701 | no | no |  |  | no |  |  | 1390420.782 | 15296933.529 |  | -1
node_8100701_201020316 |  |  | PQ | ABCD | 2771.281 | 8100701 | no | no |  |  | no |  |  | 1385944.151 | 15296924.177 |  | -1
node_8100701_201027959 |  |  | PQ | ABCN | 2771.281 | 8100701 | no | no |  |  | no |  |  | 1388232.518 | 15295202.164 |  | -1
node_8100701_201038371 |  |  | PQ | ABCN | 2771.281 | 8100701 | no | no |  |  | no |  |  | 1389020.211 | 15296029.561 |  | -1
node_8100701_201050333 |  |  | PQ | AN | 2771.281 | 8100701 | no | no |  |  | no |  |  | 1389218.503 | 15298038.016 |  | -1
node_8100701_201050334 |  |  | PQ | AD | 2771.281 | 8100701 | no | no |  |  | no |  |  | 1389064.762 | 15298056.93 |  | -1
node_8100701_201050335 |  |  | PQ | AN | 2771.281 | 8100701 | no | no |  |  | no |  |  | 1388932.058 | 15298083.992 |  | -1
node_8100701_201057089 |  |  | PQ | ABCD | 2771.281 | 8100701 | no | no |  |  | no |  |  | 1387885.732 | 15296357.875 |  | -1
node_8100701_201057090 |  |  | PQ | ABCN | 2771.281 | 8100701 | no | no |  |  | no |  |  | 1387897.79 | 15296466.577 |  | -1
node_8100701_201057153 |  |  | PQ | ABCD | 2771.281 | 8100701 | no | no |  |  | no |  |  | 1390427.653 | 15296320.873 |  | -1
node_8100701_201058089 |  |  | PQ | AD | 2771.281 | 8100701 | no | no |  |  | no |  |  | 1390393.249 | 15295502.34 |  | -1
node_8100701_310008547 |  |  | PQ | ABCN | 2771.281 | 8100701 | no | no |  |  | no |  |  | 1386957.435 | 15296112.186 |  | -1
node_8100701_311859875 |  |  | PQ | ABCN | 2771.281 | 8100701 | no | no |  |  | no |  |  | 1389004.84 | 15297971.987 |  | -1
node_8100701_311860300 |  |  | PQ | ABCD | 2771.281 | 8100701 | no | no |  |  | no |  |  | 1389368.864 | 15297690.794 |  | -1
node_8100701_311860303 |  |  | PQ | ABCD | 2771.281 | 8100701 | no | no |  |  | no |  |  | 1389166.326 | 15297721.38 |  | -1
node_8100701_311860304 |  |  | PQ | ABCN | 2771.281 | 8100701 | no | no |  |  | no |  |  | 1388977.688 | 15297753.941 |  | -1
node_8100701_311895883 |  |  | PQ | ABCN | 2771.281 | 8100701 | no | no |  |  | no |  |  | 1389284.464 | 15295074.939 |  | -1
node_8100701_311909028 |  |  | PQ | AN | 7199.557 | 8100701 | no | no |  |  | no |  |  | 1390836.477 | 15297923.553 |  | -1
node_8100701_312127077 |  |  | PQ | AN | 2771.281 | 8100701 | no | no |  |  | no |  |  | 1390926.188 | 15299744.188 |  | -1
node_220383220 |  |  | PQ | AD | 2771.281 | 8100701 | no | no |  |  | no |  |  | 1390842.653 | 15297913.842 |  | -1
node_220383245 |  |  | PQ | ABCD | 2771.281 | 8100701 | no | no |  |  | no |  |  | 1390023.557 | 15295382.759 |  | -1
node_220415597 |  |  | PQ | ABCD | 7199.557 | 8100701 | no | no |  |  | no |  |  | 1390022.146 | 15295374.487 |  | -1
node_220464222 |  |  | PQ | ABCN | 7199.557 | 8100701 | no | no |  |  | no |  |  | 1390022.716 | 15295377.832 |  | -1
node_220465509 |  |  | PQ | AN | 7199.557 | 8100701 | no | no |  |  | no |  |  | 1390840.906 | 15297916.353 |  | -1
node_220557255 |  |  | PQ | AD | 7199.557 | 8100701 | no | no |  |  | no |  |  | 1390838.922 | 15297919.517 |  | -1
node_SOURCE_8100701 |  |  | SWING | ABCN | 2771.281 | 8100701 | no | no |  |  | no |  |  | 1388145.43 | 15294844.914 |  | -1
node_intto1_8100701_200812312 |  |  | PQ | ABCD | 2771.281 | 8100701 | no | no |  |  | no |  |  | 1390151.752 | 15298083.657 |  | -1
node_intto1_8100701_200812313 |  |  | PQ | ABCD | 2771.281 | 8100701 | no | no |  |  | no |  |  | 1390239.222 | 15298150.745 |  | -1
node_intto1_8100701_200812321 |  |  | PQ | AD | 2771.281 | 8100701 | no | no |  |  | no |  |  | 1389926.732 | 15297938.402 |  | -1
node_intto1_8100701_200812334 |  |  | PQ | ABCD | 2771.281 | 8100701 | no | no |  |  | no |  |  | 1391181.185 | 15297916.821 |  | -1
node_intto1_8100701_200812449 |  |  | PQ | AD | 2771.281 | 8100701 | no | no |  |  | no |  |  | 1388192.8 | 15296476.489 |  | -1
node_intto1_8100701_200812520 |  |  | PQ | ABCD | 2771.281 | 8100701 | no | no |  |  | no |  |  | 1388689.053 | 15295234.616 |  | -1
node_intto1_8100701_200812521 |  |  | PQ | ABCD | 2771.281 | 8100701 | no | no |  |  | no |  |  | 1388588.763 | 15295254.019 |  | -1
node_intto1_8100701_200812523 |  |  | PQ | ABCN | 2771.281 | 8100701 | no | no |  |  | no |  |  | 1388373.169 | 15295310.999 |  | -1
node_intto1_8100701_200812584 |  |  | PQ | ABCD | 2771.281 | 8100701 | no | no |  |  | no |  |  | 1389232.887 | 15294653.648 |  | -1
node_intto1_8100701_200812612 |  |  | PQ | ABCD | 2771.281 | 8100701 | no | no |  |  | no |  |  | 1389618.608 | 15295317.509 |  | -1
node_intto1_8100701_200812646 |  |  | PQ | ABCD | 2771.281 | 8100701 | no | no |  |  | no |  |  | 1390439.597 | 15296144.858 |  | -1
node_intto1_8100701_200812701 |  |  | PQ | AD | 2771.281 | 8100701 | no | no |  |  | no |  |  | 1390454.421 | 15296845.545 |  | -1
node_intto1_8100701_200815495 |  |  | PQ | ABCN | 2771.281 | 8100701 | no | no |  |  | no |  |  | 1388703.609 | 15295392.672 |  | -1
node_intto1_8100701_200832389 |  |  | PQ | AD | 2771.281 | 8100701 | no | no |  |  | no |  |  | 1389966.882 | 15299094.686 |  | -1
node_intto1_8100701_200917308 |  |  | PQ | ABCD | 2771.281 | 8100701 | no | no |  |  | no |  |  | 1390683.975 | 15299565.929 |  | -1
node_intto1_8100701_200917309 |  |  | PQ | AD | 2771.281 | 8100701 | no | no |  |  | no |  |  | 1390621.813 | 15299905.027 |  | -1
node_intto1_8100701_200917324 |  |  | PQ | AD | 2771.281 | 8100701 | no | no |  |  | no |  |  | 1387536.677 | 15295692.752 |  | -1
node_intto1_8100701_200956293 |  |  | PQ | ABCD | 2771.281 | 8100701 | no | no |  |  | no |  |  | 1390243.951 | 15294937.935 |  | -1
node_intto1_8100701_200956295 |  |  | PQ | ABCD | 2771.281 | 8100701 | no | no |  |  | no |  |  | 1388780.668 | 15295215.925 |  | -1
node_intto1_8100701_200963349 |  |  | PQ | ABCD | 2771.281 | 8100701 | no | no |  |  | no |  |  | 1388171.784 | 15295356.388 |  | -1
node_intto1_8100701_201009960 |  |  | PQ | ABCN | 2771.281 | 8100701 | no | no |  |  | no |  |  | 1390318.088 | 15294839.692 |  | -1
node_intto1_8100701_201014091 |  |  | PQ | ABCN | 2771.281 | 8100701 | no | no |  |  | no |  |  | 1389010.513 | 15296634.299 |  | -1
node_intto1_8100701_201014718 |  |  | PQ | AN | 2771.281 | 8100701 | no | no |  |  | no |  |  | 1391805.244 | 15298848.07 |  | -1
node_intto1_8100701_312127077 |  |  | PQ | AN | 2771.281 | 8100701 | no | no |  |  | no |  |  | 1390926.188 | 15299744.188 |  | -1
node_intto1_220383220 |  |  | PQ | AD | 2771.281 | 8100701 | no | no |  |  | no |  |  | 1390842.653 | 15297913.842 |  | -1
node_intto1_220383245 |  |  | PQ | ABCD | 2771.281 | 8100701 | no | no |  |  | no |  |  | 1390023.557 | 15295382.759 |  | -1
node_intto1_220415597 |  |  | PQ | ABCD | 7199.557 | 8100701 | no | no |  |  | no |  |  | 1390022.146 | 15295374.487 |  | -1
node_intto1_220464222 |  |  | PQ | ABCD | 2771.281 | 8100701 | no | no |  |  | no |  |  | 1390022.716 | 15295377.832 |  | -1
node_intto1_220465509 |  |  | PQ | AD | 2771.281 | 8100701 | no | no |  |  | no |  |  | 1390840.906 | 15297916.353 |  | -1
node_intto1_220557255 |  |  | PQ | AD | 7199.557 | 8100701 | no | no |  |  | no |  |  | 1390838.922 | 15297919.517 |  | -1

## overhead_line
data_type | static
owner_type | feeder
owner | 8100701
object | overhead_line
name | groupid | phases | fr | to | length | configuration | dcircuit | selected | monitored | monitored_fields | class_monitored_fields | played | played_fields | comments | R | X | B | lim_kw
oh_line_8100701_200812244 |  | ABCD | node_8100701_200812245 | node_8100701_200812244 | 188.835 | bal_3P_4/0AA | 8100701 | no | no |  |  | no |  |  | 0 | 0 | 0 | 0
oh_line_8100701_200812245 |  | ABCD | node_8100701_200812246 | node_8100701_200812245 | 190.449 | bal_3P_4/0AA | 8100701 | no | no |  |  | no |  |  | 0 | 0 | 0 | 0
oh_line_8100701_200812246 |  | ABCD | node_8100701_200812247 | node_8100701_200812246 | 179.378 | bal_3P_4/0AA | 8100701 | no | no |  |  | no |  |  | 0 | 0 | 0 | 0
oh_line_8100701_200812247 |  | ABCD | node_8100701_200812248 | node_8100701_200812247 | 195.686 | bal_3P_4/0AA | 8100701 | no | no |  |  | no |  |  | 0 | 0 | 0 | 0
oh_line_8100701_200812248 |  | ABCD | node_8100701_200812249 | node_8100701_200812248 | 211.261 | bal_3P_4/0AA | 8100701 | no | no |  |  | no |  |  | 0 | 0 | 0 | 0
oh_line_8100701_200812249 |  | ABCD | node_8100701_200812660 | node_8100701_200812249 | 66.935 | bal_3P_1/0AC | 8100701 | no | no |  |  | no |  |  | 0 | 0 | 0 | 0
oh_line_8100701_200812250 |  | ABCD | node_8100701_200812249 | node_8100701_200812250 | 200.485 | bal_3P_1/0AC | 8100701 | no | no |  |  | no |  |  | 0 | 0 | 0 | 0
oh_line_8100701_200812251 |  | ABCD | node_8100701_200812250 | node_8100701_200812251 | 180.645 | bal_3P_1/0AC | 8100701 | no | no |  |  | no |  |  | 0 | 0 | 0 | 0
oh_line_8100701_200812252 |  | ABCD | node_8100701_200812251 | node_8100701_200812252 | 188.764 | bal_3P_1/0AC | 8100701 | no | no |  |  | no |  |  | 0 | 0 | 0 | 0
oh_line_8100701_200812288 |  | AD | node_8100701_201050335 | node_8100701_200812288 | 252.076 | bal_1P_1/0AA | 8100701 | no | no |  |  | no |  |  | 0 | 0 | 0 | 0
oh_line_8100701_200812289 |  | AD | node_8100701_200812288 | node_8100701_200812289 | 145.49 | bal_1P_4CU | 8100701 | no | no |  |  | no |  |  | 0 | 0 | 0 | 0
oh_line_8100701_200812290 |  | AD | node_8100701_200812289 | node_8100701_200812290 | 194.788 | bal_1P_4CU | 8100701 | no | no |  |  | no |  |  | 0 | 0 | 0 | 0
oh_line_8100701_200812291 |  | AD | node_8100701_200812290 | node_8100701_200812291 | 95.296 | bal_1P_4CU | 8100701 | no | no |  |  | no |  |  | 0 | 0 | 0 | 0
oh_line_8100701_200812292 |  | AD | node_8100701_200812291 | node_8100701_200812292 | 101.056 | bal_1P_4CU | 8100701 | no | no |  |  | no |  |  | 0 | 0 | 0 | 0
oh_line_8100701_200812293 |  | AD | node_8100701_200812292 | node_8100701_200812293 | 115.142 | bal_1P_1/0AA | 8100701 | no | no |  |  | no |  |  | 0 | 0 | 0 | 0
oh_line_8100701_200812294 |  | AD | node_8100701_200812293 | node_8100701_200812294 | 188.65 | bal_1P_1/0AA | 8100701 | no | no |  |  | no |  |  | 0 | 0 | 0 | 0
oh_line_8100701_200812295 |  | AD | node_8100701_200812294 | node_8100701_200812295 | 163.263 | bal_1P_1/0AA | 8100701 | no | no |  |  | no |  |  | 0 | 0 | 0 | 0
oh_line_8100701_200812296 |  | AD | node_8100701_200812295 | node_8100701_200812296 | 156.816 | bal_1P_1/0AA | 8100701 | no | no |  |  | no |  |  | 0 | 0 | 0 | 0
oh_line_8100701_200812297 |  | AD | node_8100701_200812296 | node_8100701_200812297 | 149.963 | bal_1P_1/0AA | 8100701 | no | no |  |  | no |  |  | 0 | 0 | 0 | 0
oh_line_8100701_200812299 |  | AD | node_8100701_200812292 | node_8100701_200812299 | 180.326 | bal_1P_2AC | 8100701 | no | no |  |  | no |  |  | 0 | 0 | 0 | 0
oh_line_8100701_200812300 |  | AD | node_8100701_200812299 | node_8100701_200812300 | 127.513 | bal_1P_2AC | 8100701 | no | no |  |  | no |  |  | 0 | 0 | 0 | 0
oh_line_8100701_200812301 |  | AD | node_8100701_200812300 | node_8100701_200812301 | 154.265 | bal_1P_2AC | 8100701 | no | no |  |  | no |  |  | 0 | 0 | 0 | 0
oh_line_8100701_200812302 |  | AD | node_8100701_200812301 | node_8100701_200812302 | 133.574 | bal_1P_2AC | 8100701 | no | no |  |  | no |  |  | 0 | 0 | 0 | 0
oh_line_8100701_200812303 |  | AD | node_8100701_200812302 | node_8100701_200812303 | 203.077 | bal_1P_2AC | 8100701 | no | no |  |  | no |  |  | 0 | 0 | 0 | 0
oh_line_8100701_200812304 |  | AD | node_8100701_200812303 | node_8100701_200812304 | 187.594 | bal_1P_2AC | 8100701 | no | no |  |  | no |  |  | 0 | 0 | 0 | 0
oh_line_8100701_200812305 |  | AD | node_8100701_200812304 | node_8100701_200812305 | 208.855 | bal_1P_2AC | 8100701 | no | no |  |  | no |  |  | 0 | 0 | 0 | 0
oh_line_8100701_200812306 |  | AD | node_8100701_200812305 | node_8100701_200812306 | 264.139 | bal_1P_2AC | 8100701 | no | no |  |  | no |  |  | 0 | 0 | 0 | 0
oh_line_8100701_200812307 |  | AD | node_8100701_200812306 | node_8100701_200812307 | 243.612 | bal_1P_2AC | 8100701 | no | no |  |  | no |  |  | 0 | 0 | 0 | 0
oh_line_8100701_200812309 |  | AD | node_8100701_200812303 | node_8100701_200812309 | 245.445 | bal_1P_2AC | 8100701 | no | no |  |  | no |  |  | 0 | 0 | 0 | 0
oh_line_8100701_200812310 |  | AD | node_8100701_200812319 | node_8100701_200812310 | 201.432 | bal_1P_1/0AC | 8100701 | no | no |  |  | no |  |  | 0 | 0 | 0 | 0
oh_line_8100701_200812311 |  | ABCD | node_8100701_200812323 | node_8100701_200812311 | 20.82 | bal_3P_4CU | 8100701 | no | no |  |  | no |  |  | 0 | 0 | 0 | 0
oh_line_8100701_200812312 |  | ABCD | node_8100701_200812311 | node_intto1_8100701_200812312 | 194.934 | bal_3P_4CU | 8100701 | no | no |  |  | no |  |  | 0 | 0 | 0 | 0
oh_line_8100701_200812313 |  | ABCD | node_8100701_200812312 | node_intto1_8100701_200812313 | 110.237 | bal_3P_4CU | 8100701 | no | no |  |  | no |  |  | 0 | 0 | 0 | 0
oh_line_8100701_200812314 |  | ABCD | node_8100701_200812313 | node_8100701_200812314 | 22.305 | bal_3P_4CU | 8100701 | no | no |  |  | no |  |  | 0 | 0 | 0 | 0
oh_line_8100701_200812316 |  | ABCD | node_8100701_200812334 | node_8100701_200812316 | 193.097 | bal_3P_1/0AC | 8100701 | no | no |  |  | no |  |  | 0 | 0 | 0 | 0
oh_line_8100701_200812317 |  | ABCD | node_8100701_200812316 | node_8100701_200812317 | 177.609 | bal_3P_1/0AC | 8100701 | no | no |  |  | no |  |  | 0 | 0 | 0 | 0
oh_line_8100701_200812318 |  | ABCD | node_8100701_200812317 | node_8100701_200812318 | 142.472 | bal_3P_1/0AC | 8100701 | no | no |  |  | no |  |  | 0 | 0 | 0 | 0
oh_line_8100701_200812319 |  | AD | node_8100701_200812320 | node_8100701_200812319 | 184.787 | bal_1P_1/0AC | 8100701 | no | no |  |  | no |  |  | 0 | 0 | 0 | 0
oh_line_8100701_200812320 |  | AD | node_8100701_200812321 | node_8100701_200812320 | 178.522 | bal_1P_1/0AC | 8100701 | no | no |  |  | no |  |  | 0 | 0 | 0 | 0
oh_line_8100701_200812321 |  | AD | node_8100701_200812322 | node_intto1_8100701_200812321 | 182.035 | bal_1P_1/0AC | 8100701 | no | no |  |  | no |  |  | 0 | 0 | 0 | 0
oh_line_8100701_200812322 |  | AD | node_8100701_200812323 | node_8100701_200812322 | 61.213 | bal_1P_1/0AC | 8100701 | no | no |  |  | no |  |  | 0 | 0 | 0 | 0
oh_line_8100701_200812323 |  | ABCD | node_8100701_200812324 | node_8100701_200812323 | 75.508 | bal_3P_1/0AC | 8100701 | no | no |  |  | no |  |  | 0 | 0 | 0 | 0
oh_line_8100701_200812324 |  | ABCD | node_8100701_200812325 | node_8100701_200812324 | 129.476 | bal_3P_1/0AC | 8100701 | no | no |  |  | no |  |  | 0 | 0 | 0 | 0
oh_line_8100701_200812325 |  | ABCD | node_8100701_200812327 | node_8100701_200812325 | 125.061 | bal_3P_1/0AC | 8100701 | no | no |  |  | no |  |  | 0 | 0 | 0 | 0
oh_line_8100701_200812327 |  | ABCD | node_8100701_200812329 | node_8100701_200812327 | 201.572 | bal_3P_1/0AC | 8100701 | no | no |  |  | no |  |  | 0 | 0 | 0 | 0
oh_line_8100701_200812329 |  | ABCD | node_8100701_200812332 | node_8100701_200812329 | 164.298 | bal_3P_1/0AC | 8100701 | no | no |  |  | no |  |  | 0 | 0 | 0 | 0
oh_line_8100701_200812332 |  | ABCD | node_8100701_200812333 | node_8100701_200812332 | 188.513 | bal_3P_1/0AC | 8100701 | no | no |  |  | no |  |  | 0 | 0 | 0 | 0
oh_line_8100701_200812333 |  | ABCD | node_8100701_200816053 | node_8100701_200812333 | 106.952 | bal_3P_1/0AC | 8100701 | no | no |  |  | no |  |  | 0 | 0 | 0 | 0
oh_line_8100701_200812334 |  | ABCD | node_8100701_200812333 | node_intto1_8100701_200812334 | 143.042 | bal_3P_1/0AC | 8100701 | no | no |  |  | no |  |  | 0 | 0 | 0 | 0
oh_line_8100701_200812357 |  | ABCD | node_8100701_200975592 | node_8100701_200812357 | 79.354 | bal_3P_2/0CU | 8100701 | no | no |  |  | no |  |  | 0 | 0 | 0 | 0
oh_line_8100701_200812358 |  | ABCD | node_8100701_200812376 | node_8100701_200812358 | 77.599 | bal_3P_1/0AC | 8100701 | no | no |  |  | no |  |  | 0 | 0 | 0 | 0
oh_line_8100701_200812359 |  | ABCD | node_8100701_200812358 | node_8100701_200812359 | 98.962 | bal_3P_1/0AC | 8100701 | no | no |  |  | no |  |  | 0 | 0 | 0 | 0
oh_line_8100701_200812360 |  | ABCD | node_8100701_200812359 | node_8100701_200812360 | 93.732 | bal_3P_1/0AC | 8100701 | no | no |  |  | no |  |  | 0 | 0 | 0 | 0
oh_line_8100701_200812361 |  | ABCD | node_8100701_200812360 | node_8100701_200812361 | 87.048 | bal_3P_1/0AC | 8100701 | no | no |  |  | no |  |  | 0 | 0 | 0 | 0
oh_line_8100701_200812362 |  | ABCD | node_8100701_200812361 | node_8100701_200812362 | 126.058 | bal_3P_1/0AC | 8100701 | no | no |  |  | no |  |  | 0 | 0 | 0 | 0
oh_line_8100701_200812368 |  | ABCD | node_8100701_200812357 | node_8100701_200812368 | 74.273 | bal_3P_1/0AC | 8100701 | no | no |  |  | no |  |  | 0 | 0 | 0 | 0
oh_line_8100701_200812370 |  | ABCD | node_8100701_200812368 | node_8100701_200812370 | 143.222 | bal_3P_1/0AC | 8100701 | no | no |  |  | no |  |  | 0 | 0 | 0 | 0
oh_line_8100701_200812371 |  | ABCD | node_8100701_200812370 | node_8100701_200812371 | 82.506 | bal_3P_1/0AC | 8100701 | no | no |  |  | no |  |  | 0 | 0 | 0 | 0
oh_line_8100701_200812372 |  | ABCD | node_8100701_200812371 | node_8100701_200812372 | 100.08 | bal_3P_1/0AC | 8100701 | no | no |  |  | no |  |  | 0 | 0 | 0 | 0
oh_line_8100701_200812373 |  | ABCD | node_8100701_200812372 | node_8100701_200812373 | 63.863 | bal_3P_1/0AC | 8100701 | no | no |  |  | no |  |  | 0 | 0 | 0 | 0
oh_line_8100701_200812374 |  | ABCD | node_8100701_200812373 | node_8100701_200812374 | 97.275 | bal_3P_1/0AC | 8100701 | no | no |  |  | no |  |  | 0 | 0 | 0 | 0
oh_line_8100701_200812375 |  | ABCD | node_8100701_200812374 | node_8100701_200812375 | 109.248 | bal_3P_1/0AC | 8100701 | no | no |  |  | no |  |  | 0 | 0 | 0 | 0
oh_line_8100701_200812376 |  | ABCD | node_8100701_200812375 | node_8100701_200812376 | 92.042 | bal_3P_1/0AC | 8100701 | no | no |  |  | no |  |  | 0 | 0 | 0 | 0
oh_line_8100701_200812410 |  | ABCD | node_8100701_200957454 | node_8100701_200812410 | 119.566 | bal_3P_477AL | 8100701 | no | no |  |  | no |  |  | 0 | 0 | 0 | 0
oh_line_8100701_200812411 |  | ABCD | node_8100701_200812410 | node_8100701_200812411 | 108.258 | bal_3P_1/0AC | 8100701 | no | no |  |  | no |  |  | 0 | 0 | 0 | 0
oh_line_8100701_200812413 |  | ABCD | node_8100701_200812411 | node_8100701_200812413 | 106.127 | bal_3P_1/0AC | 8100701 | no | no |  |  | no |  |  | 0 | 0 | 0 | 0
oh_line_8100701_200812415 |  | ABCD | node_8100701_200812413 | node_8100701_200812415 | 100.232 | bal_3P_1/0AC | 8100701 | no | no |  |  | no |  |  | 0 | 0 | 0 | 0
oh_line_8100701_200812416 |  | ABCD | node_8100701_200812415 | node_8100701_200812416 | 100.059 | bal_3P_1/0AC | 8100701 | no | no |  |  | no |  |  | 0 | 0 | 0 | 0
oh_line_8100701_200812417 |  | ABCD | node_8100701_200812416 | node_8100701_200812417 | 93.666 | bal_3P_1/0AC | 8100701 | no | no |  |  | no |  |  | 0 | 0 | 0 | 0
oh_line_8100701_200812420 |  | ABCD | node_8100701_201057090 | node_8100701_200812420 | 97.147 | bal_3P_1/0AC | 8100701 | no | no |  |  | no |  |  | 0 | 0 | 0 | 0
oh_line_8100701_200812421 |  | ABCD | node_8100701_200812420 | node_8100701_200812421 | 83.688 | bal_3P_1/0AC | 8100701 | no | no |  |  | no |  |  | 0 | 0 | 0 | 0
oh_line_8100701_200812423 |  | ABCD | node_8100701_200812420 | node_8100701_200812423 | 64.069 | bal_3P_1/0AC | 8100701 | no | no |  |  | no |  |  | 0 | 0 | 0 | 0
oh_line_8100701_200812424 |  | ABCD | node_8100701_200812423 | node_8100701_200812424 | 105.066 | bal_3P_1/0AC | 8100701 | no | no |  |  | no |  |  | 0 | 0 | 0 | 0
oh_line_8100701_200812425 |  | ABCD | node_8100701_200812424 | node_8100701_200812425 | 145.032 | bal_3P_1/0AC | 8100701 | no | no |  |  | no |  |  | 0 | 0 | 0 | 0
oh_line_8100701_200812426 |  | ABCD | node_8100701_200812425 | node_8100701_200812426 | 79.103 | bal_3P_1/0AC | 8100701 | no | no |  |  | no |  |  | 0 | 0 | 0 | 0
oh_line_8100701_200812427 |  | ABCD | node_8100701_200812426 | node_8100701_200812427 | 78.104 | bal_3P_1/0AC | 8100701 | no | no |  |  | no |  |  | 0 | 0 | 0 | 0
oh_line_8100701_200812428 |  | ABCD | node_8100701_200812427 | node_8100701_200812428 | 107.062 | bal_3P_1/0AC | 8100701 | no | no |  |  | no |  |  | 0 | 0 | 0 | 0
oh_line_8100701_200812433 |  | ABCD | node_8100701_200812524 | node_8100701_200812433 | 54.337 | bal_3P_1/0AA | 8100701 | no | no |  |  | no |  |  | 0 | 0 | 0 | 0
oh_line_8100701_200812434 |  | ABCD | node_8100701_201027959 | node_8100701_200812434 | 141.698 | bal_3P_1/0AA | 8100701 | no | no |  |  | no |  |  | 0 | 0 | 0 | 0
oh_line_8100701_200812435 |  | ABCD | node_8100701_200812434 | node_8100701_200812435 | 122.191 | bal_3P_1/0AA | 8100701 | no | no |  |  | no |  |  | 0 | 0 | 0 | 0
oh_line_8100701_200812441 |  | AD | node_8100701_200812442 | node_8100701_200812441 | 79.517 | bal_1P_1/0AC | 8100701 | no | no |  |  | no |  |  | 0 | 0 | 0 | 0
oh_line_8100701_200812442 |  | AD | node_8100701_200812444 | node_8100701_200812442 | 106.665 | bal_1P_1/0AC | 8100701 | no | no |  |  | no |  |  | 0 | 0 | 0 | 0
oh_line_8100701_200812444 |  | AD | node_8100701_200812445 | node_8100701_200812444 | 99.289 | bal_1P_1/0AC | 8100701 | no | no |  |  | no |  |  | 0 | 0 | 0 | 0
oh_line_8100701_200812445 |  | AD | node_8100701_200812446 | node_8100701_200812445 | 99.146 | bal_1P_1/0AC | 8100701 | no | no |  |  | no |  |  | 0 | 0 | 0 | 0
oh_line_8100701_200812446 |  | AD | node_8100701_200812447 | node_8100701_200812446 | 103.279 | bal_1P_1/0AC | 8100701 | no | no |  |  | no |  |  | 0 | 0 | 0 | 0
oh_line_8100701_200812447 |  | AD | node_8100701_200812448 | node_8100701_200812447 | 100.395 | bal_1P_1/0AC | 8100701 | no | no |  |  | no |  |  | 0 | 0 | 0 | 0
oh_line_8100701_200812448 |  | AD | node_8100701_200812449 | node_8100701_200812448 | 89.546 | bal_1P_1/0AC | 8100701 | no | no |  |  | no |  |  | 0 | 0 | 0 | 0
oh_line_8100701_200812449 |  | AD | node_8100701_200812450 | node_intto1_8100701_200812449 | 43.497 | bal_1P_1/0AC | 8100701 | no | no |  |  | no |  |  | 0 | 0 | 0 | 0
oh_line_8100701_200812450 |  | AD | node_8100701_200812425 | node_8100701_200812450 | 62.904 | bal_1P_1/0AC | 8100701 | no | no |  |  | no |  |  | 0 | 0 | 0 | 0
oh_line_8100701_200812458 |  | AD | node_8100701_200812554 | node_8100701_200812458 | 66.137 | bal_1P_1/0AC | 8100701 | no | no |  |  | no |  |  | 0 | 0 | 0 | 0
oh_line_8100701_200812459 |  | AD | node_8100701_200812458 | node_8100701_200812459 | 110.555 | bal_1P_1/0AC | 8100701 | no | no |  |  | no |  |  | 0 | 0 | 0 | 0
oh_line_8100701_200812460 |  | AD | node_8100701_200812459 | node_8100701_200812460 | 118.751 | bal_1P_1/0AC | 8100701 | no | no |  |  | no |  |  | 0 | 0 | 0 | 0
oh_line_8100701_200812464 |  | AD | node_8100701_200812550 | node_8100701_200812464 | 50.413 | bal_1P_4CU | 8100701 | no | no |  |  | no |  |  | 0 | 0 | 0 | 0
oh_line_8100701_200812465 |  | AD | node_8100701_200812464 | node_8100701_200812465 | 92.04 | bal_1P_4CU | 8100701 | no | no |  |  | no |  |  | 0 | 0 | 0 | 0
oh_line_8100701_200812466 |  | AD | node_8100701_200812465 | node_8100701_200812466 | 82.215 | bal_1P_4CU | 8100701 | no | no |  |  | no |  |  | 0 | 0 | 0 | 0
oh_line_8100701_200812468 |  | AD | node_8100701_200812466 | node_8100701_200812468 | 81.765 | bal_1P_4CU | 8100701 | no | no |  |  | no |  |  | 0 | 0 | 0 | 0
oh_line_8100701_200812470 |  | AD | node_8100701_200812468 | node_8100701_200812470 | 96.164 | bal_1P_4CU | 8100701 | no | no |  |  | no |  |  | 0 | 0 | 0 | 0
oh_line_8100701_200812471 |  | AD | node_8100701_200812470 | node_8100701_200812471 | 123.866 | bal_1P_4CU | 8100701 | no | no |  |  | no |  |  | 0 | 0 | 0 | 0
oh_line_8100701_200812495 |  | ABCN | node_8100701_200812496 | node_8100701_200812495 | 64.132 | bal_3P_1/0AA_1/0AA(N) | 8100701 | no | no |  |  | no |  |  | 0 | 0 | 0 | 0
oh_line_8100701_200812496 |  | ABCD | node_8100701_200812497 | node_8100701_200812496 | 168.232 | bal_3P_477AL | 8100701 | no | no |  |  | no |  |  | 0 | 0 | 0 | 0
oh_line_8100701_200812497 |  | ABCD | node_8100701_200812498 | node_8100701_200812497 | 138.932 | bal_3P_477AL | 8100701 | no | no |  |  | no |  |  | 0 | 0 | 0 | 0
oh_line_8100701_200812498 |  | ABCD | node_8100701_200812504 | node_8100701_200812498 | 100.328 | bal_3P_477AL | 8100701 | no | no |  |  | no |  |  | 0 | 0 | 0 | 0
oh_line_8100701_200812499 |  | ABCD | node_8100701_200812498 | node_8100701_200812499 | 80.014 | bal_3P_1/0AA | 8100701 | no | no |  |  | no |  |  | 0 | 0 | 0 | 0
oh_line_8100701_200812500 |  | ABCD | node_8100701_200812499 | node_8100701_200812500 | 120.686 | bal_3P_1/0AA | 8100701 | no | no |  |  | no |  |  | 0 | 0 | 0 | 0
oh_line_8100701_200812504 |  | ABCD | node_8100701_200812506 | node_8100701_200812504 | 111.759 | bal_3P_477AL | 8100701 | no | no |  |  | no |  |  | 0 | 0 | 0 | 0
oh_line_8100701_200812506 |  | ABCD | node_8100701_200812507 | node_8100701_200812506 | 86.978 | bal_3P_477AL | 8100701 | no | no |  |  | no |  |  | 0 | 0 | 0 | 0
oh_line_8100701_200812507 |  | ABCD | node_8100701_200812510 | node_8100701_200812507 | 80.242 | bal_3P_477AL | 8100701 | no | no |  |  | no |  |  | 0 | 0 | 0 | 0
oh_line_8100701_200812510 |  | ABCD | node_8100701_200812511 | node_8100701_200812510 | 91.695 | bal_3P_477AL | 8100701 | no | no |  |  | no |  |  | 0 | 0 | 0 | 0
oh_line_8100701_200812511 |  | ABCD | node_8100701_200812512 | node_8100701_200812511 | 102.994 | bal_3P_477AL | 8100701 | no | no |  |  | no |  |  | 0 | 0 | 0 | 0
oh_line_8100701_200812512 |  | ABCD | node_8100701_311895883 | node_8100701_200812512 | 99.335 | bal_3P_477AL | 8100701 | no | no |  |  | no |  |  | 0 | 0 | 0 | 0
oh_line_8100701_200812513 |  | ABCD | node_8100701_200812514 | node_8100701_200812513 | 100.746 | bal_3P_477AL | 8100701 | no | no |  |  | no |  |  | 0 | 0 | 0 | 0
oh_line_8100701_200812514 |  | ABCD | node_8100701_200812515 | node_8100701_200812514 | 89.123 | bal_3P_477AL | 8100701 | no | no |  |  | no |  |  | 0 | 0 | 0 | 0
oh_line_8100701_200812515 |  | ABCD | node_8100701_200812516 | node_8100701_200812515 | 79.186 | bal_3P_477AL | 8100701 | no | no |  |  | no |  |  | 0 | 0 | 0 | 0
oh_line_8100701_200812516 |  | ABCD | node_8100701_200812517 | node_8100701_200812516 | 112.644 | bal_3P_477AL | 8100701 | no | no |  |  | no |  |  | 0 | 0 | 0 | 0
oh_line_8100701_200812517 |  | ABCD | node_8100701_200956295 | node_8100701_200812517 | 86.246 | bal_3P_477AL | 8100701 | no | no |  |  | no |  |  | 0 | 0 | 0 | 0
oh_line_8100701_200812520 |  | ABCD | node_8100701_200812521 | node_intto1_8100701_200812520 | 102.15 | bal_3P_477AL | 8100701 | no | no |  |  | no |  |  | 0 | 0 | 0 | 0
oh_line_8100701_200812521 |  | ABCD | node_8100701_200956297 | node_intto1_8100701_200812521 | 110.029 | bal_3P_477AL | 8100701 | no | no |  |  | no |  |  | 0 | 0 | 0 | 0
oh_line_8100701_200812524 |  | ABCD | node_8100701_200812523 | node_8100701_200812524 | 50.706 | bal_3P_477AL | 8100701 | no | no |  |  | no |  |  | 0 | 0 | 0 | 0
oh_line_8100701_200812526 |  | ABCD | node_8100701_200963349 | node_8100701_200812526 | 155.493 | bal_3P_477AL | 8100701 | no | no |  |  | no |  |  | 0 | 0 | 0 | 0
oh_line_8100701_200812527 |  | ABCD | node_8100701_200812526 | node_8100701_200812527 | 83.279 | bal_3P_477AL | 8100701 | no | no |  |  | no |  |  | 0 | 0 | 0 | 0
oh_line_8100701_200812528 |  | ABCD | node_8100701_200812527 | node_8100701_200812528 | 86.926 | bal_3P_477AL | 8100701 | no | no |  |  | no |  |  | 0 | 0 | 0 | 0
oh_line_8100701_200812529 |  | ABCD | node_8100701_200812528 | node_8100701_200812529 | 129.918 | bal_3P_477AL | 8100701 | no | no |  |  | no |  |  | 0 | 0 | 0 | 0
oh_line_8100701_200812530 |  | ABCD | node_8100701_200812529 | node_8100701_200812530 | 111.642 | bal_3P_1/0AC | 8100701 | no | no |  |  | no |  |  | 0 | 0 | 0 | 0
oh_line_8100701_200812533 |  | ABCD | node_8100701_200975592 | node_8100701_200812533 | 109.558 | bal_3P_2/0CU | 8100701 | no | no |  |  | no |  |  | 0 | 0 | 0 | 0
oh_line_8100701_200812534 |  | ABCD | node_8100701_200812533 | node_8100701_200812534 | 76.768 | bal_3P_2/0CU | 8100701 | no | no |  |  | no |  |  | 0 | 0 | 0 | 0
oh_line_8100701_200812535 |  | ABCD | node_8100701_200812534 | node_8100701_200812535 | 118.805 | bal_3P_2/0CU | 8100701 | no | no |  |  | no |  |  | 0 | 0 | 0 | 0
oh_line_8100701_200812536 |  | ABCD | node_8100701_200812535 | node_8100701_200812536 | 84.589 | bal_3P_2/0CU | 8100701 | no | no |  |  | no |  |  | 0 | 0 | 0 | 0
oh_line_8100701_200812537 |  | ABCD | node_8100701_200812536 | node_8100701_200812537 | 92.009 | bal_3P_2/0CU | 8100701 | no | no |  |  | no |  |  | 0 | 0 | 0 | 0
oh_line_8100701_200812539 |  | ABCD | node_8100701_200812537 | node_8100701_200812539 | 151.589 | bal_3P_2/0CU | 8100701 | no | no |  |  | no |  |  | 0 | 0 | 0 | 0
oh_line_8100701_200812541 |  | ABCD | node_8100701_200812539 | node_8100701_200812541 | 99.5 | bal_3P_2/0CU | 8100701 | no | no |  |  | no |  |  | 0 | 0 | 0 | 0
oh_line_8100701_200812545 |  | ABCD | node_8100701_200812541 | node_8100701_200812545 | 101.6 | bal_3P_2/0CU | 8100701 | no | no |  |  | no |  |  | 0 | 0 | 0 | 0
oh_line_8100701_200812546 |  | ABCD | node_8100701_200812545 | node_8100701_200812546 | 95.887 | bal_3P_2/0CU | 8100701 | no | no |  |  | no |  |  | 0 | 0 | 0 | 0
oh_line_8100701_200812548 |  | ABCD | node_8100701_200812546 | node_8100701_200812548 | 109.023 | bal_3P_2/0CU | 8100701 | no | no |  |  | no |  |  | 0 | 0 | 0 | 0
oh_line_8100701_200812550 |  | ABCD | node_8100701_200812548 | node_8100701_200812550 | 108.575 | bal_3P_2/0CU | 8100701 | no | no |  |  | no |  |  | 0 | 0 | 0 | 0
oh_line_8100701_200812551 |  | ABCD | node_8100701_200812550 | node_8100701_200812551 | 100.687 | bal_3P_2/0CU | 8100701 | no | no |  |  | no |  |  | 0 | 0 | 0 | 0
oh_line_8100701_200812552 |  | ABCD | node_8100701_200812551 | node_8100701_200812552 | 75.158 | bal_3P_2/0CU | 8100701 | no | no |  |  | no |  |  | 0 | 0 | 0 | 0
oh_line_8100701_200812553 |  | ABCD | node_8100701_200812552 | node_8100701_200812553 | 114.077 | bal_3P_2/0CU | 8100701 | no | no |  |  | no |  |  | 0 | 0 | 0 | 0
oh_line_8100701_200812554 |  | ABCD | node_8100701_200812553 | node_8100701_200812554 | 90.536 | bal_3P_2/0CU | 8100701 | no | no |  |  | no |  |  | 0 | 0 | 0 | 0
oh_line_8100701_200812555 |  | ABCD | node_8100701_200812554 | node_8100701_200812555 | 101.194 | bal_3P_2/0CU | 8100701 | no | no |  |  | no |  |  | 0 | 0 | 0 | 0
oh_line_8100701_200812556 |  | ABCD | node_8100701_200812555 | node_8100701_200812556 | 106.271 | bal_3P_2/0CU | 8100701 | no | no |  |  | no |  |  | 0 | 0 | 0 | 0
oh_line_8100701_200812557 |  | ABCD | node_8100701_200812556 | node_8100701_200812557 | 97.779 | bal_3P_2/0CU | 8100701 | no | no |  |  | no |  |  | 0 | 0 | 0 | 0
oh_line_8100701_200812558 |  | ABCD | node_8100701_200812557 | node_8100701_200812558 | 89.832 | bal_3P_2/0CU | 8100701 | no | no |  |  | no |  |  | 0 | 0 | 0 | 0
oh_line_8100701_200812559 |  | ABCD | node_8100701_200812558 | node_8100701_200812559 | 82.807 | bal_3P_2/0CU | 8100701 | no | no |  |  | no |  |  | 0 | 0 | 0 | 0
oh_line_8100701_200812561 |  | ABCD | node_8100701_200812559 | node_8100701_200812561 | 88.43 | bal_3P_2/0CU | 8100701 | no | no |  |  | no |  |  | 0 | 0 | 0 | 0
oh_line_8100701_200812568 |  | AD | node_8100701_200812569 | node_8100701_200812568 | 99.45 | bal_1P_1/0AC | 8100701 | no | no |  |  | no |  |  | 0 | 0 | 0 | 0
oh_line_8100701_200812569 |  | AD | node_8100701_200812571 | node_8100701_200812569 | 95.824 | bal_1P_1/0AC | 8100701 | no | no |  |  | no |  |  | 0 | 0 | 0 | 0
oh_line_8100701_200812571 |  | AD | node_8100701_200812572 | node_8100701_200812571 | 185.879 | bal_1P_1/0AC | 8100701 | no | no |  |  | no |  |  | 0 | 0 | 0 | 0
oh_line_8100701_200812572 |  | ABCD | node_8100701_200812428 | node_8100701_200812572 | 56.972 | bal_3P_1/0AC | 8100701 | no | no |  |  | no |  |  | 0 | 0 | 0 | 0
oh_line_8100701_200812575 |  | ABCD | node_8100701_200983839 | node_8100701_200812575 | 124.616 | bal_3P_1/0AC | 8100701 | no | no |  |  | no |  |  | 0 | 0 | 0 | 0
oh_line_8100701_200812583 |  | ABCD | node_8100701_200812585 | node_8100701_200812583 | 101.568 | bal_3P_1/0AC | 8100701 | no | no |  |  | no |  |  | 0 | 0 | 0 | 0
oh_line_8100701_200812584 |  | ABCD | node_8100701_200812583 | node_intto1_8100701_200812584 | 101.153 | bal_3P_4/0CU | 8100701 | no | no |  |  | no |  |  | 0 | 0 | 0 | 0
oh_line_8100701_200812585 |  | ABCD | node_8100701_200812586 | node_8100701_200812585 | 115.043 | bal_3P_1/0AA | 8100701 | no | no |  |  | no |  |  | 0 | 0 | 0 | 0
oh_line_8100701_200812586 |  | ABCD | node_8100701_200812587 | node_8100701_200812586 | 96.367 | bal_3P_1/0AA | 8100701 | no | no |  |  | no |  |  | 0 | 0 | 0 | 0
oh_line_8100701_200812587 |  | ABCD | node_8100701_200812513 | node_8100701_200812587 | 71.64 | bal_3P_1/0AA | 8100701 | no | no |  |  | no |  |  | 0 | 0 | 0 | 0
oh_line_8100701_200812606 |  | ABCD | node_8100701_200812607 | node_8100701_200812606 | 88.27 | bal_3P_1/0AC | 8100701 | no | no |  |  | no |  |  | 0 | 0 | 0 | 0
oh_line_8100701_200812607 |  | ABCD | node_8100701_200812608 | node_8100701_200812607 | 105.393 | bal_3P_1/0AC | 8100701 | no | no |  |  | no |  |  | 0 | 0 | 0 | 0
oh_line_8100701_200812608 |  | ABCD | node_8100701_200812609 | node_8100701_200812608 | 98.101 | bal_3P_1/0AC | 8100701 | no | no |  |  | no |  |  | 0 | 0 | 0 | 0
oh_line_8100701_200812609 |  | ABCD | node_8100701_200812610 | node_8100701_200812609 | 96.96 | bal_3P_1/0AC | 8100701 | no | no |  |  | no |  |  | 0 | 0 | 0 | 0
oh_line_8100701_200812610 |  | ABCD | node_8100701_200812611 | node_8100701_200812610 | 61.078 | bal_3P_1/0AC | 8100701 | no | no |  |  | no |  |  | 0 | 0 | 0 | 0
oh_line_8100701_200812611 |  | ABCD | node_8100701_200812621 | node_8100701_200812611 | 58.991 | bal_3P_1/0AC | 8100701 | no | no |  |  | no |  |  | 0 | 0 | 0 | 0
oh_line_8100701_200812612 |  | ABCD | node_8100701_200812611 | node_intto1_8100701_200812612 | 155.986 | bal_3P_1/0AC | 8100701 | no | no |  |  | no |  |  | 0 | 0 | 0 | 0
oh_line_8100701_200812613 |  | ABCD | node_8100701_200812512 | node_8100701_200812613 | 22.99 | bal_3P_1/0AC | 8100701 | no | no |  |  | no |  |  | 0 | 0 | 0 | 0
oh_line_8100701_200812614 |  | ABCD | node_8100701_200812615 | node_8100701_200812614 | 63.005 | bal_3P_1/0AC | 8100701 | no | no |  |  | no |  |  | 0 | 0 | 0 | 0
oh_line_8100701_200812615 |  | ABCD | node_8100701_200812616 | node_8100701_200812615 | 75.107 | bal_3P_1/0AC | 8100701 | no | no |  |  | no |  |  | 0 | 0 | 0 | 0
oh_line_8100701_200812616 |  | ABCD | node_8100701_200812762 | node_8100701_200812616 | 52.454 | bal_3P_1/0AC | 8100701 | no | no |  |  | no |  |  | 0 | 0 | 0 | 0
oh_line_8100701_200812617 |  | AD | node_8100701_200812616 | node_8100701_200812617 | 95.409 | bal_1P_1/0AA | 8100701 | no | no |  |  | no |  |  | 0 | 0 | 0 | 0
oh_line_8100701_200812620 |  | ABCD | node_8100701_200812613 | node_8100701_200812620 | 133.508 | bal_3P_1/0AC | 8100701 | no | no |  |  | no |  |  | 0 | 0 | 0 | 0
oh_line_8100701_200812621 |  | ABCD | node_8100701_200812620 | node_8100701_200812621 | 106.631 | bal_3P_1/0AC | 8100701 | no | no |  |  | no |  |  | 0 | 0 | 0 | 0
oh_line_8100701_200812624 |  | AD | node_8100701_200812625 | node_8100701_200812624 | 173.268 | bal_1P_1/0AC | 8100701 | no | no |  |  | no |  |  | 0 | 0 | 0 | 0
oh_line_8100701_200812625 |  | AD | node_8100701_200812626 | node_8100701_200812625 | 146.735 | bal_1P_1/0AC | 8100701 | no | no |  |  | no |  |  | 0 | 0 | 0 | 0
oh_line_8100701_200812626 |  | ABCD | node_8100701_200812614 | node_8100701_200812626 | 145.535 | bal_3P_1/0AC | 8100701 | no | no |  |  | no |  |  | 0 | 0 | 0 | 0
oh_line_8100701_200812627-1 |  | ABCD | node_220415597 | node_8100701_200812627 | 4.259 | bal_3P_1/0AA | 8100701 | no | no |  |  | no |  |  | 0 | 0 | 0 | 0
oh_line_8100701_200812627-2 |  | ABCD | node_220464222 | node_intto1_220415597 | 3.393 | bal_3P_1/0AA | 8100701 | no | no |  |  | no |  |  | 0 | 0 | 0 | 0
oh_line_8100701_200812627-3 |  | ABCD | node_220383245 | node_intto1_220464222 | 4.998 | bal_3P_1/0AA | 8100701 | no | no |  |  | no |  |  | 0 | 0 | 0 | 0
oh_line_8100701_200812627-4 |  | ABCD | node_8100701_200812626 | node_intto1_220383245 | 49.247 | bal_3P_1/0AA | 8100701 | no | no |  |  | no |  |  | 0 | 0 | 0 | 0
oh_line_8100701_200812628 |  | AD | node_8100701_200812624 | node_8100701_200812628 | 56.236 | bal_1P_1/0AC | 8100701 | no | no |  |  | no |  |  | 0 | 0 | 0 | 0
oh_line_8100701_200812637 |  | AD | node_8100701_200812638 | node_8100701_200812637 | 96.493 | bal_1P_1/0AC | 8100701 | no | no |  |  | no |  |  | 0 | 0 | 0 | 0
oh_line_8100701_200812638 |  | AD | node_8100701_200812626 | node_8100701_200812638 | 126.953 | bal_1P_1/0AC | 8100701 | no | no |  |  | no |  |  | 0 | 0 | 0 | 0
oh_line_8100701_200812639 |  | ABCD | node_8100701_200812496 | node_8100701_200812639 | 61.835 | bal_3P_4/0AL | 8100701 | no | no |  |  | no |  |  | 0 | 0 | 0 | 0
oh_line_8100701_200812641 |  | ABCD | node_8100701_200812668 | node_8100701_200812641 | 96.863 | bal_3P_4/0AL | 8100701 | no | no |  |  | no |  |  | 0 | 0 | 0 | 0
oh_line_8100701_200812642 |  | ABCD | node_8100701_200812641 | node_8100701_200812642 | 92.419 | bal_3P_4/0AL | 8100701 | no | no |  |  | no |  |  | 0 | 0 | 0 | 0
oh_line_8100701_200812643 |  | ABCD | node_8100701_200812642 | node_8100701_200812643 | 103.866 | bal_3P_4/0AL | 8100701 | no | no |  |  | no |  |  | 0 | 0 | 0 | 0
oh_line_8100701_200812644 |  | ABCD | node_8100701_200812643 | node_8100701_200812644 | 74.128 | bal_3P_4/0AL | 8100701 | no | no |  |  | no |  |  | 0 | 0 | 0 | 0
oh_line_8100701_200812645 |  | ABCD | node_8100701_200812644 | node_8100701_200812645 | 135.845 | bal_3P_4/0AL | 8100701 | no | no |  |  | no |  |  | 0 | 0 | 0 | 0
oh_line_8100701_200812646 |  | ABCD | node_8100701_200812645 | node_intto1_8100701_200812646 | 111.811 | bal_3P_4/0AL | 8100701 | no | no |  |  | no |  |  | 0 | 0 | 0 | 0
oh_line_8100701_200812647 |  | ABCD | node_8100701_200812646 | node_8100701_200812647 | 89.543 | bal_3P_4/0AL | 8100701 | no | no |  |  | no |  |  | 0 | 0 | 0 | 0
oh_line_8100701_200812649 |  | ABCD | node_8100701_201057153 | node_8100701_200812649 | 88.158 | bal_3P_4/0AL | 8100701 | no | no |  |  | no |  |  | 0 | 0 | 0 | 0
oh_line_8100701_200812650 |  | ABCD | node_8100701_200812649 | node_8100701_200812650 | 77.414 | bal_3P_4/0AL | 8100701 | no | no |  |  | no |  |  | 0 | 0 | 0 | 0
oh_line_8100701_200812652 |  | ABCD | node_8100701_200812650 | node_8100701_200812652 | 131.862 | bal_3P_4/0AL | 8100701 | no | no |  |  | no |  |  | 0 | 0 | 0 | 0
oh_line_8100701_200812653 |  | ABCD | node_8100701_200812652 | node_8100701_200812653 | 127.936 | bal_3P_4/0AL | 8100701 | no | no |  |  | no |  |  | 0 | 0 | 0 | 0
oh_line_8100701_200812654 |  | ABCD | node_8100701_200812653 | node_8100701_200812654 | 107.753 | bal_3P_4/0AL | 8100701 | no | no |  |  | no |  |  | 0 | 0 | 0 | 0
oh_line_8100701_200812656-1 |  | ABCD | node_1390420_73_15296940_612 | node_8100701_200812656 | 89.315 | bal_3P_4/0AL | 8100701 | no | no |  |  | no |  |  | 0 | 0 | 0 | 0
oh_line_8100701_200812656-2 |  | ABCD | node_8100701_201018016 | node_1390420_73_15296940_612 | 7.083 | bal_3P_4/0AL | 8100701 | no | no |  |  | no |  |  | 0 | 0 | 0 | 0
oh_line_8100701_200812657 |  | ABCD | node_8100701_200812656 | node_8100701_200812657 | 119.862 | bal_3P_4/0AL | 8100701 | no | no |  |  | no |  |  | 0 | 0 | 0 | 0
oh_line_8100701_200812658 |  | ABCD | node_8100701_200812657 | node_8100701_200812658 | 149.242 | bal_3P_4/0AL | 8100701 | no | no |  |  | no |  |  | 0 | 0 | 0 | 0
oh_line_8100701_200812660 |  | ABCD | node_8100701_201003921 | node_8100701_200812660 | 89.644 | bal_3P_4/0AL | 8100701 | no | no |  |  | no |  |  | 0 | 0 | 0 | 0
oh_line_8100701_200812662 |  | ABCD | node_8100701_200956293 | node_8100701_200812662 | 98.945 | bal_3P_4/0AL | 8100701 | no | no |  |  | no |  |  | 0 | 0 | 0 | 0
oh_line_8100701_200812663 |  | ABCD | node_8100701_200812662 | node_8100701_200812663 | 103.231 | bal_3P_4/0AL | 8100701 | no | no |  |  | no |  |  | 0 | 0 | 0 | 0
oh_line_8100701_200812664 |  | ABCD | node_8100701_200812663 | node_8100701_200812664 | 92.119 | bal_3P_4/0AL | 8100701 | no | no |  |  | no |  |  | 0 | 0 | 0 | 0
oh_line_8100701_200812665 |  | ABCD | node_8100701_200812664 | node_8100701_200812665 | 88.916 | bal_3P_4/0AL | 8100701 | no | no |  |  | no |  |  | 0 | 0 | 0 | 0
oh_line_8100701_200812666 |  | ABCD | node_8100701_200812665 | node_8100701_200812666 | 85.89 | bal_3P_4/0AL | 8100701 | no | no |  |  | no |  |  | 0 | 0 | 0 | 0
oh_line_8100701_200812667 |  | ABCD | node_8100701_200812666 | node_8100701_200812667 | 73.265 | bal_3P_4/0AL | 8100701 | no | no |  |  | no |  |  | 0 | 0 | 0 | 0
oh_line_8100701_200812668 |  | ABCD | node_8100701_200812667 | node_8100701_200812668 | 84.971 | bal_3P_4/0AL | 8100701 | no | no |  |  | no |  |  | 0 | 0 | 0 | 0
oh_line_8100701_200812675 |  | AD | node_8100701_200812327 | node_8100701_200812675 | 102.684 | bal_1P_1/0AC | 8100701 | no | no |  |  | no |  |  | 0 | 0 | 0 | 0
oh_line_8100701_200812676 |  | AD | node_8100701_200812675 | node_8100701_200812676 | 281.059 | bal_1P_1/0AC | 8100701 | no | no |  |  | no |  |  | 0 | 0 | 0 | 0
oh_line_8100701_200812678 |  | AD | node_8100701_200812676 | node_8100701_200812678 | 148.689 | bal_1P_1/0AC | 8100701 | no | no |  |  | no |  |  | 0 | 0 | 0 | 0
oh_line_8100701_200812679 |  | AD | node_8100701_200812252 | node_8100701_200812679 | 86.144 | bal_1P_1/0AC | 8100701 | no | no |  |  | no |  |  | 0 | 0 | 0 | 0
oh_line_8100701_200812680 |  | AD | node_8100701_200812679 | node_8100701_200812680 | 80.286 | bal_1P_1/0AC | 8100701 | no | no |  |  | no |  |  | 0 | 0 | 0 | 0
oh_line_8100701_200812681 |  | AD | node_8100701_200812680 | node_8100701_200812681 | 112.929 | bal_1P_1/0AC | 8100701 | no | no |  |  | no |  |  | 0 | 0 | 0 | 0
oh_line_8100701_200812694 |  | AD | node_8100701_200812695 | node_8100701_200812694 | 86.922 | bal_1P_6CU | 8100701 | no | no |  |  | no |  |  | 0 | 0 | 0 | 0
oh_line_8100701_200812695 |  | AD | node_8100701_200812696 | node_8100701_200812695 | 91.391 | bal_1P_6CU | 8100701 | no | no |  |  | no |  |  | 0 | 0 | 0 | 0
oh_line_8100701_200812696 |  | AD | node_8100701_201058089 | node_8100701_200812696 | 96.253 | bal_1P_6CU | 8100701 | no | no |  |  | no |  |  | 0 | 0 | 0 | 0
oh_line_8100701_200812700 |  | AD | node_8100701_200812701 | node_8100701_200812700 | 85.463 | bal_1P_1/0AC | 8100701 | no | no |  |  | no |  |  | 0 | 0 | 0 | 0
oh_line_8100701_200812701 |  | AD | node_8100701_200812654 | node_intto1_8100701_200812701 | 32.062 | bal_1P_1/0AC | 8100701 | no | no |  |  | no |  |  | 0 | 0 | 0 | 0
oh_line_8100701_200812709 |  | AD | node_8100701_200812700 | node_8100701_200812709 | 105.554 | bal_1P_1/0AC | 8100701 | no | no |  |  | no |  |  | 0 | 0 | 0 | 0
oh_line_8100701_200812712 |  | ABCD | node_8100701_200812713 | node_8100701_200812712 | 83.708 | bal_3P_1/0AA | 8100701 | no | no |  |  | no |  |  | 0 | 0 | 0 | 0
oh_line_8100701_200812713 |  | ABCD | node_8100701_201057153 | node_8100701_200812713 | 40.806 | bal_3P_1/0AA | 8100701 | no | no |  |  | no |  |  | 0 | 0 | 0 | 0
oh_line_8100701_200812716 |  | ABCD | node_8100701_200812717 | node_8100701_200812716 | 107.385 | bal_3P_1/0AC | 8100701 | no | no |  |  | no |  |  | 0 | 0 | 0 | 0
oh_line_8100701_200812717 |  | ABCD | node_8100701_200812718 | node_8100701_200812717 | 139.338 | bal_3P_1/0AC | 8100701 | no | no |  |  | no |  |  | 0 | 0 | 0 | 0
oh_line_8100701_200812718 |  | ABCD | node_8100701_200812719 | node_8100701_200812718 | 104.945 | bal_3P_1/0AC | 8100701 | no | no |  |  | no |  |  | 0 | 0 | 0 | 0
oh_line_8100701_200812719 |  | ABCD | node_8100701_200812720 | node_8100701_200812719 | 116.143 | bal_3P_1/0AA | 8100701 | no | no |  |  | no |  |  | 0 | 0 | 0 | 0
oh_line_8100701_200812720 |  | ABCD | node_8100701_200812721 | node_8100701_200812720 | 114.518 | bal_3P_1/0AA | 8100701 | no | no |  |  | no |  |  | 0 | 0 | 0 | 0
oh_line_8100701_200812721 |  | ABCD | node_8100701_200812712 | node_8100701_200812721 | 143.707 | bal_3P_1/0AA | 8100701 | no | no |  |  | no |  |  | 0 | 0 | 0 | 0
oh_line_8100701_200812762 |  | ABCD | node_8100701_200812663 | node_8100701_200812762 | 107.205 | bal_3P_1/0AC | 8100701 | no | no |  |  | no |  |  | 0 | 0 | 0 | 0
oh_line_8100701_200814820 |  | AD | node_8100701_200812413 | node_8100701_200814820 | 112.437 | bal_1P_1/0AC | 8100701 | no | no |  |  | no |  |  | 0 | 0 | 0 | 0
oh_line_8100701_200814825 |  | AD | node_8100701_200812556 | node_8100701_200814825 | 75.45 | bal_1P_1/0AA | 8100701 | no | no |  |  | no |  |  | 0 | 0 | 0 | 0
oh_line_8100701_200814826 |  | AD | node_8100701_200814825 | node_8100701_200814826 | 50.54 | bal_1P_1/0AA | 8100701 | no | no |  |  | no |  |  | 0 | 0 | 0 | 0
oh_line_8100701_200814827 |  | AD | node_8100701_200814826 | node_8100701_200814827 | 134.247 | bal_1P_1/0AA | 8100701 | no | no |  |  | no |  |  | 0 | 0 | 0 | 0
oh_line_8100701_200815117 |  | ABCD | node_8100701_200815118 | node_8100701_200815117 | 119.776 | bal_3P_4CU | 8100701 | no | no |  |  | no |  |  | 0 | 0 | 0 | 0
oh_line_8100701_200815118 |  | ABCD | node_8100701_200815119 | node_8100701_200815118 | 157.546 | bal_3P_4CU | 8100701 | no | no |  |  | no |  |  | 0 | 0 | 0 | 0
oh_line_8100701_200815119 |  | ABCD | node_8100701_200815120 | node_8100701_200815119 | 80.718 | bal_3P_4CU | 8100701 | no | no |  |  | no |  |  | 0 | 0 | 0 | 0
oh_line_8100701_200815120 |  | ABCD | node_8100701_200815652 | node_8100701_200815120 | 110.594 | bal_3P_1/0AA | 8100701 | no | no |  |  | no |  |  | 0 | 0 | 0 | 0
oh_line_8100701_200815121 |  | AD | node_8100701_200815120 | node_8100701_200815121 | 142.351 | bal_1P_1/0AC | 8100701 | no | no |  |  | no |  |  | 0 | 0 | 0 | 0
oh_line_8100701_200815122 |  | AD | node_8100701_200815121 | node_8100701_200815122 | 197.93 | bal_1P_1/0AC | 8100701 | no | no |  |  | no |  |  | 0 | 0 | 0 | 0
oh_line_8100701_200815123 |  | ABCD | node_8100701_200815120 | node_8100701_200815123 | 134.666 | bal_3P_4CU | 8100701 | no | no |  |  | no |  |  | 0 | 0 | 0 | 0
oh_line_8100701_200815124 |  | ABCD | node_8100701_200917307 | node_8100701_200815124 | 99.294 | bal_3P_2AL | 8100701 | no | no |  |  | no |  |  | 0 | 0 | 0 | 0
oh_line_8100701_200815497 |  | ABCD | node_8100701_200812521 | node_8100701_200815497 | 163.136 | bal_3P_1/0AA | 8100701 | no | no |  |  | no |  |  | 0 | 0 | 0 | 0
oh_line_8100701_200815498 |  | ABCD | node_8100701_200815497 | node_8100701_200815498 | 9.984 | bal_3P_1/0AA | 8100701 | no | no |  |  | no |  |  | 0 | 0 | 0 | 0
oh_line_8100701_200815499 |  | ABCD | node_8100701_200815498 | node_8100701_200815499 | 169.668 | bal_3P_1/0AA | 8100701 | no | no |  |  | no |  |  | 0 | 0 | 0 | 0
oh_line_8100701_200815501 |  | ABCD | node_8100701_200815499 | node_8100701_200815501 | 174.154 | bal_3P_1/0AA | 8100701 | no | no |  |  | no |  |  | 0 | 0 | 0 | 0
oh_line_8100701_200815645 |  | ABCD | node_8100701_200815675 | node_8100701_200815645 | 183.47 | bal_3P_1/0AA | 8100701 | no | no |  |  | no |  |  | 0 | 0 | 0 | 0
oh_line_8100701_200815647 |  | ABCD | node_8100701_200815645 | node_8100701_200815647 | 158.067 | bal_3P_1/0AA | 8100701 | no | no |  |  | no |  |  | 0 | 0 | 0 | 0
oh_line_8100701_200815648 |  | ABCD | node_8100701_200815647 | node_8100701_200815648 | 152.239 | bal_3P_1/0AA | 8100701 | no | no |  |  | no |  |  | 0 | 0 | 0 | 0
oh_line_8100701_200815649 |  | ABCD | node_8100701_200815648 | node_8100701_200815649 | 148.059 | bal_3P_1/0AA | 8100701 | no | no |  |  | no |  |  | 0 | 0 | 0 | 0
oh_line_8100701_200815650 |  | ABCD | node_8100701_200815649 | node_8100701_200815650 | 158.393 | bal_3P_1/0AA | 8100701 | no | no |  |  | no |  |  | 0 | 0 | 0 | 0
oh_line_8100701_200815651 |  | ABCD | node_8100701_200815650 | node_8100701_200815651 | 211.553 | bal_3P_1/0AA | 8100701 | no | no |  |  | no |  |  | 0 | 0 | 0 | 0
oh_line_8100701_200815652 |  | ABCD | node_8100701_200815651 | node_8100701_200815652 | 215.785 | bal_3P_1/0AA | 8100701 | no | no |  |  | no |  |  | 0 | 0 | 0 | 0
oh_line_8100701_200815670 |  | ABCD | node_8100701_200812318 | node_8100701_200815670 | 302.938 | bal_3P_1/0AC | 8100701 | no | no |  |  | no |  |  | 0 | 0 | 0 | 0
oh_line_8100701_200815671 |  | ABCD | node_8100701_200815685 | node_8100701_200815671 | 200.588 | bal_3P_1/0AA | 8100701 | no | no |  |  | no |  |  | 0 | 0 | 0 | 0
oh_line_8100701_200815674 |  | ABCD | node_8100701_200815671 | node_8100701_200815674 | 227.208 | bal_3P_1/0AA | 8100701 | no | no |  |  | no |  |  | 0 | 0 | 0 | 0
oh_line_8100701_200815675 |  | ABCD | node_8100701_200815674 | node_8100701_200815675 | 228.414 | bal_3P_1/0AA | 8100701 | no | no |  |  | no |  |  | 0 | 0 | 0 | 0
oh_line_8100701_200815676 |  | ABCD | node_8100701_200815670 | node_8100701_200815676 | 293.106 | bal_3P_1/0AC | 8100701 | no | no |  |  | no |  |  | 0 | 0 | 0 | 0
oh_line_8100701_200815677 |  | ABCD | node_8100701_200815676 | node_8100701_200815677 | 332.04 | bal_3P_1/0AC | 8100701 | no | no |  |  | no |  |  | 0 | 0 | 0 | 0
oh_line_8100701_200815678 |  | ABCD | node_8100701_200815677 | node_8100701_200815678 | 145.025 | bal_3P_1/0AC | 8100701 | no | no |  |  | no |  |  | 0 | 0 | 0 | 0
oh_line_8100701_200815679 |  | ABCD | node_8100701_200815678 | node_8100701_200815679 | 99.103 | bal_3P_1/0AC | 8100701 | no | no |  |  | no |  |  | 0 | 0 | 0 | 0
oh_line_8100701_200815680 |  | AD | node_8100701_200815679 | node_8100701_200815680 | 192.622 | bal_1P_1/0AC | 8100701 | no | no |  |  | no |  |  | 0 | 0 | 0 | 0
oh_line_8100701_200815681 |  | AD | node_8100701_200815680 | node_8100701_200815681 | 210.504 | bal_1P_1/0AC | 8100701 | no | no |  |  | no |  |  | 0 | 0 | 0 | 0
oh_line_8100701_200815682 |  | ABCD | node_8100701_200815679 | node_8100701_200815682 | 202.708 | bal_3P_1/0AC | 8100701 | no | no |  |  | no |  |  | 0 | 0 | 0 | 0
oh_line_8100701_200815683 |  | ABCD | node_8100701_200815682 | node_8100701_200815683 | 146.108 | bal_3P_1/0AC | 8100701 | no | no |  |  | no |  |  | 0 | 0 | 0 | 0
oh_line_8100701_200815684 |  | ABCD | node_8100701_200815683 | node_8100701_200815684 | 253.345 | bal_3P_1/0AC | 8100701 | no | no |  |  | no |  |  | 0 | 0 | 0 | 0
oh_line_8100701_200815685 |  | ABCD | node_8100701_200815684 | node_8100701_200815685 | 239.601 | bal_3P_1/0AA | 8100701 | no | no |  |  | no |  |  | 0 | 0 | 0 | 0
oh_line_8100701_200816052 |  | ABCD | node_8100701_200812252 | node_8100701_200816052 | 313.45 | bal_3P_477AC | 8100701 | no | no |  |  | no |  |  | 0 | 0 | 0 | 0
oh_line_8100701_200816053 |  | ABCD | node_8100701_200816052 | node_8100701_200816053 | 128.948 | bal_3P_477AC | 8100701 | no | no |  |  | no |  |  | 0 | 0 | 0 | 0
oh_line_8100701_200832384 |  | AD | node_8100701_200812309 | node_8100701_200832384 | 148.416 | bal_1P_2AC | 8100701 | no | no |  |  | no |  |  | 0 | 0 | 0 | 0
oh_line_8100701_200832387 |  | ABCD | node_8100701_200815117 | node_8100701_200832387 | 209.658 | bal_3P_4CU | 8100701 | no | no |  |  | no |  |  | 0 | 0 | 0 | 0
oh_line_8100701_200832388 |  | AD | node_8100701_200832387 | node_8100701_200832388 | 204.12 | bal_1P_4CU | 8100701 | no | no |  |  | no |  |  | 0 | 0 | 0 | 0
oh_line_8100701_200832389 |  | AD | node_8100701_200832388 | node_intto1_8100701_200832389 | 214.402 | bal_1P_1/0AC | 8100701 | no | no |  |  | no |  |  | 0 | 0 | 0 | 0
oh_line_8100701_200832392 |  | AD | node_8100701_200832389 | node_8100701_200832392 | 176.48 | bal_1P_1/0AC | 8100701 | no | no |  |  | no |  |  | 0 | 0 | 0 | 0
oh_line_8100701_200832393 |  | AD | node_8100701_200832392 | node_8100701_200832393 | 198.627 | bal_1P_1/0AC | 8100701 | no | no |  |  | no |  |  | 0 | 0 | 0 | 0
oh_line_8100701_200832396 |  | AD | node_8100701_200832392 | node_8100701_200832396 | 205.975 | bal_1P_1/0AC | 8100701 | no | no |  |  | no |  |  | 0 | 0 | 0 | 0
oh_line_8100701_200832398 |  | AD | node_8100701_200832396 | node_8100701_200832398 | 194.932 | bal_1P_1/0AC | 8100701 | no | no |  |  | no |  |  | 0 | 0 | 0 | 0
oh_line_8100701_200832399 |  | AD | node_8100701_200832398 | node_8100701_200832399 | 203.439 | bal_1P_1/0AC | 8100701 | no | no |  |  | no |  |  | 0 | 0 | 0 | 0
oh_line_8100701_200832400 |  | AD | node_8100701_200832399 | node_8100701_200832400 | 143.637 | bal_1P_1/0AC | 8100701 | no | no |  |  | no |  |  | 0 | 0 | 0 | 0
oh_line_8100701_200917307 |  | ABCD | node_8100701_200917308 | node_8100701_200917307 | 75.197 | bal_3P_2AL | 8100701 | no | no |  |  | no |  |  | 0 | 0 | 0 | 0
oh_line_8100701_200917308 |  | ABCD | node_8100701_200815123 | node_intto1_8100701_200917308 | 72.66 | bal_3P_2AL | 8100701 | no | no |  |  | no |  |  | 0 | 0 | 0 | 0
oh_line_8100701_200917309 |  | AD | node_8100701_200815123 | node_intto1_8100701_200917309 | 357.391 | bal_1P_1/0AC | 8100701 | no | no |  |  | no |  |  | 0 | 0 | 0 | 0
oh_line_8100701_200917315 |  | AD | node_8100701_200917324 | node_8100701_200917315 | 163.834 | bal_1P_1/0AC | 8100701 | no | no |  |  | no |  |  | 0 | 0 | 0 | 0
oh_line_8100701_200917321 |  | AD | node_8100701_200812362 | node_8100701_200917321 | 58.186 | bal_1P_1/0AC | 8100701 | no | no |  |  | no |  |  | 0 | 0 | 0 | 0
oh_line_8100701_200917322 |  | AD | node_8100701_200917321 | node_8100701_200917322 | 76.804 | bal_1P_1/0AC | 8100701 | no | no |  |  | no |  |  | 0 | 0 | 0 | 0
oh_line_8100701_200917324 |  | AD | node_8100701_200812533 | node_intto1_8100701_200917324 | 84.574 | bal_1P_1/0AC | 8100701 | no | no |  |  | no |  |  | 0 | 0 | 0 | 0
oh_line_8100701_200956293 |  | ABCD | node_8100701_200812639 | node_intto1_8100701_200956293 | 69.357 | bal_3P_4/0AL | 8100701 | no | no |  |  | no |  |  | 0 | 0 | 0 | 0
oh_line_8100701_200956295 |  | ABCD | node_8100701_200812520 | node_intto1_8100701_200956295 | 93.509 | bal_3P_477AL | 8100701 | no | no |  |  | no |  |  | 0 | 0 | 0 | 0
oh_line_8100701_200956297 |  | ABCD | node_8100701_200812523 | node_8100701_200956297 | 113.036 | bal_3P_477AL | 8100701 | no | no |  |  | no |  |  | 0 | 0 | 0 | 0
oh_line_8100701_200957454 |  | ABCD | node_8100701_200812529 | node_8100701_200957454 | 78.684 | bal_3P_477AL | 8100701 | no | no |  |  | no |  |  | 0 | 0 | 0 | 0
oh_line_8100701_200963349 |  | ABCD | node_8100701_200812524 | node_intto1_8100701_200963349 | 160.704 | bal_3P_477AL | 8100701 | no | no |  |  | no |  |  | 0 | 0 | 0 | 0
oh_line_8100701_200975592 |  | ABCD | node_8100701_200812529 | node_8100701_200975592 | 141.313 | bal_3P_2/0CU | 8100701 | no | no |  |  | no |  |  | 0 | 0 | 0 | 0
oh_line_8100701_200983839 |  | ABCD | node_8100701_200812572 | node_8100701_200983839 | 68.359 | bal_3P_1/0AA | 8100701 | no | no |  |  | no |  |  | 0 | 0 | 0 | 0
oh_line_8100701_201003921 |  | ABCD | node_8100701_200812658 | node_8100701_201003921 | 69.722 | bal_3P_4/0AL | 8100701 | no | no |  |  | no |  |  | 0 | 0 | 0 | 0
oh_line_8100701_201018016 |  | ABCD | node_8100701_200812654 | node_8100701_201018016 | 81.431 | bal_3P_4/0AL | 8100701 | no | no |  |  | no |  |  | 0 | 0 | 0 | 0
oh_line_8100701_201020316 |  | ABCD | node_8100701_200812561 | node_8100701_201020316 | 47.91 | bal_3P_2/0CU | 8100701 | no | no |  |  | no |  |  | 0 | 0 | 0 | 0
oh_line_8100701_201027959 |  | ABCD | node_8100701_200812433 | node_8100701_201027959 | 92.258 | bal_3P_1/0AA | 8100701 | no | no |  |  | no |  |  | 0 | 0 | 0 | 0
oh_line_8100701_201050333 |  | AD | node_8100701_200812310 | node_8100701_201050333 | 155.346 | bal_1P_1/0AA | 8100701 | no | no |  |  | no |  |  | 0 | 0 | 0 | 0
oh_line_8100701_201050334 |  | AD | node_8100701_201050333 | node_8100701_201050334 | 154.9 | bal_1P_1/0AA | 8100701 | no | no |  |  | no |  |  | 0 | 0 | 0 | 0
oh_line_8100701_201050335 |  | AD | node_8100701_201050334 | node_8100701_201050335 | 135.436 | bal_1P_1/0AA | 8100701 | no | no |  |  | no |  |  | 0 | 0 | 0 | 0
oh_line_8100701_201057089 |  | ABCD | node_8100701_200812417 | node_8100701_201057089 | 99.694 | bal_3P_1/0AC | 8100701 | no | no |  |  | no |  |  | 0 | 0 | 0 | 0
oh_line_8100701_201057090 |  | ABCD | node_8100701_201057089 | node_8100701_201057090 | 109.368 | bal_3P_1/0AC | 8100701 | no | no |  |  | no |  |  | 0 | 0 | 0 | 0
oh_line_8100701_201057153 |  | ABCD | node_8100701_200812647 | node_8100701_201057153 | 87.227 | bal_3P_4/0AL | 8100701 | no | no |  |  | no |  |  | 0 | 0 | 0 | 0
oh_line_8100701_201058089 |  | AD | node_8100701_200812668 | node_8100701_201058089 | 45.514 | bal_1P_6CU | 8100701 | no | no |  |  | no |  |  | 0 | 0 | 0 | 0
oh_line_8100701_311860300 |  | ABCD | node_8100701_200812244 | node_8100701_311860300 | 147.583 | bal_3P_4/0AA | 8100701 | no | no |  |  | no |  |  | 0 | 0 | 0 | 0
oh_line_8100701_311860303 |  | ABCD | node_8100701_311860300 | node_8100701_311860303 | 204.834 | bal_3P_4/0AA | 8100701 | no | no |  |  | no |  |  | 0 | 0 | 0 | 0
oh_line_8100701_311860304 |  | ABCD | node_8100701_311860303 | node_8100701_311860304 | 191.428 | bal_3P_4/0AA | 8100701 | no | no |  |  | no |  |  | 0 | 0 | 0 | 0
oh_line_8100701_311895883 |  | ABCD | node_8100701_200812513 | node_8100701_311895883 | 56.657 | bal_3P_477AL | 8100701 | no | no |  |  | no |  |  | 0 | 0 | 0 | 0
oh_line_8100701_311909028-1 |  | AD | node_220557255 | node_8100701_311909028 | 4.719 | bal_1P_1/0AC | 8100701 | no | no |  |  | no |  |  | 0 | 0 | 0 | 0
oh_line_8100701_311909028-2 |  | AD | node_220465509 | node_intto1_220557255 | 3.735 | bal_1P_1/0AC | 8100701 | no | no |  |  | no |  |  | 0 | 0 | 0 | 0
oh_line_8100701_311909028-3 |  | AD | node_220383220 | node_intto1_220465509 | 3.059 | bal_1P_1/0AC | 8100701 | no | no |  |  | no |  |  | 0 | 0 | 0 | 0
oh_line_8100701_311909028-4 |  | AD | node_8100701_200812332 | node_intto1_220383220 | 14.12 | bal_1P_1/0AC | 8100701 | no | no |  |  | no |  |  | 0 | 0 | 0 | 0
oh_line_TAP_OH_892497 |  | ABCN | node_8100701_200812250 | node_1390667_454_15297490_742 | 0.033 | unb_TAPWIRE_OH | 8100701 | no | no |  |  | no |  |  | 0 | 0 | 0 | 0
oh_line_TAP_OH_892500 |  | AN | node_8100701_200812289 | node_1388559_84_15298200_524 | 0.033 | unb_TAPWIRE_OH | 8100701 | no | no |  |  | no |  |  | 0 | 0 | 0 | 0
oh_line_TAP_OH_892501 |  | AN | node_8100701_200812294 | node_1388499_728_15298509_445 | 0.033 | unb_TAPWIRE_OH | 8100701 | no | no |  |  | no |  |  | 0 | 0 | 0 | 0
oh_line_TAP_OH_892502 |  | AN | node_8100701_200812297 | node_1388956_197_15298554_678 | 0.033 | unb_TAPWIRE_OH | 8100701 | no | no |  |  | no |  |  | 0 | 0 | 0 | 0
oh_line_TAP_OH_892503 |  | AN | node_8100701_200812301 | node_1387768_49_15298547_69 | 0.033 | unb_TAPWIRE_OH | 8100701 | no | no |  |  | no |  |  | 0 | 0 | 0 | 0
oh_line_TAP_OH_892504 |  | AN | node_8100701_200812305 | node_1387043_582_15298648_722 | 0.033 | unb_TAPWIRE_OH | 8100701 | no | no |  |  | no |  |  | 0 | 0 | 0 | 0
oh_line_TAP_OH_892505 |  | AN | node_8100701_200812307 | node_1386685_963_15298915_471 | 0.033 | unb_TAPWIRE_OH | 8100701 | no | no |  |  | no |  |  | 0 | 0 | 0 | 0
oh_line_TAP_OH_892507 |  | ABCN | node_8100701_200812316 | node_1391362_877_15297846_702 | 0.033 | unb_TAPWIRE_OH | 8100701 | no | no |  |  | no |  |  | 0 | 0 | 0 | 0
oh_line_TAP_OH_892508 |  | ABCN | node_8100701_200812324 | node_1390241_486_15297889_462 | 0.033 | unb_TAPWIRE_OH | 8100701 | no | no |  |  | no |  |  | 0 | 0 | 0 | 0
oh_line_TAP_OH_892509 |  | ABCN | node_8100701_200812329 | node_1390679_986_15297915_703 | 0.033 | unb_TAPWIRE_OH | 8100701 | no | no |  |  | no |  |  | 0 | 0 | 0 | 0
oh_line_TAP_OH_892515 |  | ABCN | node_8100701_200812361 | node_1387645_383_15296890_566 | 0.033 | unb_TAPWIRE_OH | 8100701 | no | no |  |  | no |  |  | 0 | 0 | 0 | 0
oh_line_TAP_OH_892517 |  | ABCN | node_8100701_200812374 | node_1387676_765_15296341_736 | 0.033 | unb_TAPWIRE_OH | 8100701 | no | no |  |  | no |  |  | 0 | 0 | 0 | 0
oh_line_TAP_OH_892522 |  | ABCN | node_8100701_200812416 | node_1387942_418_15296166_426 | 0.033 | unb_TAPWIRE_OH | 8100701 | no | no |  |  | no |  |  | 0 | 0 | 0 | 0
oh_line_TAP_OH_892523 |  | ABCN | node_8100701_200812421 | node_1387858_793_15296646_175 | 0.033 | unb_TAPWIRE_OH | 8100701 | no | no |  |  | no |  |  | 0 | 0 | 0 | 0
oh_line_TAP_OH_892524 |  | ABCN | node_8100701_200812425 | node_1388187_364_15296607_537 | 0.033 | unb_TAPWIRE_OH | 8100701 | no | no |  |  | no |  |  | 0 | 0 | 0 | 0
oh_line_TAP_OH_892525 |  | ABCN | node_8100701_200812428 | node_1388463_452_15296558_986 | 0.033 | unb_TAPWIRE_OH | 8100701 | no | no |  |  | no |  |  | 0 | 0 | 0 | 0
oh_line_TAP_OH_892527 |  | AN | node_8100701_200812441 | node_1388260_749_15295804_677 | 0.033 | unb_TAPWIRE_OH | 8100701 | no | no |  |  | no |  |  | 0 | 0 | 0 | 0
oh_line_TAP_OH_892528 |  | AN | node_8100701_200812444 | node_1388204_374_15296009_119 | 0.033 | unb_TAPWIRE_OH | 8100701 | no | no |  |  | no |  |  | 0 | 0 | 0 | 0
oh_line_TAP_OH_892529 |  | AN | node_8100701_200812447 | node_1388221_686_15296287_939 | 0.033 | unb_TAPWIRE_OH | 8100701 | no | no |  |  | no |  |  | 0 | 0 | 0 | 0
oh_line_TAP_OH_892531 |  | AN | node_8100701_200812460 | node_1386619_069_15296801_642 | 0.033 | unb_TAPWIRE_OH | 8100701 | no | no |  |  | no |  |  | 0 | 0 | 0 | 0
oh_line_TAP_OH_892532 |  | AN | node_8100701_200812466 | node_1386888_493_15296508_015 | 0.033 | unb_TAPWIRE_OH | 8100701 | no | no |  |  | no |  |  | 0 | 0 | 0 | 0
oh_line_TAP_OH_892533 |  | AN | node_8100701_200812471 | node_1386932_702_15296859_985 | 0.033 | unb_TAPWIRE_OH | 8100701 | no | no |  |  | no |  |  | 0 | 0 | 0 | 0
oh_line_TAP_OH_892538 |  | ABCN | node_8100701_200812504 | node_1389843_246_15294970_377 | 0.033 | unb_TAPWIRE_OH | 8100701 | no | no |  |  | no |  |  | 0 | 0 | 0 | 0
oh_line_TAP_OH_892550 |  | ABCN | node_8100701_200812552 | node_1386604_707_15296436_016 | 0.033 | unb_TAPWIRE_OH | 8100701 | no | no |  |  | no |  |  | 0 | 0 | 0 | 0
oh_line_TAP_OH_892554 |  | AN | node_8100701_200812568 | node_1388514_497_15296198_25 | 0.033 | unb_TAPWIRE_OH | 8100701 | no | no |  |  | no |  |  | 0 | 0 | 0 | 0
oh_line_TAP_OH_892557 |  | ABCN | node_8100701_200812585 | node_1389201_172_15294821_804 | 0.033 | unb_TAPWIRE_OH | 8100701 | no | no |  |  | no |  |  | 0 | 0 | 0 | 0
oh_line_TAP_OH_892560 |  | ABCN | node_8100701_200812606 | node_1389004_693_15295471_449 | 0.033 | unb_TAPWIRE_OH | 8100701 | no | no |  |  | no |  |  | 0 | 0 | 0 | 0
oh_line_TAP_OH_892561 |  | ABCN | node_8100701_200812610 | node_1389413_872_15295401_23 | 0.033 | unb_TAPWIRE_OH | 8100701 | no | no |  |  | no |  |  | 0 | 0 | 0 | 0
oh_line_TAP_OH_892564 |  | ABCN | node_8100701_200812615 | node_1390142_749_15295279_521 | 0.033 | unb_TAPWIRE_OH | 8100701 | no | no |  |  | no |  |  | 0 | 0 | 0 | 0
oh_line_TAP_OH_892565 |  | AN | node_8100701_200812617 | node_1390081_543_15295065_512 | 0.033 | unb_TAPWIRE_OH | 8100701 | no | no |  |  | no |  |  | 0 | 0 | 0 | 0
oh_line_TAP_OH_892566 |  | AN | node_8100701_200812624 | node_1389694_454_15295545_972 | 0.033 | unb_TAPWIRE_OH | 8100701 | no | no |  |  | no |  |  | 0 | 0 | 0 | 0
oh_line_TAP_OH_892567 |  | AN | node_8100701_200812628 | node_1389695_6_15295634_915 | 0.033 | unb_TAPWIRE_OH | 8100701 | no | no |  |  | no |  |  | 0 | 0 | 0 | 0
oh_line_TAP_OH_892568 |  | AN | node_8100701_200812637 | node_1390102_541_15295641_43 | 0.033 | unb_TAPWIRE_OH | 8100701 | no | no |  |  | no |  |  | 0 | 0 | 0 | 0
oh_line_TAP_OH_892569 |  | ABCN | node_8100701_200812641 | node_1390419_997_15295646_837 | 0.033 | unb_TAPWIRE_OH | 8100701 | no | no |  |  | no |  |  | 0 | 0 | 0 | 0
oh_line_TAP_OH_892570 |  | ABCN | node_8100701_200812652 | node_1390456_221_15296617_143 | 0.033 | unb_TAPWIRE_OH | 8100701 | no | no |  |  | no |  |  | 0 | 0 | 0 | 0
oh_line_TAP_OH_892571 |  | ABCN | node_8100701_200812665 | node_1390358_307_15295313_537 | 0.033 | unb_TAPWIRE_OH | 8100701 | no | no |  |  | no |  |  | 0 | 0 | 0 | 0
oh_line_TAP_OH_892572 |  | AN | node_8100701_200812676 | node_1390749_325_15297643_056 | 0.033 | unb_TAPWIRE_OH | 8100701 | no | no |  |  | no |  |  | 0 | 0 | 0 | 0
oh_line_TAP_OH_892573 |  | AN | node_8100701_200812678 | node_1390934_64_15297673_704 | 0.033 | unb_TAPWIRE_OH | 8100701 | no | no |  |  | no |  |  | 0 | 0 | 0 | 0
oh_line_TAP_OH_892574 |  | AN | node_8100701_200812681 | node_1391026_908_15297091_952 | 0.033 | unb_TAPWIRE_OH | 8100701 | no | no |  |  | no |  |  | 0 | 0 | 0 | 0
oh_line_TAP_OH_892575 |  | AN | node_8100701_200812694 | node_1390656_628_15295414_912 | 0.033 | unb_TAPWIRE_OH | 8100701 | no | no |  |  | no |  |  | 0 | 0 | 0 | 0
oh_line_TAP_OH_892576 |  | AN | node_8100701_200812696 | node_1390479_811_15295462_219 | 0.033 | unb_TAPWIRE_OH | 8100701 | no | no |  |  | no |  |  | 0 | 0 | 0 | 0
oh_line_TAP_OH_892578 |  | AN | node_8100701_200812709 | node_1390647_468_15296827_665 | 0.033 | unb_TAPWIRE_OH | 8100701 | no | no |  |  | no |  |  | 0 | 0 | 0 | 0
oh_line_TAP_OH_892580 |  | ABCN | node_8100701_200812719 | node_1390935_131_15296354_828 | 0.033 | unb_TAPWIRE_OH | 8100701 | no | no |  |  | no |  |  | 0 | 0 | 0 | 0
oh_line_TAP_OH_892891 |  | AN | node_8100701_200814820 | node_1388036_326_15295999_65 | 0.033 | unb_TAPWIRE_OH | 8100701 | no | no |  |  | no |  |  | 0 | 0 | 0 | 0
oh_line_TAP_OH_892892 |  | AN | node_8100701_200814827 | node_1386426_23_15296885_389 | 0.033 | unb_TAPWIRE_OH | 8100701 | no | no |  |  | no |  |  | 0 | 0 | 0 | 0
oh_line_TAP_OH_892941 |  | ABCN | node_8100701_200815118 | node_1390562_117_15299177_334 | 0.033 | unb_TAPWIRE_OH | 8100701 | no | no |  |  | no |  |  | 0 | 0 | 0 | 0
oh_line_TAP_OH_892942 |  | AN | node_8100701_200815121 | node_1390465_364_15299447_022 | 0.033 | unb_TAPWIRE_OH | 8100701 | no | no |  |  | no |  |  | 0 | 0 | 0 | 0
oh_line_TAP_OH_892943 |  | AN | node_8100701_200815122 | node_1390267_811_15299430_639 | 0.033 | unb_TAPWIRE_OH | 8100701 | no | no |  |  | no |  |  | 0 | 0 | 0 | 0
oh_line_TAP_OH_893059 |  | ABCN | node_8100701_200815647 | node_1391503_213_15299015_372 | 0.033 | unb_TAPWIRE_OH | 8100701 | no | no |  |  | no |  |  | 0 | 0 | 0 | 0
oh_line_TAP_OH_893066 |  | ABCN | node_8100701_200815670 | node_1391996_407_15297875_851 | 0.033 | unb_TAPWIRE_OH | 8100701 | no | no |  |  | no |  |  | 0 | 0 | 0 | 0
oh_line_TAP_OH_893067 |  | ABCN | node_8100701_200815674 | node_1391575_519_15298696_691 | 0.033 | unb_TAPWIRE_OH | 8100701 | no | no |  |  | no |  |  | 0 | 0 | 0 | 0
oh_line_TAP_OH_893068 |  | ABCN | node_8100701_200815676 | node_1392290_231_15297914_736 | 0.033 | unb_TAPWIRE_OH | 8100701 | no | no |  |  | no |  |  | 0 | 0 | 0 | 0
oh_line_TAP_OH_893069 |  | ABCN | node_8100701_200815677 | node_1392627_459_15297981_638 | 0.033 | unb_TAPWIRE_OH | 8100701 | no | no |  |  | no |  |  | 0 | 0 | 0 | 0
oh_line_TAP_OH_893070 |  | AN | node_8100701_200815681 | node_1392722_333_15298664_911 | 0.033 | unb_TAPWIRE_OH | 8100701 | no | no |  |  | no |  |  | 0 | 0 | 0 | 0
oh_line_TAP_OH_893071 |  | ABCN | node_8100701_200815682 | node_1392492_734_15298208_091 | 0.033 | unb_TAPWIRE_OH | 8100701 | no | no |  |  | no |  |  | 0 | 0 | 0 | 0
oh_line_TAP_OH_893072 |  | ABCN | node_8100701_200815684 | node_1392091_144_15298244_51 | 0.033 | unb_TAPWIRE_OH | 8100701 | no | no |  |  | no |  |  | 0 | 0 | 0 | 0
oh_line_TAP_OH_893073 |  | ABCN | node_8100701_200815685 | node_1391907_193_15298417_969 | 0.033 | unb_TAPWIRE_OH | 8100701 | no | no |  |  | no |  |  | 0 | 0 | 0 | 0
oh_line_TAP_OH_897983 |  | AN | node_8100701_200832384 | node_1387248_196_15298913_461 | 0.033 | unb_TAPWIRE_OH | 8100701 | no | no |  |  | no |  |  | 0 | 0 | 0 | 0
oh_line_TAP_OH_897984 |  | ABCN | node_8100701_200832387 | node_1390384_27_15299147_94 | 0.033 | unb_TAPWIRE_OH | 8100701 | no | no |  |  | no |  |  | 0 | 0 | 0 | 0
oh_line_TAP_OH_897985 |  | AN | node_8100701_200832392 | node_1389759_733_15299079_61 | 0.033 | unb_TAPWIRE_OH | 8100701 | no | no |  |  | no |  |  | 0 | 0 | 0 | 0
oh_line_TAP_OH_897986 |  | AN | node_8100701_200832393 | node_1389846_229_15299319_482 | 0.033 | unb_TAPWIRE_OH | 8100701 | no | no |  |  | no |  |  | 0 | 0 | 0 | 0
oh_line_TAP_OH_897987 |  | AN | node_8100701_200832399 | node_1389186_554_15299119_51 | 0.033 | unb_TAPWIRE_OH | 8100701 | no | no |  |  | no |  |  | 0 | 0 | 0 | 0
oh_line_TAP_OH_897988 |  | AN | node_8100701_200832400 | node_1389013_512_15299080_644 | 0.033 | unb_TAPWIRE_OH | 8100701 | no | no |  |  | no |  |  | 0 | 0 | 0 | 0
oh_line_TAP_OH_921511 |  | ABCN | node_8100701_200956293 | node_1390273_489_15294932_671 | 0.033 | unb_TAPWIRE_OH | 8100701 | no | no |  |  | no |  |  | 0 | 0 | 0 | 0
oh_line_TAP_OH_921513 |  | ABCN | node_8100701_200956295 | node_1388785_112_15295234_307 | 0.033 | unb_TAPWIRE_OH | 8100701 | no | no |  |  | no |  |  | 0 | 0 | 0 | 0
oh_line_TAP_OH_927558 |  | ABCN | node_8100701_201003921 | node_1390445_965_15297365_82 | 0.033 | unb_TAPWIRE_OH | 8100701 | no | no |  |  | no |  |  | 0 | 0 | 0 | 0
oh_line_TAP_OH_935478 |  | AN | node_8100701_201050333 | node_1389219_408_15298005_345 | 0.033 | unb_TAPWIRE_OH | 8100701 | no | no |  |  | no |  |  | 0 | 0 | 0 | 0
oh_line_TAP_OH_935479 |  | AN | node_8100701_201050335 | node_1388932_168_15298046_09 | 0.033 | unb_TAPWIRE_OH | 8100701 | no | no |  |  | no |  |  | 0 | 0 | 0 | 0
oh_line_TAP_OH_936263 |  | ABCN | node_8100701_201057090 | node_1387875_444_15296469_208 | 0.033 | unb_TAPWIRE_OH | 8100701 | no | no |  |  | no |  |  | 0 | 0 | 0 | 0
oh_line_TAP_OH_2136556 |  | ABCN | node_8100701_200812535 | node_1387379_07_15295786_654 | 0.033 | unb_TAPWIRE_OH | 8100701 | no | no |  |  | no |  |  | 0 | 0 | 0 | 0
oh_line_TAP_OH_2136557 |  | ABCN | node_8100701_200812535 | node_1387394_995_15295770_928 | 0.033 | unb_TAPWIRE_OH | 8100701 | no | no |  |  | no |  |  | 0 | 0 | 0 | 0
oh_line_TAP_OH_2136558 |  | ABCN | node_8100701_200812535 | node_1387366_746_15295807_406 | 0.033 | unb_TAPWIRE_OH | 8100701 | no | no |  |  | no |  |  | 0 | 0 | 0 | 0
oh_line_TAP_OH_2136568 |  | ABCN | node_8100701_200812546 | node_1386882_451_15296151_775 | 0.033 | unb_TAPWIRE_OH | 8100701 | no | no |  |  | no |  |  | 0 | 0 | 0 | 0
oh_line_TAP_OH_2136569 |  | ABCN | node_8100701_200812546 | node_1386898_453_15296136_191 | 0.033 | unb_TAPWIRE_OH | 8100701 | no | no |  |  | no |  |  | 0 | 0 | 0 | 0
oh_line_TAP_OH_2136570 |  | ABCN | node_8100701_200812545 | node_1387064_925_15296246_299 | 0.033 | unb_TAPWIRE_OH | 8100701 | no | no |  |  | no |  |  | 0 | 0 | 0 | 0
oh_line_TAP_OH_2136571 |  | ABCN | node_8100701_200812545 | node_1387048_836_15296261_722 | 0.033 | unb_TAPWIRE_OH | 8100701 | no | no |  |  | no |  |  | 0 | 0 | 0 | 0
oh_line_TAP_OH_2136572 |  | ABCN | node_8100701_200812545 | node_1387077_466_15296225_783 | 0.033 | unb_TAPWIRE_OH | 8100701 | no | no |  |  | no |  |  | 0 | 0 | 0 | 0
oh_line_TAP_OH_2136575 |  | ABCN | node_8100701_200812575 | node_1388565_182_15296843_886 | 0.033 | unb_TAPWIRE_OH | 8100701 | no | no |  |  | no |  |  | 0 | 0 | 0 | 0
oh_line_TAP_OH_2136576 |  | ABCN | node_8100701_200812575 | node_1388545_873_15296837_661 | 0.033 | unb_TAPWIRE_OH | 8100701 | no | no |  |  | no |  |  | 0 | 0 | 0 | 0
oh_line_TAP_OH_2136577 |  | ABCN | node_8100701_200812575 | node_1388585_15296843_197 | 0.033 | unb_TAPWIRE_OH | 8100701 | no | no |  |  | no |  |  | 0 | 0 | 0 | 0
oh_line_TAP_OH_2136589 |  | ABCN | node_8100701_200812557 | node_1386247_98_15296817_324 | 0.033 | unb_TAPWIRE_OH | 8100701 | no | no |  |  | no |  |  | 0 | 0 | 0 | 0
oh_line_TAP_OH_2136590 |  | ABCN | node_8100701_200812557 | node_1386232_177_15296833_267 | 0.033 | unb_TAPWIRE_OH | 8100701 | no | no |  |  | no |  |  | 0 | 0 | 0 | 0
oh_line_TAP_OH_2136591 |  | ABCN | node_8100701_200812511 | node_1389454_481_15294930_634 | 0.033 | unb_TAPWIRE_OH | 8100701 | no | no |  |  | no |  |  | 0 | 0 | 0 | 0
oh_line_TAP_OH_2136592 |  | ABCN | node_8100701_200812511 | node_1389473_956_15294925_788 | 0.033 | unb_TAPWIRE_OH | 8100701 | no | no |  |  | no |  |  | 0 | 0 | 0 | 0
oh_line_TAP_OH_2136593 |  | ABCN | node_8100701_200812511 | node_1389436_637_15294942_092 | 0.033 | unb_TAPWIRE_OH | 8100701 | no | no |  |  | no |  |  | 0 | 0 | 0 | 0
oh_line_TAP_OH_2136597 |  | ABCN | node_8100701_200956297 | node_1388455_503_15295183_683 | 0.033 | unb_TAPWIRE_OH | 8100701 | no | no |  |  | no |  |  | 0 | 0 | 0 | 0
oh_line_TAP_OH_2136598 |  | ABCN | node_8100701_200956297 | node_1388474_985_15295178_887 | 0.033 | unb_TAPWIRE_OH | 8100701 | no | no |  |  | no |  |  | 0 | 0 | 0 | 0
oh_line_TAP_OH_2136599 |  | ABCN | node_8100701_200975592 | node_1387633_234_15295622_579 | 0.033 | unb_TAPWIRE_OH | 8100701 | no | no |  |  | no |  |  | 0 | 0 | 0 | 0
oh_line_TAP_OH_2136600 |  | ABCN | node_8100701_200975592 | node_1387649_294_15295607_102 | 0.033 | unb_TAPWIRE_OH | 8100701 | no | no |  |  | no |  |  | 0 | 0 | 0 | 0
oh_line_TAP_OH_2136607 |  | ABCN | node_8100701_200815499 | node_1388516_578_15295564_225 | 0.033 | unb_TAPWIRE_OH | 8100701 | no | no |  |  | no |  |  | 0 | 0 | 0 | 0
oh_line_TAP_OH_2136608 |  | ABCN | node_8100701_200815499 | node_1388521_802_15295538_584 | 0.033 | unb_TAPWIRE_OH | 8100701 | no | no |  |  | no |  |  | 0 | 0 | 0 | 0
oh_line_TAP_OH_2136609 |  | ABCN | node_8100701_200815499 | node_1388516_483_15295590_851 | 0.033 | unb_TAPWIRE_OH | 8100701 | no | no |  |  | no |  |  | 0 | 0 | 0 | 0
oh_line_TAP_OH_2136612 |  | ABCN | node_8100701_200812510 | node_1389539_843_15294907_468 | 0.033 | unb_TAPWIRE_OH | 8100701 | no | no |  |  | no |  |  | 0 | 0 | 0 | 0
oh_line_TAP_OH_2136613 |  | ABCN | node_8100701_200812510 | node_1389559_168_15294901_665 | 0.033 | unb_TAPWIRE_OH | 8100701 | no | no |  |  | no |  |  | 0 | 0 | 0 | 0
oh_line_TAP_OH_2136614 |  | ABCN | node_8100701_200812510 | node_1389522_327_15294919_799 | 0.033 | unb_TAPWIRE_OH | 8100701 | no | no |  |  | no |  |  | 0 | 0 | 0 | 0
oh_line_TAP_OH_2136624 |  | ABCN | node_8100701_200812612 | node_1389696_723_15295288_951 | 0.033 | unb_TAPWIRE_OH | 8100701 | no | no |  |  | no |  |  | 0 | 0 | 0 | 0
oh_line_TAP_OH_2136625 |  | ABCN | node_8100701_200812612 | node_1389698_502_15295315_486 | 0.033 | unb_TAPWIRE_OH | 8100701 | no | no |  |  | no |  |  | 0 | 0 | 0 | 0
oh_line_TAP_OH_2136626 |  | ABCN | node_8100701_200812612 | node_1389689_893_15295263_894 | 0.033 | unb_TAPWIRE_OH | 8100701 | no | no |  |  | no |  |  | 0 | 0 | 0 | 0
oh_line_TAP_OH_2136640 |  | ABCN | node_8100701_200812530 | node_1387755_232_15295442_358 | 0.033 | unb_TAPWIRE_OH | 8100701 | no | no |  |  | no |  |  | 0 | 0 | 0 | 0
oh_line_TAP_OH_2136641 |  | ABCN | node_8100701_200812530 | node_1387781_983_15295440_583 | 0.033 | unb_TAPWIRE_OH | 8100701 | no | no |  |  | no |  |  | 0 | 0 | 0 | 0
oh_line_TAP_OH_2136642 |  | ABCN | node_8100701_200812530 | node_1387735_58_15295456_451 | 0.033 | unb_TAPWIRE_OH | 8100701 | no | no |  |  | no |  |  | 0 | 0 | 0 | 0
oh_line_TAP_OH_2136647 |  | ABCN | node_8100701_200812313 | node_1390290_193_15298066_405 | 0.033 | unb_TAPWIRE_OH | 8100701 | no | no |  |  | no |  |  | 0 | 0 | 0 | 0
oh_line_TAP_OH_2136648 |  | ABCN | node_8100701_200812313 | node_1390302_666_15298087_211 | 0.033 | unb_TAPWIRE_OH | 8100701 | no | no |  |  | no |  |  | 0 | 0 | 0 | 0
oh_line_TAP_OH_2136649 |  | ABCN | node_8100701_200812313 | node_1390274_156_15298050_608 | 0.033 | unb_TAPWIRE_OH | 8100701 | no | no |  |  | no |  |  | 0 | 0 | 0 | 0
oh_line_TAP_OH_2285320 |  | ABCN | node_8100701_200812435 | node_1387969_562_15295215_765 | 0.033 | unb_TAPWIRE_OH | 8100701 | no | no |  |  | no |  |  | 0 | 0 | 0 | 0
oh_line_TAP_OH_2285321 |  | ABCN | node_8100701_200812435 | node_1387962_613_15295190_766 | 0.033 | unb_TAPWIRE_OH | 8100701 | no | no |  |  | no |  |  | 0 | 0 | 0 | 0
oh_line_TAP_OH_2285322 |  | ABCN | node_8100701_200812553 | node_1386510_474_15296492_9 | 0.033 | unb_TAPWIRE_OH | 8100701 | no | no |  |  | no |  |  | 0 | 0 | 0 | 0
oh_line_TAP_OH_2285323 |  | ABCN | node_8100701_200812553 | node_1386498_059_15296501_598 | 0.033 | unb_TAPWIRE_OH | 8100701 | no | no |  |  | no |  |  | 0 | 0 | 0 | 0
oh_line_TAP_OH_2285324 |  | ABCN | node_8100701_200812553 | node_1386520_422_15296487_473 | 0.033 | unb_TAPWIRE_OH | 8100701 | no | no |  |  | no |  |  | 0 | 0 | 0 | 0
oh_line_TAP_OH_2285325 |  | ABCN | node_8100701_200812500 | node_1389889_806_15294670_107 | 0.033 | unb_TAPWIRE_OH | 8100701 | no | no |  |  | no |  |  | 0 | 0 | 0 | 0
oh_line_TAP_OH_2285326 |  | ABCN | node_8100701_200812500 | node_1389897_328_15294676_353 | 0.033 | unb_TAPWIRE_OH | 8100701 | no | no |  |  | no |  |  | 0 | 0 | 0 | 0
oh_line_TAP_OH_2285327 |  | ABCN | node_8100701_200812497 | node_1390101_51_15294970_914 | 0.033 | unb_TAPWIRE_OH | 8100701 | no | no |  |  | no |  |  | 0 | 0 | 0 | 0
oh_line_TAP_OH_2285328 |  | ABCN | node_8100701_200812497 | node_1390082_149_15294976_505 | 0.033 | unb_TAPWIRE_OH | 8100701 | no | no |  |  | no |  |  | 0 | 0 | 0 | 0
oh_line_TAP_OH_2285329 |  | ABCN | node_8100701_200812497 | node_1390119_101_15294958_775 | 0.033 | unb_TAPWIRE_OH | 8100701 | no | no |  |  | no |  |  | 0 | 0 | 0 | 0
oh_line_TAP_OH_2285330 |  | ABCN | node_8100701_200812716 | node_1391262_124_15296233_825 | 0.033 | unb_TAPWIRE_OH | 8100701 | no | no |  |  | no |  |  | 0 | 0 | 0 | 0
oh_line_TAP_OH_2285331 |  | ABCN | node_8100701_200812716 | node_1391281_814_15296237_141 | 0.033 | unb_TAPWIRE_OH | 8100701 | no | no |  |  | no |  |  | 0 | 0 | 0 | 0
oh_line_TAP_OH_2285332 |  | ABCN | node_8100701_200812534 | node_1387540_134_15295817_175 | 0.033 | unb_TAPWIRE_OH | 8100701 | no | no |  |  | no |  |  | 0 | 0 | 0 | 0
oh_line_TAP_OH_2285333 |  | ABCN | node_8100701_200812534 | node_1387530_346_15295821_626 | 0.033 | unb_TAPWIRE_OH | 8100701 | no | no |  |  | no |  |  | 0 | 0 | 0 | 0
oh_line_TAP_OH_2285334 |  | ABCN | node_8100701_200812526 | node_1388029_046_15295415_429 | 0.033 | unb_TAPWIRE_OH | 8100701 | no | no |  |  | no |  |  | 0 | 0 | 0 | 0
oh_line_TAP_OH_2285335 |  | ABCN | node_8100701_200812526 | node_1388016_762_15295427_117 | 0.033 | unb_TAPWIRE_OH | 8100701 | no | no |  |  | no |  |  | 0 | 0 | 0 | 0
oh_line_TAP_OH_2285336 |  | ABCN | node_8100701_200812559 | node_1385995_337_15296772_964 | 0.033 | unb_TAPWIRE_OH | 8100701 | no | no |  |  | no |  |  | 0 | 0 | 0 | 0
oh_line_TAP_OH_2285337 |  | ABCN | node_8100701_200812559 | node_1386011_071_15296756_898 | 0.033 | unb_TAPWIRE_OH | 8100701 | no | no |  |  | no |  |  | 0 | 0 | 0 | 0
oh_line_TAP_OH_2285338 |  | ABCN | node_8100701_201027959 | node_1388165_759_15295259_816 | 0.033 | unb_TAPWIRE_OH | 8100701 | no | no |  |  | no |  |  | 0 | 0 | 0 | 0
oh_line_TAP_OH_2285339 |  | ABCN | node_8100701_201027959 | node_1388157_369_15295235_617 | 0.033 | unb_TAPWIRE_OH | 8100701 | no | no |  |  | no |  |  | 0 | 0 | 0 | 0
oh_line_TAP_OH_2285340 |  | ABCN | node_8100701_201027959 | node_1388178_514_15295280_316 | 0.033 | unb_TAPWIRE_OH | 8100701 | no | no |  |  | no |  |  | 0 | 0 | 0 | 0
oh_line_TAP_OH_2285341 |  | ABCN | node_8100701_200815497 | node_1388691_97_15295338_021 | 0.033 | unb_TAPWIRE_OH | 8100701 | no | no |  |  | no |  |  | 0 | 0 | 0 | 0
oh_line_TAP_OH_2285342 |  | ABCN | node_8100701_200815497 | node_1388701_035_15295356_547 | 0.033 | unb_TAPWIRE_OH | 8100701 | no | no |  |  | no |  |  | 0 | 0 | 0 | 0
oh_line_TAP_OH_2285343 |  | ABCN | node_8100701_200815497 | node_1388683_555_15295322_379 | 0.033 | unb_TAPWIRE_OH | 8100701 | no | no |  |  | no |  |  | 0 | 0 | 0 | 0
oh_line_TAP_OH_2285344 |  | ABCN | node_8100701_200812517 | node_1388872_936_15295228_86 | 0.033 | unb_TAPWIRE_OH | 8100701 | no | no |  |  | no |  |  | 0 | 0 | 0 | 0
oh_line_TAP_OH_2285345 |  | ABCN | node_8100701_200812517 | node_1388882_219_15295222_691 | 0.033 | unb_TAPWIRE_OH | 8100701 | no | no |  |  | no |  |  | 0 | 0 | 0 | 0
oh_line_TAP_OH_2285346 |  | ABCN | node_8100701_200812517 | node_1388858_708_15295230_021 | 0.033 | unb_TAPWIRE_OH | 8100701 | no | no |  |  | no |  |  | 0 | 0 | 0 | 0
oh_line_TAP_OH_2285347 |  | ABCN | node_8100701_200812537 | node_1387276_292_15295960_85 | 0.033 | unb_TAPWIRE_OH | 8100701 | no | no |  |  | no |  |  | 0 | 0 | 0 | 0
oh_line_TAP_OH_2285348 |  | ABCN | node_8100701_200812537 | node_1387274_38_15295974_919 | 0.033 | unb_TAPWIRE_OH | 8100701 | no | no |  |  | no |  |  | 0 | 0 | 0 | 0
oh_line_TAP_OH_2829924 |  | AN | node_8100701_200812310 | node_1389373_997_15297961_967 | 0.033 | unb_TAPWIRE_OH | 8100701 | no | no |  |  | no |  |  | 0 | 0 | 0 | 0
oh_line_TAP_OH_3059342 |  | ABCN | node_8100701_311895883 | node_1389281_42_15295104_966 | 0.033 | unb_TAPWIRE_OH | 8100701 | no | no |  |  | no |  |  | 0 | 0 | 0 | 0
oh_line_TAP_OH_3059343 |  | ABCN | node_8100701_311895883 | node_1389290_168_15295102_097 | 0.033 | unb_TAPWIRE_OH | 8100701 | no | no |  |  | no |  |  | 0 | 0 | 0 | 0
oh_line_TAP_OH_3059344 |  | ABCN | node_8100701_311895883 | node_1389301_24_15295099_203 | 0.033 | unb_TAPWIRE_OH | 8100701 | no | no |  |  | no |  |  | 0 | 0 | 0 | 0

## overhead_line_conductor
data_type | static
owner_type | feeder
owner | 8100701
object | overhead_line_conductor
name | groupid | geometric_mean_radius | resistance | diameter | rating_summer_continuous | rating_summer_emergency | rating_winter_continuous | rating_winter_emergency | dcircuit | selected | comments
oh_cond_1/0_AAAC |  | 0.012 | 0.876 | 0.398 | 235 | 235 | 310 | 310 |  | no
oh_cond_1/0_ACSR |  | 0.012 | 0.888 | 0.398 | 265 | 265 | 330 | 330 |  | no
oh_cond_2/0_CU |  | 0.013 | 0.44 | 0.414 | 295 | 295 | 425 | 425 |  | no
oh_cond_2_ACSR |  | 0.01 | 1.41 | 0.325 | 195 | 195 | 245 | 245 |  | no
oh_cond_2_AL |  | 0.009 | 1.14 | 0.292 | 175 | 175 | 210 | 210 |  | no
oh_cond_4/0_AAAC |  | 0.017 | 0.439 | 0.563 | 365 | 365 | 480 | 480 |  | no
oh_cond_4/0_AL |  | 0.016 | 0.442 | 0.522 | 365 | 365 | 480 | 480 |  | no
oh_cond_4/0_CU |  | 0.017 | 0.278 | 0.522 | 395 | 290 | 570 | 570 |  | no
oh_cond_4_CU |  | 0.007 | 1.388 | 0.232 | 140 | 140 | 200 | 200 |  | no
oh_cond_6_CU |  | 0.006 | 2.18 | 0.184 | 110 | 110 | 150 | 150 |  | no
oh_cond_477_ACSR |  | 0.028 | 0.196 | 0.849 | 695 | 695 | 880 | 880 |  | no
oh_cond_477_MCM_AL |  | 0.025 | 0.198 | 0.792 | 605 | 605 | 810 | 810 |  | no
oh_cond_WP-4/0-CU |  | 0.015 | 0.273 | 0.81 | 340 | 340 | 390 | 390 |  | no

## switch
data_type | static
owner_type | feeder
owner | 8100701
object | switch
name | groupid | phases | fr | to | phase_A_state | phase_B_state | phase_C_state | operating_mode | status | dcircuit | selected | monitored | monitored_fields | class_monitored_fields | played | played_fields | comments
switch_220415529 |  | ABCD | node_intto1_8100701_200812520 | node_8100701_200812520 | CLOSED | CLOSED | CLOSED | INDIVIDUAL |  | 8100701 | no | no |  |  | no
switch_220415530 |  | ABCN | node_intto1_8100701_200812523 | node_8100701_200812523 | CLOSED | CLOSED | CLOSED | INDIVIDUAL |  | 8100701 | no | no |  |  | no
switch_220415545 |  | ABCD | node_intto1_8100701_200963349 | node_8100701_200963349 | CLOSED | CLOSED | CLOSED | INDIVIDUAL |  | 8100701 | no | no |  |  | no
switch_220415597 |  | ABCD | node_intto1_220415597 | node_220415597 | CLOSED | CLOSED | CLOSED | INDIVIDUAL |  | 8100701 | no | no |  |  | no
switch_220415603 |  | ABCD | node_intto1_8100701_200956293 | node_8100701_200956293 | CLOSED | CLOSED | CLOSED | INDIVIDUAL |  | 8100701 | no | no |  |  | no
switch_220557255 |  | AD | node_intto1_220557255 | node_220557255 | CLOSED | CLOSED | CLOSED | INDIVIDUAL |  | 8100701 | no | no |  |  | no
switch_220595200 |  | ABCN | node_intto1_8100701_201014091 | node_8100701_201014091 | CLOSED | CLOSED | CLOSED | INDIVIDUAL |  | 8100701 | no | no |  |  | no

## transformer
data_type | static
owner_type | feeder
owner | 8100701
object | transformer
name | groupid | phases | fr | to | configuration | climate | aging_constant | use_thermal_model | aging_granularity | dcircuit | selected | monitored | monitored_fields | class_monitored_fields | played | played_fields | comments
transformer_220464222 |  | ABCD | node_intto1_220464222 | node_220464222 | config_transformer_220464222 |  | 0 |  | 0 | 8100701 | no | no |  |  | no
transformer_220465509 |  | AD | node_intto1_220465509 | node_220465509 | config_transformer_220465509 |  | 0 |  | 0 | 8100701 | no | no |  |  | no

## transformer_configuration
data_type | static
owner_type | feeder
owner | 8100701
object | transformer_configuration
name | groupid | connect_type | install_type | coolant_type | cooling_type | primary_voltage | secondary_voltage | power_rating | powerA_rating | powerB_rating | powerC_rating | impedance | shunt_impedance | core_coil_weight | tank_fittings_weight | oil_volume | rated_winding_time_constant | rated_winding_hot_spot_rise | rated_top_oil_rise | no_load_loss | full_load_loss | reactance_resistance_ratio | installed_insulation_life | dcircuit | selected | comments
config_transformer_220464222 |  | DELTA_GWYE |  |  |  | 4800 | 12470 | 501 | 0 | 0 | 0 | 0.004+0.04j | 0 | 0 | 0 | 0 | 0 | 0 | 0 | 0 | 0 | 10 | 0 |  | no
config_transformer_220465509 |  | DELTA_GWYE |  |  |  | 4800 | 12470 | 250 | 0 | 0 | 0 | 0.004+0.043j | 0 | 0 | 0 | 0 | 0 | 0 | 0 | 0 | 0 | 10 | 0 |  | no

## underground_line
data_type | static
owner_type | feeder
owner | 8100701
object | underground_line
name | groupid | phases | fr | to | length | configuration | dcircuit | selected | monitored | monitored_fields | class_monitored_fields | played | played_fields | comments
und_line_8100701_200805204 |  | ABCN | node_SOURCE_8100701 | node_8100701_200805204 | 334.009 | und_3P_350CUURD | 8100701 | no | no |  |  | no
und_line_8100701_200805355 |  | AN | node_8100701_311909028 | node_8100701_200805355 | 131.997 | und_1P_2ALURD_2AL(N) | 8100701 | no | no |  |  | no
und_line_8100701_200805358 |  | AN | node_8100701_200805355 | node_8100701_200805358 | 209.817 | und_1P_2ALURD_2AL(N) | 8100701 | no | no |  |  | no
und_line_8100701_200805588 |  | ABCN | node_8100701_200812627 | node_8100701_200805588 | 97.168 | und_3P_2ALURD_2AL(N) | 8100701 | no | no |  |  | no
und_line_8100701_200805590 |  | ABN | node_8100701_200805588 | node_8100701_200805590 | 119.154 | und_2P_2ALURD_2AL(N) | 8100701 | no | no |  |  | no
und_line_8100701_200805592 |  | AN | node_8100701_200805590 | node_8100701_200805592 | 114.238 | und_1P_2ALURD_2AL(N) | 8100701 | no | no |  |  | no
und_line_8100701_200812523 |  | ABCN | node_8100701_200805204 | node_intto1_8100701_200812523 | 193.165 | und_3P_350CUURD | 8100701 | no | no |  |  | no
und_line_8100701_200815495 |  | ABCN | node_8100701_200815498 | node_intto1_8100701_200815495 | 69.185 | und_3P_2ALURD | 8100701 | no | no |  |  | no
und_line_8100701_200917245 |  | AN | node_8100701_200812584 | node_8100701_200917245 | 133.753 | und_1P_4/0ALURD | 8100701 | no | no |  |  | no
und_line_8100701_201009960 |  | ABCN | node_8100701_200812495 | node_intto1_8100701_201009960 | 32.598 | und_3P_WYECUST | 8100701 | no | no |  |  | no
und_line_8100701_201014091 |  | ABCN | node_8100701_200983839 | node_intto1_8100701_201014091 | 429.492 | und_3P_4/0ALURD | 8100701 | no | no |  |  | no
und_line_8100701_201014104 |  | ABCN | node_8100701_201014091 | node_8100701_201014104 | 417.3 | und_3P_4/0ALURD | 8100701 | no | no |  |  | no
und_line_8100701_201014105 |  | ABCN | node_8100701_201014104 | node_8100701_201014105 | 100.963 | und_3P_4/0ALURD | 8100701 | no | no |  |  | no
und_line_8100701_201014718 |  | AN | node_8100701_200815675 | node_intto1_8100701_201014718 | 189.888 | und_1P_2ALURD | 8100701 | no | no |  |  | no
und_line_8100701_201038371 |  | ABCN | node_8100701_201014105 | node_8100701_201038371 | 91.37 | und_3P_4/0ALURD | 8100701 | no | no |  |  | no
und_line_8100701_310008547 |  | ABCN | node_8100701_200812545 | node_8100701_310008547 | 90.74 | und_3P_2ALURD | 8100701 | no | no |  |  | no
und_line_8100701_311859875 |  | ABCN | node_8100701_311860304 | node_8100701_311859875 | 219.73 | und_3P_DELTACUST | 8100701 | no | no |  |  | no
und_line_8100701_312127077 |  | AN | node_8100701_200815123 | node_intto1_8100701_312127077 | 369.168 | und_1P_DELTACUST | 8100701 | no | no |  |  | no
und_line_TAP_UG_58603 |  | AN | node_8100701_200805355 | node_1390775_979_15298048_832 | 0.033 | und_TAPWIRE_UG | 8100701 | no | no |  |  | no
und_line_TAP_UG_58604 |  | AN | node_8100701_200805358 | node_1390571_498_15298152_159 | 0.033 | und_TAPWIRE_UG | 8100701 | no | no |  |  | no
und_line_TAP_UG_58643 |  | ABCN | node_8100701_200805588 | node_1389935_253_15295449_642 | 0.033 | und_TAPWIRE_UG | 8100701 | no | no |  |  | no
und_line_TAP_UG_58644 |  | ABN | node_8100701_200805590 | node_1389938_171_15295329_373 | 0.033 | und_TAPWIRE_UG | 8100701 | no | no |  |  | no
und_line_TAP_UG_58645 |  | AN | node_8100701_200805592 | node_1389904_32_15295171_251 | 0.033 | und_TAPWIRE_UG | 8100701 | no | no |  |  | no
und_line_TAP_UG_58694 |  | ABCN | node_8100701_200815495 | node_1388718_331_15295385_55 | 0.033 | und_TAPWIRE_UG | 8100701 | no | no |  |  | no
und_line_TAP_UG_64000 |  | ABCN | node_8100701_201009960 | node_1390333_669_15294834_081 | 0.033 | und_TAPWIRE_UG | 8100701 | no | no |  |  | no
und_line_TAP_UG_64524 |  | AN | node_8100701_201014718 | node_1391834_666_15298833_576 | 0.033 | und_TAPWIRE_UG | 8100701 | no | no |  |  | no
und_line_TAP_UG_435395 |  | ABCN | node_8100701_201014105 | node_1388970_619_15296116_83 | 0.033 | und_TAPWIRE_UG | 8100701 | no | no |  |  | no
und_line_TAP_UG_1421913 |  | ABCN | node_8100701_311859875 | node_1389010_162_15298022_296 | 0.033 | und_TAPWIRE_UG | 8100701 | no | no |  |  | no
und_line_TAP_UG_2691427 |  | AN | node_8100701_312127077 | node_1390925_401_15299791_008 | 0.033 | und_TAPWIRE_UG | 8100701 | no | no |  |  | no

## underground_line_conductor
data_type | static
owner_type | feeder
owner | 8100701
object | underground_line_conductor
name | groupid | outer_diameter | conductor_gmr | conductor_diameter | conductor_resistance | neutral_gmr | neutral_diameter | neutral_resistance | neutral_strands | insulation_relative_permitivitty | shield_gmr | shield_resistance | rating_summer_continuous | rating_summer_emergency | rating_winter_continuous | rating_winter_emergency | dcircuit | selected | comments
und_cond_1P_2ALURD | [12 empty] | 125 | 125 | 140 | 140 |  | no
und_cond_1P_2ALURD_2AL(N) | [12 empty] | 125 | 125 | 140 | 140 |  | no
und_cond_1P_4/0ALURD | [12 empty] | 240 | 240 | 265 | 265 |  | no
und_cond_1P_DELTACUST | [12 empty] | 685 | 685 | 685 | 685 |  | no
und_cond_2P_2ALURD_2AL(N) | [12 empty] | 125 | 125 | 140 | 140 |  | no
und_cond_3P_2ALURD | [12 empty] | 125 | 125 | 140 | 140 |  | no
und_cond_3P_2ALURD_2AL(N) | [12 empty] | 125 | 125 | 140 | 140 |  | no
und_cond_3P_4/0ALURD | [12 empty] | 240 | 240 | 265 | 265 |  | no
und_cond_3P_350CUURD | [12 empty] | 401 | 401 | 422 | 422 |  | no
und_cond_3P_DELTACUST | [12 empty] | 685 | 685 | 685 | 685 |  | no
und_cond_3P_WYECUST | [12 empty] | 685 | 685 | 685 | 685 |  | no
und_cond_TAPWIRE_UG | [12 empty] | 99999999 | 99999999 | 99999999 | 99999999 |  | no