## capacitor
data_type | static
owner_type | feeder
owner | 8100706
object | capacitor
name | groupid | parent | phases | nominal_voltage | pt_phase | phases_connected | switchA | switchB | switchC | control | voltage_set_high | voltage_set_low | VAr_set_high | VAr_set_low | current_set_high | current_set_low | capacitor_A | capacitor_B | capacitor_C | cap_nominal_voltage | time_delay | dwell_time | lockout_time | remote_sense | remote_sense_B | control_level | dcircuit | selected | monitored | monitored_fields | class_monitored_fields | played | played_fields | comments
cap_220368873 |  | node_1386545_182_15291073_546 | ABCN | 0 |  | ABCN | CLOSED | CLOSED | CLOSED | MANUAL | [6 empty] | 50000 | 50000 | 50000 | 4800 | [6 empty] | 8100706 | no | no |  |  | no
cap_220368876 |  | node_1386057_603_15292782_254 | ABCN | 0 |  | ABCN | CLOSED | CLOSED | CLOSED | MANUAL | [6 empty] | 100000 | 100000 | 100000 | 4800 | [6 empty] | 8100706 | no | no |  |  | no
cap_220368879 |  | node_1385125_322_15293007_787 | ABCN | 0 |  | ABCN | CLOSED | CLOSED | CLOSED | MANUAL | [6 empty] | 100000 | 100000 | 100000 | 4800 | [6 empty] | 8100706 | no | no |  |  | no

## feeder
data_type | static
owner_type | feeder
owner | 8100706
object | feeder
name | transmission_bus | ARC | ADR | slack_bus | nom_voltages | num_nodes | num_ohlines | num_uglines | num_transformers | num_generators | num_pvs | num_storages | num_loads | miles | mw | mvar | losses_mw | losses_mvar | comments | use_feeder_load_shape | load_shape_scale | use_feeder_pv_shape | pv_shape_scale | description | restore_time | griddisconnect_scenario_probability | gridconnect_scenario_probability | use_energy_not_served | VOLL | discount_rate | yearly_load_growth_percent | planning_horizon | enable_traditional_project_deferral | lifetime_of_investment_years | start_year | base_year | year_the_investment_is_committed | revenue_requirement_scaling_factor | discount_rate | inflation_rate_for_investment | traditional_project_invested_capital | periodicity_of_investment_in_years | priority | maximum_total_investment_cost | DER_portfolio_NPV | DER_portfolio_BC_ratio | total_system_energy_avoided_cost_NPV | total_system_capacity_avoided_cost_NPV | total_system_ancillary_services_avoided_cost_NPV | total_system_CO2_avoided_cost_NPV | total_system_loss_of_load_avoided_cost_NPV | total_system_distribution_capacity_avoided_cost_NPV | total_system_investment_and_operational_cost_NPV | feeder_solar_pv_operating_cost_USdollarperkWh | feeder_energy_storage_operating_cost_USdollarperkWh | feeder_distributed_generator_operating_cost_USdollarperkWh | feeder_distributed_generator_CO2_cost_USdollarperkWh | feeder_demand_response_operating_cost_USdollarperkWh | feeder_solar_pv_investment_cost_USdollarperkW | feeder_energy_storage_investment_cost_USdollarperkW | feeder_distributed_generator_investment_cost_USdollarperkW | feeder_demand_response_investment_cost_USdollarperkW
8100706 |  | ts_slack | none | node_SOURCE_8100706 | 2771.281 | 471 | 441 | 8 | 0 | 0 | 0 | 0 | 121 | 6.496 | 5.294 | 2.255 | 0 | 0 |  | 0 | 0 | 1 | 0 |  | 0 | 0 | 0 | 0 | 0 | 0 | 0 | 0 | 0 | 0 | 0 | 0 | 0 | 0 | 0 | 0 | 0 | 0 | 0 | 999999999 | 0 | 0 | 0 | 0 | 0 | 0 | 0 | 0 | 0 | 0 | 0 | 0 | 0 | 0 | 0 | 0 | 0 | 0

## fuse
data_type | static
owner_type | feeder
owner | 8100706
object | fuse
name | groupid | phases | fr | to | phase_A_status | phase_B_status | phase_C_status | repair_dist_type | current_limit | mean_replacement_time | status | dcircuit | selected | monitored | monitored_fields | class_monitored_fields | played | played_fields | comments
fuse_220382417 |  | AD | node_intto1_8100706_200815439 | node_8100706_200815439 | GOOD | GOOD | GOOD |  | 10 |  |  | 8100706 | no | no |  |  | no
fuse_220382438 |  | AD | node_intto1_8100706_200814226 | node_8100706_200814226 | GOOD | GOOD | GOOD |  | 100 |  |  | 8100706 | no | no |  |  | no
fuse_220382439 |  | AD | node_intto1_8100706_200917257 | node_8100706_200917257 | GOOD | GOOD | GOOD |  | 75 |  |  | 8100706 | no | no |  |  | no
fuse_220382440 |  | AD | node_intto1_8100706_200814171 | node_8100706_200814171 | GOOD | GOOD | GOOD |  | 100 |  |  | 8100706 | no | no |  |  | no
fuse_220382457 |  | AD | node_intto1_8100706_200814582 | node_8100706_200814582 | GOOD | GOOD | GOOD |  | 125 |  |  | 8100706 | no | no |  |  | no
fuse_220382460 |  | AD | node_intto1_8100706_200814443 | node_8100706_200814443 | GOOD | GOOD | GOOD |  | 100 |  |  | 8100706 | no | no |  |  | no
fuse_220382462 |  | ABCN | node_intto1_8100706_312058581 | node_8100706_312058581 | GOOD | GOOD | GOOD |  | 20 |  |  | 8100706 | no | no |  |  | no
fuse_220382464 |  | AD | node_intto1_8100706_200814611 | node_8100706_200814611 | GOOD | GOOD | GOOD |  | 100 |  |  | 8100706 | no | no |  |  | no
fuse_220382465 |  | AD | node_intto1_8100706_200814608 | node_8100706_200814608 | GOOD | GOOD | GOOD |  | 100 |  |  | 8100706 | no | no |  |  | no
fuse_220382466 |  | AD | node_intto1_8100706_200814584 | node_8100706_200814584 | GOOD | GOOD | GOOD |  | 150 |  |  | 8100706 | no | no |  |  | no
fuse_220382471 |  | ABCN | node_intto1_8100706_200814678 | node_8100706_200814678 | GOOD | GOOD | GOOD |  | 100 |  |  | 8100706 | no | no |  |  | no
fuse_220383207 |  | AD | node_intto1_8100706_200813536 | node_8100706_200813536 | GOOD | GOOD | GOOD |  | 100 |  |  | 8100706 | no | no |  |  | no
fuse_220383210 |  | AD | node_intto1_8100706_200813480 | node_8100706_200813480 | GOOD | GOOD | GOOD |  | 100 |  |  | 8100706 | no | no |  |  | no
fuse_220623582 |  | ABCN | node_intto1_8100706_201041140 | node_8100706_201041140 | GOOD | GOOD | GOOD |  | 80 |  |  | 8100706 | no | no |  |  | no

## line_configuration
data_type | static
owner_type | feeder
owner | 8100706
object | line_configuration
name | groupid | conductor_A | conductor_B | conductor_C | conductor_N | spacing | z11 | z12 | z13 | z21 | z22 | z23 | z31 | z32 | z33 | c11 | c12 | c13 | c21 | c22 | c23 | c31 | c32 | c33 | dcircuit | selected | comments
bal_1P_1/0AA |  | oh_cond_1/0_AAAC | oh_cond_1/0_AAAC | oh_cond_1/0_AAAC |  |  | 0.972+1.499j | 0.095+0.781j | 0.095+0.781j | 0.095+0.781j | 0.972+1.499j | 0.095+0.781j | 0.095+0.781j | 0.095+0.781j | 0.972+1.499j | 12.796 | -3.172 | -3.172 | -3.172 | 12.796 | -3.172 | -3.172 | -3.172 | 12.796 |  | no
bal_1P_1/0AC |  | oh_cond_1/0_ACSR | oh_cond_1/0_ACSR | oh_cond_1/0_ACSR |  |  | 0.983+1.218j | 0.095+0.781j | 0.095+0.781j | 0.095+0.781j | 0.983+1.218j | 0.095+0.781j | 0.095+0.781j | 0.095+0.781j | 0.983+1.218j | 12.796 | -3.172 | -3.172 | -3.172 | 12.796 | -3.172 | -3.172 | -3.172 | 12.796 |  | no
bal_1P_2/0CU |  | oh_cond_2/0_CU | oh_cond_2/0_CU | oh_cond_2/0_CU |  |  | 0.535+1.487j | 0.095+0.781j | 0.095+0.781j | 0.095+0.781j | 0.535+1.487j | 0.095+0.781j | 0.095+0.781j | 0.095+0.781j | 0.535+1.487j | 12.878 | -3.204 | -3.204 | -3.204 | 12.878 | -3.204 | -3.204 | -3.204 | 12.878 |  | no
bal_1P_2AC |  | oh_cond_2_ACSR | oh_cond_2_ACSR | oh_cond_2_ACSR |  |  | 1.505+1.527j | 0.095+0.781j | 0.095+0.781j | 0.095+0.781j | 1.505+1.527j | 0.095+0.781j | 0.095+0.781j | 0.095+0.781j | 1.505+1.527j | 12.393 | -3.017 | -3.017 | -3.017 | 12.393 | -3.017 | -3.017 | -3.017 | 12.393 |  | no
bal_1P_4CU |  | oh_cond_4_CU | oh_cond_4_CU | oh_cond_4_CU |  |  | 1.483+1.565j | 0.095+0.781j | 0.095+0.781j | 0.095+0.781j | 1.483+1.565j | 0.095+0.781j | 0.095+0.781j | 0.095+0.781j | 1.483+1.565j | 11.78 | -2.785 | -2.785 | -2.785 | 11.78 | -2.785 | -2.785 | -2.785 | 11.78 |  | no
bal_1P_6CU |  | oh_cond_6_CU | oh_cond_6_CU | oh_cond_6_CU |  |  | 2.275+1.583j | 0.095+0.781j | 0.095+0.781j | 0.095+0.781j | 2.275+1.583j | 0.095+0.781j | 0.095+0.781j | 0.095+0.781j | 2.275+1.583j | 11.393 | -2.641 | -2.641 | -2.641 | 11.393 | -2.641 | -2.641 | -2.641 | 11.393 |  | no
bal_3P_1/0AA |  | oh_cond_1/0_AAAC | oh_cond_1/0_AAAC | oh_cond_1/0_AAAC |  |  | 0.972+1.499j | 0.095+0.781j | 0.095+0.781j | 0.095+0.781j | 0.972+1.499j | 0.095+0.781j | 0.095+0.781j | 0.095+0.781j | 0.972+1.499j | 12.796 | -3.172 | -3.172 | -3.172 | 12.796 | -3.172 | -3.172 | -3.172 | 12.796 |  | no
bal_3P_1/0AC |  | oh_cond_1/0_ACSR | oh_cond_1/0_ACSR | oh_cond_1/0_ACSR |  |  | 0.983+1.497j | 0.095+0.781j | 0.095+0.781j | 0.095+0.781j | 0.983+1.497j | 0.095+0.781j | 0.095+0.781j | 0.095+0.781j | 0.983+1.497j | 12.796 | -3.172 | -3.172 | -3.172 | 12.796 | -3.172 | -3.172 | -3.172 | 12.796 |  | no
bal_3P_2/0CU |  | oh_cond_2/0_CU | oh_cond_2/0_CU | oh_cond_2/0_CU |  |  | 0.535+1.487j | 0.095+0.781j | 0.095+0.781j | 0.095+0.781j | 0.535+1.487j | 0.095+0.781j | 0.095+0.781j | 0.095+0.781j | 0.535+1.487j | 12.878 | -3.204 | -3.204 | -3.204 | 12.878 | -3.204 | -3.204 | -3.204 | 12.878 |  | no
bal_3P_4/0AL |  | oh_cond_4/0_AL | oh_cond_4/0_AL | oh_cond_4/0_AL |  |  | 0.537+1.466j | 0.095+0.781j | 0.095+0.781j | 0.095+0.781j | 0.537+1.466j | 0.095+0.781j | 0.095+0.781j | 0.095+0.781j | 0.537+1.466j | 13.381 | -3.4 | -3.4 | -3.4 | 13.381 | -3.4 | -3.4 | -3.4 | 13.381 |  | no
bal_3P_6CU |  | oh_cond_6_CU | oh_cond_6_CU | oh_cond_6_CU |  |  | 2.275+1.583j | 0.095+0.781j | 0.095+0.781j | 0.095+0.781j | 2.275+1.583j | 0.095+0.781j | 0.095+0.781j | 0.095+0.781j | 2.275+1.583j | 11.393 | -2.641 | -2.641 | -2.641 | 11.393 | -2.641 | -2.641 | -2.641 | 11.393 |  | no
bal_3P_477AL |  | oh_cond_477_MCM_AL | oh_cond_477_MCM_AL | oh_cond_477_MCM_AL |  |  | 0.293+1.41j | 0.095+0.775j | 0.095+0.775j | 0.095+0.775j | 0.293+1.41j | 0.095+0.775j | 0.095+0.775j | 0.095+0.775j | 0.293+1.41j | 14.305 | -3.735 | -3.735 | -3.735 | 14.305 | -3.735 | -3.735 | -3.735 | 14.305 |  | no
unb_TAPWIRE_OH |  | oh_cond_WP-4/0-CU | oh_cond_WP-4/0-CU | oh_cond_WP-4/0-CU | oh_cond_WP-4/0-CU |  | 0.365+1.097j | 0.093+0.433j | 0.094+0.34j | 0.093+0.433j | 0.368+1.078j | 0.095+0.401j | 0.094+0.34j | 0.095+0.401j | 0.368+1.077j | 14.911 | -4.341 | -1.953 | -4.341 | 15.781 | -3.724 | -1.953 | -3.724 | 14.818 |  | no
und_3P_2ALURD |  | und_cond_3P_2ALURD | und_cond_3P_2ALURD | und_cond_3P_2ALURD |  |  | 2.125+0.49j | 0.384+0.067j | 0.384+0.067j | 0.384+0.067j | 2.125+0.49j | 0.384+0.067j | 0.384+0.067j | 0.384+0.067j | 2.125+0.49j | 401.498 | 0 | 0 | 0 | 401.498 | 0 | 0 | 0 | 401.498 |  | no
und_3P_350CUURD |  | und_cond_3P_350CUURD | und_cond_3P_350CUURD | und_cond_3P_350CUURD |  |  | 0.277+0.267j | 0.044+0.015j | 0.044+0.015j | 0.044+0.015j | 0.277+0.267j | 0.044+0.015j | 0.044+0.015j | 0.044+0.015j | 0.277+0.267j | 751.36 | 0 | 0 | 0 | 751.36 | 0 | 0 | 0 | 751.36 |  | no
und_3P_DELTACUST |  | und_cond_3P_DELTACUST | und_cond_3P_DELTACUST | und_cond_3P_DELTACUST |  |  | 0.179+0.233j | 0.061-0.024j | 0.061-0.024j | 0.061-0.024j | 0.179+0.233j | 0.061-0.024j | 0.061-0.024j | 0.061-0.024j | 0.179+0.233j | 324.124 | 0 | 0 | 0 | 324.124 | 0 | 0 | 0 | 324.124 |  | no
und_TAPWIRE_UG |  | und_cond_TAPWIRE_UG | und_cond_TAPWIRE_UG | und_cond_TAPWIRE_UG |  |  | 0.001+0.001j | 0.0+0.0j | 0.0+0.0j | 0.0+0.0j | 0.001+0.001j | 0.0+0.0j | 0.0+0.0j | 0.0+0.0j | 0.001+0.001j | 0 | 0 | 0 | 0 | 0 | 0 | 0 | 0 | 0 |  | no

## load
data_type | static
owner_type | feeder
owner | 8100706
object | load
name | groupid | parent | bustype | phases | nominal_voltage | load_class | constant_power_A | constant_power_B | constant_power_C | constant_current_A | constant_current_B | constant_current_C | constant_impedance_A | constant_impedance_B | constant_impedance_C | base_power_A | base_power_B | base_power_C | power_pf_A | power_pf_B | power_pf_C | current_pf_A | current_pf_B | current_pf_C | impedance_pf_A | impedance_pf_B | impedance_pf_C | power_fraction_A | power_fraction_B | power_fraction_C | current_fraction_A | current_fraction_B | current_fraction_C | impedance_fraction_A | impedance_fraction_B | impedance_fraction_C | dcircuit | selected | monitored | monitored_fields | class_monitored_fields | played | played_fields | base_kw_A | base_kw_B | base_kw_C | kw_A | kw_B | kw_C | comments | critical_load | dem_resp_lb | dem_resp_ub | dem_resp_shortage_cost | dem_resp_surplus_cost | num_customers
load_220331939 |  | node_1386135_553_15295705_54 |  | AN | 0 | NonResidential | 2666.667+1135.995j | 0 | 0 | 0 | 0 | 0 | [24 empty] | 8100706 | no | no |  |  | no |  | 0 | 0 | 0 | 0 | 0 | 0 |  | 1 | 1 | 1 | 0 | 0 | 0
load_220331940 |  | node_1386130_784_15295679_652 |  | BN | 0 | NonResidential | 0 | 2666.667+1135.995j | 0 | 0 | 0 | 0 | [24 empty] | 8100706 | no | no |  |  | no |  | 0 | 0 | 0 | 0 | 0 | 0 |  | 1 | 1 | 1 | 0 | 0 | 0
load_220331941 |  | node_1386145_142_15295728_932 |  | CN | 0 | Residential | 0 | 0 | 1161.6+494.84j | 0 | 0 | 0 | [24 empty] | 8100706 | no | no |  |  | no |  | 0 | 0 | 0 | 0 | 0 | 0 |  | 1 | 1 | 1 | 0 | 0 | 0
load_220332343 |  | node_1386498_63_15291978_635 |  | AN | 0 | Residential | 102967.2+43863.844j | 0 | 0 | 0 | 0 | 0 | [24 empty] | 8100706 | no | no |  |  | no |  | 0 | 0 | 0 | 0 | 0 | 0 |  | 1 | 1 | 1 | 0 | 0 | 0
load_220332359 |  | node_1386649_476_15291261_13 |  | AN | 0 | Residential | 136065.6+57963.703j | 0 | 0 | 0 | 0 | 0 | [24 empty] | 8100706 | no | no |  |  | no |  | 0 | 0 | 0 | 0 | 0 | 0 |  | 1 | 1 | 1 | 0 | 0 | 0
load_220332360 |  | node_1385740_563_15291312_583 |  | AN | 0 | NonResidential | 2937.6+1251.412j | 0 | 0 | 0 | 0 | 0 | [24 empty] | 8100706 | no | no |  |  | no |  | 0 | 0 | 0 | 0 | 0 | 0 |  | 1 | 1 | 1 | 0 | 0 | 0
load_220332402 |  | node_1387309_866_15290346_418 |  | AN | 0 | Residential | 136814.4+58282.69j | 0 | 0 | 0 | 0 | 0 | [24 empty] | 8100706 | no | no |  |  | no |  | 0 | 0 | 0 | 0 | 0 | 0 |  | 1 | 1 | 1 | 0 | 0 | 0
load_220332406 |  | node_1387392_851_15290622_638 |  | AN | 0 | NonResidential | 43.2+18.403j | 0 | 0 | 0 | 0 | 0 | [24 empty] | 8100706 | no | no |  |  | no |  | 0 | 0 | 0 | 0 | 0 | 0 |  | 1 | 1 | 1 | 0 | 0 | 0
load_220332407 |  | node_1387086_81_15290610_777 |  | AN | 0 | Residential | 30816+13127.561j | 0 | 0 | 0 | 0 | 0 | [24 empty] | 8100706 | no | no |  |  | no |  | 0 | 0 | 0 | 0 | 0 | 0 |  | 1 | 1 | 1 | 0 | 0 | 0
load_220332421 |  | node_1386978_272_15293724_149 |  | AN | 0 | NonResidential | 36+15.336j | 0 | 0 | 0 | 0 | 0 | [24 empty] | 8100706 | no | no |  |  | no |  | 0 | 0 | 0 | 0 | 0 | 0 |  | 1 | 1 | 1 | 0 | 0 | 0
load_220332422 |  | node_1386880_363_15293463_634 |  | AN | 0 | Residential | 47520+20243.435j | 0 | 0 | 0 | 0 | 0 | [24 empty] | 8100706 | no | no |  |  | no |  | 0 | 0 | 0 | 0 | 0 | 0 |  | 1 | 1 | 1 | 0 | 0 | 0
load_220332423 |  | node_1386716_818_15293109_058 |  | AN | 0 | Residential | 56872.8+24227.711j | 0 | 0 | 0 | 0 | 0 | [24 empty] | 8100706 | no | no |  |  | no |  | 0 | 0 | 0 | 0 | 0 | 0 |  | 1 | 1 | 1 | 0 | 0 | 0
load_220332424 |  | node_1386747_201_15292738_847 |  | AN | 0 | Residential | 94276.8+40161.749j | 0 | 0 | 0 | 0 | 0 | [24 empty] | 8100706 | no | no |  |  | no |  | 0 | 0 | 0 | 0 | 0 | 0 |  | 1 | 1 | 1 | 0 | 0 | 0
load_220332425 |  | node_1386826_24_15291614_817 |  | AN | 0 | Residential | 65534.4+27917.537j | 0 | 0 | 0 | 0 | 0 | [24 empty] | 8100706 | no | no |  |  | no |  | 0 | 0 | 0 | 0 | 0 | 0 |  | 1 | 1 | 1 | 0 | 0 | 0
load_220332430 |  | node_1387866_2_15294655_099 |  | AN | 0 | Residential | 74851.2+31886.478j | 0 | 0 | 0 | 0 | 0 | [24 empty] | 8100706 | no | no |  |  | no |  | 0 | 0 | 0 | 0 | 0 | 0 |  | 1 | 1 | 1 | 0 | 0 | 0
load_220332431 |  | node_1387891_962_15294649_617 |  | AN | 0 | NonResidential | 13000+5537.977j | 0 | 0 | 0 | 0 | 0 | [24 empty] | 8100706 | no | no |  |  | no |  | 0 | 0 | 0 | 0 | 0 | 0 |  | 1 | 1 | 1 | 0 | 0 | 0
load_220332432 |  | node_1387946_745_15294848_882 |  | CN | 0 | NonResidential | 0 | 0 | 10666.667+4543.981j | 0 | 0 | 0 | [24 empty] | 8100706 | no | no |  |  | no |  | 0 | 0 | 0 | 0 | 0 | 0 |  | 1 | 1 | 1 | 0 | 0 | 0
load_220332433 |  | node_1387948_551_15294854_67 |  | BN | 0 | NonResidential | 0 | 10666.667+4543.981j | 0 | 0 | 0 | 0 | [24 empty] | 8100706 | no | no |  |  | no |  | 0 | 0 | 0 | 0 | 0 | 0 |  | 1 | 1 | 1 | 0 | 0 | 0
load_220332434 |  | node_1387946_346_15294859_636 |  | AN | 0 | NonResidential | 10666.667+4543.981j | 0 | 0 | 0 | 0 | 0 | [24 empty] | 8100706 | no | no |  |  | no |  | 0 | 0 | 0 | 0 | 0 | 0 |  | 1 | 1 | 1 | 0 | 0 | 0
load_220332435 |  | node_1387473_317_15294895_371 |  | AN | 0 | NonResidential | 21000+8945.963j | 0 | 0 | 0 | 0 | 0 | [24 empty] | 8100706 | no | no |  |  | no |  | 0 | 0 | 0 | 0 | 0 | 0 |  | 1 | 1 | 1 | 0 | 0 | 0
load_220332436 |  | node_1387962_949_15294623_091 |  | AN | 0 | NonResidential | 2666.667+1135.995j | 0 | 0 | 0 | 0 | 0 | [24 empty] | 8100706 | no | no |  |  | no |  | 0 | 0 | 0 | 0 | 0 | 0 |  | 1 | 1 | 1 | 0 | 0 | 0
load_220332437 |  | node_1387982_432_15294618_3 |  | BN | 0 | NonResidential | 0 | 2666.667+1135.995j | 0 | 0 | 0 | 0 | [24 empty] | 8100706 | no | no |  |  | no |  | 0 | 0 | 0 | 0 | 0 | 0 |  | 1 | 1 | 1 | 0 | 0 | 0
load_220332438 |  | node_1387945_086_15294634_499 |  | CN | 0 | NonResidential | 0 | 0 | 2666.667+1135.995j | 0 | 0 | 0 | [24 empty] | 8100706 | no | no |  |  | no |  | 0 | 0 | 0 | 0 | 0 | 0 |  | 1 | 1 | 1 | 0 | 0 | 0
load_220332439 |  | node_1387612_491_15294829_369 |  | AN | 0 | NonResidential | 573.6+244.353j | 0 | 0 | 0 | 0 | 0 | [24 empty] | 8100706 | no | no |  |  | no |  | 0 | 0 | 0 | 0 | 0 | 0 |  | 1 | 1 | 1 | 0 | 0 | 0
load_220332452 |  | node_1386537_028_15290746_242 |  | AN | 0 | Residential | 87789.6+37398.213j | 0 | 0 | 0 | 0 | 0 | [24 empty] | 8100706 | no | no |  |  | no |  | 0 | 0 | 0 | 0 | 0 | 0 |  | 1 | 1 | 1 | 0 | 0 | 0
load_220332453 |  | node_1386472_443_15292429_486 |  | AN | 0 | Residential | 62308.8+26543.438j | 0 | 0 | 0 | 0 | 0 | [24 empty] | 8100706 | no | no |  |  | no |  | 0 | 0 | 0 | 0 | 0 | 0 |  | 1 | 1 | 1 | 0 | 0 | 0
load_220332454 |  | node_1386464_691_15291683_842 |  | AN | 0 | Residential | 35812.8+15256.189j | 0 | 0 | 0 | 0 | 0 | [24 empty] | 8100706 | no | no |  |  | no |  | 0 | 0 | 0 | 0 | 0 | 0 |  | 1 | 1 | 1 | 0 | 0 | 0
load_220332455 |  | node_1386082_248_15291967_195 |  | AN | 0 | Residential | 117223.2+49936.874j | 0 | 0 | 0 | 0 | 0 | [24 empty] | 8100706 | no | no |  |  | no |  | 0 | 0 | 0 | 0 | 0 | 0 |  | 1 | 1 | 1 | 0 | 0 | 0
load_220332456 |  | node_1386123_854_15291442_258 |  | AN | 0 | Residential | 62452.8+26604.781j | 0 | 0 | 0 | 0 | 0 | [24 empty] | 8100706 | no | no |  |  | no |  | 0 | 0 | 0 | 0 | 0 | 0 |  | 1 | 1 | 1 | 0 | 0 | 0
load_220332457 |  | node_1386139_05_15291235_792 |  | AN | 0 | Residential | 58557.6+24945.433j | 0 | 0 | 0 | 0 | 0 | [24 empty] | 8100706 | no | no |  |  | no |  | 0 | 0 | 0 | 0 | 0 | 0 |  | 1 | 1 | 1 | 0 | 0 | 0
load_220332458 |  | node_1386012_51_15292891_494 |  | AN | 0 | Residential | 61804.8+26328.735j | 0 | 0 | 0 | 0 | 0 | [24 empty] | 8100706 | no | no |  |  | no |  | 0 | 0 | 0 | 0 | 0 | 0 |  | 1 | 1 | 1 | 0 | 0 | 0
load_220332460 |  | node_1386052_027_15292374_995 |  | AN | 0 | Residential | 101268+43139.987j | 0 | 0 | 0 | 0 | 0 | [24 empty] | 8100706 | no | no |  |  | no |  | 0 | 0 | 0 | 0 | 0 | 0 |  | 1 | 1 | 1 | 0 | 0 | 0
load_220332463 |  | node_1385208_848_15294197_082 |  | AN | 0 | Residential | 139795.2+59552.506j | 0 | 0 | 0 | 0 | 0 | [24 empty] | 8100706 | no | no |  |  | no |  | 0 | 0 | 0 | 0 | 0 | 0 |  | 1 | 1 | 1 | 0 | 0 | 0
load_220332464 |  | node_1385222_186_15293967_029 |  | AN | 0 | Residential | 122047.2+51991.889j | 0 | 0 | 0 | 0 | 0 | [24 empty] | 8100706 | no | no |  |  | no |  | 0 | 0 | 0 | 0 | 0 | 0 |  | 1 | 1 | 1 | 0 | 0 | 0
load_220332465 |  | node_1386154_083_15295331_161 |  | AN | 0 | NonResidential | 10000+4259.982j | 0 | 0 | 0 | 0 | 0 | [24 empty] | 8100706 | no | no |  |  | no |  | 0 | 0 | 0 | 0 | 0 | 0 |  | 1 | 1 | 1 | 0 | 0 | 0
load_220332466 |  | node_1386166_207_15295352_338 |  | BN | 0 | NonResidential | 0 | 10000+4259.982j | 0 | 0 | 0 | 0 | [24 empty] | 8100706 | no | no |  |  | no |  | 0 | 0 | 0 | 0 | 0 | 0 |  | 1 | 1 | 1 | 0 | 0 | 0
load_220332467 |  | node_1386173_856_15295376_972 |  | CN | 0 | NonResidential | 0 | 0 | 10000+4259.982j | 0 | 0 | 0 | [24 empty] | 8100706 | no | no |  |  | no |  | 0 | 0 | 0 | 0 | 0 | 0 |  | 1 | 1 | 1 | 0 | 0 | 0
load_220332468 |  | node_1385256_578_15293480_058 |  | AN | 0 | Residential | 92188.8+39272.264j | 0 | 0 | 0 | 0 | 0 | [24 empty] | 8100706 | no | no |  |  | no |  | 0 | 0 | 0 | 0 | 0 | 0 |  | 1 | 1 | 1 | 0 | 0 | 0
load_220332470 |  | node_1385377_24_15291807_213 |  | AN | 0 | NonResidential | 3542.4+1509.056j | 0 | 0 | 0 | 0 | 0 | [24 empty] | 8100706 | no | no |  |  | no |  | 0 | 0 | 0 | 0 | 0 | 0 |  | 1 | 1 | 1 | 0 | 0 | 0
load_220332471 |  | node_1385415_018_15291373_942 |  | AN | 0 | Residential | 23292+9922.35j | 0 | 0 | 0 | 0 | 0 | [24 empty] | 8100706 | no | no |  |  | no |  | 0 | 0 | 0 | 0 | 0 | 0 |  | 1 | 1 | 1 | 0 | 0 | 0
load_220332472 |  | node_1385476_488_15290911_271 |  | AN | 0 | Residential | 91015.2+38772.313j | 0 | 0 | 0 | 0 | 0 | [24 empty] | 8100706 | no | no |  |  | no |  | 0 | 0 | 0 | 0 | 0 | 0 |  | 1 | 1 | 1 | 0 | 0 | 0
load_220332474 |  | node_1384896_36_15294265_778 |  | AN | 0 | Residential | 90410.4+38514.669j | 0 | 0 | 0 | 0 | 0 | [24 empty] | 8100706 | no | no |  |  | no |  | 0 | 0 | 0 | 0 | 0 | 0 |  | 1 | 1 | 1 | 0 | 0 | 0
load_220332475 |  | node_1384968_586_15293787_169 |  | AN | 0 | Residential | 96098.4+40937.747j | 0 | 0 | 0 | 0 | 0 | [24 empty] | 8100706 | no | no |  |  | no |  | 0 | 0 | 0 | 0 | 0 | 0 |  | 1 | 1 | 1 | 0 | 0 | 0
load_220332476 |  | node_1385021_603_15293298_008 |  | AN | 0 | Residential | 51760.8+22050.008j | 0 | 0 | 0 | 0 | 0 | [24 empty] | 8100706 | no | no |  |  | no |  | 0 | 0 | 0 | 0 | 0 | 0 |  | 1 | 1 | 1 | 0 | 0 | 0
load_220332477 |  | node_1385110_228_15291212_798 |  | AN | 0 | Residential | 65678.4+27978.881j | 0 | 0 | 0 | 0 | 0 | [24 empty] | 8100706 | no | no |  |  | no |  | 0 | 0 | 0 | 0 | 0 | 0 |  | 1 | 1 | 1 | 0 | 0 | 0
load_220332487 |  | node_1384708_422_15293303_004 |  | AN | 0 | Residential | 56304+23985.404j | 0 | 0 | 0 | 0 | 0 | [24 empty] | 8100706 | no | no |  |  | no |  | 0 | 0 | 0 | 0 | 0 | 0 |  | 1 | 1 | 1 | 0 | 0 | 0
load_220332517 |  | node_1384344_6_15294162_999 |  | AN | 0 | Residential | 109951.2+46839.015j | 0 | 0 | 0 | 0 | 0 | [24 empty] | 8100706 | no | no |  |  | no |  | 0 | 0 | 0 | 0 | 0 | 0 |  | 1 | 1 | 1 | 0 | 0 | 0
load_220332518 |  | node_1384445_699_15293498_557 |  | AN | 0 | Residential | 91008+38769.246j | 0 | 0 | 0 | 0 | 0 | [24 empty] | 8100706 | no | no |  |  | no |  | 0 | 0 | 0 | 0 | 0 | 0 |  | 1 | 1 | 1 | 0 | 0 | 0
load_220332520 |  | node_1384431_656_15292757_014 |  | AN | 0 | Residential | 34790.4+14820.648j | 0 | 0 | 0 | 0 | 0 | [24 empty] | 8100706 | no | no |  |  | no |  | 0 | 0 | 0 | 0 | 0 | 0 |  | 1 | 1 | 1 | 0 | 0 | 0
load_220332521 |  | node_1384452_082_15292469_49 |  | AN | 0 | Residential | 66304.8+28245.727j | 0 | 0 | 0 | 0 | 0 | [24 empty] | 8100706 | no | no |  |  | no |  | 0 | 0 | 0 | 0 | 0 | 0 |  | 1 | 1 | 1 | 0 | 0 | 0
load_220332527 |  | node_1386003_942_15294624_881 |  | AN | 0 | Residential | 76197.6+32460.042j | 0 | 0 | 0 | 0 | 0 | [24 empty] | 8100706 | no | no |  |  | no |  | 0 | 0 | 0 | 0 | 0 | 0 |  | 1 | 1 | 1 | 0 | 0 | 0
load_220332528 |  | node_1386542_516_15294820_717 |  | AN | 0 | Residential | 93852+39980.785j | 0 | 0 | 0 | 0 | 0 | [24 empty] | 8100706 | no | no |  |  | no |  | 0 | 0 | 0 | 0 | 0 | 0 |  | 1 | 1 | 1 | 0 | 0 | 0
load_220332536 |  | node_1386149_499_15294848_887 |  | AN | 0 | NonResidential | 17114.4+7290.704j | 0 | 0 | 0 | 0 | 0 | [24 empty] | 8100706 | no | no |  |  | no |  | 0 | 0 | 0 | 0 | 0 | 0 |  | 1 | 1 | 1 | 0 | 0 | 0
load_220332537 |  | node_1386233_975_15293455_261 |  | AN | 0 | Residential | 40795.2+17378.682j | 0 | 0 | 0 | 0 | 0 | [24 empty] | 8100706 | no | no |  |  | no |  | 0 | 0 | 0 | 0 | 0 | 0 |  | 1 | 1 | 1 | 0 | 0 | 0
load_220332538 |  | node_1386817_622_15294644_254 |  | AN | 0 | NonResidential | 26150.4+11140.024j | 0 | 0 | 0 | 0 | 0 | [24 empty] | 8100706 | no | no |  |  | no |  | 0 | 0 | 0 | 0 | 0 | 0 |  | 1 | 1 | 1 | 0 | 0 | 0
load_220332539 |  | node_1386768_662_15294489_472 |  | AN | 0 | Residential | 46339.2+19740.417j | 0 | 0 | 0 | 0 | 0 | [24 empty] | 8100706 | no | no |  |  | no |  | 0 | 0 | 0 | 0 | 0 | 0 |  | 1 | 1 | 1 | 0 | 0 | 0
load_220332540 |  | node_1386572_598_15294321_841 |  | AN | 0 | Residential | 72079.2+30705.611j | 0 | 0 | 0 | 0 | 0 | [24 empty] | 8100706 | no | no |  |  | no |  | 0 | 0 | 0 | 0 | 0 | 0 |  | 1 | 1 | 1 | 0 | 0 | 0
load_220332541 |  | node_1386327_854_15293961_422 |  | AN | 0 | NonResidential | 3175.2+1352.63j | 0 | 0 | 0 | 0 | 0 | [24 empty] | 8100706 | no | no |  |  | no |  | 0 | 0 | 0 | 0 | 0 | 0 |  | 1 | 1 | 1 | 0 | 0 | 0
load_220332542 |  | node_1386808_953_15294001_219 |  | AN | 0 | Residential | 87832.8+37416.616j | 0 | 0 | 0 | 0 | 0 | [24 empty] | 8100706 | no | no |  |  | no |  | 0 | 0 | 0 | 0 | 0 | 0 |  | 1 | 1 | 1 | 0 | 0 | 0
load_220332543 |  | node_1386009_274_15293457_237 |  | AN | 0 | Residential | 56520+24077.419j | 0 | 0 | 0 | 0 | 0 | [24 empty] | 8100706 | no | no |  |  | no |  | 0 | 0 | 0 | 0 | 0 | 0 |  | 1 | 1 | 1 | 0 | 0 | 0
load_220332544 |  | node_1386489_094_15293578_839 |  | AN | 0 | Residential | 66110.4+28162.912j | 0 | 0 | 0 | 0 | 0 | [24 empty] | 8100706 | no | no |  |  | no |  | 0 | 0 | 0 | 0 | 0 | 0 |  | 1 | 1 | 1 | 0 | 0 | 0
load_220332545 |  | node_1385995_567_15293938_175 |  | AN | 0 | Residential | 74181.6+31601.229j | 0 | 0 | 0 | 0 | 0 | [24 empty] | 8100706 | no | no |  |  | no |  | 0 | 0 | 0 | 0 | 0 | 0 |  | 1 | 1 | 1 | 0 | 0 | 0
load_220332546 |  | node_1385584_253_15294278_797 |  | AN | 0 | Residential | 49536+21102.248j | 0 | 0 | 0 | 0 | 0 | [24 empty] | 8100706 | no | no |  |  | no |  | 0 | 0 | 0 | 0 | 0 | 0 |  | 1 | 1 | 1 | 0 | 0 | 0
load_220332547 |  | node_1386595_263_15293781_917 |  | AN | 0 | NonResidential | 432+184.031j | 0 | 0 | 0 | 0 | 0 | [24 empty] | 8100706 | no | no |  |  | no |  | 0 | 0 | 0 | 0 | 0 | 0 |  | 1 | 1 | 1 | 0 | 0 | 0
load_220332548 |  | node_1385933_44_15294264_124 |  | AN | 0 | Residential | 122313.6+52105.375j | 0 | 0 | 0 | 0 | 0 | [24 empty] | 8100706 | no | no |  |  | no |  | 0 | 0 | 0 | 0 | 0 | 0 |  | 1 | 1 | 1 | 0 | 0 | 0
load_220332549 |  | node_1385707_872_15294439_557 |  | AN | 0 | Residential | 21823.2+9296.644j | 0 | 0 | 0 | 0 | 0 | [24 empty] | 8100706 | no | no |  |  | no |  | 0 | 0 | 0 | 0 | 0 | 0 |  | 1 | 1 | 1 | 0 | 0 | 0
load_220332561 |  | node_1385755_46_15293210_142 |  | AN | 0 | Residential | 7792.8+3319.719j | 0 | 0 | 0 | 0 | 0 | [24 empty] | 8100706 | no | no |  |  | no |  | 0 | 0 | 0 | 0 | 0 | 0 |  | 1 | 1 | 1 | 0 | 0 | 0
load_220332562 |  | node_1385765_068_15293233_52 |  | BN | 0 | Residential | 0 | 7792.8+3319.719j | 0 | 0 | 0 | 0 | [24 empty] | 8100706 | no | no |  |  | no |  | 0 | 0 | 0 | 0 | 0 | 0 |  | 1 | 1 | 1 | 0 | 0 | 0
load_220332563 |  | node_1385741_689_15293190_86 |  | CN | 0 | Residential | 0 | 0 | 7792.8+3319.719j | 0 | 0 | 0 | [24 empty] | 8100706 | no | no |  |  | no |  | 0 | 0 | 0 | 0 | 0 | 0 |  | 1 | 1 | 1 | 0 | 0 | 0
load_220332564 |  | node_1385310_602_15293024_992 |  | AN | 0 | Residential | 121233.6+51645.297j | 0 | 0 | 0 | 0 | 0 | [24 empty] | 8100706 | no | no |  |  | no |  | 0 | 0 | 0 | 0 | 0 | 0 |  | 1 | 1 | 1 | 0 | 0 | 0
load_220332565 |  | node_1384590_832_15292985_204 |  | AN | 0 | Residential | 68320.8+29104.539j | 0 | 0 | 0 | 0 | 0 | [24 empty] | 8100706 | no | no |  |  | no |  | 0 | 0 | 0 | 0 | 0 | 0 |  | 1 | 1 | 1 | 0 | 0 | 0
load_220332568 |  | node_1386397_748_15293067_784 |  | AN | 0 | Residential | 70149.6+29883.604j | 0 | 0 | 0 | 0 | 0 | [24 empty] | 8100706 | no | no |  |  | no |  | 0 | 0 | 0 | 0 | 0 | 0 |  | 1 | 1 | 1 | 0 | 0 | 0
load_220332583 |  | node_1386485_126_15295199_947 |  | AN | 0 | NonResidential | 10666.667+4543.981j | 0 | 0 | 0 | 0 | 0 | [24 empty] | 8100706 | no | no |  |  | no |  | 0 | 0 | 0 | 0 | 0 | 0 |  | 1 | 1 | 1 | 0 | 0 | 0
load_220332584 |  | node_1386488_573_15295226_2 |  | BN | 0 | NonResidential | 0 | 10666.667+4543.981j | 0 | 0 | 0 | 0 | [24 empty] | 8100706 | no | no |  |  | no |  | 0 | 0 | 0 | 0 | 0 | 0 |  | 1 | 1 | 1 | 0 | 0 | 0
load_220332585 |  | node_1386476_744_15295175_743 |  | CN | 0 | NonResidential | 0 | 0 | 10666.667+4543.981j | 0 | 0 | 0 | [24 empty] | 8100706 | no | no |  |  | no |  | 0 | 0 | 0 | 0 | 0 | 0 |  | 1 | 1 | 1 | 0 | 0 | 0
load_220332639 |  | node_1387390_272_15294501_788 |  | AN | 0 | NonResidential | 19500+8306.965j | 0 | 0 | 0 | 0 | 0 | [24 empty] | 8100706 | no | no |  |  | no |  | 0 | 0 | 0 | 0 | 0 | 0 |  | 1 | 1 | 1 | 0 | 0 | 0
load_220332640 |  | node_1387406_252_15294486_16 |  | AN | 0 | Residential | 33386.4+14222.547j | 0 | 0 | 0 | 0 | 0 | [24 empty] | 8100706 | no | no |  |  | no |  | 0 | 0 | 0 | 0 | 0 | 0 |  | 1 | 1 | 1 | 0 | 0 | 0
load_220332641 |  | node_1387163_566_15294665_927 |  | AN | 0 | NonResidential | 8000+3407.986j | 0 | 0 | 0 | 0 | 0 | [24 empty] | 8100706 | no | no |  |  | no |  | 0 | 0 | 0 | 0 | 0 | 0 |  | 1 | 1 | 1 | 0 | 0 | 0
load_220332642 |  | node_1387147_723_15294681_803 |  | BN | 0 | NonResidential | 0 | 8000+3407.986j | 0 | 0 | 0 | 0 | [24 empty] | 8100706 | no | no |  |  | no |  | 0 | 0 | 0 | 0 | 0 | 0 |  | 1 | 1 | 1 | 0 | 0 | 0
load_220332643 |  | node_1387135_507_15294702_671 |  | CN | 0 | NonResidential | 0 | 0 | 8000+3407.986j | 0 | 0 | 0 | [24 empty] | 8100706 | no | no |  |  | no |  | 0 | 0 | 0 | 0 | 0 | 0 |  | 1 | 1 | 1 | 0 | 0 | 0
load_220332646 |  | node_1387121_245_15295000_984 |  | AN | 0 | NonResidential | 12333.333+5253.978j | 0 | 0 | 0 | 0 | 0 | [24 empty] | 8100706 | no | no |  |  | no |  | 0 | 0 | 0 | 0 | 0 | 0 |  | 1 | 1 | 1 | 0 | 0 | 0
load_220332647 |  | node_1387148_076_15294962_623 |  | BN | 0 | NonResidential | 0 | 12333.333+5253.978j | 0 | 0 | 0 | 0 | [24 empty] | 8100706 | no | no |  |  | no |  | 0 | 0 | 0 | 0 | 0 | 0 |  | 1 | 1 | 1 | 0 | 0 | 0
load_220332650 |  | node_1386828_592_15295151_129 |  | AN | 0 | NonResidential | 25333.333+10791.955j | 0 | 0 | 0 | 0 | 0 | [24 empty] | 8100706 | no | no |  |  | no |  | 0 | 0 | 0 | 0 | 0 | 0 |  | 1 | 1 | 1 | 0 | 0 | 0
load_220332651 |  | node_1386536_85_15295294_071 |  | AN | 0 | NonResidential | 10000+4259.982j | 0 | 0 | 0 | 0 | 0 | [24 empty] | 8100706 | no | no |  |  | no |  | 0 | 0 | 0 | 0 | 0 | 0 |  | 1 | 1 | 1 | 0 | 0 | 0
load_220332652 |  | node_1386429_21_15295434_17 |  | AN | 0 | NonResidential | 5000+2129.991j | 0 | 0 | 0 | 0 | 0 | [24 empty] | 8100706 | no | no |  |  | no |  | 0 | 0 | 0 | 0 | 0 | 0 |  | 1 | 1 | 1 | 0 | 0 | 0
load_220332653 |  | node_1386417_574_15295455_629 |  | BN | 0 | NonResidential | 0 | 5000+2129.991j | 0 | 0 | 0 | 0 | [24 empty] | 8100706 | no | no |  |  | no |  | 0 | 0 | 0 | 0 | 0 | 0 |  | 1 | 1 | 1 | 0 | 0 | 0
load_220332654 |  | node_1386402_178_15295472_275 |  | CN | 0 | NonResidential | 0 | 0 | 5000+2129.991j | 0 | 0 | 0 | [24 empty] | 8100706 | no | no |  |  | no |  | 0 | 0 | 0 | 0 | 0 | 0 |  | 1 | 1 | 1 | 0 | 0 | 0
load_220332655 |  | node_1386327_226_15295531_478 |  | AN | 0 | NonResidential | 8333.333+3549.985j | 0 | 0 | 0 | 0 | 0 | [24 empty] | 8100706 | no | no |  |  | no |  | 0 | 0 | 0 | 0 | 0 | 0 |  | 1 | 1 | 1 | 0 | 0 | 0
load_220332656 |  | node_1386354_097_15295493_169 |  | BN | 0 | Residential | 0 | 852+362.95j | 0 | 0 | 0 | 0 | [24 empty] | 8100706 | no | no |  |  | no |  | 0 | 0 | 0 | 0 | 0 | 0 |  | 1 | 1 | 1 | 0 | 0 | 0
load_220332657 |  | node_1386342_551_15295514_715 |  | CN | 0 | Residential | 0 | 0 | 852+362.95j | 0 | 0 | 0 | [24 empty] | 8100706 | no | no |  |  | no |  | 0 | 0 | 0 | 0 | 0 | 0 |  | 1 | 1 | 1 | 0 | 0 | 0
load_220332688 |  | node_1385669_983_15293663_976 |  | AN | 0 | Residential | 51364.8+21881.313j | 0 | 0 | 0 | 0 | 0 | [24 empty] | 8100706 | no | no |  |  | no |  | 0 | 0 | 0 | 0 | 0 | 0 |  | 1 | 1 | 1 | 0 | 0 | 0
load_220332796 |  | node_1385864_867_15291962_654 |  | AN | 0 | Residential | 67010.4+28546.311j | 0 | 0 | 0 | 0 | 0 | [24 empty] | 8100706 | no | no |  |  | no |  | 0 | 0 | 0 | 0 | 0 | 0 |  | 1 | 1 | 1 | 0 | 0 | 0
load_220431933 |  | node_1385922_738_15292390_994 |  | AN | 0 | NonResidential | 13000+5537.977j | 0 | 0 | 0 | 0 | 0 | [24 empty] | 8100706 | no | no |  |  | no |  | 0 | 0 | 0 | 0 | 0 | 0 |  | 1 | 1 | 1 | 0 | 0 | 0
load_220437455 |  | node_1385003_898_15292659_525 |  | AN | 0 | Residential | 46944+19998.06j | 0 | 0 | 0 | 0 | 0 | [24 empty] | 8100706 | no | no |  |  | no |  | 0 | 0 | 0 | 0 | 0 | 0 |  | 1 | 1 | 1 | 0 | 0 | 0
load_220473996 |  | node_1386739_114_15292057_622 |  | AN | 0 | Residential | 39650.4+16891j | 0 | 0 | 0 | 0 | 0 | [24 empty] | 8100706 | no | no |  |  | no |  | 0 | 0 | 0 | 0 | 0 | 0 |  | 1 | 1 | 1 | 0 | 0 | 0
load_220473997 |  | node_1386806_194_15290595_308 |  | AN | 0 | Residential | 107906.4+45967.934j | 0 | 0 | 0 | 0 | 0 | [24 empty] | 8100706 | no | no |  |  | no |  | 0 | 0 | 0 | 0 | 0 | 0 |  | 1 | 1 | 1 | 0 | 0 | 0
load_220499123 |  | node_1387139_97_15294839_21 |  | AN | 0 | NonResidential | 9064.8+3861.589j | 0 | 0 | 0 | 0 | 0 | [24 empty] | 8100706 | no | no |  |  | no |  | 0 | 0 | 0 | 0 | 0 | 0 |  | 1 | 1 | 1 | 0 | 0 | 0
load_220529080 |  | node_1385694_58_15293019_141 |  | ABCN | 0 | Residential | 18974.4+8083.061j | 18974.4+8083.061j | 18974.4+8083.061j | 0 | 0 | 0 | [24 empty] | 8100706 | no | no |  |  | no |  | 0 | 0 | 0 | 0 | 0 | 0 |  | 1 | 1 | 1 | 0 | 0 | 0
load_220530930 |  | node_1385447_745_15294882_512 |  | ABCN | 0 | NonResidential | 22000+9371.961j | 22000+9371.961j | 22000+9371.961j | 0 | 0 | 0 | [24 empty] | 8100706 | no | no |  |  | no |  | 0 | 0 | 0 | 0 | 0 | 0 |  | 1 | 1 | 1 | 0 | 0 | 0
load_220532716 |  | node_1386236_977_15294471_021 |  | AN | 0 | Residential | 63957.6+27245.824j | 0 | 0 | 0 | 0 | 0 | [24 empty] | 8100706 | no | no |  |  | no |  | 0 | 0 | 0 | 0 | 0 | 0 |  | 1 | 1 | 1 | 0 | 0 | 0
load_220544857 |  | node_1386243_235_15290740_803 |  | AN | 0 | Residential | 74505.6+31739.253j | 0 | 0 | 0 | 0 | 0 | [24 empty] | 8100706 | no | no |  |  | no |  | 0 | 0 | 0 | 0 | 0 | 0 |  | 1 | 1 | 1 | 0 | 0 | 0
load_220567731 |  | node_1387136_553_15294984_192 |  | CN | 0 | NonResidential | 0 | 0 | 12333.333+5253.978j | 0 | 0 | 0 | [24 empty] | 8100706 | no | no |  |  | no |  | 0 | 0 | 0 | 0 | 0 | 0 |  | 1 | 1 | 1 | 0 | 0 | 0
load_220572382 |  | node_1385655_321_15294756_472 |  | AN | 0 | NonResidential | 2822.4+1202.337j | 0 | 0 | 0 | 0 | 0 | [24 empty] | 8100706 | no | no |  |  | no |  | 0 | 0 | 0 | 0 | 0 | 0 |  | 1 | 1 | 1 | 0 | 0 | 0
load_220604762 |  | node_1386340_149_15295755_894 |  | AN | 0 | NonResidential | 16666.667+7099.97j | 0 | 0 | 0 | 0 | 0 | [24 empty] | 8100706 | no | no |  |  | no |  | 0 | 0 | 0 | 0 | 0 | 0 |  | 1 | 1 | 1 | 0 | 0 | 0
load_220604763 |  | node_1386376_802_15295737_101 |  | BN | 0 | NonResidential | 0 | 16666.667+7099.97j | 0 | 0 | 0 | 0 | [24 empty] | 8100706 | no | no |  |  | no |  | 0 | 0 | 0 | 0 | 0 | 0 |  | 1 | 1 | 1 | 0 | 0 | 0
load_220604764 |  | node_1386359_413_15295749_745 |  | CN | 0 | NonResidential | 0 | 0 | 16666.667+7099.97j | 0 | 0 | 0 | [24 empty] | 8100706 | no | no |  |  | no |  | 0 | 0 | 0 | 0 | 0 | 0 |  | 1 | 1 | 1 | 0 | 0 | 0
load_220614826 |  | node_1386844_255_15295134_936 |  | BN | 0 | Residential | 0 | 8551.2+3642.796j | 0 | 0 | 0 | 0 | [24 empty] | 8100706 | no | no |  |  | no |  | 0 | 0 | 0 | 0 | 0 | 0 |  | 1 | 1 | 1 | 0 | 0 | 0
load_220615075 |  | node_1386856_237_15295113_824 |  | CN | 0 | NonResidential | 0 | 0 | 25333.333+10791.955j | 0 | 0 | 0 | [24 empty] | 8100706 | no | no |  |  | no |  | 0 | 0 | 0 | 0 | 0 | 0 |  | 1 | 1 | 1 | 0 | 0 | 0
load_220623551 |  | node_1386375_978_15296073_694 |  | ABCN | 0 | NonResidential | 101333.333+43167.819j | 101333.333+43167.819j | 101333.333+43167.819j | 0 | 0 | 0 | [24 empty] | 8100706 | no | no |  |  | no |  | 0 | 0 | 0 | 0 | 0 | 0 |  | 1 | 1 | 1 | 0 | 0 | 0
load_220634763 |  | node_1386795_112_15295232_767 |  | AN | 0 | NonResidential | 21666.667+9229.961j | 0 | 0 | 0 | 0 | 0 | [24 empty] | 8100706 | no | no |  |  | no |  | 0 | 0 | 0 | 0 | 0 | 0 |  | 1 | 1 | 1 | 0 | 0 | 0
load_220634764 |  | node_1386780_053_15295249_959 |  | BN | 0 | NonResidential | 0 | 21666.667+9229.961j | 0 | 0 | 0 | 0 | [24 empty] | 8100706 | no | no |  |  | no |  | 0 | 0 | 0 | 0 | 0 | 0 |  | 1 | 1 | 1 | 0 | 0 | 0
load_220634765 |  | node_1386806_318_15295210_898 |  | CN | 0 | NonResidential | 0 | 0 | 21666.667+9229.961j | 0 | 0 | 0 | [24 empty] | 8100706 | no | no |  |  | no |  | 0 | 0 | 0 | 0 | 0 | 0 |  | 1 | 1 | 1 | 0 | 0 | 0
load_220648517 |  | node_1385042_646_15292177_135 |  | AN | 0 | Residential | 80150.4+34143.927j | 0 | 0 | 0 | 0 | 0 | [24 empty] | 8100706 | no | no |  |  | no |  | 0 | 0 | 0 | 0 | 0 | 0 |  | 1 | 1 | 1 | 0 | 0 | 0
load_220649126 |  | node_1385932_264_15295231_094 |  | AN | 0 | Residential | 144878.4+61717.94j | 0 | 0 | 0 | 0 | 0 | [24 empty] | 8100706 | no | no |  |  | no |  | 0 | 0 | 0 | 0 | 0 | 0 |  | 1 | 1 | 1 | 0 | 0 | 0
load_220653484 |  | node_1384693_383_15293539_68 |  | AN | 0 | NonResidential | 3016.8+1285.151j | 0 | 0 | 0 | 0 | 0 | [24 empty] | 8100706 | no | no |  |  | no |  | 0 | 0 | 0 | 0 | 0 | 0 |  | 1 | 1 | 1 | 0 | 0 | 0
load_310005486 |  | node_1385348_401_15292249_58 |  | AN | 0 | Residential | 39614.4+16875.664j | 0 | 0 | 0 | 0 | 0 | [24 empty] | 8100706 | no | no |  |  | no |  | 0 | 0 | 0 | 0 | 0 | 0 |  | 1 | 1 | 1 | 0 | 0 | 0
load_310049142 |  | node_1387628_943_15294814_647 |  | BN | 0 | NonResidential | 0 | 573.6+244.353j | 0 | 0 | 0 | 0 | [24 empty] | 8100706 | no | no |  |  | no |  | 0 | 0 | 0 | 0 | 0 | 0 |  | 1 | 1 | 1 | 0 | 0 | 0
load_310061103 |  | node_1385379_563_15292474_563 |  | AN | 0 | Residential | 22845.6+9732.185j | 0 | 0 | 0 | 0 | 0 | [24 empty] | 8100706 | no | no |  |  | no |  | 0 | 0 | 0 | 0 | 0 | 0 |  | 1 | 1 | 1 | 0 | 0 | 0
load_311903534 |  | node_1387646_735_15294807_279 |  | CN | 0 | Residential | 0 | 0 | 23188.8+9878.387j | 0 | 0 | 0 | [24 empty] | 8100706 | no | no |  |  | no |  | 0 | 0 | 0 | 0 | 0 | 0 |  | 1 | 1 | 1 | 0 | 0 | 0
load_312024047 |  | node_1386252_581_15293295_216 |  | AN | 0 | NonResidential | 2275.2+969.231j | 0 | 0 | 0 | 0 | 0 | [24 empty] | 8100706 | no | no |  |  | no |  | 0 | 0 | 0 | 0 | 0 | 0 |  | 1 | 1 | 1 | 0 | 0 | 0
load_312086599 |  | node_1385501_021_15294202_147 |  | AN | 0 | NonResidential | 0 | 0 | 0 | 0 | 0 | 0 | [24 empty] | 8100706 | no | no |  |  | no |  | 0 | 0 | 0 | 0 | 0 | 0 |  | 1 | 1 | 1 | 0 | 0 | 0

## node
data_type | static
owner_type | feeder
owner | 8100706
object | node
name | groupid | parent | bustype | phases | nominal_voltage | dcircuit | selected | monitored | monitored_fields | class_monitored_fields | played | played_fields | subsystem | x | y | comments | dist_to_slack
node_1384344_6_15294162_999 |  |  | PQ | AN | 2771.281 | 8100706 | no | no |  |  | no |  |  | 1384344.6 | 15294162.999 |  | -1
node_1384431_656_15292757_014 |  |  | PQ | AN | 2771.281 | 8100706 | no | no |  |  | no |  |  | 1384431.656 | 15292757.014 |  | -1
node_1384445_699_15293498_557 |  |  | PQ | AN | 2771.281 | 8100706 | no | no |  |  | no |  |  | 1384445.699 | 15293498.557 |  | -1
node_1384452_082_15292469_49 |  |  | PQ | AN | 2771.281 | 8100706 | no | no |  |  | no |  |  | 1384452.082 | 15292469.49 |  | -1
node_1384590_832_15292985_204 |  |  | PQ | ABCN | 2771.281 | 8100706 | no | no |  |  | no |  |  | 1384590.832 | 15292985.204 |  | -1
node_1384693_383_15293539_68 |  |  | PQ | AN | 2771.281 | 8100706 | no | no |  |  | no |  |  | 1384693.383 | 15293539.68 |  | -1
node_1384708_422_15293303_004 |  |  | PQ | AN | 2771.281 | 8100706 | no | no |  |  | no |  |  | 1384708.422 | 15293303.004 |  | -1
node_1384896_36_15294265_778 |  |  | PQ | AN | 2771.281 | 8100706 | no | no |  |  | no |  |  | 1384896.36 | 15294265.778 |  | -1
node_1384968_586_15293787_169 |  |  | PQ | AN | 2771.281 | 8100706 | no | no |  |  | no |  |  | 1384968.586 | 15293787.169 |  | -1
node_1385003_898_15292659_525 |  |  | PQ | AN | 2771.281 | 8100706 | no | no |  |  | no |  |  | 1385003.898 | 15292659.525 |  | -1
node_1385021_603_15293298_008 |  |  | PQ | AN | 2771.281 | 8100706 | no | no |  |  | no |  |  | 1385021.603 | 15293298.008 |  | -1
node_1385042_646_15292177_135 |  |  | PQ | AN | 2771.281 | 8100706 | no | no |  |  | no |  |  | 1385042.646 | 15292177.135 |  | -1
node_1385110_228_15291212_798 |  |  | PQ | AN | 2771.281 | 8100706 | no | no |  |  | no |  |  | 1385110.228 | 15291212.798 |  | -1
node_1385125_322_15293007_787 |  |  | PQ | ABCD | 2771.281 | 8100706 | no | no |  |  | no |  |  | 1385125.322 | 15293007.787 |  | -1
node_1385208_848_15294197_082 |  |  | PQ | ABCN | 2771.281 | 8100706 | no | no |  |  | no |  |  | 1385208.848 | 15294197.082 |  | -1
node_1385222_186_15293967_029 |  |  | PQ | ABCN | 2771.281 | 8100706 | no | no |  |  | no |  |  | 1385222.186 | 15293967.029 |  | -1
node_1385256_578_15293480_058 |  |  | PQ | ABCN | 2771.281 | 8100706 | no | no |  |  | no |  |  | 1385256.578 | 15293480.058 |  | -1
node_1385310_602_15293024_992 |  |  | PQ | ABCN | 2771.281 | 8100706 | no | no |  |  | no |  |  | 1385310.602 | 15293024.992 |  | -1
node_1385348_401_15292249_58 |  |  | PQ | AN | 2771.281 | 8100706 | no | no |  |  | no |  |  | 1385348.401 | 15292249.58 |  | -1
node_1385377_24_15291807_213 |  |  | PQ | AN | 2771.281 | 8100706 | no | no |  |  | no |  |  | 1385377.24 | 15291807.213 |  | -1
node_1385379_563_15292474_563 |  |  | PQ | AN | 2771.281 | 8100706 | no | no |  |  | no |  |  | 1385379.563 | 15292474.563 |  | -1
node_1385415_018_15291373_942 |  |  | PQ | AN | 2771.281 | 8100706 | no | no |  |  | no |  |  | 1385415.018 | 15291373.942 |  | -1
node_1385447_745_15294882_512 |  |  | PQ | ABCN | 2771.281 | 8100706 | no | no |  |  | no |  |  | 1385447.745 | 15294882.512 |  | -1
node_1385452_502_15291440_485 |  |  | PQ | AD | 2771.281 | 8100706 | no | no |  |  | no |  |  | 1385452.502 | 15291440.485 |  | -1
node_1385476_488_15290911_271 |  |  | PQ | AN | 2771.281 | 8100706 | no | no |  |  | no |  |  | 1385476.488 | 15290911.271 |  | -1
node_1385501_021_15294202_147 |  |  | PQ | AN | 2771.281 | 8100706 | no | no |  |  | no |  |  | 1385501.021 | 15294202.147 |  | -1
node_1385584_253_15294278_797 |  |  | PQ | AN | 2771.281 | 8100706 | no | no |  |  | no |  |  | 1385584.253 | 15294278.797 |  | -1
node_1385655_321_15294756_472 |  |  | PQ | ABCN | 2771.281 | 8100706 | no | no |  |  | no |  |  | 1385655.321 | 15294756.472 |  | -1
node_1385669_983_15293663_976 |  |  | PQ | AN | 2771.281 | 8100706 | no | no |  |  | no |  |  | 1385669.983 | 15293663.976 |  | -1
node_1385694_58_15293019_141 |  |  | PQ | ABCN | 2771.281 | 8100706 | no | no |  |  | no |  |  | 1385694.58 | 15293019.141 |  | -1
node_1385707_872_15294439_557 |  |  | PQ | AN | 2771.281 | 8100706 | no | no |  |  | no |  |  | 1385707.872 | 15294439.557 |  | -1
node_1385740_563_15291312_583 |  |  | PQ | AN | 2771.281 | 8100706 | no | no |  |  | no |  |  | 1385740.563 | 15291312.583 |  | -1
node_1385741_689_15293190_86 |  |  | PQ | ABCN | 2771.281 | 8100706 | no | no |  |  | no |  |  | 1385741.689 | 15293190.86 |  | -1
node_1385755_46_15293210_142 |  |  | PQ | ABCN | 2771.281 | 8100706 | no | no |  |  | no |  |  | 1385755.46 | 15293210.142 |  | -1
node_1385765_068_15293233_52 |  |  | PQ | ABCN | 2771.281 | 8100706 | no | no |  |  | no |  |  | 1385765.068 | 15293233.52 |  | -1
node_1385864_867_15291962_654 |  |  | PQ | AN | 2771.281 | 8100706 | no | no |  |  | no |  |  | 1385864.867 | 15291962.654 |  | -1
node_1385922_738_15292390_994 |  |  | PQ | AN | 2771.281 | 8100706 | no | no |  |  | no |  |  | 1385922.738 | 15292390.994 |  | -1
node_1385932_264_15295231_094 |  |  | PQ | ABCN | 2771.281 | 8100706 | no | no |  |  | no |  |  | 1385932.264 | 15295231.094 |  | -1
node_1385933_44_15294264_124 |  |  | PQ | AN | 2771.281 | 8100706 | no | no |  |  | no |  |  | 1385933.44 | 15294264.124 |  | -1
node_1385995_567_15293938_175 |  |  | PQ | AN | 2771.281 | 8100706 | no | no |  |  | no |  |  | 1385995.567 | 15293938.175 |  | -1
node_1386003_942_15294624_881 |  |  | PQ | AN | 2771.281 | 8100706 | no | no |  |  | no |  |  | 1386003.942 | 15294624.881 |  | -1
node_1386009_274_15293457_237 |  |  | PQ | AN | 2771.281 | 8100706 | no | no |  |  | no |  |  | 1386009.274 | 15293457.237 |  | -1
node_1386012_51_15292891_494 |  |  | PQ | ABCN | 2771.281 | 8100706 | no | no |  |  | no |  |  | 1386012.51 | 15292891.494 |  | -1
node_1386052_027_15292374_995 |  |  | PQ | ABCN | 2771.281 | 8100706 | no | no |  |  | no |  |  | 1386052.027 | 15292374.995 |  | -1
node_1386057_603_15292782_254 |  |  | PQ | ABCD | 2771.281 | 8100706 | no | no |  |  | no |  |  | 1386057.603 | 15292782.254 |  | -1
node_1386082_248_15291967_195 |  |  | PQ | ABCN | 2771.281 | 8100706 | no | no |  |  | no |  |  | 1386082.248 | 15291967.195 |  | -1
node_1386123_854_15291442_258 |  |  | PQ | ABCN | 2771.281 | 8100706 | no | no |  |  | no |  |  | 1386123.854 | 15291442.258 |  | -1
node_1386130_784_15295679_652 |  |  | PQ | ABCN | 2771.281 | 8100706 | no | no |  |  | no |  |  | 1386130.784 | 15295679.652 |  | -1
node_1386135_553_15295705_54 |  |  | PQ | ABCN | 2771.281 | 8100706 | no | no |  |  | no |  |  | 1386135.553 | 15295705.54 |  | -1
node_1386139_05_15291235_792 |  |  | PQ | ABCN | 2771.281 | 8100706 | no | no |  |  | no |  |  | 1386139.05 | 15291235.792 |  | -1
node_1386145_142_15295728_932 |  |  | PQ | ABCN | 2771.281 | 8100706 | no | no |  |  | no |  |  | 1386145.142 | 15295728.932 |  | -1
node_1386149_499_15294848_887 |  |  | PQ | AN | 2771.281 | 8100706 | no | no |  |  | no |  |  | 1386149.499 | 15294848.887 |  | -1
node_1386154_083_15295331_161 |  |  | PQ | ABCN | 2771.281 | 8100706 | no | no |  |  | no |  |  | 1386154.083 | 15295331.161 |  | -1
node_1386166_207_15295352_338 |  |  | PQ | ABCN | 2771.281 | 8100706 | no | no |  |  | no |  |  | 1386166.207 | 15295352.338 |  | -1
node_1386173_856_15295376_972 |  |  | PQ | ABCN | 2771.281 | 8100706 | no | no |  |  | no |  |  | 1386173.856 | 15295376.972 |  | -1
node_1386177_119_15290487_684 |  |  | PQ | AD | 2771.281 | 8100706 | no | no |  |  | no |  |  | 1386177.119 | 15290487.684 |  | -1
node_1386233_975_15293455_261 |  |  | PQ | AN | 2771.281 | 8100706 | no | no |  |  | no |  |  | 1386233.975 | 15293455.261 |  | -1
node_1386236_977_15294471_021 |  |  | PQ | AN | 2771.281 | 8100706 | no | no |  |  | no |  |  | 1386236.977 | 15294471.021 |  | -1
node_1386243_235_15290740_803 |  |  | PQ | AN | 2771.281 | 8100706 | no | no |  |  | no |  |  | 1386243.235 | 15290740.803 |  | -1
node_1386252_581_15293295_216 |  |  | PQ | AN | 2771.281 | 8100706 | no | no |  |  | no |  |  | 1386252.581 | 15293295.216 |  | -1
node_1386327_226_15295531_478 |  |  | PQ | ABCN | 2771.281 | 8100706 | no | no |  |  | no |  |  | 1386327.226 | 15295531.478 |  | -1
node_1386327_854_15293961_422 |  |  | PQ | AN | 2771.281 | 8100706 | no | no |  |  | no |  |  | 1386327.854 | 15293961.422 |  | -1
node_1386340_149_15295755_894 |  |  | PQ | ABCN | 2771.281 | 8100706 | no | no |  |  | no |  |  | 1386340.149 | 15295755.894 |  | -1
node_1386342_551_15295514_715 |  |  | PQ | ABCN | 2771.281 | 8100706 | no | no |  |  | no |  |  | 1386342.551 | 15295514.715 |  | -1
node_1386354_097_15295493_169 |  |  | PQ | ABCN | 2771.281 | 8100706 | no | no |  |  | no |  |  | 1386354.097 | 15295493.169 |  | -1
node_1386359_413_15295749_745 |  |  | PQ | ABCN | 2771.281 | 8100706 | no | no |  |  | no |  |  | 1386359.413 | 15295749.745 |  | -1
node_1386375_978_15296073_694 |  |  | PQ | ABCN | 2771.281 | 8100706 | no | no |  |  | no |  |  | 1386375.978 | 15296073.694 |  | -1
node_1386376_802_15295737_101 |  |  | PQ | ABCN | 2771.281 | 8100706 | no | no |  |  | no |  |  | 1386376.802 | 15295737.101 |  | -1
node_1386397_748_15293067_784 |  |  | PQ | ABCN | 2771.281 | 8100706 | no | no |  |  | no |  |  | 1386397.748 | 15293067.784 |  | -1
node_1386402_178_15295472_275 |  |  | PQ | ABCN | 2771.281 | 8100706 | no | no |  |  | no |  |  | 1386402.178 | 15295472.275 |  | -1
node_1386417_574_15295455_629 |  |  | PQ | ABCN | 2771.281 | 8100706 | no | no |  |  | no |  |  | 1386417.574 | 15295455.629 |  | -1
node_1386429_21_15295434_17 |  |  | PQ | ABCN | 2771.281 | 8100706 | no | no |  |  | no |  |  | 1386429.21 | 15295434.17 |  | -1
node_1386464_691_15291683_842 |  |  | PQ | AN | 2771.281 | 8100706 | no | no |  |  | no |  |  | 1386464.691 | 15291683.842 |  | -1
node_1386472_443_15292429_486 |  |  | PQ | AN | 2771.281 | 8100706 | no | no |  |  | no |  |  | 1386472.443 | 15292429.486 |  | -1
node_1386476_744_15295175_743 |  |  | PQ | ABCN | 2771.281 | 8100706 | no | no |  |  | no |  |  | 1386476.744 | 15295175.743 |  | -1
node_1386485_126_15295199_947 |  |  | PQ | ABCN | 2771.281 | 8100706 | no | no |  |  | no |  |  | 1386485.126 | 15295199.947 |  | -1
node_1386488_573_15295226_2 |  |  | PQ | ABCN | 2771.281 | 8100706 | no | no |  |  | no |  |  | 1386488.573 | 15295226.2 |  | -1
node_1386489_094_15293578_839 |  |  | PQ | AN | 2771.281 | 8100706 | no | no |  |  | no |  |  | 1386489.094 | 15293578.839 |  | -1
node_1386498_63_15291978_635 |  |  | PQ | AN | 2771.281 | 8100706 | no | no |  |  | no |  |  | 1386498.63 | 15291978.635 |  | -1
node_1386536_85_15295294_071 |  |  | PQ | ABCN | 2771.281 | 8100706 | no | no |  |  | no |  |  | 1386536.85 | 15295294.071 |  | -1
node_1386537_028_15290746_242 |  |  | PQ | ABCN | 2771.281 | 8100706 | no | no |  |  | no |  |  | 1386537.028 | 15290746.242 |  | -1
node_1386542_516_15294820_717 |  |  | PQ | AN | 2771.281 | 8100706 | no | no |  |  | no |  |  | 1386542.516 | 15294820.717 |  | -1
node_1386545_182_15291073_546 |  |  | PQ | ABCD | 2771.281 | 8100706 | no | no |  |  | no |  |  | 1386545.182 | 15291073.546 |  | -1
node_1386572_598_15294321_841 |  |  | PQ | AN | 2771.281 | 8100706 | no | no |  |  | no |  |  | 1386572.598 | 15294321.841 |  | -1
node_1386595_263_15293781_917 |  |  | PQ | AN | 2771.281 | 8100706 | no | no |  |  | no |  |  | 1386595.263 | 15293781.917 |  | -1
node_1386649_476_15291261_13 |  |  | PQ | AN | 2771.281 | 8100706 | no | no |  |  | no |  |  | 1386649.476 | 15291261.13 |  | -1
node_1386716_818_15293109_058 |  |  | PQ | AN | 2771.281 | 8100706 | no | no |  |  | no |  |  | 1386716.818 | 15293109.058 |  | -1
node_1386739_114_15292057_622 |  |  | PQ | AN | 2771.281 | 8100706 | no | no |  |  | no |  |  | 1386739.114 | 15292057.622 |  | -1
node_1386747_201_15292738_847 |  |  | PQ | AN | 2771.281 | 8100706 | no | no |  |  | no |  |  | 1386747.201 | 15292738.847 |  | -1
node_1386768_662_15294489_472 |  |  | PQ | AN | 2771.281 | 8100706 | no | no |  |  | no |  |  | 1386768.662 | 15294489.472 |  | -1
node_1386780_053_15295249_959 |  |  | PQ | ABCN | 2771.281 | 8100706 | no | no |  |  | no |  |  | 1386780.053 | 15295249.959 |  | -1
node_1386795_112_15295232_767 |  |  | PQ | ABCN | 2771.281 | 8100706 | no | no |  |  | no |  |  | 1386795.112 | 15295232.767 |  | -1
node_1386806_194_15290595_308 |  |  | PQ | AN | 2771.281 | 8100706 | no | no |  |  | no |  |  | 1386806.194 | 15290595.308 |  | -1
node_1386806_318_15295210_898 |  |  | PQ | ABCN | 2771.281 | 8100706 | no | no |  |  | no |  |  | 1386806.318 | 15295210.898 |  | -1
node_1386808_953_15294001_219 |  |  | PQ | AN | 2771.281 | 8100706 | no | no |  |  | no |  |  | 1386808.953 | 15294001.219 |  | -1
node_1386817_622_15294644_254 |  |  | PQ | AN | 2771.281 | 8100706 | no | no |  |  | no |  |  | 1386817.622 | 15294644.254 |  | -1
node_1386826_24_15291614_817 |  |  | PQ | AN | 2771.281 | 8100706 | no | no |  |  | no |  |  | 1386826.24 | 15291614.817 |  | -1
node_1386828_592_15295151_129 |  |  | PQ | ABCN | 2771.281 | 8100706 | no | no |  |  | no |  |  | 1386828.592 | 15295151.129 |  | -1
node_1386844_255_15295134_936 |  |  | PQ | ABCN | 2771.281 | 8100706 | no | no |  |  | no |  |  | 1386844.255 | 15295134.936 |  | -1
node_1386856_237_15295113_824 |  |  | PQ | ABCN | 2771.281 | 8100706 | no | no |  |  | no |  |  | 1386856.237 | 15295113.824 |  | -1
node_1386880_363_15293463_634 |  |  | PQ | AN | 2771.281 | 8100706 | no | no |  |  | no |  |  | 1386880.363 | 15293463.634 |  | -1
node_1386978_272_15293724_149 |  |  | PQ | AN | 2771.281 | 8100706 | no | no |  |  | no |  |  | 1386978.272 | 15293724.149 |  | -1
node_1387086_81_15290610_777 |  |  | PQ | AN | 2771.281 | 8100706 | no | no |  |  | no |  |  | 1387086.81 | 15290610.777 |  | -1
node_1387121_245_15295000_984 |  |  | PQ | ABCN | 2771.281 | 8100706 | no | no |  |  | no |  |  | 1387121.245 | 15295000.984 |  | -1
node_1387135_507_15294702_671 |  |  | PQ | ABCN | 2771.281 | 8100706 | no | no |  |  | no |  |  | 1387135.507 | 15294702.671 |  | -1
node_1387136_553_15294984_192 |  |  | PQ | ABCN | 2771.281 | 8100706 | no | no |  |  | no |  |  | 1387136.553 | 15294984.192 |  | -1
node_1387139_97_15294839_21 |  |  | PQ | ABCN | 2771.281 | 8100706 | no | no |  |  | no |  |  | 1387139.97 | 15294839.21 |  | -1
node_1387147_723_15294681_803 |  |  | PQ | ABCN | 2771.281 | 8100706 | no | no |  |  | no |  |  | 1387147.723 | 15294681.803 |  | -1
node_1387148_076_15294962_623 |  |  | PQ | ABCN | 2771.281 | 8100706 | no | no |  |  | no |  |  | 1387148.076 | 15294962.623 |  | -1
node_1387163_566_15294665_927 |  |  | PQ | ABCN | 2771.281 | 8100706 | no | no |  |  | no |  |  | 1387163.566 | 15294665.927 |  | -1
node_1387309_866_15290346_418 |  |  | PQ | AN | 2771.281 | 8100706 | no | no |  |  | no |  |  | 1387309.866 | 15290346.418 |  | -1
node_1387390_272_15294501_788 |  |  | PQ | ABCN | 2771.281 | 8100706 | no | no |  |  | no |  |  | 1387390.272 | 15294501.788 |  | -1
node_1387392_851_15290622_638 |  |  | PQ | AN | 2771.281 | 8100706 | no | no |  |  | no |  |  | 1387392.851 | 15290622.638 |  | -1
node_1387406_252_15294486_16 |  |  | PQ | ABCN | 2771.281 | 8100706 | no | no |  |  | no |  |  | 1387406.252 | 15294486.16 |  | -1
node_1387473_317_15294895_371 |  |  | PQ | ABCN | 2771.281 | 8100706 | no | no |  |  | no |  |  | 1387473.317 | 15294895.371 |  | -1
node_1387612_491_15294829_369 |  |  | PQ | ABCN | 2771.281 | 8100706 | no | no |  |  | no |  |  | 1387612.491 | 15294829.369 |  | -1
node_1387628_943_15294814_647 |  |  | PQ | ABCN | 2771.281 | 8100706 | no | no |  |  | no |  |  | 1387628.943 | 15294814.647 |  | -1
node_1387646_735_15294807_279 |  |  | PQ | ABCN | 2771.281 | 8100706 | no | no |  |  | no |  |  | 1387646.735 | 15294807.279 |  | -1
node_1387823_559_15294827_73 |  |  | PQ | ABCD | 2771.281 | 8100706 | no | no |  |  | no |  |  | 1387823.559 | 15294827.73 |  | -1
node_1387866_2_15294655_099 |  |  | PQ | ABCN | 2771.281 | 8100706 | no | no |  |  | no |  |  | 1387866.2 | 15294655.099 |  | -1
node_1387891_962_15294649_617 |  |  | PQ | ABCN | 2771.281 | 8100706 | no | no |  |  | no |  |  | 1387891.962 | 15294649.617 |  | -1
node_1387945_086_15294634_499 |  |  | PQ | ABCN | 2771.281 | 8100706 | no | no |  |  | no |  |  | 1387945.086 | 15294634.499 |  | -1
node_1387946_346_15294859_636 |  |  | PQ | ABCN | 2771.281 | 8100706 | no | no |  |  | no |  |  | 1387946.346 | 15294859.636 |  | -1
node_1387946_745_15294848_882 |  |  | PQ | ABCN | 2771.281 | 8100706 | no | no |  |  | no |  |  | 1387946.745 | 15294848.882 |  | -1
node_1387948_551_15294854_67 |  |  | PQ | ABCN | 2771.281 | 8100706 | no | no |  |  | no |  |  | 1387948.551 | 15294854.67 |  | -1
node_1387962_949_15294623_091 |  |  | PQ | ABCN | 2771.281 | 8100706 | no | no |  |  | no |  |  | 1387962.949 | 15294623.091 |  | -1
node_1387982_432_15294618_3 |  |  | PQ | ABCN | 2771.281 | 8100706 | no | no |  |  | no |  |  | 1387982.432 | 15294618.3 |  | -1
node_8100706_200812027 |  |  | PQ | ABCN | 2771.281 | 8100706 | no | no |  |  | no |  |  | 1386208.418 | 15295669.58 |  | -1
node_8100706_200812053 |  |  | PQ | ABCD | 2771.281 | 8100706 | no | no |  |  | no |  |  | 1386145.51 | 15295914.415 |  | -1
node_8100706_200813475 |  |  | PQ | AD | 2771.281 | 8100706 | no | no |  |  | no |  |  | 1386648.817 | 15292025.346 |  | -1
node_8100706_200813477 |  |  | PQ | AD | 2771.281 | 8100706 | no | no |  |  | no |  |  | 1386560.278 | 15292007.459 |  | -1
node_8100706_200813478 |  |  | PQ | AN | 2771.281 | 8100706 | no | no |  |  | no |  |  | 1386474.79 | 15291998.111 |  | -1
node_8100706_200813479 |  |  | PQ | AD | 2771.281 | 8100706 | no | no |  |  | no |  |  | 1386365.602 | 15291994.755 |  | -1
node_8100706_200813480 |  |  | PQ | AD | 2771.281 | 8100706 | no | no |  |  | no |  |  | 1386247.081 | 15291985.149 |  | -1
node_8100706_200813481 |  |  | PQ | AD | 2771.281 | 8100706 | no | no |  |  | no |  |  | 1386171.687 | 15291982.451 |  | -1
node_8100706_200813533 |  |  | PQ | AD | 2771.281 | 8100706 | no | no |  |  | no |  |  | 1386815.729 | 15291222.781 |  | -1
node_8100706_200813535 |  |  | PQ | AD | 2771.281 | 8100706 | no | no |  |  | no |  |  | 1386717.115 | 15291230.187 |  | -1
node_8100706_200813536 |  |  | PQ | AN | 2771.281 | 8100706 | no | no |  |  | no |  |  | 1386653.438 | 15291220.723 |  | -1
node_8100706_200813537 |  |  | PQ | ABCD | 2771.281 | 8100706 | no | no |  |  | no |  |  | 1386545.105 | 15291212.365 |  | -1
node_8100706_200813539 |  |  | PQ | ABCD | 2771.281 | 8100706 | no | no |  |  | no |  |  | 1386456.479 | 15291206.274 |  | -1
node_8100706_200813540 |  |  | PQ | ABCD | 2771.281 | 8100706 | no | no |  |  | no |  |  | 1386385.535 | 15291204.395 |  | -1
node_8100706_200813541 |  |  | PQ | ABCD | 2771.281 | 8100706 | no | no |  |  | no |  |  | 1386290.244 | 15291194.862 |  | -1
node_8100706_200813543 |  |  | PQ | ABCD | 2771.281 | 8100706 | no | no |  |  | no |  |  | 1386221.477 | 15291207.09 |  | -1
node_8100706_200813550 |  |  | PQ | AN | 2771.281 | 8100706 | no | no |  |  | no |  |  | 1385716.292 | 15291318.683 |  | -1
node_8100706_200813552 |  |  | PQ | AD | 2771.281 | 8100706 | no | no |  |  | no |  |  | 1385584.114 | 15291379.567 |  | -1
node_8100706_200813555 |  |  | PQ | AD | 2771.281 | 8100706 | no | no |  |  | no |  |  | 1385343.935 | 15291485.253 |  | -1
node_8100706_200813833 |  |  | PQ | AN | 2771.281 | 8100706 | no | no |  |  | no |  |  | 1387307.767 | 15290382.842 |  | -1
node_8100706_200813834 |  |  | PQ | AD | 2771.281 | 8100706 | no | no |  |  | no |  |  | 1387215.194 | 15290373.23 |  | -1
node_8100706_200813836 |  |  | PQ | AD | 2771.281 | 8100706 | no | no |  |  | no |  |  | 1387115.927 | 15290371.104 |  | -1
node_8100706_200813837 |  |  | PQ | AD | 2771.281 | 8100706 | no | no |  |  | no |  |  | 1387003.49 | 15290365.692 |  | -1
node_8100706_200813853 |  |  | PQ | AN | 2771.281 | 8100706 | no | no |  |  | no |  |  | 1387391.107 | 15290662.709 |  | -1
node_8100706_200813854 |  |  | PQ | AD | 2771.281 | 8100706 | no | no |  |  | no |  |  | 1387287.575 | 15290656.515 |  | -1
node_8100706_200813855 |  |  | PQ | AD | 2771.281 | 8100706 | no | no |  |  | no |  |  | 1387186.598 | 15290652.333 |  | -1
node_8100706_200813857 |  |  | PQ | AN | 2771.281 | 8100706 | no | no |  |  | no |  |  | 1387085.453 | 15290644.723 |  | -1
node_8100706_200813858 |  |  | PQ | AD | 2771.281 | 8100706 | no | no |  |  | no |  |  | 1387024.152 | 15290640.573 |  | -1
node_8100706_200813859 |  |  | PQ | AD | 2771.281 | 8100706 | no | no |  |  | no |  |  | 1386921.923 | 15290632.988 |  | -1
node_8100706_200813861 |  |  | PQ | AD | 2771.281 | 8100706 | no | no |  |  | no |  |  | 1386691.29 | 15290621.114 |  | -1
node_8100706_200813862 |  |  | PQ | ABCD | 2771.281 | 8100706 | no | no |  |  | no |  |  | 1386576.484 | 15290609.409 |  | -1
node_8100706_200813951 |  |  | PQ | AD | 2771.281 | 8100706 | no | no |  |  | no |  |  | 1386853.122 | 15294148.706 |  | -1
node_8100706_200813959 |  |  | PQ | AN | 2771.281 | 8100706 | no | no |  |  | no |  |  | 1386973.45 | 15293704.798 |  | -1
node_8100706_200813960 |  |  | PQ | AD | 2771.281 | 8100706 | no | no |  |  | no |  |  | 1386918.223 | 15293617.595 |  | -1
node_8100706_200813961 |  |  | PQ | AD | 2771.281 | 8100706 | no | no |  |  | no |  |  | 1386845.419 | 15293526.866 |  | -1
node_8100706_200813962 |  |  | PQ | AN | 2771.281 | 8100706 | no | no |  |  | no |  |  | 1386859.976 | 15293452.474 |  | -1
node_8100706_200813966 |  |  | PQ | AD | 2771.281 | 8100706 | no | no |  |  | no |  |  | 1386796.872 | 15293451.136 |  | -1
node_8100706_200813967 |  |  | PQ | AD | 2771.281 | 8100706 | no | no |  |  | no |  |  | 1386727.995 | 15293367.243 |  | -1
node_8100706_200813968 |  |  | PQ | AD | 2771.281 | 8100706 | no | no |  |  | no |  |  | 1386668.594 | 15293288.577 |  | -1
node_8100706_200813969 |  |  | PQ | AD | 2771.281 | 8100706 | no | no |  |  | no |  |  | 1386676.423 | 15293165.308 |  | -1
node_8100706_200813970 |  |  | PQ | AN | 2771.281 | 8100706 | no | no |  |  | no |  |  | 1386684.972 | 15293104.563 |  | -1
node_8100706_200813971 |  |  | PQ | AD | 2771.281 | 8100706 | no | no |  |  | no |  |  | 1386697.647 | 15293028.653 |  | -1
node_8100706_200813972 |  |  | PQ | AD | 2771.281 | 8100706 | no | no |  |  | no |  |  | 1386698.401 | 15292935.12 |  | -1
node_8100706_200813974 |  |  | PQ | AD | 2771.281 | 8100706 | no | no |  |  | no |  |  | 1386701.391 | 15292827.306 |  | -1
node_8100706_200813976 |  |  | PQ | AN | 2771.281 | 8100706 | no | no |  |  | no |  |  | 1386707.149 | 15292734.356 |  | -1
node_8100706_200813997 |  |  | PQ | AN | 2771.281 | 8100706 | no | no |  |  | no |  |  | 1386786.725 | 15291612.933 |  | -1
node_8100706_200813998 |  |  | PQ | AD | 2771.281 | 8100706 | no | no |  |  | no |  |  | 1386793.348 | 15291572.59 |  | -1
node_8100706_200813999 |  |  | PQ | AD | 2771.281 | 8100706 | no | no |  |  | no |  |  | 1386797.856 | 15291486.315 |  | -1
node_8100706_200814001 |  |  | PQ | AD | 2771.281 | 8100706 | no | no |  |  | no |  |  | 1386816.211 | 15291357.994 |  | -1
node_8100706_200814010 |  |  | PQ | AD | 2771.281 | 8100706 | no | no |  |  | no |  |  | 1386913.955 | 15290570.814 |  | -1
node_8100706_200814011 |  |  | PQ | AD | 2771.281 | 8100706 | no | no |  |  | no |  |  | 1386920.291 | 15290445.586 |  | -1
node_8100706_200814012 |  |  | PQ | AD | 2771.281 | 8100706 | no | no |  |  | no |  |  | 1386928.102 | 15290368.91 |  | -1
node_8100706_200814023 |  |  | PQ | ABCN | 2771.281 | 8100706 | no | no |  |  | no |  |  | 1387882.878 | 15294743.645 |  | -1
node_8100706_200814024 |  |  | PQ | ABCN | 2771.281 | 8100706 | no | no |  |  | no |  |  | 1387965.776 | 15294858.416 |  | -1
node_8100706_200814025 |  |  | PQ | ABCD | 2771.281 | 8100706 | no | no |  |  | no |  |  | 1387384.934 | 15294712.064 |  | -1
node_8100706_200814026 |  |  | PQ | ABCD | 2771.281 | 8100706 | no | no |  |  | no |  |  | 1387431.04 | 15294771.444 |  | -1
node_8100706_200814027 |  |  | PQ | ABCN | 2771.281 | 8100706 | no | no |  |  | no |  |  | 1387497.513 | 15294872.585 |  | -1
node_8100706_200814036 |  |  | PQ | ABCN | 2771.281 | 8100706 | no | no |  |  | no |  |  | 1387985.299 | 15294714.975 |  | -1
node_8100706_200814037 |  |  | PQ | ABCD | 2771.281 | 8100706 | no | no |  |  | no |  |  | 1387801.415 | 15294798.098 |  | -1
node_8100706_200814038 |  |  | PQ | ABCD | 2771.281 | 8100706 | no | no |  |  | no |  |  | 1387727.975 | 15294853.37 |  | -1
node_8100706_200814039 |  |  | PQ | ABCN | 2771.281 | 8100706 | no | no |  |  | no |  |  | 1387662.845 | 15294899.298 |  | -1
node_8100706_200814040 |  |  | PQ | ABCD | 2771.281 | 8100706 | no | no |  |  | no |  |  | 1387574.538 | 15294962.575 |  | -1
node_8100706_200814097 |  |  | PQ | ABCD | 2771.281 | 8100706 | no | no |  |  | no |  |  | 1386537.801 | 15291161.181 |  | -1
node_8100706_200814098 |  |  | PQ | ABCD | 2771.281 | 8100706 | no | no |  |  | no |  |  | 1386545.597 | 15291068.612 |  | -1
node_8100706_200814099 |  |  | PQ | ABCD | 2771.281 | 8100706 | no | no |  |  | no |  |  | 1386551.934 | 15290976.703 |  | -1
node_8100706_200814100 |  |  | PQ | ABCD | 2771.281 | 8100706 | no | no |  |  | no |  |  | 1386562.119 | 15290841.381 |  | -1
node_8100706_200814101 |  |  | PQ | ABCN | 2771.281 | 8100706 | no | no |  |  | no |  |  | 1386564.797 | 15290754.799 |  | -1
node_8100706_200814102 |  |  | PQ | ABCD | 2771.281 | 8100706 | no | no |  |  | no |  |  | 1386587.109 | 15290508.948 |  | -1
node_8100706_200814103 |  |  | PQ | ABCD | 2771.281 | 8100706 | no | no |  |  | no |  |  | 1386595.074 | 15290414.11 |  | -1
node_8100706_200814105 |  |  | PQ | ABCD | 2771.281 | 8100706 | no | no |  |  | no |  |  | 1386599.476 | 15290321.86 |  | -1
node_8100706_200814106 |  |  | PQ | AN | 2771.281 | 8100706 | no | no |  |  | no |  |  | 1386440.536 | 15292430.709 |  | -1
node_8100706_200814107 |  |  | PQ | AD | 2771.281 | 8100706 | no | no |  |  | no |  |  | 1386443.207 | 15292330.545 |  | -1
node_8100706_200814108 |  |  | PQ | AD | 2771.281 | 8100706 | no | no |  |  | no |  |  | 1386456.363 | 15292245.224 |  | -1
node_8100706_200814109 |  |  | PQ | AD | 2771.281 | 8100706 | no | no |  |  | no |  |  | 1386465.14 | 15292149.644 |  | -1
node_8100706_200814110 |  |  | PQ | AD | 2771.281 | 8100706 | no | no |  |  | no |  |  | 1386481.758 | 15291888.431 |  | -1
node_8100706_200814111 |  |  | PQ | AD | 2771.281 | 8100706 | no | no |  |  | no |  |  | 1386480.959 | 15291773.354 |  | -1
node_8100706_200814112 |  |  | PQ | AN | 2771.281 | 8100706 | no | no |  |  | no |  |  | 1386494.482 | 15291676.621 |  | -1
node_8100706_200814113 |  |  | PQ | ABCD | 2771.281 | 8100706 | no | no |  |  | no |  |  | 1386058.497 | 15292944.14 |  | -1
node_8100706_200814114 |  |  | PQ | ABCD | 2771.281 | 8100706 | no | no |  |  | no |  |  | 1386104.609 | 15292089.271 |  | -1
node_8100706_200814115 |  |  | PQ | ABCN | 2771.281 | 8100706 | no | no |  |  | no |  |  | 1386121.316 | 15291967.542 |  | -1
node_8100706_200814116 |  |  | PQ | ABCD | 2771.281 | 8100706 | no | no |  |  | no |  |  | 1386127.334 | 15291879.769 |  | -1
node_8100706_200814117 |  |  | PQ | ABCD | 2771.281 | 8100706 | no | no |  |  | no |  |  | 1386137.201 | 15291752.814 |  | -1
node_8100706_200814118 |  |  | PQ | ABCD | 2771.281 | 8100706 | no | no |  |  | no |  |  | 1386144.053 | 15291678.815 |  | -1
node_8100706_200814119 |  |  | PQ | ABCD | 2771.281 | 8100706 | no | no |  |  | no |  |  | 1386149.856 | 15291564.509 |  | -1
node_8100706_200814120 |  |  | PQ | ABCN | 2771.281 | 8100706 | no | no |  |  | no |  |  | 1386159.451 | 15291442.251 |  | -1
node_8100706_200814121 |  |  | PQ | ABCD | 2771.281 | 8100706 | no | no |  |  | no |  |  | 1386167.656 | 15291331.852 |  | -1
node_8100706_200814122 |  |  | PQ | ABCN | 2771.281 | 8100706 | no | no |  |  | no |  |  | 1386172.616 | 15291234.751 |  | -1
node_8100706_200814123 |  |  | PQ | ABCD | 2771.281 | 8100706 | no | no |  |  | no |  |  | 1386181.063 | 15291164.023 |  | -1
node_8100706_200814124 |  |  | PQ | AD | 2771.281 | 8100706 | no | no |  |  | no |  |  | 1386190.336 | 15291048.866 |  | -1
node_8100706_200814125 |  |  | PQ | ABCN | 2771.281 | 8100706 | no | no |  |  | no |  |  | 1386048.266 | 15292888.944 |  | -1
node_8100706_200814126 |  |  | PQ | AD | 2771.281 | 8100706 | no | no |  |  | no |  |  | 1386208.891 | 15290944.089 |  | -1
node_8100706_200814127 |  |  | PQ | AD | 2771.281 | 8100706 | no | no |  |  | no |  |  | 1386208.793 | 15290815.239 |  | -1
node_8100706_200814128 |  |  | PQ | AN | 2771.281 | 8100706 | no | no |  |  | no |  |  | 1386203.964 | 15290742.015 |  | -1
node_8100706_200814129 |  |  | PQ | AD | 2771.281 | 8100706 | no | no |  |  | no |  |  | 1386208.11 | 15290688.237 |  | -1
node_8100706_200814130 |  |  | PQ | AD | 2771.281 | 8100706 | no | no |  |  | no |  |  | 1386218.126 | 15290585.826 |  | -1
node_8100706_200814133 |  |  | PQ | ABCD | 2771.281 | 8100706 | no | no |  |  | no |  |  | 1386058.335 | 15292773.897 |  | -1
node_8100706_200814134 |  |  | PQ | ABCD | 2771.281 | 8100706 | no | no |  |  | no |  |  | 1386062.004 | 15292686.383 |  | -1
node_8100706_200814135 |  |  | PQ | ABCD | 2771.281 | 8100706 | no | no |  |  | no |  |  | 1386072.924 | 15292579.329 |  | -1
node_8100706_200814136 |  |  | PQ | ABCD | 2771.281 | 8100706 | no | no |  |  | no |  |  | 1386086.903 | 15292469.096 |  | -1
node_8100706_200814137 |  |  | PQ | ABCN | 2771.281 | 8100706 | no | no |  |  | no |  |  | 1386084.365 | 15292381.167 |  | -1
node_8100706_200814138 |  |  | PQ | ABCD | 2771.281 | 8100706 | no | no |  |  | no |  |  | 1386095.772 | 15292279.079 |  | -1
node_8100706_200814139 |  |  | PQ | ABCD | 2771.281 | 8100706 | no | no |  |  | no |  |  | 1386098.424 | 15292171.261 |  | -1
node_8100706_200814146 |  |  | PQ | ABCN | 2771.281 | 8100706 | no | no |  |  | no |  |  | 1385474.879 | 15294868.6 |  | -1
node_8100706_200814147 |  |  | PQ | AN | 2771.281 | 8100706 | no | no |  |  | no |  |  | 1385916.11 | 15292370.37 |  | -1
node_8100706_200814148 |  |  | PQ | ABCD | 2771.281 | 8100706 | no | no |  |  | no |  |  | 1385582.923 | 15294702.678 |  | -1
node_8100706_200814149 |  |  | PQ | ABCD | 2771.281 | 8100706 | no | no |  |  | no |  |  | 1385509.828 | 15294610.038 |  | -1
node_8100706_200814150 |  |  | PQ | ABCD | 2771.281 | 8100706 | no | no |  |  | no |  |  | 1385446.3 | 15294526.443 |  | -1
node_8100706_200814152 |  |  | PQ | ABCD | 2771.281 | 8100706 | no | no |  |  | no |  |  | 1385386.219 | 15294444.264 |  | -1
node_8100706_200814153 |  |  | PQ | ABCD | 2771.281 | 8100706 | no | no |  |  | no |  |  | 1385317.056 | 15294354.081 |  | -1
node_8100706_200814154 |  |  | PQ | ABCD | 2771.281 | 8100706 | no | no |  |  | no |  |  | 1385277.164 | 15294308.901 |  | -1
node_8100706_200814155 |  |  | PQ | ABCN | 2771.281 | 8100706 | no | no |  |  | no |  |  | 1385233.198 | 15294213.535 |  | -1
node_8100706_200814156 |  |  | PQ | ABCD | 2771.281 | 8100706 | no | no |  |  | no |  |  | 1385239.701 | 15294094.862 |  | -1
node_8100706_200814157 |  |  | PQ | ABCN | 2771.281 | 8100706 | no | no |  |  | no |  |  | 1385252.51 | 15293954.147 |  | -1
node_8100706_200814161 |  |  | PQ | ABCD | 2771.281 | 8100706 | no | no |  |  | no |  |  | 1385258.349 | 15293851.272 |  | -1
node_8100706_200814162 |  |  | PQ | ABCN | 2771.281 | 8100706 | no | no |  |  | no |  |  | 1386105.087 | 15295402.045 |  | -1
node_8100706_200814164 |  |  | PQ | ABCD | 2771.281 | 8100706 | no | no |  |  | no |  |  | 1385265.649 | 15293730.954 |  | -1
node_8100706_200814165 |  |  | PQ | ABCD | 2771.281 | 8100706 | no | no |  |  | no |  |  | 1385277.678 | 15293609.278 |  | -1
node_8100706_200814166 |  |  | PQ | ABCN | 2771.281 | 8100706 | no | no |  |  | no |  |  | 1385293.657 | 15293484.569 |  | -1
node_8100706_200814167 |  |  | PQ | ABCD | 2771.281 | 8100706 | no | no |  |  | no |  |  | 1385303.148 | 15293368.677 |  | -1
node_8100706_200814168 |  |  | PQ | ABCD | 2771.281 | 8100706 | no | no |  |  | no |  |  | 1385307.665 | 15293244.344 |  | -1
node_8100706_200814169 |  |  | PQ | ABCD | 2771.281 | 8100706 | no | no |  |  | no |  |  | 1385321.861 | 15293130.061 |  | -1
node_8100706_200814170 |  |  | PQ | ABCD | 2771.281 | 8100706 | no | no |  |  | no |  |  | 1385334.798 | 15293019.562 |  | -1
node_8100706_200814171 |  |  | PQ | AD | 2771.281 | 8100706 | no | no |  |  | no |  |  | 1385337.488 | 15292843.253 |  | -1
node_8100706_200814172 |  |  | PQ | AD | 2771.281 | 8100706 | no | no |  |  | no |  |  | 1385343.254 | 15292732.625 |  | -1
node_8100706_200814173 |  |  | PQ | AD | 2771.281 | 8100706 | no | no |  |  | no |  |  | 1385351.878 | 15292646.65 |  | -1
node_8100706_200814174 |  |  | PQ | ABCD | 2771.281 | 8100706 | no | no |  |  | no |  |  | 1386026.844 | 15295294.13 |  | -1
node_8100706_200814175 |  |  | PQ | AD | 2771.281 | 8100706 | no | no |  |  | no |  |  | 1385358.844 | 15292537.356 |  | -1
node_8100706_200814176 |  |  | PQ | AN | 2771.281 | 8100706 | no | no |  |  | no |  |  | 1385349.075 | 15292455.986 |  | -1
node_8100706_200814177 |  |  | PQ | AD | 2771.281 | 8100706 | no | no |  |  | no |  |  | 1385378.998 | 15292351.055 |  | -1
node_8100706_200814178 |  |  | PQ | AN | 2771.281 | 8100706 | no | no |  |  | no |  |  | 1385383.802 | 15292256.716 |  | -1
node_8100706_200814179 |  |  | PQ | AD | 2771.281 | 8100706 | no | no |  |  | no |  |  | 1385384.606 | 15292148.334 |  | -1
node_8100706_200814180 |  |  | PQ | AD | 2771.281 | 8100706 | no | no |  |  | no |  |  | 1385391.307 | 15292057.701 |  | -1
node_8100706_200814181 |  |  | PQ | AD | 2771.281 | 8100706 | no | no |  |  | no |  |  | 1385408.26 | 15291935.227 |  | -1
node_8100706_200814182 |  |  | PQ | AN | 2771.281 | 8100706 | no | no |  |  | no |  |  | 1385410.922 | 15291812.79 |  | -1
node_8100706_200814183 |  |  | PQ | AD | 2771.281 | 8100706 | no | no |  |  | no |  |  | 1385420.53 | 15291670.642 |  | -1
node_8100706_200814184 |  |  | PQ | AD | 2771.281 | 8100706 | no | no |  |  | no |  |  | 1385438.678 | 15291518.276 |  | -1
node_8100706_200814185 |  |  | PQ | ABCN | 2771.281 | 8100706 | no | no |  |  | no |  |  | 1385965.49 | 15295214.809 |  | -1
node_8100706_200814186 |  |  | PQ | AN | 2771.281 | 8100706 | no | no |  |  | no |  |  | 1385448.55 | 15291385.655 |  | -1
node_8100706_200814187 |  |  | PQ | AD | 2771.281 | 8100706 | no | no |  |  | no |  |  | 1385455.288 | 15291217.056 |  | -1
node_8100706_200814188 |  |  | PQ | AD | 2771.281 | 8100706 | no | no |  |  | no |  |  | 1385471.768 | 15291073.019 |  | -1
node_8100706_200814189 |  |  | PQ | AN | 2771.281 | 8100706 | no | no |  |  | no |  |  | 1385477.778 | 15290943.903 |  | -1
node_8100706_200814195 |  |  | PQ | ABCD | 2771.281 | 8100706 | no | no |  |  | no |  |  | 1385836.763 | 15295052.607 |  | -1
node_8100706_200814196 |  |  | PQ | ABCD | 2771.281 | 8100706 | no | no |  |  | no |  |  | 1385766.032 | 15294950.81 |  | -1
node_8100706_200814197 |  |  | PQ | ABCD | 2771.281 | 8100706 | no | no |  |  | no |  |  | 1385692.429 | 15294857.732 |  | -1
node_8100706_200814200 |  |  | PQ | ABCN | 2771.281 | 8100706 | no | no |  |  | no |  |  | 1385643.351 | 15294855.382 |  | -1
node_8100706_200814201 |  |  | PQ | ABCN | 2771.281 | 8100706 | no | no |  |  | no |  |  | 1385641.491 | 15294786.131 |  | -1
node_8100706_200814211 |  |  | PQ | AN | 2771.281 | 8100706 | no | no |  |  | no |  |  | 1384921.207 | 15294239.341 |  | -1
node_8100706_200814217 |  |  | PQ | AN | 2771.281 | 8100706 | no | no |  |  | no |  |  | 1384949.431 | 15293784.639 |  | -1
node_8100706_200814218 |  |  | PQ | AD | 2771.281 | 8100706 | no | no |  |  | no |  |  | 1384963.608 | 15293686.577 |  | -1
node_8100706_200814219 |  |  | PQ | AD | 2771.281 | 8100706 | no | no |  |  | no |  |  | 1384961.818 | 15293593.127 |  | -1
node_8100706_200814220 |  |  | PQ | AD | 2771.281 | 8100706 | no | no |  |  | no |  |  | 1384972.265 | 15293499.368 |  | -1
node_8100706_200814221 |  |  | PQ | AD | 2771.281 | 8100706 | no | no |  |  | no |  |  | 1384975.25 | 15293398.109 |  | -1
node_8100706_200814222 |  |  | PQ | AN | 2771.281 | 8100706 | no | no |  |  | no |  |  | 1384984.305 | 15293296.4 |  | -1
node_8100706_200814223 |  |  | PQ | AD | 2771.281 | 8100706 | no | no |  |  | no |  |  | 1384999.044 | 15293203.235 |  | -1
node_8100706_200814224 |  |  | PQ | AD | 2771.281 | 8100706 | no | no |  |  | no |  |  | 1384998.758 | 15293090.54 |  | -1
node_8100706_200814225 |  |  | PQ | AD | 2771.281 | 8100706 | no | no |  |  | no |  |  | 1385014.707 | 15292974.07 |  | -1
node_8100706_200814226 |  |  | PQ | AD | 2771.281 | 8100706 | no | no |  |  | no |  |  | 1385016.076 | 15292867.564 |  | -1
node_8100706_200814228 |  |  | PQ | AD | 2771.281 | 8100706 | no | no |  |  | no |  |  | 1385019.25 | 15292784.699 |  | -1
node_8100706_200814229 |  |  | PQ | AN | 2771.281 | 8100706 | no | no |  |  | no |  |  | 1385036.055 | 15292665.952 |  | -1
node_8100706_200814230 |  |  | PQ | AD | 2771.281 | 8100706 | no | no |  |  | no |  |  | 1385043.563 | 15292545.401 |  | -1
node_8100706_200814231 |  |  | PQ | AD | 2771.281 | 8100706 | no | no |  |  | no |  |  | 1385046.395 | 15292457.569 |  | -1
node_8100706_200814232 |  |  | PQ | AD | 2771.281 | 8100706 | no | no |  |  | no |  |  | 1385059.837 | 15292310.487 |  | -1
node_8100706_200814233 |  |  | PQ | AN | 2771.281 | 8100706 | no | no |  |  | no |  |  | 1385075.518 | 15292174.832 |  | -1
node_8100706_200814234 |  |  | PQ | AD | 2771.281 | 8100706 | no | no |  |  | no |  |  | 1385062.931 | 15292060.997 |  | -1
node_8100706_200814235 |  |  | PQ | AD | 2771.281 | 8100706 | no | no |  |  | no |  |  | 1385093.571 | 15291942.103 |  | -1
node_8100706_200814236 |  |  | PQ | AD | 2771.281 | 8100706 | no | no |  |  | no |  |  | 1385111.09 | 15291808.818 |  | -1
node_8100706_200814237 |  |  | PQ | AD | 2771.281 | 8100706 | no | no |  |  | no |  |  | 1385107.28 | 15291675.227 |  | -1
node_8100706_200814239 |  |  | PQ | AD | 2771.281 | 8100706 | no | no |  |  | no |  |  | 1385119.318 | 15291574.06 |  | -1
node_8100706_200814240 |  |  | PQ | AD | 2771.281 | 8100706 | no | no |  |  | no |  |  | 1385122.593 | 15291436.76 |  | -1
node_8100706_200814241 |  |  | PQ | AD | 2771.281 | 8100706 | no | no |  |  | no |  |  | 1385138.113 | 15291344.539 |  | -1
node_8100706_200814242 |  |  | PQ | AN | 2771.281 | 8100706 | no | no |  |  | no |  |  | 1385143.826 | 15291221.869 |  | -1
node_8100706_200814279 |  |  | PQ | AD | 2771.281 | 8100706 | no | no |  |  | no |  |  | 1384669.494 | 15293413.776 |  | -1
node_8100706_200814280 |  |  | PQ | AN | 2771.281 | 8100706 | no | no |  |  | no |  |  | 1384673.26 | 15293297.325 |  | -1
node_8100706_200814282 |  |  | PQ | AD | 2771.281 | 8100706 | no | no |  |  | no |  |  | 1384680.689 | 15293200.627 |  | -1
node_8100706_200814283 |  |  | PQ | AD | 2771.281 | 8100706 | no | no |  |  | no |  |  | 1384687.625 | 15293088.687 |  | -1
node_8100706_200814432 |  |  | PQ | AN | 2771.281 | 8100706 | no | no |  |  | no |  |  | 1384365.878 | 15294135.226 |  | -1
node_8100706_200814433 |  |  | PQ | AD | 2771.281 | 8100706 | no | no |  |  | no |  |  | 1384374.388 | 15294044.238 |  | -1
node_8100706_200814434 |  |  | PQ | AD | 2771.281 | 8100706 | no | no |  |  | no |  |  | 1384375.252 | 15293949.47 |  | -1
node_8100706_200814435 |  |  | PQ | AD | 2771.281 | 8100706 | no | no |  |  | no |  |  | 1384388.127 | 15293833.625 |  | -1
node_8100706_200814438 |  |  | PQ | AD | 2771.281 | 8100706 | no | no |  |  | no |  |  | 1384396.485 | 15293715.147 |  | -1
node_8100706_200814439 |  |  | PQ | AD | 2771.281 | 8100706 | no | no |  |  | no |  |  | 1384404.544 | 15293608.531 |  | -1
node_8100706_200814440 |  |  | PQ | AN | 2771.281 | 8100706 | no | no |  |  | no |  |  | 1384414.783 | 15293500.558 |  | -1
node_8100706_200814441 |  |  | PQ | AD | 2771.281 | 8100706 | no | no |  |  | no |  |  | 1384422.662 | 15293384.83 |  | -1
node_8100706_200814442 |  |  | PQ | AD | 2771.281 | 8100706 | no | no |  |  | no |  |  | 1384432.424 | 15293259.988 |  | -1
node_8100706_200814443 |  |  | PQ | AD | 2771.281 | 8100706 | no | no |  |  | no |  |  | 1384440.484 | 15293127.606 |  | -1
node_8100706_200814444 |  |  | PQ | AN | 2771.281 | 8100706 | no | no |  |  | no |  |  | 1384462.175 | 15292769.172 |  | -1
node_8100706_200814445 |  |  | PQ | AD | 2771.281 | 8100706 | no | no |  |  | no |  |  | 1384472.493 | 15292667.516 |  | -1
node_8100706_200814446 |  |  | PQ | AD | 2771.281 | 8100706 | no | no |  |  | no |  |  | 1384478.937 | 15292569.222 |  | -1
node_8100706_200814447 |  |  | PQ | AN | 2771.281 | 8100706 | no | no |  |  | no |  |  | 1384485.157 | 15292467.134 |  | -1
node_8100706_200814501 |  |  | PQ | AD | 2771.281 | 8100706 | no | no |  |  | no |  |  | 1385855.088 | 15294489.36 |  | -1
node_8100706_200814502 |  |  | PQ | AD | 2771.281 | 8100706 | no | no |  |  | no |  |  | 1385912.686 | 15294567.051 |  | -1
node_8100706_200814503 |  |  | PQ | AN | 2771.281 | 8100706 | no | no |  |  | no |  |  | 1385971.485 | 15294630.755 |  | -1
node_8100706_200814519 |  |  | PQ | AN | 2771.281 | 8100706 | no | no |  |  | no |  |  | 1386523.751 | 15294846.698 |  | -1
node_8100706_200814520 |  |  | PQ | AD | 2771.281 | 8100706 | no | no |  |  | no |  |  | 1386469.249 | 15294772.194 |  | -1
node_8100706_200814521 |  |  | PQ | AD | 2771.281 | 8100706 | no | no |  |  | no |  |  | 1386425.076 | 15294716.703 |  | -1
node_8100706_200814522 |  |  | PQ | AD | 2771.281 | 8100706 | no | no |  |  | no |  |  | 1386333.404 | 15294606.151 |  | -1
node_8100706_200814560 |  |  | PQ | AD | 2771.281 | 8100706 | no | no |  |  | no |  |  | 1386389.232 | 15294714.202 |  | -1
node_8100706_200814565 |  |  | PQ | AD | 2771.281 | 8100706 | no | no |  |  | no |  |  | 1386307.838 | 15294773.329 |  | -1
node_8100706_200814566 |  |  | PQ | AD | 2771.281 | 8100706 | no | no |  |  | no |  |  | 1386245.101 | 15294814.208 |  | -1
node_8100706_200814568 |  |  | PQ | AN | 2771.281 | 8100706 | no | no |  |  | no |  |  | 1386170.296 | 15294880.695 |  | -1
node_8100706_200814569 |  |  | PQ | AD | 2771.281 | 8100706 | no | no |  |  | no |  |  | 1386122.09 | 15294916.397 |  | -1
node_8100706_200814570 |  |  | PQ | AD | 2771.281 | 8100706 | no | no |  |  | no |  |  | 1386062.465 | 15294962.321 |  | -1
node_8100706_200814572 |  |  | PQ | AD | 2771.281 | 8100706 | no | no |  |  | no |  |  | 1385959.095 | 15295041.276 |  | -1
node_8100706_200814574 |  |  | PQ | AD | 2771.281 | 8100706 | no | no |  |  | no |  |  | 1386970.501 | 15294801.059 |  | -1
node_8100706_200814580 |  |  | PQ | AN | 2771.281 | 8100706 | no | no |  |  | no |  |  | 1386206.637 | 15293458.596 |  | -1
node_8100706_200814581 |  |  | PQ | AD | 2771.281 | 8100706 | no | no |  |  | no |  |  | 1386206.183 | 15293395.167 |  | -1
node_8100706_200814582 |  |  | PQ | AN | 2771.281 | 8100706 | no | no |  |  | no |  |  | 1386210.036 | 15293278.164 |  | -1
node_8100706_200814584 |  |  | PQ | AD | 2771.281 | 8100706 | no | no |  |  | no |  |  | 1386895.147 | 15294706.425 |  | -1
node_8100706_200814585 |  |  | PQ | AN | 2771.281 | 8100706 | no | no |  |  | no |  |  | 1386840.014 | 15294623.125 |  | -1
node_8100706_200814586 |  |  | PQ | AN | 2771.281 | 8100706 | no | no |  |  | no |  |  | 1386743.497 | 15294504.997 |  | -1
node_8100706_200814587 |  |  | PQ | AD | 2771.281 | 8100706 | no | no |  |  | no |  |  | 1386673.952 | 15294403.879 |  | -1
node_8100706_200814588 |  |  | PQ | AN | 2771.281 | 8100706 | no | no |  |  | no |  |  | 1386598.711 | 15294301.998 |  | -1
node_8100706_200814590 |  |  | PQ | AD | 2771.281 | 8100706 | no | no |  |  | no |  |  | 1386489.399 | 15294145.783 |  | -1
node_8100706_200814591 |  |  | PQ | AD | 2771.281 | 8100706 | no | no |  |  | no |  |  | 1386428.61 | 15294052.976 |  | -1
node_8100706_200814592 |  |  | PQ | AN | 2771.281 | 8100706 | no | no |  |  | no |  |  | 1386363.853 | 15293978.369 |  | -1
node_8100706_200814593 |  |  | PQ | AN | 2771.281 | 8100706 | no | no |  |  | no |  |  | 1386778.583 | 15294020.172 |  | -1
node_8100706_200814594 |  |  | PQ | AN | 2771.281 | 8100706 | no | no |  |  | no |  |  | 1386013.049 | 15293427.247 |  | -1
node_8100706_200814598 |  |  | PQ | AD | 2771.281 | 8100706 | no | no |  |  | no |  |  | 1386722.079 | 15293974.807 |  | -1
node_8100706_200814599 |  |  | PQ | AD | 2771.281 | 8100706 | no | no |  |  | no |  |  | 1386672.765 | 15293860.481 |  | -1
node_8100706_200814600 |  |  | PQ | AD | 2771.281 | 8100706 | no | no |  |  | no |  |  | 1386572.215 | 15293718.725 |  | -1
node_8100706_200814601 |  |  | PQ | AD | 2771.281 | 8100706 | no | no |  |  | no |  |  | 1386514.785 | 15293673.98 |  | -1
node_8100706_200814602 |  |  | PQ | AN | 2771.281 | 8100706 | no | no |  |  | no |  |  | 1386461.856 | 15293598.617 |  | -1
node_8100706_200814603 |  |  | PQ | AD | 2771.281 | 8100706 | no | no |  |  | no |  |  | 1386413.447 | 15293516.98 |  | -1
node_8100706_200814604 |  |  | PQ | AD | 2771.281 | 8100706 | no | no |  |  | no |  |  | 1386385.093 | 15293465.474 |  | -1
node_8100706_200814605 |  |  | PQ | AD | 2771.281 | 8100706 | no | no |  |  | no |  |  | 1386113.305 | 15293434.579 |  | -1
node_8100706_200814608 |  |  | PQ | AD | 2771.281 | 8100706 | no | no |  |  | no |  |  | 1385389.075 | 15294231.753 |  | -1
node_8100706_200814609 |  |  | PQ | AD | 2771.281 | 8100706 | no | no |  |  | no |  |  | 1385258.373 | 15294220.792 |  | -1
node_8100706_200814610 |  |  | PQ | AD | 2771.281 | 8100706 | no | no |  |  | no |  |  | 1385153.31 | 15294254.065 |  | -1
node_8100706_200814611 |  |  | PQ | AD | 2771.281 | 8100706 | no | no |  |  | no |  |  | 1385077.216 | 15294248.568 |  | -1
node_8100706_200814612 |  |  | PQ | AD | 2771.281 | 8100706 | no | no |  |  | no |  |  | 1384983.235 | 15294242.515 |  | -1
node_8100706_200814614 |  |  | PQ | AN | 2771.281 | 8100706 | no | no |  |  | no |  |  | 1385977.503 | 15293907.734 |  | -1
node_8100706_200814615 |  |  | PQ | AD | 2771.281 | 8100706 | no | no |  |  | no |  |  | 1385884.105 | 15293982.95 |  | -1
node_8100706_200814616 |  |  | PQ | AD | 2771.281 | 8100706 | no | no |  |  | no |  |  | 1385818.789 | 15294019.528 |  | -1
node_8100706_200814617 |  |  | PQ | AD | 2771.281 | 8100706 | no | no |  |  | no |  |  | 1385763.907 | 15294116.077 |  | -1
node_8100706_200814618 |  |  | PQ | AD | 2771.281 | 8100706 | no | no |  |  | no |  |  | 1385687.389 | 15294175.674 |  | -1
node_8100706_200814620 |  |  | PQ | AN | 2771.281 | 8100706 | no | no |  |  | no |  |  | 1385599.484 | 15294240.263 |  | -1
node_8100706_200814622 |  |  | PQ | AN | 2771.281 | 8100706 | no | no |  |  | no |  |  | 1385501.257 | 15294238.337 |  | -1
node_8100706_200814624 |  |  | PQ | AD | 2771.281 | 8100706 | no | no |  |  | no |  |  | 1386795.248 | 15293647.118 |  | -1
node_8100706_200814625 |  |  | PQ | AD | 2771.281 | 8100706 | no | no |  |  | no |  |  | 1386730.598 | 15293705.482 |  | -1
node_8100706_200814626 |  |  | PQ | AN | 2771.281 | 8100706 | no | no |  |  | no |  |  | 1386615.029 | 15293781.619 |  | -1
node_8100706_200814636 |  |  | PQ | AN | 2771.281 | 8100706 | no | no |  |  | no |  |  | 1385955.601 | 15294291.012 |  | -1
node_8100706_200814637 |  |  | PQ | AD | 2771.281 | 8100706 | no | no |  |  | no |  |  | 1385878.362 | 15294348.888 |  | -1
node_8100706_200814638 |  |  | PQ | AD | 2771.281 | 8100706 | no | no |  |  | no |  |  | 1385800.174 | 15294406.168 |  | -1
node_8100706_200814640 |  |  | PQ | AN | 2771.281 | 8100706 | no | no |  |  | no |  |  | 1385725.508 | 15294465.296 |  | -1
node_8100706_200814641 |  |  | PQ | AD | 2771.281 | 8100706 | no | no |  |  | no |  |  | 1385639.04 | 15294525.2 |  | -1
node_8100706_200814678 |  |  | PQ | ABCN | 2771.281 | 8100706 | no | no |  |  | no |  |  | 1385664.642 | 15293012.42 |  | -1
node_8100706_200814680 |  |  | PQ | ABCD | 2771.281 | 8100706 | no | no |  |  | no |  |  | 1385734.681 | 15293050.688 |  | -1
node_8100706_200814682 |  |  | PQ | ABCN | 2771.281 | 8100706 | no | no |  |  | no |  |  | 1385691.57 | 15293275.835 |  | -1
node_8100706_200814683 |  |  | PQ | ABCD | 2771.281 | 8100706 | no | no |  |  | no |  |  | 1385688.905 | 15293401.841 |  | -1
node_8100706_200814684 |  |  | PQ | ABCN | 2771.281 | 8100706 | no | no |  |  | no |  |  | 1385678.113 | 15293562.339 |  | -1
node_8100706_200814685 |  |  | PQ | ABCN | 2771.281 | 8100706 | no | no |  |  | no |  |  | 1385638.535 | 15293043.537 |  | -1
node_8100706_200814686 |  |  | PQ | ABCD | 2771.281 | 8100706 | no | no |  |  | no |  |  | 1385546.927 | 15293033.592 |  | -1
node_8100706_200814687 |  |  | PQ | ABCD | 2771.281 | 8100706 | no | no |  |  | no |  |  | 1385442.715 | 15293024.298 |  | -1
node_8100706_200814688 |  |  | PQ | ABCN | 2771.281 | 8100706 | no | no |  |  | no |  |  | 1385324.56 | 15293005.984 |  | -1
node_8100706_200814689 |  |  | PQ | ABCD | 2771.281 | 8100706 | no | no |  |  | no |  |  | 1385221.484 | 15293010.78 |  | -1
node_8100706_200814690 |  |  | PQ | ABCD | 2771.281 | 8100706 | no | no |  |  | no |  |  | 1385120.246 | 15293007.629 |  | -1
node_8100706_200814691 |  |  | PQ | ABCD | 2771.281 | 8100706 | no | no |  |  | no |  |  | 1385024.386 | 15292984.633 |  | -1
node_8100706_200814692 |  |  | PQ | ABCD | 2771.281 | 8100706 | no | no |  |  | no |  |  | 1384896.431 | 15292986.284 |  | -1
node_8100706_200814693 |  |  | PQ | ABCD | 2771.281 | 8100706 | no | no |  |  | no |  |  | 1384788.986 | 15292970.311 |  | -1
node_8100706_200814695 |  |  | PQ | ABCD | 2771.281 | 8100706 | no | no |  |  | no |  |  | 1384689.655 | 15292962.748 |  | -1
node_8100706_200814696 |  |  | PQ | ABCN | 2771.281 | 8100706 | no | no |  |  | no |  |  | 1384593.26 | 15292956.237 |  | -1
node_8100706_200814697 |  |  | PQ | ABCD | 2771.281 | 8100706 | no | no |  |  | no |  |  | 1384440.613 | 15292947.828 |  | -1
node_8100706_200814707 |  |  | PQ | ABCN | 2771.281 | 8100706 | no | no |  |  | no |  |  | 1386389.405 | 15293090.298 |  | -1
node_8100706_200814713 |  |  | PQ | ABCD | 2771.281 | 8100706 | no | no |  |  | no |  |  | 1386289.334 | 15293085.942 |  | -1
node_8100706_200814714 |  |  | PQ | ABCD | 2771.281 | 8100706 | no | no |  |  | no |  |  | 1386205.42 | 15293079.712 |  | -1
node_8100706_200814716 |  |  | PQ | ABCD | 2771.281 | 8100706 | no | no |  |  | no |  |  | 1386116.523 | 15293079.784 |  | -1
node_8100706_200814717 |  |  | PQ | ABCD | 2771.281 | 8100706 | no | no |  |  | no |  |  | 1386016.177 | 15293081.07 |  | -1
node_8100706_200814719 |  |  | PQ | ABCD | 2771.281 | 8100706 | no | no |  |  | no |  |  | 1385911.253 | 15293062.657 |  | -1
node_8100706_200814720 |  |  | PQ | ABCD | 2771.281 | 8100706 | no | no |  |  | no |  |  | 1385830.629 | 15293052.982 |  | -1
node_8100706_200814747 |  |  | PQ | ABCN | 2771.281 | 8100706 | no | no |  |  | no |  |  | 1386413.261 | 15295228.38 |  | -1
node_8100706_200814988 |  |  | PQ | ABCD | 2771.281 | 8100706 | no | no |  |  | no |  |  | 1387517.344 | 15294514.678 |  | -1
node_8100706_200814990 |  |  | PQ | ABCN | 2771.281 | 8100706 | no | no |  |  | no |  |  | 1387440.56 | 15294571.675 |  | -1
node_8100706_200814992 |  |  | PQ | ABCD | 2771.281 | 8100706 | no | no |  |  | no |  |  | 1387348.215 | 15294641.782 |  | -1
node_8100706_200814995 |  |  | PQ | ABCD | 2771.281 | 8100706 | no | no |  |  | no |  |  | 1387251.7 | 15294709.917 |  | -1
node_8100706_200814996 |  |  | PQ | ABCN | 2771.281 | 8100706 | no | no |  |  | no |  |  | 1387195.85 | 15294755.308 |  | -1
node_8100706_200814999 |  |  | PQ | ABCD | 2771.281 | 8100706 | no | no |  |  | no |  |  | 1387040.896 | 15294874.401 |  | -1
node_8100706_200815000 |  |  | PQ | ABCN | 2771.281 | 8100706 | no | no |  |  | no |  |  | 1387078.755 | 15294914.271 |  | -1
node_8100706_200815001 |  |  | PQ | ABCD | 2771.281 | 8100706 | no | no |  |  | no |  |  | 1386988.824 | 15294914.718 |  | -1
node_8100706_200815004 |  |  | PQ | ABCD | 2771.281 | 8100706 | no | no |  |  | no |  |  | 1386898.33 | 15294981.047 |  | -1
node_8100706_200815006 |  |  | PQ | ABCN | 2771.281 | 8100706 | no | no |  |  | no |  |  | 1386798.382 | 15295072.764 |  | -1
node_8100706_200815007 |  |  | PQ | ABCD | 2771.281 | 8100706 | no | no |  |  | no |  |  | 1386707.842 | 15295126.15 |  | -1
node_8100706_200815009 |  |  | PQ | ABCD | 2771.281 | 8100706 | no | no |  |  | no |  |  | 1386606.746 | 15295200.686 |  | -1
node_8100706_200815011 |  |  | PQ | ABCN | 2771.281 | 8100706 | no | no |  |  | no |  |  | 1386515.87 | 15295266.4 |  | -1
node_8100706_200815012 |  |  | PQ | ABCD | 2771.281 | 8100706 | no | no |  |  | no |  |  | 1386423.268 | 15295338.081 |  | -1
node_8100706_200815014 |  |  | PQ | ABCN | 2771.281 | 8100706 | no | no |  |  | no |  |  | 1386363.236 | 15295386.311 |  | -1
node_8100706_200815015 |  |  | PQ | ABCN | 2771.281 | 8100706 | no | no |  |  | no |  |  | 1386290.257 | 15295444.314 |  | -1
node_8100706_200815016 |  |  | PQ | ABCD | 2771.281 | 8100706 | no | no |  |  | no |  |  | 1386198.99 | 15295507.829 |  | -1
node_8100706_200815112 |  |  | PQ | AD | 2771.281 | 8100706 | no | no |  |  | no |  |  | 1385643.349 | 15294149.277 |  | -1
node_8100706_200815113 |  |  | PQ | AD | 2771.281 | 8100706 | no | no |  |  | no |  |  | 1385654.029 | 15294044.777 |  | -1
node_8100706_200815114 |  |  | PQ | AD | 2771.281 | 8100706 | no | no |  |  | no |  |  | 1385657.118 | 15293942.763 |  | -1
node_8100706_200815115 |  |  | PQ | AD | 2771.281 | 8100706 | no | no |  |  | no |  |  | 1385668.177 | 15293842.556 |  | -1
node_8100706_200815116 |  |  | PQ | AN | 2771.281 | 8100706 | no | no |  |  | no |  |  | 1385679.885 | 15293699.522 |  | -1
node_8100706_200815163 |  |  | PQ | ABCD | 2771.281 | 8100706 | no | no |  |  | no |  |  | 1386473.335 | 15295560.638 |  | -1
node_8100706_200815164 |  |  | PQ | ABCD | 2771.281 | 8100706 | no | no |  |  | no |  |  | 1386377.367 | 15295622.859 |  | -1
node_8100706_200815165 |  |  | PQ | ABCD | 2771.281 | 8100706 | no | no |  |  | no |  |  | 1386251.581 | 15295710.206 |  | -1
node_8100706_200815166 |  |  | PQ | ABCD | 2771.281 | 8100706 | no | no |  |  | no |  |  | 1386192.836 | 15295747.26 |  | -1
node_8100706_200815169 |  |  | PQ | ABCN | 2771.281 | 8100706 | no | no |  |  | no |  |  | 1387786.025 | 15294845.053 |  | -1
node_8100706_200815170 |  |  | PQ | ABCD | 2771.281 | 8100706 | no | no |  |  | no |  |  | 1387638.75 | 15294947.451 |  | -1
node_8100706_200815247 |  |  | PQ | ABCD | 2771.281 | 8100706 | no | no |  |  | no |  |  | 1385336.326 | 15293258.681 |  | -1
node_8100706_200815248 |  |  | PQ | ABCD | 2771.281 | 8100706 | no | no |  |  | no |  |  | 1385457.38 | 15293269.091 |  | -1
node_8100706_200815249 |  |  | PQ | ABCD | 2771.281 | 8100706 | no | no |  |  | no |  |  | 1385577.95 | 15293274.257 |  | -1
node_8100706_200815438 |  |  | PQ | AD | 2771.281 | 8100706 | no | no |  |  | no |  |  | 1385435.172 | 15291952.14 |  | -1
node_8100706_200815439 |  |  | PQ | AD | 2771.281 | 8100706 | no | no |  |  | no |  |  | 1385609.188 | 15291965.224 |  | -1
node_8100706_200815440 |  |  | PQ | AD | 2771.281 | 8100706 | no | no |  |  | no |  |  | 1385718.889 | 15291972.321 |  | -1
node_8100706_200815441 |  |  | PQ | AN | 2771.281 | 8100706 | no | no |  |  | no |  |  | 1385834.273 | 15291978.938 |  | -1
node_8100706_200917256 |  |  | PQ | ABCD | 2771.281 | 8100706 | no | no |  |  | no |  |  | 1384991.998 | 15293036.659 |  | -1
node_8100706_200917257 |  |  | PQ | AD | 2771.281 | 8100706 | no | no |  |  | no |  |  | 1385827.987 | 15292190.652 |  | -1
node_8100706_200917345 |  |  | PQ | AD | 2771.281 | 8100706 | no | no |  |  | no |  |  | 1385405.836 | 15291464.231 |  | -1
node_8100706_200954353 |  |  | PQ | ABCD | 2771.281 | 8100706 | no | no |  |  | no |  |  | 1386168.711 | 15295606.384 |  | -1
node_8100706_200956291 |  |  | PQ | AN | 2771.281 | 8100706 | no | no |  |  | no |  |  | 1386253.989 | 15294496.673 |  | -1
node_8100706_200956296 |  |  | PQ | ABCN | 2771.281 | 8100706 | no | no |  |  | no |  |  | 1387116.954 | 15294817.15 |  | -1
node_8100706_200975584 |  |  | PQ | AN | 2771.281 | 8100706 | no | no |  |  | no |  |  | 1386734.731 | 15292033.009 |  | -1
node_8100706_200975585 |  |  | PQ | AN | 2771.281 | 8100706 | no | no |  |  | no |  |  | 1386801.531 | 15290626.038 |  | -1
node_8100706_200975586 |  |  | PQ | AN | 2771.281 | 8100706 | no | no |  |  | no |  |  | 1384671.777 | 15293543.104 |  | -1
node_8100706_201019162 |  |  | PQ | ABCN | 2771.281 | 8100706 | no | no |  |  | no |  |  | 1386331.196 | 15295653.813 |  | -1
node_8100706_201040126 |  |  | PQ | ABCD | 2771.281 | 8100706 | no | no |  |  | no |  |  | 1386208.977 | 15295795.959 |  | -1
node_8100706_201040127 |  |  | PQ | ABCN | 2771.281 | 8100706 | no | no |  |  | no |  |  | 1386143.547 | 15296056.795 |  | -1
node_8100706_201041140 |  |  | PQ | ABCN | 2771.281 | 8100706 | no | no |  |  | no |  |  | 1386343.232 | 15296071.86 |  | -1
node_8100706_201050348 |  |  | PQ | ABCN | 2771.281 | 8100706 | no | no |  |  | no |  |  | 1386739.697 | 15295164.149 |  | -1
node_8100706_201057663 |  |  | PQ | ABCD | 2771.281 | 8100706 | no | no |  |  | no |  |  | 1385891.939 | 15295120.937 |  | -1
node_8100706_312058581 |  |  | PQ | ABCN | 2771.281 | 8100706 | no | no |  |  | no |  |  | 1385656.094 | 15293548.963 |  | -1
node_310015569 |  |  | PQ | AD | 2771.281 | 8100706 | no | no |  |  | no |  |  | 1386181.868 | 15291154.031 |  | -1
node_SOURCE_8100706 |  |  | SWING | ABCN | 2771.281 | 8100706 | no | no |  |  | no |  |  | 1388132.449 | 15294846.303 |  | -1
node_intto1_1386177_119_15290487_684 |  |  | PQ | AD | 2771.281 | 8100706 | no | no |  |  | no |  |  | 1386177.119 | 15290487.684 |  | -1
node_intto1_1387823_559_15294827_73 |  |  | PQ | ABCD | 2771.281 | 8100706 | no | no |  |  | no |  |  | 1387823.559 | 15294827.73 |  | -1
node_intto1_8100706_200812027 |  |  | PQ | ABCD | 2771.281 | 8100706 | no | no |  |  | no |  |  | 1386208.418 | 15295669.58 |  | -1
node_intto1_8100706_200813480 |  |  | PQ | AD | 2771.281 | 8100706 | no | no |  |  | no |  |  | 1386247.081 | 15291985.149 |  | -1
node_intto1_8100706_200813536 |  |  | PQ | AD | 2771.281 | 8100706 | no | no |  |  | no |  |  | 1386653.438 | 15291220.723 |  | -1
node_intto1_8100706_200814125 |  |  | PQ | ABCD | 2771.281 | 8100706 | no | no |  |  | no |  |  | 1386048.266 | 15292888.944 |  | -1
node_intto1_8100706_200814157 |  |  | PQ | ABCD | 2771.281 | 8100706 | no | no |  |  | no |  |  | 1385252.51 | 15293954.147 |  | -1
node_intto1_8100706_200814171 |  |  | PQ | AD | 2771.281 | 8100706 | no | no |  |  | no |  |  | 1385337.488 | 15292843.253 |  | -1
node_intto1_8100706_200814226 |  |  | PQ | AD | 2771.281 | 8100706 | no | no |  |  | no |  |  | 1385016.076 | 15292867.564 |  | -1
node_intto1_8100706_200814443 |  |  | PQ | AD | 2771.281 | 8100706 | no | no |  |  | no |  |  | 1384440.484 | 15293127.606 |  | -1
node_intto1_8100706_200814582 |  |  | PQ | AD | 2771.281 | 8100706 | no | no |  |  | no |  |  | 1386210.036 | 15293278.164 |  | -1
node_intto1_8100706_200814584 |  |  | PQ | AD | 2771.281 | 8100706 | no | no |  |  | no |  |  | 1386895.147 | 15294706.425 |  | -1
node_intto1_8100706_200814608 |  |  | PQ | AD | 2771.281 | 8100706 | no | no |  |  | no |  |  | 1385389.075 | 15294231.753 |  | -1
node_intto1_8100706_200814611 |  |  | PQ | AD | 2771.281 | 8100706 | no | no |  |  | no |  |  | 1385077.216 | 15294248.568 |  | -1
node_intto1_8100706_200814678 |  |  | PQ | ABCN | 2771.281 | 8100706 | no | no |  |  | no |  |  | 1385664.642 | 15293012.42 |  | -1
node_intto1_8100706_200815170 |  |  | PQ | ABCD | 2771.281 | 8100706 | no | no |  |  | no |  |  | 1387638.75 | 15294947.451 |  | -1
node_intto1_8100706_200815439 |  |  | PQ | AD | 2771.281 | 8100706 | no | no |  |  | no |  |  | 1385609.188 | 15291965.224 |  | -1
node_intto1_8100706_200917257 |  |  | PQ | AD | 2771.281 | 8100706 | no | no |  |  | no |  |  | 1385827.987 | 15292190.652 |  | -1
node_intto1_8100706_201041140 |  |  | PQ | ABCN | 2771.281 | 8100706 | no | no |  |  | no |  |  | 1386343.232 | 15296071.86 |  | -1
node_intto1_8100706_312058581 |  |  | PQ | ABCN | 2771.281 | 8100706 | no | no |  |  | no |  |  | 1385656.094 | 15293548.963 |  | -1
node_intto1_310015569 |  |  | PQ | AD | 2771.281 | 8100706 | no | no |  |  | no |  |  | 1386181.868 | 15291154.031 |  | -1

## overhead_line
data_type | static
owner_type | feeder
owner | 8100706
object | overhead_line
name | groupid | phases | fr | to | length | configuration | dcircuit | selected | monitored | monitored_fields | class_monitored_fields | played | played_fields | comments | R | X | B | lim_kw
oh_line_8100706_200812027 |  | ABCD | node_8100706_200815016 | node_intto1_8100706_200812027 | 162.026 | bal_3P_477AL | 8100706 | no | no |  |  | no |  |  | 0 | 0 | 0 | 0
oh_line_8100706_200812053 |  | ABCD | node_8100706_201040126 | node_8100706_200812053 | 134.387 | bal_3P_1/0AA | 8100706 | no | no |  |  | no |  |  | 0 | 0 | 0 | 0
oh_line_8100706_200813475 |  | AD | node_8100706_200813477 | node_8100706_200813475 | 90.328 | bal_1P_1/0AC | 8100706 | no | no |  |  | no |  |  | 0 | 0 | 0 | 0
oh_line_8100706_200813477 |  | AD | node_8100706_200813478 | node_8100706_200813477 | 85.998 | bal_1P_1/0AC | 8100706 | no | no |  |  | no |  |  | 0 | 0 | 0 | 0
oh_line_8100706_200813478 |  | AD | node_8100706_200813479 | node_8100706_200813478 | 109.239 | bal_1P_1/0AC | 8100706 | no | no |  |  | no |  |  | 0 | 0 | 0 | 0
oh_line_8100706_200813479 |  | AD | node_8100706_200813480 | node_8100706_200813479 | 118.911 | bal_1P_1/0AC | 8100706 | no | no |  |  | no |  |  | 0 | 0 | 0 | 0
oh_line_8100706_200813480 |  | AD | node_8100706_200813481 | node_intto1_8100706_200813480 | 75.441 | bal_1P_1/0AC | 8100706 | no | no |  |  | no |  |  | 0 | 0 | 0 | 0
oh_line_8100706_200813481 |  | AD | node_8100706_200814115 | node_8100706_200813481 | 52.532 | bal_1P_1/0AC | 8100706 | no | no |  |  | no |  |  | 0 | 0 | 0 | 0
oh_line_8100706_200813533 |  | AD | node_8100706_200813535 | node_8100706_200813533 | 98.892 | bal_1P_1/0AC | 8100706 | no | no |  |  | no |  |  | 0 | 0 | 0 | 0
oh_line_8100706_200813535 |  | AD | node_8100706_200813536 | node_8100706_200813535 | 64.377 | bal_1P_1/0AC | 8100706 | no | no |  |  | no |  |  | 0 | 0 | 0 | 0
oh_line_8100706_200813536 |  | AD | node_8100706_200813537 | node_intto1_8100706_200813536 | 108.655 | bal_1P_1/0AC | 8100706 | no | no |  |  | no |  |  | 0 | 0 | 0 | 0
oh_line_8100706_200813537 |  | ABCD | node_8100706_200813539 | node_8100706_200813537 | 88.834 | bal_3P_2/0CU | 8100706 | no | no |  |  | no |  |  | 0 | 0 | 0 | 0
oh_line_8100706_200813539 |  | ABCD | node_8100706_200813540 | node_8100706_200813539 | 70.97 | bal_3P_2/0CU | 8100706 | no | no |  |  | no |  |  | 0 | 0 | 0 | 0
oh_line_8100706_200813540 |  | ABCD | node_8100706_200813541 | node_8100706_200813540 | 95.766 | bal_3P_2/0CU | 8100706 | no | no |  |  | no |  |  | 0 | 0 | 0 | 0
oh_line_8100706_200813541 |  | ABCD | node_8100706_200813543 | node_8100706_200813541 | 69.846 | bal_3P_2/0CU | 8100706 | no | no |  |  | no |  |  | 0 | 0 | 0 | 0
oh_line_8100706_200813543 |  | ABCD | node_8100706_200814123 | node_8100706_200813543 | 59.059 | bal_3P_2/0CU | 8100706 | no | no |  |  | no |  |  | 0 | 0 | 0 | 0
oh_line_8100706_200813550 |  | AD | node_8100706_200813552 | node_8100706_200813550 | 145.526 | bal_1P_1/0AA | 8100706 | no | no |  |  | no |  |  | 0 | 0 | 0 | 0
oh_line_8100706_200813552 |  | AD | node_1385452_502_15291440_485 | node_8100706_200813552 | 145.027 | bal_1P_1/0AA | 8100706 | no | no |  |  | no |  |  | 0 | 0 | 0 | 0
oh_line_8100706_200813555 |  | AD | node_8100706_200917345 | node_8100706_200813555 | 65.373 | bal_1P_1/0AA | 8100706 | no | no |  |  | no |  |  | 0 | 0 | 0 | 0
oh_line_8100706_200813833 |  | AD | node_8100706_200813834 | node_8100706_200813833 | 93.072 | bal_1P_4CU | 8100706 | no | no |  |  | no |  |  | 0 | 0 | 0 | 0
oh_line_8100706_200813834 |  | AD | node_8100706_200813836 | node_8100706_200813834 | 99.289 | bal_1P_4CU | 8100706 | no | no |  |  | no |  |  | 0 | 0 | 0 | 0
oh_line_8100706_200813836 |  | AD | node_8100706_200813837 | node_8100706_200813836 | 112.568 | bal_1P_1/0AC | 8100706 | no | no |  |  | no |  |  | 0 | 0 | 0 | 0
oh_line_8100706_200813837 |  | AD | node_8100706_200814012 | node_8100706_200813837 | 75.456 | bal_1P_1/0AC | 8100706 | no | no |  |  | no |  |  | 0 | 0 | 0 | 0
oh_line_8100706_200813853 |  | AD | node_8100706_200813854 | node_8100706_200813853 | 103.717 | bal_1P_1/0AC | 8100706 | no | no |  |  | no |  |  | 0 | 0 | 0 | 0
oh_line_8100706_200813854 |  | AD | node_8100706_200813855 | node_8100706_200813854 | 101.064 | bal_1P_1/0AC | 8100706 | no | no |  |  | no |  |  | 0 | 0 | 0 | 0
oh_line_8100706_200813855 |  | AD | node_8100706_200813857 | node_8100706_200813855 | 101.43 | bal_1P_1/0AC | 8100706 | no | no |  |  | no |  |  | 0 | 0 | 0 | 0
oh_line_8100706_200813857 |  | AD | node_8100706_200813858 | node_8100706_200813857 | 61.441 | bal_1P_1/0AC | 8100706 | no | no |  |  | no |  |  | 0 | 0 | 0 | 0
oh_line_8100706_200813858 |  | AD | node_8100706_200813859 | node_8100706_200813858 | 102.51 | bal_1P_1/0AC | 8100706 | no | no |  |  | no |  |  | 0 | 0 | 0 | 0
oh_line_8100706_200813859 |  | AD | node_8100706_200975585 | node_8100706_200813859 | 120.593 | bal_1P_4CU | 8100706 | no | no |  |  | no |  |  | 0 | 0 | 0 | 0
oh_line_8100706_200813861 |  | AD | node_8100706_200813862 | node_8100706_200813861 | 115.401 | bal_1P_4CU | 8100706 | no | no |  |  | no |  |  | 0 | 0 | 0 | 0
oh_line_8100706_200813862 |  | ABCD | node_8100706_200814101 | node_8100706_200813862 | 145.859 | bal_3P_2/0CU | 8100706 | no | no |  |  | no |  |  | 0 | 0 | 0 | 0
oh_line_8100706_200813951 |  | AD | node_8100706_200814593 | node_8100706_200813951 | 148.583 | bal_1P_1/0AA | 8100706 | no | no |  |  | no |  |  | 0 | 0 | 0 | 0
oh_line_8100706_200813959 |  | AD | node_8100706_200813960 | node_8100706_200813959 | 103.22 | bal_1P_1/0AC | 8100706 | no | no |  |  | no |  |  | 0 | 0 | 0 | 0
oh_line_8100706_200813960 |  | AD | node_8100706_200814624 | node_8100706_200813960 | 126.468 | bal_1P_1/0AA | 8100706 | no | no |  |  | no |  |  | 0 | 0 | 0 | 0
oh_line_8100706_200813961 |  | AD | node_8100706_200813960 | node_8100706_200813961 | 116.327 | bal_1P_1/0AC | 8100706 | no | no |  |  | no |  |  | 0 | 0 | 0 | 0
oh_line_8100706_200813962 |  | AD | node_8100706_200813961 | node_8100706_200813962 | 75.804 | bal_1P_4CU | 8100706 | no | no |  |  | no |  |  | 0 | 0 | 0 | 0
oh_line_8100706_200813966 |  | AD | node_8100706_200813961 | node_8100706_200813966 | 89.955 | bal_1P_1/0AC | 8100706 | no | no |  |  | no |  |  | 0 | 0 | 0 | 0
oh_line_8100706_200813967 |  | AD | node_8100706_200813966 | node_8100706_200813967 | 108.546 | bal_1P_1/0AC | 8100706 | no | no |  |  | no |  |  | 0 | 0 | 0 | 0
oh_line_8100706_200813968 |  | AD | node_8100706_200813967 | node_8100706_200813968 | 98.574 | bal_1P_1/0AC | 8100706 | no | no |  |  | no |  |  | 0 | 0 | 0 | 0
oh_line_8100706_200813969 |  | AD | node_8100706_200813968 | node_8100706_200813969 | 123.518 | bal_1P_1/0AC | 8100706 | no | no |  |  | no |  |  | 0 | 0 | 0 | 0
oh_line_8100706_200813970 |  | AD | node_8100706_200813969 | node_8100706_200813970 | 61.344 | bal_1P_1/0AC | 8100706 | no | no |  |  | no |  |  | 0 | 0 | 0 | 0
oh_line_8100706_200813971 |  | AD | node_8100706_200813970 | node_8100706_200813971 | 76.961 | bal_1P_1/0AC | 8100706 | no | no |  |  | no |  |  | 0 | 0 | 0 | 0
oh_line_8100706_200813972 |  | AD | node_8100706_200813971 | node_8100706_200813972 | 93.535 | bal_1P_1/0AC | 8100706 | no | no |  |  | no |  |  | 0 | 0 | 0 | 0
oh_line_8100706_200813974 |  | AD | node_8100706_200813972 | node_8100706_200813974 | 107.855 | bal_1P_1/0AC | 8100706 | no | no |  |  | no |  |  | 0 | 0 | 0 | 0
oh_line_8100706_200813976 |  | AD | node_8100706_200813974 | node_8100706_200813976 | 93.129 | bal_1P_1/0AC | 8100706 | no | no |  |  | no |  |  | 0 | 0 | 0 | 0
oh_line_8100706_200813997 |  | AD | node_8100706_200813998 | node_8100706_200813997 | 40.883 | bal_1P_1/0AC | 8100706 | no | no |  |  | no |  |  | 0 | 0 | 0 | 0
oh_line_8100706_200813998 |  | AD | node_8100706_200813999 | node_8100706_200813998 | 86.393 | bal_1P_1/0AC | 8100706 | no | no |  |  | no |  |  | 0 | 0 | 0 | 0
oh_line_8100706_200813999 |  | AD | node_8100706_200814001 | node_8100706_200813999 | 129.626 | bal_1P_1/0AC | 8100706 | no | no |  |  | no |  |  | 0 | 0 | 0 | 0
oh_line_8100706_200814001 |  | AD | node_8100706_200813533 | node_8100706_200814001 | 135.214 | bal_1P_1/0AC | 8100706 | no | no |  |  | no |  |  | 0 | 0 | 0 | 0
oh_line_8100706_200814010 |  | AD | node_8100706_200813859 | node_8100706_200814010 | 62.682 | bal_1P_4CU | 8100706 | no | no |  |  | no |  |  | 0 | 0 | 0 | 0
oh_line_8100706_200814011 |  | AD | node_8100706_200814010 | node_8100706_200814011 | 125.388 | bal_1P_4CU | 8100706 | no | no |  |  | no |  |  | 0 | 0 | 0 | 0
oh_line_8100706_200814012 |  | AD | node_8100706_200814011 | node_8100706_200814012 | 77.073 | bal_1P_4CU | 8100706 | no | no |  |  | no |  |  | 0 | 0 | 0 | 0
oh_line_8100706_200814023 |  | ABCD | node_8100706_200814037 | node_8100706_200814023 | 97.986 | bal_3P_1/0AC | 8100706 | no | no |  |  | no |  |  | 0 | 0 | 0 | 0
oh_line_8100706_200814024 |  | ABCD | node_8100706_200814023 | node_8100706_200814024 | 141.585 | bal_3P_1/0AC | 8100706 | no | no |  |  | no |  |  | 0 | 0 | 0 | 0
oh_line_8100706_200814025 |  | ABCD | node_8100706_200814026 | node_8100706_200814025 | 75.178 | bal_3P_477AL | 8100706 | no | no |  |  | no |  |  | 0 | 0 | 0 | 0
oh_line_8100706_200814026 |  | ABCD | node_8100706_200814027 | node_8100706_200814026 | 121.029 | bal_3P_477AL | 8100706 | no | no |  |  | no |  |  | 0 | 0 | 0 | 0
oh_line_8100706_200814027 |  | ABCD | node_8100706_200814040 | node_8100706_200814027 | 118.453 | bal_3P_477AL | 8100706 | no | no |  |  | no |  |  | 0 | 0 | 0 | 0
oh_line_8100706_200814036 |  | ABCD | node_8100706_200814023 | node_8100706_200814036 | 106.358 | bal_3P_1/0AC | 8100706 | no | no |  |  | no |  |  | 0 | 0 | 0 | 0
oh_line_8100706_200814037 |  | ABCD | node_8100706_200814038 | node_8100706_200814037 | 91.916 | bal_3P_1/0AC | 8100706 | no | no |  |  | no |  |  | 0 | 0 | 0 | 0
oh_line_8100706_200814038 |  | ABCD | node_8100706_200814039 | node_8100706_200814038 | 79.695 | bal_3P_1/0AC | 8100706 | no | no |  |  | no |  |  | 0 | 0 | 0 | 0
oh_line_8100706_200814039 |  | ABCD | node_8100706_200814040 | node_8100706_200814039 | 108.637 | bal_3P_6CU | 8100706 | no | no |  |  | no |  |  | 0 | 0 | 0 | 0
oh_line_8100706_200814040 |  | ABCD | node_8100706_200815170 | node_8100706_200814040 | 65.969 | bal_3P_477AL | 8100706 | no | no |  |  | no |  |  | 0 | 0 | 0 | 0
oh_line_8100706_200814097 |  | ABCD | node_8100706_200813537 | node_8100706_200814097 | 51.703 | bal_3P_2/0CU | 8100706 | no | no |  |  | no |  |  | 0 | 0 | 0 | 0
oh_line_8100706_200814098-1 |  | ABCD | node_1386545_182_15291073_546 | node_8100706_200814098 | 4.951 | bal_3P_2/0CU | 8100706 | no | no |  |  | no |  |  | 0 | 0 | 0 | 0
oh_line_8100706_200814098-2 |  | ABCD | node_8100706_200814097 | node_1386545_182_15291073_546 | 87.945 | bal_3P_2/0CU | 8100706 | no | no |  |  | no |  |  | 0 | 0 | 0 | 0
oh_line_8100706_200814099 |  | ABCD | node_8100706_200814098 | node_8100706_200814099 | 92.127 | bal_3P_2/0CU | 8100706 | no | no |  |  | no |  |  | 0 | 0 | 0 | 0
oh_line_8100706_200814100 |  | ABCD | node_8100706_200814099 | node_8100706_200814100 | 135.704 | bal_3P_2/0CU | 8100706 | no | no |  |  | no |  |  | 0 | 0 | 0 | 0
oh_line_8100706_200814101 |  | ABCD | node_8100706_200814100 | node_8100706_200814101 | 86.624 | bal_3P_2/0CU | 8100706 | no | no |  |  | no |  |  | 0 | 0 | 0 | 0
oh_line_8100706_200814102 |  | ABCD | node_8100706_200813862 | node_8100706_200814102 | 101.021 | bal_3P_2/0CU | 8100706 | no | no |  |  | no |  |  | 0 | 0 | 0 | 0
oh_line_8100706_200814103 |  | ABCD | node_8100706_200814102 | node_8100706_200814103 | 95.172 | bal_3P_2/0CU | 8100706 | no | no |  |  | no |  |  | 0 | 0 | 0 | 0
oh_line_8100706_200814105 |  | ABCD | node_8100706_200814103 | node_8100706_200814105 | 92.355 | bal_3P_2/0CU | 8100706 | no | no |  |  | no |  |  | 0 | 0 | 0 | 0
oh_line_8100706_200814106 |  | AD | node_8100706_200814107 | node_8100706_200814106 | 100.2 | bal_1P_1/0AA | 8100706 | no | no |  |  | no |  |  | 0 | 0 | 0 | 0
oh_line_8100706_200814107 |  | AD | node_8100706_200814108 | node_8100706_200814107 | 86.329 | bal_1P_1/0AA | 8100706 | no | no |  |  | no |  |  | 0 | 0 | 0 | 0
oh_line_8100706_200814108 |  | AD | node_8100706_200814109 | node_8100706_200814108 | 95.982 | bal_1P_1/0AA | 8100706 | no | no |  |  | no |  |  | 0 | 0 | 0 | 0
oh_line_8100706_200814109 |  | AD | node_8100706_200813478 | node_8100706_200814109 | 151.839 | bal_1P_1/0AA | 8100706 | no | no |  |  | no |  |  | 0 | 0 | 0 | 0
oh_line_8100706_200814110 |  | AD | node_8100706_200813478 | node_8100706_200814110 | 109.902 | bal_1P_1/0AA | 8100706 | no | no |  |  | no |  |  | 0 | 0 | 0 | 0
oh_line_8100706_200814111 |  | AD | node_8100706_200814110 | node_8100706_200814111 | 115.079 | bal_1P_1/0AA | 8100706 | no | no |  |  | no |  |  | 0 | 0 | 0 | 0
oh_line_8100706_200814112 |  | AD | node_8100706_200814111 | node_8100706_200814112 | 97.674 | bal_1P_1/0AA | 8100706 | no | no |  |  | no |  |  | 0 | 0 | 0 | 0
oh_line_8100706_200814113 |  | ABCD | node_8100706_200814717 | node_8100706_200814113 | 143.321 | bal_3P_2/0CU | 8100706 | no | no |  |  | no |  |  | 0 | 0 | 0 | 0
oh_line_8100706_200814114 |  | ABCD | node_8100706_200814139 | node_8100706_200814114 | 82.223 | bal_3P_2/0CU | 8100706 | no | no |  |  | no |  |  | 0 | 0 | 0 | 0
oh_line_8100706_200814115 |  | ABCD | node_8100706_200814114 | node_8100706_200814115 | 122.87 | bal_3P_2/0CU | 8100706 | no | no |  |  | no |  |  | 0 | 0 | 0 | 0
oh_line_8100706_200814116 |  | ABCD | node_8100706_200814115 | node_8100706_200814116 | 87.978 | bal_3P_2/0CU | 8100706 | no | no |  |  | no |  |  | 0 | 0 | 0 | 0
oh_line_8100706_200814117 |  | ABCD | node_8100706_200814116 | node_8100706_200814117 | 127.338 | bal_3P_2/0CU | 8100706 | no | no |  |  | no |  |  | 0 | 0 | 0 | 0
oh_line_8100706_200814118 |  | ABCD | node_8100706_200814117 | node_8100706_200814118 | 74.316 | bal_3P_2/0CU | 8100706 | no | no |  |  | no |  |  | 0 | 0 | 0 | 0
oh_line_8100706_200814119 |  | ABCD | node_8100706_200814118 | node_8100706_200814119 | 114.453 | bal_3P_2/0CU | 8100706 | no | no |  |  | no |  |  | 0 | 0 | 0 | 0
oh_line_8100706_200814120 |  | ABCD | node_8100706_200814119 | node_8100706_200814120 | 122.634 | bal_3P_2/0CU | 8100706 | no | no |  |  | no |  |  | 0 | 0 | 0 | 0
oh_line_8100706_200814121 |  | ABCD | node_8100706_200814120 | node_8100706_200814121 | 110.704 | bal_3P_2/0CU | 8100706 | no | no |  |  | no |  |  | 0 | 0 | 0 | 0
oh_line_8100706_200814122 |  | ABCD | node_8100706_200814121 | node_8100706_200814122 | 97.227 | bal_3P_2/0CU | 8100706 | no | no |  |  | no |  |  | 0 | 0 | 0 | 0
oh_line_8100706_200814123 |  | ABCD | node_8100706_200814122 | node_8100706_200814123 | 71.23 | bal_3P_2/0CU | 8100706 | no | no |  |  | no |  |  | 0 | 0 | 0 | 0
oh_line_8100706_200814124-1 |  | AD | node_8100706_200814124 | node_8100706_200814126 | 106.407 | bal_1P_1/0AC | 8100706 | no | no |  |  | no |  |  | 0 | 0 | 0 | 0
oh_line_8100706_200814124-2 |  | AD | node_310015569 | node_8100706_200814124 | 105.505 | bal_1P_1/0AC | 8100706 | no | no |  |  | no |  |  | 0 | 0 | 0 | 0
oh_line_8100706_200814124-3 |  | AD | node_8100706_200814123 | node_intto1_310015569 | 10.024 | bal_1P_1/0AC | 8100706 | no | no |  |  | no |  |  | 0 | 0 | 0 | 0
oh_line_8100706_200814125 |  | ABCD | node_8100706_200814113 | node_intto1_8100706_200814125 | 56.136 | bal_3P_2/0CU | 8100706 | no | no |  |  | no |  |  | 0 | 0 | 0 | 0
oh_line_8100706_200814126 |  | AD | node_8100706_200814126 | node_8100706_200814127 | 128.851 | bal_1P_1/0AC | 8100706 | no | no |  |  | no |  |  | 0 | 0 | 0 | 0
oh_line_8100706_200814127 |  | AD | node_8100706_200814127 | node_8100706_200814128 | 73.382 | bal_1P_1/0AC | 8100706 | no | no |  |  | no |  |  | 0 | 0 | 0 | 0
oh_line_8100706_200814128 |  | AD | node_8100706_200814128 | node_8100706_200814129 | 53.938 | bal_1P_2AC | 8100706 | no | no |  |  | no |  |  | 0 | 0 | 0 | 0
oh_line_8100706_200814129 |  | AD | node_8100706_200814129 | node_8100706_200814130 | 102.9 | bal_1P_2AC | 8100706 | no | no |  |  | no |  |  | 0 | 0 | 0 | 0
oh_line_8100706_200814130 |  | AD | node_8100706_200814130 | node_intto1_1386177_119_15290487_684 | 106.364 | bal_1P_1/0AC | 8100706 | no | no |  |  | no |  |  | 0 | 0 | 0 | 0
oh_line_8100706_200814133-1 |  | ABCD | node_1386057_603_15292782_254 | node_8100706_200814133 | 8.389 | bal_3P_2/0CU | 8100706 | no | no |  |  | no |  |  | 0 | 0 | 0 | 0
oh_line_8100706_200814133-2 |  | ABCD | node_8100706_200814125 | node_1386057_603_15292782_254 | 107.098 | bal_3P_2/0CU | 8100706 | no | no |  |  | no |  |  | 0 | 0 | 0 | 0
oh_line_8100706_200814134 |  | ABCD | node_8100706_200814133 | node_8100706_200814134 | 87.59 | bal_3P_2/0CU | 8100706 | no | no |  |  | no |  |  | 0 | 0 | 0 | 0
oh_line_8100706_200814135 |  | ABCD | node_8100706_200814134 | node_8100706_200814135 | 107.609 | bal_3P_2/0CU | 8100706 | no | no |  |  | no |  |  | 0 | 0 | 0 | 0
oh_line_8100706_200814136 |  | ABCD | node_8100706_200814135 | node_8100706_200814136 | 111.116 | bal_3P_2/0CU | 8100706 | no | no |  |  | no |  |  | 0 | 0 | 0 | 0
oh_line_8100706_200814137 |  | ABCD | node_8100706_200814136 | node_8100706_200814137 | 87.965 | bal_3P_2/0CU | 8100706 | no | no |  |  | no |  |  | 0 | 0 | 0 | 0
oh_line_8100706_200814138 |  | ABCD | node_8100706_200814137 | node_8100706_200814138 | 102.723 | bal_3P_2/0CU | 8100706 | no | no |  |  | no |  |  | 0 | 0 | 0 | 0
oh_line_8100706_200814139 |  | ABCD | node_8100706_200814138 | node_8100706_200814139 | 107.851 | bal_3P_2/0CU | 8100706 | no | no |  |  | no |  |  | 0 | 0 | 0 | 0
oh_line_8100706_200814147 |  | AD | node_8100706_200917257 | node_8100706_200814147 | 200.161 | bal_1P_1/0AC | 8100706 | no | no |  |  | no |  |  | 0 | 0 | 0 | 0
oh_line_8100706_200814148 |  | ABCD | node_8100706_200814201 | node_8100706_200814148 | 101.954 | bal_3P_477AL | 8100706 | no | no |  |  | no |  |  | 0 | 0 | 0 | 0
oh_line_8100706_200814149 |  | ABCD | node_8100706_200814148 | node_8100706_200814149 | 118.004 | bal_3P_477AL | 8100706 | no | no |  |  | no |  |  | 0 | 0 | 0 | 0
oh_line_8100706_200814150 |  | ABCD | node_8100706_200814149 | node_8100706_200814150 | 104.995 | bal_3P_477AL | 8100706 | no | no |  |  | no |  |  | 0 | 0 | 0 | 0
oh_line_8100706_200814152 |  | ABCD | node_8100706_200814150 | node_8100706_200814152 | 101.8 | bal_3P_477AL | 8100706 | no | no |  |  | no |  |  | 0 | 0 | 0 | 0
oh_line_8100706_200814153 |  | ABCD | node_8100706_200814152 | node_8100706_200814153 | 113.651 | bal_3P_477AL | 8100706 | no | no |  |  | no |  |  | 0 | 0 | 0 | 0
oh_line_8100706_200814154 |  | ABCD | node_8100706_200814153 | node_8100706_200814154 | 60.271 | bal_3P_477AL | 8100706 | no | no |  |  | no |  |  | 0 | 0 | 0 | 0
oh_line_8100706_200814155 |  | ABCD | node_8100706_200814154 | node_8100706_200814155 | 105.013 | bal_3P_477AL | 8100706 | no | no |  |  | no |  |  | 0 | 0 | 0 | 0
oh_line_8100706_200814156 |  | ABCD | node_8100706_200814155 | node_8100706_200814156 | 118.851 | bal_3P_477AL | 8100706 | no | no |  |  | no |  |  | 0 | 0 | 0 | 0
oh_line_8100706_200814157 |  | ABCD | node_8100706_200814156 | node_intto1_8100706_200814157 | 141.297 | bal_3P_477AL | 8100706 | no | no |  |  | no |  |  | 0 | 0 | 0 | 0
oh_line_8100706_200814161 |  | ABCD | node_8100706_200814157 | node_8100706_200814161 | 103.041 | bal_3P_477AL | 8100706 | no | no |  |  | no |  |  | 0 | 0 | 0 | 0
oh_line_8100706_200814162 |  | ABCD | node_8100706_200815016 | node_8100706_200814162 | 141.45 | bal_3P_477AL | 8100706 | no | no |  |  | no |  |  | 0 | 0 | 0 | 0
oh_line_8100706_200814164 |  | ABCD | node_8100706_200814161 | node_8100706_200814164 | 120.539 | bal_3P_477AL | 8100706 | no | no |  |  | no |  |  | 0 | 0 | 0 | 0
oh_line_8100706_200814165 |  | ABCD | node_8100706_200814164 | node_8100706_200814165 | 122.269 | bal_3P_477AL | 8100706 | no | no |  |  | no |  |  | 0 | 0 | 0 | 0
oh_line_8100706_200814166 |  | ABCD | node_8100706_200814165 | node_8100706_200814166 | 125.728 | bal_3P_477AL | 8100706 | no | no |  |  | no |  |  | 0 | 0 | 0 | 0
oh_line_8100706_200814167 |  | ABCD | node_8100706_200814166 | node_8100706_200814167 | 116.28 | bal_3P_477AL | 8100706 | no | no |  |  | no |  |  | 0 | 0 | 0 | 0
oh_line_8100706_200814168 |  | ABCD | node_8100706_200814167 | node_8100706_200814168 | 124.415 | bal_3P_477AL | 8100706 | no | no |  |  | no |  |  | 0 | 0 | 0 | 0
oh_line_8100706_200814169 |  | ABCD | node_8100706_200814168 | node_8100706_200814169 | 115.161 | bal_3P_477AL | 8100706 | no | no |  |  | no |  |  | 0 | 0 | 0 | 0
oh_line_8100706_200814170 |  | ABCD | node_8100706_200814169 | node_8100706_200814170 | 111.254 | bal_3P_477AL | 8100706 | no | no |  |  | no |  |  | 0 | 0 | 0 | 0
oh_line_8100706_200814171 |  | AD | node_8100706_200814170 | node_intto1_8100706_200814171 | 176.329 | bal_1P_2/0CU | 8100706 | no | no |  |  | no |  |  | 0 | 0 | 0 | 0
oh_line_8100706_200814172 |  | AD | node_8100706_200814171 | node_8100706_200814172 | 110.778 | bal_1P_2/0CU | 8100706 | no | no |  |  | no |  |  | 0 | 0 | 0 | 0
oh_line_8100706_200814173 |  | AD | node_8100706_200814172 | node_8100706_200814173 | 86.406 | bal_1P_2/0CU | 8100706 | no | no |  |  | no |  |  | 0 | 0 | 0 | 0
oh_line_8100706_200814174 |  | ABCD | node_8100706_200814162 | node_8100706_200814174 | 133.295 | bal_3P_477AL | 8100706 | no | no |  |  | no |  |  | 0 | 0 | 0 | 0
oh_line_8100706_200814175 |  | AD | node_8100706_200814173 | node_8100706_200814175 | 109.517 | bal_1P_2/0CU | 8100706 | no | no |  |  | no |  |  | 0 | 0 | 0 | 0
oh_line_8100706_200814176 |  | AD | node_8100706_200814175 | node_8100706_200814176 | 81.954 | bal_1P_2/0CU | 8100706 | no | no |  |  | no |  |  | 0 | 0 | 0 | 0
oh_line_8100706_200814177 |  | AD | node_8100706_200814176 | node_8100706_200814177 | 109.114 | bal_1P_2/0CU | 8100706 | no | no |  |  | no |  |  | 0 | 0 | 0 | 0
oh_line_8100706_200814178 |  | AD | node_8100706_200814177 | node_8100706_200814178 | 94.461 | bal_1P_2/0CU | 8100706 | no | no |  |  | no |  |  | 0 | 0 | 0 | 0
oh_line_8100706_200814179 |  | AD | node_8100706_200814178 | node_8100706_200814179 | 108.385 | bal_1P_2/0CU | 8100706 | no | no |  |  | no |  |  | 0 | 0 | 0 | 0
oh_line_8100706_200814180 |  | AD | node_8100706_200814179 | node_8100706_200814180 | 90.88 | bal_1P_2/0CU | 8100706 | no | no |  |  | no |  |  | 0 | 0 | 0 | 0
oh_line_8100706_200814181 |  | AD | node_8100706_200814180 | node_8100706_200814181 | 123.641 | bal_1P_2/0CU | 8100706 | no | no |  |  | no |  |  | 0 | 0 | 0 | 0
oh_line_8100706_200814182 |  | AD | node_8100706_200814181 | node_8100706_200814182 | 122.467 | bal_1P_2/0CU | 8100706 | no | no |  |  | no |  |  | 0 | 0 | 0 | 0
oh_line_8100706_200814183 |  | AD | node_8100706_200814182 | node_8100706_200814183 | 142.472 | bal_1P_2/0CU | 8100706 | no | no |  |  | no |  |  | 0 | 0 | 0 | 0
oh_line_8100706_200814184 |  | AD | node_8100706_200814183 | node_8100706_200814184 | 153.443 | bal_1P_2/0CU | 8100706 | no | no |  |  | no |  |  | 0 | 0 | 0 | 0
oh_line_8100706_200814185 |  | ABCD | node_8100706_200814174 | node_8100706_200814185 | 100.28 | bal_3P_477AL | 8100706 | no | no |  |  | no |  |  | 0 | 0 | 0 | 0
oh_line_8100706_200814186 |  | AD | node_8100706_200917345 | node_8100706_200814186 | 89.436 | bal_1P_2/0CU | 8100706 | no | no |  |  | no |  |  | 0 | 0 | 0 | 0
oh_line_8100706_200814187 |  | AD | node_8100706_200814186 | node_8100706_200814187 | 168.733 | bal_1P_2/0CU | 8100706 | no | no |  |  | no |  |  | 0 | 0 | 0 | 0
oh_line_8100706_200814188 |  | AD | node_8100706_200814187 | node_8100706_200814188 | 144.977 | bal_1P_2/0CU | 8100706 | no | no |  |  | no |  |  | 0 | 0 | 0 | 0
oh_line_8100706_200814189 |  | AD | node_8100706_200814188 | node_8100706_200814189 | 129.256 | bal_1P_2/0CU | 8100706 | no | no |  |  | no |  |  | 0 | 0 | 0 | 0
oh_line_8100706_200814195 |  | ABCD | node_8100706_201057663 | node_8100706_200814195 | 88.129 | bal_3P_477AL | 8100706 | no | no |  |  | no |  |  | 0 | 0 | 0 | 0
oh_line_8100706_200814196 |  | ABCD | node_8100706_200814195 | node_8100706_200814196 | 123.958 | bal_3P_477AL | 8100706 | no | no |  |  | no |  |  | 0 | 0 | 0 | 0
oh_line_8100706_200814197 |  | ABCD | node_8100706_200814196 | node_8100706_200814197 | 118.663 | bal_3P_477AL | 8100706 | no | no |  |  | no |  |  | 0 | 0 | 0 | 0
oh_line_8100706_200814200 |  | ABCD | node_8100706_200814197 | node_8100706_200814200 | 49.135 | bal_3P_1/0AA | 8100706 | no | no |  |  | no |  |  | 0 | 0 | 0 | 0
oh_line_8100706_200814201 |  | ABCD | node_8100706_200814197 | node_8100706_200814201 | 87.871 | bal_3P_477AL | 8100706 | no | no |  |  | no |  |  | 0 | 0 | 0 | 0
oh_line_8100706_200814211 |  | AD | node_8100706_200814612 | node_8100706_200814211 | 62.11 | bal_1P_1/0AC | 8100706 | no | no |  |  | no |  |  | 0 | 0 | 0 | 0
oh_line_8100706_200814217 |  | AD | node_8100706_200814218 | node_8100706_200814217 | 99.082 | bal_1P_1/0AC | 8100706 | no | no |  |  | no |  |  | 0 | 0 | 0 | 0
oh_line_8100706_200814218 |  | AD | node_8100706_200814219 | node_8100706_200814218 | 93.466 | bal_1P_1/0AC | 8100706 | no | no |  |  | no |  |  | 0 | 0 | 0 | 0
oh_line_8100706_200814219 |  | AD | node_8100706_200814220 | node_8100706_200814219 | 94.34 | bal_1P_1/0AC | 8100706 | no | no |  |  | no |  |  | 0 | 0 | 0 | 0
oh_line_8100706_200814220 |  | AD | node_8100706_200814221 | node_8100706_200814220 | 101.303 | bal_1P_1/0AC | 8100706 | no | no |  |  | no |  |  | 0 | 0 | 0 | 0
oh_line_8100706_200814221 |  | AD | node_8100706_200814222 | node_8100706_200814221 | 102.111 | bal_1P_1/0AC | 8100706 | no | no |  |  | no |  |  | 0 | 0 | 0 | 0
oh_line_8100706_200814222 |  | AD | node_8100706_200814223 | node_8100706_200814222 | 94.323 | bal_1P_1/0AC | 8100706 | no | no |  |  | no |  |  | 0 | 0 | 0 | 0
oh_line_8100706_200814223 |  | AD | node_8100706_200814224 | node_8100706_200814223 | 112.696 | bal_1P_1/0AC | 8100706 | no | no |  |  | no |  |  | 0 | 0 | 0 | 0
oh_line_8100706_200814224 |  | AD | node_8100706_200917256 | node_8100706_200814224 | 54.303 | bal_1P_1/0AC | 8100706 | no | no |  |  | no |  |  | 0 | 0 | 0 | 0
oh_line_8100706_200814225 |  | AD | node_8100706_200917256 | node_8100706_200814225 | 66.582 | bal_1P_1/0AC | 8100706 | no | no |  |  | no |  |  | 0 | 0 | 0 | 0
oh_line_8100706_200814226 |  | AD | node_8100706_200814225 | node_intto1_8100706_200814226 | 106.515 | bal_1P_1/0AC | 8100706 | no | no |  |  | no |  |  | 0 | 0 | 0 | 0
oh_line_8100706_200814228 |  | AD | node_8100706_200814226 | node_8100706_200814228 | 82.926 | bal_1P_1/0AC | 8100706 | no | no |  |  | no |  |  | 0 | 0 | 0 | 0
oh_line_8100706_200814229 |  | AD | node_8100706_200814228 | node_8100706_200814229 | 119.93 | bal_1P_1/0AC | 8100706 | no | no |  |  | no |  |  | 0 | 0 | 0 | 0
oh_line_8100706_200814230 |  | AD | node_8100706_200814229 | node_8100706_200814230 | 120.784 | bal_1P_1/0AC | 8100706 | no | no |  |  | no |  |  | 0 | 0 | 0 | 0
oh_line_8100706_200814231 |  | AD | node_8100706_200814230 | node_8100706_200814231 | 87.878 | bal_1P_1/0AC | 8100706 | no | no |  |  | no |  |  | 0 | 0 | 0 | 0
oh_line_8100706_200814232 |  | AD | node_8100706_200814231 | node_8100706_200814232 | 147.694 | bal_1P_1/0AC | 8100706 | no | no |  |  | no |  |  | 0 | 0 | 0 | 0
oh_line_8100706_200814233 |  | AD | node_8100706_200814232 | node_8100706_200814233 | 136.559 | bal_1P_1/0AC | 8100706 | no | no |  |  | no |  |  | 0 | 0 | 0 | 0
oh_line_8100706_200814234 |  | AD | node_8100706_200814233 | node_8100706_200814234 | 114.529 | bal_1P_1/0AC | 8100706 | no | no |  |  | no |  |  | 0 | 0 | 0 | 0
oh_line_8100706_200814235 |  | AD | node_8100706_200814234 | node_8100706_200814235 | 122.778 | bal_1P_1/0AC | 8100706 | no | no |  |  | no |  |  | 0 | 0 | 0 | 0
oh_line_8100706_200814236 |  | AD | node_8100706_200814235 | node_8100706_200814236 | 134.432 | bal_1P_1/0AC | 8100706 | no | no |  |  | no |  |  | 0 | 0 | 0 | 0
oh_line_8100706_200814237 |  | AD | node_8100706_200814236 | node_8100706_200814237 | 133.644 | bal_1P_1/0AC | 8100706 | no | no |  |  | no |  |  | 0 | 0 | 0 | 0
oh_line_8100706_200814239 |  | AD | node_8100706_200814237 | node_8100706_200814239 | 101.882 | bal_1P_1/0AC | 8100706 | no | no |  |  | no |  |  | 0 | 0 | 0 | 0
oh_line_8100706_200814240 |  | AD | node_8100706_200814239 | node_8100706_200814240 | 137.339 | bal_1P_1/0AC | 8100706 | no | no |  |  | no |  |  | 0 | 0 | 0 | 0
oh_line_8100706_200814241 |  | AD | node_8100706_200814240 | node_8100706_200814241 | 93.518 | bal_1P_1/0AC | 8100706 | no | no |  |  | no |  |  | 0 | 0 | 0 | 0
oh_line_8100706_200814242 |  | AD | node_8100706_200814241 | node_8100706_200814242 | 122.803 | bal_1P_1/0AC | 8100706 | no | no |  |  | no |  |  | 0 | 0 | 0 | 0
oh_line_8100706_200814279 |  | AD | node_8100706_200814280 | node_8100706_200814279 | 116.512 | bal_1P_4CU | 8100706 | no | no |  |  | no |  |  | 0 | 0 | 0 | 0
oh_line_8100706_200814280 |  | AD | node_8100706_200814282 | node_8100706_200814280 | 96.982 | bal_1P_4CU | 8100706 | no | no |  |  | no |  |  | 0 | 0 | 0 | 0
oh_line_8100706_200814282 |  | AD | node_8100706_200814283 | node_8100706_200814282 | 112.155 | bal_1P_4CU | 8100706 | no | no |  |  | no |  |  | 0 | 0 | 0 | 0
oh_line_8100706_200814283 |  | AD | node_8100706_200814695 | node_8100706_200814283 | 125.955 | bal_1P_4CU | 8100706 | no | no |  |  | no |  |  | 0 | 0 | 0 | 0
oh_line_8100706_200814432 |  | AD | node_8100706_200814433 | node_8100706_200814432 | 91.385 | bal_1P_4CU | 8100706 | no | no |  |  | no |  |  | 0 | 0 | 0 | 0
oh_line_8100706_200814433 |  | AD | node_8100706_200814434 | node_8100706_200814433 | 94.772 | bal_1P_4CU | 8100706 | no | no |  |  | no |  |  | 0 | 0 | 0 | 0
oh_line_8100706_200814434 |  | AD | node_8100706_200814435 | node_8100706_200814434 | 116.558 | bal_1P_4CU | 8100706 | no | no |  |  | no |  |  | 0 | 0 | 0 | 0
oh_line_8100706_200814435 |  | AD | node_8100706_200814438 | node_8100706_200814435 | 118.772 | bal_1P_4CU | 8100706 | no | no |  |  | no |  |  | 0 | 0 | 0 | 0
oh_line_8100706_200814438 |  | AD | node_8100706_200814439 | node_8100706_200814438 | 106.92 | bal_1P_4CU | 8100706 | no | no |  |  | no |  |  | 0 | 0 | 0 | 0
oh_line_8100706_200814439 |  | AD | node_8100706_200814440 | node_8100706_200814439 | 108.458 | bal_1P_4CU | 8100706 | no | no |  |  | no |  |  | 0 | 0 | 0 | 0
oh_line_8100706_200814440 |  | AD | node_8100706_200814441 | node_8100706_200814440 | 115.995 | bal_1P_4CU | 8100706 | no | no |  |  | no |  |  | 0 | 0 | 0 | 0
oh_line_8100706_200814441 |  | AD | node_8100706_200814442 | node_8100706_200814441 | 125.223 | bal_1P_4CU | 8100706 | no | no |  |  | no |  |  | 0 | 0 | 0 | 0
oh_line_8100706_200814442 |  | AD | node_8100706_200814443 | node_8100706_200814442 | 132.628 | bal_1P_4CU | 8100706 | no | no |  |  | no |  |  | 0 | 0 | 0 | 0
oh_line_8100706_200814443 |  | AD | node_8100706_200814697 | node_intto1_8100706_200814443 | 179.778 | bal_1P_4CU | 8100706 | no | no |  |  | no |  |  | 0 | 0 | 0 | 0
oh_line_8100706_200814444 |  | AD | node_8100706_200814697 | node_8100706_200814444 | 179.953 | bal_1P_4CU | 8100706 | no | no |  |  | no |  |  | 0 | 0 | 0 | 0
oh_line_8100706_200814445 |  | AD | node_8100706_200814444 | node_8100706_200814445 | 102.178 | bal_1P_4CU | 8100706 | no | no |  |  | no |  |  | 0 | 0 | 0 | 0
oh_line_8100706_200814446 |  | AD | node_8100706_200814445 | node_8100706_200814446 | 98.506 | bal_1P_4CU | 8100706 | no | no |  |  | no |  |  | 0 | 0 | 0 | 0
oh_line_8100706_200814447 |  | AD | node_8100706_200814446 | node_8100706_200814447 | 102.277 | bal_1P_4CU | 8100706 | no | no |  |  | no |  |  | 0 | 0 | 0 | 0
oh_line_8100706_200814501 |  | AD | node_8100706_200814638 | node_8100706_200814501 | 99.682 | bal_1P_4CU | 8100706 | no | no |  |  | no |  |  | 0 | 0 | 0 | 0
oh_line_8100706_200814502 |  | AD | node_8100706_200814501 | node_8100706_200814502 | 96.713 | bal_1P_4CU | 8100706 | no | no |  |  | no |  |  | 0 | 0 | 0 | 0
oh_line_8100706_200814503 |  | AD | node_8100706_200814502 | node_8100706_200814503 | 86.692 | bal_1P_4CU | 8100706 | no | no |  |  | no |  |  | 0 | 0 | 0 | 0
oh_line_8100706_200814519 |  | AD | node_8100706_200814520 | node_8100706_200814519 | 92.311 | bal_1P_1/0AC | 8100706 | no | no |  |  | no |  |  | 0 | 0 | 0 | 0
oh_line_8100706_200814520 |  | AD | node_8100706_200814521 | node_8100706_200814520 | 70.925 | bal_1P_1/0AC | 8100706 | no | no |  |  | no |  |  | 0 | 0 | 0 | 0
oh_line_8100706_200814521 |  | AD | node_8100706_200814560 | node_8100706_200814521 | 35.931 | bal_1P_1/0AC | 8100706 | no | no |  |  | no |  |  | 0 | 0 | 0 | 0
oh_line_8100706_200814522 |  | AD | node_8100706_200814521 | node_8100706_200814522 | 143.616 | bal_1P_1/0AC | 8100706 | no | no |  |  | no |  |  | 0 | 0 | 0 | 0
oh_line_8100706_200814560 |  | AD | node_8100706_200814565 | node_8100706_200814560 | 100.604 | bal_1P_1/0AC | 8100706 | no | no |  |  | no |  |  | 0 | 0 | 0 | 0
oh_line_8100706_200814565 |  | AD | node_8100706_200814566 | node_8100706_200814565 | 74.88 | bal_1P_1/0AC | 8100706 | no | no |  |  | no |  |  | 0 | 0 | 0 | 0
oh_line_8100706_200814566 |  | AD | node_8100706_200814568 | node_8100706_200814566 | 100.081 | bal_1P_1/0AC | 8100706 | no | no |  |  | no |  |  | 0 | 0 | 0 | 0
oh_line_8100706_200814568 |  | AD | node_8100706_200814569 | node_8100706_200814568 | 59.987 | bal_1P_1/0AC | 8100706 | no | no |  |  | no |  |  | 0 | 0 | 0 | 0
oh_line_8100706_200814569 |  | AD | node_8100706_200814570 | node_8100706_200814569 | 75.261 | bal_1P_1/0AC | 8100706 | no | no |  |  | no |  |  | 0 | 0 | 0 | 0
oh_line_8100706_200814570 |  | AD | node_8100706_200814572 | node_8100706_200814570 | 130.074 | bal_1P_1/0AC | 8100706 | no | no |  |  | no |  |  | 0 | 0 | 0 | 0
oh_line_8100706_200814572 |  | AD | node_8100706_201057663 | node_8100706_200814572 | 104.191 | bal_1P_1/0AC | 8100706 | no | no |  |  | no |  |  | 0 | 0 | 0 | 0
oh_line_8100706_200814574 |  | AD | node_8100706_200814999 | node_8100706_200814574 | 101.659 | bal_1P_6CU | 8100706 | no | no |  |  | no |  |  | 0 | 0 | 0 | 0
oh_line_8100706_200814580 |  | AD | node_8100706_200814581 | node_8100706_200814580 | 63.431 | bal_1P_1/0AA | 8100706 | no | no |  |  | no |  |  | 0 | 0 | 0 | 0
oh_line_8100706_200814581 |  | AD | node_8100706_200814582 | node_8100706_200814581 | 117.066 | bal_1P_1/0AA | 8100706 | no | no |  |  | no |  |  | 0 | 0 | 0 | 0
oh_line_8100706_200814582 |  | AD | node_8100706_200814714 | node_intto1_8100706_200814582 | 199.018 | bal_1P_1/0AA | 8100706 | no | no |  |  | no |  |  | 0 | 0 | 0 | 0
oh_line_8100706_200814584 |  | AD | node_8100706_200814574 | node_intto1_8100706_200814584 | 120.971 | bal_1P_6CU | 8100706 | no | no |  |  | no |  |  | 0 | 0 | 0 | 0
oh_line_8100706_200814585 |  | AD | node_8100706_200814584 | node_8100706_200814585 | 99.892 | bal_1P_6CU | 8100706 | no | no |  |  | no |  |  | 0 | 0 | 0 | 0
oh_line_8100706_200814586 |  | AD | node_8100706_200814585 | node_8100706_200814586 | 152.544 | bal_1P_1/0AC | 8100706 | no | no |  |  | no |  |  | 0 | 0 | 0 | 0
oh_line_8100706_200814587 |  | AD | node_8100706_200814586 | node_8100706_200814587 | 122.725 | bal_1P_1/0AC | 8100706 | no | no |  |  | no |  |  | 0 | 0 | 0 | 0
oh_line_8100706_200814588 |  | AD | node_8100706_200814587 | node_8100706_200814588 | 126.654 | bal_1P_1/0AC | 8100706 | no | no |  |  | no |  |  | 0 | 0 | 0 | 0
oh_line_8100706_200814590 |  | AD | node_8100706_200814588 | node_8100706_200814590 | 190.662 | bal_1P_1/0AC | 8100706 | no | no |  |  | no |  |  | 0 | 0 | 0 | 0
oh_line_8100706_200814591 |  | AD | node_8100706_200814590 | node_8100706_200814591 | 110.943 | bal_1P_1/0AC | 8100706 | no | no |  |  | no |  |  | 0 | 0 | 0 | 0
oh_line_8100706_200814592 |  | AD | node_8100706_200814591 | node_8100706_200814592 | 98.792 | bal_1P_1/0AC | 8100706 | no | no |  |  | no |  |  | 0 | 0 | 0 | 0
oh_line_8100706_200814593 |  | AD | node_8100706_200814598 | node_8100706_200814593 | 72.461 | bal_1P_1/0AA | 8100706 | no | no |  |  | no |  |  | 0 | 0 | 0 | 0
oh_line_8100706_200814594 |  | AD | node_8100706_200814605 | node_8100706_200814594 | 100.525 | bal_1P_1/0AA | 8100706 | no | no |  |  | no |  |  | 0 | 0 | 0 | 0
oh_line_8100706_200814598 |  | AD | node_8100706_200814599 | node_8100706_200814598 | 124.508 | bal_1P_1/0AA | 8100706 | no | no |  |  | no |  |  | 0 | 0 | 0 | 0
oh_line_8100706_200814599 |  | AD | node_8100706_200814626 | node_8100706_200814599 | 97.738 | bal_1P_1/0AA | 8100706 | no | no |  |  | no |  |  | 0 | 0 | 0 | 0
oh_line_8100706_200814600 |  | AD | node_8100706_200814601 | node_8100706_200814600 | 72.803 | bal_1P_1/0AA | 8100706 | no | no |  |  | no |  |  | 0 | 0 | 0 | 0
oh_line_8100706_200814601 |  | AD | node_8100706_200814602 | node_8100706_200814601 | 92.093 | bal_1P_1/0AA | 8100706 | no | no |  |  | no |  |  | 0 | 0 | 0 | 0
oh_line_8100706_200814602 |  | AD | node_8100706_200814603 | node_8100706_200814602 | 94.911 | bal_1P_1/0AA | 8100706 | no | no |  |  | no |  |  | 0 | 0 | 0 | 0
oh_line_8100706_200814603 |  | AD | node_8100706_200814604 | node_8100706_200814603 | 58.794 | bal_1P_1/0AA | 8100706 | no | no |  |  | no |  |  | 0 | 0 | 0 | 0
oh_line_8100706_200814604 |  | AD | node_8100706_200814581 | node_8100706_200814604 | 192.229 | bal_1P_1/0AA | 8100706 | no | no |  |  | no |  |  | 0 | 0 | 0 | 0
oh_line_8100706_200814605 |  | AD | node_8100706_200814581 | node_8100706_200814605 | 100.894 | bal_1P_1/0AA | 8100706 | no | no |  |  | no |  |  | 0 | 0 | 0 | 0
oh_line_8100706_200814608 |  | AD | node_8100706_200814609 | node_intto1_8100706_200814608 | 131.161 | bal_1P_2AC | 8100706 | no | no |  |  | no |  |  | 0 | 0 | 0 | 0
oh_line_8100706_200814609 |  | AD | node_8100706_200814155 | node_8100706_200814609 | 26.2 | bal_1P_4CU | 8100706 | no | no |  |  | no |  |  | 0 | 0 | 0 | 0
oh_line_8100706_200814610 |  | AD | node_8100706_200814155 | node_8100706_200814610 | 89.581 | bal_1P_1/0AC | 8100706 | no | no |  |  | no |  |  | 0 | 0 | 0 | 0
oh_line_8100706_200814611 |  | AD | node_8100706_200814610 | node_intto1_8100706_200814611 | 76.293 | bal_1P_1/0AC | 8100706 | no | no |  |  | no |  |  | 0 | 0 | 0 | 0
oh_line_8100706_200814612 |  | AD | node_8100706_200814611 | node_8100706_200814612 | 94.176 | bal_1P_1/0AC | 8100706 | no | no |  |  | no |  |  | 0 | 0 | 0 | 0
oh_line_8100706_200814614 |  | AD | node_8100706_200814615 | node_8100706_200814614 | 119.919 | bal_1P_2AC | 8100706 | no | no |  |  | no |  |  | 0 | 0 | 0 | 0
oh_line_8100706_200814615 |  | AD | node_8100706_200814616 | node_8100706_200814615 | 74.862 | bal_1P_2AC | 8100706 | no | no |  |  | no |  |  | 0 | 0 | 0 | 0
oh_line_8100706_200814616 |  | AD | node_8100706_200814617 | node_8100706_200814616 | 111.057 | bal_1P_2AC | 8100706 | no | no |  |  | no |  |  | 0 | 0 | 0 | 0
oh_line_8100706_200814617 |  | AD | node_8100706_200814618 | node_8100706_200814617 | 96.989 | bal_1P_2AC | 8100706 | no | no |  |  | no |  |  | 0 | 0 | 0 | 0
oh_line_8100706_200814618 |  | AD | node_8100706_200814620 | node_8100706_200814618 | 109.083 | bal_1P_2AC | 8100706 | no | no |  |  | no |  |  | 0 | 0 | 0 | 0
oh_line_8100706_200814620 |  | AD | node_8100706_200814622 | node_8100706_200814620 | 98.246 | bal_1P_2AC | 8100706 | no | no |  |  | no |  |  | 0 | 0 | 0 | 0
oh_line_8100706_200814622 |  | AD | node_8100706_200814608 | node_8100706_200814622 | 112.375 | bal_1P_2AC | 8100706 | no | no |  |  | no |  |  | 0 | 0 | 0 | 0
oh_line_8100706_200814624 |  | AD | node_8100706_200814625 | node_8100706_200814624 | 87.098 | bal_1P_1/0AA | 8100706 | no | no |  |  | no |  |  | 0 | 0 | 0 | 0
oh_line_8100706_200814625 |  | AD | node_8100706_200814626 | node_8100706_200814625 | 138.394 | bal_1P_1/0AA | 8100706 | no | no |  |  | no |  |  | 0 | 0 | 0 | 0
oh_line_8100706_200814626 |  | AD | node_8100706_200814600 | node_8100706_200814626 | 76.084 | bal_1P_1/0AA | 8100706 | no | no |  |  | no |  |  | 0 | 0 | 0 | 0
oh_line_8100706_200814636 |  | AD | node_8100706_200814637 | node_8100706_200814636 | 96.517 | bal_1P_4CU | 8100706 | no | no |  |  | no |  |  | 0 | 0 | 0 | 0
oh_line_8100706_200814637 |  | AD | node_8100706_200814638 | node_8100706_200814637 | 96.924 | bal_1P_4CU | 8100706 | no | no |  |  | no |  |  | 0 | 0 | 0 | 0
oh_line_8100706_200814638 |  | AD | node_8100706_200814640 | node_8100706_200814638 | 95.243 | bal_1P_4CU | 8100706 | no | no |  |  | no |  |  | 0 | 0 | 0 | 0
oh_line_8100706_200814640 |  | AD | node_8100706_200814641 | node_8100706_200814640 | 105.192 | bal_1P_4CU | 8100706 | no | no |  |  | no |  |  | 0 | 0 | 0 | 0
oh_line_8100706_200814641 |  | AD | node_8100706_200814149 | node_8100706_200814641 | 154.574 | bal_1P_4CU | 8100706 | no | no |  |  | no |  |  | 0 | 0 | 0 | 0
oh_line_8100706_200814680 |  | ABCD | node_8100706_200814685 | node_8100706_200814680 | 96.412 | bal_3P_2/0CU | 8100706 | no | no |  |  | no |  |  | 0 | 0 | 0 | 0
oh_line_8100706_200814682 |  | ABCD | node_8100706_200815249 | node_8100706_200814682 | 113.631 | bal_3P_1/0AC | 8100706 | no | no |  |  | no |  |  | 0 | 0 | 0 | 0
oh_line_8100706_200814683 |  | ABCD | node_8100706_200814682 | node_8100706_200814683 | 126.034 | bal_3P_1/0AC | 8100706 | no | no |  |  | no |  |  | 0 | 0 | 0 | 0
oh_line_8100706_200814684 |  | ABCD | node_8100706_200814683 | node_8100706_200814684 | 160.86 | bal_3P_1/0AC | 8100706 | no | no |  |  | no |  |  | 0 | 0 | 0 | 0
oh_line_8100706_200814685 |  | ABCD | node_8100706_200814686 | node_8100706_200814685 | 92.146 | bal_3P_2/0CU | 8100706 | no | no |  |  | no |  |  | 0 | 0 | 0 | 0
oh_line_8100706_200814686 |  | ABCD | node_8100706_200814687 | node_8100706_200814686 | 104.625 | bal_3P_2/0CU | 8100706 | no | no |  |  | no |  |  | 0 | 0 | 0 | 0
oh_line_8100706_200814687 |  | ABCD | node_8100706_200814688 | node_8100706_200814687 | 119.566 | bal_3P_2/0CU | 8100706 | no | no |  |  | no |  |  | 0 | 0 | 0 | 0
oh_line_8100706_200814688 |  | ABCD | node_8100706_200814170 | node_8100706_200814688 | 17.005 | bal_3P_477AL | 8100706 | no | no |  |  | no |  |  | 0 | 0 | 0 | 0
oh_line_8100706_200814689 |  | ABCD | node_8100706_200814688 | node_8100706_200814689 | 103.187 | bal_3P_4/0AL | 8100706 | no | no |  |  | no |  |  | 0 | 0 | 0 | 0
oh_line_8100706_200814690-1 |  | ABCD | node_8100706_200814689 | node_1385125_322_15293007_787 | 96.208 | bal_3P_4/0AL | 8100706 | no | no |  |  | no |  |  | 0 | 0 | 0 | 0
oh_line_8100706_200814690-2 |  | ABCD | node_1385125_322_15293007_787 | node_8100706_200814690 | 5.078 | bal_3P_4/0AL | 8100706 | no | no |  |  | no |  |  | 0 | 0 | 0 | 0
oh_line_8100706_200814691 |  | ABCD | node_8100706_200814690 | node_8100706_200814691 | 98.58 | bal_3P_4/0AL | 8100706 | no | no |  |  | no |  |  | 0 | 0 | 0 | 0
oh_line_8100706_200814692 |  | ABCD | node_8100706_200917256 | node_8100706_200814692 | 108.031 | bal_3P_4/0AL | 8100706 | no | no |  |  | no |  |  | 0 | 0 | 0 | 0
oh_line_8100706_200814693 |  | ABCD | node_8100706_200814692 | node_8100706_200814693 | 108.626 | bal_3P_4/0AL | 8100706 | no | no |  |  | no |  |  | 0 | 0 | 0 | 0
oh_line_8100706_200814695 |  | ABCD | node_8100706_200814693 | node_8100706_200814695 | 99.619 | bal_3P_4/0AL | 8100706 | no | no |  |  | no |  |  | 0 | 0 | 0 | 0
oh_line_8100706_200814696 |  | ABCD | node_8100706_200814695 | node_8100706_200814696 | 96.614 | bal_3P_4/0AL | 8100706 | no | no |  |  | no |  |  | 0 | 0 | 0 | 0
oh_line_8100706_200814697 |  | ABCD | node_8100706_200814696 | node_8100706_200814697 | 152.878 | bal_3P_4/0AL | 8100706 | no | no |  |  | no |  |  | 0 | 0 | 0 | 0
oh_line_8100706_200814707 |  | ABCD | node_8100706_200814713 | node_8100706_200814707 | 100.166 | bal_3P_2/0CU | 8100706 | no | no |  |  | no |  |  | 0 | 0 | 0 | 0
oh_line_8100706_200814713 |  | ABCD | node_8100706_200814714 | node_8100706_200814713 | 84.145 | bal_3P_2/0CU | 8100706 | no | no |  |  | no |  |  | 0 | 0 | 0 | 0
oh_line_8100706_200814714 |  | ABCD | node_8100706_200814716 | node_8100706_200814714 | 88.898 | bal_3P_2/0CU | 8100706 | no | no |  |  | no |  |  | 0 | 0 | 0 | 0
oh_line_8100706_200814716 |  | ABCD | node_8100706_200814717 | node_8100706_200814716 | 100.354 | bal_3P_2/0CU | 8100706 | no | no |  |  | no |  |  | 0 | 0 | 0 | 0
oh_line_8100706_200814717 |  | ABCD | node_8100706_200814719 | node_8100706_200814717 | 106.527 | bal_3P_2/0CU | 8100706 | no | no |  |  | no |  |  | 0 | 0 | 0 | 0
oh_line_8100706_200814719 |  | ABCD | node_8100706_200814720 | node_8100706_200814719 | 81.202 | bal_3P_2/0CU | 8100706 | no | no |  |  | no |  |  | 0 | 0 | 0 | 0
oh_line_8100706_200814720 |  | ABCD | node_8100706_200814680 | node_8100706_200814720 | 95.975 | bal_3P_2/0CU | 8100706 | no | no |  |  | no |  |  | 0 | 0 | 0 | 0
oh_line_8100706_200814747 |  | ABCD | node_8100706_200815012 | node_8100706_200814747 | 110.157 | bal_3P_1/0AC | 8100706 | no | no |  |  | no |  |  | 0 | 0 | 0 | 0
oh_line_8100706_200814988 |  | ABCD | node_8100706_200814990 | node_8100706_200814988 | 95.627 | bal_3P_477AL | 8100706 | no | no |  |  | no |  |  | 0 | 0 | 0 | 0
oh_line_8100706_200814990 |  | ABCD | node_8100706_200814992 | node_8100706_200814990 | 115.942 | bal_3P_477AL | 8100706 | no | no |  |  | no |  |  | 0 | 0 | 0 | 0
oh_line_8100706_200814992 |  | ABCD | node_8100706_200814025 | node_8100706_200814992 | 79.296 | bal_3P_477AL | 8100706 | no | no |  |  | no |  |  | 0 | 0 | 0 | 0
oh_line_8100706_200814995 |  | ABCD | node_8100706_200814992 | node_8100706_200814995 | 118.142 | bal_3P_477AL | 8100706 | no | no |  |  | no |  |  | 0 | 0 | 0 | 0
oh_line_8100706_200814996 |  | ABCD | node_8100706_200814995 | node_8100706_200814996 | 71.969 | bal_3P_477AL | 8100706 | no | no |  |  | no |  |  | 0 | 0 | 0 | 0
oh_line_8100706_200814999 |  | ABCD | node_8100706_200956296 | node_8100706_200814999 | 95.198 | bal_3P_477AL | 8100706 | no | no |  |  | no |  |  | 0 | 0 | 0 | 0
oh_line_8100706_200815000 |  | ABCD | node_8100706_200814999 | node_8100706_200815000 | 54.981 | bal_3P_1/0AA | 8100706 | no | no |  |  | no |  |  | 0 | 0 | 0 | 0
oh_line_8100706_200815001 |  | ABCD | node_8100706_200814999 | node_8100706_200815001 | 65.855 | bal_3P_477AL | 8100706 | no | no |  |  | no |  |  | 0 | 0 | 0 | 0
oh_line_8100706_200815004 |  | ABCD | node_8100706_200815001 | node_8100706_200815004 | 112.199 | bal_3P_477AL | 8100706 | no | no |  |  | no |  |  | 0 | 0 | 0 | 0
oh_line_8100706_200815006 |  | ABCD | node_8100706_200815004 | node_8100706_200815006 | 135.653 | bal_3P_477AL | 8100706 | no | no |  |  | no |  |  | 0 | 0 | 0 | 0
oh_line_8100706_200815007 |  | ABCD | node_8100706_200815006 | node_8100706_200815007 | 105.107 | bal_3P_477AL | 8100706 | no | no |  |  | no |  |  | 0 | 0 | 0 | 0
oh_line_8100706_200815009 |  | ABCD | node_8100706_200815007 | node_8100706_200815009 | 125.603 | bal_3P_477AL | 8100706 | no | no |  |  | no |  |  | 0 | 0 | 0 | 0
oh_line_8100706_200815011 |  | ABCD | node_8100706_200815009 | node_8100706_200815011 | 112.146 | bal_3P_477AL | 8100706 | no | no |  |  | no |  |  | 0 | 0 | 0 | 0
oh_line_8100706_200815012 |  | ABCD | node_8100706_200815011 | node_8100706_200815012 | 117.104 | bal_3P_477AL | 8100706 | no | no |  |  | no |  |  | 0 | 0 | 0 | 0
oh_line_8100706_200815014 |  | ABCD | node_8100706_200815012 | node_8100706_200815014 | 77.007 | bal_3P_477AL | 8100706 | no | no |  |  | no |  |  | 0 | 0 | 0 | 0
oh_line_8100706_200815015 |  | ABCD | node_8100706_200815014 | node_8100706_200815015 | 93.222 | bal_3P_477AL | 8100706 | no | no |  |  | no |  |  | 0 | 0 | 0 | 0
oh_line_8100706_200815016 |  | ABCD | node_8100706_200815015 | node_8100706_200815016 | 111.193 | bal_3P_477AL | 8100706 | no | no |  |  | no |  |  | 0 | 0 | 0 | 0
oh_line_8100706_200815112 |  | AD | node_8100706_200814618 | node_8100706_200815112 | 51.345 | bal_1P_4CU | 8100706 | no | no |  |  | no |  |  | 0 | 0 | 0 | 0
oh_line_8100706_200815113 |  | AD | node_8100706_200815112 | node_8100706_200815113 | 105.045 | bal_1P_4CU | 8100706 | no | no |  |  | no |  |  | 0 | 0 | 0 | 0
oh_line_8100706_200815114 |  | AD | node_8100706_200815113 | node_8100706_200815114 | 102.06 | bal_1P_4CU | 8100706 | no | no |  |  | no |  |  | 0 | 0 | 0 | 0
oh_line_8100706_200815115 |  | AD | node_8100706_200815114 | node_8100706_200815115 | 100.815 | bal_1P_4CU | 8100706 | no | no |  |  | no |  |  | 0 | 0 | 0 | 0
oh_line_8100706_200815116 |  | AD | node_8100706_200815115 | node_8100706_200815116 | 143.513 | bal_1P_4CU | 8100706 | no | no |  |  | no |  |  | 0 | 0 | 0 | 0
oh_line_8100706_200815163 |  | ABCD | node_8100706_200815164 | node_8100706_200815163 | 114.374 | bal_3P_477AL | 8100706 | no | no |  |  | no |  |  | 0 | 0 | 0 | 0
oh_line_8100706_200815164 |  | ABCD | node_8100706_201019162 | node_8100706_200815164 | 55.587 | bal_3P_477AL | 8100706 | no | no |  |  | no |  |  | 0 | 0 | 0 | 0
oh_line_8100706_200815165 |  | ABCD | node_8100706_200812027 | node_8100706_200815165 | 59.275 | bal_3P_477AL | 8100706 | no | no |  |  | no |  |  | 0 | 0 | 0 | 0
oh_line_8100706_200815166 |  | ABCD | node_8100706_200815165 | node_8100706_200815166 | 69.455 | bal_3P_2/0CU | 8100706 | no | no |  |  | no |  |  | 0 | 0 | 0 | 0
oh_line_8100706_200815169-3 |  | ABCD | node_8100706_200815169 | node_intto1_1387823_559_15294827_73 | 65.431 | bal_3P_477AL | 8100706 | no | no |  |  | no |  |  | 0 | 0 | 0 | 0
oh_line_8100706_200815170 |  | ABCD | node_8100706_200815169 | node_intto1_8100706_200815170 | 179.436 | bal_3P_477AL | 8100706 | no | no |  |  | no |  |  | 0 | 0 | 0 | 0
oh_line_8100706_200815247 |  | ABCD | node_8100706_200814168 | node_8100706_200815247 | 32.047 | bal_3P_1/0AC | 8100706 | no | no |  |  | no |  |  | 0 | 0 | 0 | 0
oh_line_8100706_200815248 |  | ABCD | node_8100706_200815247 | node_8100706_200815248 | 121.501 | bal_3P_1/0AC | 8100706 | no | no |  |  | no |  |  | 0 | 0 | 0 | 0
oh_line_8100706_200815249 |  | ABCD | node_8100706_200815248 | node_8100706_200815249 | 120.68 | bal_3P_1/0AC | 8100706 | no | no |  |  | no |  |  | 0 | 0 | 0 | 0
oh_line_8100706_200815438 |  | AD | node_8100706_200814181 | node_8100706_200815438 | 31.786 | bal_1P_1/0AC | 8100706 | no | no |  |  | no |  |  | 0 | 0 | 0 | 0
oh_line_8100706_200815439 |  | AD | node_8100706_200815438 | node_intto1_8100706_200815439 | 174.519 | bal_1P_1/0AC | 8100706 | no | no |  |  | no |  |  | 0 | 0 | 0 | 0
oh_line_8100706_200815440 |  | AD | node_8100706_200815439 | node_8100706_200815440 | 109.93 | bal_1P_1/0AC | 8100706 | no | no |  |  | no |  |  | 0 | 0 | 0 | 0
oh_line_8100706_200815441 |  | AD | node_8100706_200815440 | node_8100706_200815441 | 115.574 | bal_1P_1/0AC | 8100706 | no | no |  |  | no |  |  | 0 | 0 | 0 | 0
oh_line_8100706_200917256 |  | ABCD | node_8100706_200814691 | node_8100706_200917256 | 61.284 | bal_3P_4/0AL | 8100706 | no | no |  |  | no |  |  | 0 | 0 | 0 | 0
oh_line_8100706_200917257 |  | AD | node_8100706_200814179 | node_intto1_8100706_200917257 | 445.396 | bal_1P_1/0AC | 8100706 | no | no |  |  | no |  |  | 0 | 0 | 0 | 0
oh_line_8100706_200917345-1 |  | AD | node_8100706_200917345 | node_1385452_502_15291440_485 | 52.36 | bal_1P_1/0AA | 8100706 | no | no |  |  | no |  |  | 0 | 0 | 0 | 0
oh_line_8100706_200917345-2 |  | AD | node_8100706_200814184 | node_8100706_200917345 | 63.24 | bal_1P_1/0AA | 8100706 | no | no |  |  | no |  |  | 0 | 0 | 0 | 0
oh_line_8100706_200954353 |  | ABCD | node_8100706_200815016 | node_8100706_200954353 | 103.101 | bal_3P_477AL | 8100706 | no | no |  |  | no |  |  | 0 | 0 | 0 | 0
oh_line_8100706_200956291 |  | AD | node_8100706_200814522 | node_8100706_200956291 | 135.249 | bal_1P_1/0AC | 8100706 | no | no |  |  | no |  |  | 0 | 0 | 0 | 0
oh_line_8100706_200956296 |  | ABCD | node_8100706_200814996 | node_8100706_200956296 | 100.245 | bal_3P_477AL | 8100706 | no | no |  |  | no |  |  | 0 | 0 | 0 | 0
oh_line_8100706_200975584 |  | AD | node_8100706_200813475 | node_8100706_200975584 | 86.255 | bal_1P_1/0AC | 8100706 | no | no |  |  | no |  |  | 0 | 0 | 0 | 0
oh_line_8100706_200975585 |  | AD | node_8100706_200813861 | node_8100706_200975585 | 110.351 | bal_1P_4CU | 8100706 | no | no |  |  | no |  |  | 0 | 0 | 0 | 0
oh_line_8100706_200975586 |  | AD | node_8100706_200814279 | node_8100706_200975586 | 129.348 | bal_1P_4CU | 8100706 | no | no |  |  | no |  |  | 0 | 0 | 0 | 0
oh_line_8100706_201019162 |  | ABCD | node_8100706_200815165 | node_8100706_201019162 | 97.564 | bal_3P_477AL | 8100706 | no | no |  |  | no |  |  | 0 | 0 | 0 | 0
oh_line_8100706_201040126 |  | ABCD | node_8100706_200815165 | node_8100706_201040126 | 95.753 | bal_3P_1/0AA | 8100706 | no | no |  |  | no |  |  | 0 | 0 | 0 | 0
oh_line_8100706_201040127 |  | ABCD | node_8100706_200812053 | node_8100706_201040127 | 142.394 | bal_3P_1/0AA | 8100706 | no | no |  |  | no |  |  | 0 | 0 | 0 | 0
oh_line_8100706_201050348 |  | ABCD | node_8100706_200815007 | node_8100706_201050348 | 49.586 | bal_3P_1/0AA | 8100706 | no | no |  |  | no |  |  | 0 | 0 | 0 | 0
oh_line_8100706_201057663 |  | ABCD | node_8100706_200814185 | node_8100706_201057663 | 119.254 | bal_3P_477AL | 8100706 | no | no |  |  | no |  |  | 0 | 0 | 0 | 0
oh_line_TAP_OH_892703 |  | AN | node_8100706_200813478 | node_1386498_63_15291978_635 | 0.033 | unb_TAPWIRE_OH | 8100706 | no | no |  |  | no |  |  | 0 | 0 | 0 | 0
oh_line_TAP_OH_892710 |  | AN | node_8100706_200813536 | node_1386649_476_15291261_13 | 0.033 | unb_TAPWIRE_OH | 8100706 | no | no |  |  | no |  |  | 0 | 0 | 0 | 0
oh_line_TAP_OH_892711 |  | AN | node_8100706_200813550 | node_1385740_563_15291312_583 | 0.033 | unb_TAPWIRE_OH | 8100706 | no | no |  |  | no |  |  | 0 | 0 | 0 | 0
oh_line_TAP_OH_892746 |  | AN | node_8100706_200813833 | node_1387309_866_15290346_418 | 0.033 | unb_TAPWIRE_OH | 8100706 | no | no |  |  | no |  |  | 0 | 0 | 0 | 0
oh_line_TAP_OH_892750 |  | AN | node_8100706_200813853 | node_1387392_851_15290622_638 | 0.033 | unb_TAPWIRE_OH | 8100706 | no | no |  |  | no |  |  | 0 | 0 | 0 | 0
oh_line_TAP_OH_892751 |  | AN | node_8100706_200813857 | node_1387086_81_15290610_777 | 0.033 | unb_TAPWIRE_OH | 8100706 | no | no |  |  | no |  |  | 0 | 0 | 0 | 0
oh_line_TAP_OH_892759 |  | AN | node_8100706_200813959 | node_1386978_272_15293724_149 | 0.033 | unb_TAPWIRE_OH | 8100706 | no | no |  |  | no |  |  | 0 | 0 | 0 | 0
oh_line_TAP_OH_892760 |  | AN | node_8100706_200813962 | node_1386880_363_15293463_634 | 0.033 | unb_TAPWIRE_OH | 8100706 | no | no |  |  | no |  |  | 0 | 0 | 0 | 0
oh_line_TAP_OH_892761 |  | AN | node_8100706_200813970 | node_1386716_818_15293109_058 | 0.033 | unb_TAPWIRE_OH | 8100706 | no | no |  |  | no |  |  | 0 | 0 | 0 | 0
oh_line_TAP_OH_892762 |  | AN | node_8100706_200813976 | node_1386747_201_15292738_847 | 0.033 | unb_TAPWIRE_OH | 8100706 | no | no |  |  | no |  |  | 0 | 0 | 0 | 0
oh_line_TAP_OH_892763 |  | AN | node_8100706_200813997 | node_1386826_24_15291614_817 | 0.033 | unb_TAPWIRE_OH | 8100706 | no | no |  |  | no |  |  | 0 | 0 | 0 | 0
oh_line_TAP_OH_892768 |  | ABCN | node_8100706_200814027 | node_1387473_317_15294895_371 | 0.033 | unb_TAPWIRE_OH | 8100706 | no | no |  |  | no |  |  | 0 | 0 | 0 | 0
oh_line_TAP_OH_892777 |  | ABCN | node_8100706_200814101 | node_1386537_028_15290746_242 | 0.033 | unb_TAPWIRE_OH | 8100706 | no | no |  |  | no |  |  | 0 | 0 | 0 | 0
oh_line_TAP_OH_892778 |  | AN | node_8100706_200814106 | node_1386472_443_15292429_486 | 0.033 | unb_TAPWIRE_OH | 8100706 | no | no |  |  | no |  |  | 0 | 0 | 0 | 0
oh_line_TAP_OH_892779 |  | AN | node_8100706_200814112 | node_1386464_691_15291683_842 | 0.033 | unb_TAPWIRE_OH | 8100706 | no | no |  |  | no |  |  | 0 | 0 | 0 | 0
oh_line_TAP_OH_892780 |  | ABCN | node_8100706_200814115 | node_1386082_248_15291967_195 | 0.033 | unb_TAPWIRE_OH | 8100706 | no | no |  |  | no |  |  | 0 | 0 | 0 | 0
oh_line_TAP_OH_892781 |  | ABCN | node_8100706_200814120 | node_1386123_854_15291442_258 | 0.033 | unb_TAPWIRE_OH | 8100706 | no | no |  |  | no |  |  | 0 | 0 | 0 | 0
oh_line_TAP_OH_892782 |  | ABCN | node_8100706_200814122 | node_1386139_05_15291235_792 | 0.033 | unb_TAPWIRE_OH | 8100706 | no | no |  |  | no |  |  | 0 | 0 | 0 | 0
oh_line_TAP_OH_892783 |  | ABCN | node_8100706_200814125 | node_1386012_51_15292891_494 | 0.033 | unb_TAPWIRE_OH | 8100706 | no | no |  |  | no |  |  | 0 | 0 | 0 | 0
oh_line_TAP_OH_892784 |  | AN | node_8100706_200814128 | node_1386243_235_15290740_803 | 0.033 | unb_TAPWIRE_OH | 8100706 | no | no |  |  | no |  |  | 0 | 0 | 0 | 0
oh_line_TAP_OH_892785 |  | ABCN | node_8100706_200814137 | node_1386052_027_15292374_995 | 0.033 | unb_TAPWIRE_OH | 8100706 | no | no |  |  | no |  |  | 0 | 0 | 0 | 0
oh_line_TAP_OH_892786 |  | AN | node_8100706_200814147 | node_1385922_738_15292390_994 | 0.033 | unb_TAPWIRE_OH | 8100706 | no | no |  |  | no |  |  | 0 | 0 | 0 | 0
oh_line_TAP_OH_892787 |  | ABCN | node_8100706_200814155 | node_1385208_848_15294197_082 | 0.033 | unb_TAPWIRE_OH | 8100706 | no | no |  |  | no |  |  | 0 | 0 | 0 | 0
oh_line_TAP_OH_892788 |  | ABCN | node_8100706_200814157 | node_1385222_186_15293967_029 | 0.033 | unb_TAPWIRE_OH | 8100706 | no | no |  |  | no |  |  | 0 | 0 | 0 | 0
oh_line_TAP_OH_892790 |  | ABCN | node_8100706_200814166 | node_1385256_578_15293480_058 | 0.033 | unb_TAPWIRE_OH | 8100706 | no | no |  |  | no |  |  | 0 | 0 | 0 | 0
oh_line_TAP_OH_892791 |  | AN | node_8100706_200814178 | node_1385348_401_15292249_58 | 0.033 | unb_TAPWIRE_OH | 8100706 | no | no |  |  | no |  |  | 0 | 0 | 0 | 0
oh_line_TAP_OH_892792 |  | AN | node_8100706_200814182 | node_1385377_24_15291807_213 | 0.033 | unb_TAPWIRE_OH | 8100706 | no | no |  |  | no |  |  | 0 | 0 | 0 | 0
oh_line_TAP_OH_892793 |  | ABCN | node_8100706_200814185 | node_1385932_264_15295231_094 | 0.033 | unb_TAPWIRE_OH | 8100706 | no | no |  |  | no |  |  | 0 | 0 | 0 | 0
oh_line_TAP_OH_892794 |  | AN | node_8100706_200814186 | node_1385415_018_15291373_942 | 0.033 | unb_TAPWIRE_OH | 8100706 | no | no |  |  | no |  |  | 0 | 0 | 0 | 0
oh_line_TAP_OH_892795 |  | AN | node_8100706_200814189 | node_1385476_488_15290911_271 | 0.033 | unb_TAPWIRE_OH | 8100706 | no | no |  |  | no |  |  | 0 | 0 | 0 | 0
oh_line_TAP_OH_892796 |  | ABCN | node_8100706_200814201 | node_1385655_321_15294756_472 | 0.033 | unb_TAPWIRE_OH | 8100706 | no | no |  |  | no |  |  | 0 | 0 | 0 | 0
oh_line_TAP_OH_892797 |  | AN | node_8100706_200814211 | node_1384896_36_15294265_778 | 0.033 | unb_TAPWIRE_OH | 8100706 | no | no |  |  | no |  |  | 0 | 0 | 0 | 0
oh_line_TAP_OH_892798 |  | AN | node_8100706_200814217 | node_1384968_586_15293787_169 | 0.033 | unb_TAPWIRE_OH | 8100706 | no | no |  |  | no |  |  | 0 | 0 | 0 | 0
oh_line_TAP_OH_892799 |  | AN | node_8100706_200814222 | node_1385021_603_15293298_008 | 0.033 | unb_TAPWIRE_OH | 8100706 | no | no |  |  | no |  |  | 0 | 0 | 0 | 0
oh_line_TAP_OH_892800 |  | AN | node_8100706_200814229 | node_1385003_898_15292659_525 | 0.033 | unb_TAPWIRE_OH | 8100706 | no | no |  |  | no |  |  | 0 | 0 | 0 | 0
oh_line_TAP_OH_892801 |  | AN | node_8100706_200814233 | node_1385042_646_15292177_135 | 0.033 | unb_TAPWIRE_OH | 8100706 | no | no |  |  | no |  |  | 0 | 0 | 0 | 0
oh_line_TAP_OH_892802 |  | AN | node_8100706_200814242 | node_1385110_228_15291212_798 | 0.033 | unb_TAPWIRE_OH | 8100706 | no | no |  |  | no |  |  | 0 | 0 | 0 | 0
oh_line_TAP_OH_892808 |  | AN | node_8100706_200814280 | node_1384708_422_15293303_004 | 0.033 | unb_TAPWIRE_OH | 8100706 | no | no |  |  | no |  |  | 0 | 0 | 0 | 0
oh_line_TAP_OH_892833 |  | AN | node_8100706_200814432 | node_1384344_6_15294162_999 | 0.033 | unb_TAPWIRE_OH | 8100706 | no | no |  |  | no |  |  | 0 | 0 | 0 | 0
oh_line_TAP_OH_892834 |  | AN | node_8100706_200814440 | node_1384445_699_15293498_557 | 0.033 | unb_TAPWIRE_OH | 8100706 | no | no |  |  | no |  |  | 0 | 0 | 0 | 0
oh_line_TAP_OH_892836 |  | AN | node_8100706_200814444 | node_1384431_656_15292757_014 | 0.033 | unb_TAPWIRE_OH | 8100706 | no | no |  |  | no |  |  | 0 | 0 | 0 | 0
oh_line_TAP_OH_892837 |  | AN | node_8100706_200814447 | node_1384452_082_15292469_49 | 0.033 | unb_TAPWIRE_OH | 8100706 | no | no |  |  | no |  |  | 0 | 0 | 0 | 0
oh_line_TAP_OH_892843 |  | AN | node_8100706_200814503 | node_1386003_942_15294624_881 | 0.033 | unb_TAPWIRE_OH | 8100706 | no | no |  |  | no |  |  | 0 | 0 | 0 | 0
oh_line_TAP_OH_892844 |  | AN | node_8100706_200814519 | node_1386542_516_15294820_717 | 0.033 | unb_TAPWIRE_OH | 8100706 | no | no |  |  | no |  |  | 0 | 0 | 0 | 0
oh_line_TAP_OH_892852 |  | AN | node_8100706_200814568 | node_1386149_499_15294848_887 | 0.033 | unb_TAPWIRE_OH | 8100706 | no | no |  |  | no |  |  | 0 | 0 | 0 | 0
oh_line_TAP_OH_892853 |  | AN | node_8100706_200814580 | node_1386233_975_15293455_261 | 0.033 | unb_TAPWIRE_OH | 8100706 | no | no |  |  | no |  |  | 0 | 0 | 0 | 0
oh_line_TAP_OH_892854 |  | AN | node_8100706_200814585 | node_1386817_622_15294644_254 | 0.033 | unb_TAPWIRE_OH | 8100706 | no | no |  |  | no |  |  | 0 | 0 | 0 | 0
oh_line_TAP_OH_892855 |  | AN | node_8100706_200814586 | node_1386768_662_15294489_472 | 0.033 | unb_TAPWIRE_OH | 8100706 | no | no |  |  | no |  |  | 0 | 0 | 0 | 0
oh_line_TAP_OH_892856 |  | AN | node_8100706_200814588 | node_1386572_598_15294321_841 | 0.033 | unb_TAPWIRE_OH | 8100706 | no | no |  |  | no |  |  | 0 | 0 | 0 | 0
oh_line_TAP_OH_892857 |  | AN | node_8100706_200814592 | node_1386327_854_15293961_422 | 0.033 | unb_TAPWIRE_OH | 8100706 | no | no |  |  | no |  |  | 0 | 0 | 0 | 0
oh_line_TAP_OH_892858 |  | AN | node_8100706_200814593 | node_1386808_953_15294001_219 | 0.033 | unb_TAPWIRE_OH | 8100706 | no | no |  |  | no |  |  | 0 | 0 | 0 | 0
oh_line_TAP_OH_892859 |  | AN | node_8100706_200814594 | node_1386009_274_15293457_237 | 0.033 | unb_TAPWIRE_OH | 8100706 | no | no |  |  | no |  |  | 0 | 0 | 0 | 0
oh_line_TAP_OH_892860 |  | AN | node_8100706_200814602 | node_1386489_094_15293578_839 | 0.033 | unb_TAPWIRE_OH | 8100706 | no | no |  |  | no |  |  | 0 | 0 | 0 | 0
oh_line_TAP_OH_892861 |  | AN | node_8100706_200814614 | node_1385995_567_15293938_175 | 0.033 | unb_TAPWIRE_OH | 8100706 | no | no |  |  | no |  |  | 0 | 0 | 0 | 0
oh_line_TAP_OH_892862 |  | AN | node_8100706_200814620 | node_1385584_253_15294278_797 | 0.033 | unb_TAPWIRE_OH | 8100706 | no | no |  |  | no |  |  | 0 | 0 | 0 | 0
oh_line_TAP_OH_892863 |  | AN | node_8100706_200814626 | node_1386595_263_15293781_917 | 0.033 | unb_TAPWIRE_OH | 8100706 | no | no |  |  | no |  |  | 0 | 0 | 0 | 0
oh_line_TAP_OH_892864 |  | AN | node_8100706_200814636 | node_1385933_44_15294264_124 | 0.033 | unb_TAPWIRE_OH | 8100706 | no | no |  |  | no |  |  | 0 | 0 | 0 | 0
oh_line_TAP_OH_892865 |  | AN | node_8100706_200814640 | node_1385707_872_15294439_557 | 0.033 | unb_TAPWIRE_OH | 8100706 | no | no |  |  | no |  |  | 0 | 0 | 0 | 0
oh_line_TAP_OH_892872 |  | ABCN | node_8100706_200814688 | node_1385310_602_15293024_992 | 0.033 | unb_TAPWIRE_OH | 8100706 | no | no |  |  | no |  |  | 0 | 0 | 0 | 0
oh_line_TAP_OH_892873 |  | ABCN | node_8100706_200814696 | node_1384590_832_15292985_204 | 0.033 | unb_TAPWIRE_OH | 8100706 | no | no |  |  | no |  |  | 0 | 0 | 0 | 0
oh_line_TAP_OH_892876 |  | ABCN | node_8100706_200814707 | node_1386397_748_15293067_784 | 0.033 | unb_TAPWIRE_OH | 8100706 | no | no |  |  | no |  |  | 0 | 0 | 0 | 0
oh_line_TAP_OH_892921 |  | ABCN | node_8100706_200815011 | node_1386536_85_15295294_071 | 0.033 | unb_TAPWIRE_OH | 8100706 | no | no |  |  | no |  |  | 0 | 0 | 0 | 0
oh_line_TAP_OH_892940 |  | AN | node_8100706_200815116 | node_1385669_983_15293663_976 | 0.033 | unb_TAPWIRE_OH | 8100706 | no | no |  |  | no |  |  | 0 | 0 | 0 | 0
oh_line_TAP_OH_893014 |  | AN | node_8100706_200815441 | node_1385864_867_15291962_654 | 0.033 | unb_TAPWIRE_OH | 8100706 | no | no |  |  | no |  |  | 0 | 0 | 0 | 0
oh_line_TAP_OH_921509 |  | AN | node_8100706_200956291 | node_1386236_977_15294471_021 | 0.033 | unb_TAPWIRE_OH | 8100706 | no | no |  |  | no |  |  | 0 | 0 | 0 | 0
oh_line_TAP_OH_921514 |  | ABCN | node_8100706_200956296 | node_1387139_97_15294839_21 | 0.033 | unb_TAPWIRE_OH | 8100706 | no | no |  |  | no |  |  | 0 | 0 | 0 | 0
oh_line_TAP_OH_925030 |  | AN | node_8100706_200975584 | node_1386739_114_15292057_622 | 0.033 | unb_TAPWIRE_OH | 8100706 | no | no |  |  | no |  |  | 0 | 0 | 0 | 0
oh_line_TAP_OH_925031 |  | AN | node_8100706_200975585 | node_1386806_194_15290595_308 | 0.033 | unb_TAPWIRE_OH | 8100706 | no | no |  |  | no |  |  | 0 | 0 | 0 | 0
oh_line_TAP_OH_925032 |  | AN | node_8100706_200975586 | node_1384693_383_15293539_68 | 0.033 | unb_TAPWIRE_OH | 8100706 | no | no |  |  | no |  |  | 0 | 0 | 0 | 0
oh_line_TAP_OH_1434420 |  | AN | node_8100706_200814176 | node_1385379_563_15292474_563 | 0.033 | unb_TAPWIRE_OH | 8100706 | no | no |  |  | no |  |  | 0 | 0 | 0 | 0
oh_line_TAP_OH_2136520 |  | ABCN | node_8100706_201050348 | node_1386795_112_15295232_767 | 0.033 | unb_TAPWIRE_OH | 8100706 | no | no |  |  | no |  |  | 0 | 0 | 0 | 0
oh_line_TAP_OH_2136521 |  | ABCN | node_8100706_201050348 | node_1386780_053_15295249_959 | 0.033 | unb_TAPWIRE_OH | 8100706 | no | no |  |  | no |  |  | 0 | 0 | 0 | 0
oh_line_TAP_OH_2136522 |  | ABCN | node_8100706_201050348 | node_1386806_318_15295210_898 | 0.033 | unb_TAPWIRE_OH | 8100706 | no | no |  |  | no |  |  | 0 | 0 | 0 | 0
oh_line_TAP_OH_2136543 |  | ABCN | node_8100706_200814036 | node_1387962_949_15294623_091 | 0.033 | unb_TAPWIRE_OH | 8100706 | no | no |  |  | no |  |  | 0 | 0 | 0 | 0
oh_line_TAP_OH_2136544 |  | ABCN | node_8100706_200814036 | node_1387982_432_15294618_3 | 0.033 | unb_TAPWIRE_OH | 8100706 | no | no |  |  | no |  |  | 0 | 0 | 0 | 0
oh_line_TAP_OH_2136545 |  | ABCN | node_8100706_200814036 | node_1387945_086_15294634_499 | 0.033 | unb_TAPWIRE_OH | 8100706 | no | no |  |  | no |  |  | 0 | 0 | 0 | 0
oh_line_TAP_OH_2136632 |  | ABCN | node_8100706_200814682 | node_1385755_46_15293210_142 | 0.033 | unb_TAPWIRE_OH | 8100706 | no | no |  |  | no |  |  | 0 | 0 | 0 | 0
oh_line_TAP_OH_2136633 |  | ABCN | node_8100706_200814682 | node_1385765_068_15293233_52 | 0.033 | unb_TAPWIRE_OH | 8100706 | no | no |  |  | no |  |  | 0 | 0 | 0 | 0
oh_line_TAP_OH_2136634 |  | ABCN | node_8100706_200814682 | node_1385741_689_15293190_86 | 0.033 | unb_TAPWIRE_OH | 8100706 | no | no |  |  | no |  |  | 0 | 0 | 0 | 0
oh_line_TAP_OH_2136667 |  | ABCN | node_8100706_200814039 | node_1387612_491_15294829_369 | 0.033 | unb_TAPWIRE_OH | 8100706 | no | no |  |  | no |  |  | 0 | 0 | 0 | 0
oh_line_TAP_OH_2136668 |  | ABCN | node_8100706_200814039 | node_1387628_943_15294814_647 | 0.033 | unb_TAPWIRE_OH | 8100706 | no | no |  |  | no |  |  | 0 | 0 | 0 | 0
oh_line_TAP_OH_2284920 |  | ABCN | node_8100706_200814747 | node_1386485_126_15295199_947 | 0.033 | unb_TAPWIRE_OH | 8100706 | no | no |  |  | no |  |  | 0 | 0 | 0 | 0
oh_line_TAP_OH_2284921 |  | ABCN | node_8100706_200814747 | node_1386488_573_15295226_2 | 0.033 | unb_TAPWIRE_OH | 8100706 | no | no |  |  | no |  |  | 0 | 0 | 0 | 0
oh_line_TAP_OH_2284922 |  | ABCN | node_8100706_200814747 | node_1386476_744_15295175_743 | 0.033 | unb_TAPWIRE_OH | 8100706 | no | no |  |  | no |  |  | 0 | 0 | 0 | 0
oh_line_TAP_OH_2284923 |  | ABCN | node_8100706_201019162 | node_1386359_413_15295749_745 | 0.033 | unb_TAPWIRE_OH | 8100706 | no | no |  |  | no |  |  | 0 | 0 | 0 | 0
oh_line_TAP_OH_2284924 |  | ABCN | node_8100706_201019162 | node_1386340_149_15295755_894 | 0.033 | unb_TAPWIRE_OH | 8100706 | no | no |  |  | no |  |  | 0 | 0 | 0 | 0
oh_line_TAP_OH_2284925 |  | ABCN | node_8100706_201019162 | node_1386376_802_15295737_101 | 0.033 | unb_TAPWIRE_OH | 8100706 | no | no |  |  | no |  |  | 0 | 0 | 0 | 0
oh_line_TAP_OH_2284926 |  | ABCN | node_8100706_200814024 | node_1387946_745_15294848_882 | 0.033 | unb_TAPWIRE_OH | 8100706 | no | no |  |  | no |  |  | 0 | 0 | 0 | 0
oh_line_TAP_OH_2284927 |  | ABCN | node_8100706_200814024 | node_1387948_551_15294854_67 | 0.033 | unb_TAPWIRE_OH | 8100706 | no | no |  |  | no |  |  | 0 | 0 | 0 | 0
oh_line_TAP_OH_2284928 |  | ABCN | node_8100706_200814024 | node_1387946_346_15294859_636 | 0.033 | unb_TAPWIRE_OH | 8100706 | no | no |  |  | no |  |  | 0 | 0 | 0 | 0
oh_line_TAP_OH_2284929 |  | ABCN | node_8100706_200814990 | node_1387390_272_15294501_788 | 0.033 | unb_TAPWIRE_OH | 8100706 | no | no |  |  | no |  |  | 0 | 0 | 0 | 0
oh_line_TAP_OH_2284930 |  | ABCN | node_8100706_200814990 | node_1387406_252_15294486_16 | 0.033 | unb_TAPWIRE_OH | 8100706 | no | no |  |  | no |  |  | 0 | 0 | 0 | 0
oh_line_TAP_OH_2284931 |  | ABCN | node_8100706_200814996 | node_1387147_723_15294681_803 | 0.033 | unb_TAPWIRE_OH | 8100706 | no | no |  |  | no |  |  | 0 | 0 | 0 | 0
oh_line_TAP_OH_2284932 |  | ABCN | node_8100706_200814996 | node_1387163_566_15294665_927 | 0.033 | unb_TAPWIRE_OH | 8100706 | no | no |  |  | no |  |  | 0 | 0 | 0 | 0
oh_line_TAP_OH_2284933 |  | ABCN | node_8100706_200814996 | node_1387135_507_15294702_671 | 0.033 | unb_TAPWIRE_OH | 8100706 | no | no |  |  | no |  |  | 0 | 0 | 0 | 0
oh_line_TAP_OH_2284934 |  | ABCN | node_8100706_200815000 | node_1387136_553_15294984_192 | 0.033 | unb_TAPWIRE_OH | 8100706 | no | no |  |  | no |  |  | 0 | 0 | 0 | 0
oh_line_TAP_OH_2284935 |  | ABCN | node_8100706_200815000 | node_1387121_245_15295000_984 | 0.033 | unb_TAPWIRE_OH | 8100706 | no | no |  |  | no |  |  | 0 | 0 | 0 | 0
oh_line_TAP_OH_2284936 |  | ABCN | node_8100706_200815000 | node_1387148_076_15294962_623 | 0.033 | unb_TAPWIRE_OH | 8100706 | no | no |  |  | no |  |  | 0 | 0 | 0 | 0
oh_line_TAP_OH_2284937 |  | ABCN | node_8100706_200814023 | node_1387866_2_15294655_099 | 0.033 | unb_TAPWIRE_OH | 8100706 | no | no |  |  | no |  |  | 0 | 0 | 0 | 0
oh_line_TAP_OH_2284938 |  | ABCN | node_8100706_200814023 | node_1387891_962_15294649_617 | 0.033 | unb_TAPWIRE_OH | 8100706 | no | no |  |  | no |  |  | 0 | 0 | 0 | 0
oh_line_TAP_OH_2284939 |  | ABCN | node_8100706_200815015 | node_1386342_551_15295514_715 | 0.033 | unb_TAPWIRE_OH | 8100706 | no | no |  |  | no |  |  | 0 | 0 | 0 | 0
oh_line_TAP_OH_2284940 |  | ABCN | node_8100706_200815015 | node_1386327_226_15295531_478 | 0.033 | unb_TAPWIRE_OH | 8100706 | no | no |  |  | no |  |  | 0 | 0 | 0 | 0
oh_line_TAP_OH_2284941 |  | ABCN | node_8100706_200815015 | node_1386354_097_15295493_169 | 0.033 | unb_TAPWIRE_OH | 8100706 | no | no |  |  | no |  |  | 0 | 0 | 0 | 0
oh_line_TAP_OH_2284942 |  | ABCN | node_8100706_200815014 | node_1386417_574_15295455_629 | 0.033 | unb_TAPWIRE_OH | 8100706 | no | no |  |  | no |  |  | 0 | 0 | 0 | 0
oh_line_TAP_OH_2284943 |  | ABCN | node_8100706_200815014 | node_1386402_178_15295472_275 | 0.033 | unb_TAPWIRE_OH | 8100706 | no | no |  |  | no |  |  | 0 | 0 | 0 | 0
oh_line_TAP_OH_2284944 |  | ABCN | node_8100706_200815014 | node_1386429_21_15295434_17 | 0.033 | unb_TAPWIRE_OH | 8100706 | no | no |  |  | no |  |  | 0 | 0 | 0 | 0
oh_line_TAP_OH_2284945 |  | ABCN | node_8100706_200812027 | node_1386135_553_15295705_54 | 0.033 | unb_TAPWIRE_OH | 8100706 | no | no |  |  | no |  |  | 0 | 0 | 0 | 0
oh_line_TAP_OH_2284946 |  | ABCN | node_8100706_200812027 | node_1386130_784_15295679_652 | 0.033 | unb_TAPWIRE_OH | 8100706 | no | no |  |  | no |  |  | 0 | 0 | 0 | 0
oh_line_TAP_OH_2284947 |  | ABCN | node_8100706_200812027 | node_1386145_142_15295728_932 | 0.033 | unb_TAPWIRE_OH | 8100706 | no | no |  |  | no |  |  | 0 | 0 | 0 | 0
oh_line_TAP_OH_2284948 |  | ABCN | node_8100706_200815006 | node_1386844_255_15295134_936 | 0.033 | unb_TAPWIRE_OH | 8100706 | no | no |  |  | no |  |  | 0 | 0 | 0 | 0
oh_line_TAP_OH_2284949 |  | ABCN | node_8100706_200815006 | node_1386828_592_15295151_129 | 0.033 | unb_TAPWIRE_OH | 8100706 | no | no |  |  | no |  |  | 0 | 0 | 0 | 0
oh_line_TAP_OH_2284950 |  | ABCN | node_8100706_200815006 | node_1386856_237_15295113_824 | 0.033 | unb_TAPWIRE_OH | 8100706 | no | no |  |  | no |  |  | 0 | 0 | 0 | 0
oh_line_TAP_OH_2284951 |  | ABCN | node_8100706_200814162 | node_1386166_207_15295352_338 | 0.033 | unb_TAPWIRE_OH | 8100706 | no | no |  |  | no |  |  | 0 | 0 | 0 | 0
oh_line_TAP_OH_2284952 |  | ABCN | node_8100706_200814162 | node_1386173_856_15295376_972 | 0.033 | unb_TAPWIRE_OH | 8100706 | no | no |  |  | no |  |  | 0 | 0 | 0 | 0
oh_line_TAP_OH_2284953 |  | ABCN | node_8100706_200814162 | node_1386154_083_15295331_161 | 0.033 | unb_TAPWIRE_OH | 8100706 | no | no |  |  | no |  |  | 0 | 0 | 0 | 0
oh_line_TAP_OH_2448162 |  | ABCN | node_8100706_200814039 | node_1387646_735_15294807_279 | 0.033 | unb_TAPWIRE_OH | 8100706 | no | no |  |  | no |  |  | 0 | 0 | 0 | 0
oh_line_TAP_OH_4015519 |  | AN | node_8100706_200814582 | node_1386252_581_15293295_216 | 0.033 | unb_TAPWIRE_OH | 8100706 | no | no |  |  | no |  |  | 0 | 0 | 0 | 0
oh_line_TAP_OH_4767562 |  | AN | node_8100706_200814622 | node_1385501_021_15294202_147 | 0.033 | unb_TAPWIRE_OH | 8100706 | no | no |  |  | no |  |  | 0 | 0 | 0 | 0

## overhead_line_conductor
data_type | static
owner_type | feeder
owner | 8100706
object | overhead_line_conductor
name | groupid | geometric_mean_radius | resistance | diameter | rating_summer_continuous | rating_summer_emergency | rating_winter_continuous | rating_winter_emergency | dcircuit | selected | comments
oh_cond_1/0_AAAC |  | 0.012 | 0.876 | 0.398 | 235 | 235 | 310 | 310 |  | no
oh_cond_1/0_ACSR |  | 0.012 | 0.888 | 0.398 | 265 | 265 | 330 | 330 |  | no
oh_cond_2/0_CU |  | 0.013 | 0.44 | 0.414 | 295 | 295 | 425 | 425 |  | no
oh_cond_2_ACSR |  | 0.01 | 1.41 | 0.325 | 195 | 195 | 245 | 245 |  | no
oh_cond_4/0_AL |  | 0.016 | 0.442 | 0.522 | 365 | 365 | 480 | 480 |  | no
oh_cond_4_CU |  | 0.007 | 1.388 | 0.232 | 140 | 140 | 200 | 200 |  | no
oh_cond_6_CU |  | 0.006 | 2.18 | 0.184 | 110 | 110 | 150 | 150 |  | no
oh_cond_477_MCM_AL |  | 0.025 | 0.198 | 0.792 | 605 | 605 | 810 | 810 |  | no
oh_cond_WP-4/0-CU |  | 0.015 | 0.273 | 0.81 | 340 | 340 | 390 | 390 |  | no

## switch
data_type | static
owner_type | feeder
owner | 8100706
object | switch
name | groupid | phases | fr | to | phase_A_state | phase_B_state | phase_C_state | operating_mode | status | dcircuit | selected | monitored | monitored_fields | class_monitored_fields | played | played_fields | comments
switch_691T692-220415348 |  | ABCD | node_intto1_8100706_200812027 | node_8100706_200812027 | CLOSED | CLOSED | CLOSED | INDIVIDUAL |  | 8100706 | no | no |  |  | no
switch_69227-220415624 |  | ABCD | node_intto1_8100706_200814125 | node_8100706_200814125 | CLOSED | CLOSED | CLOSED | INDIVIDUAL |  | 8100706 | no | no |  |  | no
switch_69254-220415385 |  | ABCD | node_intto1_8100706_200815170 | node_8100706_200815170 | CLOSED | CLOSED | CLOSED | INDIVIDUAL |  | 8100706 | no | no |  |  | no
switch_220415536 |  | ABCD | node_intto1_8100706_200814157 | node_8100706_200814157 | CLOSED | CLOSED | CLOSED | INDIVIDUAL |  | 8100706 | no | no |  |  | no
switch_220415573 |  | AD | node_intto1_1386177_119_15290487_684 | node_1386177_119_15290487_684 | CLOSED | CLOSED | CLOSED | INDIVIDUAL |  | 8100706 | no | no |  |  | no
switch_220604672 |  | ABCD | node_intto1_1387823_559_15294827_73 | node_1387823_559_15294827_73 | CLOSED | CLOSED | CLOSED | INDIVIDUAL |  | 8100706 | no | no |  |  | no
switch_310015569 |  | AD | node_intto1_310015569 | node_310015569 | CLOSED | CLOSED | CLOSED | INDIVIDUAL |  | 8100706 | no | no |  |  | no

## underground_line
data_type | static
owner_type | feeder
owner | 8100706
object | underground_line
name | groupid | phases | fr | to | length | configuration | dcircuit | selected | monitored | monitored_fields | class_monitored_fields | played | played_fields | comments
und_line_8100706_200814146 |  | ABCN | node_8100706_200814200 | node_8100706_200814146 | 168.989 | und_3P_2ALURD | 8100706 | no | no |  |  | no
und_line_8100706_200814678 |  | ABCN | node_8100706_200814685 | node_intto1_8100706_200814678 | 40.618 | und_3P_2ALURD | 8100706 | no | no |  |  | no
und_line_8100706_200815169 |  | ABCN | node_SOURCE_8100706 | node_8100706_200815169 | 346.426 | und_3P_350CUURD | 8100706 | no | no |  |  | no
und_line_8100706_201041140 |  | ABCN | node_8100706_201040127 | node_intto1_8100706_201041140 | 200.252 | und_3P_DELTACUST | 8100706 | no | no |  |  | no
und_line_8100706_312058581 |  | ABCN | node_8100706_200814684 | node_intto1_8100706_312058581 | 25.763 | und_3P_DELTACUST | 8100706 | no | no |  |  | no
und_line_TAP_UG_58689 |  | ABCN | node_8100706_200814146 | node_1385447_745_15294882_512 | 0.033 | und_TAPWIRE_UG | 8100706 | no | no |  |  | no
und_line_TAP_UG_58691 |  | ABCN | node_8100706_200814678 | node_1385694_58_15293019_141 | 0.033 | und_TAPWIRE_UG | 8100706 | no | no |  |  | no
und_line_TAP_UG_67241 |  | ABCN | node_8100706_201041140 | node_1386375_978_15296073_694 | 0.033 | und_TAPWIRE_UG | 8100706 | no | no |  |  | no

## underground_line_conductor
data_type | static
owner_type | feeder
owner | 8100706
object | underground_line_conductor
name | groupid | outer_diameter | conductor_gmr | conductor_diameter | conductor_resistance | neutral_gmr | neutral_diameter | neutral_resistance | neutral_strands | insulation_relative_permitivitty | shield_gmr | shield_resistance | rating_summer_continuous | rating_summer_emergency | rating_winter_continuous | rating_winter_emergency | dcircuit | selected | comments
und_cond_3P_2ALURD | [12 empty] | 125 | 125 | 140 | 140 |  | no
und_cond_3P_350CUURD | [12 empty] | 401 | 401 | 422 | 422 |  | no
und_cond_3P_DELTACUST | [12 empty] | 685 | 685 | 685 | 685 |  | no
und_cond_TAPWIRE_UG | [12 empty] | 99999999 | 99999999 | 99999999 | 99999999 |  | no