## capacitor
data_type | static
owner_type | feeder
owner | 8104601
object | capacitor
name | groupid | parent | phases | nominal_voltage | pt_phase | phases_connected | switchA | switchB | switchC | control | voltage_set_high | voltage_set_low | VAr_set_high | VAr_set_low | current_set_high | current_set_low | capacitor_A | capacitor_B | capacitor_C | cap_nominal_voltage | time_delay | dwell_time | lockout_time | remote_sense | remote_sense_B | control_level | dcircuit | selected | monitored | monitored_fields | class_monitored_fields | played | played_fields | comments
cap_220368959 |  | node_1406537_151_15335132_007 | AN | 0 |  | AN | CLOSED |  |  | MANUAL | [6 empty] | 100000 |  |  | 4800 | [6 empty] | 8104601 | no | no |  |  | no
cap_220368965 |  | node_1410888_014_15325342_476 | ABCN | 0 |  | ABCN | CLOSED | CLOSED | CLOSED | MANUAL | [6 empty] | 50000 | 50000 | 50000 | 4800 | [6 empty] | 8104601 | no | no |  |  | no
cap_220369069 |  | node_1429194_519_15331523_099 | AN | 0 |  | AN | CLOSED |  |  | MANUAL | [6 empty] | 100000 |  |  | 4800 | [6 empty] | 8104601 | no | no |  |  | no
cap_220369070 |  | node_1417938_302_15327627_23 | AN | 0 |  | AN | CLOSED |  |  | MANUAL | [6 empty] | 150000 |  |  | 4800 | [6 empty] | 8104601 | no | no |  |  | no
cap_220369071 |  | node_1418190_748_15319324_256 | AN | 0 |  | AN | CLOSED |  |  | MANUAL | [6 empty] | 100000 |  |  | 4800 | [6 empty] | 8104601 | no | no |  |  | no
cap_220369477 |  | node_1440593_401_15358269_842 | AN | 0 |  | AN | CLOSED |  |  | MANUAL | [6 empty] | 50000 |  |  | 4800 | [6 empty] | 8104601 | no | no |  |  | no
cap_220563391 |  | node_1415748_563_15317198_276 | ABCN | 0 |  | ABCN | CLOSED | CLOSED | CLOSED | MANUAL | [6 empty] | 100000 | 100000 | 100000 | 4800 | [6 empty] | 8104601 | no | no |  |  | no
cap_220599180 |  | node_1424879_612_15342142_073 | ABCN | 0 |  | ABCN | CLOSED | CLOSED | CLOSED | MANUAL | [6 empty] | 200000 | 200000 | 200000 | 19920 | [6 empty] | 8104601 | no | no |  |  | no
cap_220599248 |  | node_1426581_936_15330173_883 | AN | 0 |  | AN | CLOSED |  |  | MANUAL | [6 empty] | 50000 |  |  | 4800 | [6 empty] | 8104601 | no | no |  |  | no
cap_220607307 |  | node_1415903_93_15342032_933 | AN | 0 |  | AN | CLOSED |  |  | MANUAL | [6 empty] | 50000 |  |  | 4800 | [6 empty] | 8104601 | no | no |  |  | no

## feeder
data_type | static
owner_type | feeder
owner | 8104601
object | feeder
name | transmission_bus | ARC | ADR | slack_bus | nom_voltages | num_nodes | num_ohlines | num_uglines | num_transformers | num_generators | num_pvs | num_storages | num_loads | miles | mw | mvar | losses_mw | losses_mvar | comments | use_feeder_load_shape | load_shape_scale | use_feeder_pv_shape | pv_shape_scale | description | restore_time | griddisconnect_scenario_probability | gridconnect_scenario_probability | use_energy_not_served | VOLL | discount_rate | yearly_load_growth_percent | planning_horizon | enable_traditional_project_deferral | lifetime_of_investment_years | start_year | base_year | year_the_investment_is_committed | revenue_requirement_scaling_factor | discount_rate | inflation_rate_for_investment | traditional_project_invested_capital | periodicity_of_investment_in_years | priority | maximum_total_investment_cost | DER_portfolio_NPV | DER_portfolio_BC_ratio | total_system_energy_avoided_cost_NPV | total_system_capacity_avoided_cost_NPV | total_system_ancillary_services_avoided_cost_NPV | total_system_CO2_avoided_cost_NPV | total_system_loss_of_load_avoided_cost_NPV | total_system_distribution_capacity_avoided_cost_NPV | total_system_investment_and_operational_cost_NPV | feeder_solar_pv_operating_cost_USdollarperkWh | feeder_energy_storage_operating_cost_USdollarperkWh | feeder_distributed_generator_operating_cost_USdollarperkWh | feeder_distributed_generator_CO2_cost_USdollarperkWh | feeder_demand_response_operating_cost_USdollarperkWh | feeder_solar_pv_investment_cost_USdollarperkW | feeder_energy_storage_investment_cost_USdollarperkW | feeder_distributed_generator_investment_cost_USdollarperkW | feeder_demand_response_investment_cost_USdollarperkW
8104601 |  | ts_slack | none | node_SOURCE_8104601 | 19918.584,2771.281,7199.558 | 3514 | 2997 | 239 | 33 | 0 | 0 | 0 | 1102 | 91.855 | 17.552 | 7.477 | 0 | 0 |  | 0 | 0 | 1 | 0 |  | 0 | 0 | 0 | 0 | 0 | 0 | 0 | 0 | 0 | 0 | 0 | 0 | 0 | 0 | 0 | 0 | 0 | 0 | 0 | 999999999 | 0 | 0 | 0 | 0 | 0 | 0 | 0 | 0 | 0 | 0 | 0 | 0 | 0 | 0 | 0 | 0 | 0 | 0

## fuse
data_type | static
owner_type | feeder
owner | 8104601
object | fuse
name | groupid | phases | fr | to | phase_A_status | phase_B_status | phase_C_status | repair_dist_type | current_limit | mean_replacement_time | status | dcircuit | selected | monitored | monitored_fields | class_monitored_fields | played | played_fields | comments
fuse_220382546 |  | AD | node_intto1_8104601_200824268 | node_8104601_200824268 | GOOD | GOOD | GOOD |  | 40 |  |  | 8104601 | no | no |  |  | no
fuse_220382547 |  | AD | node_intto1_8104601_201012075 | node_8104601_201012075 | GOOD | GOOD | GOOD |  | 40 |  |  | 8104601 | no | no |  |  | no
fuse_220382548 |  | ABCD | node_intto1_8104601_200824242 | node_8104601_200824242 | GOOD | GOOD | GOOD |  | 140 |  |  | 8104601 | no | no |  |  | no
fuse_220382549 |  | AD | node_intto1_220382549 | node_220382549 | GOOD | GOOD | GOOD |  | 80 |  |  | 8104601 | no | no |  |  | no
fuse_220382553 |  | AN | node_intto1_8104601_200824150 | node_8104601_200824150 | GOOD | GOOD | GOOD |  | 65 |  |  | 8104601 | no | no |  |  | no
fuse_220382565 |  | AN | node_intto1_8104601_200820679 | node_8104601_200820679 | GOOD | GOOD | GOOD |  | 40 |  |  | 8104601 | no | no |  |  | no
fuse_220382566 |  | ABN | node_intto1_220382566 | node_220382566 | GOOD | GOOD | GOOD |  | 20 |  |  | 8104601 | no | no |  |  | no
fuse_220382567 |  | ABN | node_intto1_8104601_200824506 | node_8104601_200824506 | GOOD | GOOD | GOOD |  | 65 |  |  | 8104601 | no | no |  |  | no
fuse_220382575 |  | AD | node_intto1_220382575 | node_220382575 | GOOD | GOOD | GOOD |  | 50 |  |  | 8104601 | no | no |  |  | no
fuse_220382576 |  | AD | node_intto1_220382576 | node_220382576 | GOOD | GOOD | GOOD |  | 30 |  |  | 8104601 | no | no |  |  | no
fuse_220382577 |  | ABCD | node_intto1_220382577 | node_220382577 | GOOD | GOOD | GOOD |  | 50 |  |  | 8104601 | no | no |  |  | no
fuse_220382578 |  | AN | node_intto1_8104601_200824079 | node_8104601_200824079 | GOOD | GOOD | GOOD |  | 65 |  |  | 8104601 | no | no |  |  | no
fuse_220382579 |  | AD | node_intto1_8104601_200824464 | node_8104601_200824464 | GOOD | GOOD | GOOD |  | 50 |  |  | 8104601 | no | no |  |  | no
fuse_220382598 |  | ABCD | node_intto1_8104601_200824056 | node_8104601_200824056 | GOOD | GOOD | GOOD |  | 300 |  |  | 8104601 | no | no |  |  | no
fuse_220382599 |  | ABCN | node_intto1_220382599 | node_220382599 | GOOD | GOOD | GOOD |  | 25 |  |  | 8104601 | no | no |  |  | no
fuse_220382607 |  | AD | node_intto1_220382607 | node_220382607 | GOOD | GOOD | GOOD |  | 80 |  |  | 8104601 | no | no |  |  | no
fuse_220382662 |  | AD | node_intto1_8104601_200821448 | node_8104601_200821448 | GOOD | GOOD | GOOD |  | 65 |  |  | 8104601 | no | no |  |  | no
fuse_220382665 |  | AD | node_intto1_8104601_200824601 | node_8104601_200824601 | GOOD | GOOD | GOOD |  | 300 |  |  | 8104601 | no | no |  |  | no
fuse_220382666 |  | ABCN | node_intto1_220382666 | node_220382666 | GOOD | GOOD | GOOD |  | 40 |  |  | 8104601 | no | no |  |  | no
fuse_220382667 |  | AN | node_intto1_8104601_200824587 | node_8104601_200824587 | GOOD | GOOD | GOOD |  | 300 |  |  | 8104601 | no | no |  |  | no
fuse_220382697 |  | AN | node_intto1_8104601_200821195 | node_8104601_200821195 | GOOD | GOOD | GOOD |  | 40 |  |  | 8104601 | no | no |  |  | no
fuse_220382754 |  | AN | node_intto1_8104601_200822888 | node_8104601_200822888 | GOOD | GOOD | GOOD |  | 65 |  |  | 8104601 | no | no |  |  | no
fuse_220382755 |  | ABCN | node_intto1_8104601_200822846 | node_8104601_200822846 | GOOD | GOOD | GOOD |  | 65 |  |  | 8104601 | no | no |  |  | no
fuse_220382762 |  | AD | node_intto1_8104601_200822931 | node_8104601_200822931 | GOOD | GOOD | GOOD |  | 50 |  |  | 8104601 | no | no |  |  | no
fuse_220382779 |  | AN | node_intto1_8104601_200822894 | node_8104601_200822894 | GOOD | GOOD | GOOD |  | 25 |  |  | 8104601 | no | no |  |  | no
fuse_220382784 |  | AN | node_intto1_8104601_200822946 | node_8104601_200822946 | GOOD | GOOD | GOOD |  | 65 |  |  | 8104601 | no | no |  |  | no
fuse_220382785 |  | AN | node_intto1_8104601_200822895 | node_8104601_200822895 | GOOD | GOOD | GOOD |  | 25 |  |  | 8104601 | no | no |  |  | no
fuse_220382814 |  | AN | node_intto1_8104601_200824703 | node_8104601_200824703 | GOOD | GOOD | GOOD |  | 40 |  |  | 8104601 | no | no |  |  | no
fuse_220386016 |  | AD | node_intto1_8104601_200878151 | node_8104601_200878151 | GOOD | GOOD | GOOD |  | 300 |  |  | 8104601 | no | no |  |  | no
fuse_220386017 |  | AN | node_intto1_220386017 | node_220386017 | GOOD | GOOD | GOOD |  | 8 |  |  | 8104601 | no | no |  |  | no
fuse_220386025 |  | AD | node_intto1_8104601_200878007 | node_8104601_200878007 | GOOD | GOOD | GOOD |  | 25 |  |  | 8104601 | no | no |  |  | no
fuse_220386026 |  | AD | node_intto1_8104601_200876499 | node_8104601_200876499 | GOOD | GOOD | GOOD |  | 25 |  |  | 8104601 | no | no |  |  | no
fuse_220386027 |  | AD | node_intto1_8104601_200877399 | node_8104601_200877399 | GOOD | GOOD | GOOD |  | 25 |  |  | 8104601 | no | no |  |  | no
fuse_220386097 |  | AN | node_intto1_220386097 | node_220386097 | GOOD | GOOD | GOOD |  | 20 |  |  | 8104601 | no | no |  |  | no
fuse_220386116 |  | AD | node_intto1_8104601_200877967 | node_8104601_200877967 | GOOD | GOOD | GOOD |  | 40 |  |  | 8104601 | no | no |  |  | no
fuse_220386206 |  | AD | node_intto1_8104601_200877158 | node_8104601_200877158 | GOOD | GOOD | GOOD |  | 40 |  |  | 8104601 | no | no |  |  | no
fuse_220386207 |  | AD | node_intto1_8104601_200877859 | node_8104601_200877859 | GOOD | GOOD | GOOD |  | 30 |  |  | 8104601 | no | no |  |  | no
fuse_220386222 |  | AD | node_intto1_8104601_200876582 | node_8104601_200876582 | GOOD | GOOD | GOOD |  | 300 |  |  | 8104601 | no | no |  |  | no
fuse_220386223 |  | AD | node_intto1_8104601_200911457 | node_8104601_200911457 | GOOD | GOOD | GOOD |  | 30 |  |  | 8104601 | no | no |  |  | no
fuse_220386224 |  | AD | node_intto1_8104601_200876750 | node_8104601_200876750 | GOOD | GOOD | GOOD |  | 40 |  |  | 8104601 | no | no |  |  | no
fuse_220386230 |  | AD | node_intto1_8104601_200876616 | node_8104601_200876616 | GOOD | GOOD | GOOD |  | 25 |  |  | 8104601 | no | no |  |  | no
fuse_220386234 |  | AN | node_intto1_8104601_200972546 | node_8104601_200972546 | GOOD | GOOD | GOOD |  | 20 |  |  | 8104601 | no | no |  |  | no
fuse_220386235 |  | AD | node_intto1_8104601_200876457 | node_8104601_200876457 | GOOD | GOOD | GOOD |  | 40 |  |  | 8104601 | no | no |  |  | no
fuse_220386238 |  | AD | node_intto1_8104601_200877927 | node_8104601_200877927 | GOOD | GOOD | GOOD |  | 65 |  |  | 8104601 | no | no |  |  | no
fuse_220386247 |  | AD | node_intto1_8104601_200876975 | node_8104601_200876975 | GOOD | GOOD | GOOD |  | 15 |  |  | 8104601 | no | no |  |  | no
fuse_220388044 |  | ABCD | node_intto1_8104601_200833135 | node_8104601_200833135 | GOOD | GOOD | GOOD |  | 300 |  |  | 8104601 | no | no |  |  | no
fuse_220388045 |  | ABCN | node_intto1_220388045 | node_220388045 | GOOD | GOOD | GOOD |  | 12 |  |  | 8104601 | no | no |  |  | no
fuse_220388051 |  | ABCN | node_intto1_220388051 | node_220388051 | GOOD | GOOD | GOOD |  | 25 |  |  | 8104601 | no | no |  |  | no
fuse_220388374 |  | AN | node_intto1_8104601_200833009 | node_8104601_200833009 | GOOD | GOOD | GOOD |  | 40 |  |  | 8104601 | no | no |  |  | no
fuse_220388379 |  | AD | node_intto1_8104601_200835548 | node_8104601_200835548 | GOOD | GOOD | GOOD |  | 40 |  |  | 8104601 | no | no |  |  | no
fuse_220388381 |  | AD | node_intto1_8104601_200834002 | node_8104601_200834002 | GOOD | GOOD | GOOD |  | 50 |  |  | 8104601 | no | no |  |  | no
fuse_220388382 |  | ABCD | node_intto1_8104601_200835489 | node_8104601_200835489 | GOOD | GOOD | GOOD |  | 100 |  |  | 8104601 | no | no |  |  | no
fuse_220388383 |  | AD | node_intto1_8104601_201018019 | node_8104601_201018019 | GOOD | GOOD | GOOD |  | 50 |  |  | 8104601 | no | no |  |  | no
fuse_220388384 |  | AD | node_intto1_8104601_200835570 | node_8104601_200835570 | GOOD | GOOD | GOOD |  | 50 |  |  | 8104601 | no | no |  |  | no
fuse_220388385 |  | AD | node_intto1_8104601_200835460 | node_8104601_200835460 | GOOD | GOOD | GOOD |  | 300 |  |  | 8104601 | no | no |  |  | no
fuse_220388429 |  | AD | node_intto1_8104601_200835165 | node_8104601_200835165 | GOOD | GOOD | GOOD |  | 40 |  |  | 8104601 | no | no |  |  | no
fuse_220388432 |  | AD | node_intto1_8104601_201014978 | node_8104601_201014978 | GOOD | GOOD | GOOD |  | 300 |  |  | 8104601 | no | no |  |  | no
fuse_220388434 |  | AN | node_intto1_8104601_200834446 | node_8104601_200834446 | GOOD | GOOD | GOOD |  | 65 |  |  | 8104601 | no | no |  |  | no
fuse_220388443 |  | AD | node_intto1_220388443 | node_220388443 | GOOD | GOOD | GOOD |  | 100 |  |  | 8104601 | no | no |  |  | no
fuse_220388445 |  | ABCD | node_intto1_8104601_200835587 | node_8104601_200835587 | GOOD | GOOD | GOOD |  | 300 |  |  | 8104601 | no | no |  |  | no
fuse_220388451 |  | ABCN | node_intto1_220388451 | node_220388451 | GOOD | GOOD | GOOD |  | 20 |  |  | 8104601 | no | no |  |  | no
fuse_220388461 |  | AD | node_intto1_8104601_200835289 | node_8104601_200835289 | GOOD | GOOD | GOOD |  | 65 |  |  | 8104601 | no | no |  |  | no
fuse_220388462 |  | AD | node_intto1_8104601_200835238 | node_8104601_200835238 | GOOD | GOOD | GOOD |  | 40 |  |  | 8104601 | no | no |  |  | no
fuse_220388573 |  | AD | node_intto1_8104601_200834201 | node_8104601_200834201 | GOOD | GOOD | GOOD |  | 40 |  |  | 8104601 | no | no |  |  | no
fuse_220388581 |  | AN | node_intto1_8104601_200834409 | node_8104601_200834409 | GOOD | GOOD | GOOD |  | 65 |  |  | 8104601 | no | no |  |  | no
fuse_220388582 |  | AN | node_intto1_8104601_200834092 | node_8104601_200834092 | GOOD | GOOD | GOOD |  | 65 |  |  | 8104601 | no | no |  |  | no
fuse_220388583 |  | AN | node_intto1_8104601_200833137 | node_8104601_200833137 | GOOD | GOOD | GOOD |  | 65 |  |  | 8104601 | no | no |  |  | no
fuse_220388586 |  | AN | node_intto1_8104601_201013348 | node_8104601_201013348 | GOOD | GOOD | GOOD |  | 15 |  |  | 8104601 | no | no |  |  | no
fuse_220388588 |  | AD | node_intto1_8104601_200833971 | node_8104601_200833971 | GOOD | GOOD | GOOD |  | 65 |  |  | 8104601 | no | no |  |  | no
fuse_220388589 |  | AD | node_intto1_8104601_200833962 | node_8104601_200833962 | GOOD | GOOD | GOOD |  | 65 |  |  | 8104601 | no | no |  |  | no
fuse_220388593 |  | AN | node_intto1_8104601_201013347 | node_8104601_201013347 | GOOD | GOOD | GOOD |  | 25 |  |  | 8104601 | no | no |  |  | no
fuse_220388597 |  | AN | node_intto1_8104601_200834001 | node_8104601_200834001 | GOOD | GOOD | GOOD |  | 25 |  |  | 8104601 | no | no |  |  | no
fuse_220388598 |  | AD | node_intto1_8104601_200834338 | node_8104601_200834338 | GOOD | GOOD | GOOD |  | 50 |  |  | 8104601 | no | no |  |  | no
fuse_220388601 |  | AD | node_intto1_8104601_200834021 | node_8104601_200834021 | GOOD | GOOD | GOOD |  | 40 |  |  | 8104601 | no | no |  |  | no
fuse_220388602 |  | AD | node_intto1_8104601_200834473 | node_8104601_200834473 | GOOD | GOOD | GOOD |  | 65 |  |  | 8104601 | no | no |  |  | no
fuse_220388603 |  | AD | node_intto1_8104601_200834458 | node_8104601_200834458 | GOOD | GOOD | GOOD |  | 65 |  |  | 8104601 | no | no |  |  | no
fuse_220388604 |  | AD | node_intto1_8104601_200834578 | node_8104601_200834578 | GOOD | GOOD | GOOD |  | 65 |  |  | 8104601 | no | no |  |  | no
fuse_220388605 |  | AN | node_intto1_220388605 | node_220388605 | GOOD | GOOD | GOOD |  | 20 |  |  | 8104601 | no | no |  |  | no
fuse_220388607 |  | AD | node_intto1_8104601_200834430 | node_8104601_200834430 | GOOD | GOOD | GOOD |  | 40 |  |  | 8104601 | no | no |  |  | no
fuse_220388608 |  | AN | node_intto1_8104601_201009000 | node_8104601_201009000 | GOOD | GOOD | GOOD |  | 65 |  |  | 8104601 | no | no |  |  | no
fuse_220388609 |  | AD | node_intto1_8104601_200834392 | node_8104601_200834392 | GOOD | GOOD | GOOD |  | 25 |  |  | 8104601 | no | no |  |  | no
fuse_220388611 |  | AD | node_intto1_8104601_200834349 | node_8104601_200834349 | GOOD | GOOD | GOOD |  | 40 |  |  | 8104601 | no | no |  |  | no
fuse_220388625 |  | AD | node_intto1_8104601_200834376 | node_8104601_200834376 | GOOD | GOOD | GOOD |  | 25 |  |  | 8104601 | no | no |  |  | no
fuse_220388640 |  | AD | node_intto1_8104601_200833617 | node_8104601_200833617 | GOOD | GOOD | GOOD |  | 300 |  |  | 8104601 | no | no |  |  | no
fuse_220388664 |  | AN | node_intto1_220388664 | node_220388664 | GOOD | GOOD | GOOD |  | 8 |  |  | 8104601 | no | no |  |  | no
fuse_220388677 |  | AD | node_intto1_8104601_200833656 | node_8104601_200833656 | GOOD | GOOD | GOOD |  | 40 |  |  | 8104601 | no | no |  |  | no
fuse_220388678 |  | AD | node_intto1_8104601_200833641 | node_8104601_200833641 | GOOD | GOOD | GOOD |  | 300 |  |  | 8104601 | no | no |  |  | no
fuse_220388681 |  | AN | node_intto1_8104601_200834991 | node_8104601_200834991 | GOOD | GOOD | GOOD |  | 40 |  |  | 8104601 | no | no |  |  | no
fuse_220388683 |  | AD | node_intto1_8104601_200834069 | node_8104601_200834069 | GOOD | GOOD | GOOD |  | 40 |  |  | 8104601 | no | no |  |  | no
fuse_220388695 |  | AN | node_intto1_8104601_200834866 | node_8104601_200834866 | GOOD | GOOD | GOOD |  | 100 |  |  | 8104601 | no | no |  |  | no
fuse_220388700 |  | AN | node_intto1_8104601_200834838 | node_8104601_200834838 | GOOD | GOOD | GOOD |  | 40 |  |  | 8104601 | no | no |  |  | no
fuse_220388708 |  | AN | node_intto1_8104601_200835098 | node_8104601_200835098 | GOOD | GOOD | GOOD |  | 40 |  |  | 8104601 | no | no |  |  | no
fuse_220388711 |  | AN | node_intto1_8104601_200835071 | node_8104601_200835071 | GOOD | GOOD | GOOD |  | 40 |  |  | 8104601 | no | no |  |  | no
fuse_220388712 |  | AN | node_intto1_8104601_200835199 | node_8104601_200835199 | GOOD | GOOD | GOOD |  | 40 |  |  | 8104601 | no | no |  |  | no
fuse_220388717 |  | AN | node_intto1_8104601_200835017 | node_8104601_200835017 | GOOD | GOOD | GOOD |  | 40 |  |  | 8104601 | no | no |  |  | no
fuse_220388718 |  | ABCN | node_intto1_220388718 | node_220388718 | GOOD | GOOD | GOOD |  | 65 |  |  | 8104601 | no | no |  |  | no
fuse_220388720 |  | AD | node_intto1_8104601_200834039 | node_8104601_200834039 | GOOD | GOOD | GOOD |  | 50 |  |  | 8104601 | no | no |  |  | no
fuse_220388721 |  | AD | node_intto1_8104601_200834510 | node_8104601_200834510 | GOOD | GOOD | GOOD |  | 30 |  |  | 8104601 | no | no |  |  | no
fuse_220388722 |  | AD | node_intto1_8104601_200834960 | node_8104601_200834960 | GOOD | GOOD | GOOD |  | 300 |  |  | 8104601 | no | no |  |  | no
fuse_220388729 |  | AD | node_intto1_8104601_200834819 | node_8104601_200834819 | GOOD | GOOD | GOOD |  | 50 |  |  | 8104601 | no | no |  |  | no
fuse_220388734 |  | AD | node_intto1_8104601_200834597 | node_8104601_200834597 | GOOD | GOOD | GOOD |  | 65 |  |  | 8104601 | no | no |  |  | no
fuse_220388738 |  | AD | node_intto1_8104601_200834569 | node_8104601_200834569 | GOOD | GOOD | GOOD |  | 15 |  |  | 8104601 | no | no |  |  | no
fuse_220388758 |  | AD | node_intto1_8104601_200834769 | node_8104601_200834769 | GOOD | GOOD | GOOD |  | 30 |  |  | 8104601 | no | no |  |  | no
fuse_220388764 |  | AD | node_intto1_8104601_200834732 | node_8104601_200834732 | GOOD | GOOD | GOOD |  | 40 |  |  | 8104601 | no | no |  |  | no
fuse_220388765 |  | AD | node_intto1_8104601_200834668 | node_8104601_200834668 | GOOD | GOOD | GOOD |  | 30 |  |  | 8104601 | no | no |  |  | no
fuse_220388777 |  | AN | node_intto1_8104601_200834676 | node_8104601_200834676 | GOOD | GOOD | GOOD |  | 20 |  |  | 8104601 | no | no |  |  | no
fuse_220436609 |  | AN | node_intto1_220436609 | node_220436609 | GOOD | GOOD | GOOD |  | 12 |  |  | 8104601 | no | no |  |  | no
fuse_220513608 |  | ABCD | node_intto1_8104601_200877907 | node_8104601_200877907 | GOOD | GOOD | GOOD |  | 65 |  |  | 8104601 | no | no |  |  | no
fuse_220523603 |  | AN | node_intto1_220523603 | node_220523603 | GOOD | GOOD | GOOD |  | 50 |  |  | 8104601 | no | no |  |  | no
fuse_220524208 |  | AD | node_intto1_8104601_200824061 | node_8104601_200824061 | GOOD | GOOD | GOOD |  | 65 |  |  | 8104601 | no | no |  |  | no
fuse_220524210 |  | ABCD | node_intto1_8104601_200823916 | node_8104601_200823916 | GOOD | GOOD | GOOD |  | 300 |  |  | 8104601 | no | no |  |  | no
fuse_220536845 |  | AD | node_intto1_8104601_200835474 | node_8104601_200835474 | GOOD | GOOD | GOOD |  | 100 |  |  | 8104601 | no | no |  |  | no
fuse_220536847 |  | AD | node_intto1_8104601_200834595 | node_8104601_200834595 | GOOD | GOOD | GOOD |  | 40 |  |  | 8104601 | no | no |  |  | no
fuse_220536849 |  | AD | node_intto1_8104601_200834247 | node_8104601_200834247 | GOOD | GOOD | GOOD |  | 25 |  |  | 8104601 | no | no |  |  | no
fuse_220536851 |  | AN | node_intto1_8104601_200835143 | node_8104601_200835143 | GOOD | GOOD | GOOD |  | 40 |  |  | 8104601 | no | no |  |  | no
fuse_220536852 |  | AD | node_intto1_8104601_200835183 | node_8104601_200835183 | GOOD | GOOD | GOOD |  | 40 |  |  | 8104601 | no | no |  |  | no
fuse_220536854 |  | AD | node_intto1_8104601_200835521 | node_8104601_200835521 | GOOD | GOOD | GOOD |  | 65 |  |  | 8104601 | no | no |  |  | no
fuse_220536856 |  | AD | node_intto1_8104601_200834354 | node_8104601_200834354 | GOOD | GOOD | GOOD |  | 40 |  |  | 8104601 | no | no |  |  | no
fuse_220536858 |  | AD | node_intto1_8104601_200834353 | node_8104601_200834353 | GOOD | GOOD | GOOD |  | 25 |  |  | 8104601 | no | no |  |  | no
fuse_220536860 |  | AD | node_intto1_8104601_200833623 | node_8104601_200833623 | GOOD | GOOD | GOOD |  | 100 |  |  | 8104601 | no | no |  |  | no
fuse_220536862 |  | AD | node_intto1_8104601_200969961 | node_8104601_200969961 | GOOD | GOOD | GOOD |  | 40 |  |  | 8104601 | no | no |  |  | no
fuse_220536864 |  | AD | node_intto1_8104601_200834948 | node_8104601_200834948 | GOOD | GOOD | GOOD |  | 40 |  |  | 8104601 | no | no |  |  | no
fuse_220536866 |  | AD | node_intto1_8104601_200835320 | node_8104601_200835320 | GOOD | GOOD | GOOD |  | 25 |  |  | 8104601 | no | no |  |  | no
fuse_220536870 |  | AD | node_intto1_8104601_201021689 | node_8104601_201021689 | GOOD | GOOD | GOOD |  | 80 |  |  | 8104601 | no | no |  |  | no
fuse_220536872 |  | AD | node_intto1_8104601_200835213 | node_8104601_200835213 | GOOD | GOOD | GOOD |  | 25 |  |  | 8104601 | no | no |  |  | no
fuse_220536929 |  | AD | node_intto1_8104601_200824608 | node_8104601_200824608 | GOOD | GOOD | GOOD |  | 100 |  |  | 8104601 | no | no |  |  | no
fuse_220536931 |  | AD | node_intto1_8104601_200824318 | node_8104601_200824318 | GOOD | GOOD | GOOD |  | 65 |  |  | 8104601 | no | no |  |  | no
fuse_220536933 |  | AD | node_intto1_8104601_200824478 | node_8104601_200824478 | GOOD | GOOD | GOOD |  | 50 |  |  | 8104601 | no | no |  |  | no
fuse_220536935 |  | AN | node_intto1_8104601_200914632 | node_8104601_200914632 | GOOD | GOOD | GOOD |  | 40 |  |  | 8104601 | no | no |  |  | no
fuse_220536937 |  | AD | node_intto1_8104601_200822898 | node_8104601_200822898 | GOOD | GOOD | GOOD |  | 65 |  |  | 8104601 | no | no |  |  | no
fuse_220537795 |  | AN | node_intto1_8104601_200975920 | node_8104601_200975920 | GOOD | GOOD | GOOD |  | 20 |  |  | 8104601 | no | no |  |  | no
fuse_220539693 |  | AN | node_intto1_220539693 | node_220539693 | GOOD | GOOD | GOOD |  | 50 |  |  | 8104601 | no | no |  |  | no
fuse_220539695 |  | AN | node_intto1_220539695 | node_220539695 | GOOD | GOOD | GOOD |  | 50 |  |  | 8104601 | no | no |  |  | no
fuse_220539697 |  | AN | node_intto1_220539697 | node_220539697 | GOOD | GOOD | GOOD |  | 25 |  |  | 8104601 | no | no |  |  | no
fuse_220539699 |  | AN | node_intto1_220539699 | node_220539699 | GOOD | GOOD | GOOD |  | 25 |  |  | 8104601 | no | no |  |  | no
fuse_220539700 |  | AN | node_intto1_220539700 | node_220539700 | GOOD | GOOD | GOOD |  | 25 |  |  | 8104601 | no | no |  |  | no
fuse_220539702 |  | AD | node_intto1_220539702 | node_220539702 | GOOD | GOOD | GOOD |  | 12 |  |  | 8104601 | no | no |  |  | no
fuse_220539703 |  | AD | node_intto1_220539703 | node_220539703 | GOOD | GOOD | GOOD |  | 20 |  |  | 8104601 | no | no |  |  | no
fuse_220539704 |  | AN | node_intto1_220539704 | node_220539704 | GOOD | GOOD | GOOD |  | 12 |  |  | 8104601 | no | no |  |  | no
fuse_220539705 |  | AN | node_intto1_220539705 | node_220539705 | GOOD | GOOD | GOOD |  | 8 |  |  | 8104601 | no | no |  |  | no
fuse_220539706 |  | AN | node_intto1_220539706 | node_220539706 | GOOD | GOOD | GOOD |  | 8 |  |  | 8104601 | no | no |  |  | no
fuse_220539746 |  | AD | node_intto1_8104601_200877358 | node_8104601_200877358 | GOOD | GOOD | GOOD |  | 40 |  |  | 8104601 | no | no |  |  | no
fuse_220539748 |  | AD | node_intto1_8104601_200877961 | node_8104601_200877961 | GOOD | GOOD | GOOD |  | 40 |  |  | 8104601 | no | no |  |  | no
fuse_220539750 |  | AD | node_intto1_8104601_200876466 | node_8104601_200876466 | GOOD | GOOD | GOOD |  | 20 |  |  | 8104601 | no | no |  |  | no
fuse_220539751 |  | AD | node_intto1_8104601_200876628 | node_8104601_200876628 | GOOD | GOOD | GOOD |  | 40 |  |  | 8104601 | no | no |  |  | no
fuse_220539753 |  | AD | node_intto1_8104601_200876917 | node_8104601_200876917 | GOOD | GOOD | GOOD |  | 25 |  |  | 8104601 | no | no |  |  | no
fuse_220539755 |  | AD | node_intto1_8104601_200876597 | node_8104601_200876597 | GOOD | GOOD | GOOD |  | 25 |  |  | 8104601 | no | no |  |  | no
fuse_220539787 |  | AD | node_intto1_8104601_200835236 | node_8104601_200835236 | GOOD | GOOD | GOOD |  | 40 |  |  | 8104601 | no | no |  |  | no
fuse_220539788 |  | AN | node_intto1_8104601_201013440 | node_8104601_201013440 | GOOD | GOOD | GOOD |  | 25 |  |  | 8104601 | no | no |  |  | no
fuse_220539801 |  | AN | node_intto1_220539801 | node_220539801 | GOOD | GOOD | GOOD |  | 8 |  |  | 8104601 | no | no |  |  | no
fuse_220539802 |  | AN | node_intto1_220539802 | node_220539802 | GOOD | GOOD | GOOD |  | 100 |  |  | 8104601 | no | no |  |  | no
fuse_220539812 |  | AD | node_intto1_8104601_201021371 | node_8104601_201021371 | GOOD | GOOD | GOOD |  | 25 |  |  | 8104601 | no | no |  |  | no
fuse_220539814 |  | AD | node_intto1_8104601_200876588 | node_8104601_200876588 | GOOD | GOOD | GOOD |  | 40 |  |  | 8104601 | no | no |  |  | no
fuse_220539884 |  | AD | node_intto1_8104601_200834561 | node_8104601_200834561 | GOOD | GOOD | GOOD |  | 25 |  |  | 8104601 | no | no |  |  | no
fuse_220543295 |  | ABCD | node_intto1_8104601_200970336 | node_8104601_200970336 | GOOD | GOOD | GOOD |  | 300 |  |  | 8104601 | no | no |  |  | no
fuse_220544590 |  | AN | node_intto1_8104601_200834222 | node_8104601_200834222 | GOOD | GOOD | GOOD |  | 65 |  |  | 8104601 | no | no |  |  | no
fuse_220544932 |  | AN | node_intto1_8104601_200979482 | node_8104601_200979482 | GOOD | GOOD | GOOD |  | 20 |  |  | 8104601 | no | no |  |  | no
fuse_220546162 |  | ABCD | node_intto1_8104601_200914586 | node_8104601_200914586 | GOOD | GOOD | GOOD |  | 100 |  |  | 8104601 | no | no |  |  | no
fuse_220549304 |  | ABCN | node_intto1_8104601_200824048 | node_8104601_200824048 | GOOD | GOOD | GOOD |  | 65 |  |  | 8104601 | no | no |  |  | no
fuse_220549634 |  | ABCN | node_intto1_220549634 | node_220549634 | GOOD | GOOD | GOOD |  | 40 |  |  | 8104601 | no | no |  |  | no
fuse_220575023 |  | AN | node_intto1_8104601_201009836 | node_8104601_201009836 | GOOD | GOOD | GOOD |  | 25 |  |  | 8104601 | no | no |  |  | no
fuse_220591285 |  | AD | node_intto1_8104601_200876916 | node_8104601_200876916 | GOOD | GOOD | GOOD |  | 25 |  |  | 8104601 | no | no |  |  | no
fuse_220591288 |  | AD | node_intto1_8104601_200876974 | node_8104601_200876974 | GOOD | GOOD | GOOD |  | 15 |  |  | 8104601 | no | no |  |  | no
fuse_220591293 |  | AD | node_intto1_8104601_200876972 | node_8104601_200876972 | GOOD | GOOD | GOOD |  | 25 |  |  | 8104601 | no | no |  |  | no
fuse_220591302 |  | AD | node_intto1_8104601_200834934 | node_8104601_200834934 | GOOD | GOOD | GOOD |  | 50 |  |  | 8104601 | no | no |  |  | no
fuse_220591309 |  | AD | node_intto1_8104601_200877359 | node_8104601_200877359 | GOOD | GOOD | GOOD |  | 40 |  |  | 8104601 | no | no |  |  | no
fuse_220591365 |  | AD | node_intto1_8104601_200824255 | node_8104601_200824255 | GOOD | GOOD | GOOD |  | 65 |  |  | 8104601 | no | no |  |  | no
fuse_220591401 |  | AD | node_intto1_8104601_200833977 | node_8104601_200833977 | GOOD | GOOD | GOOD |  | 40 |  |  | 8104601 | no | no |  |  | no
fuse_220592470 |  | AD | node_intto1_220592470 | node_220592470 | GOOD | GOOD | GOOD |  | 40 |  |  | 8104601 | no | no |  |  | no
fuse_220593411 |  | AD | node_intto1_8104601_200835405 | node_8104601_200835405 | GOOD | GOOD | GOOD |  | 65 |  |  | 8104601 | no | no |  |  | no
fuse_220599187 |  | ABCN | node_intto1_220599187 | node_220599187 | GOOD | GOOD | GOOD |  | 100 |  |  | 8104601 | no | no |  |  | no
fuse_220602400 |  | AN | node_intto1_8104601_201017782 | node_8104601_201017782 | GOOD | GOOD | GOOD |  | 15 |  |  | 8104601 | no | no |  |  | no
fuse_220607451 |  | ABCN | node_intto1_8104601_201021449 | node_8104601_201021449 | GOOD | GOOD | GOOD |  | 65 |  |  | 8104601 | no | no |  |  | no
fuse_220623451 |  | ABN | node_intto1_8104601_200835154 | node_8104601_200835154 | GOOD | GOOD | GOOD |  | 300 |  |  | 8104601 | no | no |  |  | no
fuse_220623453 |  | AD | node_intto1_8104601_200835177 | node_8104601_200835177 | GOOD | GOOD | GOOD |  | 300 |  |  | 8104601 | no | no |  |  | no
fuse_220653064 |  | ABCN | node_intto1_8104601_201063659 | node_8104601_201063659 | GOOD | GOOD | GOOD |  | 2 |  |  | 8104601 | no | no |  |  | no
fuse_310004664 |  | AN | node_intto1_8104601_310004663 | node_8104601_310004663 | GOOD | GOOD | GOOD |  | 30 |  |  | 8104601 | no | no |  |  | no
fuse_310029210 |  | AN | node_intto1_8104601_310029209 | node_8104601_310029209 | GOOD | GOOD | GOOD |  | 50 |  |  | 8104601 | no | no |  |  | no
fuse_310033428 |  | ABCN | node_intto1_8104601_200954935 | node_8104601_200954935 | GOOD | GOOD | GOOD |  | 100 |  |  | 8104601 | no | no |  |  | no
fuse_310058404 |  | AN | node_intto1_8104601_200823914 | node_8104601_200823914 | GOOD | GOOD | GOOD |  | 300 |  |  | 8104601 | no | no |  |  | no
fuse_310058407 |  | AN | node_intto1_8104601_201018873 | node_8104601_201018873 | GOOD | GOOD | GOOD |  | 300 |  |  | 8104601 | no | no |  |  | no
fuse_311899391 |  | AN | node_intto1_8104601_311899390 | node_8104601_311899390 | GOOD | GOOD | GOOD |  | 3 |  |  | 8104601 | no | no |  |  | no
fuse_311901322 |  | AN | node_intto1_8104601_311901318 | node_8104601_311901318 | GOOD | GOOD | GOOD |  | 15 |  |  | 8104601 | no | no |  |  | no
fuse_311925247 |  | AD | node_intto1_8104601_200833853 | node_8104601_200833853 | GOOD | GOOD | GOOD |  | 100 |  |  | 8104601 | no | no |  |  | no
fuse_311991876 |  | AD | node_intto1_8104601_311991875 | node_8104601_311991875 | GOOD | GOOD | GOOD |  | 15 |  |  | 8104601 | no | no |  |  | no
fuse_312011932 |  | AN | node_intto1_312011932 | node_312011932 | GOOD | GOOD | GOOD |  | 40 |  |  | 8104601 | no | no |  |  | no
fuse_312116436 |  | AN | node_intto1_8104601_312116435 | node_8104601_312116435 | GOOD | GOOD | GOOD |  | 15 |  |  | 8104601 | no | no |  |  | no
fuse_312123908 |  | AN | node_intto1_8104601_312123910 | node_8104601_312123910 | GOOD | GOOD | GOOD |  | 15 |  |  | 8104601 | no | no |  |  | no
fuse_312128416 |  | AD | node_intto1_8104601_200834975 | node_8104601_200834975 | GOOD | GOOD | GOOD |  | 50 |  |  | 8104601 | no | no |  |  | no
fuse_312154515 |  | AD | node_intto1_8104601_312009329 | node_8104601_312009329 | GOOD | GOOD | GOOD |  | 300 |  |  | 8104601 | no | no |  |  | no

## line_configuration
data_type | static
owner_type | feeder
owner | 8104601
object | line_configuration
name | groupid | conductor_A | conductor_B | conductor_C | conductor_N | spacing | z11 | z12 | z13 | z21 | z22 | z23 | z31 | z32 | z33 | c11 | c12 | c13 | c21 | c22 | c23 | c31 | c32 | c33 | dcircuit | selected | comments
bal_1P_1/0AA |  | oh_cond_1/0_AAAC | oh_cond_1/0_AAAC | oh_cond_1/0_AAAC |  |  | 0.972+1.499j | 0.095+0.781j | 0.095+0.781j | 0.095+0.781j | 0.972+1.499j | 0.095+0.781j | 0.095+0.781j | 0.095+0.781j | 0.972+1.499j | 12.796 | -3.172 | -3.172 | -3.172 | 12.796 | -3.172 | -3.172 | -3.172 | 12.796 |  | no
bal_1P_1/0AA_1/0AA(N) |  | oh_cond_1/0_AAAC | oh_cond_1/0_AAAC | oh_cond_1/0_AAAC | oh_cond_1/0_AAAC |  | 1.078+1.186j | 0.201+0.467j | 0.201+0.467j | 0.201+0.467j | 1.078+1.186j | 0.201+0.467j | 0.201+0.467j | 0.201+0.467j | 1.078+1.186j | 13.243 | -2.726 | -2.726 | -2.726 | 13.243 | -2.726 | -2.726 | -2.726 | 13.243 |  | no
bal_1P_1/0AA_1/0AC(N) |  | oh_cond_1/0_AAAC | oh_cond_1/0_AAAC | oh_cond_1/0_AAAC | oh_cond_1/0_ACSR |  | 1.08+1.187j | 0.203+0.469j | 0.203+0.469j | 0.203+0.469j | 1.08+1.187j | 0.203+0.469j | 0.203+0.469j | 0.203+0.469j | 1.08+1.187j | 13.243 | -2.726 | -2.726 | -2.726 | 13.243 | -2.726 | -2.726 | -2.726 | 13.243 |  | no
bal_1P_1/0AA_4/0AL(N) |  | oh_cond_1/0_AAAC | oh_cond_1/0_AAAC | oh_cond_1/0_AAAC | oh_cond_4/0_AL |  | 1.011+1.123j | 0.134+0.404j | 0.134+0.404j | 0.134+0.404j | 1.011+1.123j | 0.134+0.404j | 0.134+0.404j | 0.134+0.404j | 1.011+1.123j | 13.261 | -2.707 | -2.707 | -2.707 | 13.261 | -2.707 | -2.707 | -2.707 | 13.261 |  | no
bal_1P_1/0AC |  | oh_cond_1/0_ACSR | oh_cond_1/0_ACSR | oh_cond_1/0_ACSR |  |  | 0.983+1.218j | 0.095+0.781j | 0.095+0.781j | 0.095+0.781j | 0.983+1.218j | 0.095+0.781j | 0.095+0.781j | 0.095+0.781j | 0.983+1.218j | 12.796 | -3.172 | -3.172 | -3.172 | 12.796 | -3.172 | -3.172 | -3.172 | 12.796 |  | no
bal_1P_1/0AC_1/0AA(N) |  | oh_cond_1/0_ACSR | oh_cond_1/0_ACSR | oh_cond_1/0_ACSR | oh_cond_1/0_AAAC |  | 1.089+1.184j | 0.201+0.467j | 0.201+0.467j | 0.201+0.467j | 1.089+1.184j | 0.201+0.467j | 0.201+0.467j | 0.201+0.467j | 1.089+1.184j | 13.243 | -2.726 | -2.726 | -2.726 | 13.243 | -2.726 | -2.726 | -2.726 | 13.243 |  | no
bal_1P_1/0AC_1/0AC(N) |  | oh_cond_1/0_ACSR | oh_cond_1/0_ACSR | oh_cond_1/0_ACSR | oh_cond_1/0_ACSR |  | 1.091+1.185j | 0.203+0.469j | 0.203+0.469j | 0.203+0.469j | 1.091+1.185j | 0.203+0.469j | 0.203+0.469j | 0.203+0.469j | 1.091+1.185j | 13.243 | -2.726 | -2.726 | -2.726 | 13.243 | -2.726 | -2.726 | -2.726 | 13.243 |  | no
bal_1P_1/0AC_4/0AL(N) |  | oh_cond_1/0_ACSR | oh_cond_1/0_ACSR | oh_cond_1/0_ACSR | oh_cond_4/0_AL |  | 1.022+1.12j | 0.134+0.404j | 0.134+0.404j | 0.134+0.404j | 1.022+1.12j | 0.134+0.404j | 0.134+0.404j | 0.134+0.404j | 1.022+1.12j | 13.261 | -2.707 | -2.707 | -2.707 | 13.261 | -2.707 | -2.707 | -2.707 | 13.261 |  | no
bal_1P_1/0AL_1/0AL(N) |  | oh_cond_1/0_AL | oh_cond_1/0_AL | oh_cond_1/0_AL | oh_cond_1/0_AL |  | 1.086+1.198j | 0.201+0.47j | 0.201+0.47j | 0.201+0.47j | 1.086+1.198j | 0.201+0.47j | 0.201+0.47j | 0.201+0.47j | 1.086+1.198j | 13.073 | -2.675 | -2.675 | -2.675 | 13.073 | -2.675 | -2.675 | -2.675 | 13.073 |  | no
bal_1P_1AC |  | oh_cond_1_ACSR | oh_cond_1_ACSR | oh_cond_1_ACSR |  |  | 1.215+1.523j | 0.095+0.781j | 0.095+0.781j | 0.095+0.781j | 1.215+1.523j | 0.095+0.781j | 0.095+0.781j | 0.095+0.781j | 1.215+1.523j | 12.411 | -3.024 | -3.024 | -3.024 | 12.411 | -3.024 | -3.024 | -3.024 | 12.411 |  | no
bal_1P_1CU |  | oh_cond_1_CU | oh_cond_1_CU | oh_cond_1_CU |  |  | 0.794+1.516j | 0.095+0.781j | 0.095+0.781j | 0.095+0.781j | 0.794+1.516j | 0.095+0.781j | 0.095+0.781j | 0.095+0.781j | 0.794+1.516j | 12.411 | -3.024 | -3.024 | -3.024 | 12.411 | -3.024 | -3.024 | -3.024 | 12.411 |  | no
bal_1P_2AC |  | oh_cond_2_ACSR | oh_cond_2_ACSR | oh_cond_2_ACSR |  |  | 1.505+1.527j | 0.095+0.781j | 0.095+0.781j | 0.095+0.781j | 1.505+1.527j | 0.095+0.781j | 0.095+0.781j | 0.095+0.781j | 1.505+1.527j | 12.393 | -3.017 | -3.017 | -3.017 | 12.393 | -3.017 | -3.017 | -3.017 | 12.393 |  | no
bal_1P_2AC_2AC(N) |  | oh_cond_2_ACSR | oh_cond_2_ACSR | oh_cond_2_ACSR | oh_cond_2_ACSR |  | 1.645+1.289j | 0.235+0.543j | 0.235+0.543j | 0.235+0.543j | 1.645+1.289j | 0.235+0.543j | 0.235+0.543j | 0.235+0.543j | 1.645+1.289j | 12.813 | -2.597 | -2.597 | -2.597 | 12.813 | -2.597 | -2.597 | -2.597 | 12.813 |  | no
bal_1P_2AC_4/0AL(N) |  | oh_cond_2_ACSR | oh_cond_2_ACSR | oh_cond_2_ACSR | oh_cond_4/0_AL |  | 1.544+1.151j | 0.134+0.404j | 0.134+0.404j | 0.134+0.404j | 1.544+1.151j | 0.134+0.404j | 0.134+0.404j | 0.134+0.404j | 1.544+1.151j | 12.844 | -2.567 | -2.567 | -2.567 | 12.844 | -2.567 | -2.567 | -2.567 | 12.844 |  | no
bal_1P_2CU |  | oh_cond_2_CU | oh_cond_2_CU | oh_cond_2_CU |  |  | 0.968+1.536j | 0.095+0.781j | 0.095+0.781j | 0.095+0.781j | 0.968+1.536j | 0.095+0.781j | 0.095+0.781j | 0.095+0.781j | 0.968+1.536j | 12.191 | -2.94 | -2.94 | -2.94 | 12.191 | -2.94 | -2.94 | -2.94 | 12.191 |  | no
bal_1P_3-104CW |  | oh_cond_3_#104_CWD | oh_cond_3_#104_CWD | oh_cond_3_#104_CWD |  |  | 6.041+1.65j | 0.095+0.781j | 0.095+0.781j | 0.095+0.781j | 6.041+1.65j | 0.095+0.781j | 0.095+0.781j | 0.095+0.781j | 6.041+1.65j | 11.719 | -2.762 | -2.762 | -2.762 | 11.719 | -2.762 | -2.762 | -2.762 | 11.719 |  | no
bal_1P_4/0AA |  | oh_cond_4/0_AAAC | oh_cond_4/0_AAAC | oh_cond_4/0_AAAC |  |  | 0.534+1.457j | 0.095+0.781j | 0.095+0.781j | 0.095+0.781j | 0.534+1.457j | 0.095+0.781j | 0.095+0.781j | 0.095+0.781j | 0.534+1.457j | 13.554 | -3.469 | -3.469 | -3.469 | 13.554 | -3.469 | -3.469 | -3.469 | 13.554 |  | no
bal_1P_4/0AA_1/0AA(N) |  | oh_cond_4/0_AAAC | oh_cond_4/0_AAAC | oh_cond_4/0_AAAC | oh_cond_1/0_AAAC |  | 0.64+1.144j | 0.201+0.467j | 0.201+0.467j | 0.201+0.467j | 0.64+1.144j | 0.201+0.467j | 0.201+0.467j | 0.201+0.467j | 0.64+1.144j | 14.027 | -2.996 | -2.996 | -2.996 | 14.027 | -2.996 | -2.996 | -2.996 | 14.027 |  | no
bal_1P_4/0AC |  | oh_cond_4/0_ACSR | oh_cond_4/0_ACSR | oh_cond_4/0_ACSR |  |  | 0.54+1.457j | 0.095+0.781j | 0.095+0.781j | 0.095+0.781j | 0.54+1.457j | 0.095+0.781j | 0.095+0.781j | 0.095+0.781j | 0.54+1.457j | 13.554 | -3.469 | -3.469 | -3.469 | 13.554 | -3.469 | -3.469 | -3.469 | 13.554 |  | no
bal_1P_4/0AL |  | oh_cond_4/0_AL | oh_cond_4/0_AL | oh_cond_4/0_AL |  |  | 0.537+1.466j | 0.095+0.781j | 0.095+0.781j | 0.095+0.781j | 0.537+1.466j | 0.095+0.781j | 0.095+0.781j | 0.095+0.781j | 0.537+1.466j | 13.381 | -3.4 | -3.4 | -3.4 | 13.381 | -3.4 | -3.4 | -3.4 | 13.381 |  | no
bal_1P_4/0AL_4/0AL(N) |  | oh_cond_4/0_AL | oh_cond_4/0_AL | oh_cond_4/0_AL | oh_cond_4/0_AL |  | 0.576+1.089j | 0.134+0.404j | 0.134+0.404j | 0.134+0.404j | 0.576+1.089j | 0.134+0.404j | 0.134+0.404j | 0.134+0.404j | 0.576+1.089j | 13.867 | -2.914 | -2.914 | -2.914 | 13.867 | -2.914 | -2.914 | -2.914 | 13.867 |  | no
bal_1P_4AC |  | oh_cond_4_ACSR | oh_cond_4_ACSR | oh_cond_4_ACSR |  |  | 2.335+1.555j | 0.095+0.781j | 0.095+0.781j | 0.095+0.781j | 2.335+1.555j | 0.095+0.781j | 0.095+0.781j | 0.095+0.781j | 2.335+1.555j | 11.91 | -2.834 | -2.834 | -2.834 | 11.91 | -2.834 | -2.834 | -2.834 | 11.91 |  | no
bal_1P_4ACW |  | oh_cond_4A_CWD | oh_cond_4A_CWD | oh_cond_4A_CWD |  |  | 1.49+1.583j | 0.095+0.781j | 0.095+0.781j | 0.095+0.781j | 1.49+1.583j | 0.095+0.781j | 0.095+0.781j | 0.095+0.781j | 1.49+1.583j | 12.178 | -2.935 | -2.935 | -2.935 | 12.178 | -2.935 | -2.935 | -2.935 | 12.178 |  | no
bal_1P_4CU |  | oh_cond_4_CU | oh_cond_4_CU | oh_cond_4_CU |  |  | 1.483+1.565j | 0.095+0.781j | 0.095+0.781j | 0.095+0.781j | 1.483+1.565j | 0.095+0.781j | 0.095+0.781j | 0.095+0.781j | 1.483+1.565j | 11.78 | -2.785 | -2.785 | -2.785 | 11.78 | -2.785 | -2.785 | -2.785 | 11.78 |  | no
bal_1P_6ACW |  | oh_cond_6A_CWD | oh_cond_6A_CWD | oh_cond_6A_CWD |  |  | 2.305+1.611j | 0.095+0.781j | 0.095+0.781j | 0.095+0.781j | 2.305+1.611j | 0.095+0.781j | 0.095+0.781j | 0.095+0.781j | 2.305+1.611j | 11.765 | -2.779 | -2.779 | -2.779 | 11.765 | -2.779 | -2.779 | -2.779 | 11.765 |  | no
bal_1P_6CCW |  | oh_cond_6C_CWD | oh_cond_6C_CWD | oh_cond_6C_CWD |  |  | 2.305+1.613j | 0.095+0.781j | 0.095+0.781j | 0.095+0.781j | 2.305+1.613j | 0.095+0.781j | 0.095+0.781j | 0.095+0.781j | 2.305+1.613j | 11.727 | -2.765 | -2.765 | -2.765 | 11.727 | -2.765 | -2.765 | -2.765 | 11.727 |  | no
bal_1P_6CU |  | oh_cond_6_CU | oh_cond_6_CU | oh_cond_6_CU |  |  | 2.275+1.583j | 0.095+0.781j | 0.095+0.781j | 0.095+0.781j | 2.275+1.583j | 0.095+0.781j | 0.095+0.781j | 0.095+0.781j | 2.275+1.583j | 11.393 | -2.641 | -2.641 | -2.641 | 11.393 | -2.641 | -2.641 | -2.641 | 11.393 |  | no
bal_1P_6DCW |  | oh_cond_6D_CWD | oh_cond_6D_CWD | oh_cond_6D_CWD |  |  | 2.315+1.619j | 0.095+0.781j | 0.095+0.781j | 0.095+0.781j | 2.315+1.619j | 0.095+0.781j | 0.095+0.781j | 0.095+0.781j | 2.315+1.619j | 12.087 | -2.901 | -2.901 | -2.901 | 12.087 | -2.901 | -2.901 | -2.901 | 12.087 |  | no
bal_1P_8DCW |  | oh_cond_8D_CWD | oh_cond_8D_CWD | oh_cond_8D_CWD |  |  | 3.605+1.647j | 0.095+0.781j | 0.095+0.781j | 0.095+0.781j | 3.605+1.647j | 0.095+0.781j | 0.095+0.781j | 0.095+0.781j | 3.605+1.647j | 11.681 | -2.748 | -2.748 | -2.748 | 11.681 | -2.748 | -2.748 | -2.748 | 11.681 |  | no
bal_1P_336AC |  | oh_cond_336_5_ACSR | oh_cond_336_5_ACSR | oh_cond_336_5_ACSR |  |  | 0.373+1.413j | 0.095+0.781j | 0.095+0.781j | 0.095+0.781j | 0.373+1.413j | 0.095+0.781j | 0.095+0.781j | 0.095+0.781j | 0.373+1.413j | 14.023 | -3.655 | -3.655 | -3.655 | 14.023 | -3.655 | -3.655 | -3.655 | 14.023 |  | no
bal_1P_336AC_4/0AC(N) |  | oh_cond_336_5_ACSR | oh_cond_336_5_ACSR | oh_cond_336_5_ACSR | oh_cond_4/0_ACSR |  | 0.414+1.035j | 0.136+0.403j | 0.136+0.403j | 0.136+0.403j | 0.414+1.035j | 0.136+0.403j | 0.136+0.403j | 0.136+0.403j | 0.414+1.035j | 14.538 | -3.14 | -3.14 | -3.14 | 14.538 | -3.14 | -3.14 | -3.14 | 14.538 |  | no
bal_1P_477AL |  | oh_cond_477_MCM_AL | oh_cond_477_MCM_AL | oh_cond_477_MCM_AL |  |  | 0.293+1.41j | 0.095+0.781j | 0.095+0.781j | 0.095+0.781j | 0.293+1.41j | 0.095+0.781j | 0.095+0.781j | 0.095+0.781j | 0.293+1.41j | 14.4 | -3.806 | -3.806 | -3.806 | 14.4 | -3.806 | -3.806 | -3.806 | 14.4 |  | no
bal_1P_477AL_4/0AA(N) |  | oh_cond_477_MCM_AL | oh_cond_477_MCM_AL | oh_cond_477_MCM_AL | oh_cond_4/0_AAAC |  | 0.332+1.031j | 0.134+0.402j | 0.134+0.402j | 0.134+0.402j | 0.332+1.031j | 0.134+0.402j | 0.134+0.402j | 0.134+0.402j | 0.332+1.031j | 14.927 | -3.279 | -3.279 | -3.279 | 14.927 | -3.279 | -3.279 | -3.279 | 14.927 |  | no
bal_1P_477AL_4/0AC(N) |  | oh_cond_477_ACSR | oh_cond_477_ACSR | oh_cond_477_ACSR | oh_cond_4/0_ACSR |  | 0.332+1.017j | 0.136+0.403j | 0.136+0.403j | 0.136+0.403j | 0.332+1.017j | 0.136+0.403j | 0.136+0.403j | 0.136+0.403j | 0.332+1.017j | 15.118 | -3.347 | -3.347 | -3.347 | 15.118 | -3.347 | -3.347 | -3.347 | 15.118 |  | no
bal_1P_DELTACUST |  | oh_cond_2/0_CU | oh_cond_2/0_CU | oh_cond_2/0_CU | oh_cond_3_#7_CWD_30% |  | 0.66+1.378j | 0.22+0.666j | 0.22+0.666j | 0.22+0.666j | 0.66+1.378j | 0.22+0.666j | 0.22+0.666j | 0.22+0.666j | 0.66+1.378j | 13.24 | -2.712 | -2.712 | -2.712 | 13.24 | -2.712 | -2.712 | -2.712 | 13.24 |  | no
bal_2P_1/0AC_1/0AA(N) |  | oh_cond_1/0_ACSR | oh_cond_1/0_ACSR | oh_cond_1/0_ACSR | oh_cond_1/0_AAAC |  | 1.089+1.184j | 0.201+0.467j | 0.201+0.467j | 0.201+0.467j | 1.089+1.184j | 0.201+0.467j | 0.201+0.467j | 0.201+0.467j | 1.089+1.184j | 13.243 | -2.726 | -2.726 | -2.726 | 13.243 | -2.726 | -2.726 | -2.726 | 13.243 |  | no
bal_2P_1/0AC_1/0AC(N) |  | oh_cond_1/0_ACSR | oh_cond_1/0_ACSR | oh_cond_1/0_ACSR | oh_cond_1/0_ACSR |  | 1.091+1.185j | 0.203+0.469j | 0.203+0.469j | 0.203+0.469j | 1.091+1.185j | 0.203+0.469j | 0.203+0.469j | 0.203+0.469j | 1.091+1.185j | 13.243 | -2.726 | -2.726 | -2.726 | 13.243 | -2.726 | -2.726 | -2.726 | 13.243 |  | no
bal_2P_1/0AC_4/0AC(N) |  | oh_cond_1/0_ACSR | oh_cond_1/0_ACSR | oh_cond_1/0_ACSR | oh_cond_4/0_ACSR |  | 1.024+1.119j | 0.136+0.403j | 0.136+0.403j | 0.136+0.403j | 1.024+1.119j | 0.136+0.403j | 0.136+0.403j | 0.136+0.403j | 1.024+1.119j | 13.267 | -2.702 | -2.702 | -2.702 | 13.267 | -2.702 | -2.702 | -2.702 | 13.267 |  | no
bal_2P_1/0AC_4/0AL(N) |  | oh_cond_1/0_ACSR | oh_cond_1/0_ACSR | oh_cond_1/0_ACSR | oh_cond_4/0_AL |  | 1.022+1.12j | 0.134+0.404j | 0.134+0.404j | 0.134+0.404j | 1.022+1.12j | 0.134+0.404j | 0.134+0.404j | 0.134+0.404j | 1.022+1.12j | 13.261 | -2.707 | -2.707 | -2.707 | 13.261 | -2.707 | -2.707 | -2.707 | 13.261 |  | no
bal_2P_2AC_2AC(N) |  | oh_cond_2_ACSR | oh_cond_2_ACSR | oh_cond_2_ACSR | oh_cond_2_ACSR |  | 1.645+1.289j | 0.235+0.543j | 0.235+0.543j | 0.235+0.543j | 1.645+1.289j | 0.235+0.543j | 0.235+0.543j | 0.235+0.543j | 1.645+1.289j | 12.813 | -2.597 | -2.597 | -2.597 | 12.813 | -2.597 | -2.597 | -2.597 | 12.813 |  | no
bal_2P_4/0AA_1/0AA(N) |  | oh_cond_4/0_AAAC | oh_cond_4/0_AAAC | oh_cond_4/0_AAAC | oh_cond_1/0_AAAC |  | 0.64+1.144j | 0.201+0.467j | 0.201+0.467j | 0.201+0.467j | 0.64+1.144j | 0.201+0.467j | 0.201+0.467j | 0.201+0.467j | 0.64+1.144j | 14.027 | -2.996 | -2.996 | -2.996 | 14.027 | -2.996 | -2.996 | -2.996 | 14.027 |  | no
bal_2P_4/0AA_4/0AC(N) |  | oh_cond_4/0_AAAC | oh_cond_4/0_AAAC | oh_cond_4/0_AAAC | oh_cond_4/0_ACSR |  | 0.575+1.079j | 0.136+0.403j | 0.136+0.403j | 0.136+0.403j | 0.575+1.079j | 0.136+0.403j | 0.136+0.403j | 0.136+0.403j | 0.575+1.079j | 14.052 | -2.971 | -2.971 | -2.971 | 14.052 | -2.971 | -2.971 | -2.971 | 14.052 |  | no
bal_2P_4/0AC_1/0AC(N) |  | oh_cond_4/0_ACSR | oh_cond_4/0_ACSR | oh_cond_4/0_ACSR | oh_cond_1/0_ACSR |  | 0.648+1.145j | 0.203+0.469j | 0.203+0.469j | 0.203+0.469j | 0.648+1.145j | 0.203+0.469j | 0.203+0.469j | 0.203+0.469j | 0.648+1.145j | 14.027 | -2.996 | -2.996 | -2.996 | 14.027 | -2.996 | -2.996 | -2.996 | 14.027 |  | no
bal_2P_477AL_4/0AA(N) |  | oh_cond_477_MCM_AL | oh_cond_477_MCM_AL | oh_cond_477_MCM_AL | oh_cond_4/0_AAAC |  | 0.332+1.031j | 0.134+0.402j | 0.134+0.402j | 0.134+0.402j | 0.332+1.031j | 0.134+0.402j | 0.134+0.402j | 0.134+0.402j | 0.332+1.031j | 14.927 | -3.279 | -3.279 | -3.279 | 14.927 | -3.279 | -3.279 | -3.279 | 14.927 |  | no
bal_2P_477AL_4/0AC(N) |  | oh_cond_477_MCM_AL | oh_cond_477_MCM_AL | oh_cond_477_MCM_AL | oh_cond_4/0_ACSR |  | 0.334+1.032j | 0.136+0.403j | 0.136+0.403j | 0.136+0.403j | 0.334+1.032j | 0.136+0.403j | 0.136+0.403j | 0.136+0.403j | 0.334+1.032j | 14.927 | -3.279 | -3.279 | -3.279 | 14.927 | -3.279 | -3.279 | -3.279 | 14.927 |  | no
bal_3P_1/0AA |  | oh_cond_1/0_AAAC | oh_cond_1/0_AAAC | oh_cond_1/0_AAAC |  |  | 0.972+1.499j | 0.095+0.781j | 0.095+0.781j | 0.095+0.781j | 0.972+1.499j | 0.095+0.781j | 0.095+0.781j | 0.095+0.781j | 0.972+1.499j | 12.796 | -3.172 | -3.172 | -3.172 | 12.796 | -3.172 | -3.172 | -3.172 | 12.796 |  | no
bal_3P_1/0AA_1/0AA(N) |  | oh_cond_1/0_AAAC | oh_cond_1/0_AAAC | oh_cond_1/0_AAAC | oh_cond_1/0_AAAC |  | 1.078+1.186j | 0.201+0.467j | 0.201+0.467j | 0.201+0.467j | 1.078+1.186j | 0.201+0.467j | 0.201+0.467j | 0.201+0.467j | 1.078+1.186j | 13.243 | -2.726 | -2.726 | -2.726 | 13.243 | -2.726 | -2.726 | -2.726 | 13.243 |  | no
bal_3P_1/0AA_1/0AC(N) |  | oh_cond_1/0_AAAC | oh_cond_1/0_AAAC | oh_cond_1/0_AAAC | oh_cond_1/0_ACSR |  | 1.08+1.187j | 0.203+0.469j | 0.203+0.469j | 0.203+0.469j | 1.08+1.187j | 0.203+0.469j | 0.203+0.469j | 0.203+0.469j | 1.08+1.187j | 13.243 | -2.726 | -2.726 | -2.726 | 13.243 | -2.726 | -2.726 | -2.726 | 13.243 |  | no
bal_3P_1/0AC |  | oh_cond_1/0_ACSR | oh_cond_1/0_ACSR | oh_cond_1/0_ACSR |  |  | 0.983+1.497j | 0.095+0.781j | 0.095+0.781j | 0.095+0.781j | 0.983+1.497j | 0.095+0.781j | 0.095+0.781j | 0.095+0.781j | 0.983+1.497j | 12.796 | -3.172 | -3.172 | -3.172 | 12.796 | -3.172 | -3.172 | -3.172 | 12.796 |  | no
bal_3P_1/0AC_1/0AA(N) |  | oh_cond_1/0_ACSR | oh_cond_1/0_ACSR | oh_cond_1/0_ACSR | oh_cond_1/0_AAAC |  | 1.089+1.184j | 0.201+0.467j | 0.201+0.467j | 0.201+0.467j | 1.089+1.184j | 0.201+0.467j | 0.201+0.467j | 0.201+0.467j | 1.089+1.184j | 13.243 | -2.726 | -2.726 | -2.726 | 13.243 | -2.726 | -2.726 | -2.726 | 13.243 |  | no
bal_3P_1/0AC_1/0AC(N) |  | oh_cond_1/0_ACSR | oh_cond_1/0_ACSR | oh_cond_1/0_ACSR | oh_cond_1/0_ACSR |  | 1.091+1.185j | 0.203+0.469j | 0.203+0.469j | 0.203+0.469j | 1.091+1.185j | 0.203+0.469j | 0.203+0.469j | 0.203+0.469j | 1.091+1.185j | 13.243 | -2.726 | -2.726 | -2.726 | 13.243 | -2.726 | -2.726 | -2.726 | 13.243 |  | no
bal_3P_1/0AC_4/0AC(N) |  | oh_cond_1/0_ACSR | oh_cond_1/0_ACSR | oh_cond_1/0_ACSR | oh_cond_4/0_ACSR |  | 1.024+1.119j | 0.136+0.403j | 0.136+0.403j | 0.136+0.403j | 1.024+1.119j | 0.136+0.403j | 0.136+0.403j | 0.136+0.403j | 1.024+1.119j | 13.267 | -2.702 | -2.702 | -2.702 | 13.267 | -2.702 | -2.702 | -2.702 | 13.267 |  | no
bal_3P_1/0AC_4/0AL(N) |  | oh_cond_1/0_ACSR | oh_cond_1/0_ACSR | oh_cond_1/0_ACSR | oh_cond_4/0_AL |  | 1.022+1.12j | 0.134+0.404j | 0.134+0.404j | 0.134+0.404j | 1.022+1.12j | 0.134+0.404j | 0.134+0.404j | 0.134+0.404j | 1.022+1.12j | 13.261 | -2.707 | -2.707 | -2.707 | 13.261 | -2.707 | -2.707 | -2.707 | 13.261 |  | no
bal_3P_2AC |  | oh_cond_2_ACSR | oh_cond_2_ACSR | oh_cond_2_ACSR |  |  | 1.505+1.527j | 0.095+0.781j | 0.095+0.781j | 0.095+0.781j | 1.505+1.527j | 0.095+0.781j | 0.095+0.781j | 0.095+0.781j | 1.505+1.527j | 12.393 | -3.017 | -3.017 | -3.017 | 12.393 | -3.017 | -3.017 | -3.017 | 12.393 |  | no
bal_3P_4/0AA |  | oh_cond_4/0_AAAC | oh_cond_4/0_AAAC | oh_cond_4/0_AAAC |  |  | 0.534+1.457j | 0.095+0.781j | 0.095+0.781j | 0.095+0.781j | 0.534+1.457j | 0.095+0.781j | 0.095+0.781j | 0.095+0.781j | 0.534+1.457j | 13.554 | -3.469 | -3.469 | -3.469 | 13.554 | -3.469 | -3.469 | -3.469 | 13.554 |  | no
bal_3P_4/0AA_1/0AA(N) |  | oh_cond_4/0_AAAC | oh_cond_4/0_AAAC | oh_cond_4/0_AAAC | oh_cond_1/0_AAAC |  | 0.64+1.144j | 0.201+0.467j | 0.201+0.467j | 0.201+0.467j | 0.64+1.144j | 0.201+0.467j | 0.201+0.467j | 0.201+0.467j | 0.64+1.144j | 14.027 | -2.996 | -2.996 | -2.996 | 14.027 | -2.996 | -2.996 | -2.996 | 14.027 |  | no
bal_3P_4/0AA_1/0AC(N) |  | oh_cond_4/0_AAAC | oh_cond_4/0_AAAC | oh_cond_4/0_AAAC | oh_cond_1/0_ACSR |  | 0.642+1.145j | 0.203+0.469j | 0.203+0.469j | 0.203+0.469j | 0.642+1.145j | 0.203+0.469j | 0.203+0.469j | 0.203+0.469j | 0.642+1.145j | 14.027 | -2.996 | -2.996 | -2.996 | 14.027 | -2.996 | -2.996 | -2.996 | 14.027 |  | no
bal_3P_4/0AA_4/0AC(N) |  | oh_cond_4/0_AAAC | oh_cond_4/0_AAAC | oh_cond_4/0_AAAC | oh_cond_4/0_ACSR |  | 0.575+1.079j | 0.136+0.403j | 0.136+0.403j | 0.136+0.403j | 0.575+1.079j | 0.136+0.403j | 0.136+0.403j | 0.136+0.403j | 0.575+1.079j | 14.052 | -2.971 | -2.971 | -2.971 | 14.052 | -2.971 | -2.971 | -2.971 | 14.052 |  | no
bal_3P_4/0AC |  | oh_cond_4/0_ACSR | oh_cond_4/0_ACSR | oh_cond_4/0_ACSR |  |  | 0.54+1.457j | 0.095+0.781j | 0.095+0.781j | 0.095+0.781j | 0.54+1.457j | 0.095+0.781j | 0.095+0.781j | 0.095+0.781j | 0.54+1.457j | 13.554 | -3.469 | -3.469 | -3.469 | 13.554 | -3.469 | -3.469 | -3.469 | 13.554 |  | no
bal_3P_4/0AC_1/0AC(N) |  | oh_cond_4/0_ACSR | oh_cond_4/0_ACSR | oh_cond_4/0_ACSR | oh_cond_1/0_ACSR |  | 0.648+1.145j | 0.203+0.469j | 0.203+0.469j | 0.203+0.469j | 0.648+1.145j | 0.203+0.469j | 0.203+0.469j | 0.203+0.469j | 0.648+1.145j | 14.027 | -2.996 | -2.996 | -2.996 | 14.027 | -2.996 | -2.996 | -2.996 | 14.027 |  | no
bal_3P_4/0AL |  | oh_cond_4/0_AL | oh_cond_4/0_AL | oh_cond_4/0_AL |  |  | 0.537+1.466j | 0.095+0.781j | 0.095+0.781j | 0.095+0.781j | 0.537+1.466j | 0.095+0.781j | 0.095+0.781j | 0.095+0.781j | 0.537+1.466j | 13.381 | -3.4 | -3.4 | -3.4 | 13.381 | -3.4 | -3.4 | -3.4 | 13.381 |  | no
bal_3P_4/0AL_1/0AA(N) |  | oh_cond_4/0_AL | oh_cond_4/0_AL | oh_cond_4/0_AL | oh_cond_1/0_AAAC |  | 0.643+1.153j | 0.201+0.467j | 0.201+0.467j | 0.201+0.467j | 0.643+1.153j | 0.201+0.467j | 0.201+0.467j | 0.201+0.467j | 0.643+1.153j | 13.848 | -2.934 | -2.934 | -2.934 | 13.848 | -2.934 | -2.934 | -2.934 | 13.848 |  | no
bal_3P_4/0AL_4/0AL(N) |  | oh_cond_4/0_AL | oh_cond_4/0_AL | oh_cond_4/0_AL | oh_cond_4/0_AL |  | 0.576+1.089j | 0.134+0.404j | 0.134+0.404j | 0.134+0.404j | 0.576+1.089j | 0.134+0.404j | 0.134+0.404j | 0.134+0.404j | 0.576+1.089j | 13.867 | -2.914 | -2.914 | -2.914 | 13.867 | -2.914 | -2.914 | -2.914 | 13.867 |  | no
bal_3P_336AC_4/0AA(N) |  | oh_cond_336_5_ACSR | oh_cond_336_5_ACSR | oh_cond_336_5_ACSR | oh_cond_4/0_AAAC |  | 0.412+1.034j | 0.134+0.402j | 0.134+0.402j | 0.134+0.402j | 0.412+1.034j | 0.134+0.402j | 0.134+0.402j | 0.134+0.402j | 0.412+1.034j | 14.538 | -3.14 | -3.14 | -3.14 | 14.538 | -3.14 | -3.14 | -3.14 | 14.538 |  | no
bal_3P_336AC_4/0AC(N) |  | oh_cond_336_5_ACSR | oh_cond_336_5_ACSR | oh_cond_336_5_ACSR | oh_cond_4/0_ACSR |  | 0.414+1.035j | 0.136+0.403j | 0.136+0.403j | 0.136+0.403j | 0.414+1.035j | 0.136+0.403j | 0.136+0.403j | 0.136+0.403j | 0.414+1.035j | 14.538 | -3.14 | -3.14 | -3.14 | 14.538 | -3.14 | -3.14 | -3.14 | 14.538 |  | no
bal_3P_336AC_336AC(N) |  | oh_cond_336_5_ACSR | oh_cond_336_5_ACSR | oh_cond_336_5_ACSR | oh_cond_336_5_ACSR |  | 0.377+1.009j | 0.099+0.376j | 0.099+0.376j | 0.099+0.376j | 0.377+1.009j | 0.099+0.376j | 0.099+0.376j | 0.099+0.376j | 0.377+1.009j | 14.554 | -3.124 | -3.124 | -3.124 | 14.554 | -3.124 | -3.124 | -3.124 | 14.554 |  | no
bal_3P_336AL_4/0AA(N) |  | oh_cond_336_5_MCM_AL | oh_cond_336_5_MCM_AL | oh_cond_336_5_MCM_AL | oh_cond_4/0_AAAC |  | 0.413+1.053j | 0.134+0.402j | 0.134+0.402j | 0.134+0.402j | 0.413+1.053j | 0.134+0.402j | 0.134+0.402j | 0.134+0.402j | 0.413+1.053j | 14.469 | -3.116 | -3.116 | -3.116 | 14.469 | -3.116 | -3.116 | -3.116 | 14.469 |  | no
bal_3P_336AL_4/0AL(N) |  | oh_cond_336_5_MCM_AL | oh_cond_336_5_MCM_AL | oh_cond_336_5_MCM_AL | oh_cond_4/0_AL |  | 0.413+1.055j | 0.134+0.404j | 0.134+0.404j | 0.134+0.404j | 0.413+1.055j | 0.134+0.404j | 0.134+0.404j | 0.134+0.404j | 0.413+1.055j | 14.463 | -3.122 | -3.122 | -3.122 | 14.463 | -3.122 | -3.122 | -3.122 | 14.463 |  | no
bal_3P_477AL_4/0AA(N) |  | oh_cond_477_MCM_AL | oh_cond_477_MCM_AL | oh_cond_477_MCM_AL | oh_cond_4/0_AAAC |  | 0.332+1.031j | 0.134+0.402j | 0.134+0.402j | 0.134+0.402j | 0.332+1.031j | 0.134+0.402j | 0.134+0.402j | 0.134+0.402j | 0.332+1.031j | 14.927 | -3.279 | -3.279 | -3.279 | 14.927 | -3.279 | -3.279 | -3.279 | 14.927 |  | no
bal_3P_477AL_4/0AC(N) |  | oh_cond_477_MCM_AL | oh_cond_477_MCM_AL | oh_cond_477_MCM_AL | oh_cond_4/0_ACSR |  | 0.334+1.032j | 0.136+0.403j | 0.136+0.403j | 0.136+0.403j | 0.334+1.032j | 0.136+0.403j | 0.136+0.403j | 0.136+0.403j | 0.334+1.032j | 14.927 | -3.279 | -3.279 | -3.279 | 14.927 | -3.279 | -3.279 | -3.279 | 14.927 |  | no
bal_3P_477AL_4/0AL(N) |  | oh_cond_477_MCM_AL | oh_cond_477_MCM_AL | oh_cond_477_MCM_AL | oh_cond_4/0_AL |  | 0.332+1.034j | 0.134+0.404j | 0.134+0.404j | 0.134+0.404j | 0.332+1.034j | 0.134+0.404j | 0.134+0.404j | 0.134+0.404j | 0.332+1.034j | 14.921 | -3.285 | -3.285 | -3.285 | 14.921 | -3.285 | -3.285 | -3.285 | 14.921 |  | no
bal_3P_WYECUST |  | oh_cond_2/0_CU | oh_cond_2/0_CU | oh_cond_2/0_CU | oh_cond_3_#7_CWD_30% |  | 0.66+1.378j | 0.22+0.666j | 0.22+0.666j | 0.22+0.666j | 0.66+1.378j | 0.22+0.666j | 0.22+0.666j | 0.22+0.666j | 0.66+1.378j | 13.24 | -2.712 | -2.712 | -2.712 | 13.24 | -2.712 | -2.712 | -2.712 | 13.24 |  | no
unb_3P_2-1/0AC_1/0AA |  | oh_cond_1/0_ACSR | oh_cond_1/0_ACSR | oh_cond_1/0_AAAC |  |  | 0.983+1.497j | 0.095+0.781j | 0.095+0.781j | 0.095+0.781j | 0.983+1.497j | 0.095+0.781j | 0.095+0.781j | 0.095+0.781j | 0.972+1.499j | 12.809 | -3.176 | -3.176 | -3.176 | 12.809 | -3.176 | -3.176 | -3.176 | 12.809 |  | no
unb_3P_2-2AC_1/0AA |  | oh_cond_2_ACSR | oh_cond_2_ACSR | oh_cond_1/0_AAAC |  |  | 1.505+1.527j | 0.095+0.781j | 0.095+0.781j | 0.095+0.781j | 1.505+1.527j | 0.095+0.781j | 0.095+0.781j | 0.095+0.781j | 0.972+1.499j | 12.427 | -3.072 | -3.072 | -3.072 | 12.427 | -3.072 | -3.072 | -3.072 | 12.764 |  | no
unb_TAPWIRE_OH |  | oh_cond_WP-4/0-CU | oh_cond_WP-4/0-CU | oh_cond_WP-4/0-CU | oh_cond_WP-4/0-CU |  | 0.365+1.097j | 0.093+0.433j | 0.094+0.34j | 0.093+0.433j | 0.368+1.078j | 0.095+0.401j | 0.094+0.34j | 0.095+0.401j | 0.368+1.077j | 14.911 | -4.341 | -1.953 | -4.341 | 15.781 | -3.724 | -1.953 | -3.724 | 14.818 |  | no
und_1P_1/0ALURD_1/0AL(N) |  | und_cond_1P_1/0ALURD_1/0AL(N) | und_cond_1P_1/0ALURD_1/0AL(N) | und_cond_1P_1/0ALURD_1/0AL(N) |  |  | 1.674+0.526j | 0.0+0.0j | 0.0+0.0j | 0.0+0.0j | 1.674+0.526j | 0.0+0.0j | 0.0+0.0j | 0.0+0.0j | 1.674+0.526j | 530.19 | 0 | 0 | 0 | 530.19 | 0 | 0 | 0 | 530.19 |  | no
und_1P_2ALURD |  | und_cond_1P_2ALURD | und_cond_1P_2ALURD | und_cond_1P_2ALURD |  |  | 2.379+0.823j | 0.0+0.0j | 0.0+0.0j | 0.0+0.0j | 2.379+0.823j | 0.0+0.0j | 0.0+0.0j | 0.0+0.0j | 2.379+0.823j | 401.497 | 0 | 0 | 0 | 401.497 | 0 | 0 | 0 | 401.497 |  | no
und_1P_2ALURD_2AL(N) |  | und_cond_1P_2ALURD_2AL(N) | und_cond_1P_2ALURD_2AL(N) | und_cond_1P_2ALURD_2AL(N) |  |  | 2.379+0.823j | 0.0+0.0j | 0.0+0.0j | 0.0+0.0j | 2.379+0.823j | 0.0+0.0j | 0.0+0.0j | 0.0+0.0j | 2.379+0.823j | 401.497 | 0 | 0 | 0 | 401.497 | 0 | 0 | 0 | 401.497 |  | no
und_1P_4CUURD_4CU(N) |  | und_cond_1P_4CUURD_4CU(N) | und_cond_1P_4CUURD_4CU(N) | und_cond_1P_4CUURD_4CU(N) |  |  | 2.337+0.852j | 0.0+0.0j | 0.0+0.0j | 0.0+0.0j | 2.337+0.852j | 0.0+0.0j | 0.0+0.0j | 0.0+0.0j | 2.337+0.852j | 318.933 | 0 | 0 | 0 | 318.933 | 0 | 0 | 0 | 318.933 |  | no
und_1P_DELTACUST |  | und_cond_1P_DELTACUST | und_cond_1P_DELTACUST | und_cond_1P_DELTACUST |  |  | 0.179+0.233j | 0.061-0.024j | 0.061-0.024j | 0.061-0.024j | 0.179+0.233j | 0.061-0.024j | 0.061-0.024j | 0.061-0.024j | 0.179+0.233j | 324.124 | 0 | 0 | 0 | 324.124 | 0 | 0 | 0 | 324.124 |  | no
und_1P_WYECUST |  | und_cond_1P_WYECUST | und_cond_1P_WYECUST | und_cond_1P_WYECUST |  |  | 0.179+0.233j | 0.061-0.024j | 0.061-0.024j | 0.061-0.024j | 0.179+0.233j | 0.061-0.024j | 0.061-0.024j | 0.061-0.024j | 0.179+0.233j | 324.124 | 0 | 0 | 0 | 324.124 | 0 | 0 | 0 | 324.124 |  | no
und_3P_1/0ALURD |  | und_cond_3P_1/0ALURD | und_cond_3P_1/0ALURD | und_cond_3P_1/0ALURD |  |  | 1.61+0.653j | 0.525+0.251j | 0.525+0.251j | 0.525+0.251j | 1.61+0.653j | 0.525+0.251j | 0.525+0.251j | 0.525+0.251j | 1.61+0.653j | 530.19 | 0 | 0 | 0 | 530.19 | 0 | 0 | 0 | 530.19 |  | no
und_3P_750ALURD_750AL(N) |  | und_cond_3P_750ALURD_750AL(N) | und_cond_3P_750ALURD_750AL(N) | und_cond_3P_750ALURD_750AL(N) |  |  | 0.338+0.196j | 0.096-0.039j | 0.096-0.039j | 0.096-0.039j | 0.338+0.196j | 0.096-0.039j | 0.096-0.039j | 0.096-0.039j | 0.338+0.196j | 1125.535 | 0 | 0 | 0 | 1125.535 | 0 | 0 | 0 | 1125.535 |  | no
und_3P_DELTACUST |  | und_cond_3P_DELTACUST | und_cond_3P_DELTACUST | und_cond_3P_DELTACUST |  |  | 0.179+0.233j | 0.061-0.024j | 0.061-0.024j | 0.061-0.024j | 0.179+0.233j | 0.061-0.024j | 0.061-0.024j | 0.061-0.024j | 0.179+0.233j | 324.124 | 0 | 0 | 0 | 324.124 | 0 | 0 | 0 | 324.124 |  | no
und_TAPWIRE_UG |  | und_cond_TAPWIRE_UG | und_cond_TAPWIRE_UG | und_cond_TAPWIRE_UG |  |  | 0.001+0.001j | 0.0+0.0j | 0.0+0.0j | 0.0+0.0j | 0.001+0.001j | 0.0+0.0j | 0.0+0.0j | 0.0+0.0j | 0.001+0.001j | 0 | 0 | 0 | 0 | 0 | 0 | 0 | 0 | 0 |  | no

## load
data_type | static
owner_type | feeder
owner | 8104601
object | load
name | groupid | parent | bustype | phases | nominal_voltage | load_class | constant_power_A | constant_power_B | constant_power_C | constant_current_A | constant_current_B | constant_current_C | constant_impedance_A | constant_impedance_B | constant_impedance_C | base_power_A | base_power_B | base_power_C | power_pf_A | power_pf_B | power_pf_C | current_pf_A | current_pf_B | current_pf_C | impedance_pf_A | impedance_pf_B | impedance_pf_C | power_fraction_A | power_fraction_B | power_fraction_C | current_fraction_A | current_fraction_B | current_fraction_C | impedance_fraction_A | impedance_fraction_B | impedance_fraction_C | dcircuit | selected | monitored | monitored_fields | class_monitored_fields | played | played_fields | base_kw_A | base_kw_B | base_kw_C | kw_A | kw_B | kw_C | comments | critical_load | dem_resp_lb | dem_resp_ub | dem_resp_shortage_cost | dem_resp_surplus_cost | num_customers
load_220334657 |  | node_1410692_584_15327571_265 |  | AN | 0 | Residential | 41392.8+17633.259j | 0 | 0 | 0 | 0 | 0 | [24 empty] | 8104601 | no | no |  |  | no |  | 0 | 0 | 0 | 0 | 0 | 0 |  | 1 | 1 | 1 | 0 | 0 | 0
load_220334659 |  | node_1410816_281_15327659_949 |  | AN | 0 | Residential | 26251.2+11182.964j | 0 | 0 | 0 | 0 | 0 | [24 empty] | 8104601 | no | no |  |  | no |  | 0 | 0 | 0 | 0 | 0 | 0 |  | 1 | 1 | 1 | 0 | 0 | 0
load_220334660 |  | node_1410864_729_15327816_445 |  | AN | 0 | Residential | 54201.6+23089.785j | 0 | 0 | 0 | 0 | 0 | [24 empty] | 8104601 | no | no |  |  | no |  | 0 | 0 | 0 | 0 | 0 | 0 |  | 1 | 1 | 1 | 0 | 0 | 0
load_220334661 |  | node_1410985_157_15327902_911 |  | AN | 0 | Residential | 42112.8+17939.978j | 0 | 0 | 0 | 0 | 0 | [24 empty] | 8104601 | no | no |  |  | no |  | 0 | 0 | 0 | 0 | 0 | 0 |  | 1 | 1 | 1 | 0 | 0 | 0
load_220334662 |  | node_1411135_749_15327937_01 |  | AN | 0 | Residential | 31154.4+13271.719j | 0 | 0 | 0 | 0 | 0 | [24 empty] | 8104601 | no | no |  |  | no |  | 0 | 0 | 0 | 0 | 0 | 0 |  | 1 | 1 | 1 | 0 | 0 | 0
load_220334663 |  | node_1411272_238_15327852_593 |  | AN | 0 | Residential | 30873.6+13152.099j | 0 | 0 | 0 | 0 | 0 | [24 empty] | 8104601 | no | no |  |  | no |  | 0 | 0 | 0 | 0 | 0 | 0 |  | 1 | 1 | 1 | 0 | 0 | 0
load_220334664 |  | node_1411509_188_15327883_439 |  | AN | 0 | Residential | 9993.6+4257.256j | 0 | 0 | 0 | 0 | 0 | [24 empty] | 8104601 | no | no |  |  | no |  | 0 | 0 | 0 | 0 | 0 | 0 |  | 1 | 1 | 1 | 0 | 0 | 0
load_220334665 |  | node_1411493_509_15327678_965 |  | AN | 0 | Residential | 27813.6+11848.544j | 0 | 0 | 0 | 0 | 0 | [24 empty] | 8104601 | no | no |  |  | no |  | 0 | 0 | 0 | 0 | 0 | 0 |  | 1 | 1 | 1 | 0 | 0 | 0
load_220334666 |  | node_1411359_011_15327489_483 |  | AN | 0 | Residential | 28987.2+12348.495j | 0 | 0 | 0 | 0 | 0 | [24 empty] | 8104601 | no | no |  |  | no |  | 0 | 0 | 0 | 0 | 0 | 0 |  | 1 | 1 | 1 | 0 | 0 | 0
load_220334674 |  | node_1413471_769_15324196_499 |  | AN | 0 | Residential | 42876+18265.1j | 0 | 0 | 0 | 0 | 0 | [24 empty] | 8104601 | no | no |  |  | no |  | 0 | 0 | 0 | 0 | 0 | 0 |  | 1 | 1 | 1 | 0 | 0 | 0
load_220334675 |  | node_1413760_635_15323761_246 |  | AN | 0 | Residential | 68313.6+29101.472j | 0 | 0 | 0 | 0 | 0 | [24 empty] | 8104601 | no | no |  |  | no |  | 0 | 0 | 0 | 0 | 0 | 0 |  | 1 | 1 | 1 | 0 | 0 | 0
load_220334692 |  | node_1408726_098_15323239_075 |  | AN | 0 | Residential | 37360.8+15915.634j | 0 | 0 | 0 | 0 | 0 | [24 empty] | 8104601 | no | no |  |  | no |  | 0 | 0 | 0 | 0 | 0 | 0 |  | 1 | 1 | 1 | 0 | 0 | 0
load_220334693 |  | node_1408416_415_15323224_042 |  | AN | 0 | Residential | 13291.2+5662.027j | 0 | 0 | 0 | 0 | 0 | [24 empty] | 8104601 | no | no |  |  | no |  | 0 | 0 | 0 | 0 | 0 | 0 |  | 1 | 1 | 1 | 0 | 0 | 0
load_220334694 |  | node_1408045_961_15323144_255 |  | AN | 0 | Residential | 27828+11854.678j | 0 | 0 | 0 | 0 | 0 | [24 empty] | 8104601 | no | no |  |  | no |  | 0 | 0 | 0 | 0 | 0 | 0 |  | 1 | 1 | 1 | 0 | 0 | 0
load_220334695 |  | node_1408135_961_15322901_573 |  | AN | 0 | Residential | 32875.2+14004.777j | 0 | 0 | 0 | 0 | 0 | [24 empty] | 8104601 | no | no |  |  | no |  | 0 | 0 | 0 | 0 | 0 | 0 |  | 1 | 1 | 1 | 0 | 0 | 0
load_220334696 |  | node_1408110_007_15322292_113 |  | AN | 0 | Residential | 61048.8+26006.68j | 0 | 0 | 0 | 0 | 0 | [24 empty] | 8104601 | no | no |  |  | no |  | 0 | 0 | 0 | 0 | 0 | 0 |  | 1 | 1 | 1 | 0 | 0 | 0
load_220334697 |  | node_1410419_348_15326816_962 |  | AN | 0 | Residential | 29030.4+12366.899j | 0 | 0 | 0 | 0 | 0 | [24 empty] | 8104601 | no | no |  |  | no |  | 0 | 0 | 0 | 0 | 0 | 0 |  | 1 | 1 | 1 | 0 | 0 | 0
load_220334698 |  | node_1410425_917_15326661_122 |  | AN | 0 | Residential | 52020+22160.427j | 0 | 0 | 0 | 0 | 0 | [24 empty] | 8104601 | no | no |  |  | no |  | 0 | 0 | 0 | 0 | 0 | 0 |  | 1 | 1 | 1 | 0 | 0 | 0
load_220334699 |  | node_1410439_028_15326495_943 |  | AN | 0 | Residential | 41616+17728.342j | 0 | 0 | 0 | 0 | 0 | [24 empty] | 8104601 | no | no |  |  | no |  | 0 | 0 | 0 | 0 | 0 | 0 |  | 1 | 1 | 1 | 0 | 0 | 0
load_220334700 |  | node_1410490_341_15326326_928 |  | AN | 0 | Residential | 33307.2+14188.808j | 0 | 0 | 0 | 0 | 0 | [24 empty] | 8104601 | no | no |  |  | no |  | 0 | 0 | 0 | 0 | 0 | 0 |  | 1 | 1 | 1 | 0 | 0 | 0
load_220334701 |  | node_1410904_262_15326570_514 |  | AN | 0 | Residential | 39016.8+16621.087j | 0 | 0 | 0 | 0 | 0 | [24 empty] | 8104601 | no | no |  |  | no |  | 0 | 0 | 0 | 0 | 0 | 0 |  | 1 | 1 | 1 | 0 | 0 | 0
load_220334702 |  | node_1411007_742_15326795_177 |  | AN | 0 | Residential | 29757.6+12676.685j | 0 | 0 | 0 | 0 | 0 | [24 empty] | 8104601 | no | no |  |  | no |  | 0 | 0 | 0 | 0 | 0 | 0 |  | 1 | 1 | 1 | 0 | 0 | 0
load_220334703 |  | node_1411282_781_15326926_708 |  | AN | 0 | Residential | 13932+5935.007j | 0 | 0 | 0 | 0 | 0 | [24 empty] | 8104601 | no | no |  |  | no |  | 0 | 0 | 0 | 0 | 0 | 0 |  | 1 | 1 | 1 | 0 | 0 | 0
load_220334705 |  | node_1410951_549_15327254_892 |  | AN | 0 | Residential | 21499.2+9158.621j | 0 | 0 | 0 | 0 | 0 | [24 empty] | 8104601 | no | no |  |  | no |  | 0 | 0 | 0 | 0 | 0 | 0 |  | 1 | 1 | 1 | 0 | 0 | 0
load_220334706 |  | node_1411215_133_15327293_003 |  | AN | 0 | Residential | 28476+12130.725j | 0 | 0 | 0 | 0 | 0 | [24 empty] | 8104601 | no | no |  |  | no |  | 0 | 0 | 0 | 0 | 0 | 0 |  | 1 | 1 | 1 | 0 | 0 | 0
load_220334707 |  | node_1411449_213_15327258_333 |  | AN | 0 | Residential | 24192+10305.749j | 0 | 0 | 0 | 0 | 0 | [24 empty] | 8104601 | no | no |  |  | no |  | 0 | 0 | 0 | 0 | 0 | 0 |  | 1 | 1 | 1 | 0 | 0 | 0
load_220334708 |  | node_1414190_395_15322834_431 |  | AN | 0 | Residential | 24379.2+10385.496j | 0 | 0 | 0 | 0 | 0 | [24 empty] | 8104601 | no | no |  |  | no |  | 0 | 0 | 0 | 0 | 0 | 0 |  | 1 | 1 | 1 | 0 | 0 | 0
load_220334709 |  | node_1413894_077_15322816_536 |  | AN | 0 | Residential | 51775.2+22056.143j | 0 | 0 | 0 | 0 | 0 | [24 empty] | 8104601 | no | no |  |  | no |  | 0 | 0 | 0 | 0 | 0 | 0 |  | 1 | 1 | 1 | 0 | 0 | 0
load_220334710 |  | node_1413730_002_15323065_252 |  | AN | 0 | Residential | 62114.4+26460.624j | 0 | 0 | 0 | 0 | 0 | [24 empty] | 8104601 | no | no |  |  | no |  | 0 | 0 | 0 | 0 | 0 | 0 |  | 1 | 1 | 1 | 0 | 0 | 0
load_220334711 |  | node_1413773_595_15323335_071 |  | AN | 0 | Residential | 37231.2+15860.425j | 0 | 0 | 0 | 0 | 0 | [24 empty] | 8104601 | no | no |  |  | no |  | 0 | 0 | 0 | 0 | 0 | 0 |  | 1 | 1 | 1 | 0 | 0 | 0
load_220334713 |  | node_1411514_85_15325992_985 |  | AN | 0 | Residential | 33782.4+14391.242j | 0 | 0 | 0 | 0 | 0 | [24 empty] | 8104601 | no | no |  |  | no |  | 0 | 0 | 0 | 0 | 0 | 0 |  | 1 | 1 | 1 | 0 | 0 | 0
load_220334714 |  | node_1414141_451_15323511_339 |  | AN | 0 | Residential | 15940.8+6790.752j | 0 | 0 | 0 | 0 | 0 | [24 empty] | 8104601 | no | no |  |  | no |  | 0 | 0 | 0 | 0 | 0 | 0 |  | 1 | 1 | 1 | 0 | 0 | 0
load_220334715 |  | node_1413743_533_15323522_194 |  | AN | 0 | Residential | 65541.6+27920.605j | 0 | 0 | 0 | 0 | 0 | [24 empty] | 8104601 | no | no |  |  | no |  | 0 | 0 | 0 | 0 | 0 | 0 |  | 1 | 1 | 1 | 0 | 0 | 0
load_220334716 |  | node_1413290_222_15323454_647 |  | AN | 0 | Residential | 29916+12744.163j | 0 | 0 | 0 | 0 | 0 | [24 empty] | 8104601 | no | no |  |  | no |  | 0 | 0 | 0 | 0 | 0 | 0 |  | 1 | 1 | 1 | 0 | 0 | 0
load_220334717 |  | node_1413161_705_15323099_594 |  | AN | 0 | Residential | 52257.6+22261.644j | 0 | 0 | 0 | 0 | 0 | [24 empty] | 8104601 | no | no |  |  | no |  | 0 | 0 | 0 | 0 | 0 | 0 |  | 1 | 1 | 1 | 0 | 0 | 0
load_220334718 |  | node_1413087_803_15322763_169 |  | AN | 0 | Residential | 76010.4+32380.295j | 0 | 0 | 0 | 0 | 0 | [24 empty] | 8104601 | no | no |  |  | no |  | 0 | 0 | 0 | 0 | 0 | 0 |  | 1 | 1 | 1 | 0 | 0 | 0
load_220334719 |  | node_1413025_557_15322460_762 |  | AN | 0 | Residential | 56635.2+24126.494j | 0 | 0 | 0 | 0 | 0 | [24 empty] | 8104601 | no | no |  |  | no |  | 0 | 0 | 0 | 0 | 0 | 0 |  | 1 | 1 | 1 | 0 | 0 | 0
load_220334720 |  | node_1413364_23_15321905_73 |  | AN | 0 | Residential | 51235.2+21826.104j | 0 | 0 | 0 | 0 | 0 | [24 empty] | 8104601 | no | no |  |  | no |  | 0 | 0 | 0 | 0 | 0 | 0 |  | 1 | 1 | 1 | 0 | 0 | 0
load_220334721 |  | node_1413285_008_15321687_164 |  | AN | 0 | Residential | 27079.2+11535.691j | 0 | 0 | 0 | 0 | 0 | [24 empty] | 8104601 | no | no |  |  | no |  | 0 | 0 | 0 | 0 | 0 | 0 |  | 1 | 1 | 1 | 0 | 0 | 0
load_220334722 |  | node_1412931_518_15322013_396 |  | AN | 0 | Residential | 27532.8+11728.924j | 0 | 0 | 0 | 0 | 0 | [24 empty] | 8104601 | no | no |  |  | no |  | 0 | 0 | 0 | 0 | 0 | 0 |  | 1 | 1 | 1 | 0 | 0 | 0
load_220334723 |  | node_1412731_928_15322170_191 |  | AN | 0 | Residential | 14731.2+6275.465j | 0 | 0 | 0 | 0 | 0 | [24 empty] | 8104601 | no | no |  |  | no |  | 0 | 0 | 0 | 0 | 0 | 0 |  | 1 | 1 | 1 | 0 | 0 | 0
load_220334724 |  | node_1412712_83_15321730_093 |  | AN | 0 | Residential | 28195.2+12011.105j | 0 | 0 | 0 | 0 | 0 | [24 empty] | 8104601 | no | no |  |  | no |  | 0 | 0 | 0 | 0 | 0 | 0 |  | 1 | 1 | 1 | 0 | 0 | 0
load_220334729 |  | node_1412869_334_15323435_843 |  | AN | 0 | Residential | 34704+14783.842j | 0 | 0 | 0 | 0 | 0 | [24 empty] | 8104601 | no | no |  |  | no |  | 0 | 0 | 0 | 0 | 0 | 0 |  | 1 | 1 | 1 | 0 | 0 | 0
load_220334730 |  | node_1412693_688_15323429_115 |  | AN | 0 | Residential | 20613.6+8781.357j | 0 | 0 | 0 | 0 | 0 | [24 empty] | 8104601 | no | no |  |  | no |  | 0 | 0 | 0 | 0 | 0 | 0 |  | 1 | 1 | 1 | 0 | 0 | 0
load_220334731 |  | node_1412335_946_15323397_659 |  | AN | 0 | Residential | 12528+5336.906j | 0 | 0 | 0 | 0 | 0 | [24 empty] | 8104601 | no | no |  |  | no |  | 0 | 0 | 0 | 0 | 0 | 0 |  | 1 | 1 | 1 | 0 | 0 | 0
load_220334734 |  | node_1412711_435_15323031_297 |  | AN | 0 | Residential | 55843.2+23789.104j | 0 | 0 | 0 | 0 | 0 | [24 empty] | 8104601 | no | no |  |  | no |  | 0 | 0 | 0 | 0 | 0 | 0 |  | 1 | 1 | 1 | 0 | 0 | 0
load_220334735 |  | node_1412700_368_15322533_023 |  | AN | 0 | Residential | 35272.8+15026.15j | 0 | 0 | 0 | 0 | 0 | [24 empty] | 8104601 | no | no |  |  | no |  | 0 | 0 | 0 | 0 | 0 | 0 |  | 1 | 1 | 1 | 0 | 0 | 0
load_220334736 |  | node_1412705_624_15322314_112 |  | AN | 0 | Residential | 2772+1180.867j | 0 | 0 | 0 | 0 | 0 | [24 empty] | 8104601 | no | no |  |  | no |  | 0 | 0 | 0 | 0 | 0 | 0 |  | 1 | 1 | 1 | 0 | 0 | 0
load_220334737 |  | node_1412448_13_15322273_951 |  | AN | 0 | Residential | 16689.6+7109.74j | 0 | 0 | 0 | 0 | 0 | [24 empty] | 8104601 | no | no |  |  | no |  | 0 | 0 | 0 | 0 | 0 | 0 |  | 1 | 1 | 1 | 0 | 0 | 0
load_220334738 |  | node_1412321_007_15322029_237 |  | AN | 0 | Residential | 13111.2+5585.348j | 0 | 0 | 0 | 0 | 0 | [24 empty] | 8104601 | no | no |  |  | no |  | 0 | 0 | 0 | 0 | 0 | 0 |  | 1 | 1 | 1 | 0 | 0 | 0
load_220334739 |  | node_1412274_452_15321695_851 |  | AN | 0 | Residential | 42062.4+17918.507j | 0 | 0 | 0 | 0 | 0 | [24 empty] | 8104601 | no | no |  |  | no |  | 0 | 0 | 0 | 0 | 0 | 0 |  | 1 | 1 | 1 | 0 | 0 | 0
load_220334741 |  | node_1408188_96_15322148_821 |  | AN | 0 | Other | 0 | 0 | 0 | 0 | 0 | 0 | [24 empty] | 8104601 | no | no |  |  | no |  | 0 | 0 | 0 | 0 | 0 | 0 |  | 1 | 1 | 1 | 0 | 0 | 0
load_220334742 |  | node_1407283_538_15322189_878 |  | AN | 0 | Residential | 12420+5290.898j | 0 | 0 | 0 | 0 | 0 | [24 empty] | 8104601 | no | no |  |  | no |  | 0 | 0 | 0 | 0 | 0 | 0 |  | 1 | 1 | 1 | 0 | 0 | 0
load_220334743 |  | node_1407254_456_15322530_514 |  | AN | 0 | Residential | 17294.4+7367.384j | 0 | 0 | 0 | 0 | 0 | [24 empty] | 8104601 | no | no |  |  | no |  | 0 | 0 | 0 | 0 | 0 | 0 |  | 1 | 1 | 1 | 0 | 0 | 0
load_220334744 |  | node_1407138_533_15322838_487 |  | AN | 0 | NonResidential | 14000+5963.975j | 0 | 0 | 0 | 0 | 0 | [24 empty] | 8104601 | no | no |  |  | no |  | 0 | 0 | 0 | 0 | 0 | 0 |  | 1 | 1 | 1 | 0 | 0 | 0
load_220334745 |  | node_1406892_734_15322852_127 |  | AN | 0 | Residential | 79077.6+33686.917j | 0 | 0 | 0 | 0 | 0 | [24 empty] | 8104601 | no | no |  |  | no |  | 0 | 0 | 0 | 0 | 0 | 0 |  | 1 | 1 | 1 | 0 | 0 | 0
load_220334746 |  | node_1407082_714_15323161_972 |  | AN | 0 | NonResidential | 10000+4259.982j | 0 | 0 | 0 | 0 | 0 | [24 empty] | 8104601 | no | no |  |  | no |  | 0 | 0 | 0 | 0 | 0 | 0 |  | 1 | 1 | 1 | 0 | 0 | 0
load_220334759 |  | node_1414171_107_15322999_05 |  | AN | 0 | Residential | 25509.6+10867.044j | 0 | 0 | 0 | 0 | 0 | [24 empty] | 8104601 | no | no |  |  | no |  | 0 | 0 | 0 | 0 | 0 | 0 |  | 1 | 1 | 1 | 0 | 0 | 0
load_220334760 |  | node_1414213_183_15323195_511 |  | AN | 0 | Residential | 19692+8388.757j | 0 | 0 | 0 | 0 | 0 | [24 empty] | 8104601 | no | no |  |  | no |  | 0 | 0 | 0 | 0 | 0 | 0 |  | 1 | 1 | 1 | 0 | 0 | 0
load_220334761 |  | node_1414099_595_15323379_25 |  | AN | 0 | Residential | 15012+6395.085j | 0 | 0 | 0 | 0 | 0 | [24 empty] | 8104601 | no | no |  |  | no |  | 0 | 0 | 0 | 0 | 0 | 0 |  | 1 | 1 | 1 | 0 | 0 | 0
load_220334763 |  | node_1408639_608_15322900_111 |  | AN | 0 | Residential | 22060.8+9397.861j | 0 | 0 | 0 | 0 | 0 | [24 empty] | 8104601 | no | no |  |  | no |  | 0 | 0 | 0 | 0 | 0 | 0 |  | 1 | 1 | 1 | 0 | 0 | 0
load_220334914 |  | node_1408507_774_15330808_327 |  | AN | 0 | Residential | 2923.2+1245.278j | 0 | 0 | 0 | 0 | 0 | [24 empty] | 8104601 | no | no |  |  | no |  | 0 | 0 | 0 | 0 | 0 | 0 |  | 1 | 1 | 1 | 0 | 0 | 0
load_220334915 |  | node_1409091_762_15331454_157 |  | AN | 0 | Residential | 6328.8+2696.058j | 0 | 0 | 0 | 0 | 0 | [24 empty] | 8104601 | no | no |  |  | no |  | 0 | 0 | 0 | 0 | 0 | 0 |  | 1 | 1 | 1 | 0 | 0 | 0
load_220334916 |  | node_1409166_008_15331662_864 |  | AN | 0 | Residential | 0 | 0 | 0 | 0 | 0 | 0 | [24 empty] | 8104601 | no | no |  |  | no |  | 0 | 0 | 0 | 0 | 0 | 0 |  | 1 | 1 | 1 | 0 | 0 | 0
load_220334916-L-1 |  | node_1409166_008_15331662_864 |  | AN | 0 | Residential | 0 | 0 | 0 | 0 | 0 | 0 | [24 empty] | 8104601 | no | no |  |  | no |  | 0 | 0 | 0 | 0 | 0 | 0 |  | 1 | 1 | 1 | 0 | 0 | 0
load_220334917 |  | node_1409371_084_15331889_035 |  | AN | 0 | NonResidential | 0 | 0 | 0 | 0 | 0 | 0 | [24 empty] | 8104601 | no | no |  |  | no |  | 0 | 0 | 0 | 0 | 0 | 0 |  | 1 | 1 | 1 | 0 | 0 | 0
load_220334918 |  | node_1409647_341_15331924_744 |  | AN | 0 | Residential | 3686.4+1570.4j | 0 | 0 | 0 | 0 | 0 | [24 empty] | 8104601 | no | no |  |  | no |  | 0 | 0 | 0 | 0 | 0 | 0 |  | 1 | 1 | 1 | 0 | 0 | 0
load_220334919 |  | node_1409874_169_15332154_483 |  | AN | 0 | Residential | 8834.4+3763.439j | 0 | 0 | 0 | 0 | 0 | [24 empty] | 8104601 | no | no |  |  | no |  | 0 | 0 | 0 | 0 | 0 | 0 |  | 1 | 1 | 1 | 0 | 0 | 0
load_220334920 |  | node_1409971_661_15332311_148 |  | AN | 0 | NonResidential | 12000+5111.979j | 0 | 0 | 0 | 0 | 0 | [24 empty] | 8104601 | no | no |  |  | no |  | 0 | 0 | 0 | 0 | 0 | 0 |  | 1 | 1 | 1 | 0 | 0 | 0
load_220334921 |  | node_1409877_634_15332536_418 |  | AN | 0 | Residential | 3636+1548.93j | 0 | 0 | 0 | 0 | 0 | [24 empty] | 8104601 | no | no |  |  | no |  | 0 | 0 | 0 | 0 | 0 | 0 |  | 1 | 1 | 1 | 0 | 0 | 0
load_220334922 |  | node_1410156_277_15332965_045 |  | AN | 0 | NonResidential | 21.6+9.202j | 0 | 0 | 0 | 0 | 0 | [24 empty] | 8104601 | no | no |  |  | no |  | 0 | 0 | 0 | 0 | 0 | 0 |  | 1 | 1 | 1 | 0 | 0 | 0
load_220334923 |  | node_1410234_003_15333335_7 |  | AN | 0 | Other | 0 | 0 | 0 | 0 | 0 | 0 | [24 empty] | 8104601 | no | no |  |  | no |  | 0 | 0 | 0 | 0 | 0 | 0 |  | 1 | 1 | 1 | 0 | 0 | 0
load_220334924 |  | node_1410301_902_15333620_421 |  | AN | 0 | Residential | 10346.4+4407.548j | 0 | 0 | 0 | 0 | 0 | [24 empty] | 8104601 | no | no |  |  | no |  | 0 | 0 | 0 | 0 | 0 | 0 |  | 1 | 1 | 1 | 0 | 0 | 0
load_220334925 |  | node_1410437_248_15334113_415 |  | AN | 0 | Other | 0 | 0 | 0 | 0 | 0 | 0 | [24 empty] | 8104601 | no | no |  |  | no |  | 0 | 0 | 0 | 0 | 0 | 0 |  | 1 | 1 | 1 | 0 | 0 | 0
load_220335127 |  | node_1414109_686_15318831_472 |  | AN | 0 | Residential | 17100+7284.569j | 0 | 0 | 0 | 0 | 0 | [24 empty] | 8104601 | no | no |  |  | no |  | 0 | 0 | 0 | 0 | 0 | 0 |  | 1 | 1 | 1 | 0 | 0 | 0
load_220335128 |  | node_1414221_285_15319434_452 |  | AN | 0 | Residential | 14810.4+6309.204j | 0 | 0 | 0 | 0 | 0 | [24 empty] | 8104601 | no | no |  |  | no |  | 0 | 0 | 0 | 0 | 0 | 0 |  | 1 | 1 | 1 | 0 | 0 | 0
load_220335129 |  | node_1414354_983_15319600_044 |  | AN | 0 | Residential | 35920.8+15302.197j | 0 | 0 | 0 | 0 | 0 | [24 empty] | 8104601 | no | no |  |  | no |  | 0 | 0 | 0 | 0 | 0 | 0 |  | 1 | 1 | 1 | 0 | 0 | 0
load_220335131 |  | node_1414308_655_15320299_746 |  | AN | 0 | Residential | 1519.2+647.176j | 0 | 0 | 0 | 0 | 0 | [24 empty] | 8104601 | no | no |  |  | no |  | 0 | 0 | 0 | 0 | 0 | 0 |  | 1 | 1 | 1 | 0 | 0 | 0
load_220335132 |  | node_1414416_169_15320631_135 |  | AN | 0 | Residential | 10332+4401.414j | 0 | 0 | 0 | 0 | 0 | [24 empty] | 8104601 | no | no |  |  | no |  | 0 | 0 | 0 | 0 | 0 | 0 |  | 1 | 1 | 1 | 0 | 0 | 0
load_220335133 |  | node_1414188_197_15321312_568 |  | AN | 0 | Residential | 10231.2+4358.473j | 0 | 0 | 0 | 0 | 0 | [24 empty] | 8104601 | no | no |  |  | no |  | 0 | 0 | 0 | 0 | 0 | 0 |  | 1 | 1 | 1 | 0 | 0 | 0
load_220335134 |  | node_1414214_532_15322261_519 |  | AN | 0 | Residential | 14666.4+6247.86j | 0 | 0 | 0 | 0 | 0 | [24 empty] | 8104601 | no | no |  |  | no |  | 0 | 0 | 0 | 0 | 0 | 0 |  | 1 | 1 | 1 | 0 | 0 | 0
load_220335135 |  | node_1414295_143_15322957_441 |  | AN | 0 | NonResidential | 2836.8+1208.472j | 0 | 0 | 0 | 0 | 0 | [24 empty] | 8104601 | no | no |  |  | no |  | 0 | 0 | 0 | 0 | 0 | 0 |  | 1 | 1 | 1 | 0 | 0 | 0
load_220335136 |  | node_1414571_978_15323428_082 |  | AN | 0 | Residential | 5306.4+2260.517j | 0 | 0 | 0 | 0 | 0 | [24 empty] | 8104601 | no | no |  |  | no |  | 0 | 0 | 0 | 0 | 0 | 0 |  | 1 | 1 | 1 | 0 | 0 | 0
load_220335137 |  | node_1414588_246_15323780_715 |  | AN | 0 | NonResidential | 5000+2129.991j | 0 | 0 | 0 | 0 | 0 | [24 empty] | 8104601 | no | no |  |  | no |  | 0 | 0 | 0 | 0 | 0 | 0 |  | 1 | 1 | 1 | 0 | 0 | 0
load_220335138 |  | node_1414513_769_15324705_435 |  | AN | 0 | Residential | 1980+843.476j | 0 | 0 | 0 | 0 | 0 | [24 empty] | 8104601 | no | no |  |  | no |  | 0 | 0 | 0 | 0 | 0 | 0 |  | 1 | 1 | 1 | 0 | 0 | 0
load_220335142 |  | node_1414520_244_15325097_989 |  | AN | 0 | Residential | 3751.2+1598.005j | 0 | 0 | 0 | 0 | 0 | [24 empty] | 8104601 | no | no |  |  | no |  | 0 | 0 | 0 | 0 | 0 | 0 |  | 1 | 1 | 1 | 0 | 0 | 0
load_220335143 |  | node_1414575_115_15325676_686 |  | AN | 0 | Residential | 6955.2+2962.903j | 0 | 0 | 0 | 0 | 0 | [24 empty] | 8104601 | no | no |  |  | no |  | 0 | 0 | 0 | 0 | 0 | 0 |  | 1 | 1 | 1 | 0 | 0 | 0
load_220335144 |  | node_1414619_755_15326774_001 |  | AN | 0 | Residential | 47152.8+20087.009j | 0 | 0 | 0 | 0 | 0 | [24 empty] | 8104601 | no | no |  |  | no |  | 0 | 0 | 0 | 0 | 0 | 0 |  | 1 | 1 | 1 | 0 | 0 | 0
load_220335145 |  | node_1414529_497_15327246_093 |  | AN | 0 | Residential | 38368.8+16345.04j | 0 | 0 | 0 | 0 | 0 | [24 empty] | 8104601 | no | no |  |  | no |  | 0 | 0 | 0 | 0 | 0 | 0 |  | 1 | 1 | 1 | 0 | 0 | 0
load_220335146 |  | node_1414333_197_15327678_054 |  | AN | 0 | Residential | 33969.6+14470.989j | 0 | 0 | 0 | 0 | 0 | [24 empty] | 8104601 | no | no |  |  | no |  | 0 | 0 | 0 | 0 | 0 | 0 |  | 1 | 1 | 1 | 0 | 0 | 0
load_220335147 |  | node_1414255_592_15327918_35 |  | AN | 0 | Residential | 11865.6+5054.724j | 0 | 0 | 0 | 0 | 0 | [24 empty] | 8104601 | no | no |  |  | no |  | 0 | 0 | 0 | 0 | 0 | 0 |  | 1 | 1 | 1 | 0 | 0 | 0
load_220335150 |  | node_1413703_785_15327666_819 |  | AN | 0 | NonResidential | 151.2+64.411j | 0 | 0 | 0 | 0 | 0 | [24 empty] | 8104601 | no | no |  |  | no |  | 0 | 0 | 0 | 0 | 0 | 0 |  | 1 | 1 | 1 | 0 | 0 | 0
load_220335151 |  | node_1413554_522_15328270_24 |  | AN | 0 | Residential | 11685.6+4978.045j | 0 | 0 | 0 | 0 | 0 | [24 empty] | 8104601 | no | no |  |  | no |  | 0 | 0 | 0 | 0 | 0 | 0 |  | 1 | 1 | 1 | 0 | 0 | 0
load_220335152 |  | node_1413704_856_15328608_989 |  | AN | 0 | Residential | 33062.4+14084.523j | 0 | 0 | 0 | 0 | 0 | [24 empty] | 8104601 | no | no |  |  | no |  | 0 | 0 | 0 | 0 | 0 | 0 |  | 1 | 1 | 1 | 0 | 0 | 0
load_220335153 |  | node_1413469_303_15328186_16 |  | AN | 0 | Residential | 24688.8+10517.385j | 0 | 0 | 0 | 0 | 0 | [24 empty] | 8104601 | no | no |  |  | no |  | 0 | 0 | 0 | 0 | 0 | 0 |  | 1 | 1 | 1 | 0 | 0 | 0
load_220335154 |  | node_1413236_525_15328240_126 |  | AN | 0 | NonResidential | 72+30.672j | 0 | 0 | 0 | 0 | 0 | [24 empty] | 8104601 | no | no |  |  | no |  | 0 | 0 | 0 | 0 | 0 | 0 |  | 1 | 1 | 1 | 0 | 0 | 0
load_220335155 |  | node_1413230_361_15327912_372 |  | AN | 0 | Other | 0 | 0 | 0 | 0 | 0 | 0 | [24 empty] | 8104601 | no | no |  |  | no |  | 0 | 0 | 0 | 0 | 0 | 0 |  | 1 | 1 | 1 | 0 | 0 | 0
load_220335156 |  | node_1413056_152_15328212_103 |  | AN | 0 | Residential | 30182.4+12857.649j | 0 | 0 | 0 | 0 | 0 | [24 empty] | 8104601 | no | no |  |  | no |  | 0 | 0 | 0 | 0 | 0 | 0 |  | 1 | 1 | 1 | 0 | 0 | 0
load_220335157 |  | node_1413052_964_15328411_133 |  | AN | 0 | Residential | 16747.2+7134.277j | 0 | 0 | 0 | 0 | 0 | [24 empty] | 8104601 | no | no |  |  | no |  | 0 | 0 | 0 | 0 | 0 | 0 |  | 1 | 1 | 1 | 0 | 0 | 0
load_220335158 |  | node_1412562_358_15328082_76 |  | AN | 0 | Residential | 33314.4+14191.875j | 0 | 0 | 0 | 0 | 0 | [24 empty] | 8104601 | no | no |  |  | no |  | 0 | 0 | 0 | 0 | 0 | 0 |  | 1 | 1 | 1 | 0 | 0 | 0
load_220335159 |  | node_1412108_083_15328063_656 |  | AN | 0 | NonResidential | 3736.8+1591.87j | 0 | 0 | 0 | 0 | 0 | [24 empty] | 8104601 | no | no |  |  | no |  | 0 | 0 | 0 | 0 | 0 | 0 |  | 1 | 1 | 1 | 0 | 0 | 0
load_220335160 |  | node_1411965_401_15328062_644 |  | AN | 0 | Residential | 6379.2+2717.528j | 0 | 0 | 0 | 0 | 0 | [24 empty] | 8104601 | no | no |  |  | no |  | 0 | 0 | 0 | 0 | 0 | 0 |  | 1 | 1 | 1 | 0 | 0 | 0
load_220335162 |  | node_1411447_677_15328028_544 |  | AN | 0 | Residential | 3463.2+1475.317j | 0 | 0 | 0 | 0 | 0 | [24 empty] | 8104601 | no | no |  |  | no |  | 0 | 0 | 0 | 0 | 0 | 0 |  | 1 | 1 | 1 | 0 | 0 | 0
load_220335163 |  | node_1411072_35_15327995_52 |  | AN | 0 | Residential | 9619.2+4097.762j | 0 | 0 | 0 | 0 | 0 | [24 empty] | 8104601 | no | no |  |  | no |  | 0 | 0 | 0 | 0 | 0 | 0 |  | 1 | 1 | 1 | 0 | 0 | 0
load_220335165 |  | node_1410138_693_15327889_31 |  | AN | 0 | Residential | 23508+10014.366j | 0 | 0 | 0 | 0 | 0 | [24 empty] | 8104601 | no | no |  |  | no |  | 0 | 0 | 0 | 0 | 0 | 0 |  | 1 | 1 | 1 | 0 | 0 | 0
load_220335166 |  | node_1409793_673_15327951_931 |  | AN | 0 | Residential | 6868.8+2926.097j | 0 | 0 | 0 | 0 | 0 | [24 empty] | 8104601 | no | no |  |  | no |  | 0 | 0 | 0 | 0 | 0 | 0 |  | 1 | 1 | 1 | 0 | 0 | 0
load_220335167 |  | node_1409550_666_15328007_439 |  | AN | 0 | Residential | 26445.6+11265.778j | 0 | 0 | 0 | 0 | 0 | [24 empty] | 8104601 | no | no |  |  | no |  | 0 | 0 | 0 | 0 | 0 | 0 |  | 1 | 1 | 1 | 0 | 0 | 0
load_220335170 |  | node_1409141_041_15327980_847 |  | AN | 0 | NonResidential | 1663.2+708.52j | 0 | 0 | 0 | 0 | 0 | [24 empty] | 8104601 | no | no |  |  | no |  | 0 | 0 | 0 | 0 | 0 | 0 |  | 1 | 1 | 1 | 0 | 0 | 0
load_220335171 |  | node_1408956_91_15328366_766 |  | AN | 0 | Residential | 7639.2+3254.286j | 0 | 0 | 0 | 0 | 0 | [24 empty] | 8104601 | no | no |  |  | no |  | 0 | 0 | 0 | 0 | 0 | 0 |  | 1 | 1 | 1 | 0 | 0 | 0
load_220335172 |  | node_1408412_707_15328212_767 |  | AN | 0 | NonResidential | 79.2+33.739j | 0 | 0 | 0 | 0 | 0 | [24 empty] | 8104601 | no | no |  |  | no |  | 0 | 0 | 0 | 0 | 0 | 0 |  | 1 | 1 | 1 | 0 | 0 | 0
load_220335281 |  | node_1409787_186_15324672_338 |  | AN | 0 | NonResidential | 3225.6+1374.1j | 0 | 0 | 0 | 0 | 0 | [24 empty] | 8104601 | no | no |  |  | no |  | 0 | 0 | 0 | 0 | 0 | 0 |  | 1 | 1 | 1 | 0 | 0 | 0
load_220335284 |  | node_1411335_305_15324680_854 |  | AN | 0 | Residential | 14342.4+6109.837j | 0 | 0 | 0 | 0 | 0 | [24 empty] | 8104601 | no | no |  |  | no |  | 0 | 0 | 0 | 0 | 0 | 0 |  | 1 | 1 | 1 | 0 | 0 | 0
load_220335285 |  | node_1411585_282_15324647_376 |  | AN | 0 | Residential | 5126.4+2183.837j | 0 | 0 | 0 | 0 | 0 | [24 empty] | 8104601 | no | no |  |  | no |  | 0 | 0 | 0 | 0 | 0 | 0 |  | 1 | 1 | 1 | 0 | 0 | 0
load_220335286 |  | node_1411794_011_15324615_068 |  | AN | 0 | Residential | 13442.4+5726.438j | 0 | 0 | 0 | 0 | 0 | [24 empty] | 8104601 | no | no |  |  | no |  | 0 | 0 | 0 | 0 | 0 | 0 |  | 1 | 1 | 1 | 0 | 0 | 0
load_220335287 |  | node_1412307_183_15324761_833 |  | AN | 0 | Residential | 30499.2+12992.605j | 0 | 0 | 0 | 0 | 0 | [24 empty] | 8104601 | no | no |  |  | no |  | 0 | 0 | 0 | 0 | 0 | 0 |  | 1 | 1 | 1 | 0 | 0 | 0
load_220335288 |  | node_1412660_288_15324853_798 |  | AN | 0 | Residential | 2404.8+1024.441j | 0 | 0 | 0 | 0 | 0 | [24 empty] | 8104601 | no | no |  |  | no |  | 0 | 0 | 0 | 0 | 0 | 0 |  | 1 | 1 | 1 | 0 | 0 | 0
load_220335289 |  | node_1412833_229_15324897_15 |  | AN | 0 | Residential | 13428+5720.304j | 0 | 0 | 0 | 0 | 0 | [24 empty] | 8104601 | no | no |  |  | no |  | 0 | 0 | 0 | 0 | 0 | 0 |  | 1 | 1 | 1 | 0 | 0 | 0
load_220335290 |  | node_1413287_79_15325028_481 |  | AN | 0 | Residential | 18525.6+7891.873j | 0 | 0 | 0 | 0 | 0 | [24 empty] | 8104601 | no | no |  |  | no |  | 0 | 0 | 0 | 0 | 0 | 0 |  | 1 | 1 | 1 | 0 | 0 | 0
load_220335363 |  | node_1407545_859_15327943_245 |  | AN | 0 | Residential | 26280+11195.233j | 0 | 0 | 0 | 0 | 0 | [24 empty] | 8104601 | no | no |  |  | no |  | 0 | 0 | 0 | 0 | 0 | 0 |  | 1 | 1 | 1 | 0 | 0 | 0
load_220335364 |  | node_1407533_38_15327753_775 |  | AN | 0 | Residential | 8740.8+3723.565j | 0 | 0 | 0 | 0 | 0 | [24 empty] | 8104601 | no | no |  |  | no |  | 0 | 0 | 0 | 0 | 0 | 0 |  | 1 | 1 | 1 | 0 | 0 | 0
load_220335365 |  | node_1407552_057_15327494_296 |  | AN | 0 | Residential | 19346.4+8241.532j | 0 | 0 | 0 | 0 | 0 | [24 empty] | 8104601 | no | no |  |  | no |  | 0 | 0 | 0 | 0 | 0 | 0 |  | 1 | 1 | 1 | 0 | 0 | 0
load_220335366 |  | node_1407562_09_15327284_8 |  | AN | 0 | Residential | 4824+2055.015j | 0 | 0 | 0 | 0 | 0 | [24 empty] | 8104601 | no | no |  |  | no |  | 0 | 0 | 0 | 0 | 0 | 0 |  | 1 | 1 | 1 | 0 | 0 | 0
load_220335367 |  | node_1407433_561_15327178_833 |  | AN | 0 | Residential | 12542.4+5343.04j | 0 | 0 | 0 | 0 | 0 | [24 empty] | 8104601 | no | no |  |  | no |  | 0 | 0 | 0 | 0 | 0 | 0 |  | 1 | 1 | 1 | 0 | 0 | 0
load_220335368 |  | node_1407182_541_15327123_157 |  | AN | 0 | Residential | 3895.2+1659.348j | 0 | 0 | 0 | 0 | 0 | [24 empty] | 8104601 | no | no |  |  | no |  | 0 | 0 | 0 | 0 | 0 | 0 |  | 1 | 1 | 1 | 0 | 0 | 0
load_220335369 |  | node_1407568_084_15326977_72 |  | AN | 0 | Residential | 37245.6+15866.559j | 0 | 0 | 0 | 0 | 0 | [24 empty] | 8104601 | no | no |  |  | no |  | 0 | 0 | 0 | 0 | 0 | 0 |  | 1 | 1 | 1 | 0 | 0 | 0
load_220335371 |  | node_1407722_938_15326143_392 |  | AN | 0 | Residential | 13874.4+5910.47j | 0 | 0 | 0 | 0 | 0 | [24 empty] | 8104601 | no | no |  |  | no |  | 0 | 0 | 0 | 0 | 0 | 0 |  | 1 | 1 | 1 | 0 | 0 | 0
load_220335372 |  | node_1407539_402_15326017_05 |  | AN | 0 | Residential | 6148.8+2619.378j | 0 | 0 | 0 | 0 | 0 | [24 empty] | 8104601 | no | no |  |  | no |  | 0 | 0 | 0 | 0 | 0 | 0 |  | 1 | 1 | 1 | 0 | 0 | 0
load_220335373 |  | node_1407563_472_15325444_95 |  | AN | 0 | NonResidential | 6666.667+2839.988j | 0 | 0 | 0 | 0 | 0 | [24 empty] | 8104601 | no | no |  |  | no |  | 0 | 0 | 0 | 0 | 0 | 0 |  | 1 | 1 | 1 | 0 | 0 | 0
load_220335374 |  | node_1407583_223_15325443_174 |  | BN | 0 | NonResidential | 0 | 6666.667+2839.988j | 0 | 0 | 0 | 0 | [24 empty] | 8104601 | no | no |  |  | no |  | 0 | 0 | 0 | 0 | 0 | 0 |  | 1 | 1 | 1 | 0 | 0 | 0
load_220335375 |  | node_1407544_767_15325453_542 |  | CN | 0 | NonResidential | 0 | 0 | 6666.667+2839.988j | 0 | 0 | 0 | [24 empty] | 8104601 | no | no |  |  | no |  | 0 | 0 | 0 | 0 | 0 | 0 |  | 1 | 1 | 1 | 0 | 0 | 0
load_220335376 |  | node_1407298_775_15325613_458 |  | AN | 0 | Residential | 46620+19860.037j | 0 | 0 | 0 | 0 | 0 | [24 empty] | 8104601 | no | no |  |  | no |  | 0 | 0 | 0 | 0 | 0 | 0 |  | 1 | 1 | 1 | 0 | 0 | 0
load_220335377 |  | node_1407195_72_15325444_842 |  | AN | 0 | NonResidential | 849.6+361.928j | 0 | 0 | 0 | 0 | 0 | [24 empty] | 8104601 | no | no |  |  | no |  | 0 | 0 | 0 | 0 | 0 | 0 |  | 1 | 1 | 1 | 0 | 0 | 0
load_220335378 |  | node_1407062_5_15325119_616 |  | AN | 0 | NonResidential | 669.6+285.248j | 0 | 0 | 0 | 0 | 0 | [24 empty] | 8104601 | no | no |  |  | no |  | 0 | 0 | 0 | 0 | 0 | 0 |  | 1 | 1 | 1 | 0 | 0 | 0
load_220335379 |  | node_1407633_987_15328908_449 |  | AN | 0 | Residential | 21405.6+9118.747j | 0 | 0 | 0 | 0 | 0 | [24 empty] | 8104601 | no | no |  |  | no |  | 0 | 0 | 0 | 0 | 0 | 0 |  | 1 | 1 | 1 | 0 | 0 | 0
load_220335380 |  | node_1407642_041_15328359_569 |  | AN | 0 | Residential | 11174.4+4760.274j | 0 | 0 | 0 | 0 | 0 | [24 empty] | 8104601 | no | no |  |  | no |  | 0 | 0 | 0 | 0 | 0 | 0 |  | 1 | 1 | 1 | 0 | 0 | 0
load_220335381 |  | node_1407959_305_15328781_383 |  | AN | 0 | NonResidential | 3636+1548.93j | 0 | 0 | 0 | 0 | 0 | [24 empty] | 8104601 | no | no |  |  | no |  | 0 | 0 | 0 | 0 | 0 | 0 |  | 1 | 1 | 1 | 0 | 0 | 0
load_220335382 |  | node_1408109_854_15328525_663 |  | AN | 0 | Residential | 2469.6+1052.045j | 0 | 0 | 0 | 0 | 0 | [24 empty] | 8104601 | no | no |  |  | no |  | 0 | 0 | 0 | 0 | 0 | 0 |  | 1 | 1 | 1 | 0 | 0 | 0
load_220335383 |  | node_1408285_019_15328395_803 |  | AN | 0 | Residential | 2325.6+990.701j | 0 | 0 | 0 | 0 | 0 | [24 empty] | 8104601 | no | no |  |  | no |  | 0 | 0 | 0 | 0 | 0 | 0 |  | 1 | 1 | 1 | 0 | 0 | 0
load_220335384 |  | node_1408521_777_15328305_026 |  | AN | 0 | Residential | 7207.2+3070.254j | 0 | 0 | 0 | 0 | 0 | [24 empty] | 8104601 | no | no |  |  | no |  | 0 | 0 | 0 | 0 | 0 | 0 |  | 1 | 1 | 1 | 0 | 0 | 0
load_220335387 |  | node_1406450_373_15337945_371 |  | AN | 0 | Residential | 1958.4+834.275j | 0 | 0 | 0 | 0 | 0 | [24 empty] | 8104601 | no | no |  |  | no |  | 0 | 0 | 0 | 0 | 0 | 0 |  | 1 | 1 | 1 | 0 | 0 | 0
load_220335388 |  | node_1406065_37_15336867_031 |  | AN | 0 | Residential | 9547.2+4067.09j | 0 | 0 | 0 | 0 | 0 | [24 empty] | 8104601 | no | no |  |  | no |  | 0 | 0 | 0 | 0 | 0 | 0 |  | 1 | 1 | 1 | 0 | 0 | 0
load_220335389 |  | node_1405571_191_15337237_356 |  | AN | 0 | Residential | 4111.2+1751.364j | 0 | 0 | 0 | 0 | 0 | [24 empty] | 8104601 | no | no |  |  | no |  | 0 | 0 | 0 | 0 | 0 | 0 |  | 1 | 1 | 1 | 0 | 0 | 0
load_220335390 |  | node_1405977_626_15337470_281 |  | AN | 0 | Residential | 12045.6+5131.404j | 0 | 0 | 0 | 0 | 0 | [24 empty] | 8104601 | no | no |  |  | no |  | 0 | 0 | 0 | 0 | 0 | 0 |  | 1 | 1 | 1 | 0 | 0 | 0
load_220335391 |  | node_1406025_617_15337881_292 |  | AN | 0 | Residential | 10965.6+4671.326j | 0 | 0 | 0 | 0 | 0 | [24 empty] | 8104601 | no | no |  |  | no |  | 0 | 0 | 0 | 0 | 0 | 0 |  | 1 | 1 | 1 | 0 | 0 | 0
load_220335392 |  | node_1405924_846_15338616_744 |  | AN | 0 | Residential | 7833.6+3337.1j | 0 | 0 | 0 | 0 | 0 | [24 empty] | 8104601 | no | no |  |  | no |  | 0 | 0 | 0 | 0 | 0 | 0 |  | 1 | 1 | 1 | 0 | 0 | 0
load_220335393 |  | node_1406426_326_15338609_33 |  | AN | 0 | Residential | 3146.4+1340.361j | 0 | 0 | 0 | 0 | 0 | [24 empty] | 8104601 | no | no |  |  | no |  | 0 | 0 | 0 | 0 | 0 | 0 |  | 1 | 1 | 1 | 0 | 0 | 0
load_220335396 |  | node_1406526_868_15339397_49 |  | AN | 0 | Residential | 15098.4+6431.891j | 0 | 0 | 0 | 0 | 0 | [24 empty] | 8104601 | no | no |  |  | no |  | 0 | 0 | 0 | 0 | 0 | 0 |  | 1 | 1 | 1 | 0 | 0 | 0
load_220335397 |  | node_1407683_767_15333236_255 |  | AN | 0 | Residential | 10548+4493.429j | 0 | 0 | 0 | 0 | 0 | [24 empty] | 8104601 | no | no |  |  | no |  | 0 | 0 | 0 | 0 | 0 | 0 |  | 1 | 1 | 1 | 0 | 0 | 0
load_220335399 |  | node_1407125_384_15334215_684 |  | AN | 0 | Residential | 13327.2+5677.363j | 0 | 0 | 0 | 0 | 0 | [24 empty] | 8104601 | no | no |  |  | no |  | 0 | 0 | 0 | 0 | 0 | 0 |  | 1 | 1 | 1 | 0 | 0 | 0
load_220335401 |  | node_1406695_718_15334796_501 |  | AN | 0 | Residential | 22046.4+9391.727j | 0 | 0 | 0 | 0 | 0 | [24 empty] | 8104601 | no | no |  |  | no |  | 0 | 0 | 0 | 0 | 0 | 0 |  | 1 | 1 | 1 | 0 | 0 | 0
load_220335402 |  | node_1406615_814_15335002_4 |  | AN | 0 | Residential | 26359.2+11228.972j | 0 | 0 | 0 | 0 | 0 | [24 empty] | 8104601 | no | no |  |  | no |  | 0 | 0 | 0 | 0 | 0 | 0 |  | 1 | 1 | 1 | 0 | 0 | 0
load_220335403 |  | node_1407396_64_15334959_67 |  | AN | 0 | Residential | 9554.4+4070.157j | 0 | 0 | 0 | 0 | 0 | [24 empty] | 8104601 | no | no |  |  | no |  | 0 | 0 | 0 | 0 | 0 | 0 |  | 1 | 1 | 1 | 0 | 0 | 0
load_220335404 |  | node_1406382_34_15335441_262 |  | AN | 0 | Residential | 7070.4+3011.978j | 0 | 0 | 0 | 0 | 0 | [24 empty] | 8104601 | no | no |  |  | no |  | 0 | 0 | 0 | 0 | 0 | 0 |  | 1 | 1 | 1 | 0 | 0 | 0
load_220335405 |  | node_1406428_829_15335652_323 |  | AN | 0 | Residential | 35798.4+15250.055j | 0 | 0 | 0 | 0 | 0 | [24 empty] | 8104601 | no | no |  |  | no |  | 0 | 0 | 0 | 0 | 0 | 0 |  | 1 | 1 | 1 | 0 | 0 | 0
load_220335406 |  | node_1406327_56_15336048_191 |  | AN | 0 | Residential | 4384.8+1867.917j | 0 | 0 | 0 | 0 | 0 | [24 empty] | 8104601 | no | no |  |  | no |  | 0 | 0 | 0 | 0 | 0 | 0 |  | 1 | 1 | 1 | 0 | 0 | 0
load_220335407 |  | node_1406206_933_15336218_17 |  | AN | 0 | Residential | 5947.2+2533.497j | 0 | 0 | 0 | 0 | 0 | [24 empty] | 8104601 | no | no |  |  | no |  | 0 | 0 | 0 | 0 | 0 | 0 |  | 1 | 1 | 1 | 0 | 0 | 0
load_220335408 |  | node_1406746_697_15336449_536 |  | AN | 0 | Residential | 1252.8+533.691j | 0 | 0 | 0 | 0 | 0 | [24 empty] | 8104601 | no | no |  |  | no |  | 0 | 0 | 0 | 0 | 0 | 0 |  | 1 | 1 | 1 | 0 | 0 | 0
load_220335409 |  | node_1413930_206_15328593_246 |  | AN | 0 | Residential | 17042.4+7260.032j | 0 | 0 | 0 | 0 | 0 | [24 empty] | 8104601 | no | no |  |  | no |  | 0 | 0 | 0 | 0 | 0 | 0 |  | 1 | 1 | 1 | 0 | 0 | 0
load_220335778 |  | node_1410286_636_15324597_438 |  | AN | 0 | Residential | 4140+1763.633j | 0 | 0 | 0 | 0 | 0 | [24 empty] | 8104601 | no | no |  |  | no |  | 0 | 0 | 0 | 0 | 0 | 0 |  | 1 | 1 | 1 | 0 | 0 | 0
load_220335779 |  | node_1409352_889_15321746_65 |  | AN | 0 | Residential | 5558.4+2367.868j | 0 | 0 | 0 | 0 | 0 | [24 empty] | 8104601 | no | no |  |  | no |  | 0 | 0 | 0 | 0 | 0 | 0 |  | 1 | 1 | 1 | 0 | 0 | 0
load_220335781 |  | node_1409807_436_15323226_336 |  | AN | 0 | Residential | 9489.6+4042.553j | 0 | 0 | 0 | 0 | 0 | [24 empty] | 8104601 | no | no |  |  | no |  | 0 | 0 | 0 | 0 | 0 | 0 |  | 1 | 1 | 1 | 0 | 0 | 0
load_220335782 |  | node_1409669_371_15322767_184 |  | AN | 0 | Residential | 7272+3097.859j | 0 | 0 | 0 | 0 | 0 | [24 empty] | 8104601 | no | no |  |  | no |  | 0 | 0 | 0 | 0 | 0 | 0 |  | 1 | 1 | 1 | 0 | 0 | 0
load_220335783 |  | node_1409613_341_15322577_713 |  | AN | 0 | Residential | 6480+2760.468j | 0 | 0 | 0 | 0 | 0 | [24 empty] | 8104601 | no | no |  |  | no |  | 0 | 0 | 0 | 0 | 0 | 0 |  | 1 | 1 | 1 | 0 | 0 | 0
load_220335784 |  | node_1409477_761_15322229_584 |  | AN | 0 | Residential | 20527.2+8744.551j | 0 | 0 | 0 | 0 | 0 | [24 empty] | 8104601 | no | no |  |  | no |  | 0 | 0 | 0 | 0 | 0 | 0 |  | 1 | 1 | 1 | 0 | 0 | 0
load_220335785 |  | node_1409509_676_15322035_126 |  | AN | 0 | Residential | 15782.4+6723.274j | 0 | 0 | 0 | 0 | 0 | [24 empty] | 8104601 | no | no |  |  | no |  | 0 | 0 | 0 | 0 | 0 | 0 |  | 1 | 1 | 1 | 0 | 0 | 0
load_220335827 |  | node_1409857_341_15326499_263 |  | AN | 0 | Residential | 38728.8+16498.4j | 0 | 0 | 0 | 0 | 0 | [24 empty] | 8104601 | no | no |  |  | no |  | 0 | 0 | 0 | 0 | 0 | 0 |  | 1 | 1 | 1 | 0 | 0 | 0
load_220335828 |  | node_1410179_048_15326178_666 |  | AN | 0 | NonResidential | 43.2+18.403j | 0 | 0 | 0 | 0 | 0 | [24 empty] | 8104601 | no | no |  |  | no |  | 0 | 0 | 0 | 0 | 0 | 0 |  | 1 | 1 | 1 | 0 | 0 | 0
load_220335829 |  | node_1410207_644_15326012_627 |  | AN | 0 | Other | 0 | 0 | 0 | 0 | 0 | 0 | [24 empty] | 8104601 | no | no |  |  | no |  | 0 | 0 | 0 | 0 | 0 | 0 |  | 1 | 1 | 1 | 0 | 0 | 0
load_220335830 |  | node_1410460_932_15325442_417 |  | AN | 0 | NonResidential | 3175.2+1352.63j | 0 | 0 | 0 | 0 | 0 | [24 empty] | 8104601 | no | no |  |  | no |  | 0 | 0 | 0 | 0 | 0 | 0 |  | 1 | 1 | 1 | 0 | 0 | 0
load_220335831 |  | node_1410408_002_15325125_469 |  | AN | 0 | Residential | 12844.8+5471.862j | 0 | 0 | 0 | 0 | 0 | [24 empty] | 8104601 | no | no |  |  | no |  | 0 | 0 | 0 | 0 | 0 | 0 |  | 1 | 1 | 1 | 0 | 0 | 0
load_220335832 |  | node_1410403_11_15324890_82 |  | AN | 0 | NonResidential | 266.4+113.486j | 0 | 0 | 0 | 0 | 0 | [24 empty] | 8104601 | no | no |  |  | no |  | 0 | 0 | 0 | 0 | 0 | 0 |  | 1 | 1 | 1 | 0 | 0 | 0
load_220335833 |  | node_1409529_666_15327623_94 |  | AN | 0 | Residential | 54727.2+23313.69j | 0 | 0 | 0 | 0 | 0 | [24 empty] | 8104601 | no | no |  |  | no |  | 0 | 0 | 0 | 0 | 0 | 0 |  | 1 | 1 | 1 | 0 | 0 | 0
load_220335834 |  | node_1409597_539_15326986_483 |  | AN | 0 | Residential | 43999.2+18743.581j | 0 | 0 | 0 | 0 | 0 | [24 empty] | 8104601 | no | no |  |  | no |  | 0 | 0 | 0 | 0 | 0 | 0 |  | 1 | 1 | 1 | 0 | 0 | 0
load_220335835 |  | node_1409706_262_15326938_968 |  | AN | 0 | Residential | 47592+20274.107j | 0 | 0 | 0 | 0 | 0 | [24 empty] | 8104601 | no | no |  |  | no |  | 0 | 0 | 0 | 0 | 0 | 0 |  | 1 | 1 | 1 | 0 | 0 | 0
load_220335839 |  | node_1410065_986_15327480_101 |  | AN | 0 | Residential | 48952.8+20853.805j | 0 | 0 | 0 | 0 | 0 | [24 empty] | 8104601 | no | no |  |  | no |  | 0 | 0 | 0 | 0 | 0 | 0 |  | 1 | 1 | 1 | 0 | 0 | 0
load_220335840 |  | node_1410247_019_15327717_52 |  | AN | 0 | Residential | 15141.6+6450.295j | 0 | 0 | 0 | 0 | 0 | [24 empty] | 8104601 | no | no |  |  | no |  | 0 | 0 | 0 | 0 | 0 | 0 |  | 1 | 1 | 1 | 0 | 0 | 0
load_220335841 |  | node_1410433_155_15327440_744 |  | AN | 0 | Residential | 24084+10259.741j | 0 | 0 | 0 | 0 | 0 | [24 empty] | 8104601 | no | no |  |  | no |  | 0 | 0 | 0 | 0 | 0 | 0 |  | 1 | 1 | 1 | 0 | 0 | 0
load_220335842 |  | node_1410476_083_15327252_568 |  | AN | 0 | Residential | 19872+8465.437j | 0 | 0 | 0 | 0 | 0 | [24 empty] | 8104601 | no | no |  |  | no |  | 0 | 0 | 0 | 0 | 0 | 0 |  | 1 | 1 | 1 | 0 | 0 | 0
load_220335869 |  | node_1412192_227_15328077_702 |  | AN | 0 | Residential | 24084+10259.741j | 0 | 0 | 0 | 0 | 0 | [24 empty] | 8104601 | no | no |  |  | no |  | 0 | 0 | 0 | 0 | 0 | 0 |  | 1 | 1 | 1 | 0 | 0 | 0
load_220335870 |  | node_1412182_249_15327637_743 |  | AN | 0 | Residential | 20412+8695.476j | 0 | 0 | 0 | 0 | 0 | [24 empty] | 8104601 | no | no |  |  | no |  | 0 | 0 | 0 | 0 | 0 | 0 |  | 1 | 1 | 1 | 0 | 0 | 0
load_220335871 |  | node_1412170_088_15327157_223 |  | AN | 0 | Residential | 57096+24322.794j | 0 | 0 | 0 | 0 | 0 | [24 empty] | 8104601 | no | no |  |  | no |  | 0 | 0 | 0 | 0 | 0 | 0 |  | 1 | 1 | 1 | 0 | 0 | 0
load_220335872 |  | node_1412017_683_15327926_544 |  | AN | 0 | Residential | 1000+425.998j | 0 | 0 | 0 | 0 | 0 | [24 empty] | 8104601 | no | no |  |  | no |  | 0 | 0 | 0 | 0 | 0 | 0 |  | 1 | 1 | 1 | 0 | 0 | 0
load_220335873 |  | node_1411766_933_15327411_458 |  | AN | 0 | Residential | 76795.2+32714.618j | 0 | 0 | 0 | 0 | 0 | [24 empty] | 8104601 | no | no |  |  | no |  | 0 | 0 | 0 | 0 | 0 | 0 |  | 1 | 1 | 1 | 0 | 0 | 0
load_220335874 |  | node_1411592_336_15327811_595 |  | AN | 0 | Residential | 15436.8+6576.049j | 0 | 0 | 0 | 0 | 0 | [24 empty] | 8104601 | no | no |  |  | no |  | 0 | 0 | 0 | 0 | 0 | 0 |  | 1 | 1 | 1 | 0 | 0 | 0
load_220335904 |  | node_1410751_05_15326059_995 |  | AN | 0 | Residential | 41608.8+17725.275j | 0 | 0 | 0 | 0 | 0 | [24 empty] | 8104601 | no | no |  |  | no |  | 0 | 0 | 0 | 0 | 0 | 0 |  | 1 | 1 | 1 | 0 | 0 | 0
load_220335908 |  | node_1410988_908_15324870_616 |  | AN | 0 | Residential | 11037.6+4701.998j | 0 | 0 | 0 | 0 | 0 | [24 empty] | 8104601 | no | no |  |  | no |  | 0 | 0 | 0 | 0 | 0 | 0 |  | 1 | 1 | 1 | 0 | 0 | 0
load_220335909 |  | node_1410971_372_15325191_602 |  | AN | 0 | Residential | 40053.6+17062.762j | 0 | 0 | 0 | 0 | 0 | [24 empty] | 8104601 | no | no |  |  | no |  | 0 | 0 | 0 | 0 | 0 | 0 |  | 1 | 1 | 1 | 0 | 0 | 0
load_220335910 |  | node_1410806_796_15325482_963 |  | AN | 0 | Residential | 25264.8+10762.76j | 0 | 0 | 0 | 0 | 0 | [24 empty] | 8104601 | no | no |  |  | no |  | 0 | 0 | 0 | 0 | 0 | 0 |  | 1 | 1 | 1 | 0 | 0 | 0
load_220335911 |  | node_1410860_901_15325724_755 |  | AN | 0 | Residential | 28411.2+12103.121j | 0 | 0 | 0 | 0 | 0 | [24 empty] | 8104601 | no | no |  |  | no |  | 0 | 0 | 0 | 0 | 0 | 0 |  | 1 | 1 | 1 | 0 | 0 | 0
load_220335912 |  | node_1407764_138_15329844_585 |  | AN | 0 | Residential | 6789.6+2892.357j | 0 | 0 | 0 | 0 | 0 | [24 empty] | 8104601 | no | no |  |  | no |  | 0 | 0 | 0 | 0 | 0 | 0 |  | 1 | 1 | 1 | 0 | 0 | 0
load_220335913 |  | node_1407521_614_15329846_361 |  | AN | 0 | Residential | 13060.8+5563.878j | 0 | 0 | 0 | 0 | 0 | [24 empty] | 8104601 | no | no |  |  | no |  | 0 | 0 | 0 | 0 | 0 | 0 |  | 1 | 1 | 1 | 0 | 0 | 0
load_220335914 |  | node_1407589_268_15329460_701 |  | AN | 0 | Residential | 13248+5643.624j | 0 | 0 | 0 | 0 | 0 | [24 empty] | 8104601 | no | no |  |  | no |  | 0 | 0 | 0 | 0 | 0 | 0 |  | 1 | 1 | 1 | 0 | 0 | 0
load_220335917 |  | node_1405836_858_15336649_697 |  | AN | 0 | Residential | 11066.4+4714.267j | 0 | 0 | 0 | 0 | 0 | [24 empty] | 8104601 | no | no |  |  | no |  | 0 | 0 | 0 | 0 | 0 | 0 |  | 1 | 1 | 1 | 0 | 0 | 0
load_220335918 |  | node_1405521_084_15336950_398 |  | AN | 0 | Residential | 4471.2+1904.723j | 0 | 0 | 0 | 0 | 0 | [24 empty] | 8104601 | no | no |  |  | no |  | 0 | 0 | 0 | 0 | 0 | 0 |  | 1 | 1 | 1 | 0 | 0 | 0
load_220335919 |  | node_1405430_288_15336360_509 |  | AN | 0 | Residential | 3196.8+1361.831j | 0 | 0 | 0 | 0 | 0 | [24 empty] | 8104601 | no | no |  |  | no |  | 0 | 0 | 0 | 0 | 0 | 0 |  | 1 | 1 | 1 | 0 | 0 | 0
load_220335920 |  | node_1405216_629_15336095_359 |  | AN | 0 | Residential | 3448.8+1469.183j | 0 | 0 | 0 | 0 | 0 | [24 empty] | 8104601 | no | no |  |  | no |  | 0 | 0 | 0 | 0 | 0 | 0 |  | 1 | 1 | 1 | 0 | 0 | 0
load_220335921 |  | node_1405001_04_15335793_529 |  | AN | 0 | Residential | 17841.6+7600.49j | 0 | 0 | 0 | 0 | 0 | [24 empty] | 8104601 | no | no |  |  | no |  | 0 | 0 | 0 | 0 | 0 | 0 |  | 1 | 1 | 1 | 0 | 0 | 0
load_220335922 |  | node_1404931_281_15335568_207 |  | AN | 0 | Residential | 11433.6+4870.693j | 0 | 0 | 0 | 0 | 0 | [24 empty] | 8104601 | no | no |  |  | no |  | 0 | 0 | 0 | 0 | 0 | 0 |  | 1 | 1 | 1 | 0 | 0 | 0
load_220335923 |  | node_1404726_697_15335411_91 |  | AN | 0 | Residential | 13809.6+5882.865j | 0 | 0 | 0 | 0 | 0 | [24 empty] | 8104601 | no | no |  |  | no |  | 0 | 0 | 0 | 0 | 0 | 0 |  | 1 | 1 | 1 | 0 | 0 | 0
load_220335924 |  | node_1404658_358_15335196_288 |  | AN | 0 | Residential | 2498.4+1064.314j | 0 | 0 | 0 | 0 | 0 | [24 empty] | 8104601 | no | no |  |  | no |  | 0 | 0 | 0 | 0 | 0 | 0 |  | 1 | 1 | 1 | 0 | 0 | 0
load_220335925 |  | node_1404490_281_15335092_908 |  | AN | 0 | Residential | 23551.2+10032.769j | 0 | 0 | 0 | 0 | 0 | [24 empty] | 8104601 | no | no |  |  | no |  | 0 | 0 | 0 | 0 | 0 | 0 |  | 1 | 1 | 1 | 0 | 0 | 0
load_220335926 |  | node_1404146_307_15335027_912 |  | AN | 0 | Residential | 6652.8+2834.081j | 0 | 0 | 0 | 0 | 0 | [24 empty] | 8104601 | no | no |  |  | no |  | 0 | 0 | 0 | 0 | 0 | 0 |  | 1 | 1 | 1 | 0 | 0 | 0
load_220335927 |  | node_1412609_769_15327517_335 |  | AN | 0 | Residential | 43891.2+18697.573j | 0 | 0 | 0 | 0 | 0 | [24 empty] | 8104601 | no | no |  |  | no |  | 0 | 0 | 0 | 0 | 0 | 0 |  | 1 | 1 | 1 | 0 | 0 | 0
load_220335949 |  | node_1406081_547_15331961_481 |  | AN | 0 | Residential | 9676.8+4122.3j | 0 | 0 | 0 | 0 | 0 | [24 empty] | 8104601 | no | no |  |  | no |  | 0 | 0 | 0 | 0 | 0 | 0 |  | 1 | 1 | 1 | 0 | 0 | 0
load_220335950 |  | node_1407157_007_15330272_257 |  | AN | 0 | Residential | 31716+13510.959j | 0 | 0 | 0 | 0 | 0 | [24 empty] | 8104601 | no | no |  |  | no |  | 0 | 0 | 0 | 0 | 0 | 0 |  | 1 | 1 | 1 | 0 | 0 | 0
load_220335951 |  | node_1406909_434_15330571_035 |  | AN | 0 | Residential | 7192.8+3064.12j | 0 | 0 | 0 | 0 | 0 | [24 empty] | 8104601 | no | no |  |  | no |  | 0 | 0 | 0 | 0 | 0 | 0 |  | 1 | 1 | 1 | 0 | 0 | 0
load_220335952 |  | node_1406819_585_15330966_766 |  | AN | 0 | Residential | 24472.8+10425.369j | 0 | 0 | 0 | 0 | 0 | [24 empty] | 8104601 | no | no |  |  | no |  | 0 | 0 | 0 | 0 | 0 | 0 |  | 1 | 1 | 1 | 0 | 0 | 0
load_220335953 |  | node_1406670_083_15331410_186 |  | AN | 0 | Residential | 41760+17789.686j | 0 | 0 | 0 | 0 | 0 | [24 empty] | 8104601 | no | no |  |  | no |  | 0 | 0 | 0 | 0 | 0 | 0 |  | 1 | 1 | 1 | 0 | 0 | 0
load_220335955 |  | node_1413318_214_15324564_261 |  | AN | 0 | Residential | 38764.8+16513.736j | 0 | 0 | 0 | 0 | 0 | [24 empty] | 8104601 | no | no |  |  | no |  | 0 | 0 | 0 | 0 | 0 | 0 |  | 1 | 1 | 1 | 0 | 0 | 0
load_220335961 |  | node_1409246_412_15322734_468 |  | AN | 0 | Residential | 10152+4324.734j | 0 | 0 | 0 | 0 | 0 | [24 empty] | 8104601 | no | no |  |  | no |  | 0 | 0 | 0 | 0 | 0 | 0 |  | 1 | 1 | 1 | 0 | 0 | 0
load_220335962 |  | node_1409017_362_15322697_264 |  | AN | 0 | Residential | 15566.4+6631.259j | 0 | 0 | 0 | 0 | 0 | [24 empty] | 8104601 | no | no |  |  | no |  | 0 | 0 | 0 | 0 | 0 | 0 |  | 1 | 1 | 1 | 0 | 0 | 0
load_220335964 |  | node_1408931_292_15323028_687 |  | AN | 0 | Residential | 30520.8+13001.806j | 0 | 0 | 0 | 0 | 0 | [24 empty] | 8104601 | no | no |  |  | no |  | 0 | 0 | 0 | 0 | 0 | 0 |  | 1 | 1 | 1 | 0 | 0 | 0
load_220335993 |  | node_1409552_674_15326361_451 |  | AN | 0 | Residential | 15688.8+6683.401j | 0 | 0 | 0 | 0 | 0 | [24 empty] | 8104601 | no | no |  |  | no |  | 0 | 0 | 0 | 0 | 0 | 0 |  | 1 | 1 | 1 | 0 | 0 | 0
load_220335994 |  | node_1409436_651_15326546_795 |  | AN | 0 | Residential | 63993.6+27261.159j | 0 | 0 | 0 | 0 | 0 | [24 empty] | 8104601 | no | no |  |  | no |  | 0 | 0 | 0 | 0 | 0 | 0 |  | 1 | 1 | 1 | 0 | 0 | 0
load_220336009 |  | node_1407853_889_15332204_246 |  | AN | 0 | Residential | 13356+5689.632j | 0 | 0 | 0 | 0 | 0 | [24 empty] | 8104601 | no | no |  |  | no |  | 0 | 0 | 0 | 0 | 0 | 0 |  | 1 | 1 | 1 | 0 | 0 | 0
load_220336010 |  | node_1407612_384_15332845_079 |  | AN | 0 | Residential | 16387.2+6980.918j | 0 | 0 | 0 | 0 | 0 | [24 empty] | 8104601 | no | no |  |  | no |  | 0 | 0 | 0 | 0 | 0 | 0 |  | 1 | 1 | 1 | 0 | 0 | 0
load_220336011 |  | node_1407845_737_15330517_356 |  | AN | 0 | Residential | 44078.4+18777.32j | 0 | 0 | 0 | 0 | 0 | [24 empty] | 8104601 | no | no |  |  | no |  | 0 | 0 | 0 | 0 | 0 | 0 |  | 1 | 1 | 1 | 0 | 0 | 0
load_220336012 |  | node_1407791_261_15330796_137 |  | AN | 0 | Residential | 74534.4+31751.521j | 0 | 0 | 0 | 0 | 0 | [24 empty] | 8104601 | no | no |  |  | no |  | 0 | 0 | 0 | 0 | 0 | 0 |  | 1 | 1 | 1 | 0 | 0 | 0
load_220336013 |  | node_1407397_976_15330783_801 |  | AN | 0 | Residential | 40226.4+17136.375j | 0 | 0 | 0 | 0 | 0 | [24 empty] | 8104601 | no | no |  |  | no |  | 0 | 0 | 0 | 0 | 0 | 0 |  | 1 | 1 | 1 | 0 | 0 | 0
load_220336014 |  | node_1408000_25_15330802_145 |  | AN | 0 | Residential | 4240.8+1806.573j | 0 | 0 | 0 | 0 | 0 | [24 empty] | 8104601 | no | no |  |  | no |  | 0 | 0 | 0 | 0 | 0 | 0 |  | 1 | 1 | 1 | 0 | 0 | 0
load_220336015 |  | node_1408032_751_15330993_012 |  | AN | 0 | Residential | 1015.2+432.473j | 0 | 0 | 0 | 0 | 0 | [24 empty] | 8104601 | no | no |  |  | no |  | 0 | 0 | 0 | 0 | 0 | 0 |  | 1 | 1 | 1 | 0 | 0 | 0
load_220336016 |  | node_1407904_585_15331095_113 |  | AN | 0 | Other | 0 | 0 | 0 | 0 | 0 | 0 | [24 empty] | 8104601 | no | no |  |  | no |  | 0 | 0 | 0 | 0 | 0 | 0 |  | 1 | 1 | 1 | 0 | 0 | 0
load_220336017 |  | node_1407863_961_15331484_461 |  | AN | 0 | Residential | 1771.2+754.528j | 0 | 0 | 0 | 0 | 0 | [24 empty] | 8104601 | no | no |  |  | no |  | 0 | 0 | 0 | 0 | 0 | 0 |  | 1 | 1 | 1 | 0 | 0 | 0
load_220336018 |  | node_1407800_952_15331707_237 |  | AN | 0 | Residential | 3441.6+1466.115j | 0 | 0 | 0 | 0 | 0 | [24 empty] | 8104601 | no | no |  |  | no |  | 0 | 0 | 0 | 0 | 0 | 0 |  | 1 | 1 | 1 | 0 | 0 | 0
load_220336019 |  | node_1411310_236_15325789_384 |  | AN | 0 | Residential | 53956.8+22985.501j | 0 | 0 | 0 | 0 | 0 | [24 empty] | 8104601 | no | no |  |  | no |  | 0 | 0 | 0 | 0 | 0 | 0 |  | 1 | 1 | 1 | 0 | 0 | 0
load_220336020 |  | node_1411204_519_15325301_023 |  | AN | 0 | NonResidential | 979.2+417.137j | 0 | 0 | 0 | 0 | 0 | [24 empty] | 8104601 | no | no |  |  | no |  | 0 | 0 | 0 | 0 | 0 | 0 |  | 1 | 1 | 1 | 0 | 0 | 0
load_220336021 |  | node_1411310_534_15325014_334 |  | AN | 0 | NonResidential | 2923.2+1245.278j | 0 | 0 | 0 | 0 | 0 | [24 empty] | 8104601 | no | no |  |  | no |  | 0 | 0 | 0 | 0 | 0 | 0 |  | 1 | 1 | 1 | 0 | 0 | 0
load_220336022 |  | node_1411343_92_15324774_3 |  | AN | 0 | Residential | 2390.4+1018.306j | 0 | 0 | 0 | 0 | 0 | [24 empty] | 8104601 | no | no |  |  | no |  | 0 | 0 | 0 | 0 | 0 | 0 |  | 1 | 1 | 1 | 0 | 0 | 0
load_220336033 |  | node_1410069_263_15327130_874 |  | AN | 0 | Residential | 19620+8358.085j | 0 | 0 | 0 | 0 | 0 | [24 empty] | 8104601 | no | no |  |  | no |  | 0 | 0 | 0 | 0 | 0 | 0 |  | 1 | 1 | 1 | 0 | 0 | 0
load_220336034 |  | node_1410073_212_15326919_071 |  | AN | 0 | Residential | 31888.8+13584.572j | 0 | 0 | 0 | 0 | 0 | [24 empty] | 8104601 | no | no |  |  | no |  | 0 | 0 | 0 | 0 | 0 | 0 |  | 1 | 1 | 1 | 0 | 0 | 0
load_220336035 |  | node_1410156_018_15326719_704 |  | AN | 0 | Residential | 39664.8+16897.134j | 0 | 0 | 0 | 0 | 0 | [24 empty] | 8104601 | no | no |  |  | no |  | 0 | 0 | 0 | 0 | 0 | 0 |  | 1 | 1 | 1 | 0 | 0 | 0
load_220336038 |  | node_1410400_864_15327141_599 |  | AN | 0 | Residential | 15120+6441.093j | 0 | 0 | 0 | 0 | 0 | [24 empty] | 8104601 | no | no |  |  | no |  | 0 | 0 | 0 | 0 | 0 | 0 |  | 1 | 1 | 1 | 0 | 0 | 0
load_220336039 |  | node_1410651_899_15327090_962 |  | AN | 0 | Residential | 22586.4+9621.766j | 0 | 0 | 0 | 0 | 0 | [24 empty] | 8104601 | no | no |  |  | no |  | 0 | 0 | 0 | 0 | 0 | 0 |  | 1 | 1 | 1 | 0 | 0 | 0
load_220336072 |  | node_1407920_443_15327219_565 |  | AN | 0 | Residential | 8661.6+3689.826j | 0 | 0 | 0 | 0 | 0 | [24 empty] | 8104601 | no | no |  |  | no |  | 0 | 0 | 0 | 0 | 0 | 0 |  | 1 | 1 | 1 | 0 | 0 | 0
load_220336074 |  | node_1407923_979_15327730_653 |  | AN | 0 | Residential | 14241.6+6066.896j | 0 | 0 | 0 | 0 | 0 | [24 empty] | 8104601 | no | no |  |  | no |  | 0 | 0 | 0 | 0 | 0 | 0 |  | 1 | 1 | 1 | 0 | 0 | 0
load_220336075 |  | node_1407906_184_15327996_593 |  | AN | 0 | Residential | 31723.2+13514.027j | 0 | 0 | 0 | 0 | 0 | [24 empty] | 8104601 | no | no |  |  | no |  | 0 | 0 | 0 | 0 | 0 | 0 |  | 1 | 1 | 1 | 0 | 0 | 0
load_220336077 |  | node_1407365_683_15329857_918 |  | AN | 0 | Residential | 3866.4+1647.08j | 0 | 0 | 0 | 0 | 0 | [24 empty] | 8104601 | no | no |  |  | no |  | 0 | 0 | 0 | 0 | 0 | 0 |  | 1 | 1 | 1 | 0 | 0 | 0
load_220336078 |  | node_1407858_588_15330194_531 |  | AN | 0 | Residential | 23428.8+9980.627j | 0 | 0 | 0 | 0 | 0 | [24 empty] | 8104601 | no | no |  |  | no |  | 0 | 0 | 0 | 0 | 0 | 0 |  | 1 | 1 | 1 | 0 | 0 | 0
load_220336079 |  | node_1407954_599_15330499_222 |  | AN | 0 | NonResidential | 3614.4+1539.728j | 0 | 0 | 0 | 0 | 0 | [24 empty] | 8104601 | no | no |  |  | no |  | 0 | 0 | 0 | 0 | 0 | 0 |  | 1 | 1 | 1 | 0 | 0 | 0
load_220336114 |  | node_1405413_251_15339014_053 |  | AN | 0 | Residential | 20289.6+8643.333j | 0 | 0 | 0 | 0 | 0 | [24 empty] | 8104601 | no | no |  |  | no |  | 0 | 0 | 0 | 0 | 0 | 0 |  | 1 | 1 | 1 | 0 | 0 | 0
load_220336115 |  | node_1404902_538_15338958_109 |  | AN | 0 | Residential | 6724.8+2864.753j | 0 | 0 | 0 | 0 | 0 | [24 empty] | 8104601 | no | no |  |  | no |  | 0 | 0 | 0 | 0 | 0 | 0 |  | 1 | 1 | 1 | 0 | 0 | 0
load_220336119 |  | node_1415380_715_15321071_088 |  | AN | 0 | Residential | 26208+11164.561j | 0 | 0 | 0 | 0 | 0 | [24 empty] | 8104601 | no | no |  |  | no |  | 0 | 0 | 0 | 0 | 0 | 0 |  | 1 | 1 | 1 | 0 | 0 | 0
load_220336120 |  | node_1415080_42_15320648_451 |  | AN | 0 | Residential | 9691.2+4128.434j | 0 | 0 | 0 | 0 | 0 | [24 empty] | 8104601 | no | no |  |  | no |  | 0 | 0 | 0 | 0 | 0 | 0 |  | 1 | 1 | 1 | 0 | 0 | 0
load_220338966 |  | node_1416380_381_15318006_238 |  | AN | 0 | Residential | 106884+45532.393j | 0 | 0 | 0 | 0 | 0 | [24 empty] | 8104601 | no | no |  |  | no |  | 0 | 0 | 0 | 0 | 0 | 0 |  | 1 | 1 | 1 | 0 | 0 | 0
load_220338967 |  | node_1416179_043_15319458_902 |  | AN | 0 | Residential | 37893.6+16142.606j | 0 | 0 | 0 | 0 | 0 | [24 empty] | 8104601 | no | no |  |  | no |  | 0 | 0 | 0 | 0 | 0 | 0 |  | 1 | 1 | 1 | 0 | 0 | 0
load_220338968 |  | node_1416220_462_15319175_404 |  | AN | 0 | Residential | 73908+31484.676j | 0 | 0 | 0 | 0 | 0 | [24 empty] | 8104601 | no | no |  |  | no |  | 0 | 0 | 0 | 0 | 0 | 0 |  | 1 | 1 | 1 | 0 | 0 | 0
load_220338969 |  | node_1415781_352_15318683_625 |  | AN | 0 | Residential | 93290.4+39741.544j | 0 | 0 | 0 | 0 | 0 | [24 empty] | 8104601 | no | no |  |  | no |  | 0 | 0 | 0 | 0 | 0 | 0 |  | 1 | 1 | 1 | 0 | 0 | 0
load_220338970 |  | node_1416121_083_15318353_379 |  | AN | 0 | Residential | 73324.8+31236.234j | 0 | 0 | 0 | 0 | 0 | [24 empty] | 8104601 | no | no |  |  | no |  | 0 | 0 | 0 | 0 | 0 | 0 |  | 1 | 1 | 1 | 0 | 0 | 0
load_220338971 |  | node_1415576_215_15318038_571 |  | AN | 0 | Residential | 49680+21163.591j | 0 | 0 | 0 | 0 | 0 | [24 empty] | 8104601 | no | no |  |  | no |  | 0 | 0 | 0 | 0 | 0 | 0 |  | 1 | 1 | 1 | 0 | 0 | 0
load_220338972 |  | node_1415819_795_15317832_764 |  | AN | 0 | Residential | 52704+22451.81j | 0 | 0 | 0 | 0 | 0 | [24 empty] | 8104601 | no | no |  |  | no |  | 0 | 0 | 0 | 0 | 0 | 0 |  | 1 | 1 | 1 | 0 | 0 | 0
load_220338973 |  | node_1415881_203_15317547_193 |  | AN | 0 | Residential | 38268+16302.1j | 0 | 0 | 0 | 0 | 0 | [24 empty] | 8104601 | no | no |  |  | no |  | 0 | 0 | 0 | 0 | 0 | 0 |  | 1 | 1 | 1 | 0 | 0 | 0
load_220338974 |  | node_1416236_033_15317496_106 |  | AN | 0 | Residential | 49039.2+20890.612j | 0 | 0 | 0 | 0 | 0 | [24 empty] | 8104601 | no | no |  |  | no |  | 0 | 0 | 0 | 0 | 0 | 0 |  | 1 | 1 | 1 | 0 | 0 | 0
load_220338975 |  | node_1416541_82_15317829_621 |  | AN | 0 | Residential | 57988.8+24703.125j | 0 | 0 | 0 | 0 | 0 | [24 empty] | 8104601 | no | no |  |  | no |  | 0 | 0 | 0 | 0 | 0 | 0 |  | 1 | 1 | 1 | 0 | 0 | 0
load_220338977 |  | node_1417110_401_15318592_197 |  | AN | 0 | Residential | 4320+1840.312j | 0 | 0 | 0 | 0 | 0 | [24 empty] | 8104601 | no | no |  |  | no |  | 0 | 0 | 0 | 0 | 0 | 0 |  | 1 | 1 | 1 | 0 | 0 | 0
load_220338978 |  | node_1424383_398_15341344_678 |  | AN | 0 | Residential | 9554.4+4070.157j | 0 | 0 | 0 | 0 | 0 | [24 empty] | 8104601 | no | no |  |  | no |  | 0 | 0 | 0 | 0 | 0 | 0 |  | 1 | 1 | 1 | 0 | 0 | 0
load_220338979 |  | node_1424027_944_15341556_589 |  | AN | 0 | Other | 0 | 0 | 0 | 0 | 0 | 0 | [24 empty] | 8104601 | no | no |  |  | no |  | 0 | 0 | 0 | 0 | 0 | 0 |  | 1 | 1 | 1 | 0 | 0 | 0
load_220338980 |  | node_1424246_533_15341981_363 |  | AN | 0 | Residential | 14212.8+6054.627j | 0 | 0 | 0 | 0 | 0 | [24 empty] | 8104601 | no | no |  |  | no |  | 0 | 0 | 0 | 0 | 0 | 0 |  | 1 | 1 | 1 | 0 | 0 | 0
load_220338987 |  | node_1414870_736_15328642_667 |  | AN | 0 | Residential | 18194.4+7750.782j | 0 | 0 | 0 | 0 | 0 | [24 empty] | 8104601 | no | no |  |  | no |  | 0 | 0 | 0 | 0 | 0 | 0 |  | 1 | 1 | 1 | 0 | 0 | 0
load_220338988 |  | node_1415415_095_15328109_693 |  | AN | 0 | Residential | 14479.2+6168.113j | 0 | 0 | 0 | 0 | 0 | [24 empty] | 8104601 | no | no |  |  | no |  | 0 | 0 | 0 | 0 | 0 | 0 |  | 1 | 1 | 1 | 0 | 0 | 0
load_220338989 |  | node_1415413_097_15327657_715 |  | AN | 0 | Residential | 31406.4+13379.07j | 0 | 0 | 0 | 0 | 0 | [24 empty] | 8104601 | no | no |  |  | no |  | 0 | 0 | 0 | 0 | 0 | 0 |  | 1 | 1 | 1 | 0 | 0 | 0
load_220338990 |  | node_1415439_556_15327357_69 |  | AN | 0 | Residential | 43128+18372.451j | 0 | 0 | 0 | 0 | 0 | [24 empty] | 8104601 | no | no |  |  | no |  | 0 | 0 | 0 | 0 | 0 | 0 |  | 1 | 1 | 1 | 0 | 0 | 0
load_220339134 |  | node_1418664_741_15332642_375 |  | AN | 0 | Residential | 19944+8496.108j | 0 | 0 | 0 | 0 | 0 | [24 empty] | 8104601 | no | no |  |  | no |  | 0 | 0 | 0 | 0 | 0 | 0 |  | 1 | 1 | 1 | 0 | 0 | 0
load_220339135 |  | node_1418941_512_15332743_792 |  | AN | 0 | Residential | 13600.8+5793.917j | 0 | 0 | 0 | 0 | 0 | [24 empty] | 8104601 | no | no |  |  | no |  | 0 | 0 | 0 | 0 | 0 | 0 |  | 1 | 1 | 1 | 0 | 0 | 0
load_220339136 |  | node_1422012_739_15332914_532 |  | AN | 0 | Residential | 14176.8+6039.292j | 0 | 0 | 0 | 0 | 0 | [24 empty] | 8104601 | no | no |  |  | no |  | 0 | 0 | 0 | 0 | 0 | 0 |  | 1 | 1 | 1 | 0 | 0 | 0
load_220339137 |  | node_1422237_463_15332908_391 |  | AN | 0 | NonResidential | 2000+851.996j | 0 | 0 | 0 | 0 | 0 | [24 empty] | 8104601 | no | no |  |  | no |  | 0 | 0 | 0 | 0 | 0 | 0 |  | 1 | 1 | 1 | 0 | 0 | 0
load_220339138 |  | node_1422819_068_15332909_843 |  | AN | 0 | Residential | 19864.8+8462.369j | 0 | 0 | 0 | 0 | 0 | [24 empty] | 8104601 | no | no |  |  | no |  | 0 | 0 | 0 | 0 | 0 | 0 |  | 1 | 1 | 1 | 0 | 0 | 0
load_220339140 |  | node_1423921_448_15332915_97 |  | AN | 0 | Residential | 18640.8+7940.948j | 0 | 0 | 0 | 0 | 0 | [24 empty] | 8104601 | no | no |  |  | no |  | 0 | 0 | 0 | 0 | 0 | 0 |  | 1 | 1 | 1 | 0 | 0 | 0
load_220339141 |  | node_1424291_023_15332949_523 |  | AN | 0 | Residential | 8136+3465.921j | 0 | 0 | 0 | 0 | 0 | [24 empty] | 8104601 | no | no |  |  | no |  | 0 | 0 | 0 | 0 | 0 | 0 |  | 1 | 1 | 1 | 0 | 0 | 0
load_220339142 |  | node_1424635_54_15332952_722 |  | AN | 0 | Residential | 7257.6+3091.725j | 0 | 0 | 0 | 0 | 0 | [24 empty] | 8104601 | no | no |  |  | no |  | 0 | 0 | 0 | 0 | 0 | 0 |  | 1 | 1 | 1 | 0 | 0 | 0
load_220339143 |  | node_1424952_647_15333022_333 |  | AN | 0 | Residential | 1058.4+450.877j | 0 | 0 | 0 | 0 | 0 | [24 empty] | 8104601 | no | no |  |  | no |  | 0 | 0 | 0 | 0 | 0 | 0 |  | 1 | 1 | 1 | 0 | 0 | 0
load_220339144 |  | node_1424987_637_15332862_986 |  | AN | 0 | Residential | 6091.2+2594.84j | 0 | 0 | 0 | 0 | 0 | [24 empty] | 8104601 | no | no |  |  | no |  | 0 | 0 | 0 | 0 | 0 | 0 |  | 1 | 1 | 1 | 0 | 0 | 0
load_220339145 |  | node_1425232_789_15333104_031 |  | AN | 0 | Residential | 4924.8+2097.956j | 0 | 0 | 0 | 0 | 0 | [24 empty] | 8104601 | no | no |  |  | no |  | 0 | 0 | 0 | 0 | 0 | 0 |  | 1 | 1 | 1 | 0 | 0 | 0
load_220339146 |  | node_1419275_276_15332750_896 |  | AN | 0 | Residential | 13082.4+5573.079j | 0 | 0 | 0 | 0 | 0 | [24 empty] | 8104601 | no | no |  |  | no |  | 0 | 0 | 0 | 0 | 0 | 0 |  | 1 | 1 | 1 | 0 | 0 | 0
load_220339147 |  | node_1425868_432_15333302_462 |  | AN | 0 | NonResidential | 3470.4+1478.384j | 0 | 0 | 0 | 0 | 0 | [24 empty] | 8104601 | no | no |  |  | no |  | 0 | 0 | 0 | 0 | 0 | 0 |  | 1 | 1 | 1 | 0 | 0 | 0
load_220339148 |  | node_1426178_338_15333324_251 |  | AN | 0 | Residential | 21326.4+9085.008j | 0 | 0 | 0 | 0 | 0 | [24 empty] | 8104601 | no | no |  |  | no |  | 0 | 0 | 0 | 0 | 0 | 0 |  | 1 | 1 | 1 | 0 | 0 | 0
load_220339149 |  | node_1426811_422_15333586_359 |  | AN | 0 | Residential | 1900.8+809.737j | 0 | 0 | 0 | 0 | 0 | [24 empty] | 8104601 | no | no |  |  | no |  | 0 | 0 | 0 | 0 | 0 | 0 |  | 1 | 1 | 1 | 0 | 0 | 0
load_220339150 |  | node_1427162_056_15333686_382 |  | AN | 0 | Residential | 2973.6+1266.748j | 0 | 0 | 0 | 0 | 0 | [24 empty] | 8104601 | no | no |  |  | no |  | 0 | 0 | 0 | 0 | 0 | 0 |  | 1 | 1 | 1 | 0 | 0 | 0
load_220339151 |  | node_1426878_213_15333753_406 |  | AN | 0 | Residential | 7509.6+3199.076j | 0 | 0 | 0 | 0 | 0 | [24 empty] | 8104601 | no | no |  |  | no |  | 0 | 0 | 0 | 0 | 0 | 0 |  | 1 | 1 | 1 | 0 | 0 | 0
load_220339152 |  | node_1426737_543_15334044_91 |  | AN | 0 | Residential | 7848+3343.234j | 0 | 0 | 0 | 0 | 0 | [24 empty] | 8104601 | no | no |  |  | no |  | 0 | 0 | 0 | 0 | 0 | 0 |  | 1 | 1 | 1 | 0 | 0 | 0
load_220339153 |  | node_1426754_598_15334537_146 |  | AN | 0 | Residential | 20548.8+8753.752j | 0 | 0 | 0 | 0 | 0 | [24 empty] | 8104601 | no | no |  |  | no |  | 0 | 0 | 0 | 0 | 0 | 0 |  | 1 | 1 | 1 | 0 | 0 | 0
load_220339154 |  | node_1427196_211_15334811_335 |  | AN | 0 | Residential | 14587.2+6214.121j | 0 | 0 | 0 | 0 | 0 | [24 empty] | 8104601 | no | no |  |  | no |  | 0 | 0 | 0 | 0 | 0 | 0 |  | 1 | 1 | 1 | 0 | 0 | 0
load_220339155 |  | node_1419701_49_15332762_683 |  | AN | 0 | Residential | 17524.8+7465.534j | 0 | 0 | 0 | 0 | 0 | [24 empty] | 8104601 | no | no |  |  | no |  | 0 | 0 | 0 | 0 | 0 | 0 |  | 1 | 1 | 1 | 0 | 0 | 0
load_220339156 |  | node_1419948_002_15332771_063 |  | AN | 0 | Residential | 6595.2+2809.543j | 0 | 0 | 0 | 0 | 0 | [24 empty] | 8104601 | no | no |  |  | no |  | 0 | 0 | 0 | 0 | 0 | 0 |  | 1 | 1 | 1 | 0 | 0 | 0
load_220339157 |  | node_1426695_182_15335278_725 |  | AN | 0 | Residential | 37432.8+15946.306j | 0 | 0 | 0 | 0 | 0 | [24 empty] | 8104601 | no | no |  |  | no |  | 0 | 0 | 0 | 0 | 0 | 0 |  | 1 | 1 | 1 | 0 | 0 | 0
load_220339158 |  | node_1426788_925_15335631_813 |  | AN | 0 | Residential | 14508+6180.382j | 0 | 0 | 0 | 0 | 0 | [24 empty] | 8104601 | no | no |  |  | no |  | 0 | 0 | 0 | 0 | 0 | 0 |  | 1 | 1 | 1 | 0 | 0 | 0
load_220339159 |  | node_1426788_79_15336041_256 |  | AN | 0 | Residential | 44992.8+19166.853j | 0 | 0 | 0 | 0 | 0 | [24 empty] | 8104601 | no | no |  |  | no |  | 0 | 0 | 0 | 0 | 0 | 0 |  | 1 | 1 | 1 | 0 | 0 | 0
load_220339160 |  | node_1426787_169_15336560_935 |  | AN | 0 | Residential | 24444+10413.1j | 0 | 0 | 0 | 0 | 0 | [24 empty] | 8104601 | no | no |  |  | no |  | 0 | 0 | 0 | 0 | 0 | 0 |  | 1 | 1 | 1 | 0 | 0 | 0
load_220339161 |  | node_1426773_024_15336807_922 |  | AN | 0 | Residential | 4348.8+1852.581j | 0 | 0 | 0 | 0 | 0 | [24 empty] | 8104601 | no | no |  |  | no |  | 0 | 0 | 0 | 0 | 0 | 0 |  | 1 | 1 | 1 | 0 | 0 | 0
load_220339162 |  | node_1426801_986_15336748_296 |  | AN | 0 | Residential | 0 | 0 | 0 | 0 | 0 | 0 | [24 empty] | 8104601 | no | no |  |  | no |  | 0 | 0 | 0 | 0 | 0 | 0 |  | 1 | 1 | 1 | 0 | 0 | 0
load_220339163 |  | node_1427550_166_15336766_172 |  | AN | 0 | Residential | 14212.8+6054.627j | 0 | 0 | 0 | 0 | 0 | [24 empty] | 8104601 | no | no |  |  | no |  | 0 | 0 | 0 | 0 | 0 | 0 |  | 1 | 1 | 1 | 0 | 0 | 0
load_220339164 |  | node_1426678_723_15336942_528 |  | AN | 0 | Residential | 5292+2254.383j | 0 | 0 | 0 | 0 | 0 | [24 empty] | 8104601 | no | no |  |  | no |  | 0 | 0 | 0 | 0 | 0 | 0 |  | 1 | 1 | 1 | 0 | 0 | 0
load_220339165 |  | node_1426756_431_15337191_581 |  | AN | 0 | Residential | 22924.8+9765.924j | 0 | 0 | 0 | 0 | 0 | [24 empty] | 8104601 | no | no |  |  | no |  | 0 | 0 | 0 | 0 | 0 | 0 |  | 1 | 1 | 1 | 0 | 0 | 0
load_220339166 |  | node_1426761_85_15337564_582 |  | AN | 0 | Residential | 10706.4+4560.907j | 0 | 0 | 0 | 0 | 0 | [24 empty] | 8104601 | no | no |  |  | no |  | 0 | 0 | 0 | 0 | 0 | 0 |  | 1 | 1 | 1 | 0 | 0 | 0
load_220339167 |  | node_1426613_34_15337791_753 |  | AN | 0 | Residential | 15652.8+6668.065j | 0 | 0 | 0 | 0 | 0 | [24 empty] | 8104601 | no | no |  |  | no |  | 0 | 0 | 0 | 0 | 0 | 0 |  | 1 | 1 | 1 | 0 | 0 | 0
load_220339168 |  | node_1426311_439_15338061_232 |  | AN | 0 | Residential | 6724.8+2864.753j | 0 | 0 | 0 | 0 | 0 | [24 empty] | 8104601 | no | no |  |  | no |  | 0 | 0 | 0 | 0 | 0 | 0 |  | 1 | 1 | 1 | 0 | 0 | 0
load_220339169 |  | node_1420119_783_15332841_739 |  | AN | 0 | Residential | 24609.6+10483.646j | 0 | 0 | 0 | 0 | 0 | [24 empty] | 8104601 | no | no |  |  | no |  | 0 | 0 | 0 | 0 | 0 | 0 |  | 1 | 1 | 1 | 0 | 0 | 0
load_220339170 |  | node_1420035_235_15333334_455 |  | AN | 0 | Residential | 10324.8+4398.346j | 0 | 0 | 0 | 0 | 0 | [24 empty] | 8104601 | no | no |  |  | no |  | 0 | 0 | 0 | 0 | 0 | 0 |  | 1 | 1 | 1 | 0 | 0 | 0
load_220339172 |  | node_1421403_772_15332938_605 |  | AN | 0 | Residential | 3614.4+1539.728j | 0 | 0 | 0 | 0 | 0 | [24 empty] | 8104601 | no | no |  |  | no |  | 0 | 0 | 0 | 0 | 0 | 0 |  | 1 | 1 | 1 | 0 | 0 | 0
load_220339173 |  | node_1421820_208_15332913_863 |  | AN | 0 | Residential | 8560.8+3646.886j | 0 | 0 | 0 | 0 | 0 | [24 empty] | 8104601 | no | no |  |  | no |  | 0 | 0 | 0 | 0 | 0 | 0 |  | 1 | 1 | 1 | 0 | 0 | 0
load_220339246 |  | node_1420745_877_15336865_957 |  | AN | 0 | Other | 0 | 0 | 0 | 0 | 0 | 0 | [24 empty] | 8104601 | no | no |  |  | no |  | 0 | 0 | 0 | 0 | 0 | 0 |  | 1 | 1 | 1 | 0 | 0 | 0
load_220339247 |  | node_1420275_8_15336847_482 |  | AN | 0 | Residential | 8510.4+3625.415j | 0 | 0 | 0 | 0 | 0 | [24 empty] | 8104601 | no | no |  |  | no |  | 0 | 0 | 0 | 0 | 0 | 0 |  | 1 | 1 | 1 | 0 | 0 | 0
load_220339248 |  | node_1419517_412_15339332_761 |  | AN | 0 | Residential | 7624.8+3248.151j | 0 | 0 | 0 | 0 | 0 | [24 empty] | 8104601 | no | no |  |  | no |  | 0 | 0 | 0 | 0 | 0 | 0 |  | 1 | 1 | 1 | 0 | 0 | 0
load_220339250 |  | node_1420544_698_15338620_893 |  | AN | 0 | Residential | 18979.2+8085.105j | 0 | 0 | 0 | 0 | 0 | [24 empty] | 8104601 | no | no |  |  | no |  | 0 | 0 | 0 | 0 | 0 | 0 |  | 1 | 1 | 1 | 0 | 0 | 0
load_220339251 |  | node_1420643_799_15338824_103 |  | AN | 0 | Residential | 8762.4+3732.767j | 0 | 0 | 0 | 0 | 0 | [24 empty] | 8104601 | no | no |  |  | no |  | 0 | 0 | 0 | 0 | 0 | 0 |  | 1 | 1 | 1 | 0 | 0 | 0
load_220339252 |  | node_1420881_558_15339101_604 |  | AN | 0 | Residential | 22284+9492.944j | 0 | 0 | 0 | 0 | 0 | [24 empty] | 8104601 | no | no |  |  | no |  | 0 | 0 | 0 | 0 | 0 | 0 |  | 1 | 1 | 1 | 0 | 0 | 0
load_220339253 |  | node_1421046_004_15339400_227 |  | AN | 0 | Residential | 3672+1564.265j | 0 | 0 | 0 | 0 | 0 | [24 empty] | 8104601 | no | no |  |  | no |  | 0 | 0 | 0 | 0 | 0 | 0 |  | 1 | 1 | 1 | 0 | 0 | 0
load_220339254 |  | node_1421150_36_15339860_251 |  | AN | 0 | Residential | 19411.2+8269.137j | 0 | 0 | 0 | 0 | 0 | [24 empty] | 8104601 | no | no |  |  | no |  | 0 | 0 | 0 | 0 | 0 | 0 |  | 1 | 1 | 1 | 0 | 0 | 0
load_220339255 |  | node_1421521_812_15339853_273 |  | AN | 0 | Residential | 18028.8+7680.237j | 0 | 0 | 0 | 0 | 0 | [24 empty] | 8104601 | no | no |  |  | no |  | 0 | 0 | 0 | 0 | 0 | 0 |  | 1 | 1 | 1 | 0 | 0 | 0
load_220339256 |  | node_1420661_374_15339361_781 |  | AN | 0 | Residential | 3830.4+1631.744j | 0 | 0 | 0 | 0 | 0 | [24 empty] | 8104601 | no | no |  |  | no |  | 0 | 0 | 0 | 0 | 0 | 0 |  | 1 | 1 | 1 | 0 | 0 | 0
load_220339257 |  | node_1420293_665_15339327_844 |  | AN | 0 | Residential | 8258.4+3518.064j | 0 | 0 | 0 | 0 | 0 | [24 empty] | 8104601 | no | no |  |  | no |  | 0 | 0 | 0 | 0 | 0 | 0 |  | 1 | 1 | 1 | 0 | 0 | 0
load_220339258 |  | node_1419942_204_15339313_416 |  | AN | 0 | Residential | 3830.4+1631.744j | 0 | 0 | 0 | 0 | 0 | [24 empty] | 8104601 | no | no |  |  | no |  | 0 | 0 | 0 | 0 | 0 | 0 |  | 1 | 1 | 1 | 0 | 0 | 0
load_220339285 |  | node_1427290_884_15333477_999 |  | AN | 0 | Residential | 8647.2+3683.692j | 0 | 0 | 0 | 0 | 0 | [24 empty] | 8104601 | no | no |  |  | no |  | 0 | 0 | 0 | 0 | 0 | 0 |  | 1 | 1 | 1 | 0 | 0 | 0
load_220339286 |  | node_1427383_352_15333183_557 |  | AN | 0 | Residential | 12852+5474.929j | 0 | 0 | 0 | 0 | 0 | [24 empty] | 8104601 | no | no |  |  | no |  | 0 | 0 | 0 | 0 | 0 | 0 |  | 1 | 1 | 1 | 0 | 0 | 0
load_220339287 |  | node_1426973_724_15330616_703 |  | AN | 0 | Residential | 3549.6+1512.123j | 0 | 0 | 0 | 0 | 0 | [24 empty] | 8104601 | no | no |  |  | no |  | 0 | 0 | 0 | 0 | 0 | 0 |  | 1 | 1 | 1 | 0 | 0 | 0
load_220339288 |  | node_1426763_261_15330405_31 |  | AN | 0 | Residential | 3852+1640.945j | 0 | 0 | 0 | 0 | 0 | [24 empty] | 8104601 | no | no |  |  | no |  | 0 | 0 | 0 | 0 | 0 | 0 |  | 1 | 1 | 1 | 0 | 0 | 0
load_220339289 |  | node_1426341_346_15329909_543 |  | AN | 0 | Residential | 6789.6+2892.357j | 0 | 0 | 0 | 0 | 0 | [24 empty] | 8104601 | no | no |  |  | no |  | 0 | 0 | 0 | 0 | 0 | 0 |  | 1 | 1 | 1 | 0 | 0 | 0
load_220339290 |  | node_1426265_198_15329824_211 |  | AN | 0 | Residential | 295.2+125.755j | 0 | 0 | 0 | 0 | 0 | [24 empty] | 8104601 | no | no |  |  | no |  | 0 | 0 | 0 | 0 | 0 | 0 |  | 1 | 1 | 1 | 0 | 0 | 0
load_220339292 |  | node_1425990_295_15329368_78 |  | AN | 0 | Residential | 17920.8+7634.229j | 0 | 0 | 0 | 0 | 0 | [24 empty] | 8104601 | no | no |  |  | no |  | 0 | 0 | 0 | 0 | 0 | 0 |  | 1 | 1 | 1 | 0 | 0 | 0
load_220339293 |  | node_1425796_277_15329110_892 |  | AN | 0 | Residential | 5911.2+2518.161j | 0 | 0 | 0 | 0 | 0 | [24 empty] | 8104601 | no | no |  |  | no |  | 0 | 0 | 0 | 0 | 0 | 0 |  | 1 | 1 | 1 | 0 | 0 | 0
load_220339294 |  | node_1425606_619_15329106_636 |  | AN | 0 | Residential | 4593.6+1956.865j | 0 | 0 | 0 | 0 | 0 | [24 empty] | 8104601 | no | no |  |  | no |  | 0 | 0 | 0 | 0 | 0 | 0 |  | 1 | 1 | 1 | 0 | 0 | 0
load_220339295 |  | node_1425244_611_15328693_775 |  | AN | 0 | Residential | 6026.4+2567.236j | 0 | 0 | 0 | 0 | 0 | [24 empty] | 8104601 | no | no |  |  | no |  | 0 | 0 | 0 | 0 | 0 | 0 |  | 1 | 1 | 1 | 0 | 0 | 0
load_220339296 |  | node_1424987_519_15328357_663 |  | AN | 0 | Residential | 7884+3358.57j | 0 | 0 | 0 | 0 | 0 | [24 empty] | 8104601 | no | no |  |  | no |  | 0 | 0 | 0 | 0 | 0 | 0 |  | 1 | 1 | 1 | 0 | 0 | 0
load_220339298 |  | node_1424408_535_15327868_294 |  | AN | 0 | NonResidential | 4000+1703.993j | 0 | 0 | 0 | 0 | 0 | [24 empty] | 8104601 | no | no |  |  | no |  | 0 | 0 | 0 | 0 | 0 | 0 |  | 1 | 1 | 1 | 0 | 0 | 0
load_220339299 |  | node_1427639_386_15332475_791 |  | AN | 0 | Residential | 21708+9247.569j | 0 | 0 | 0 | 0 | 0 | [24 empty] | 8104601 | no | no |  |  | no |  | 0 | 0 | 0 | 0 | 0 | 0 |  | 1 | 1 | 1 | 0 | 0 | 0
load_220339300 |  | node_1427754_213_15332145_072 |  | AN | 0 | Residential | 4255.2+1812.708j | 0 | 0 | 0 | 0 | 0 | [24 empty] | 8104601 | no | no |  |  | no |  | 0 | 0 | 0 | 0 | 0 | 0 |  | 1 | 1 | 1 | 0 | 0 | 0
load_220339301 |  | node_1427559_494_15331897_318 |  | AN | 0 | Residential | 12088.8+5149.807j | 0 | 0 | 0 | 0 | 0 | [24 empty] | 8104601 | no | no |  |  | no |  | 0 | 0 | 0 | 0 | 0 | 0 |  | 1 | 1 | 1 | 0 | 0 | 0
load_220339302 |  | node_1427551_444_15331549_903 |  | AN | 0 | Residential | 7531.2+3208.278j | 0 | 0 | 0 | 0 | 0 | [24 empty] | 8104601 | no | no |  |  | no |  | 0 | 0 | 0 | 0 | 0 | 0 |  | 1 | 1 | 1 | 0 | 0 | 0
load_220339303 |  | node_1427534_38_15331083_066 |  | AN | 0 | Residential | 19245.6+8198.591j | 0 | 0 | 0 | 0 | 0 | [24 empty] | 8104601 | no | no |  |  | no |  | 0 | 0 | 0 | 0 | 0 | 0 |  | 1 | 1 | 1 | 0 | 0 | 0
load_220339304 |  | node_1427251_479_15330899_599 |  | AN | 0 | Residential | 28303.2+12057.113j | 0 | 0 | 0 | 0 | 0 | [24 empty] | 8104601 | no | no |  |  | no |  | 0 | 0 | 0 | 0 | 0 | 0 |  | 1 | 1 | 1 | 0 | 0 | 0
load_220339305 |  | node_1427005_861_15330682_14 |  | AN | 0 | Residential | 6429.6+2738.998j | 0 | 0 | 0 | 0 | 0 | [24 empty] | 8104601 | no | no |  |  | no |  | 0 | 0 | 0 | 0 | 0 | 0 |  | 1 | 1 | 1 | 0 | 0 | 0
load_220339306 |  | node_1426887_599_15331138_64 |  | AN | 0 | Residential | 10735.2+4573.176j | 0 | 0 | 0 | 0 | 0 | [24 empty] | 8104601 | no | no |  |  | no |  | 0 | 0 | 0 | 0 | 0 | 0 |  | 1 | 1 | 1 | 0 | 0 | 0
load_220339307 |  | node_1427756_672_15331515_685 |  | AN | 0 | Residential | 2592+1104.187j | 0 | 0 | 0 | 0 | 0 | [24 empty] | 8104601 | no | no |  |  | no |  | 0 | 0 | 0 | 0 | 0 | 0 |  | 1 | 1 | 1 | 0 | 0 | 0
load_220339308 |  | node_1427916_498_15331515_261 |  | AN | 0 | Residential | 4348.8+1852.581j | 0 | 0 | 0 | 0 | 0 | [24 empty] | 8104601 | no | no |  |  | no |  | 0 | 0 | 0 | 0 | 0 | 0 |  | 1 | 1 | 1 | 0 | 0 | 0
load_220339309 |  | node_1431225_37_15331805_456 |  | AN | 0 | Residential | 5018.4+2137.829j | 0 | 0 | 0 | 0 | 0 | [24 empty] | 8104601 | no | no |  |  | no |  | 0 | 0 | 0 | 0 | 0 | 0 |  | 1 | 1 | 1 | 0 | 0 | 0
load_220339310 |  | node_1431172_31_15331049_488 |  | AN | 0 | Residential | 4010.4+1708.423j | 0 | 0 | 0 | 0 | 0 | [24 empty] | 8104601 | no | no |  |  | no |  | 0 | 0 | 0 | 0 | 0 | 0 |  | 1 | 1 | 1 | 0 | 0 | 0
load_220339311 |  | node_1431663_23_15330229_433 |  | AN | 0 | Residential | 19051.2+8115.777j | 0 | 0 | 0 | 0 | 0 | [24 empty] | 8104601 | no | no |  |  | no |  | 0 | 0 | 0 | 0 | 0 | 0 |  | 1 | 1 | 1 | 0 | 0 | 0
load_220339312 |  | node_1432222_378_15330000_084 |  | AN | 0 | Residential | 5803.2+2472.153j | 0 | 0 | 0 | 0 | 0 | [24 empty] | 8104601 | no | no |  |  | no |  | 0 | 0 | 0 | 0 | 0 | 0 |  | 1 | 1 | 1 | 0 | 0 | 0
load_220339313 |  | node_1432411_548_15329710_103 |  | AN | 0 | Residential | 4939.2+2104.09j | 0 | 0 | 0 | 0 | 0 | [24 empty] | 8104601 | no | no |  |  | no |  | 0 | 0 | 0 | 0 | 0 | 0 |  | 1 | 1 | 1 | 0 | 0 | 0
load_220339314 |  | node_1428140_007_15331506_612 |  | AN | 0 | Residential | 7020+2990.507j | 0 | 0 | 0 | 0 | 0 | [24 empty] | 8104601 | no | no |  |  | no |  | 0 | 0 | 0 | 0 | 0 | 0 |  | 1 | 1 | 1 | 0 | 0 | 0
load_220339316 |  | node_1428909_971_15331553_176 |  | AN | 0 | Residential | 14508+6180.382j | 0 | 0 | 0 | 0 | 0 | [24 empty] | 8104601 | no | no |  |  | no |  | 0 | 0 | 0 | 0 | 0 | 0 |  | 1 | 1 | 1 | 0 | 0 | 0
load_220339317 |  | node_1429513_261_15331484_868 |  | AN | 0 | Residential | 14522.4+6186.516j | 0 | 0 | 0 | 0 | 0 | [24 empty] | 8104601 | no | no |  |  | no |  | 0 | 0 | 0 | 0 | 0 | 0 |  | 1 | 1 | 1 | 0 | 0 | 0
load_220339319 |  | node_1430145_341_15331465_308 |  | AN | 0 | Residential | 1814.4+772.931j | 0 | 0 | 0 | 0 | 0 | [24 empty] | 8104601 | no | no |  |  | no |  | 0 | 0 | 0 | 0 | 0 | 0 |  | 1 | 1 | 1 | 0 | 0 | 0
load_220339320 |  | node_1430303_836_15331465_166 |  | AN | 0 | Residential | 14371.2+6122.106j | 0 | 0 | 0 | 0 | 0 | [24 empty] | 8104601 | no | no |  |  | no |  | 0 | 0 | 0 | 0 | 0 | 0 |  | 1 | 1 | 1 | 0 | 0 | 0
load_220339323 |  | node_1420755_883_15322542_423 |  | AN | 0 | Residential | 4032+1717.625j | 0 | 0 | 0 | 0 | 0 | [24 empty] | 8104601 | no | no |  |  | no |  | 0 | 0 | 0 | 0 | 0 | 0 |  | 1 | 1 | 1 | 0 | 0 | 0
load_220339324 |  | node_1420417_834_15322113_727 |  | AN | 0 | Residential | 5335.2+2272.786j | 0 | 0 | 0 | 0 | 0 | [24 empty] | 8104601 | no | no |  |  | no |  | 0 | 0 | 0 | 0 | 0 | 0 |  | 1 | 1 | 1 | 0 | 0 | 0
load_220339326 |  | node_1421844_095_15322215_715 |  | AN | 0 | Residential | 8460+3603.945j | 0 | 0 | 0 | 0 | 0 | [24 empty] | 8104601 | no | no |  |  | no |  | 0 | 0 | 0 | 0 | 0 | 0 |  | 1 | 1 | 1 | 0 | 0 | 0
load_220339327 |  | node_1422579_541_15321899_242 |  | AN | 0 | Residential | 5846.4+2490.556j | 0 | 0 | 0 | 0 | 0 | [24 empty] | 8104601 | no | no |  |  | no |  | 0 | 0 | 0 | 0 | 0 | 0 |  | 1 | 1 | 1 | 0 | 0 | 0
load_220339329 |  | node_1420640_029_15324054_532 |  | AN | 0 | Residential | 9396+4002.679j | 0 | 0 | 0 | 0 | 0 | [24 empty] | 8104601 | no | no |  |  | no |  | 0 | 0 | 0 | 0 | 0 | 0 |  | 1 | 1 | 1 | 0 | 0 | 0
load_220339330 |  | node_1418989_938_15322766_225 |  | AN | 0 | Other | 0 | 0 | 0 | 0 | 0 | 0 | [24 empty] | 8104601 | no | no |  |  | no |  | 0 | 0 | 0 | 0 | 0 | 0 |  | 1 | 1 | 1 | 0 | 0 | 0
load_220339331 |  | node_1418901_012_15322490_706 |  | AN | 0 | Residential | 14572.8+6207.987j | 0 | 0 | 0 | 0 | 0 | [24 empty] | 8104601 | no | no |  |  | no |  | 0 | 0 | 0 | 0 | 0 | 0 |  | 1 | 1 | 1 | 0 | 0 | 0
load_220339332 |  | node_1420006_025_15324100_691 |  | AN | 0 | Residential | 16704+7115.874j | 0 | 0 | 0 | 0 | 0 | [24 empty] | 8104601 | no | no |  |  | no |  | 0 | 0 | 0 | 0 | 0 | 0 |  | 1 | 1 | 1 | 0 | 0 | 0
load_220339334 |  | node_1419441_995_15323427_999 |  | AN | 0 | Residential | 7084.8+3018.112j | 0 | 0 | 0 | 0 | 0 | [24 empty] | 8104601 | no | no |  |  | no |  | 0 | 0 | 0 | 0 | 0 | 0 |  | 1 | 1 | 1 | 0 | 0 | 0
load_220339335 |  | node_1419226_686_15323138_266 |  | AN | 0 | Residential | 21736.8+9259.838j | 0 | 0 | 0 | 0 | 0 | [24 empty] | 8104601 | no | no |  |  | no |  | 0 | 0 | 0 | 0 | 0 | 0 |  | 1 | 1 | 1 | 0 | 0 | 0
load_220339336 |  | node_1419090_923_15322985_528 |  | AN | 0 | Residential | 4248+1809.64j | 0 | 0 | 0 | 0 | 0 | [24 empty] | 8104601 | no | no |  |  | no |  | 0 | 0 | 0 | 0 | 0 | 0 |  | 1 | 1 | 1 | 0 | 0 | 0
load_220339337 |  | node_1419236_19_15322763_638 |  | AN | 0 | Residential | 10418.4+4438.22j | 0 | 0 | 0 | 0 | 0 | [24 empty] | 8104601 | no | no |  |  | no |  | 0 | 0 | 0 | 0 | 0 | 0 |  | 1 | 1 | 1 | 0 | 0 | 0
load_220339338 |  | node_1419061_162_15322565_934 |  | AN | 0 | Residential | 22622.4+9637.102j | 0 | 0 | 0 | 0 | 0 | [24 empty] | 8104601 | no | no |  |  | no |  | 0 | 0 | 0 | 0 | 0 | 0 |  | 1 | 1 | 1 | 0 | 0 | 0
load_220339339 |  | node_1418933_461_15322255_967 |  | AN | 0 | Residential | 4521.6+1926.194j | 0 | 0 | 0 | 0 | 0 | [24 empty] | 8104601 | no | no |  |  | no |  | 0 | 0 | 0 | 0 | 0 | 0 |  | 1 | 1 | 1 | 0 | 0 | 0
load_220339340 |  | node_1418278_021_15341163_722 |  | AN | 0 | Residential | 1332+567.43j | 0 | 0 | 0 | 0 | 0 | [24 empty] | 8104601 | no | no |  |  | no |  | 0 | 0 | 0 | 0 | 0 | 0 |  | 1 | 1 | 1 | 0 | 0 | 0
load_220339341 |  | node_1418341_193_15340234_856 |  | AN | 0 | Residential | 4233.6+1803.506j | 0 | 0 | 0 | 0 | 0 | [24 empty] | 8104601 | no | no |  |  | no |  | 0 | 0 | 0 | 0 | 0 | 0 |  | 1 | 1 | 1 | 0 | 0 | 0
load_220339342 |  | node_1418632_986_15340133_299 |  | AN | 0 | Residential | 6494.4+2766.603j | 0 | 0 | 0 | 0 | 0 | [24 empty] | 8104601 | no | no |  |  | no |  | 0 | 0 | 0 | 0 | 0 | 0 |  | 1 | 1 | 1 | 0 | 0 | 0
load_220339343 |  | node_1418271_333_15339911_305 |  | AN | 0 | Residential | 5068.8+2159.3j | 0 | 0 | 0 | 0 | 0 | [24 empty] | 8104601 | no | no |  |  | no |  | 0 | 0 | 0 | 0 | 0 | 0 |  | 1 | 1 | 1 | 0 | 0 | 0
load_220339344 |  | node_1417486_264_15339416_628 |  | AN | 0 | Residential | 4392+1870.984j | 0 | 0 | 0 | 0 | 0 | [24 empty] | 8104601 | no | no |  |  | no |  | 0 | 0 | 0 | 0 | 0 | 0 |  | 1 | 1 | 1 | 0 | 0 | 0
load_220339345 |  | node_1418503_67_15339323_609 |  | AN | 0 | Residential | 3499.2+1490.653j | 0 | 0 | 0 | 0 | 0 | [24 empty] | 8104601 | no | no |  |  | no |  | 0 | 0 | 0 | 0 | 0 | 0 |  | 1 | 1 | 1 | 0 | 0 | 0
load_220339346 |  | node_1417783_538_15343764_297 |  | AN | 0 | Other | 0 | 0 | 0 | 0 | 0 | 0 | [24 empty] | 8104601 | no | no |  |  | no |  | 0 | 0 | 0 | 0 | 0 | 0 |  | 1 | 1 | 1 | 0 | 0 | 0
load_220339347 |  | node_1418125_978_15343569_125 |  | AN | 0 | Residential | 15580.8+6637.393j | 0 | 0 | 0 | 0 | 0 | [24 empty] | 8104601 | no | no |  |  | no |  | 0 | 0 | 0 | 0 | 0 | 0 |  | 1 | 1 | 1 | 0 | 0 | 0
load_220339348 |  | node_1418407_712_15343214_781 |  | AN | 0 | Residential | 2599.2+1107.255j | 0 | 0 | 0 | 0 | 0 | [24 empty] | 8104601 | no | no |  |  | no |  | 0 | 0 | 0 | 0 | 0 | 0 |  | 1 | 1 | 1 | 0 | 0 | 0
load_220339349 |  | node_1418378_444_15342704_787 |  | AN | 0 | Residential | 7804.8+3324.831j | 0 | 0 | 0 | 0 | 0 | [24 empty] | 8104601 | no | no |  |  | no |  | 0 | 0 | 0 | 0 | 0 | 0 |  | 1 | 1 | 1 | 0 | 0 | 0
load_220339350 |  | node_1418231_92_15342255_619 |  | AN | 0 | Residential | 9057.6+3858.521j | 0 | 0 | 0 | 0 | 0 | [24 empty] | 8104601 | no | no |  |  | no |  | 0 | 0 | 0 | 0 | 0 | 0 |  | 1 | 1 | 1 | 0 | 0 | 0
load_220339351 |  | node_1418282_959_15341965_862 |  | AN | 0 | Residential | 19605.6+8351.951j | 0 | 0 | 0 | 0 | 0 | [24 empty] | 8104601 | no | no |  |  | no |  | 0 | 0 | 0 | 0 | 0 | 0 |  | 1 | 1 | 1 | 0 | 0 | 0
load_220339352 |  | node_1418281_287_15341688_623 |  | AN | 0 | Residential | 3736.8+1591.87j | 0 | 0 | 0 | 0 | 0 | [24 empty] | 8104601 | no | no |  |  | no |  | 0 | 0 | 0 | 0 | 0 | 0 |  | 1 | 1 | 1 | 0 | 0 | 0
load_220339353 |  | node_1418286_632_15341464_684 |  | AN | 0 | NonResidential | 2001.6+852.678j | 0 | 0 | 0 | 0 | 0 | [24 empty] | 8104601 | no | no |  |  | no |  | 0 | 0 | 0 | 0 | 0 | 0 |  | 1 | 1 | 1 | 0 | 0 | 0
load_220339354 |  | node_1413972_492_15341501_12 |  | AN | 0 | NonResidential | 28209.6+12017.239j | 0 | 0 | 0 | 0 | 0 | [24 empty] | 8104601 | no | no |  |  | no |  | 0 | 0 | 0 | 0 | 0 | 0 |  | 1 | 1 | 1 | 0 | 0 | 0
load_220339355 |  | node_1414065_394_15342126_105 |  | AN | 0 | Residential | 9216+3926j | 0 | 0 | 0 | 0 | 0 | [24 empty] | 8104601 | no | no |  |  | no |  | 0 | 0 | 0 | 0 | 0 | 0 |  | 1 | 1 | 1 | 0 | 0 | 0
load_220339357 |  | node_1414087_361_15342771_651 |  | AN | 0 | Residential | 17316+7376.585j | 0 | 0 | 0 | 0 | 0 | [24 empty] | 8104601 | no | no |  |  | no |  | 0 | 0 | 0 | 0 | 0 | 0 |  | 1 | 1 | 1 | 0 | 0 | 0
load_220339358 |  | node_1414141_912_15342976_014 |  | AN | 0 | Residential | 10627.2+4527.168j | 0 | 0 | 0 | 0 | 0 | [24 empty] | 8104601 | no | no |  |  | no |  | 0 | 0 | 0 | 0 | 0 | 0 |  | 1 | 1 | 1 | 0 | 0 | 0
load_220339359 |  | node_1414066_838_15343244_309 |  | AN | 0 | Residential | 554.4+236.173j | 0 | 0 | 0 | 0 | 0 | [24 empty] | 8104601 | no | no |  |  | no |  | 0 | 0 | 0 | 0 | 0 | 0 |  | 1 | 1 | 1 | 0 | 0 | 0
load_220339360 |  | node_1415132_983_15328330_857 |  | AN | 0 | Residential | 22168.8+9443.869j | 0 | 0 | 0 | 0 | 0 | [24 empty] | 8104601 | no | no |  |  | no |  | 0 | 0 | 0 | 0 | 0 | 0 |  | 1 | 1 | 1 | 0 | 0 | 0
load_220339362 |  | node_1415302_691_15328573_171 |  | AN | 0 | NonResidential | 0 | 0 | 0 | 0 | 0 | 0 | [24 empty] | 8104601 | no | no |  |  | no |  | 0 | 0 | 0 | 0 | 0 | 0 |  | 1 | 1 | 1 | 0 | 0 | 0
load_220339363 |  | node_1415268_697_15328804_459 |  | AN | 0 | NonResidential | 1000+425.998j | 0 | 0 | 0 | 0 | 0 | [24 empty] | 8104601 | no | no |  |  | no |  | 0 | 0 | 0 | 0 | 0 | 0 |  | 1 | 1 | 1 | 0 | 0 | 0
load_220339364 |  | node_1415577_959_15328284_612 |  | AN | 0 | Residential | 72129.6+30727.081j | 0 | 0 | 0 | 0 | 0 | [24 empty] | 8104601 | no | no |  |  | no |  | 0 | 0 | 0 | 0 | 0 | 0 |  | 1 | 1 | 1 | 0 | 0 | 0
load_220339365 |  | node_1415776_111_15328666_044 |  | AN | 0 | Residential | 7459.2+3177.606j | 0 | 0 | 0 | 0 | 0 | [24 empty] | 8104601 | no | no |  |  | no |  | 0 | 0 | 0 | 0 | 0 | 0 |  | 1 | 1 | 1 | 0 | 0 | 0
load_220339366 |  | node_1415965_893_15328384_402 |  | AN | 0 | Residential | 21283.2+9066.605j | 0 | 0 | 0 | 0 | 0 | [24 empty] | 8104601 | no | no |  |  | no |  | 0 | 0 | 0 | 0 | 0 | 0 |  | 1 | 1 | 1 | 0 | 0 | 0
load_220339367 |  | node_1416501_263_15328268_044 |  | AN | 0 | Residential | 24307.2+10354.824j | 0 | 0 | 0 | 0 | 0 | [24 empty] | 8104601 | no | no |  |  | no |  | 0 | 0 | 0 | 0 | 0 | 0 |  | 1 | 1 | 1 | 0 | 0 | 0
load_220339414 |  | node_1422090_938_15341948_145 |  | AN | 0 | Residential | 0 | 0 | 0 | 0 | 0 | 0 | [24 empty] | 8104601 | no | no |  |  | no |  | 0 | 0 | 0 | 0 | 0 | 0 |  | 1 | 1 | 1 | 0 | 0 | 0
load_220339415 |  | node_1422277_158_15341704_832 |  | AN | 0 | Residential | 17589.6+7493.138j | 0 | 0 | 0 | 0 | 0 | [24 empty] | 8104601 | no | no |  |  | no |  | 0 | 0 | 0 | 0 | 0 | 0 |  | 1 | 1 | 1 | 0 | 0 | 0
load_220339416 |  | node_1422023_799_15341785_717 |  | AN | 0 | Residential | 5068.8+2159.3j | 0 | 0 | 0 | 0 | 0 | [24 empty] | 8104601 | no | no |  |  | no |  | 0 | 0 | 0 | 0 | 0 | 0 |  | 1 | 1 | 1 | 0 | 0 | 0
load_220339417 |  | node_1421939_068_15341596_332 |  | AN | 0 | Residential | 6732+2867.82j | 0 | 0 | 0 | 0 | 0 | [24 empty] | 8104601 | no | no |  |  | no |  | 0 | 0 | 0 | 0 | 0 | 0 |  | 1 | 1 | 1 | 0 | 0 | 0
load_220339418 |  | node_1421749_142_15341182_829 |  | AN | 0 | Residential | 1144.8+487.683j | 0 | 0 | 0 | 0 | 0 | [24 empty] | 8104601 | no | no |  |  | no |  | 0 | 0 | 0 | 0 | 0 | 0 |  | 1 | 1 | 1 | 0 | 0 | 0
load_220339419 |  | node_1421638_945_15340820_23 |  | AN | 0 | Residential | 0 | 0 | 0 | 0 | 0 | 0 | [24 empty] | 8104601 | no | no |  |  | no |  | 0 | 0 | 0 | 0 | 0 | 0 |  | 1 | 1 | 1 | 0 | 0 | 0
load_220339420 |  | node_1421548_121_15340445_117 |  | AN | 0 | Residential | 5313.6+2263.584j | 0 | 0 | 0 | 0 | 0 | [24 empty] | 8104601 | no | no |  |  | no |  | 0 | 0 | 0 | 0 | 0 | 0 |  | 1 | 1 | 1 | 0 | 0 | 0
load_220339421 |  | node_1421457_997_15340198_377 |  | AN | 0 | Residential | 8949.6+3812.514j | 0 | 0 | 0 | 0 | 0 | [24 empty] | 8104601 | no | no |  |  | no |  | 0 | 0 | 0 | 0 | 0 | 0 |  | 1 | 1 | 1 | 0 | 0 | 0
load_220339422 |  | node_1422995_02_15344410_413 |  | AN | 0 | Residential | 15645.6+6664.998j | 0 | 0 | 0 | 0 | 0 | [24 empty] | 8104601 | no | no |  |  | no |  | 0 | 0 | 0 | 0 | 0 | 0 |  | 1 | 1 | 1 | 0 | 0 | 0
load_220339423 |  | node_1422873_105_15343371_014 |  | AN | 0 | Residential | 6552+2791.14j | 0 | 0 | 0 | 0 | 0 | [24 empty] | 8104601 | no | no |  |  | no |  | 0 | 0 | 0 | 0 | 0 | 0 |  | 1 | 1 | 1 | 0 | 0 | 0
load_220339424 |  | node_1422417_937_15342563_335 |  | AN | 0 | Residential | 8640+3680.625j | 0 | 0 | 0 | 0 | 0 | [24 empty] | 8104601 | no | no |  |  | no |  | 0 | 0 | 0 | 0 | 0 | 0 |  | 1 | 1 | 1 | 0 | 0 | 0
load_220339425 |  | node_1422333_766_15342247_066 |  | AN | 0 | Residential | 20577.6+8766.021j | 0 | 0 | 0 | 0 | 0 | [24 empty] | 8104601 | no | no |  |  | no |  | 0 | 0 | 0 | 0 | 0 | 0 |  | 1 | 1 | 1 | 0 | 0 | 0
load_220339430 |  | node_1416803_434_15328757_707 |  | AN | 0 | Residential | 21708+9247.569j | 0 | 0 | 0 | 0 | 0 | [24 empty] | 8104601 | no | no |  |  | no |  | 0 | 0 | 0 | 0 | 0 | 0 |  | 1 | 1 | 1 | 0 | 0 | 0
load_220339435 |  | node_1420460_886_15329262_996 |  | AN | 0 | Residential | 11858.4+5051.657j | 0 | 0 | 0 | 0 | 0 | [24 empty] | 8104601 | no | no |  |  | no |  | 0 | 0 | 0 | 0 | 0 | 0 |  | 1 | 1 | 1 | 0 | 0 | 0
load_220339437 |  | node_1420638_788_15328319_458 |  | AN | 0 | Residential | 2268+966.164j | 0 | 0 | 0 | 0 | 0 | [24 empty] | 8104601 | no | no |  |  | no |  | 0 | 0 | 0 | 0 | 0 | 0 |  | 1 | 1 | 1 | 0 | 0 | 0
load_220339438 |  | node_1421058_448_15326962_588 |  | AN | 0 | Residential | 19843.2+8453.168j | 0 | 0 | 0 | 0 | 0 | [24 empty] | 8104601 | no | no |  |  | no |  | 0 | 0 | 0 | 0 | 0 | 0 |  | 1 | 1 | 1 | 0 | 0 | 0
load_220339439 |  | node_1421159_596_15326750_42 |  | AN | 0 | Residential | 50277.6+21418.168j | 0 | 0 | 0 | 0 | 0 | [24 empty] | 8104601 | no | no |  |  | no |  | 0 | 0 | 0 | 0 | 0 | 0 |  | 1 | 1 | 1 | 0 | 0 | 0
load_220339441 |  | node_1421212_344_15325923_732 |  | AN | 0 | NonResidential | 0 | 0 | 0 | 0 | 0 | 0 | [24 empty] | 8104601 | no | no |  |  | no |  | 0 | 0 | 0 | 0 | 0 | 0 |  | 1 | 1 | 1 | 0 | 0 | 0
load_220339442 |  | node_1418948_688_15329468_595 |  | AN | 0 | Residential | 10389.6+4425.951j | 0 | 0 | 0 | 0 | 0 | [24 empty] | 8104601 | no | no |  |  | no |  | 0 | 0 | 0 | 0 | 0 | 0 |  | 1 | 1 | 1 | 0 | 0 | 0
load_220339443 |  | node_1419468_429_15329546_334 |  | AN | 0 | Residential | 2822.4+1202.337j | 0 | 0 | 0 | 0 | 0 | [24 empty] | 8104601 | no | no |  |  | no |  | 0 | 0 | 0 | 0 | 0 | 0 |  | 1 | 1 | 1 | 0 | 0 | 0
load_220339444 |  | node_1419693_116_15329737_591 |  | AN | 0 | Residential | 21794.4+9284.376j | 0 | 0 | 0 | 0 | 0 | [24 empty] | 8104601 | no | no |  |  | no |  | 0 | 0 | 0 | 0 | 0 | 0 |  | 1 | 1 | 1 | 0 | 0 | 0
load_220339445 |  | node_1420131_086_15329704_568 |  | AN | 0 | Residential | 12355.2+5263.293j | 0 | 0 | 0 | 0 | 0 | [24 empty] | 8104601 | no | no |  |  | no |  | 0 | 0 | 0 | 0 | 0 | 0 |  | 1 | 1 | 1 | 0 | 0 | 0
load_220339446 |  | node_1420256_685_15329437_126 |  | AN | 0 | Residential | 11246.4+4790.946j | 0 | 0 | 0 | 0 | 0 | [24 empty] | 8104601 | no | no |  |  | no |  | 0 | 0 | 0 | 0 | 0 | 0 |  | 1 | 1 | 1 | 0 | 0 | 0
load_220339476 |  | node_1418141_247_15332653_503 |  | AN | 0 | Residential | 24206.4+10311.883j | 0 | 0 | 0 | 0 | 0 | [24 empty] | 8104601 | no | no |  |  | no |  | 0 | 0 | 0 | 0 | 0 | 0 |  | 1 | 1 | 1 | 0 | 0 | 0
load_220339477 |  | node_1417931_47_15332646_186 |  | AN | 0 | Residential | 40953.6+17446.161j | 0 | 0 | 0 | 0 | 0 | [24 empty] | 8104601 | no | no |  |  | no |  | 0 | 0 | 0 | 0 | 0 | 0 |  | 1 | 1 | 1 | 0 | 0 | 0
load_220339478 |  | node_1417809_816_15332644_271 |  | AN | 0 | Residential | 0 | 0 | 0 | 0 | 0 | 0 | [24 empty] | 8104601 | no | no |  |  | no |  | 0 | 0 | 0 | 0 | 0 | 0 |  | 1 | 1 | 1 | 0 | 0 | 0
load_220339479 |  | node_1417590_028_15332594_879 |  | AN | 0 | Residential | 12902.4+5496.399j | 0 | 0 | 0 | 0 | 0 | [24 empty] | 8104601 | no | no |  |  | no |  | 0 | 0 | 0 | 0 | 0 | 0 |  | 1 | 1 | 1 | 0 | 0 | 0
load_220339480 |  | node_1417691_606_15332827_383 |  | AN | 0 | Residential | 15408+6563.781j | 0 | 0 | 0 | 0 | 0 | [24 empty] | 8104601 | no | no |  |  | no |  | 0 | 0 | 0 | 0 | 0 | 0 |  | 1 | 1 | 1 | 0 | 0 | 0
load_220339483 |  | node_1418712_987_15319869_077 |  | AN | 0 | Residential | 8215.2+3499.661j | 0 | 0 | 0 | 0 | 0 | [24 empty] | 8104601 | no | no |  |  | no |  | 0 | 0 | 0 | 0 | 0 | 0 |  | 1 | 1 | 1 | 0 | 0 | 0
load_220339484 |  | node_1418486_011_15320122_652 |  | AN | 0 | Residential | 9201.6+3919.865j | 0 | 0 | 0 | 0 | 0 | [24 empty] | 8104601 | no | no |  |  | no |  | 0 | 0 | 0 | 0 | 0 | 0 |  | 1 | 1 | 1 | 0 | 0 | 0
load_220339487 |  | node_1434866_044_15331808_116 |  | AN | 0 | Residential | 12369.6+5269.428j | 0 | 0 | 0 | 0 | 0 | [24 empty] | 8104601 | no | no |  |  | no |  | 0 | 0 | 0 | 0 | 0 | 0 |  | 1 | 1 | 1 | 0 | 0 | 0
load_220339488 |  | node_1435201_611_15331754_821 |  | AN | 0 | Residential | 14169.6+6036.224j | 0 | 0 | 0 | 0 | 0 | [24 empty] | 8104601 | no | no |  |  | no |  | 0 | 0 | 0 | 0 | 0 | 0 |  | 1 | 1 | 1 | 0 | 0 | 0
load_220339489 |  | node_1432052_506_15331512_3 |  | AN | 0 | Residential | 9165.6+3904.529j | 0 | 0 | 0 | 0 | 0 | [24 empty] | 8104601 | no | no |  |  | no |  | 0 | 0 | 0 | 0 | 0 | 0 |  | 1 | 1 | 1 | 0 | 0 | 0
load_220339490 |  | node_1432438_539_15331441_775 |  | AN | 0 | Residential | 27799.2+11842.41j | 0 | 0 | 0 | 0 | 0 | [24 empty] | 8104601 | no | no |  |  | no |  | 0 | 0 | 0 | 0 | 0 | 0 |  | 1 | 1 | 1 | 0 | 0 | 0
load_220339491 |  | node_1432837_56_15331449_434 |  | AN | 0 | Residential | 20880+8894.843j | 0 | 0 | 0 | 0 | 0 | [24 empty] | 8104601 | no | no |  |  | no |  | 0 | 0 | 0 | 0 | 0 | 0 |  | 1 | 1 | 1 | 0 | 0 | 0
load_220339492 |  | node_1433167_967_15331440_217 |  | AN | 0 | Residential | 19929.6+8489.974j | 0 | 0 | 0 | 0 | 0 | [24 empty] | 8104601 | no | no |  |  | no |  | 0 | 0 | 0 | 0 | 0 | 0 |  | 1 | 1 | 1 | 0 | 0 | 0
load_220339493 |  | node_1433388_166_15331449_78 |  | AN | 0 | Residential | 3420+1456.914j | 0 | 0 | 0 | 0 | 0 | [24 empty] | 8104601 | no | no |  |  | no |  | 0 | 0 | 0 | 0 | 0 | 0 |  | 1 | 1 | 1 | 0 | 0 | 0
load_220339494 |  | node_1434055_992_15331453_894 |  | AN | 0 | Residential | 16401.6+6987.052j | 0 | 0 | 0 | 0 | 0 | [24 empty] | 8104601 | no | no |  |  | no |  | 0 | 0 | 0 | 0 | 0 | 0 |  | 1 | 1 | 1 | 0 | 0 | 0
load_220339495 |  | node_1434470_667_15331055_26 |  | AN | 0 | Residential | 5587.2+2380.137j | 0 | 0 | 0 | 0 | 0 | [24 empty] | 8104601 | no | no |  |  | no |  | 0 | 0 | 0 | 0 | 0 | 0 |  | 1 | 1 | 1 | 0 | 0 | 0
load_220339496 |  | node_1434608_233_15332310_321 |  | AN | 0 | Residential | 1771.2+754.528j | 0 | 0 | 0 | 0 | 0 | [24 empty] | 8104601 | no | no |  |  | no |  | 0 | 0 | 0 | 0 | 0 | 0 |  | 1 | 1 | 1 | 0 | 0 | 0
load_220339497 |  | node_1434765_995_15331459_941 |  | AN | 0 | Other | 0 | 0 | 0 | 0 | 0 | 0 | [24 empty] | 8104601 | no | no |  |  | no |  | 0 | 0 | 0 | 0 | 0 | 0 |  | 1 | 1 | 1 | 0 | 0 | 0
load_220339502 |  | node_1418096_373_15333073_304 |  | AN | 0 | Residential | 7128+3036.515j | 0 | 0 | 0 | 0 | 0 | [24 empty] | 8104601 | no | no |  |  | no |  | 0 | 0 | 0 | 0 | 0 | 0 |  | 1 | 1 | 1 | 0 | 0 | 0
load_220339503 |  | node_1417743_399_15333091_668 |  | AN | 0 | Residential | 31694.4+13501.758j | 0 | 0 | 0 | 0 | 0 | [24 empty] | 8104601 | no | no |  |  | no |  | 0 | 0 | 0 | 0 | 0 | 0 |  | 1 | 1 | 1 | 0 | 0 | 0
load_220339504 |  | node_1417358_544_15333102_233 |  | AN | 0 | NonResidential | 763.2+325.122j | 0 | 0 | 0 | 0 | 0 | [24 empty] | 8104601 | no | no |  |  | no |  | 0 | 0 | 0 | 0 | 0 | 0 |  | 1 | 1 | 1 | 0 | 0 | 0
load_220339505 |  | node_1416847_303_15333198_592 |  | AN | 0 | NonResidential | 0 | 0 | 0 | 0 | 0 | 0 | [24 empty] | 8104601 | no | no |  |  | no |  | 0 | 0 | 0 | 0 | 0 | 0 |  | 1 | 1 | 1 | 0 | 0 | 0
load_220339506 |  | node_1416877_339_15333442_722 |  | AN | 0 | Other | 0 | 0 | 0 | 0 | 0 | 0 | [24 empty] | 8104601 | no | no |  |  | no |  | 0 | 0 | 0 | 0 | 0 | 0 |  | 1 | 1 | 1 | 0 | 0 | 0
load_220339508 |  | node_1415731_91_15327773_35 |  | AN | 0 | Residential | 77104.8+32846.507j | 0 | 0 | 0 | 0 | 0 | [24 empty] | 8104601 | no | no |  |  | no |  | 0 | 0 | 0 | 0 | 0 | 0 |  | 1 | 1 | 1 | 0 | 0 | 0
load_220339510 |  | node_1416389_751_15327752_729 |  | AN | 0 | Residential | 14572.8+6207.987j | 0 | 0 | 0 | 0 | 0 | [24 empty] | 8104601 | no | no |  |  | no |  | 0 | 0 | 0 | 0 | 0 | 0 |  | 1 | 1 | 1 | 0 | 0 | 0
load_220339511 |  | node_1416374_408_15328025_91 |  | AN | 0 | Residential | 44733.6+19056.434j | 0 | 0 | 0 | 0 | 0 | [24 empty] | 8104601 | no | no |  |  | no |  | 0 | 0 | 0 | 0 | 0 | 0 |  | 1 | 1 | 1 | 0 | 0 | 0
load_220339512 |  | node_1416034_847_15327847_393 |  | AN | 0 | Residential | 66283.2+28236.525j | 0 | 0 | 0 | 0 | 0 | [24 empty] | 8104601 | no | no |  |  | no |  | 0 | 0 | 0 | 0 | 0 | 0 |  | 1 | 1 | 1 | 0 | 0 | 0
load_220339513 |  | node_1416079_57_15327473_628 |  | AN | 0 | Residential | 23486.4+10005.165j | 0 | 0 | 0 | 0 | 0 | [24 empty] | 8104601 | no | no |  |  | no |  | 0 | 0 | 0 | 0 | 0 | 0 |  | 1 | 1 | 1 | 0 | 0 | 0
load_220339514 |  | node_1419276_812_15335199_861 |  | AN | 0 | Residential | 3700.8+1576.534j | 0 | 0 | 0 | 0 | 0 | [24 empty] | 8104601 | no | no |  |  | no |  | 0 | 0 | 0 | 0 | 0 | 0 |  | 1 | 1 | 1 | 0 | 0 | 0
load_220339515 |  | node_1418459_016_15336182_468 |  | AN | 0 | Residential | 37915.2+16151.808j | 0 | 0 | 0 | 0 | 0 | [24 empty] | 8104601 | no | no |  |  | no |  | 0 | 0 | 0 | 0 | 0 | 0 |  | 1 | 1 | 1 | 0 | 0 | 0
load_220339517 |  | node_1419043_877_15335506_156 |  | AN | 0 | NonResidential | 7000+2981.988j | 0 | 0 | 0 | 0 | 0 | [24 empty] | 8104601 | no | no |  |  | no |  | 0 | 0 | 0 | 0 | 0 | 0 |  | 1 | 1 | 1 | 0 | 0 | 0
load_220339518 |  | node_1418607_44_15335252_08 |  | AN | 0 | NonResidential | 230.4+98.15j | 0 | 0 | 0 | 0 | 0 | [24 empty] | 8104601 | no | no |  |  | no |  | 0 | 0 | 0 | 0 | 0 | 0 |  | 1 | 1 | 1 | 0 | 0 | 0
load_220339519 |  | node_1418791_554_15335119_931 |  | AN | 0 | Residential | 26488.8+11284.182j | 0 | 0 | 0 | 0 | 0 | [24 empty] | 8104601 | no | no |  |  | no |  | 0 | 0 | 0 | 0 | 0 | 0 |  | 1 | 1 | 1 | 0 | 0 | 0
load_220339520 |  | node_1418454_578_15335662_105 |  | AN | 0 | Residential | 16675.2+7103.605j | 0 | 0 | 0 | 0 | 0 | [24 empty] | 8104601 | no | no |  |  | no |  | 0 | 0 | 0 | 0 | 0 | 0 |  | 1 | 1 | 1 | 0 | 0 | 0
load_220339522 |  | node_1417246_362_15331765_231 |  | AN | 0 | NonResidential | 8000+3407.986j | 0 | 0 | 0 | 0 | 0 | [24 empty] | 8104601 | no | no |  |  | no |  | 0 | 0 | 0 | 0 | 0 | 0 |  | 1 | 1 | 1 | 0 | 0 | 0
load_220339523 |  | node_1417029_677_15332039_669 |  | AN | 0 | NonResidential | 10000+4259.982j | 0 | 0 | 0 | 0 | 0 | [24 empty] | 8104601 | no | no |  |  | no |  | 0 | 0 | 0 | 0 | 0 | 0 |  | 1 | 1 | 1 | 0 | 0 | 0
load_220339525 |  | node_1418154_084_15331865_019 |  | AN | 0 | Residential | 28296+12054.046j | 0 | 0 | 0 | 0 | 0 | [24 empty] | 8104601 | no | no |  |  | no |  | 0 | 0 | 0 | 0 | 0 | 0 |  | 1 | 1 | 1 | 0 | 0 | 0
load_220339526 |  | node_1418027_514_15331928_442 |  | AN | 0 | Residential | 26186.4+11155.36j | 0 | 0 | 0 | 0 | 0 | [24 empty] | 8104601 | no | no |  |  | no |  | 0 | 0 | 0 | 0 | 0 | 0 |  | 1 | 1 | 1 | 0 | 0 | 0
load_220339527 |  | node_1417678_509_15331742_606 |  | AN | 0 | Residential | 97560+41560.386j | 0 | 0 | 0 | 0 | 0 | [24 empty] | 8104601 | no | no |  |  | no |  | 0 | 0 | 0 | 0 | 0 | 0 |  | 1 | 1 | 1 | 0 | 0 | 0
load_220339528 |  | node_1418022_674_15331724_846 |  | AN | 0 | Residential | 44604+19001.224j | 0 | 0 | 0 | 0 | 0 | [24 empty] | 8104601 | no | no |  |  | no |  | 0 | 0 | 0 | 0 | 0 | 0 |  | 1 | 1 | 1 | 0 | 0 | 0
load_220339529 |  | node_1417781_629_15331480_245 |  | AN | 0 | Residential | 113803.2+48479.96j | 0 | 0 | 0 | 0 | 0 | [24 empty] | 8104601 | no | no |  |  | no |  | 0 | 0 | 0 | 0 | 0 | 0 |  | 1 | 1 | 1 | 0 | 0 | 0
load_220339530 |  | node_1420921_552_15323038_967 |  | AN | 0 | Residential | 5515.2+2349.465j | 0 | 0 | 0 | 0 | 0 | [24 empty] | 8104601 | no | no |  |  | no |  | 0 | 0 | 0 | 0 | 0 | 0 |  | 1 | 1 | 1 | 0 | 0 | 0
load_220339531 |  | node_1421416_045_15323006_51 |  | AN | 0 | Residential | 11246.4+4790.946j | 0 | 0 | 0 | 0 | 0 | [24 empty] | 8104601 | no | no |  |  | no |  | 0 | 0 | 0 | 0 | 0 | 0 |  | 1 | 1 | 1 | 0 | 0 | 0
load_220339535 |  | node_1420962_474_15324160_721 |  | AN | 0 | Residential | 10418.4+4438.22j | 0 | 0 | 0 | 0 | 0 | [24 empty] | 8104601 | no | no |  |  | no |  | 0 | 0 | 0 | 0 | 0 | 0 |  | 1 | 1 | 1 | 0 | 0 | 0
load_220339536 |  | node_1420997_917_15324398_367 |  | AN | 0 | Residential | 18842.4+8026.829j | 0 | 0 | 0 | 0 | 0 | [24 empty] | 8104601 | no | no |  |  | no |  | 0 | 0 | 0 | 0 | 0 | 0 |  | 1 | 1 | 1 | 0 | 0 | 0
load_220339537 |  | node_1421043_317_15324643_109 |  | AN | 0 | Residential | 11916+5076.195j | 0 | 0 | 0 | 0 | 0 | [24 empty] | 8104601 | no | no |  |  | no |  | 0 | 0 | 0 | 0 | 0 | 0 |  | 1 | 1 | 1 | 0 | 0 | 0
load_220339538 |  | node_1421034_245_15324913_683 |  | AN | 0 | Residential | 3974.4+1693.087j | 0 | 0 | 0 | 0 | 0 | [24 empty] | 8104601 | no | no |  |  | no |  | 0 | 0 | 0 | 0 | 0 | 0 |  | 1 | 1 | 1 | 0 | 0 | 0
load_220339539 |  | node_1421170_505_15325042_044 |  | AN | 0 | Residential | 2700+1150.195j | 0 | 0 | 0 | 0 | 0 | [24 empty] | 8104601 | no | no |  |  | no |  | 0 | 0 | 0 | 0 | 0 | 0 |  | 1 | 1 | 1 | 0 | 0 | 0
load_220339553 |  | node_1416381_458_15336119_084 |  | AN | 0 | Residential | 3232.8+1377.167j | 0 | 0 | 0 | 0 | 0 | [24 empty] | 8104601 | no | no |  |  | no |  | 0 | 0 | 0 | 0 | 0 | 0 |  | 1 | 1 | 1 | 0 | 0 | 0
load_220339554 |  | node_1416563_726_15336112_792 |  | AN | 0 | Residential | 518.4+220.837j | 0 | 0 | 0 | 0 | 0 | [24 empty] | 8104601 | no | no |  |  | no |  | 0 | 0 | 0 | 0 | 0 | 0 |  | 1 | 1 | 1 | 0 | 0 | 0
load_220339555 |  | node_1416998_512_15336323_807 |  | AN | 0 | Residential | 38772+16516.803j | 0 | 0 | 0 | 0 | 0 | [24 empty] | 8104601 | no | no |  |  | no |  | 0 | 0 | 0 | 0 | 0 | 0 |  | 1 | 1 | 1 | 0 | 0 | 0
load_220339556 |  | node_1416799_875_15335852_526 |  | AN | 0 | Residential | 10274.4+4376.876j | 0 | 0 | 0 | 0 | 0 | [24 empty] | 8104601 | no | no |  |  | no |  | 0 | 0 | 0 | 0 | 0 | 0 |  | 1 | 1 | 1 | 0 | 0 | 0
load_220339557 |  | node_1416807_611_15335390_176 |  | AN | 0 | Residential | 6300+2683.789j | 0 | 0 | 0 | 0 | 0 | [24 empty] | 8104601 | no | no |  |  | no |  | 0 | 0 | 0 | 0 | 0 | 0 |  | 1 | 1 | 1 | 0 | 0 | 0
load_220339564 |  | node_1419024_528_15336406_603 |  | AN | 0 | Residential | 77119.2+32852.642j | 0 | 0 | 0 | 0 | 0 | [24 empty] | 8104601 | no | no |  |  | no |  | 0 | 0 | 0 | 0 | 0 | 0 |  | 1 | 1 | 1 | 0 | 0 | 0
load_220339565 |  | node_1419384_046_15336755_821 |  | AN | 0 | Residential | 36842.4+15694.797j | 0 | 0 | 0 | 0 | 0 | [24 empty] | 8104601 | no | no |  |  | no |  | 0 | 0 | 0 | 0 | 0 | 0 |  | 1 | 1 | 1 | 0 | 0 | 0
load_220339566 |  | node_1418622_669_15336303_846 |  | AN | 0 | NonResidential | 252+107.352j | 0 | 0 | 0 | 0 | 0 | [24 empty] | 8104601 | no | no |  |  | no |  | 0 | 0 | 0 | 0 | 0 | 0 |  | 1 | 1 | 1 | 0 | 0 | 0
load_220339567 |  | node_1418583_936_15335779_677 |  | AN | 0 | Residential | 37360.8+15915.634j | 0 | 0 | 0 | 0 | 0 | [24 empty] | 8104601 | no | no |  |  | no |  | 0 | 0 | 0 | 0 | 0 | 0 |  | 1 | 1 | 1 | 0 | 0 | 0
load_220339571 |  | node_1417985_553_15332003_759 |  | AN | 0 | Residential | 11361.6+4840.021j | 0 | 0 | 0 | 0 | 0 | [24 empty] | 8104601 | no | no |  |  | no |  | 0 | 0 | 0 | 0 | 0 | 0 |  | 1 | 1 | 1 | 0 | 0 | 0
load_220339573 |  | node_1417709_002_15332065_836 |  | AN | 0 | Residential | 32594.4+13885.156j | 0 | 0 | 0 | 0 | 0 | [24 empty] | 8104601 | no | no |  |  | no |  | 0 | 0 | 0 | 0 | 0 | 0 |  | 1 | 1 | 1 | 0 | 0 | 0
load_220339574 |  | node_1417573_222_15332065_586 |  | AN | 0 | Residential | 11649.6+4962.709j | 0 | 0 | 0 | 0 | 0 | [24 empty] | 8104601 | no | no |  |  | no |  | 0 | 0 | 0 | 0 | 0 | 0 |  | 1 | 1 | 1 | 0 | 0 | 0
load_220339576 |  | node_1435598_986_15344613_46 |  | AN | 0 | Residential | 40132.8+17096.501j | 0 | 0 | 0 | 0 | 0 | [24 empty] | 8104601 | no | no |  |  | no |  | 0 | 0 | 0 | 0 | 0 | 0 |  | 1 | 1 | 1 | 0 | 0 | 0
load_220339577 |  | node_1435558_421_15341672_454 |  | AN | 0 | Residential | 4298.4+1831.111j | 0 | 0 | 0 | 0 | 0 | [24 empty] | 8104601 | no | no |  |  | no |  | 0 | 0 | 0 | 0 | 0 | 0 |  | 1 | 1 | 1 | 0 | 0 | 0
load_220339578 |  | node_1435737_19_15343969_82 |  | AN | 0 | Residential | 7596+3235.882j | 0 | 0 | 0 | 0 | 0 | [24 empty] | 8104601 | no | no |  |  | no |  | 0 | 0 | 0 | 0 | 0 | 0 |  | 1 | 1 | 1 | 0 | 0 | 0
load_220339579 |  | node_1435278_391_15343794_323 |  | AN | 0 | Residential | 2757.6+1174.733j | 0 | 0 | 0 | 0 | 0 | [24 empty] | 8104601 | no | no |  |  | no |  | 0 | 0 | 0 | 0 | 0 | 0 |  | 1 | 1 | 1 | 0 | 0 | 0
load_220339580 |  | node_1435565_64_15342404_056 |  | AN | 0 | Residential | 4514.4+1923.126j | 0 | 0 | 0 | 0 | 0 | [24 empty] | 8104601 | no | no |  |  | no |  | 0 | 0 | 0 | 0 | 0 | 0 |  | 1 | 1 | 1 | 0 | 0 | 0
load_220339581 |  | node_1435589_239_15342114_873 |  | AN | 0 | Residential | 3153.6+1343.428j | 0 | 0 | 0 | 0 | 0 | [24 empty] | 8104601 | no | no |  |  | no |  | 0 | 0 | 0 | 0 | 0 | 0 |  | 1 | 1 | 1 | 0 | 0 | 0
load_220339584 |  | node_1418191_563_15332172_972 |  | AN | 0 | Residential | 11455.2+4879.895j | 0 | 0 | 0 | 0 | 0 | [24 empty] | 8104601 | no | no |  |  | no |  | 0 | 0 | 0 | 0 | 0 | 0 |  | 1 | 1 | 1 | 0 | 0 | 0
load_220339585 |  | node_1417939_615_15332364_439 |  | AN | 0 | Residential | 33199.2+14142.8j | 0 | 0 | 0 | 0 | 0 | [24 empty] | 8104601 | no | no |  |  | no |  | 0 | 0 | 0 | 0 | 0 | 0 |  | 1 | 1 | 1 | 0 | 0 | 0
load_220339587 |  | node_1417633_609_15332359_987 |  | AN | 0 | Residential | 37987.2+16182.479j | 0 | 0 | 0 | 0 | 0 | [24 empty] | 8104601 | no | no |  |  | no |  | 0 | 0 | 0 | 0 | 0 | 0 |  | 1 | 1 | 1 | 0 | 0 | 0
load_220339588 |  | node_1418172_601_15332465_895 |  | AN | 0 | Residential | 92512.8+39410.288j | 0 | 0 | 0 | 0 | 0 | [24 empty] | 8104601 | no | no |  |  | no |  | 0 | 0 | 0 | 0 | 0 | 0 |  | 1 | 1 | 1 | 0 | 0 | 0
load_220339589 |  | node_1417879_831_15310991_14 |  | AN | 0 | Residential | 10224+4355.406j | 0 | 0 | 0 | 0 | 0 | [24 empty] | 8104601 | no | no |  |  | no |  | 0 | 0 | 0 | 0 | 0 | 0 |  | 1 | 1 | 1 | 0 | 0 | 0
load_220339590 |  | node_1417623_841_15311381_404 |  | AN | 0 | Residential | 8992.8+3830.917j | 0 | 0 | 0 | 0 | 0 | [24 empty] | 8104601 | no | no |  |  | no |  | 0 | 0 | 0 | 0 | 0 | 0 |  | 1 | 1 | 1 | 0 | 0 | 0
load_220339591 |  | node_1417191_451_15312241_817 |  | AN | 0 | Residential | 38664+16470.795j | 0 | 0 | 0 | 0 | 0 | [24 empty] | 8104601 | no | no |  |  | no |  | 0 | 0 | 0 | 0 | 0 | 0 |  | 1 | 1 | 1 | 0 | 0 | 0
load_220339592 |  | node_1418890_806_15332150_271 |  | AN | 0 | NonResidential | 5068.8+2159.3j | 0 | 0 | 0 | 0 | 0 | [24 empty] | 8104601 | no | no |  |  | no |  | 0 | 0 | 0 | 0 | 0 | 0 |  | 1 | 1 | 1 | 0 | 0 | 0
load_220339593 |  | node_1419221_309_15332305_891 |  | AN | 0 | Residential | 56246.4+23960.866j | 0 | 0 | 0 | 0 | 0 | [24 empty] | 8104601 | no | no |  |  | no |  | 0 | 0 | 0 | 0 | 0 | 0 |  | 1 | 1 | 1 | 0 | 0 | 0
load_220339594 |  | node_1419690_327_15332398_478 |  | AN | 0 | Residential | 6955.2+2962.903j | 0 | 0 | 0 | 0 | 0 | [24 empty] | 8104601 | no | no |  |  | no |  | 0 | 0 | 0 | 0 | 0 | 0 |  | 1 | 1 | 1 | 0 | 0 | 0
load_220339595 |  | node_1419511_428_15332206_451 |  | AN | 0 | Residential | 5119.2+2180.77j | 0 | 0 | 0 | 0 | 0 | [24 empty] | 8104601 | no | no |  |  | no |  | 0 | 0 | 0 | 0 | 0 | 0 |  | 1 | 1 | 1 | 0 | 0 | 0
load_220339596 |  | node_1420130_196_15332347_254 |  | AN | 0 | NonResidential | 10000+4259.982j | 0 | 0 | 0 | 0 | 0 | [24 empty] | 8104601 | no | no |  |  | no |  | 0 | 0 | 0 | 0 | 0 | 0 |  | 1 | 1 | 1 | 0 | 0 | 0
load_220339597 |  | node_1420123_772_15332087_489 |  | AN | 0 | Residential | 3628.8+1545.862j | 0 | 0 | 0 | 0 | 0 | [24 empty] | 8104601 | no | no |  |  | no |  | 0 | 0 | 0 | 0 | 0 | 0 |  | 1 | 1 | 1 | 0 | 0 | 0
load_220339598 |  | node_1413897_111_15341253_647 |  | AN | 0 | Residential | 34466.4+14682.625j | 0 | 0 | 0 | 0 | 0 | [24 empty] | 8104601 | no | no |  |  | no |  | 0 | 0 | 0 | 0 | 0 | 0 |  | 1 | 1 | 1 | 0 | 0 | 0
load_220339599 |  | node_1419305_362_15332541_86 |  | AN | 0 | Residential | 15825.6+6741.677j | 0 | 0 | 0 | 0 | 0 | [24 empty] | 8104601 | no | no |  |  | no |  | 0 | 0 | 0 | 0 | 0 | 0 |  | 1 | 1 | 1 | 0 | 0 | 0
load_220339600 |  | node_1419052_602_15332589_285 |  | AN | 0 | Residential | 11671.2+4971.91j | 0 | 0 | 0 | 0 | 0 | [24 empty] | 8104601 | no | no |  |  | no |  | 0 | 0 | 0 | 0 | 0 | 0 |  | 1 | 1 | 1 | 0 | 0 | 0
load_220339601 |  | node_1418860_359_15332586_435 |  | AN | 0 | Residential | 25473.6+10851.708j | 0 | 0 | 0 | 0 | 0 | [24 empty] | 8104601 | no | no |  |  | no |  | 0 | 0 | 0 | 0 | 0 | 0 |  | 1 | 1 | 1 | 0 | 0 | 0
load_220339602 |  | node_1419544_258_15332470_181 |  | AN | 0 | Residential | 49212+20964.224j | 0 | 0 | 0 | 0 | 0 | [24 empty] | 8104601 | no | no |  |  | no |  | 0 | 0 | 0 | 0 | 0 | 0 |  | 1 | 1 | 1 | 0 | 0 | 0
load_220339603 |  | node_1419696_316_15332465_291 |  | AN | 0 | Residential | 12751.2+5431.988j | 0 | 0 | 0 | 0 | 0 | [24 empty] | 8104601 | no | no |  |  | no |  | 0 | 0 | 0 | 0 | 0 | 0 |  | 1 | 1 | 1 | 0 | 0 | 0
load_220339622 |  | node_1415158_548_15338005_853 |  | AN | 0 | Residential | 439.2+187.098j | 0 | 0 | 0 | 0 | 0 | [24 empty] | 8104601 | no | no |  |  | no |  | 0 | 0 | 0 | 0 | 0 | 0 |  | 1 | 1 | 1 | 0 | 0 | 0
load_220339623 |  | node_1415408_615_15337927_154 |  | AN | 0 | Residential | 11232+4784.812j | 0 | 0 | 0 | 0 | 0 | [24 empty] | 8104601 | no | no |  |  | no |  | 0 | 0 | 0 | 0 | 0 | 0 |  | 1 | 1 | 1 | 0 | 0 | 0
load_220339624 |  | node_1415734_86_15337982_489 |  | AN | 0 | Residential | 2361.6+1006.037j | 0 | 0 | 0 | 0 | 0 | [24 empty] | 8104601 | no | no |  |  | no |  | 0 | 0 | 0 | 0 | 0 | 0 |  | 1 | 1 | 1 | 0 | 0 | 0
load_220339625 |  | node_1415946_359_15338129_326 |  | AN | 0 | Residential | 22089.6+9410.13j | 0 | 0 | 0 | 0 | 0 | [24 empty] | 8104601 | no | no |  |  | no |  | 0 | 0 | 0 | 0 | 0 | 0 |  | 1 | 1 | 1 | 0 | 0 | 0
load_220339627 |  | node_1416561_467_15338300_314 |  | AN | 0 | Residential | 14400+6134.374j | 0 | 0 | 0 | 0 | 0 | [24 empty] | 8104601 | no | no |  |  | no |  | 0 | 0 | 0 | 0 | 0 | 0 |  | 1 | 1 | 1 | 0 | 0 | 0
load_220339628 |  | node_1416810_3_15338462_662 |  | AN | 0 | Residential | 3448.8+1469.183j | 0 | 0 | 0 | 0 | 0 | [24 empty] | 8104601 | no | no |  |  | no |  | 0 | 0 | 0 | 0 | 0 | 0 |  | 1 | 1 | 1 | 0 | 0 | 0
load_220339629 |  | node_1417068_506_15338450_497 |  | AN | 0 | Residential | 40780.8+17372.548j | 0 | 0 | 0 | 0 | 0 | [24 empty] | 8104601 | no | no |  |  | no |  | 0 | 0 | 0 | 0 | 0 | 0 |  | 1 | 1 | 1 | 0 | 0 | 0
load_220339631 |  | node_1416824_564_15319624_377 |  | AN | 0 | Residential | 91908+39152.644j | 0 | 0 | 0 | 0 | 0 | [24 empty] | 8104601 | no | no |  |  | no |  | 0 | 0 | 0 | 0 | 0 | 0 |  | 1 | 1 | 1 | 0 | 0 | 0
load_220339632 |  | node_1417087_188_15319740_166 |  | AN | 0 | Residential | 3700.8+1576.534j | 0 | 0 | 0 | 0 | 0 | [24 empty] | 8104601 | no | no |  |  | no |  | 0 | 0 | 0 | 0 | 0 | 0 |  | 1 | 1 | 1 | 0 | 0 | 0
load_220339633 |  | node_1417282_469_15319919_522 |  | AN | 0 | Residential | 4982.4+2122.494j | 0 | 0 | 0 | 0 | 0 | [24 empty] | 8104601 | no | no |  |  | no |  | 0 | 0 | 0 | 0 | 0 | 0 |  | 1 | 1 | 1 | 0 | 0 | 0
load_220339634 |  | node_1417769_524_15320352_951 |  | AN | 0 | Residential | 36864+15703.998j | 0 | 0 | 0 | 0 | 0 | [24 empty] | 8104601 | no | no |  |  | no |  | 0 | 0 | 0 | 0 | 0 | 0 |  | 1 | 1 | 1 | 0 | 0 | 0
load_220339635 |  | node_1417312_857_15320636_974 |  | AN | 0 | Residential | 6523.2+2778.872j | 0 | 0 | 0 | 0 | 0 | [24 empty] | 8104601 | no | no |  |  | no |  | 0 | 0 | 0 | 0 | 0 | 0 |  | 1 | 1 | 1 | 0 | 0 | 0
load_220339636 |  | node_1417944_859_15320678_296 |  | AN | 0 | Residential | 2145.6+914.022j | 0 | 0 | 0 | 0 | 0 | [24 empty] | 8104601 | no | no |  |  | no |  | 0 | 0 | 0 | 0 | 0 | 0 |  | 1 | 1 | 1 | 0 | 0 | 0
load_220339637 |  | node_1418025_39_15320893_539 |  | AN | 0 | Residential | 4190.4+1785.103j | 0 | 0 | 0 | 0 | 0 | [24 empty] | 8104601 | no | no |  |  | no |  | 0 | 0 | 0 | 0 | 0 | 0 |  | 1 | 1 | 1 | 0 | 0 | 0
load_220339651 |  | node_1427198_959_15330482_951 |  | AN | 0 | Residential | 6984+2975.172j | 0 | 0 | 0 | 0 | 0 | [24 empty] | 8104601 | no | no |  |  | no |  | 0 | 0 | 0 | 0 | 0 | 0 |  | 1 | 1 | 1 | 0 | 0 | 0
load_220339652 |  | node_1427493_801_15329802_77 |  | AN | 0 | Residential | 2426.4+1033.642j | 0 | 0 | 0 | 0 | 0 | [24 empty] | 8104601 | no | no |  |  | no |  | 0 | 0 | 0 | 0 | 0 | 0 |  | 1 | 1 | 1 | 0 | 0 | 0
load_220339653 |  | node_1428100_222_15329190_23 |  | AN | 0 | Residential | 14580+6211.054j | 0 | 0 | 0 | 0 | 0 | [24 empty] | 8104601 | no | no |  |  | no |  | 0 | 0 | 0 | 0 | 0 | 0 |  | 1 | 1 | 1 | 0 | 0 | 0
load_220339665 |  | node_1429527_687_15332002_924 |  | AN | 0 | Residential | 10569.6+4502.631j | 0 | 0 | 0 | 0 | 0 | [24 empty] | 8104601 | no | no |  |  | no |  | 0 | 0 | 0 | 0 | 0 | 0 |  | 1 | 1 | 1 | 0 | 0 | 0
load_220339666 |  | node_1429645_152_15333296_489 |  | AN | 0 | Residential | 7538.4+3211.345j | 0 | 0 | 0 | 0 | 0 | [24 empty] | 8104601 | no | no |  |  | no |  | 0 | 0 | 0 | 0 | 0 | 0 |  | 1 | 1 | 1 | 0 | 0 | 0
load_220339667 |  | node_1422193_195_15345358_401 |  | AN | 0 | Residential | 3398.4+1447.712j | 0 | 0 | 0 | 0 | 0 | [24 empty] | 8104601 | no | no |  |  | no |  | 0 | 0 | 0 | 0 | 0 | 0 |  | 1 | 1 | 1 | 0 | 0 | 0
load_220339668 |  | node_1415497_919_15345539_338 |  | AN | 0 | Residential | 27993.6+11925.224j | 0 | 0 | 0 | 0 | 0 | [24 empty] | 8104601 | no | no |  |  | no |  | 0 | 0 | 0 | 0 | 0 | 0 |  | 1 | 1 | 1 | 0 | 0 | 0
load_220339669 |  | node_1419070_021_15345262 |  | AN | 0 | Residential | 20332.8+8661.737j | 0 | 0 | 0 | 0 | 0 | [24 empty] | 8104601 | no | no |  |  | no |  | 0 | 0 | 0 | 0 | 0 | 0 |  | 1 | 1 | 1 | 0 | 0 | 0
load_220339670 |  | node_1418689_68_15344231_914 |  | AN | 0 | NonResidential | 9021.6+3843.186j | 0 | 0 | 0 | 0 | 0 | [24 empty] | 8104601 | no | no |  |  | no |  | 0 | 0 | 0 | 0 | 0 | 0 |  | 1 | 1 | 1 | 0 | 0 | 0
load_220339671 |  | node_1418378_359_15343990_62 |  | AN | 0 | Residential | 7308+3113.195j | 0 | 0 | 0 | 0 | 0 | [24 empty] | 8104601 | no | no |  |  | no |  | 0 | 0 | 0 | 0 | 0 | 0 |  | 1 | 1 | 1 | 0 | 0 | 0
load_220339673 |  | node_1418969_186_15343671_353 |  | AN | 0 | Other | 0 | 0 | 0 | 0 | 0 | 0 | [24 empty] | 8104601 | no | no |  |  | no |  | 0 | 0 | 0 | 0 | 0 | 0 |  | 1 | 1 | 1 | 0 | 0 | 0
load_220339675 |  | node_1415977_693_15345637_531 |  | AN | 0 | Residential | 14731.2+6275.465j | 0 | 0 | 0 | 0 | 0 | [24 empty] | 8104601 | no | no |  |  | no |  | 0 | 0 | 0 | 0 | 0 | 0 |  | 1 | 1 | 1 | 0 | 0 | 0
load_220339676 |  | node_1416508_691_15345748_305 |  | AN | 0 | Residential | 12607.2+5370.645j | 0 | 0 | 0 | 0 | 0 | [24 empty] | 8104601 | no | no |  |  | no |  | 0 | 0 | 0 | 0 | 0 | 0 |  | 1 | 1 | 1 | 0 | 0 | 0
load_220339677 |  | node_1416688_972_15345918_152 |  | AN | 0 | Residential | 6667.2+2840.215j | 0 | 0 | 0 | 0 | 0 | [24 empty] | 8104601 | no | no |  |  | no |  | 0 | 0 | 0 | 0 | 0 | 0 |  | 1 | 1 | 1 | 0 | 0 | 0
load_220339678 |  | node_1416974_104_15345807_399 |  | AN | 0 | Residential | 10015.2+4266.457j | 0 | 0 | 0 | 0 | 0 | [24 empty] | 8104601 | no | no |  |  | no |  | 0 | 0 | 0 | 0 | 0 | 0 |  | 1 | 1 | 1 | 0 | 0 | 0
load_220339679 |  | node_1417216_341_15345747_145 |  | AN | 0 | Residential | 4737.6+2018.209j | 0 | 0 | 0 | 0 | 0 | [24 empty] | 8104601 | no | no |  |  | no |  | 0 | 0 | 0 | 0 | 0 | 0 |  | 1 | 1 | 1 | 0 | 0 | 0
load_220339680 |  | node_1417499_401_15345741_696 |  | AN | 0 | Other | 0 | 0 | 0 | 0 | 0 | 0 | [24 empty] | 8104601 | no | no |  |  | no |  | 0 | 0 | 0 | 0 | 0 | 0 |  | 1 | 1 | 1 | 0 | 0 | 0
load_220339681 |  | node_1414240_891_15344902_241 |  | AN | 0 | Residential | 30592.8+13032.478j | 0 | 0 | 0 | 0 | 0 | [24 empty] | 8104601 | no | no |  |  | no |  | 0 | 0 | 0 | 0 | 0 | 0 |  | 1 | 1 | 1 | 0 | 0 | 0
load_220339682 |  | node_1417798_003_15346162_159 |  | AN | 0 | Residential | 648+276.047j | 0 | 0 | 0 | 0 | 0 | [24 empty] | 8104601 | no | no |  |  | no |  | 0 | 0 | 0 | 0 | 0 | 0 |  | 1 | 1 | 1 | 0 | 0 | 0
load_220339683 |  | node_1417493_099_15346148_15 |  | AN | 0 | Residential | 4003.2+1705.356j | 0 | 0 | 0 | 0 | 0 | [24 empty] | 8104601 | no | no |  |  | no |  | 0 | 0 | 0 | 0 | 0 | 0 |  | 1 | 1 | 1 | 0 | 0 | 0
load_220339685 |  | node_1418583_154_15345813_144 |  | AN | 0 | Residential | 27518.4+11722.789j | 0 | 0 | 0 | 0 | 0 | [24 empty] | 8104601 | no | no |  |  | no |  | 0 | 0 | 0 | 0 | 0 | 0 |  | 1 | 1 | 1 | 0 | 0 | 0
load_220339686 |  | node_1418966_179_15345866_592 |  | AN | 0 | Residential | 6516+2775.804j | 0 | 0 | 0 | 0 | 0 | [24 empty] | 8104601 | no | no |  |  | no |  | 0 | 0 | 0 | 0 | 0 | 0 |  | 1 | 1 | 1 | 0 | 0 | 0
load_220339687 |  | node_1419983_481_15346168_512 |  | AN | 0 | Residential | 24588+10474.444j | 0 | 0 | 0 | 0 | 0 | [24 empty] | 8104601 | no | no |  |  | no |  | 0 | 0 | 0 | 0 | 0 | 0 |  | 1 | 1 | 1 | 0 | 0 | 0
load_220339688 |  | node_1420201_672_15345887_034 |  | AN | 0 | Residential | 16430.4+6999.321j | 0 | 0 | 0 | 0 | 0 | [24 empty] | 8104601 | no | no |  |  | no |  | 0 | 0 | 0 | 0 | 0 | 0 |  | 1 | 1 | 1 | 0 | 0 | 0
load_220339689 |  | node_1419771_546_15345730_538 |  | AN | 0 | Residential | 4370.4+1861.783j | 0 | 0 | 0 | 0 | 0 | [24 empty] | 8104601 | no | no |  |  | no |  | 0 | 0 | 0 | 0 | 0 | 0 |  | 1 | 1 | 1 | 0 | 0 | 0
load_220339690 |  | node_1420382_657_15346193_741 |  | AN | 0 | NonResidential | 2901.6+1236.076j | 0 | 0 | 0 | 0 | 0 | [24 empty] | 8104601 | no | no |  |  | no |  | 0 | 0 | 0 | 0 | 0 | 0 |  | 1 | 1 | 1 | 0 | 0 | 0
load_220339691 |  | node_1420571_443_15346208_806 |  | AN | 0 | Residential | 28418.4+12106.188j | 0 | 0 | 0 | 0 | 0 | [24 empty] | 8104601 | no | no |  |  | no |  | 0 | 0 | 0 | 0 | 0 | 0 |  | 1 | 1 | 1 | 0 | 0 | 0
load_220339692 |  | node_1420882_554_15346226_296 |  | AN | 0 | Residential | 3628.8+1545.862j | 0 | 0 | 0 | 0 | 0 | [24 empty] | 8104601 | no | no |  |  | no |  | 0 | 0 | 0 | 0 | 0 | 0 |  | 1 | 1 | 1 | 0 | 0 | 0
load_220339693 |  | node_1421091_013_15346172_13 |  | AN | 0 | Residential | 16401.6+6987.052j | 0 | 0 | 0 | 0 | 0 | [24 empty] | 8104601 | no | no |  |  | no |  | 0 | 0 | 0 | 0 | 0 | 0 |  | 1 | 1 | 1 | 0 | 0 | 0
load_220339694 |  | node_1421294_134_15346056_215 |  | AN | 0 | Residential | 6832.8+2910.761j | 0 | 0 | 0 | 0 | 0 | [24 empty] | 8104601 | no | no |  |  | no |  | 0 | 0 | 0 | 0 | 0 | 0 |  | 1 | 1 | 1 | 0 | 0 | 0
load_220339695 |  | node_1421598_665_15346045_127 |  | AN | 0 | Residential | 8474.4+3610.079j | 0 | 0 | 0 | 0 | 0 | [24 empty] | 8104601 | no | no |  |  | no |  | 0 | 0 | 0 | 0 | 0 | 0 |  | 1 | 1 | 1 | 0 | 0 | 0
load_220339696 |  | node_1414555_068_15345143_419 |  | AN | 0 | Residential | 19440+8281.405j | 0 | 0 | 0 | 0 | 0 | [24 empty] | 8104601 | no | no |  |  | no |  | 0 | 0 | 0 | 0 | 0 | 0 |  | 1 | 1 | 1 | 0 | 0 | 0
load_220339698 |  | node_1422905_557_15345390_754 |  | AN | 0 | Residential | 14450.4+6155.845j | 0 | 0 | 0 | 0 | 0 | [24 empty] | 8104601 | no | no |  |  | no |  | 0 | 0 | 0 | 0 | 0 | 0 |  | 1 | 1 | 1 | 0 | 0 | 0
load_220339700 |  | node_1423228_227_15345233_759 |  | AN | 0 | Residential | 4874.4+2076.486j | 0 | 0 | 0 | 0 | 0 | [24 empty] | 8104601 | no | no |  |  | no |  | 0 | 0 | 0 | 0 | 0 | 0 |  | 1 | 1 | 1 | 0 | 0 | 0
load_220339701 |  | node_1423413_764_15345095_452 |  | AN | 0 | Residential | 8064+3435.25j | 0 | 0 | 0 | 0 | 0 | [24 empty] | 8104601 | no | no |  |  | no |  | 0 | 0 | 0 | 0 | 0 | 0 |  | 1 | 1 | 1 | 0 | 0 | 0
load_220339702 |  | node_1423651_668_15345083_189 |  | AN | 0 | Residential | 7466.4+3180.673j | 0 | 0 | 0 | 0 | 0 | [24 empty] | 8104601 | no | no |  |  | no |  | 0 | 0 | 0 | 0 | 0 | 0 |  | 1 | 1 | 1 | 0 | 0 | 0
load_220339703 |  | node_1423816_671_15344947_392 |  | AN | 0 | Residential | 22226.4+9468.407j | 0 | 0 | 0 | 0 | 0 | [24 empty] | 8104601 | no | no |  |  | no |  | 0 | 0 | 0 | 0 | 0 | 0 |  | 1 | 1 | 1 | 0 | 0 | 0
load_220339704 |  | node_1423811_919_15345739_556 |  | AN | 0 | Residential | 4809.6+2048.881j | 0 | 0 | 0 | 0 | 0 | [24 empty] | 8104601 | no | no |  |  | no |  | 0 | 0 | 0 | 0 | 0 | 0 |  | 1 | 1 | 1 | 0 | 0 | 0
load_220339705 |  | node_1424008_94_15344943_904 |  | AN | 0 | Residential | 2527.2+1076.583j | 0 | 0 | 0 | 0 | 0 | [24 empty] | 8104601 | no | no |  |  | no |  | 0 | 0 | 0 | 0 | 0 | 0 |  | 1 | 1 | 1 | 0 | 0 | 0
load_220339707 |  | node_1424326_713_15344838_131 |  | AN | 0 | Residential | 13399.2+5708.035j | 0 | 0 | 0 | 0 | 0 | [24 empty] | 8104601 | no | no |  |  | no |  | 0 | 0 | 0 | 0 | 0 | 0 |  | 1 | 1 | 1 | 0 | 0 | 0
load_220339708 |  | node_1424954_684_15344621_147 |  | AN | 0 | Residential | 60775.2+25890.127j | 0 | 0 | 0 | 0 | 0 | [24 empty] | 8104601 | no | no |  |  | no |  | 0 | 0 | 0 | 0 | 0 | 0 |  | 1 | 1 | 1 | 0 | 0 | 0
load_220339709 |  | node_1425592_801_15344918_893 |  | AN | 0 | NonResidential | 26604+11333.257j | 0 | 0 | 0 | 0 | 0 | [24 empty] | 8104601 | no | no |  |  | no |  | 0 | 0 | 0 | 0 | 0 | 0 |  | 1 | 1 | 1 | 0 | 0 | 0
load_220339710 |  | node_1425809_889_15345245_417 |  | AN | 0 | Residential | 13622.4+5803.118j | 0 | 0 | 0 | 0 | 0 | [24 empty] | 8104601 | no | no |  |  | no |  | 0 | 0 | 0 | 0 | 0 | 0 |  | 1 | 1 | 1 | 0 | 0 | 0
load_220339713 |  | node_1414874_152_15345414_824 |  | AN | 0 | Residential | 34567.2+14725.566j | 0 | 0 | 0 | 0 | 0 | [24 empty] | 8104601 | no | no |  |  | no |  | 0 | 0 | 0 | 0 | 0 | 0 |  | 1 | 1 | 1 | 0 | 0 | 0
load_220339714 |  | node_1426706_023_15346102_628 |  | AN | 0 | Residential | 7574.4+3226.681j | 0 | 0 | 0 | 0 | 0 | [24 empty] | 8104601 | no | no |  |  | no |  | 0 | 0 | 0 | 0 | 0 | 0 |  | 1 | 1 | 1 | 0 | 0 | 0
load_220339715 |  | node_1427404_485_15346255_284 |  | AN | 0 | Residential | 7862.4+3349.368j | 0 | 0 | 0 | 0 | 0 | [24 empty] | 8104601 | no | no |  |  | no |  | 0 | 0 | 0 | 0 | 0 | 0 |  | 1 | 1 | 1 | 0 | 0 | 0
load_220339716 |  | node_1428105_619_15346446_702 |  | AN | 0 | Residential | 15768+6717.14j | 0 | 0 | 0 | 0 | 0 | [24 empty] | 8104601 | no | no |  |  | no |  | 0 | 0 | 0 | 0 | 0 | 0 |  | 1 | 1 | 1 | 0 | 0 | 0
load_220339717 |  | node_1428754_086_15346652_904 |  | AN | 0 | Residential | 17121.6+7293.771j | 0 | 0 | 0 | 0 | 0 | [24 empty] | 8104601 | no | no |  |  | no |  | 0 | 0 | 0 | 0 | 0 | 0 |  | 1 | 1 | 1 | 0 | 0 | 0
load_220339718 |  | node_1429101_76_15346811_369 |  | AN | 0 | NonResidential | 8000+3407.986j | 0 | 0 | 0 | 0 | 0 | [24 empty] | 8104601 | no | no |  |  | no |  | 0 | 0 | 0 | 0 | 0 | 0 |  | 1 | 1 | 1 | 0 | 0 | 0
load_220339719 |  | node_1417733_505_15344899_327 |  | AN | 0 | Residential | 18021.6+7677.169j | 0 | 0 | 0 | 0 | 0 | [24 empty] | 8104601 | no | no |  |  | no |  | 0 | 0 | 0 | 0 | 0 | 0 |  | 1 | 1 | 1 | 0 | 0 | 0
load_220339720 |  | node_1417865_403_15344484_569 |  | AN | 0 | Residential | 6084+2591.773j | 0 | 0 | 0 | 0 | 0 | [24 empty] | 8104601 | no | no |  |  | no |  | 0 | 0 | 0 | 0 | 0 | 0 |  | 1 | 1 | 1 | 0 | 0 | 0
load_220339721 |  | node_1418088_99_15344383_702 |  | AN | 0 | Residential | 4867.2+2073.419j | 0 | 0 | 0 | 0 | 0 | [24 empty] | 8104601 | no | no |  |  | no |  | 0 | 0 | 0 | 0 | 0 | 0 |  | 1 | 1 | 1 | 0 | 0 | 0
load_220339722 |  | node_1417670_632_15345213_7 |  | AN | 0 | Residential | 52048.8+22172.696j | 0 | 0 | 0 | 0 | 0 | [24 empty] | 8104601 | no | no |  |  | no |  | 0 | 0 | 0 | 0 | 0 | 0 |  | 1 | 1 | 1 | 0 | 0 | 0
load_220339723 |  | node_1416267_505_15342631_313 |  | AN | 0 | Residential | 12096+5152.874j | 0 | 0 | 0 | 0 | 0 | [24 empty] | 8104601 | no | no |  |  | no |  | 0 | 0 | 0 | 0 | 0 | 0 |  | 1 | 1 | 1 | 0 | 0 | 0
load_220339725 |  | node_1415679_58_15341809_569 |  | AN | 0 | Residential | 20980.8+8937.783j | 0 | 0 | 0 | 0 | 0 | [24 empty] | 8104601 | no | no |  |  | no |  | 0 | 0 | 0 | 0 | 0 | 0 |  | 1 | 1 | 1 | 0 | 0 | 0
load_220339726 |  | node_1415465_701_15341556_775 |  | AN | 0 | Residential | 26956.8+11483.549j | 0 | 0 | 0 | 0 | 0 | [24 empty] | 8104601 | no | no |  |  | no |  | 0 | 0 | 0 | 0 | 0 | 0 |  | 1 | 1 | 1 | 0 | 0 | 0
load_220339727 |  | node_1415243_475_15341294_125 |  | AN | 0 | Residential | 734.4+312.853j | 0 | 0 | 0 | 0 | 0 | [24 empty] | 8104601 | no | no |  |  | no |  | 0 | 0 | 0 | 0 | 0 | 0 |  | 1 | 1 | 1 | 0 | 0 | 0
load_220339728 |  | node_1414486_543_15340274_638 |  | AN | 0 | Residential | 8712+3711.296j | 0 | 0 | 0 | 0 | 0 | [24 empty] | 8104601 | no | no |  |  | no |  | 0 | 0 | 0 | 0 | 0 | 0 |  | 1 | 1 | 1 | 0 | 0 | 0
load_220339732 |  | node_1413882_412_15339608_814 |  | AN | 0 | Residential | 4766.4+2030.478j | 0 | 0 | 0 | 0 | 0 | [24 empty] | 8104601 | no | no |  |  | no |  | 0 | 0 | 0 | 0 | 0 | 0 |  | 1 | 1 | 1 | 0 | 0 | 0
load_220339733 |  | node_1413800_621_15339893_097 |  | AN | 0 | Residential | 0 | 0 | 0 | 0 | 0 | 0 | [24 empty] | 8104601 | no | no |  |  | no |  | 0 | 0 | 0 | 0 | 0 | 0 |  | 1 | 1 | 1 | 0 | 0 | 0
load_220339734 |  | node_1414663_417_15338901_992 |  | AN | 0 | Residential | 18748.8+7986.955j | 0 | 0 | 0 | 0 | 0 | [24 empty] | 8104601 | no | no |  |  | no |  | 0 | 0 | 0 | 0 | 0 | 0 |  | 1 | 1 | 1 | 0 | 0 | 0
load_220339735 |  | node_1414196_235_15338765_097 |  | AN | 0 | Residential | 12456+5306.234j | 0 | 0 | 0 | 0 | 0 | [24 empty] | 8104601 | no | no |  |  | no |  | 0 | 0 | 0 | 0 | 0 | 0 |  | 1 | 1 | 1 | 0 | 0 | 0
load_220339736 |  | node_1414744_421_15338420_054 |  | AN | 0 | Residential | 8928+3803.312j | 0 | 0 | 0 | 0 | 0 | [24 empty] | 8104601 | no | no |  |  | no |  | 0 | 0 | 0 | 0 | 0 | 0 |  | 1 | 1 | 1 | 0 | 0 | 0
load_220339737 |  | node_1414954_297_15337967_833 |  | AN | 0 | Residential | 15400.8+6560.713j | 0 | 0 | 0 | 0 | 0 | [24 empty] | 8104601 | no | no |  |  | no |  | 0 | 0 | 0 | 0 | 0 | 0 |  | 1 | 1 | 1 | 0 | 0 | 0
load_220339738 |  | node_1414396_757_15337825_534 |  | AN | 0 | Residential | 18547.2+7901.074j | 0 | 0 | 0 | 0 | 0 | [24 empty] | 8104601 | no | no |  |  | no |  | 0 | 0 | 0 | 0 | 0 | 0 |  | 1 | 1 | 1 | 0 | 0 | 0
load_220339739 |  | node_1414211_142_15338220_949 |  | AN | 0 | Residential | 12528+5336.906j | 0 | 0 | 0 | 0 | 0 | [24 empty] | 8104601 | no | no |  |  | no |  | 0 | 0 | 0 | 0 | 0 | 0 |  | 1 | 1 | 1 | 0 | 0 | 0
load_220339740 |  | node_1415070_277_15337720_767 |  | AN | 0 | Residential | 42696+18188.42j | 0 | 0 | 0 | 0 | 0 | [24 empty] | 8104601 | no | no |  |  | no |  | 0 | 0 | 0 | 0 | 0 | 0 |  | 1 | 1 | 1 | 0 | 0 | 0
load_220339741 |  | node_1415361_163_15337412_37 |  | AN | 0 | Residential | 20664+8802.827j | 0 | 0 | 0 | 0 | 0 | [24 empty] | 8104601 | no | no |  |  | no |  | 0 | 0 | 0 | 0 | 0 | 0 |  | 1 | 1 | 1 | 0 | 0 | 0
load_220339742 |  | node_1415592_851_15337149_413 |  | AN | 0 | Residential | 14954.4+6370.548j | 0 | 0 | 0 | 0 | 0 | [24 empty] | 8104601 | no | no |  |  | no |  | 0 | 0 | 0 | 0 | 0 | 0 |  | 1 | 1 | 1 | 0 | 0 | 0
load_220339744 |  | node_1415913_665_15336596_255 |  | AN | 0 | Residential | 3182.4+1355.697j | 0 | 0 | 0 | 0 | 0 | [24 empty] | 8104601 | no | no |  |  | no |  | 0 | 0 | 0 | 0 | 0 | 0 |  | 1 | 1 | 1 | 0 | 0 | 0
load_220339745 |  | node_1416055_208_15336301_626 |  | AN | 0 | Residential | 34387.2+14648.886j | 0 | 0 | 0 | 0 | 0 | [24 empty] | 8104601 | no | no |  |  | no |  | 0 | 0 | 0 | 0 | 0 | 0 |  | 1 | 1 | 1 | 0 | 0 | 0
load_220339746 |  | node_1415735_114_15336162_939 |  | AN | 0 | Residential | 11016+4692.796j | 0 | 0 | 0 | 0 | 0 | [24 empty] | 8104601 | no | no |  |  | no |  | 0 | 0 | 0 | 0 | 0 | 0 |  | 1 | 1 | 1 | 0 | 0 | 0
load_220339747 |  | node_1416097_927_15336144_358 |  | AN | 0 | Other | 0 | 0 | 0 | 0 | 0 | 0 | [24 empty] | 8104601 | no | no |  |  | no |  | 0 | 0 | 0 | 0 | 0 | 0 |  | 1 | 1 | 1 | 0 | 0 | 0
load_220339749 |  | node_1416090_235_15335435_2 |  | AN | 0 | NonResidential | 2664+1134.859j | 0 | 0 | 0 | 0 | 0 | [24 empty] | 8104601 | no | no |  |  | no |  | 0 | 0 | 0 | 0 | 0 | 0 |  | 1 | 1 | 1 | 0 | 0 | 0
load_220339750 |  | node_1416155_446_15335145_496 |  | AN | 0 | Residential | 4348.8+1852.581j | 0 | 0 | 0 | 0 | 0 | [24 empty] | 8104601 | no | no |  |  | no |  | 0 | 0 | 0 | 0 | 0 | 0 |  | 1 | 1 | 1 | 0 | 0 | 0
load_220339751 |  | node_1416243_563_15334802_954 |  | AN | 0 | Residential | 3801.6+1619.475j | 0 | 0 | 0 | 0 | 0 | [24 empty] | 8104601 | no | no |  |  | no |  | 0 | 0 | 0 | 0 | 0 | 0 |  | 1 | 1 | 1 | 0 | 0 | 0
load_220339752 |  | node_1416238_879_15334560_016 |  | AN | 0 | Residential | 6465.6+2754.334j | 0 | 0 | 0 | 0 | 0 | [24 empty] | 8104601 | no | no |  |  | no |  | 0 | 0 | 0 | 0 | 0 | 0 |  | 1 | 1 | 1 | 0 | 0 | 0
load_220339753 |  | node_1417708_735_15344529_821 |  | AN | 0 | Residential | 9266.4+3947.47j | 0 | 0 | 0 | 0 | 0 | [24 empty] | 8104601 | no | no |  |  | no |  | 0 | 0 | 0 | 0 | 0 | 0 |  | 1 | 1 | 1 | 0 | 0 | 0
load_220339754 |  | node_1417206_177_15344150_626 |  | AN | 0 | Residential | 6912+2944.5j | 0 | 0 | 0 | 0 | 0 | [24 empty] | 8104601 | no | no |  |  | no |  | 0 | 0 | 0 | 0 | 0 | 0 |  | 1 | 1 | 1 | 0 | 0 | 0
load_220339755 |  | node_1416819_776_15343800_201 |  | AN | 0 | Residential | 14551.2+6198.785j | 0 | 0 | 0 | 0 | 0 | [24 empty] | 8104601 | no | no |  |  | no |  | 0 | 0 | 0 | 0 | 0 | 0 |  | 1 | 1 | 1 | 0 | 0 | 0
load_220339757 |  | node_1416860_403_15343218_851 |  | AN | 0 | Residential | 1814.4+772.931j | 0 | 0 | 0 | 0 | 0 | [24 empty] | 8104601 | no | no |  |  | no |  | 0 | 0 | 0 | 0 | 0 | 0 |  | 1 | 1 | 1 | 0 | 0 | 0
load_220339758 |  | node_1421422_995_15346297_842 |  | AN | 0 | Residential | 16963.2+7226.293j | 0 | 0 | 0 | 0 | 0 | [24 empty] | 8104601 | no | no |  |  | no |  | 0 | 0 | 0 | 0 | 0 | 0 |  | 1 | 1 | 1 | 0 | 0 | 0
load_220339763 |  | node_1424551_143_15345256_526 |  | AN | 0 | Residential | 17798.4+7582.087j | 0 | 0 | 0 | 0 | 0 | [24 empty] | 8104601 | no | no |  |  | no |  | 0 | 0 | 0 | 0 | 0 | 0 |  | 1 | 1 | 1 | 0 | 0 | 0
load_220339764 |  | node_1424349_389_15344050_222 |  | AN | 0 | Residential | 432+184.031j | 0 | 0 | 0 | 0 | 0 | [24 empty] | 8104601 | no | no |  |  | no |  | 0 | 0 | 0 | 0 | 0 | 0 |  | 1 | 1 | 1 | 0 | 0 | 0
load_220339765 |  | node_1425337_261_15344330_287 |  | AN | 0 | Residential | 2491.2+1061.247j | 0 | 0 | 0 | 0 | 0 | [24 empty] | 8104601 | no | no |  |  | no |  | 0 | 0 | 0 | 0 | 0 | 0 |  | 1 | 1 | 1 | 0 | 0 | 0
load_220339766 |  | node_1425138_569_15344130_298 |  | AN | 0 | Residential | 30211.2+12869.917j | 0 | 0 | 0 | 0 | 0 | [24 empty] | 8104601 | no | no |  |  | no |  | 0 | 0 | 0 | 0 | 0 | 0 |  | 1 | 1 | 1 | 0 | 0 | 0
load_220339767 |  | node_1425111_099_15342979_965 |  | AN | 0 | NonResidential | 1108.8+472.347j | 0 | 0 | 0 | 0 | 0 | [24 empty] | 8104601 | no | no |  |  | no |  | 0 | 0 | 0 | 0 | 0 | 0 |  | 1 | 1 | 1 | 0 | 0 | 0
load_220339768 |  | node_1425031_519_15342672_685 |  | AN | 0 | Residential | 8704.8+3708.229j | 0 | 0 | 0 | 0 | 0 | [24 empty] | 8104601 | no | no |  |  | no |  | 0 | 0 | 0 | 0 | 0 | 0 |  | 1 | 1 | 1 | 0 | 0 | 0
load_220339769 |  | node_1424852_199_15342410_143 |  | AN | 0 | NonResidential | 0 | 0 | 0 | 0 | 0 | 0 | [24 empty] | 8104601 | no | no |  |  | no |  | 0 | 0 | 0 | 0 | 0 | 0 |  | 1 | 1 | 1 | 0 | 0 | 0
load_220339770 |  | node_1425235_272_15341400_01 |  | AN | 0 | Residential | 7826.4+3334.032j | 0 | 0 | 0 | 0 | 0 | [24 empty] | 8104601 | no | no |  |  | no |  | 0 | 0 | 0 | 0 | 0 | 0 |  | 1 | 1 | 1 | 0 | 0 | 0
load_220339771 |  | node_1425239_047_15341944_408 |  | AN | 0 | Residential | 14961.6+6373.615j | 0 | 0 | 0 | 0 | 0 | [24 empty] | 8104601 | no | no |  |  | no |  | 0 | 0 | 0 | 0 | 0 | 0 |  | 1 | 1 | 1 | 0 | 0 | 0
load_220339772 |  | node_1424871_643_15341556_341 |  | AN | 0 | Residential | 3758.4+1601.072j | 0 | 0 | 0 | 0 | 0 | [24 empty] | 8104601 | no | no |  |  | no |  | 0 | 0 | 0 | 0 | 0 | 0 |  | 1 | 1 | 1 | 0 | 0 | 0
load_220339773 |  | node_1424705_317_15340982_45 |  | AN | 0 | Residential | 18583.2+7916.41j | 0 | 0 | 0 | 0 | 0 | [24 empty] | 8104601 | no | no |  |  | no |  | 0 | 0 | 0 | 0 | 0 | 0 |  | 1 | 1 | 1 | 0 | 0 | 0
load_220339774 |  | node_1424925_765_15340876_178 |  | AN | 0 | NonResidential | 93.6+39.873j | 0 | 0 | 0 | 0 | 0 | [24 empty] | 8104601 | no | no |  |  | no |  | 0 | 0 | 0 | 0 | 0 | 0 |  | 1 | 1 | 1 | 0 | 0 | 0
load_220339775 |  | node_1424693_811_15340537_549 |  | AN | 0 | Residential | 5990.4+2551.9j | 0 | 0 | 0 | 0 | 0 | [24 empty] | 8104601 | no | no |  |  | no |  | 0 | 0 | 0 | 0 | 0 | 0 |  | 1 | 1 | 1 | 0 | 0 | 0
load_220339776 |  | node_1424522_053_15340382_733 |  | AN | 0 | Residential | 4212+1794.304j | 0 | 0 | 0 | 0 | 0 | [24 empty] | 8104601 | no | no |  |  | no |  | 0 | 0 | 0 | 0 | 0 | 0 |  | 1 | 1 | 1 | 0 | 0 | 0
load_220339777 |  | node_1424290_891_15340171_166 |  | AN | 0 | Residential | 16632+7085.202j | 0 | 0 | 0 | 0 | 0 | [24 empty] | 8104601 | no | no |  |  | no |  | 0 | 0 | 0 | 0 | 0 | 0 |  | 1 | 1 | 1 | 0 | 0 | 0
load_220339778 |  | node_1423530_903_15339134_953 |  | AN | 0 | Residential | 17654.4+7520.743j | 0 | 0 | 0 | 0 | 0 | [24 empty] | 8104601 | no | no |  |  | no |  | 0 | 0 | 0 | 0 | 0 | 0 |  | 1 | 1 | 1 | 0 | 0 | 0
load_220339779 |  | node_1423283_073_15338605_548 |  | AN | 0 | Residential | 10821.6+4609.982j | 0 | 0 | 0 | 0 | 0 | [24 empty] | 8104601 | no | no |  |  | no |  | 0 | 0 | 0 | 0 | 0 | 0 |  | 1 | 1 | 1 | 0 | 0 | 0
load_220339780 |  | node_1423263_623_15338319_761 |  | AN | 0 | Residential | 1965.6+837.342j | 0 | 0 | 0 | 0 | 0 | [24 empty] | 8104601 | no | no |  |  | no |  | 0 | 0 | 0 | 0 | 0 | 0 |  | 1 | 1 | 1 | 0 | 0 | 0
load_220339781 |  | node_1423629_922_15338076_706 |  | AN | 0 | Residential | 16322.4+6953.313j | 0 | 0 | 0 | 0 | 0 | [24 empty] | 8104601 | no | no |  |  | no |  | 0 | 0 | 0 | 0 | 0 | 0 |  | 1 | 1 | 1 | 0 | 0 | 0
load_220339782 |  | node_1423089_869_15338068_28 |  | AN | 0 | Residential | 5385.6+2294.256j | 0 | 0 | 0 | 0 | 0 | [24 empty] | 8104601 | no | no |  |  | no |  | 0 | 0 | 0 | 0 | 0 | 0 |  | 1 | 1 | 1 | 0 | 0 | 0
load_220339783 |  | node_1422911_758_15337907_554 |  | AN | 0 | Residential | 20289.6+8643.333j | 0 | 0 | 0 | 0 | 0 | [24 empty] | 8104601 | no | no |  |  | no |  | 0 | 0 | 0 | 0 | 0 | 0 |  | 1 | 1 | 1 | 0 | 0 | 0
load_220339784 |  | node_1422149_43_15337333_386 |  | AN | 0 | Residential | 3362.4+1432.376j | 0 | 0 | 0 | 0 | 0 | [24 empty] | 8104601 | no | no |  |  | no |  | 0 | 0 | 0 | 0 | 0 | 0 |  | 1 | 1 | 1 | 0 | 0 | 0
load_220339785 |  | node_1421683_815_15336983_604 |  | AN | 0 | Residential | 4773.6+2033.545j | 0 | 0 | 0 | 0 | 0 | [24 empty] | 8104601 | no | no |  |  | no |  | 0 | 0 | 0 | 0 | 0 | 0 |  | 1 | 1 | 1 | 0 | 0 | 0
load_220339786 |  | node_1421688_333_15337193_334 |  | AN | 0 | Residential | 16394.4+6983.985j | 0 | 0 | 0 | 0 | 0 | [24 empty] | 8104601 | no | no |  |  | no |  | 0 | 0 | 0 | 0 | 0 | 0 |  | 1 | 1 | 1 | 0 | 0 | 0
load_220339787 |  | node_1420485_764_15335996_066 |  | AN | 0 | Residential | 7574.4+3226.681j | 0 | 0 | 0 | 0 | 0 | [24 empty] | 8104601 | no | no |  |  | no |  | 0 | 0 | 0 | 0 | 0 | 0 |  | 1 | 1 | 1 | 0 | 0 | 0
load_220339788 |  | node_1420297_123_15335952_12 |  | AN | 0 | NonResidential | 5176.8+2205.308j | 0 | 0 | 0 | 0 | 0 | [24 empty] | 8104601 | no | no |  |  | no |  | 0 | 0 | 0 | 0 | 0 | 0 |  | 1 | 1 | 1 | 0 | 0 | 0
load_220339789 |  | node_1420346_012_15335642_659 |  | AN | 0 | Residential | 5608.8+2389.339j | 0 | 0 | 0 | 0 | 0 | [24 empty] | 8104601 | no | no |  |  | no |  | 0 | 0 | 0 | 0 | 0 | 0 |  | 1 | 1 | 1 | 0 | 0 | 0
load_220339790 |  | node_1420070_738_15335660_242 |  | AN | 0 | Residential | 4665.6+1987.537j | 0 | 0 | 0 | 0 | 0 | [24 empty] | 8104601 | no | no |  |  | no |  | 0 | 0 | 0 | 0 | 0 | 0 |  | 1 | 1 | 1 | 0 | 0 | 0
load_220339791 |  | node_1419178_144_15334912_577 |  | AN | 0 | Residential | 3456+1472.25j | 0 | 0 | 0 | 0 | 0 | [24 empty] | 8104601 | no | no |  |  | no |  | 0 | 0 | 0 | 0 | 0 | 0 |  | 1 | 1 | 1 | 0 | 0 | 0
load_220339792 |  | node_1419129_824_15334720_069 |  | AN | 0 | Other | 0 | 0 | 0 | 0 | 0 | 0 | [24 empty] | 8104601 | no | no |  |  | no |  | 0 | 0 | 0 | 0 | 0 | 0 |  | 1 | 1 | 1 | 0 | 0 | 0
load_220339793 |  | node_1419020_031_15334462_587 |  | AN | 0 | Residential | 57.6+24.537j | 0 | 0 | 0 | 0 | 0 | [24 empty] | 8104601 | no | no |  |  | no |  | 0 | 0 | 0 | 0 | 0 | 0 |  | 1 | 1 | 1 | 0 | 0 | 0
load_220339794 |  | node_1418906_935_15334285_744 |  | AN | 0 | Other | 0 | 0 | 0 | 0 | 0 | 0 | [24 empty] | 8104601 | no | no |  |  | no |  | 0 | 0 | 0 | 0 | 0 | 0 |  | 1 | 1 | 1 | 0 | 0 | 0
load_220339795 |  | node_1419302_651_15334009_285 |  | AN | 0 | NonResidential | 8000+3407.986j | 0 | 0 | 0 | 0 | 0 | [24 empty] | 8104601 | no | no |  |  | no |  | 0 | 0 | 0 | 0 | 0 | 0 |  | 1 | 1 | 1 | 0 | 0 | 0
load_220339796 |  | node_1419300_136_15334035_677 |  | BN | 0 | NonResidential | 0 | 8000+3407.986j | 0 | 0 | 0 | 0 | [24 empty] | 8104601 | no | no |  |  | no |  | 0 | 0 | 0 | 0 | 0 | 0 |  | 1 | 1 | 1 | 0 | 0 | 0
load_220339797 |  | node_1419299_998_15333982_877 |  | CN | 0 | NonResidential | 0 | 0 | 8000+3407.986j | 0 | 0 | 0 | [24 empty] | 8104601 | no | no |  |  | no |  | 0 | 0 | 0 | 0 | 0 | 0 |  | 1 | 1 | 1 | 0 | 0 | 0
load_220339798 |  | node_1418782_87_15333719_774 |  | AN | 0 | Residential | 12369.6+5269.428j | 0 | 0 | 0 | 0 | 0 | [24 empty] | 8104601 | no | no |  |  | no |  | 0 | 0 | 0 | 0 | 0 | 0 |  | 1 | 1 | 1 | 0 | 0 | 0
load_220339800 |  | node_1417713_077_15334095_717 |  | AN | 0 | Residential | 16236+6916.507j | 0 | 0 | 0 | 0 | 0 | [24 empty] | 8104601 | no | no |  |  | no |  | 0 | 0 | 0 | 0 | 0 | 0 |  | 1 | 1 | 1 | 0 | 0 | 0
load_220339801 |  | node_1418545_188_15333367_614 |  | AN | 0 | Residential | 36374.4+15495.43j | 0 | 0 | 0 | 0 | 0 | [24 empty] | 8104601 | no | no |  |  | no |  | 0 | 0 | 0 | 0 | 0 | 0 |  | 1 | 1 | 1 | 0 | 0 | 0
load_220339802 |  | node_1418561_108_15333142_566 |  | AN | 0 | Residential | 4010.4+1708.423j | 0 | 0 | 0 | 0 | 0 | [24 empty] | 8104601 | no | no |  |  | no |  | 0 | 0 | 0 | 0 | 0 | 0 |  | 1 | 1 | 1 | 0 | 0 | 0
load_220339803 |  | node_1418488_995_15332816_388 |  | AN | 0 | Residential | 18727.2+7977.754j | 0 | 0 | 0 | 0 | 0 | [24 empty] | 8104601 | no | no |  |  | no |  | 0 | 0 | 0 | 0 | 0 | 0 |  | 1 | 1 | 1 | 0 | 0 | 0
load_220339805 |  | node_1418657_04_15331742_535 |  | AN | 0 | Residential | 46648.8+19872.306j | 0 | 0 | 0 | 0 | 0 | [24 empty] | 8104601 | no | no |  |  | no |  | 0 | 0 | 0 | 0 | 0 | 0 |  | 1 | 1 | 1 | 0 | 0 | 0
load_220339806 |  | node_1419015_224_15331785_819 |  | AN | 0 | Residential | 4392+1870.984j | 0 | 0 | 0 | 0 | 0 | [24 empty] | 8104601 | no | no |  |  | no |  | 0 | 0 | 0 | 0 | 0 | 0 |  | 1 | 1 | 1 | 0 | 0 | 0
load_220339807 |  | node_1418664_664_15331442_587 |  | AN | 0 | Residential | 7156.8+3048.784j | 0 | 0 | 0 | 0 | 0 | [24 empty] | 8104601 | no | no |  |  | no |  | 0 | 0 | 0 | 0 | 0 | 0 |  | 1 | 1 | 1 | 0 | 0 | 0
load_220339808 |  | node_1418607_895_15331164_407 |  | AN | 0 | Residential | 9727.2+4143.77j | 0 | 0 | 0 | 0 | 0 | [24 empty] | 8104601 | no | no |  |  | no |  | 0 | 0 | 0 | 0 | 0 | 0 |  | 1 | 1 | 1 | 0 | 0 | 0
load_220339809 |  | node_1418486_621_15330882_931 |  | AN | 0 | Residential | 3153.6+1343.428j | 0 | 0 | 0 | 0 | 0 | [24 empty] | 8104601 | no | no |  |  | no |  | 0 | 0 | 0 | 0 | 0 | 0 |  | 1 | 1 | 1 | 0 | 0 | 0
load_220339810 |  | node_1418496_357_15330582_827 |  | AN | 0 | Residential | 40068+17068.897j | 0 | 0 | 0 | 0 | 0 | [24 empty] | 8104601 | no | no |  |  | no |  | 0 | 0 | 0 | 0 | 0 | 0 |  | 1 | 1 | 1 | 0 | 0 | 0
load_220339811 |  | node_1418196_215_15330484_318 |  | AN | 0 | NonResidential | 3000+1277.995j | 0 | 0 | 0 | 0 | 0 | [24 empty] | 8104601 | no | no |  |  | no |  | 0 | 0 | 0 | 0 | 0 | 0 |  | 1 | 1 | 1 | 0 | 0 | 0
load_220339812 |  | node_1418443_11_15330292_071 |  | AN | 0 | Residential | 12571.2+5355.309j | 0 | 0 | 0 | 0 | 0 | [24 empty] | 8104601 | no | no |  |  | no |  | 0 | 0 | 0 | 0 | 0 | 0 |  | 1 | 1 | 1 | 0 | 0 | 0
load_220339814 |  | node_1418078_877_15329562_674 |  | AN | 0 | Residential | 34574.4+14728.633j | 0 | 0 | 0 | 0 | 0 | [24 empty] | 8104601 | no | no |  |  | no |  | 0 | 0 | 0 | 0 | 0 | 0 |  | 1 | 1 | 1 | 0 | 0 | 0
load_220339815 |  | node_1418316_034_15329215_355 |  | AN | 0 | Residential | 20001.6+8520.646j | 0 | 0 | 0 | 0 | 0 | [24 empty] | 8104601 | no | no |  |  | no |  | 0 | 0 | 0 | 0 | 0 | 0 |  | 1 | 1 | 1 | 0 | 0 | 0
load_220339816 |  | node_1418314_713_15328752_78 |  | AN | 0 | NonResidential | 28.8+12.269j | 0 | 0 | 0 | 0 | 0 | [24 empty] | 8104601 | no | no |  |  | no |  | 0 | 0 | 0 | 0 | 0 | 0 |  | 1 | 1 | 1 | 0 | 0 | 0
load_220339817 |  | node_1418942_338_15328781_969 |  | AN | 0 | Residential | 10159.2+4327.801j | 0 | 0 | 0 | 0 | 0 | [24 empty] | 8104601 | no | no |  |  | no |  | 0 | 0 | 0 | 0 | 0 | 0 |  | 1 | 1 | 1 | 0 | 0 | 0
load_220339818 |  | node_1418053_254_15328690_825 |  | AN | 0 | Residential | 4809.6+2048.881j | 0 | 0 | 0 | 0 | 0 | [24 empty] | 8104601 | no | no |  |  | no |  | 0 | 0 | 0 | 0 | 0 | 0 |  | 1 | 1 | 1 | 0 | 0 | 0
load_220339819 |  | node_1417936_501_15328320_164 |  | AN | 0 | Residential | 24868.8+10594.064j | 0 | 0 | 0 | 0 | 0 | [24 empty] | 8104601 | no | no |  |  | no |  | 0 | 0 | 0 | 0 | 0 | 0 |  | 1 | 1 | 1 | 0 | 0 | 0
load_220339821 |  | node_1417879_296_15327965_084 |  | AN | 0 | Residential | 35913.6+15299.13j | 0 | 0 | 0 | 0 | 0 | [24 empty] | 8104601 | no | no |  |  | no |  | 0 | 0 | 0 | 0 | 0 | 0 |  | 1 | 1 | 1 | 0 | 0 | 0
load_220339822 |  | node_1417946_833_15327835_081 |  | AN | 0 | Residential | 194.4+82.814j | 0 | 0 | 0 | 0 | 0 | [24 empty] | 8104601 | no | no |  |  | no |  | 0 | 0 | 0 | 0 | 0 | 0 |  | 1 | 1 | 1 | 0 | 0 | 0
load_220339823 |  | node_1418306_817_15327928_775 |  | AN | 0 | Residential | 5011.2+2134.762j | 0 | 0 | 0 | 0 | 0 | [24 empty] | 8104601 | no | no |  |  | no |  | 0 | 0 | 0 | 0 | 0 | 0 |  | 1 | 1 | 1 | 0 | 0 | 0
load_220339824 |  | node_1417998_863_15327276_074 |  | AN | 0 | Residential | 14954.4+6370.548j | 0 | 0 | 0 | 0 | 0 | [24 empty] | 8104601 | no | no |  |  | no |  | 0 | 0 | 0 | 0 | 0 | 0 |  | 1 | 1 | 1 | 0 | 0 | 0
load_220339825 |  | node_1418060_748_15327035_051 |  | AN | 0 | Residential | 7005.6+2984.373j | 0 | 0 | 0 | 0 | 0 | [24 empty] | 8104601 | no | no |  |  | no |  | 0 | 0 | 0 | 0 | 0 | 0 |  | 1 | 1 | 1 | 0 | 0 | 0
load_220339827 |  | node_1417852_184_15326446_913 |  | AN | 0 | Other | 0 | 0 | 0 | 0 | 0 | 0 | [24 empty] | 8104601 | no | no |  |  | no |  | 0 | 0 | 0 | 0 | 0 | 0 |  | 1 | 1 | 1 | 0 | 0 | 0
load_220339828 |  | node_1417558_947_15326578_178 |  | AN | 0 | NonResidential | 1072.8+457.011j | 0 | 0 | 0 | 0 | 0 | [24 empty] | 8104601 | no | no |  |  | no |  | 0 | 0 | 0 | 0 | 0 | 0 |  | 1 | 1 | 1 | 0 | 0 | 0
load_220339829 |  | node_1417278_597_15326599_598 |  | AN | 0 | Residential | 10144.8+4321.667j | 0 | 0 | 0 | 0 | 0 | [24 empty] | 8104601 | no | no |  |  | no |  | 0 | 0 | 0 | 0 | 0 | 0 |  | 1 | 1 | 1 | 0 | 0 | 0
load_220339830 |  | node_1417792_097_15324765_926 |  | AN | 0 | Residential | 13975.2+5953.41j | 0 | 0 | 0 | 0 | 0 | [24 empty] | 8104601 | no | no |  |  | no |  | 0 | 0 | 0 | 0 | 0 | 0 |  | 1 | 1 | 1 | 0 | 0 | 0
load_220339831 |  | node_1417546_331_15324793_675 |  | AN | 0 | NonResidential | 0 | 0 | 0 | 0 | 0 | 0 | [24 empty] | 8104601 | no | no |  |  | no |  | 0 | 0 | 0 | 0 | 0 | 0 |  | 1 | 1 | 1 | 0 | 0 | 0
load_220339834 |  | node_1417684_867_15324011_507 |  | AN | 0 | Residential | 8085.6+3444.451j | 0 | 0 | 0 | 0 | 0 | [24 empty] | 8104601 | no | no |  |  | no |  | 0 | 0 | 0 | 0 | 0 | 0 |  | 1 | 1 | 1 | 0 | 0 | 0
load_220339835 |  | node_1417691_535_15324206_219 |  | AN | 0 | Residential | 20512.8+8738.416j | 0 | 0 | 0 | 0 | 0 | [24 empty] | 8104601 | no | no |  |  | no |  | 0 | 0 | 0 | 0 | 0 | 0 |  | 1 | 1 | 1 | 0 | 0 | 0
load_220339836 |  | node_1417489_11_15323865_741 |  | AN | 0 | Residential | 82008+34935.262j | 0 | 0 | 0 | 0 | 0 | [24 empty] | 8104601 | no | no |  |  | no |  | 0 | 0 | 0 | 0 | 0 | 0 |  | 1 | 1 | 1 | 0 | 0 | 0
load_220339837 |  | node_1417384_692_15323721_593 |  | AN | 0 | Residential | 24998.4+10649.274j | 0 | 0 | 0 | 0 | 0 | [24 empty] | 8104601 | no | no |  |  | no |  | 0 | 0 | 0 | 0 | 0 | 0 |  | 1 | 1 | 1 | 0 | 0 | 0
load_220339838 |  | node_1417312_785_15323428_973 |  | AN | 0 | Residential | 76788+32711.551j | 0 | 0 | 0 | 0 | 0 | [24 empty] | 8104601 | no | no |  |  | no |  | 0 | 0 | 0 | 0 | 0 | 0 |  | 1 | 1 | 1 | 0 | 0 | 0
load_220339840 |  | node_1416821_219_15322435_96 |  | AN | 0 | Residential | 13917.6+5928.873j | 0 | 0 | 0 | 0 | 0 | [24 empty] | 8104601 | no | no |  |  | no |  | 0 | 0 | 0 | 0 | 0 | 0 |  | 1 | 1 | 1 | 0 | 0 | 0
load_220339842 |  | node_1416678_623_15323097_176 |  | AN | 0 | Residential | 3067.2+1306.622j | 0 | 0 | 0 | 0 | 0 | [24 empty] | 8104601 | no | no |  |  | no |  | 0 | 0 | 0 | 0 | 0 | 0 |  | 1 | 1 | 1 | 0 | 0 | 0
load_220339843 |  | node_1416766_302_15322198_07 |  | AN | 0 | Residential | 2030.4+864.947j | 0 | 0 | 0 | 0 | 0 | [24 empty] | 8104601 | no | no |  |  | no |  | 0 | 0 | 0 | 0 | 0 | 0 |  | 1 | 1 | 1 | 0 | 0 | 0
load_220339844 |  | node_1424420_299_15340180_331 |  | AN | 0 | Residential | 13989.6+5959.545j | 0 | 0 | 0 | 0 | 0 | [24 empty] | 8104601 | no | no |  |  | no |  | 0 | 0 | 0 | 0 | 0 | 0 |  | 1 | 1 | 1 | 0 | 0 | 0
load_220339847 |  | node_1425774_257_15339260_633 |  | AN | 0 | Residential | 309.6+131.889j | 0 | 0 | 0 | 0 | 0 | [24 empty] | 8104601 | no | no |  |  | no |  | 0 | 0 | 0 | 0 | 0 | 0 |  | 1 | 1 | 1 | 0 | 0 | 0
load_220339849 |  | node_1431717_046_15343732_632 |  | AN | 0 | Residential | 5400+2300.39j | 0 | 0 | 0 | 0 | 0 | [24 empty] | 8104601 | no | no |  |  | no |  | 0 | 0 | 0 | 0 | 0 | 0 |  | 1 | 1 | 1 | 0 | 0 | 0
load_220339850 |  | node_1432362_601_15343518_97 |  | AN | 0 | Residential | 14004+5965.679j | 0 | 0 | 0 | 0 | 0 | [24 empty] | 8104601 | no | no |  |  | no |  | 0 | 0 | 0 | 0 | 0 | 0 |  | 1 | 1 | 1 | 0 | 0 | 0
load_220339851 |  | node_1431489_467_15343611_79 |  | AN | 0 | Residential | 2563.2+1091.919j | 0 | 0 | 0 | 0 | 0 | [24 empty] | 8104601 | no | no |  |  | no |  | 0 | 0 | 0 | 0 | 0 | 0 |  | 1 | 1 | 1 | 0 | 0 | 0
load_220339852 |  | node_1431741_637_15343294_49 |  | AN | 0 | Residential | 266.4+113.486j | 0 | 0 | 0 | 0 | 0 | [24 empty] | 8104601 | no | no |  |  | no |  | 0 | 0 | 0 | 0 | 0 | 0 |  | 1 | 1 | 1 | 0 | 0 | 0
load_220339853 |  | node_1431759_848_15342921_394 |  | AN | 0 | Residential | 17712+7545.28j | 0 | 0 | 0 | 0 | 0 | [24 empty] | 8104601 | no | no |  |  | no |  | 0 | 0 | 0 | 0 | 0 | 0 |  | 1 | 1 | 1 | 0 | 0 | 0
load_220339854 |  | node_1431609_539_15342411_762 |  | AN | 0 | Residential | 5284.8+2251.315j | 0 | 0 | 0 | 0 | 0 | [24 empty] | 8104601 | no | no |  |  | no |  | 0 | 0 | 0 | 0 | 0 | 0 |  | 1 | 1 | 1 | 0 | 0 | 0
load_220339856 |  | node_1431633_961_15341388_688 |  | AN | 0 | NonResidential | 1468.8+625.706j | 0 | 0 | 0 | 0 | 0 | [24 empty] | 8104601 | no | no |  |  | no |  | 0 | 0 | 0 | 0 | 0 | 0 |  | 1 | 1 | 1 | 0 | 0 | 0
load_220339857 |  | node_1431681_283_15340760_79 |  | AN | 0 | Residential | 9158.4+3901.462j | 0 | 0 | 0 | 0 | 0 | [24 empty] | 8104601 | no | no |  |  | no |  | 0 | 0 | 0 | 0 | 0 | 0 |  | 1 | 1 | 1 | 0 | 0 | 0
load_220339858 |  | node_1431504_446_15346539_672 |  | AN | 0 | Residential | 36554.4+15572.109j | 0 | 0 | 0 | 0 | 0 | [24 empty] | 8104601 | no | no |  |  | no |  | 0 | 0 | 0 | 0 | 0 | 0 |  | 1 | 1 | 1 | 0 | 0 | 0
load_220339859 |  | node_1431265_677_15340389_325 |  | AN | 0 | Residential | 7646.4+3257.353j | 0 | 0 | 0 | 0 | 0 | [24 empty] | 8104601 | no | no |  |  | no |  | 0 | 0 | 0 | 0 | 0 | 0 |  | 1 | 1 | 1 | 0 | 0 | 0
load_220339860 |  | node_1430048_86_15340309_401 |  | AN | 0 | Residential | 957.6+407.936j | 0 | 0 | 0 | 0 | 0 | [24 empty] | 8104601 | no | no |  |  | no |  | 0 | 0 | 0 | 0 | 0 | 0 |  | 1 | 1 | 1 | 0 | 0 | 0
load_220339861 |  | node_1429918_224_15340379_357 |  | AN | 0 | Residential | 11592+4938.171j | 0 | 0 | 0 | 0 | 0 | [24 empty] | 8104601 | no | no |  |  | no |  | 0 | 0 | 0 | 0 | 0 | 0 |  | 1 | 1 | 1 | 0 | 0 | 0
load_220339862 |  | node_1429513_032_15340630_344 |  | AN | 0 | Residential | 11304+4815.484j | 0 | 0 | 0 | 0 | 0 | [24 empty] | 8104601 | no | no |  |  | no |  | 0 | 0 | 0 | 0 | 0 | 0 |  | 1 | 1 | 1 | 0 | 0 | 0
load_220339863 |  | node_1431591_289_15346163_614 |  | AN | 0 | Residential | 3096+1318.89j | 0 | 0 | 0 | 0 | 0 | [24 empty] | 8104601 | no | no |  |  | no |  | 0 | 0 | 0 | 0 | 0 | 0 |  | 1 | 1 | 1 | 0 | 0 | 0
load_220339864 |  | node_1429112_196_15340709_235 |  | AN | 0 | Residential | 24408+10397.764j | 0 | 0 | 0 | 0 | 0 | [24 empty] | 8104601 | no | no |  |  | no |  | 0 | 0 | 0 | 0 | 0 | 0 |  | 1 | 1 | 1 | 0 | 0 | 0
load_220339865 |  | node_1428705_991_15341008_059 |  | AN | 0 | Residential | 12528+5336.906j | 0 | 0 | 0 | 0 | 0 | [24 empty] | 8104601 | no | no |  |  | no |  | 0 | 0 | 0 | 0 | 0 | 0 |  | 1 | 1 | 1 | 0 | 0 | 0
load_220339866 |  | node_1428544_799_15340536_876 |  | AN | 0 | Residential | 4392+1870.984j | 0 | 0 | 0 | 0 | 0 | [24 empty] | 8104601 | no | no |  |  | no |  | 0 | 0 | 0 | 0 | 0 | 0 |  | 1 | 1 | 1 | 0 | 0 | 0
load_220339867 |  | node_1428234_799_15340625_007 |  | AN | 0 | Residential | 34408.8+14658.087j | 0 | 0 | 0 | 0 | 0 | [24 empty] | 8104601 | no | no |  |  | no |  | 0 | 0 | 0 | 0 | 0 | 0 |  | 1 | 1 | 1 | 0 | 0 | 0
load_220339868 |  | node_1427967_69_15340645_9 |  | AN | 0 | Residential | 7315.2+3116.262j | 0 | 0 | 0 | 0 | 0 | [24 empty] | 8104601 | no | no |  |  | no |  | 0 | 0 | 0 | 0 | 0 | 0 |  | 1 | 1 | 1 | 0 | 0 | 0
load_220339869 |  | node_1427637_392_15340905_93 |  | AN | 0 | Residential | 12758.4+5435.056j | 0 | 0 | 0 | 0 | 0 | [24 empty] | 8104601 | no | no |  |  | no |  | 0 | 0 | 0 | 0 | 0 | 0 |  | 1 | 1 | 1 | 0 | 0 | 0
load_220339871 |  | node_1431611_113_15345610_296 |  | AN | 0 | Residential | 2383.2+1015.239j | 0 | 0 | 0 | 0 | 0 | [24 empty] | 8104601 | no | no |  |  | no |  | 0 | 0 | 0 | 0 | 0 | 0 |  | 1 | 1 | 1 | 0 | 0 | 0
load_220339872 |  | node_1426994_943_15340902_23 |  | AN | 0 | Residential | 5522.4+2352.533j | 0 | 0 | 0 | 0 | 0 | [24 empty] | 8104601 | no | no |  |  | no |  | 0 | 0 | 0 | 0 | 0 | 0 |  | 1 | 1 | 1 | 0 | 0 | 0
load_220339873 |  | node_1427187_663_15341194_406 |  | AN | 0 | Residential | 9216+3926j | 0 | 0 | 0 | 0 | 0 | [24 empty] | 8104601 | no | no |  |  | no |  | 0 | 0 | 0 | 0 | 0 | 0 |  | 1 | 1 | 1 | 0 | 0 | 0
load_220339874 |  | node_1426768_515_15340986_277 |  | AN | 0 | Residential | 20246.4+8624.93j | 0 | 0 | 0 | 0 | 0 | [24 empty] | 8104601 | no | no |  |  | no |  | 0 | 0 | 0 | 0 | 0 | 0 |  | 1 | 1 | 1 | 0 | 0 | 0
load_220339875 |  | node_1426573_214_15341080_201 |  | AN | 0 | Residential | 19785.6+8428.63j | 0 | 0 | 0 | 0 | 0 | [24 empty] | 8104601 | no | no |  |  | no |  | 0 | 0 | 0 | 0 | 0 | 0 |  | 1 | 1 | 1 | 0 | 0 | 0
load_220339876 |  | node_1426152_236_15341122_077 |  | AN | 0 | Residential | 38354.4+16338.906j | 0 | 0 | 0 | 0 | 0 | [24 empty] | 8104601 | no | no |  |  | no |  | 0 | 0 | 0 | 0 | 0 | 0 |  | 1 | 1 | 1 | 0 | 0 | 0
load_220339877 |  | node_1425774_558_15341084_36 |  | AN | 0 | Residential | 13795.2+5876.731j | 0 | 0 | 0 | 0 | 0 | [24 empty] | 8104601 | no | no |  |  | no |  | 0 | 0 | 0 | 0 | 0 | 0 |  | 1 | 1 | 1 | 0 | 0 | 0
load_220339878 |  | node_1425607_836_15341098_035 |  | AN | 0 | Residential | 4543.2+1935.395j | 0 | 0 | 0 | 0 | 0 | [24 empty] | 8104601 | no | no |  |  | no |  | 0 | 0 | 0 | 0 | 0 | 0 |  | 1 | 1 | 1 | 0 | 0 | 0
load_220339879 |  | node_1425376_713_15341175_541 |  | AN | 0 | Residential | 23536.8+10026.635j | 0 | 0 | 0 | 0 | 0 | [24 empty] | 8104601 | no | no |  |  | no |  | 0 | 0 | 0 | 0 | 0 | 0 |  | 1 | 1 | 1 | 0 | 0 | 0
load_220339880 |  | node_1424976_611_15341196_511 |  | AN | 0 | Residential | 14551.2+6198.785j | 0 | 0 | 0 | 0 | 0 | [24 empty] | 8104601 | no | no |  |  | no |  | 0 | 0 | 0 | 0 | 0 | 0 |  | 1 | 1 | 1 | 0 | 0 | 0
load_220339881 |  | node_1431634_42_15345200_287 |  | AN | 0 | Residential | 4464+1901.656j | 0 | 0 | 0 | 0 | 0 | [24 empty] | 8104601 | no | no |  |  | no |  | 0 | 0 | 0 | 0 | 0 | 0 |  | 1 | 1 | 1 | 0 | 0 | 0
load_220339883 |  | node_1431198_596_15346888_938 |  | AN | 0 | Residential | 45741.6+19485.84j | 0 | 0 | 0 | 0 | 0 | [24 empty] | 8104601 | no | no |  |  | no |  | 0 | 0 | 0 | 0 | 0 | 0 |  | 1 | 1 | 1 | 0 | 0 | 0
load_220339884 |  | node_1433910_805_15346577_568 |  | AN | 0 | Residential | 29188.8+12434.377j | 0 | 0 | 0 | 0 | 0 | [24 empty] | 8104601 | no | no |  |  | no |  | 0 | 0 | 0 | 0 | 0 | 0 |  | 1 | 1 | 1 | 0 | 0 | 0
load_220339885 |  | node_1433980_3_15346080_697 |  | AN | 0 | Residential | 25077.6+10683.013j | 0 | 0 | 0 | 0 | 0 | [24 empty] | 8104601 | no | no |  |  | no |  | 0 | 0 | 0 | 0 | 0 | 0 |  | 1 | 1 | 1 | 0 | 0 | 0
load_220339886 |  | node_1434799_249_15345845_152 |  | AN | 0 | Residential | 5839.2+2487.489j | 0 | 0 | 0 | 0 | 0 | [24 empty] | 8104601 | no | no |  |  | no |  | 0 | 0 | 0 | 0 | 0 | 0 |  | 1 | 1 | 1 | 0 | 0 | 0
load_220339887 |  | node_1435208_68_15345028_777 |  | AN | 0 | Residential | 25768.8+10977.463j | 0 | 0 | 0 | 0 | 0 | [24 empty] | 8104601 | no | no |  |  | no |  | 0 | 0 | 0 | 0 | 0 | 0 |  | 1 | 1 | 1 | 0 | 0 | 0
load_220339889 |  | node_1436715_001_15344624_266 |  | AN | 0 | Residential | 16869.6+7186.42j | 0 | 0 | 0 | 0 | 0 | [24 empty] | 8104601 | no | no |  |  | no |  | 0 | 0 | 0 | 0 | 0 | 0 |  | 1 | 1 | 1 | 0 | 0 | 0
load_220339890 |  | node_1436942_313_15344673_556 |  | AN | 0 | Residential | 12859.2+5477.996j | 0 | 0 | 0 | 0 | 0 | [24 empty] | 8104601 | no | no |  |  | no |  | 0 | 0 | 0 | 0 | 0 | 0 |  | 1 | 1 | 1 | 0 | 0 | 0
load_220339891 |  | node_1437475_932_15344691_921 |  | AN | 0 | Residential | 19591.2+8345.816j | 0 | 0 | 0 | 0 | 0 | [24 empty] | 8104601 | no | no |  |  | no |  | 0 | 0 | 0 | 0 | 0 | 0 |  | 1 | 1 | 1 | 0 | 0 | 0
load_220339892 |  | node_1438090_609_15344756_008 |  | AN | 0 | Residential | 63216+26929.903j | 0 | 0 | 0 | 0 | 0 | [24 empty] | 8104601 | no | no |  |  | no |  | 0 | 0 | 0 | 0 | 0 | 0 |  | 1 | 1 | 1 | 0 | 0 | 0
load_220339893 |  | node_1438397_374_15344686_869 |  | AN | 0 | Other | 0 | 0 | 0 | 0 | 0 | 0 | [24 empty] | 8104601 | no | no |  |  | no |  | 0 | 0 | 0 | 0 | 0 | 0 |  | 1 | 1 | 1 | 0 | 0 | 0
load_220339894 |  | node_1439240_963_15344368_877 |  | AN | 0 | Residential | 11196+4769.476j | 0 | 0 | 0 | 0 | 0 | [24 empty] | 8104601 | no | no |  |  | no |  | 0 | 0 | 0 | 0 | 0 | 0 |  | 1 | 1 | 1 | 0 | 0 | 0
load_220339895 |  | node_1439521_138_15344160_716 |  | AN | 0 | Residential | 2311.2+984.567j | 0 | 0 | 0 | 0 | 0 | [24 empty] | 8104601 | no | no |  |  | no |  | 0 | 0 | 0 | 0 | 0 | 0 |  | 1 | 1 | 1 | 0 | 0 | 0
load_220339912 |  | node_1413959_286_15316146_844 |  | AN | 0 | NonResidential | 23500+10010.958j | 0 | 0 | 0 | 0 | 0 | [24 empty] | 8104601 | no | no |  |  | no |  | 0 | 0 | 0 | 0 | 0 | 0 |  | 1 | 1 | 1 | 0 | 0 | 0
load_220339913 |  | node_1413960_824_15316120_309 |  | AN | 0 | NonResidential | 23500+10010.958j | 0 | 0 | 0 | 0 | 0 | [24 empty] | 8104601 | no | no |  |  | no |  | 0 | 0 | 0 | 0 | 0 | 0 |  | 1 | 1 | 1 | 0 | 0 | 0
load_220339914 |  | node_1413995_855_15316064_908 |  | AN | 0 | Residential | 5961.6+2539.631j | 0 | 0 | 0 | 0 | 0 | [24 empty] | 8104601 | no | no |  |  | no |  | 0 | 0 | 0 | 0 | 0 | 0 |  | 1 | 1 | 1 | 0 | 0 | 0
load_220339915 |  | node_1413822_802_15315858_961 |  | AN | 0 | Residential | 58615.2+24969.971j | 0 | 0 | 0 | 0 | 0 | [24 empty] | 8104601 | no | no |  |  | no |  | 0 | 0 | 0 | 0 | 0 | 0 |  | 1 | 1 | 1 | 0 | 0 | 0
load_220339916 |  | node_1415473_788_15318444_784 |  | AN | 0 | Residential | 5997.6+2554.967j | 0 | 0 | 0 | 0 | 0 | [24 empty] | 8104601 | no | no |  |  | no |  | 0 | 0 | 0 | 0 | 0 | 0 |  | 1 | 1 | 1 | 0 | 0 | 0
load_220339918 |  | node_1415417_049_15318898_668 |  | AN | 0 | Residential | 12340.8+5257.159j | 0 | 0 | 0 | 0 | 0 | [24 empty] | 8104601 | no | no |  |  | no |  | 0 | 0 | 0 | 0 | 0 | 0 |  | 1 | 1 | 1 | 0 | 0 | 0
load_220339919 |  | node_1415446_802_15319109_949 |  | AN | 0 | Residential | 25344+10796.499j | 0 | 0 | 0 | 0 | 0 | [24 empty] | 8104601 | no | no |  |  | no |  | 0 | 0 | 0 | 0 | 0 | 0 |  | 1 | 1 | 1 | 0 | 0 | 0
load_220339920 |  | node_1415787_866_15319457_325 |  | AN | 0 | Residential | 29851.2+12716.558j | 0 | 0 | 0 | 0 | 0 | [24 empty] | 8104601 | no | no |  |  | no |  | 0 | 0 | 0 | 0 | 0 | 0 |  | 1 | 1 | 1 | 0 | 0 | 0
load_220339921 |  | node_1415834_831_15319875_152 |  | AN | 0 | Residential | 7243.2+3085.59j | 0 | 0 | 0 | 0 | 0 | [24 empty] | 8104601 | no | no |  |  | no |  | 0 | 0 | 0 | 0 | 0 | 0 |  | 1 | 1 | 1 | 0 | 0 | 0
load_220339922 |  | node_1415575_317_15319817_491 |  | AN | 0 | Residential | 2527.2+1076.583j | 0 | 0 | 0 | 0 | 0 | [24 empty] | 8104601 | no | no |  |  | no |  | 0 | 0 | 0 | 0 | 0 | 0 |  | 1 | 1 | 1 | 0 | 0 | 0
load_220339923 |  | node_1414481_357_15316679_271 |  | AN | 0 | NonResidential | 18000+7667.968j | 0 | 0 | 0 | 0 | 0 | [24 empty] | 8104601 | no | no |  |  | no |  | 0 | 0 | 0 | 0 | 0 | 0 |  | 1 | 1 | 1 | 0 | 0 | 0
load_220339925 |  | node_1414509_039_15315433_352 |  | AN | 0 | NonResidential | 2498.4+1064.314j | 0 | 0 | 0 | 0 | 0 | [24 empty] | 8104601 | no | no |  |  | no |  | 0 | 0 | 0 | 0 | 0 | 0 |  | 1 | 1 | 1 | 0 | 0 | 0
load_220339926 |  | node_1414041_416_15315410_475 |  | AN | 0 | Residential | 11736+4999.515j | 0 | 0 | 0 | 0 | 0 | [24 empty] | 8104601 | no | no |  |  | no |  | 0 | 0 | 0 | 0 | 0 | 0 |  | 1 | 1 | 1 | 0 | 0 | 0
load_220339928 |  | node_1414752_328_15315182_869 |  | AN | 0 | NonResidential | 244.8+104.284j | 0 | 0 | 0 | 0 | 0 | [24 empty] | 8104601 | no | no |  |  | no |  | 0 | 0 | 0 | 0 | 0 | 0 |  | 1 | 1 | 1 | 0 | 0 | 0
load_220339929 |  | node_1414925_236_15314999_865 |  | AN | 0 | Residential | 11088+4723.468j | 0 | 0 | 0 | 0 | 0 | [24 empty] | 8104601 | no | no |  |  | no |  | 0 | 0 | 0 | 0 | 0 | 0 |  | 1 | 1 | 1 | 0 | 0 | 0
load_220339930 |  | node_1415228_386_15314786_112 |  | AN | 0 | NonResidential | 4212+1794.304j | 0 | 0 | 0 | 0 | 0 | [24 empty] | 8104601 | no | no |  |  | no |  | 0 | 0 | 0 | 0 | 0 | 0 |  | 1 | 1 | 1 | 0 | 0 | 0
load_220339932 |  | node_1416001_963_15314543_183 |  | AN | 0 | Residential | 5097.6+2171.569j | 0 | 0 | 0 | 0 | 0 | [24 empty] | 8104601 | no | no |  |  | no |  | 0 | 0 | 0 | 0 | 0 | 0 |  | 1 | 1 | 1 | 0 | 0 | 0
load_220339933 |  | node_1416264_377_15314788_229 |  | AN | 0 | Residential | 18583.2+7916.41j | 0 | 0 | 0 | 0 | 0 | [24 empty] | 8104601 | no | no |  |  | no |  | 0 | 0 | 0 | 0 | 0 | 0 |  | 1 | 1 | 1 | 0 | 0 | 0
load_220339934 |  | node_1415504_248_15314091_483 |  | AN | 0 | Residential | 2196+935.492j | 0 | 0 | 0 | 0 | 0 | [24 empty] | 8104601 | no | no |  |  | no |  | 0 | 0 | 0 | 0 | 0 | 0 |  | 1 | 1 | 1 | 0 | 0 | 0
load_220339935 |  | node_1415684_842_15313922_168 |  | AN | 0 | Residential | 38109.6+16234.622j | 0 | 0 | 0 | 0 | 0 | [24 empty] | 8104601 | no | no |  |  | no |  | 0 | 0 | 0 | 0 | 0 | 0 |  | 1 | 1 | 1 | 0 | 0 | 0
load_220339936 |  | node_1415848_86_15313606_034 |  | AN | 0 | Residential | 31939.2+13606.042j | 0 | 0 | 0 | 0 | 0 | [24 empty] | 8104601 | no | no |  |  | no |  | 0 | 0 | 0 | 0 | 0 | 0 |  | 1 | 1 | 1 | 0 | 0 | 0
load_220339937 |  | node_1416215_47_15313429_649 |  | AN | 0 | Residential | 35971.2+15323.667j | 0 | 0 | 0 | 0 | 0 | [24 empty] | 8104601 | no | no |  |  | no |  | 0 | 0 | 0 | 0 | 0 | 0 |  | 1 | 1 | 1 | 0 | 0 | 0
load_220339938 |  | node_1416380_446_15313378_353 |  | AN | 0 | Residential | 7228.8+3079.456j | 0 | 0 | 0 | 0 | 0 | [24 empty] | 8104601 | no | no |  |  | no |  | 0 | 0 | 0 | 0 | 0 | 0 |  | 1 | 1 | 1 | 0 | 0 | 0
load_220339939 |  | node_1416532_294_15313187_425 |  | AN | 0 | Residential | 12664.8+5395.182j | 0 | 0 | 0 | 0 | 0 | [24 empty] | 8104601 | no | no |  |  | no |  | 0 | 0 | 0 | 0 | 0 | 0 |  | 1 | 1 | 1 | 0 | 0 | 0
load_220339940 |  | node_1416775_72_15312919_692 |  | AN | 0 | Residential | 25063.2+10676.878j | 0 | 0 | 0 | 0 | 0 | [24 empty] | 8104601 | no | no |  |  | no |  | 0 | 0 | 0 | 0 | 0 | 0 |  | 1 | 1 | 1 | 0 | 0 | 0
load_220339941 |  | node_1416903_688_15312711_02 |  | AN | 0 | Residential | 24926.4+10618.602j | 0 | 0 | 0 | 0 | 0 | [24 empty] | 8104601 | no | no |  |  | no |  | 0 | 0 | 0 | 0 | 0 | 0 |  | 1 | 1 | 1 | 0 | 0 | 0
load_220339942 |  | node_1414538_237_15316023_431 |  | AN | 0 | Residential | 53524.8+22801.469j | 0 | 0 | 0 | 0 | 0 | [24 empty] | 8104601 | no | no |  |  | no |  | 0 | 0 | 0 | 0 | 0 | 0 |  | 1 | 1 | 1 | 0 | 0 | 0
load_220339943 |  | node_1414778_027_15316428_265 |  | AN | 0 | NonResidential | 4000+1703.993j | 0 | 0 | 0 | 0 | 0 | [24 empty] | 8104601 | no | no |  |  | no |  | 0 | 0 | 0 | 0 | 0 | 0 |  | 1 | 1 | 1 | 0 | 0 | 0
load_220339946 |  | node_1416160_194_15316923_159 |  | AN | 0 | NonResidential | 4687.2+1996.739j | 0 | 0 | 0 | 0 | 0 | [24 empty] | 8104601 | no | no |  |  | no |  | 0 | 0 | 0 | 0 | 0 | 0 |  | 1 | 1 | 1 | 0 | 0 | 0
load_220339947 |  | node_1416752_225_15317131_143 |  | AN | 0 | Residential | 57434.4+24466.952j | 0 | 0 | 0 | 0 | 0 | [24 empty] | 8104601 | no | no |  |  | no |  | 0 | 0 | 0 | 0 | 0 | 0 |  | 1 | 1 | 1 | 0 | 0 | 0
load_220339949 |  | node_1417443_978_15317958_083 |  | AN | 0 | Residential | 7192.8+3064.12j | 0 | 0 | 0 | 0 | 0 | [24 empty] | 8104601 | no | no |  |  | no |  | 0 | 0 | 0 | 0 | 0 | 0 |  | 1 | 1 | 1 | 0 | 0 | 0
load_220339950 |  | node_1417679_886_15318474_591 |  | AN | 0 | Residential | 32378.4+13793.141j | 0 | 0 | 0 | 0 | 0 | [24 empty] | 8104601 | no | no |  |  | no |  | 0 | 0 | 0 | 0 | 0 | 0 |  | 1 | 1 | 1 | 0 | 0 | 0
load_220339952 |  | node_1418001_289_15318991_926 |  | AN | 0 | NonResidential | 460.8+196.3j | 0 | 0 | 0 | 0 | 0 | [24 empty] | 8104601 | no | no |  |  | no |  | 0 | 0 | 0 | 0 | 0 | 0 |  | 1 | 1 | 1 | 0 | 0 | 0
load_220339953 |  | node_1418155_137_15319255_817 |  | AN | 0 | Residential | 43034.4+18332.578j | 0 | 0 | 0 | 0 | 0 | [24 empty] | 8104601 | no | no |  |  | no |  | 0 | 0 | 0 | 0 | 0 | 0 |  | 1 | 1 | 1 | 0 | 0 | 0
load_220339954 |  | node_1418513_243_15319561_882 |  | AN | 0 | Residential | 30340.8+12925.127j | 0 | 0 | 0 | 0 | 0 | [24 empty] | 8104601 | no | no |  |  | no |  | 0 | 0 | 0 | 0 | 0 | 0 |  | 1 | 1 | 1 | 0 | 0 | 0
load_220339955 |  | node_1418972_821_15319975_731 |  | AN | 0 | Residential | 3182.4+1355.697j | 0 | 0 | 0 | 0 | 0 | [24 empty] | 8104601 | no | no |  |  | no |  | 0 | 0 | 0 | 0 | 0 | 0 |  | 1 | 1 | 1 | 0 | 0 | 0
load_220339956 |  | node_1419062_008_15320168_038 |  | AN | 0 | Residential | 7473.6+3183.74j | 0 | 0 | 0 | 0 | 0 | [24 empty] | 8104601 | no | no |  |  | no |  | 0 | 0 | 0 | 0 | 0 | 0 |  | 1 | 1 | 1 | 0 | 0 | 0
load_220339958 |  | node_1419256_979_15320474_37 |  | AN | 0 | Residential | 6328.8+2696.058j | 0 | 0 | 0 | 0 | 0 | [24 empty] | 8104601 | no | no |  |  | no |  | 0 | 0 | 0 | 0 | 0 | 0 |  | 1 | 1 | 1 | 0 | 0 | 0
load_220339959 |  | node_1419369_931_15320666_242 |  | AN | 0 | Residential | 12283.2+5232.621j | 0 | 0 | 0 | 0 | 0 | [24 empty] | 8104601 | no | no |  |  | no |  | 0 | 0 | 0 | 0 | 0 | 0 |  | 1 | 1 | 1 | 0 | 0 | 0
load_220339961 |  | node_1420153_664_15322259_944 |  | AN | 0 | Residential | 18352.8+7818.26j | 0 | 0 | 0 | 0 | 0 | [24 empty] | 8104601 | no | no |  |  | no |  | 0 | 0 | 0 | 0 | 0 | 0 |  | 1 | 1 | 1 | 0 | 0 | 0
load_220339962 |  | node_1420285_375_15322486_174 |  | AN | 0 | Residential | 1317.6+561.295j | 0 | 0 | 0 | 0 | 0 | [24 empty] | 8104601 | no | no |  |  | no |  | 0 | 0 | 0 | 0 | 0 | 0 |  | 1 | 1 | 1 | 0 | 0 | 0
load_220339963 |  | node_1420685_4_15322738_369 |  | AN | 0 | Residential | 16394.4+6983.985j | 0 | 0 | 0 | 0 | 0 | [24 empty] | 8104601 | no | no |  |  | no |  | 0 | 0 | 0 | 0 | 0 | 0 |  | 1 | 1 | 1 | 0 | 0 | 0
load_220339964 |  | node_1421710_631_15323215_295 |  | AN | 0 | Residential | 24487.2+10431.504j | 0 | 0 | 0 | 0 | 0 | [24 empty] | 8104601 | no | no |  |  | no |  | 0 | 0 | 0 | 0 | 0 | 0 |  | 1 | 1 | 1 | 0 | 0 | 0
load_220339965 |  | node_1422059_37_15323276_836 |  | AN | 0 | NonResidential | 763.2+325.122j | 0 | 0 | 0 | 0 | 0 | [24 empty] | 8104601 | no | no |  |  | no |  | 0 | 0 | 0 | 0 | 0 | 0 |  | 1 | 1 | 1 | 0 | 0 | 0
load_220339966 |  | node_1422282_56_15323433_541 |  | AN | 0 | Residential | 3672+1564.265j | 0 | 0 | 0 | 0 | 0 | [24 empty] | 8104601 | no | no |  |  | no |  | 0 | 0 | 0 | 0 | 0 | 0 |  | 1 | 1 | 1 | 0 | 0 | 0
load_220339967 |  | node_1422530_927_15322796_62 |  | AN | 0 | Residential | 3499.2+1490.653j | 0 | 0 | 0 | 0 | 0 | [24 empty] | 8104601 | no | no |  |  | no |  | 0 | 0 | 0 | 0 | 0 | 0 |  | 1 | 1 | 1 | 0 | 0 | 0
load_220339968 |  | node_1415346_658_15316483_372 |  | AN | 0 | NonResidential | 828+352.727j | 0 | 0 | 0 | 0 | 0 | [24 empty] | 8104601 | no | no |  |  | no |  | 0 | 0 | 0 | 0 | 0 | 0 |  | 1 | 1 | 1 | 0 | 0 | 0
load_220339969 |  | node_1415732_18_15316184_383 |  | AN | 0 | NonResidential | 30000+12779.946j | 0 | 0 | 0 | 0 | 0 | [24 empty] | 8104601 | no | no |  |  | no |  | 0 | 0 | 0 | 0 | 0 | 0 |  | 1 | 1 | 1 | 0 | 0 | 0
load_220339970 |  | node_1422508_798_15323448_428 |  | AN | 0 | NonResidential | 3506.4+1493.72j | 0 | 0 | 0 | 0 | 0 | [24 empty] | 8104601 | no | no |  |  | no |  | 0 | 0 | 0 | 0 | 0 | 0 |  | 1 | 1 | 1 | 0 | 0 | 0
load_220339971 |  | node_1422807_224_15324258_764 |  | AN | 0 | Residential | 14551.2+6198.785j | 0 | 0 | 0 | 0 | 0 | [24 empty] | 8104601 | no | no |  |  | no |  | 0 | 0 | 0 | 0 | 0 | 0 |  | 1 | 1 | 1 | 0 | 0 | 0
load_220339972 |  | node_1422999_986_15324092_333 |  | AN | 0 | Residential | 3153.6+1343.428j | 0 | 0 | 0 | 0 | 0 | [24 empty] | 8104601 | no | no |  |  | no |  | 0 | 0 | 0 | 0 | 0 | 0 |  | 1 | 1 | 1 | 0 | 0 | 0
load_220339973 |  | node_1423719_074_15323991_941 |  | AN | 0 | Residential | 6350.4+2705.259j | 0 | 0 | 0 | 0 | 0 | [24 empty] | 8104601 | no | no |  |  | no |  | 0 | 0 | 0 | 0 | 0 | 0 |  | 1 | 1 | 1 | 0 | 0 | 0
load_220339974 |  | node_1423362_635_15324710_115 |  | AN | 0 | Residential | 13680+5827.656j | 0 | 0 | 0 | 0 | 0 | [24 empty] | 8104601 | no | no |  |  | no |  | 0 | 0 | 0 | 0 | 0 | 0 |  | 1 | 1 | 1 | 0 | 0 | 0
load_220339975 |  | node_1423564_651_15325031_078 |  | AN | 0 | Residential | 11224.8+4781.745j | 0 | 0 | 0 | 0 | 0 | [24 empty] | 8104601 | no | no |  |  | no |  | 0 | 0 | 0 | 0 | 0 | 0 |  | 1 | 1 | 1 | 0 | 0 | 0
load_220339976 |  | node_1423745_819_15325308_87 |  | AN | 0 | Residential | 18993.6+8091.24j | 0 | 0 | 0 | 0 | 0 | [24 empty] | 8104601 | no | no |  |  | no |  | 0 | 0 | 0 | 0 | 0 | 0 |  | 1 | 1 | 1 | 0 | 0 | 0
load_220339978 |  | node_1423852_971_15326105_062 |  | AN | 0 | Residential | 4298.4+1831.111j | 0 | 0 | 0 | 0 | 0 | [24 empty] | 8104601 | no | no |  |  | no |  | 0 | 0 | 0 | 0 | 0 | 0 |  | 1 | 1 | 1 | 0 | 0 | 0
load_220339979 |  | node_1423992_108_15326468_971 |  | AN | 0 | Residential | 2484+1058.18j | 0 | 0 | 0 | 0 | 0 | [24 empty] | 8104601 | no | no |  |  | no |  | 0 | 0 | 0 | 0 | 0 | 0 |  | 1 | 1 | 1 | 0 | 0 | 0
load_220339980 |  | node_1415180_135_15317642_861 |  | AN | 0 | NonResidential | 4996.8+2128.628j | 0 | 0 | 0 | 0 | 0 | [24 empty] | 8104601 | no | no |  |  | no |  | 0 | 0 | 0 | 0 | 0 | 0 |  | 1 | 1 | 1 | 0 | 0 | 0
load_220339981 |  | node_1417354_503_15317338_81 |  | AN | 0 | Residential | 6314.4+2689.923j | 0 | 0 | 0 | 0 | 0 | [24 empty] | 8104601 | no | no |  |  | no |  | 0 | 0 | 0 | 0 | 0 | 0 |  | 1 | 1 | 1 | 0 | 0 | 0
load_220339982 |  | node_1417547_971_15317277_396 |  | AN | 0 | Residential | 2901.6+1236.076j | 0 | 0 | 0 | 0 | 0 | [24 empty] | 8104601 | no | no |  |  | no |  | 0 | 0 | 0 | 0 | 0 | 0 |  | 1 | 1 | 1 | 0 | 0 | 0
load_220339983 |  | node_1417836_301_15317184_817 |  | AN | 0 | Residential | 11275.2+4803.215j | 0 | 0 | 0 | 0 | 0 | [24 empty] | 8104601 | no | no |  |  | no |  | 0 | 0 | 0 | 0 | 0 | 0 |  | 1 | 1 | 1 | 0 | 0 | 0
load_220339984 |  | node_1418033_745_15317123_496 |  | AN | 0 | Residential | 11419.2+4864.559j | 0 | 0 | 0 | 0 | 0 | [24 empty] | 8104601 | no | no |  |  | no |  | 0 | 0 | 0 | 0 | 0 | 0 |  | 1 | 1 | 1 | 0 | 0 | 0
load_220339985 |  | node_1418202_507_15317077_779 |  | AN | 0 | NonResidential | 266.4+113.486j | 0 | 0 | 0 | 0 | 0 | [24 empty] | 8104601 | no | no |  |  | no |  | 0 | 0 | 0 | 0 | 0 | 0 |  | 1 | 1 | 1 | 0 | 0 | 0
load_220339986 |  | node_1418508_915_15317004_08 |  | AN | 0 | Residential | 1101.6+469.28j | 0 | 0 | 0 | 0 | 0 | [24 empty] | 8104601 | no | no |  |  | no |  | 0 | 0 | 0 | 0 | 0 | 0 |  | 1 | 1 | 1 | 0 | 0 | 0
load_220339987 |  | node_1418857_201_15316999_676 |  | AN | 0 | Residential | 2577.6+1098.053j | 0 | 0 | 0 | 0 | 0 | [24 empty] | 8104601 | no | no |  |  | no |  | 0 | 0 | 0 | 0 | 0 | 0 |  | 1 | 1 | 1 | 0 | 0 | 0
load_220339988 |  | node_1419924_654_15316622_869 |  | AN | 0 | Residential | 28.8+12.269j | 0 | 0 | 0 | 0 | 0 | [24 empty] | 8104601 | no | no |  |  | no |  | 0 | 0 | 0 | 0 | 0 | 0 |  | 1 | 1 | 1 | 0 | 0 | 0
load_220339990 |  | node_1414244_907_15316387_817 |  | AN | 0 | NonResidential | 16000+6815.971j | 0 | 0 | 0 | 0 | 0 | [24 empty] | 8104601 | no | no |  |  | no |  | 0 | 0 | 0 | 0 | 0 | 0 |  | 1 | 1 | 1 | 0 | 0 | 0
load_220339991 |  | node_1414233_237_15316409_242 |  | BN | 0 | NonResidential | 0 | 16000+6815.971j | 0 | 0 | 0 | 0 | [24 empty] | 8104601 | no | no |  |  | no |  | 0 | 0 | 0 | 0 | 0 | 0 |  | 1 | 1 | 1 | 0 | 0 | 0
load_220339992 |  | node_1414252_036_15316363_03 |  | CN | 0 | NonResidential | 0 | 0 | 16000+6815.971j | 0 | 0 | 0 | [24 empty] | 8104601 | no | no |  |  | no |  | 0 | 0 | 0 | 0 | 0 | 0 |  | 1 | 1 | 1 | 0 | 0 | 0
load_220339993 |  | node_1415124_364_15315588_328 |  | AN | 0 | Residential | 62798.4+26752.006j | 0 | 0 | 0 | 0 | 0 | [24 empty] | 8104601 | no | no |  |  | no |  | 0 | 0 | 0 | 0 | 0 | 0 |  | 1 | 1 | 1 | 0 | 0 | 0
load_220339994 |  | node_1415126_695_15315461_441 |  | AN | 0 | Residential | 9324+3972.007j | 0 | 0 | 0 | 0 | 0 | [24 empty] | 8104601 | no | no |  |  | no |  | 0 | 0 | 0 | 0 | 0 | 0 |  | 1 | 1 | 1 | 0 | 0 | 0
load_220339995 |  | node_1414920_769_15315468_349 |  | AN | 0 | NonResidential | 4500+1916.992j | 0 | 0 | 0 | 0 | 0 | [24 empty] | 8104601 | no | no |  |  | no |  | 0 | 0 | 0 | 0 | 0 | 0 |  | 1 | 1 | 1 | 0 | 0 | 0
load_220339997 |  | node_1415477_511_15315602_71 |  | AN | 0 | Residential | 15458.4+6585.251j | 0 | 0 | 0 | 0 | 0 | [24 empty] | 8104601 | no | no |  |  | no |  | 0 | 0 | 0 | 0 | 0 | 0 |  | 1 | 1 | 1 | 0 | 0 | 0
load_220339999 |  | node_1414241_178_15316148_593 |  | AN | 0 | NonResidential | 17000+7241.97j | 0 | 0 | 0 | 0 | 0 | [24 empty] | 8104601 | no | no |  |  | no |  | 0 | 0 | 0 | 0 | 0 | 0 |  | 1 | 1 | 1 | 0 | 0 | 0
load_220345361 |  | node_1418294_685_15345773_551 |  | AN | 0 | NonResidential | 0 | 0 | 0 | 0 | 0 | 0 | [24 empty] | 8104601 | no | no |  |  | no |  | 0 | 0 | 0 | 0 | 0 | 0 |  | 1 | 1 | 1 | 0 | 0 | 0
load_220353798 |  | node_1433274_189_15350870_143 |  | AN | 0 | Residential | 2282.4+972.298j | 0 | 0 | 0 | 0 | 0 | [24 empty] | 8104601 | no | no |  |  | no |  | 0 | 0 | 0 | 0 | 0 | 0 |  | 1 | 1 | 1 | 0 | 0 | 0
load_220353800 |  | node_1432576_736_15351328_558 |  | AN | 0 | Residential | 9691.2+4128.434j | 0 | 0 | 0 | 0 | 0 | [24 empty] | 8104601 | no | no |  |  | no |  | 0 | 0 | 0 | 0 | 0 | 0 |  | 1 | 1 | 1 | 0 | 0 | 0
load_220353801 |  | node_1432925_33_15351652_822 |  | AN | 0 | Residential | 174765.6+74449.834j | 0 | 0 | 0 | 0 | 0 | [24 empty] | 8104601 | no | no |  |  | no |  | 0 | 0 | 0 | 0 | 0 | 0 |  | 1 | 1 | 1 | 0 | 0 | 0
load_220353802 |  | node_1433186_851_15351604_656 |  | AN | 0 | Other | 0 | 0 | 0 | 0 | 0 | 0 | [24 empty] | 8104601 | no | no |  |  | no |  | 0 | 0 | 0 | 0 | 0 | 0 |  | 1 | 1 | 1 | 0 | 0 | 0
load_220353803 |  | node_1433462_019_15351429_296 |  | AN | 0 | Residential | 4327.2+1843.379j | 0 | 0 | 0 | 0 | 0 | [24 empty] | 8104601 | no | no |  |  | no |  | 0 | 0 | 0 | 0 | 0 | 0 |  | 1 | 1 | 1 | 0 | 0 | 0
load_220353804 |  | node_1433180_206_15351963_249 |  | AN | 0 | Residential | 12484.8+5318.503j | 0 | 0 | 0 | 0 | 0 | [24 empty] | 8104601 | no | no |  |  | no |  | 0 | 0 | 0 | 0 | 0 | 0 |  | 1 | 1 | 1 | 0 | 0 | 0
load_220353805 |  | node_1432667_128_15352153_853 |  | AN | 0 | Residential | 3254.4+1386.369j | 0 | 0 | 0 | 0 | 0 | [24 empty] | 8104601 | no | no |  |  | no |  | 0 | 0 | 0 | 0 | 0 | 0 |  | 1 | 1 | 1 | 0 | 0 | 0
load_220353806 |  | node_1433246_576_15352587_206 |  | AN | 0 | Residential | 2145.6+914.022j | 0 | 0 | 0 | 0 | 0 | [24 empty] | 8104601 | no | no |  |  | no |  | 0 | 0 | 0 | 0 | 0 | 0 |  | 1 | 1 | 1 | 0 | 0 | 0
load_220353816 |  | node_1437897_283_15361828_528 |  | AN | 0 | Residential | 3261.6+1389.436j | 0 | 0 | 0 | 0 | 0 | [24 empty] | 8104601 | no | no |  |  | no |  | 0 | 0 | 0 | 0 | 0 | 0 |  | 1 | 1 | 1 | 0 | 0 | 0
load_220353817 |  | node_1440994_703_15361867_756 |  | AN | 0 | Residential | 2023.2+861.88j | 0 | 0 | 0 | 0 | 0 | [24 empty] | 8104601 | no | no |  |  | no |  | 0 | 0 | 0 | 0 | 0 | 0 |  | 1 | 1 | 1 | 0 | 0 | 0
load_220353818 |  | node_1440647_198_15361920_168 |  | AN | 0 | NonResidential | 259.2+110.419j | 0 | 0 | 0 | 0 | 0 | [24 empty] | 8104601 | no | no |  |  | no |  | 0 | 0 | 0 | 0 | 0 | 0 |  | 1 | 1 | 1 | 0 | 0 | 0
load_220353844 |  | node_1429252_974_15347064_58 |  | AN | 0 | Residential | 13759.2+5861.395j | 0 | 0 | 0 | 0 | 0 | [24 empty] | 8104601 | no | no |  |  | no |  | 0 | 0 | 0 | 0 | 0 | 0 |  | 1 | 1 | 1 | 0 | 0 | 0
load_220353845 |  | node_1427947_888_15350946_494 |  | AN | 0 | Residential | 27957.6+11909.888j | 0 | 0 | 0 | 0 | 0 | [24 empty] | 8104601 | no | no |  |  | no |  | 0 | 0 | 0 | 0 | 0 | 0 |  | 1 | 1 | 1 | 0 | 0 | 0
load_220353846 |  | node_1428031_616_15351928_29 |  | AN | 0 | Residential | 2268+966.164j | 0 | 0 | 0 | 0 | 0 | [24 empty] | 8104601 | no | no |  |  | no |  | 0 | 0 | 0 | 0 | 0 | 0 |  | 1 | 1 | 1 | 0 | 0 | 0
load_220353847 |  | node_1428056_988_15353176_956 |  | AN | 0 | Residential | 6897.6+2938.365j | 0 | 0 | 0 | 0 | 0 | [24 empty] | 8104601 | no | no |  |  | no |  | 0 | 0 | 0 | 0 | 0 | 0 |  | 1 | 1 | 1 | 0 | 0 | 0
load_220353848 |  | node_1428071_699_15353896_399 |  | AN | 0 | Residential | 4701.6+2002.873j | 0 | 0 | 0 | 0 | 0 | [24 empty] | 8104601 | no | no |  |  | no |  | 0 | 0 | 0 | 0 | 0 | 0 |  | 1 | 1 | 1 | 0 | 0 | 0
load_220353849 |  | node_1428077_51_15354203_798 |  | AN | 0 | Residential | 6012+2561.101j | 0 | 0 | 0 | 0 | 0 | [24 empty] | 8104601 | no | no |  |  | no |  | 0 | 0 | 0 | 0 | 0 | 0 |  | 1 | 1 | 1 | 0 | 0 | 0
load_220353850 |  | node_1427409_82_15354873_658 |  | AN | 0 | Residential | 8164.8+3478.19j | 0 | 0 | 0 | 0 | 0 | [24 empty] | 8104601 | no | no |  |  | no |  | 0 | 0 | 0 | 0 | 0 | 0 |  | 1 | 1 | 1 | 0 | 0 | 0
load_220353851 |  | node_1428098_962_15355196_165 |  | AN | 0 | Other | 0 | 0 | 0 | 0 | 0 | 0 | [24 empty] | 8104601 | no | no |  |  | no |  | 0 | 0 | 0 | 0 | 0 | 0 |  | 1 | 1 | 1 | 0 | 0 | 0
load_220353851-L-1 |  | node_1428098_962_15355196_165 |  | AN | 0 | Other | 0 | 0 | 0 | 0 | 0 | 0 | [24 empty] | 8104601 | no | no |  |  | no |  | 0 | 0 | 0 | 0 | 0 | 0 |  | 1 | 1 | 1 | 0 | 0 | 0
load_220353852 |  | node_1428236_753_15355866_572 |  | AN | 0 | NonResidential | 0 | 0 | 0 | 0 | 0 | 0 | [24 empty] | 8104601 | no | no |  |  | no |  | 0 | 0 | 0 | 0 | 0 | 0 |  | 1 | 1 | 1 | 0 | 0 | 0
load_220353853 |  | node_1428735_933_15347736_59 |  | AN | 0 | Residential | 13593.6+5790.849j | 0 | 0 | 0 | 0 | 0 | [24 empty] | 8104601 | no | no |  |  | no |  | 0 | 0 | 0 | 0 | 0 | 0 |  | 1 | 1 | 1 | 0 | 0 | 0
load_220353854 |  | node_1430366_415_15356303_677 |  | AN | 0 | Residential | 2332.8+993.769j | 0 | 0 | 0 | 0 | 0 | [24 empty] | 8104601 | no | no |  |  | no |  | 0 | 0 | 0 | 0 | 0 | 0 |  | 1 | 1 | 1 | 0 | 0 | 0
load_220353855 |  | node_1431042_974_15357551_11 |  | AN | 0 | Residential | 41760+17789.686j | 0 | 0 | 0 | 0 | 0 | [24 empty] | 8104601 | no | no |  |  | no |  | 0 | 0 | 0 | 0 | 0 | 0 |  | 1 | 1 | 1 | 0 | 0 | 0
load_220353856 |  | node_1431082_985_15358177_039 |  | AN | 0 | Residential | 21643.2+9219.965j | 0 | 0 | 0 | 0 | 0 | [24 empty] | 8104601 | no | no |  |  | no |  | 0 | 0 | 0 | 0 | 0 | 0 |  | 1 | 1 | 1 | 0 | 0 | 0
load_220353858 |  | node_1431401_214_15359028_482 |  | AN | 0 | Residential | 11030.4+4698.931j | 0 | 0 | 0 | 0 | 0 | [24 empty] | 8104601 | no | no |  |  | no |  | 0 | 0 | 0 | 0 | 0 | 0 |  | 1 | 1 | 1 | 0 | 0 | 0
load_220353859 |  | node_1428658_811_15348352_715 |  | AN | 0 | Residential | 25632+10919.186j | 0 | 0 | 0 | 0 | 0 | [24 empty] | 8104601 | no | no |  |  | no |  | 0 | 0 | 0 | 0 | 0 | 0 |  | 1 | 1 | 1 | 0 | 0 | 0
load_220353860 |  | node_1427618_965_15347944_156 |  | AN | 0 | Residential | 16552.8+7051.463j | 0 | 0 | 0 | 0 | 0 | [24 empty] | 8104601 | no | no |  |  | no |  | 0 | 0 | 0 | 0 | 0 | 0 |  | 1 | 1 | 1 | 0 | 0 | 0
load_220353861 |  | node_1428619_362_15348510_489 |  | AN | 0 | Residential | 13586.4+5787.782j | 0 | 0 | 0 | 0 | 0 | [24 empty] | 8104601 | no | no |  |  | no |  | 0 | 0 | 0 | 0 | 0 | 0 |  | 1 | 1 | 1 | 0 | 0 | 0
load_220353863 |  | node_1431585_91_15359678_423 |  | AN | 0 | Residential | 9871.2+4205.114j | 0 | 0 | 0 | 0 | 0 | [24 empty] | 8104601 | no | no |  |  | no |  | 0 | 0 | 0 | 0 | 0 | 0 |  | 1 | 1 | 1 | 0 | 0 | 0
load_220353916 |  | node_1422564_086_15353857_91 |  | AN | 0 | Residential | 21787.2+9281.308j | 0 | 0 | 0 | 0 | 0 | [24 empty] | 8104601 | no | no |  |  | no |  | 0 | 0 | 0 | 0 | 0 | 0 |  | 1 | 1 | 1 | 0 | 0 | 0
load_220353917 |  | node_1423796_135_15354513_69 |  | AN | 0 | Residential | 6134.4+2613.243j | 0 | 0 | 0 | 0 | 0 | [24 empty] | 8104601 | no | no |  |  | no |  | 0 | 0 | 0 | 0 | 0 | 0 |  | 1 | 1 | 1 | 0 | 0 | 0
load_220353918 |  | node_1423649_596_15354201_943 |  | AN | 0 | Residential | 9396+4002.679j | 0 | 0 | 0 | 0 | 0 | [24 empty] | 8104601 | no | no |  |  | no |  | 0 | 0 | 0 | 0 | 0 | 0 |  | 1 | 1 | 1 | 0 | 0 | 0
load_220353919 |  | node_1424393_416_15354121_67 |  | AN | 0 | Residential | 4924.8+2097.956j | 0 | 0 | 0 | 0 | 0 | [24 empty] | 8104601 | no | no |  |  | no |  | 0 | 0 | 0 | 0 | 0 | 0 |  | 1 | 1 | 1 | 0 | 0 | 0
load_220353920 |  | node_1423640_74_15354015_623 |  | AN | 0 | Residential | 3484.8+1484.519j | 0 | 0 | 0 | 0 | 0 | [24 empty] | 8104601 | no | no |  |  | no |  | 0 | 0 | 0 | 0 | 0 | 0 |  | 1 | 1 | 1 | 0 | 0 | 0
load_220353921 |  | node_1423434_103_15353546_418 |  | AN | 0 | Residential | 9338.4+3978.142j | 0 | 0 | 0 | 0 | 0 | [24 empty] | 8104601 | no | no |  |  | no |  | 0 | 0 | 0 | 0 | 0 | 0 |  | 1 | 1 | 1 | 0 | 0 | 0
load_220353922 |  | node_1423493_852_15353299_007 |  | AN | 0 | Residential | 1274.4+542.892j | 0 | 0 | 0 | 0 | 0 | [24 empty] | 8104601 | no | no |  |  | no |  | 0 | 0 | 0 | 0 | 0 | 0 |  | 1 | 1 | 1 | 0 | 0 | 0
load_220353923 |  | node_1423379_615_15353030_001 |  | AN | 0 | Residential | 5277.6+2248.248j | 0 | 0 | 0 | 0 | 0 | [24 empty] | 8104601 | no | no |  |  | no |  | 0 | 0 | 0 | 0 | 0 | 0 |  | 1 | 1 | 1 | 0 | 0 | 0
load_220353924 |  | node_1423122_178_15352431_994 |  | AN | 0 | Residential | 849.6+361.928j | 0 | 0 | 0 | 0 | 0 | [24 empty] | 8104601 | no | no |  |  | no |  | 0 | 0 | 0 | 0 | 0 | 0 |  | 1 | 1 | 1 | 0 | 0 | 0
load_220353970 |  | node_1423354_903_15361214_181 |  | AN | 0 | Residential | 4428+1886.32j | 0 | 0 | 0 | 0 | 0 | [24 empty] | 8104601 | no | no |  |  | no |  | 0 | 0 | 0 | 0 | 0 | 0 |  | 1 | 1 | 1 | 0 | 0 | 0
load_220353985 |  | node_1416115_736_15346191_918 |  | AN | 0 | NonResidential | 33472.8+14259.353j | 0 | 0 | 0 | 0 | 0 | [24 empty] | 8104601 | no | no |  |  | no |  | 0 | 0 | 0 | 0 | 0 | 0 |  | 1 | 1 | 1 | 0 | 0 | 0
load_220353986 |  | node_1415986_233_15346127_746 |  | AN | 0 | NonResidential | 5000+2129.991j | 0 | 0 | 0 | 0 | 0 | [24 empty] | 8104601 | no | no |  |  | no |  | 0 | 0 | 0 | 0 | 0 | 0 |  | 1 | 1 | 1 | 0 | 0 | 0
load_220353987 |  | node_1415826_116_15346048_666 |  | AN | 0 | Residential | 6480+2760.468j | 0 | 0 | 0 | 0 | 0 | [24 empty] | 8104601 | no | no |  |  | no |  | 0 | 0 | 0 | 0 | 0 | 0 |  | 1 | 1 | 1 | 0 | 0 | 0
load_220353988 |  | node_1415532_918_15345849_741 |  | AN | 0 | NonResidential | 17000+7241.97j | 0 | 0 | 0 | 0 | 0 | [24 empty] | 8104601 | no | no |  |  | no |  | 0 | 0 | 0 | 0 | 0 | 0 |  | 1 | 1 | 1 | 0 | 0 | 0
load_220353994 |  | node_1429711_284_15356871_036 |  | AN | 0 | Residential | 5767.2+2456.817j | 0 | 0 | 0 | 0 | 0 | [24 empty] | 8104601 | no | no |  |  | no |  | 0 | 0 | 0 | 0 | 0 | 0 |  | 1 | 1 | 1 | 0 | 0 | 0
load_220353995 |  | node_1428572_618_15357494_197 |  | AN | 0 | Residential | 11484+4892.164j | 0 | 0 | 0 | 0 | 0 | [24 empty] | 8104601 | no | no |  |  | no |  | 0 | 0 | 0 | 0 | 0 | 0 |  | 1 | 1 | 1 | 0 | 0 | 0
load_220353999 |  | node_1428332_645_15357365_495 |  | AN | 0 | Residential | 3643.2+1551.997j | 0 | 0 | 0 | 0 | 0 | [24 empty] | 8104601 | no | no |  |  | no |  | 0 | 0 | 0 | 0 | 0 | 0 |  | 1 | 1 | 1 | 0 | 0 | 0
load_220354001 |  | node_1427755_841_15357222_909 |  | AN | 0 | Residential | 1447.2+616.505j | 0 | 0 | 0 | 0 | 0 | [24 empty] | 8104601 | no | no |  |  | no |  | 0 | 0 | 0 | 0 | 0 | 0 |  | 1 | 1 | 1 | 0 | 0 | 0
load_220354002 |  | node_1427931_639_15356759_173 |  | AN | 0 | Residential | 4960.8+2113.292j | 0 | 0 | 0 | 0 | 0 | [24 empty] | 8104601 | no | no |  |  | no |  | 0 | 0 | 0 | 0 | 0 | 0 |  | 1 | 1 | 1 | 0 | 0 | 0
load_220354003 |  | node_1428056_74_15356405_309 |  | AN | 0 | NonResidential | 8172+3481.257j | 0 | 0 | 0 | 0 | 0 | [24 empty] | 8104601 | no | no |  |  | no |  | 0 | 0 | 0 | 0 | 0 | 0 |  | 1 | 1 | 1 | 0 | 0 | 0
load_220354004 |  | node_1427979_392_15356213_348 |  | AN | 0 | Residential | 13903.2+5922.738j | 0 | 0 | 0 | 0 | 0 | [24 empty] | 8104601 | no | no |  |  | no |  | 0 | 0 | 0 | 0 | 0 | 0 |  | 1 | 1 | 1 | 0 | 0 | 0
load_220354021 |  | node_1431566_295_15354658_782 |  | AN | 0 | Residential | 10238.4+4361.54j | 0 | 0 | 0 | 0 | 0 | [24 empty] | 8104601 | no | no |  |  | no |  | 0 | 0 | 0 | 0 | 0 | 0 |  | 1 | 1 | 1 | 0 | 0 | 0
load_220354022 |  | node_1430939_23_15356760_392 |  | AN | 0 | Residential | 11592+4938.171j | 0 | 0 | 0 | 0 | 0 | [24 empty] | 8104601 | no | no |  |  | no |  | 0 | 0 | 0 | 0 | 0 | 0 |  | 1 | 1 | 1 | 0 | 0 | 0
load_220354023 |  | node_1432212_164_15354489_392 |  | AN | 0 | Residential | 2066.4+880.283j | 0 | 0 | 0 | 0 | 0 | [24 empty] | 8104601 | no | no |  |  | no |  | 0 | 0 | 0 | 0 | 0 | 0 |  | 1 | 1 | 1 | 0 | 0 | 0
load_220354024 |  | node_1431804_535_15354639_926 |  | AN | 0 | Residential | 4147.2+1766.7j | 0 | 0 | 0 | 0 | 0 | [24 empty] | 8104601 | no | no |  |  | no |  | 0 | 0 | 0 | 0 | 0 | 0 |  | 1 | 1 | 1 | 0 | 0 | 0
load_220354025 |  | node_1430970_693_15356171_378 |  | AN | 0 | Residential | 5630.4+2398.54j | 0 | 0 | 0 | 0 | 0 | [24 empty] | 8104601 | no | no |  |  | no |  | 0 | 0 | 0 | 0 | 0 | 0 |  | 1 | 1 | 1 | 0 | 0 | 0
load_220354026 |  | node_1431390_978_15355479_558 |  | AN | 0 | Residential | 8172+3481.257j | 0 | 0 | 0 | 0 | 0 | [24 empty] | 8104601 | no | no |  |  | no |  | 0 | 0 | 0 | 0 | 0 | 0 |  | 1 | 1 | 1 | 0 | 0 | 0
load_220354027 |  | node_1431627_955_15355282_093 |  | AN | 0 | Residential | 11966.4+5097.665j | 0 | 0 | 0 | 0 | 0 | [24 empty] | 8104601 | no | no |  |  | no |  | 0 | 0 | 0 | 0 | 0 | 0 |  | 1 | 1 | 1 | 0 | 0 | 0
load_220354028 |  | node_1431763_254_15355009_616 |  | AN | 0 | Residential | 6033.6+2570.303j | 0 | 0 | 0 | 0 | 0 | [24 empty] | 8104601 | no | no |  |  | no |  | 0 | 0 | 0 | 0 | 0 | 0 |  | 1 | 1 | 1 | 0 | 0 | 0
load_220354029 |  | node_1431928_024_15354797_24 |  | AN | 0 | Other | 0 | 0 | 0 | 0 | 0 | 0 | [24 empty] | 8104601 | no | no |  |  | no |  | 0 | 0 | 0 | 0 | 0 | 0 |  | 1 | 1 | 1 | 0 | 0 | 0
load_220354079 |  | node_1420503_537_15350415_56 |  | AN | 0 | Residential | 21031.2+8959.254j | 0 | 0 | 0 | 0 | 0 | [24 empty] | 8104601 | no | no |  |  | no |  | 0 | 0 | 0 | 0 | 0 | 0 |  | 1 | 1 | 1 | 0 | 0 | 0
load_220354104 |  | node_1421702_812_15351707_885 |  | AN | 0 | Residential | 79.2+33.739j | 0 | 0 | 0 | 0 | 0 | [24 empty] | 8104601 | no | no |  |  | no |  | 0 | 0 | 0 | 0 | 0 | 0 |  | 1 | 1 | 1 | 0 | 0 | 0
load_220354105 |  | node_1421381_068_15351628_555 |  | AN | 0 | Residential | 7977.6+3398.443j | 0 | 0 | 0 | 0 | 0 | [24 empty] | 8104601 | no | no |  |  | no |  | 0 | 0 | 0 | 0 | 0 | 0 |  | 1 | 1 | 1 | 0 | 0 | 0
load_220354106 |  | node_1421038_9_15352015_391 |  | AN | 0 | Residential | 612+260.711j | 0 | 0 | 0 | 0 | 0 | [24 empty] | 8104601 | no | no |  |  | no |  | 0 | 0 | 0 | 0 | 0 | 0 |  | 1 | 1 | 1 | 0 | 0 | 0
load_220354156 |  | node_1444633_028_15361305_393 |  | AN | 0 | Residential | 36+15.336j | 0 | 0 | 0 | 0 | 0 | [24 empty] | 8104601 | no | no |  |  | no |  | 0 | 0 | 0 | 0 | 0 | 0 |  | 1 | 1 | 1 | 0 | 0 | 0
load_220354157 |  | node_1444794_742_15360889_622 |  | AN | 0 | Residential | 13212+5628.288j | 0 | 0 | 0 | 0 | 0 | [24 empty] | 8104601 | no | no |  |  | no |  | 0 | 0 | 0 | 0 | 0 | 0 |  | 1 | 1 | 1 | 0 | 0 | 0
load_220354158 |  | node_1444890_381_15360561_017 |  | AN | 0 | Residential | 2779.2+1183.934j | 0 | 0 | 0 | 0 | 0 | [24 empty] | 8104601 | no | no |  |  | no |  | 0 | 0 | 0 | 0 | 0 | 0 |  | 1 | 1 | 1 | 0 | 0 | 0
load_220354164 |  | node_1436116_386_15350363_034 |  | AN | 0 | Residential | 6148.8+2619.378j | 0 | 0 | 0 | 0 | 0 | [24 empty] | 8104601 | no | no |  |  | no |  | 0 | 0 | 0 | 0 | 0 | 0 |  | 1 | 1 | 1 | 0 | 0 | 0
load_220354165 |  | node_1436057_373_15350893_929 |  | AN | 0 | Other | 0 | 0 | 0 | 0 | 0 | 0 | [24 empty] | 8104601 | no | no |  |  | no |  | 0 | 0 | 0 | 0 | 0 | 0 |  | 1 | 1 | 1 | 0 | 0 | 0
load_220354166 |  | node_1438614_43_15350558_679 |  | AN | 0 | Residential | 4327.2+1843.379j | 0 | 0 | 0 | 0 | 0 | [24 empty] | 8104601 | no | no |  |  | no |  | 0 | 0 | 0 | 0 | 0 | 0 |  | 1 | 1 | 1 | 0 | 0 | 0
load_220354167 |  | node_1438793_116_15350540_529 |  | AN | 0 | Residential | 10087.2+4297.129j | 0 | 0 | 0 | 0 | 0 | [24 empty] | 8104601 | no | no |  |  | no |  | 0 | 0 | 0 | 0 | 0 | 0 |  | 1 | 1 | 1 | 0 | 0 | 0
load_220354168 |  | node_1439536_414_15350429_093 |  | AN | 0 | Residential | 13759.2+5861.395j | 0 | 0 | 0 | 0 | 0 | [24 empty] | 8104601 | no | no |  |  | no |  | 0 | 0 | 0 | 0 | 0 | 0 |  | 1 | 1 | 1 | 0 | 0 | 0
load_220354169 |  | node_1437059_434_15350937_942 |  | AN | 0 | Residential | 17121.6+7293.771j | 0 | 0 | 0 | 0 | 0 | [24 empty] | 8104601 | no | no |  |  | no |  | 0 | 0 | 0 | 0 | 0 | 0 |  | 1 | 1 | 1 | 0 | 0 | 0
load_220354170 |  | node_1437306_234_15350822_456 |  | AN | 0 | Residential | 14839.2+6321.473j | 0 | 0 | 0 | 0 | 0 | [24 empty] | 8104601 | no | no |  |  | no |  | 0 | 0 | 0 | 0 | 0 | 0 |  | 1 | 1 | 1 | 0 | 0 | 0
load_220354171 |  | node_1437552_32_15350786_297 |  | AN | 0 | Residential | 19663.2+8376.488j | 0 | 0 | 0 | 0 | 0 | [24 empty] | 8104601 | no | no |  |  | no |  | 0 | 0 | 0 | 0 | 0 | 0 |  | 1 | 1 | 1 | 0 | 0 | 0
load_220354172 |  | node_1438075_13_15350759_958 |  | AN | 0 | Residential | 4507.2+1920.059j | 0 | 0 | 0 | 0 | 0 | [24 empty] | 8104601 | no | no |  |  | no |  | 0 | 0 | 0 | 0 | 0 | 0 |  | 1 | 1 | 1 | 0 | 0 | 0
load_220354173 |  | node_1438358_397_15350596_772 |  | AN | 0 | Residential | 2030.4+864.947j | 0 | 0 | 0 | 0 | 0 | [24 empty] | 8104601 | no | no |  |  | no |  | 0 | 0 | 0 | 0 | 0 | 0 |  | 1 | 1 | 1 | 0 | 0 | 0
load_220354184 |  | node_1437518_851_15354854_139 |  | AN | 0 | Residential | 4053.6+1726.826j | 0 | 0 | 0 | 0 | 0 | [24 empty] | 8104601 | no | no |  |  | no |  | 0 | 0 | 0 | 0 | 0 | 0 |  | 1 | 1 | 1 | 0 | 0 | 0
load_220354185 |  | node_1437618_881_15355071_875 |  | AN | 0 | Residential | 0 | 0 | 0 | 0 | 0 | 0 | [24 empty] | 8104601 | no | no |  |  | no |  | 0 | 0 | 0 | 0 | 0 | 0 |  | 1 | 1 | 1 | 0 | 0 | 0
load_220354185-L-1 |  | node_1437618_881_15355071_875 |  | AN | 0 | Residential | 0 | 0 | 0 | 0 | 0 | 0 | [24 empty] | 8104601 | no | no |  |  | no |  | 0 | 0 | 0 | 0 | 0 | 0 |  | 1 | 1 | 1 | 0 | 0 | 0
load_220354186 |  | node_1436993_212_15355111_28 |  | AN | 0 | Residential | 20527.2+8744.551j | 0 | 0 | 0 | 0 | 0 | [24 empty] | 8104601 | no | no |  |  | no |  | 0 | 0 | 0 | 0 | 0 | 0 |  | 1 | 1 | 1 | 0 | 0 | 0
load_220354187 |  | node_1436878_723_15354724_296 |  | AN | 0 | Residential | 27093.6+11541.825j | 0 | 0 | 0 | 0 | 0 | [24 empty] | 8104601 | no | no |  |  | no |  | 0 | 0 | 0 | 0 | 0 | 0 |  | 1 | 1 | 1 | 0 | 0 | 0
load_220354188 |  | node_1436485_525_15354781_958 |  | AN | 0 | Other | 0 | 0 | 0 | 0 | 0 | 0 | [24 empty] | 8104601 | no | no |  |  | no |  | 0 | 0 | 0 | 0 | 0 | 0 |  | 1 | 1 | 1 | 0 | 0 | 0
load_220354338 |  | node_1423995_16_15355259_581 |  | AN | 0 | Residential | 12837.6+5468.795j | 0 | 0 | 0 | 0 | 0 | [24 empty] | 8104601 | no | no |  |  | no |  | 0 | 0 | 0 | 0 | 0 | 0 |  | 1 | 1 | 1 | 0 | 0 | 0
load_220354339 |  | node_1424132_249_15355716_036 |  | AN | 0 | Residential | 4658.4+1984.47j | 0 | 0 | 0 | 0 | 0 | [24 empty] | 8104601 | no | no |  |  | no |  | 0 | 0 | 0 | 0 | 0 | 0 |  | 1 | 1 | 1 | 0 | 0 | 0
load_220354340 |  | node_1424243_735_15356139_477 |  | AN | 0 | Residential | 12276+5229.554j | 0 | 0 | 0 | 0 | 0 | [24 empty] | 8104601 | no | no |  |  | no |  | 0 | 0 | 0 | 0 | 0 | 0 |  | 1 | 1 | 1 | 0 | 0 | 0
load_220354341 |  | node_1424332_999_15356601_279 |  | AN | 0 | Residential | 20757.6+8842.701j | 0 | 0 | 0 | 0 | 0 | [24 empty] | 8104601 | no | no |  |  | no |  | 0 | 0 | 0 | 0 | 0 | 0 |  | 1 | 1 | 1 | 0 | 0 | 0
load_220354342 |  | node_1424368_845_15356989_57 |  | AN | 0 | Residential | 3045.6+1297.42j | 0 | 0 | 0 | 0 | 0 | [24 empty] | 8104601 | no | no |  |  | no |  | 0 | 0 | 0 | 0 | 0 | 0 |  | 1 | 1 | 1 | 0 | 0 | 0
load_220354343 |  | node_1423896_498_15357019_384 |  | AN | 0 | Residential | 13845.6+5898.201j | 0 | 0 | 0 | 0 | 0 | [24 empty] | 8104601 | no | no |  |  | no |  | 0 | 0 | 0 | 0 | 0 | 0 |  | 1 | 1 | 1 | 0 | 0 | 0
load_220354344 |  | node_1424313_574_15357477_786 |  | AN | 0 | Residential | 11988+5106.867j | 0 | 0 | 0 | 0 | 0 | [24 empty] | 8104601 | no | no |  |  | no |  | 0 | 0 | 0 | 0 | 0 | 0 |  | 1 | 1 | 1 | 0 | 0 | 0
load_220354345 |  | node_1424287_801_15357818_588 |  | AN | 0 | Other | 0 | 0 | 0 | 0 | 0 | 0 | [24 empty] | 8104601 | no | no |  |  | no |  | 0 | 0 | 0 | 0 | 0 | 0 |  | 1 | 1 | 1 | 0 | 0 | 0
load_220354346 |  | node_1423976_129_15357890_401 |  | AN | 0 | Residential | 34552.8+14719.431j | 0 | 0 | 0 | 0 | 0 | [24 empty] | 8104601 | no | no |  |  | no |  | 0 | 0 | 0 | 0 | 0 | 0 |  | 1 | 1 | 1 | 0 | 0 | 0
load_220354347 |  | node_1424256_663_15358091_349 |  | AN | 0 | Residential | 6480+2760.468j | 0 | 0 | 0 | 0 | 0 | [24 empty] | 8104601 | no | no |  |  | no |  | 0 | 0 | 0 | 0 | 0 | 0 |  | 1 | 1 | 1 | 0 | 0 | 0
load_220354348 |  | node_1424227_233_15358379_651 |  | AN | 0 | Residential | 22579.2+9618.699j | 0 | 0 | 0 | 0 | 0 | [24 empty] | 8104601 | no | no |  |  | no |  | 0 | 0 | 0 | 0 | 0 | 0 |  | 1 | 1 | 1 | 0 | 0 | 0
load_220354349 |  | node_1424259_815_15358825_094 |  | AN | 0 | Residential | 6955.2+2962.903j | 0 | 0 | 0 | 0 | 0 | [24 empty] | 8104601 | no | no |  |  | no |  | 0 | 0 | 0 | 0 | 0 | 0 |  | 1 | 1 | 1 | 0 | 0 | 0
load_220354350 |  | node_1424260_223_15359483_641 |  | AN | 0 | Residential | 19346.4+8241.532j | 0 | 0 | 0 | 0 | 0 | [24 empty] | 8104601 | no | no |  |  | no |  | 0 | 0 | 0 | 0 | 0 | 0 |  | 1 | 1 | 1 | 0 | 0 | 0
load_220354351 |  | node_1424264_785_15360120_089 |  | AN | 0 | Residential | 23904+10183.061j | 0 | 0 | 0 | 0 | 0 | [24 empty] | 8104601 | no | no |  |  | no |  | 0 | 0 | 0 | 0 | 0 | 0 |  | 1 | 1 | 1 | 0 | 0 | 0
load_220354352 |  | node_1424429_968_15360931_954 |  | AN | 0 | Residential | 2073.6+883.35j | 0 | 0 | 0 | 0 | 0 | [24 empty] | 8104601 | no | no |  |  | no |  | 0 | 0 | 0 | 0 | 0 | 0 |  | 1 | 1 | 1 | 0 | 0 | 0
load_220354353 |  | node_1424569_251_15361600_991 |  | AN | 0 | Residential | 12081.6+5146.74j | 0 | 0 | 0 | 0 | 0 | [24 empty] | 8104601 | no | no |  |  | no |  | 0 | 0 | 0 | 0 | 0 | 0 |  | 1 | 1 | 1 | 0 | 0 | 0
load_220354354 |  | node_1424648_847_15361863_343 |  | AN | 0 | Residential | 151.2+64.411j | 0 | 0 | 0 | 0 | 0 | [24 empty] | 8104601 | no | no |  |  | no |  | 0 | 0 | 0 | 0 | 0 | 0 |  | 1 | 1 | 1 | 0 | 0 | 0
load_220354355 |  | node_1430170_448_15346919_672 |  | AN | 0 | NonResidential | 388.8+165.628j | 0 | 0 | 0 | 0 | 0 | [24 empty] | 8104601 | no | no |  |  | no |  | 0 | 0 | 0 | 0 | 0 | 0 |  | 1 | 1 | 1 | 0 | 0 | 0
load_220354356 |  | node_1430412_733_15346986_344 |  | AN | 0 | Residential | 8460+3603.945j | 0 | 0 | 0 | 0 | 0 | [24 empty] | 8104601 | no | no |  |  | no |  | 0 | 0 | 0 | 0 | 0 | 0 |  | 1 | 1 | 1 | 0 | 0 | 0
load_220354357 |  | node_1430644_051_15346924_723 |  | AN | 0 | Residential | 12816+5459.593j | 0 | 0 | 0 | 0 | 0 | [24 empty] | 8104601 | no | no |  |  | no |  | 0 | 0 | 0 | 0 | 0 | 0 |  | 1 | 1 | 1 | 0 | 0 | 0
load_220354358 |  | node_1422327_766_15350242_762 |  | AN | 0 | Residential | 0 | 0 | 0 | 0 | 0 | 0 | [24 empty] | 8104601 | no | no |  |  | no |  | 0 | 0 | 0 | 0 | 0 | 0 |  | 1 | 1 | 1 | 0 | 0 | 0
load_220354359 |  | node_1422457_06_15350820_309 |  | AN | 0 | Residential | 1605.6+683.983j | 0 | 0 | 0 | 0 | 0 | [24 empty] | 8104601 | no | no |  |  | no |  | 0 | 0 | 0 | 0 | 0 | 0 |  | 1 | 1 | 1 | 0 | 0 | 0
load_220354360 |  | node_1421978_338_15347702_274 |  | AN | 0 | Residential | 0 | 0 | 0 | 0 | 0 | 0 | [24 empty] | 8104601 | no | no |  |  | no |  | 0 | 0 | 0 | 0 | 0 | 0 |  | 1 | 1 | 1 | 0 | 0 | 0
load_220354361 |  | node_1422036_937_15348907_332 |  | AN | 0 | Residential | 2102.4+895.619j | 0 | 0 | 0 | 0 | 0 | [24 empty] | 8104601 | no | no |  |  | no |  | 0 | 0 | 0 | 0 | 0 | 0 |  | 1 | 1 | 1 | 0 | 0 | 0
load_220354362 |  | node_1422314_899_15349986_268 |  | AN | 0 | Residential | 2649.6+1128.725j | 0 | 0 | 0 | 0 | 0 | [24 empty] | 8104601 | no | no |  |  | no |  | 0 | 0 | 0 | 0 | 0 | 0 |  | 1 | 1 | 1 | 0 | 0 | 0
load_220354365 |  | node_1430969_925_15347116_351 |  | AN | 0 | Residential | 79.2+33.739j | 0 | 0 | 0 | 0 | 0 | [24 empty] | 8104601 | no | no |  |  | no |  | 0 | 0 | 0 | 0 | 0 | 0 |  | 1 | 1 | 1 | 0 | 0 | 0
load_220354366 |  | node_1431314_875_15347358_707 |  | AN | 0 | NonResidential | 22435.2+9557.355j | 0 | 0 | 0 | 0 | 0 | [24 empty] | 8104601 | no | no |  |  | no |  | 0 | 0 | 0 | 0 | 0 | 0 |  | 1 | 1 | 1 | 0 | 0 | 0
load_220354367 |  | node_1431507_842_15347586_788 |  | AN | 0 | Residential | 12456+5306.234j | 0 | 0 | 0 | 0 | 0 | [24 empty] | 8104601 | no | no |  |  | no |  | 0 | 0 | 0 | 0 | 0 | 0 |  | 1 | 1 | 1 | 0 | 0 | 0
load_220354368 |  | node_1431704_365_15347818_587 |  | AN | 0 | Residential | 29433.6+12538.661j | 0 | 0 | 0 | 0 | 0 | [24 empty] | 8104601 | no | no |  |  | no |  | 0 | 0 | 0 | 0 | 0 | 0 |  | 1 | 1 | 1 | 0 | 0 | 0
load_220354369 |  | node_1432605_537_15349130_663 |  | AN | 0 | Residential | 13622.4+5803.118j | 0 | 0 | 0 | 0 | 0 | [24 empty] | 8104601 | no | no |  |  | no |  | 0 | 0 | 0 | 0 | 0 | 0 |  | 1 | 1 | 1 | 0 | 0 | 0
load_220354370 |  | node_1432879_606_15349503_606 |  | AN | 0 | Residential | 7560+3220.547j | 0 | 0 | 0 | 0 | 0 | [24 empty] | 8104601 | no | no |  |  | no |  | 0 | 0 | 0 | 0 | 0 | 0 |  | 1 | 1 | 1 | 0 | 0 | 0
load_220354371 |  | node_1433134_069_15349858_908 |  | AN | 0 | Other | 0 | 0 | 0 | 0 | 0 | 0 | [24 empty] | 8104601 | no | no |  |  | no |  | 0 | 0 | 0 | 0 | 0 | 0 |  | 1 | 1 | 1 | 0 | 0 | 0
load_220354372 |  | node_1433382_529_15350187_584 |  | AN | 0 | Residential | 7495.2+3192.942j | 0 | 0 | 0 | 0 | 0 | [24 empty] | 8104601 | no | no |  |  | no |  | 0 | 0 | 0 | 0 | 0 | 0 |  | 1 | 1 | 1 | 0 | 0 | 0
load_220354374 |  | node_1433743_849_15349938_91 |  | AN | 0 | Residential | 7394.4+3150.001j | 0 | 0 | 0 | 0 | 0 | [24 empty] | 8104601 | no | no |  |  | no |  | 0 | 0 | 0 | 0 | 0 | 0 |  | 1 | 1 | 1 | 0 | 0 | 0
load_220354375 |  | node_1434042_748_15349819_798 |  | AN | 0 | Residential | 14428.8+6146.643j | 0 | 0 | 0 | 0 | 0 | [24 empty] | 8104601 | no | no |  |  | no |  | 0 | 0 | 0 | 0 | 0 | 0 |  | 1 | 1 | 1 | 0 | 0 | 0
load_220354377 |  | node_1434819_46_15350524_344 |  | AN | 0 | Residential | 18360+7821.327j | 0 | 0 | 0 | 0 | 0 | [24 empty] | 8104601 | no | no |  |  | no |  | 0 | 0 | 0 | 0 | 0 | 0 |  | 1 | 1 | 1 | 0 | 0 | 0
load_220354378 |  | node_1435140_759_15350580_082 |  | AN | 0 | Residential | 5788.8+2466.018j | 0 | 0 | 0 | 0 | 0 | [24 empty] | 8104601 | no | no |  |  | no |  | 0 | 0 | 0 | 0 | 0 | 0 |  | 1 | 1 | 1 | 0 | 0 | 0
load_220354379 |  | node_1435641_182_15350703_013 |  | AN | 0 | NonResidential | 3207.6+1366.432j | 0 | 0 | 0 | 0 | 0 | [24 empty] | 8104601 | no | no |  |  | no |  | 0 | 0 | 0 | 0 | 0 | 0 |  | 1 | 1 | 1 | 0 | 0 | 0
load_220354380 |  | node_1435769_013_15350731_634 |  | AN | 0 | Residential | 16070.4+6845.962j | 0 | 0 | 0 | 0 | 0 | [24 empty] | 8104601 | no | no |  |  | no |  | 0 | 0 | 0 | 0 | 0 | 0 |  | 1 | 1 | 1 | 0 | 0 | 0
load_220354381 |  | node_1435836_356_15351366_468 |  | AN | 0 | Residential | 9410.4+4008.814j | 0 | 0 | 0 | 0 | 0 | [24 empty] | 8104601 | no | no |  |  | no |  | 0 | 0 | 0 | 0 | 0 | 0 |  | 1 | 1 | 1 | 0 | 0 | 0
load_220354382 |  | node_1435521_241_15352430_337 |  | AN | 0 | Residential | 19656+8373.421j | 0 | 0 | 0 | 0 | 0 | [24 empty] | 8104601 | no | no |  |  | no |  | 0 | 0 | 0 | 0 | 0 | 0 |  | 1 | 1 | 1 | 0 | 0 | 0
load_220354383 |  | node_1436907_998_15352577_854 |  | AN | 0 | Residential | 12960+5520.937j | 0 | 0 | 0 | 0 | 0 | [24 empty] | 8104601 | no | no |  |  | no |  | 0 | 0 | 0 | 0 | 0 | 0 |  | 1 | 1 | 1 | 0 | 0 | 0
load_220354384 |  | node_1437362_674_15353127_297 |  | AN | 0 | Residential | 31636.8+13477.22j | 0 | 0 | 0 | 0 | 0 | [24 empty] | 8104601 | no | no |  |  | no |  | 0 | 0 | 0 | 0 | 0 | 0 |  | 1 | 1 | 1 | 0 | 0 | 0
load_220354385 |  | node_1437547_488_15353655_089 |  | AN | 0 | Residential | 5083.2+2165.434j | 0 | 0 | 0 | 0 | 0 | [24 empty] | 8104601 | no | no |  |  | no |  | 0 | 0 | 0 | 0 | 0 | 0 |  | 1 | 1 | 1 | 0 | 0 | 0
load_220354386 |  | node_1437649_828_15353932_082 |  | AN | 0 | Residential | 4456.8+1898.589j | 0 | 0 | 0 | 0 | 0 | [24 empty] | 8104601 | no | no |  |  | no |  | 0 | 0 | 0 | 0 | 0 | 0 |  | 1 | 1 | 1 | 0 | 0 | 0
load_220354387 |  | node_1437796_445_15354306_825 |  | AN | 0 | Residential | 34941.6+14885.059j | 0 | 0 | 0 | 0 | 0 | [24 empty] | 8104601 | no | no |  |  | no |  | 0 | 0 | 0 | 0 | 0 | 0 |  | 1 | 1 | 1 | 0 | 0 | 0
load_220354389 |  | node_1438061_225_15354631_393 |  | AN | 0 | Residential | 11167.2+4757.207j | 0 | 0 | 0 | 0 | 0 | [24 empty] | 8104601 | no | no |  |  | no |  | 0 | 0 | 0 | 0 | 0 | 0 |  | 1 | 1 | 1 | 0 | 0 | 0
load_220354390 |  | node_1438250_477_15355072_152 |  | AN | 0 | Residential | 33307.2+14188.808j | 0 | 0 | 0 | 0 | 0 | [24 empty] | 8104601 | no | no |  |  | no |  | 0 | 0 | 0 | 0 | 0 | 0 |  | 1 | 1 | 1 | 0 | 0 | 0
load_220354391 |  | node_1438567_822_15355463_889 |  | AN | 0 | Residential | 4132.8+1760.565j | 0 | 0 | 0 | 0 | 0 | [24 empty] | 8104601 | no | no |  |  | no |  | 0 | 0 | 0 | 0 | 0 | 0 |  | 1 | 1 | 1 | 0 | 0 | 0
load_220354392 |  | node_1438740_045_15355863_793 |  | AN | 0 | Residential | 9043.2+3852.387j | 0 | 0 | 0 | 0 | 0 | [24 empty] | 8104601 | no | no |  |  | no |  | 0 | 0 | 0 | 0 | 0 | 0 |  | 1 | 1 | 1 | 0 | 0 | 0
load_220354393 |  | node_1439019_978_15356188_847 |  | AN | 0 | Residential | 8589.6+3659.154j | 0 | 0 | 0 | 0 | 0 | [24 empty] | 8104601 | no | no |  |  | no |  | 0 | 0 | 0 | 0 | 0 | 0 |  | 1 | 1 | 1 | 0 | 0 | 0
load_220354394 |  | node_1439152_334_15356534_151 |  | AN | 0 | Residential | 4953.6+2110.225j | 0 | 0 | 0 | 0 | 0 | [24 empty] | 8104601 | no | no |  |  | no |  | 0 | 0 | 0 | 0 | 0 | 0 |  | 1 | 1 | 1 | 0 | 0 | 0
load_220354396 |  | node_1439941_605_15357278_616 |  | AN | 0 | Residential | 4464+1901.656j | 0 | 0 | 0 | 0 | 0 | [24 empty] | 8104601 | no | no |  |  | no |  | 0 | 0 | 0 | 0 | 0 | 0 |  | 1 | 1 | 1 | 0 | 0 | 0
load_220354397 |  | node_1440235_36_15357557_944 |  | AN | 0 | Residential | 7660.8+3263.487j | 0 | 0 | 0 | 0 | 0 | [24 empty] | 8104601 | no | no |  |  | no |  | 0 | 0 | 0 | 0 | 0 | 0 |  | 1 | 1 | 1 | 0 | 0 | 0
load_220354399 |  | node_1440556_889_15358696_994 |  | AN | 0 | Residential | 13147.2+5600.684j | 0 | 0 | 0 | 0 | 0 | [24 empty] | 8104601 | no | no |  |  | no |  | 0 | 0 | 0 | 0 | 0 | 0 |  | 1 | 1 | 1 | 0 | 0 | 0
load_220354400 |  | node_1441120_751_15359020_055 |  | AN | 0 | Residential | 9561.6+4073.225j | 0 | 0 | 0 | 0 | 0 | [24 empty] | 8104601 | no | no |  |  | no |  | 0 | 0 | 0 | 0 | 0 | 0 |  | 1 | 1 | 1 | 0 | 0 | 0
load_220354401 |  | node_1441396_34_15359339_033 |  | AN | 0 | Residential | 9057.6+3858.521j | 0 | 0 | 0 | 0 | 0 | [24 empty] | 8104601 | no | no |  |  | no |  | 0 | 0 | 0 | 0 | 0 | 0 |  | 1 | 1 | 1 | 0 | 0 | 0
load_220354402 |  | node_1442149_487_15360237_694 |  | AN | 0 | Residential | 72511.2+30889.642j | 0 | 0 | 0 | 0 | 0 | [24 empty] | 8104601 | no | no |  |  | no |  | 0 | 0 | 0 | 0 | 0 | 0 |  | 1 | 1 | 1 | 0 | 0 | 0
load_220354403 |  | node_1442622_228_15360742_086 |  | AN | 0 | Residential | 8136+3465.921j | 0 | 0 | 0 | 0 | 0 | [24 empty] | 8104601 | no | no |  |  | no |  | 0 | 0 | 0 | 0 | 0 | 0 |  | 1 | 1 | 1 | 0 | 0 | 0
load_220354404 |  | node_1443626_246_15361893_188 |  | AN | 0 | Residential | 13456.8+5732.573j | 0 | 0 | 0 | 0 | 0 | [24 empty] | 8104601 | no | no |  |  | no |  | 0 | 0 | 0 | 0 | 0 | 0 |  | 1 | 1 | 1 | 0 | 0 | 0
load_220354405 |  | node_1443951_551_15361997_586 |  | AN | 0 | NonResidential | 2066.4+880.283j | 0 | 0 | 0 | 0 | 0 | [24 empty] | 8104601 | no | no |  |  | no |  | 0 | 0 | 0 | 0 | 0 | 0 |  | 1 | 1 | 1 | 0 | 0 | 0
load_220354406 |  | node_1444812_969_15362344_087 |  | AN | 0 | Residential | 3268.8+1392.503j | 0 | 0 | 0 | 0 | 0 | [24 empty] | 8104601 | no | no |  |  | no |  | 0 | 0 | 0 | 0 | 0 | 0 |  | 1 | 1 | 1 | 0 | 0 | 0
load_220354456 |  | node_1431894_265_15347015_297 |  | AN | 0 | Residential | 3110.4+1325.025j | 0 | 0 | 0 | 0 | 0 | [24 empty] | 8104601 | no | no |  |  | no |  | 0 | 0 | 0 | 0 | 0 | 0 |  | 1 | 1 | 1 | 0 | 0 | 0
load_220354457 |  | node_1432106_565_15347037_61 |  | AN | 0 | Residential | 12348+5260.226j | 0 | 0 | 0 | 0 | 0 | [24 empty] | 8104601 | no | no |  |  | no |  | 0 | 0 | 0 | 0 | 0 | 0 |  | 1 | 1 | 1 | 0 | 0 | 0
load_220354458 |  | node_1432511_989_15347098_399 |  | AN | 0 | Residential | 2692.8+1147.128j | 0 | 0 | 0 | 0 | 0 | [24 empty] | 8104601 | no | no |  |  | no |  | 0 | 0 | 0 | 0 | 0 | 0 |  | 1 | 1 | 1 | 0 | 0 | 0
load_220354459 |  | node_1432819_651_15346938_81 |  | AN | 0 | Residential | 11988+5106.867j | 0 | 0 | 0 | 0 | 0 | [24 empty] | 8104601 | no | no |  |  | no |  | 0 | 0 | 0 | 0 | 0 | 0 |  | 1 | 1 | 1 | 0 | 0 | 0
load_220354460 |  | node_1433453_684_15346924_994 |  | AN | 0 | NonResidential | 8395.2+3576.34j | 0 | 0 | 0 | 0 | 0 | [24 empty] | 8104601 | no | no |  |  | no |  | 0 | 0 | 0 | 0 | 0 | 0 |  | 1 | 1 | 1 | 0 | 0 | 0
load_220431672 |  | node_1419321_933_15320327_866 |  | AN | 0 | Residential | 115948.8+49393.982j | 0 | 0 | 0 | 0 | 0 | [24 empty] | 8104601 | no | no |  |  | no |  | 0 | 0 | 0 | 0 | 0 | 0 |  | 1 | 1 | 1 | 0 | 0 | 0
load_220431687 |  | node_1410139_069_15326480_028 |  | AN | 0 | NonResidential | 17000+7241.97j | 0 | 0 | 0 | 0 | 0 | [24 empty] | 8104601 | no | no |  |  | no |  | 0 | 0 | 0 | 0 | 0 | 0 |  | 1 | 1 | 1 | 0 | 0 | 0
load_220431691 |  | node_1410618_594_15334055_952 |  | AN | 0 | Residential | 4428+1886.32j | 0 | 0 | 0 | 0 | 0 | [24 empty] | 8104601 | no | no |  |  | no |  | 0 | 0 | 0 | 0 | 0 | 0 |  | 1 | 1 | 1 | 0 | 0 | 0
load_220431774 |  | node_1404249_316_15335638_979 |  | AN | 0 | Other | 0 | 0 | 0 | 0 | 0 | 0 | [24 empty] | 8104601 | no | no |  |  | no |  | 0 | 0 | 0 | 0 | 0 | 0 |  | 1 | 1 | 1 | 0 | 0 | 0
load_220432197 |  | node_1404270_521_15335268_906 |  | AN | 0 | Residential | 4204.8+1791.237j | 0 | 0 | 0 | 0 | 0 | [24 empty] | 8104601 | no | no |  |  | no |  | 0 | 0 | 0 | 0 | 0 | 0 |  | 1 | 1 | 1 | 0 | 0 | 0
load_220432203 |  | node_1433944_043_15331764_013 |  | AN | 0 | Residential | 6379.2+2717.528j | 0 | 0 | 0 | 0 | 0 | [24 empty] | 8104601 | no | no |  |  | no |  | 0 | 0 | 0 | 0 | 0 | 0 |  | 1 | 1 | 1 | 0 | 0 | 0
load_220432273 |  | node_1420819_086_15339787_075 |  | AN | 0 | Residential | 7149.6+3045.717j | 0 | 0 | 0 | 0 | 0 | [24 empty] | 8104601 | no | no |  |  | no |  | 0 | 0 | 0 | 0 | 0 | 0 |  | 1 | 1 | 1 | 0 | 0 | 0
load_220432274 |  | node_1431837_179_15338937_314 |  | AN | 0 | Residential | 3967.2+1690.02j | 0 | 0 | 0 | 0 | 0 | [24 empty] | 8104601 | no | no |  |  | no |  | 0 | 0 | 0 | 0 | 0 | 0 |  | 1 | 1 | 1 | 0 | 0 | 0
load_220433078 |  | node_1418057_244_15327061_231 |  | BN | 0 | Residential | 0 | 7005.6+2984.373j | 0 | 0 | 0 | 0 | [24 empty] | 8104601 | no | no |  |  | no |  | 0 | 0 | 0 | 0 | 0 | 0 |  | 1 | 1 | 1 | 0 | 0 | 0
load_220433870 |  | node_1416865_94_15319081_735 |  | AN | 0 | Residential | 6307.2+2686.856j | 0 | 0 | 0 | 0 | 0 | [24 empty] | 8104601 | no | no |  |  | no |  | 0 | 0 | 0 | 0 | 0 | 0 |  | 1 | 1 | 1 | 0 | 0 | 0
load_220440694 |  | node_1439717_937_15357063_794 |  | AN | 0 | Residential | 7538.4+3211.345j | 0 | 0 | 0 | 0 | 0 | [24 empty] | 8104601 | no | no |  |  | no |  | 0 | 0 | 0 | 0 | 0 | 0 |  | 1 | 1 | 1 | 0 | 0 | 0
load_220441963 |  | node_1411633_36_15328029_105 |  | AN | 0 | Residential | 5630.4+2398.54j | 0 | 0 | 0 | 0 | 0 | [24 empty] | 8104601 | no | no |  |  | no |  | 0 | 0 | 0 | 0 | 0 | 0 |  | 1 | 1 | 1 | 0 | 0 | 0
load_220456968 |  | node_1426143_035_15345477_866 |  | AN | 0 | NonResidential | 5018.4+2137.829j | 0 | 0 | 0 | 0 | 0 | [24 empty] | 8104601 | no | no |  |  | no |  | 0 | 0 | 0 | 0 | 0 | 0 |  | 1 | 1 | 1 | 0 | 0 | 0
load_220457171 |  | node_1416089_615_15342323_429 |  | AN | 0 | Residential | 35834.4+15265.39j | 0 | 0 | 0 | 0 | 0 | [24 empty] | 8104601 | no | no |  |  | no |  | 0 | 0 | 0 | 0 | 0 | 0 |  | 1 | 1 | 1 | 0 | 0 | 0
load_220457827 |  | node_1414505_11_15315671_649 |  | AN | 0 | NonResidential | 18000+7667.968j | 0 | 0 | 0 | 0 | 0 | [24 empty] | 8104601 | no | no |  |  | no |  | 0 | 0 | 0 | 0 | 0 | 0 |  | 1 | 1 | 1 | 0 | 0 | 0
load_220466103 |  | node_1423042_758_15332905_399 |  | AN | 0 | Residential | 3852+1640.945j | 0 | 0 | 0 | 0 | 0 | [24 empty] | 8104601 | no | no |  |  | no |  | 0 | 0 | 0 | 0 | 0 | 0 |  | 1 | 1 | 1 | 0 | 0 | 0
load_220471305 |  | node_1421021_082_15316068_837 |  | AN | 0 | Residential | 7603.2+3238.95j | 0 | 0 | 0 | 0 | 0 | [24 empty] | 8104601 | no | no |  |  | no |  | 0 | 0 | 0 | 0 | 0 | 0 |  | 1 | 1 | 1 | 0 | 0 | 0
load_220472860 |  | node_1417180_34_15322887_947 |  | AN | 0 | Residential | 31240.8+13308.525j | 0 | 0 | 0 | 0 | 0 | [24 empty] | 8104601 | no | no |  |  | no |  | 0 | 0 | 0 | 0 | 0 | 0 |  | 1 | 1 | 1 | 0 | 0 | 0
load_220475921 |  | node_1410165_46_15324692_585 |  | AN | 0 | Residential | 9871.2+4205.114j | 0 | 0 | 0 | 0 | 0 | [24 empty] | 8104601 | no | no |  |  | no |  | 0 | 0 | 0 | 0 | 0 | 0 |  | 1 | 1 | 1 | 0 | 0 | 0
load_220476251 |  | node_1426042_499_15345364_744 |  | AN | 0 | Other | 0 | 0 | 0 | 0 | 0 | 0 | [24 empty] | 8104601 | no | no |  |  | no |  | 0 | 0 | 0 | 0 | 0 | 0 |  | 1 | 1 | 1 | 0 | 0 | 0
load_220476256 |  | node_1413458_032_15323850_479 |  | AN | 0 | Residential | 29109.6+12400.638j | 0 | 0 | 0 | 0 | 0 | [24 empty] | 8104601 | no | no |  |  | no |  | 0 | 0 | 0 | 0 | 0 | 0 |  | 1 | 1 | 1 | 0 | 0 | 0
load_220476830 |  | node_1423942_011_15339865_218 |  | AN | 0 | Residential | 4053.6+1726.826j | 0 | 0 | 0 | 0 | 0 | [24 empty] | 8104601 | no | no |  |  | no |  | 0 | 0 | 0 | 0 | 0 | 0 |  | 1 | 1 | 1 | 0 | 0 | 0
load_220490889 |  | node_1412182_994_15322973_361 |  | AN | 0 | Residential | 52920+22543.826j | 0 | 0 | 0 | 0 | 0 | [24 empty] | 8104601 | no | no |  |  | no |  | 0 | 0 | 0 | 0 | 0 | 0 |  | 1 | 1 | 1 | 0 | 0 | 0
load_220499094 |  | node_1415364_985_15314464_144 |  | AN | 0 | Residential | 18784.8+8002.291j | 0 | 0 | 0 | 0 | 0 | [24 empty] | 8104601 | no | no |  |  | no |  | 0 | 0 | 0 | 0 | 0 | 0 |  | 1 | 1 | 1 | 0 | 0 | 0
load_220514819 |  | node_1410118_976_15327886_686 |  | AN | 0 | NonResidential | 1360.8+579.698j | 0 | 0 | 0 | 0 | 0 | [24 empty] | 8104601 | no | no |  |  | no |  | 0 | 0 | 0 | 0 | 0 | 0 |  | 1 | 1 | 1 | 0 | 0 | 0
load_220516139 |  | node_1421915_893_15351831_048 |  | AN | 0 | Residential | 5500.8+2343.331j | 0 | 0 | 0 | 0 | 0 | [24 empty] | 8104601 | no | no |  |  | no |  | 0 | 0 | 0 | 0 | 0 | 0 |  | 1 | 1 | 1 | 0 | 0 | 0
load_220518530 |  | node_1408130_611_15328285_427 |  | AN | 0 | NonResidential | 4521.6+1926.194j | 0 | 0 | 0 | 0 | 0 | [24 empty] | 8104601 | no | no |  |  | no |  | 0 | 0 | 0 | 0 | 0 | 0 |  | 1 | 1 | 1 | 0 | 0 | 0
load_220518533 |  | node_1426310_439_15345741_236 |  | AN | 0 | Residential | 2894.4+1233.009j | 0 | 0 | 0 | 0 | 0 | [24 empty] | 8104601 | no | no |  |  | no |  | 0 | 0 | 0 | 0 | 0 | 0 |  | 1 | 1 | 1 | 0 | 0 | 0
load_220518945 |  | node_1415719_226_15345569_114 |  | AN | 0 | Residential | 11520+4907.499j | 0 | 0 | 0 | 0 | 0 | [24 empty] | 8104601 | no | no |  |  | no |  | 0 | 0 | 0 | 0 | 0 | 0 |  | 1 | 1 | 1 | 0 | 0 | 0
load_220519244 |  | node_1424148_417_15344896_832 |  | AN | 0 | Residential | 20304+8649.468j | 0 | 0 | 0 | 0 | 0 | [24 empty] | 8104601 | no | no |  |  | no |  | 0 | 0 | 0 | 0 | 0 | 0 |  | 1 | 1 | 1 | 0 | 0 | 0
load_220519590 |  | node_1435506_771_15343647_187 |  | AN | 0 | Residential | 2167.2+923.223j | 0 | 0 | 0 | 0 | 0 | [24 empty] | 8104601 | no | no |  |  | no |  | 0 | 0 | 0 | 0 | 0 | 0 |  | 1 | 1 | 1 | 0 | 0 | 0
load_220519639 |  | node_1424727_77_15328127_469 |  | AN | 0 | Residential | 22636.8+9643.236j | 0 | 0 | 0 | 0 | 0 | [24 empty] | 8104601 | no | no |  |  | no |  | 0 | 0 | 0 | 0 | 0 | 0 |  | 1 | 1 | 1 | 0 | 0 | 0
load_220522927 |  | node_1422491_312_15351044_871 |  | AN | 0 | Residential | 14738.4+6278.532j | 0 | 0 | 0 | 0 | 0 | [24 empty] | 8104601 | no | no |  |  | no |  | 0 | 0 | 0 | 0 | 0 | 0 |  | 1 | 1 | 1 | 0 | 0 | 0
load_220523988 |  | node_1417843_787_15332065_379 |  | AN | 0 | Residential | 34711.2+14786.909j | 0 | 0 | 0 | 0 | 0 | [24 empty] | 8104601 | no | no |  |  | no |  | 0 | 0 | 0 | 0 | 0 | 0 |  | 1 | 1 | 1 | 0 | 0 | 0
load_220524319 |  | node_1410683_078_15324744_083 |  | AN | 0 | Residential | 24969.6+10637.005j | 0 | 0 | 0 | 0 | 0 | [24 empty] | 8104601 | no | no |  |  | no |  | 0 | 0 | 0 | 0 | 0 | 0 |  | 1 | 1 | 1 | 0 | 0 | 0
load_220524320 |  | node_1410302_966_15324283_609 |  | AN | 0 | Other | 0 | 0 | 0 | 0 | 0 | 0 | [24 empty] | 8104601 | no | no |  |  | no |  | 0 | 0 | 0 | 0 | 0 | 0 |  | 1 | 1 | 1 | 0 | 0 | 0
load_220524321 |  | node_1410302_81_15324310_234 |  | AN | 0 | Other | 0 | 0 | 0 | 0 | 0 | 0 | [24 empty] | 8104601 | no | no |  |  | no |  | 0 | 0 | 0 | 0 | 0 | 0 |  | 1 | 1 | 1 | 0 | 0 | 0
load_220529955 |  | node_1409505_063_15323630_082 |  | AN | 0 | NonResidential | 0 | 0 | 0 | 0 | 0 | 0 | [24 empty] | 8104601 | no | no |  |  | no |  | 0 | 0 | 0 | 0 | 0 | 0 |  | 1 | 1 | 1 | 0 | 0 | 0
load_220529992 |  | node_1417749_63_15319636_476 |  | AN | 0 | Residential | 9338.4+3978.142j | 0 | 0 | 0 | 0 | 0 | [24 empty] | 8104601 | no | no |  |  | no |  | 0 | 0 | 0 | 0 | 0 | 0 |  | 1 | 1 | 1 | 0 | 0 | 0
load_220530037 |  | node_1410095_597_15331796_511 |  | AN | 0 | Residential | 5205.6+2217.576j | 0 | 0 | 0 | 0 | 0 | [24 empty] | 8104601 | no | no |  |  | no |  | 0 | 0 | 0 | 0 | 0 | 0 |  | 1 | 1 | 1 | 0 | 0 | 0
load_220530082 |  | node_1421557_194_15329249_322 |  | AN | 0 | Residential | 9144+3895.328j | 0 | 0 | 0 | 0 | 0 | [24 empty] | 8104601 | no | no |  |  | no |  | 0 | 0 | 0 | 0 | 0 | 0 |  | 1 | 1 | 1 | 0 | 0 | 0
load_220530183 |  | node_1409037_41_15327525_398 |  | ABCN | 0 | NonResidential | 65666.667+27973.883j | 65666.667+27973.883j | 65666.667+27973.883j | 0 | 0 | 0 | [24 empty] | 8104601 | no | no |  |  | no |  | 0 | 0 | 0 | 0 | 0 | 0 |  | 1 | 1 | 1 | 0 | 0 | 0
load_220530187 |  | node_1425335_605_15329453_083 |  | AN | 0 | Residential | 7423.2+3162.27j | 0 | 0 | 0 | 0 | 0 | [24 empty] | 8104601 | no | no |  |  | no |  | 0 | 0 | 0 | 0 | 0 | 0 |  | 1 | 1 | 1 | 0 | 0 | 0
load_220530671 |  | node_1422314_288_15322301_484 |  | AN | 0 | Residential | 7329.6+3122.397j | 0 | 0 | 0 | 0 | 0 | [24 empty] | 8104601 | no | no |  |  | no |  | 0 | 0 | 0 | 0 | 0 | 0 |  | 1 | 1 | 1 | 0 | 0 | 0
load_220530888 |  | node_1433843_641_15353763_046 |  | AN | 0 | Residential | 8280+3527.265j | 0 | 0 | 0 | 0 | 0 | [24 empty] | 8104601 | no | no |  |  | no |  | 0 | 0 | 0 | 0 | 0 | 0 |  | 1 | 1 | 1 | 0 | 0 | 0
load_220531030 |  | node_1434840_393_15343058_264 |  | AN | 0 | Residential | 1396.8+595.034j | 0 | 0 | 0 | 0 | 0 | [24 empty] | 8104601 | no | no |  |  | no |  | 0 | 0 | 0 | 0 | 0 | 0 |  | 1 | 1 | 1 | 0 | 0 | 0
load_220531442 |  | node_1405085_215_15337552_92 |  | AN | 0 | Residential | 7099.2+3024.247j | 0 | 0 | 0 | 0 | 0 | [24 empty] | 8104601 | no | no |  |  | no |  | 0 | 0 | 0 | 0 | 0 | 0 |  | 1 | 1 | 1 | 0 | 0 | 0
load_220532240 |  | node_1406761_772_15335654_839 |  | AN | 0 | Residential | 7430.4+3165.337j | 0 | 0 | 0 | 0 | 0 | [24 empty] | 8104601 | no | no |  |  | no |  | 0 | 0 | 0 | 0 | 0 | 0 |  | 1 | 1 | 1 | 0 | 0 | 0
load_220534087 |  | node_1413892_754_15321794_524 |  | AN | 0 | Residential | 3571.2+1521.325j | 0 | 0 | 0 | 0 | 0 | [24 empty] | 8104601 | no | no |  |  | no |  | 0 | 0 | 0 | 0 | 0 | 0 |  | 1 | 1 | 1 | 0 | 0 | 0
load_220535547 |  | node_1429089_684_15356838_504 |  | AN | 0 | Residential | 13176+5612.952j | 0 | 0 | 0 | 0 | 0 | [24 empty] | 8104601 | no | no |  |  | no |  | 0 | 0 | 0 | 0 | 0 | 0 |  | 1 | 1 | 1 | 0 | 0 | 0
load_220535556 |  | node_1414032_85_15339396_204 |  | AN | 0 | Residential | 3787.2+1613.34j | 0 | 0 | 0 | 0 | 0 | [24 empty] | 8104601 | no | no |  |  | no |  | 0 | 0 | 0 | 0 | 0 | 0 |  | 1 | 1 | 1 | 0 | 0 | 0
load_220535572 |  | node_1417566_622_15344845_924 |  | AN | 0 | Residential | 21132+9002.194j | 0 | 0 | 0 | 0 | 0 | [24 empty] | 8104601 | no | no |  |  | no |  | 0 | 0 | 0 | 0 | 0 | 0 |  | 1 | 1 | 1 | 0 | 0 | 0
load_220535573 |  | node_1414468_978_15339525_553 |  | AN | 0 | Residential | 4456.8+1898.589j | 0 | 0 | 0 | 0 | 0 | [24 empty] | 8104601 | no | no |  |  | no |  | 0 | 0 | 0 | 0 | 0 | 0 |  | 1 | 1 | 1 | 0 | 0 | 0
load_220535584 |  | node_1421203_162_15322660_437 |  | AN | 0 | Residential | 24962.4+10633.938j | 0 | 0 | 0 | 0 | 0 | [24 empty] | 8104601 | no | no |  |  | no |  | 0 | 0 | 0 | 0 | 0 | 0 |  | 1 | 1 | 1 | 0 | 0 | 0
load_220535614 |  | node_1428143_621_15357154_895 |  | AN | 0 | Residential | 27504+11716.655j | 0 | 0 | 0 | 0 | 0 | [24 empty] | 8104601 | no | no |  |  | no |  | 0 | 0 | 0 | 0 | 0 | 0 |  | 1 | 1 | 1 | 0 | 0 | 0
load_220535639 |  | node_1422785_154_15351878_181 |  | AN | 0 | Residential | 1634.4+696.251j | 0 | 0 | 0 | 0 | 0 | [24 empty] | 8104601 | no | no |  |  | no |  | 0 | 0 | 0 | 0 | 0 | 0 |  | 1 | 1 | 1 | 0 | 0 | 0
load_220540892 |  | node_1421597_783_15346738_956 |  | AN | 0 | Residential | 7077.6+3015.045j | 0 | 0 | 0 | 0 | 0 | [24 empty] | 8104601 | no | no |  |  | no |  | 0 | 0 | 0 | 0 | 0 | 0 |  | 1 | 1 | 1 | 0 | 0 | 0
load_220541076 |  | node_1418939_382_15344047_005 |  | AN | 0 | Residential | 2721.6+1159.397j | 0 | 0 | 0 | 0 | 0 | [24 empty] | 8104601 | no | no |  |  | no |  | 0 | 0 | 0 | 0 | 0 | 0 |  | 1 | 1 | 1 | 0 | 0 | 0
load_220542515 |  | node_1417198_328_15328286_238 |  | AN | 0 | Residential | 38210.4+16277.562j | 0 | 0 | 0 | 0 | 0 | [24 empty] | 8104601 | no | no |  |  | no |  | 0 | 0 | 0 | 0 | 0 | 0 |  | 1 | 1 | 1 | 0 | 0 | 0
load_220542564 |  | node_1419553_996_15322966_143 |  | AN | 0 | Other | 0 | 0 | 0 | 0 | 0 | 0 | [24 empty] | 8104601 | no | no |  |  | no |  | 0 | 0 | 0 | 0 | 0 | 0 |  | 1 | 1 | 1 | 0 | 0 | 0
load_220543245 |  | node_1426072_936_15338213_3 |  | AN | 0 | Residential | 7956+3389.242j | 0 | 0 | 0 | 0 | 0 | [24 empty] | 8104601 | no | no |  |  | no |  | 0 | 0 | 0 | 0 | 0 | 0 |  | 1 | 1 | 1 | 0 | 0 | 0
load_220543757 |  | node_1410124_53_15324454_914 |  | AN | 0 | NonResidential | 2000+851.996j | 0 | 0 | 0 | 0 | 0 | [24 empty] | 8104601 | no | no |  |  | no |  | 0 | 0 | 0 | 0 | 0 | 0 |  | 1 | 1 | 1 | 0 | 0 | 0
load_220544256 |  | node_1414869_586_15316834_246 |  | AN | 0 | NonResidential | 3816+1625.609j | 0 | 0 | 0 | 0 | 0 | [24 empty] | 8104601 | no | no |  |  | no |  | 0 | 0 | 0 | 0 | 0 | 0 |  | 1 | 1 | 1 | 0 | 0 | 0
load_220544690 |  | node_1412226_438_15322430_707 |  | AN | 0 | Residential | 65923.2+28083.166j | 0 | 0 | 0 | 0 | 0 | [24 empty] | 8104601 | no | no |  |  | no |  | 0 | 0 | 0 | 0 | 0 | 0 |  | 1 | 1 | 1 | 0 | 0 | 0
load_220544908 |  | node_1418434_41_15320652_67 |  | AN | 0 | Residential | 8452.8+3600.878j | 0 | 0 | 0 | 0 | 0 | [24 empty] | 8104601 | no | no |  |  | no |  | 0 | 0 | 0 | 0 | 0 | 0 |  | 1 | 1 | 1 | 0 | 0 | 0
load_220545383 |  | node_1406041_656_15339390_771 |  | AN | 0 | Residential | 4708.8+2005.94j | 0 | 0 | 0 | 0 | 0 | [24 empty] | 8104601 | no | no |  |  | no |  | 0 | 0 | 0 | 0 | 0 | 0 |  | 1 | 1 | 1 | 0 | 0 | 0
load_220545734 |  | node_1435587_224_15344932_463 |  | AN | 0 | Other | 0 | 0 | 0 | 0 | 0 | 0 | [24 empty] | 8104601 | no | no |  |  | no |  | 0 | 0 | 0 | 0 | 0 | 0 |  | 1 | 1 | 1 | 0 | 0 | 0
load_220546306 |  | node_1414154_349_15328126_893 |  | AN | 0 | Residential | 9439.2+4021.082j | 0 | 0 | 0 | 0 | 0 | [24 empty] | 8104601 | no | no |  |  | no |  | 0 | 0 | 0 | 0 | 0 | 0 |  | 1 | 1 | 1 | 0 | 0 | 0
load_220547198 |  | node_1410615_194_15327963_406 |  | AN | 0 | Residential | 9050.4+3855.454j | 0 | 0 | 0 | 0 | 0 | [24 empty] | 8104601 | no | no |  |  | no |  | 0 | 0 | 0 | 0 | 0 | 0 |  | 1 | 1 | 1 | 0 | 0 | 0
load_220549685 |  | node_1408680_479_15326577_939 |  | ABCN | 0 | NonResidential | 81333.333+34647.855j | 81333.333+34647.855j | 81333.333+34647.855j | 0 | 0 | 0 | [24 empty] | 8104601 | no | no |  |  | no |  | 0 | 0 | 0 | 0 | 0 | 0 |  | 1 | 1 | 1 | 0 | 0 | 0
load_220551068 |  | node_1422599_005_15342857_715 |  | AN | 0 | Residential | 11649.6+4962.709j | 0 | 0 | 0 | 0 | 0 | [24 empty] | 8104601 | no | no |  |  | no |  | 0 | 0 | 0 | 0 | 0 | 0 |  | 1 | 1 | 1 | 0 | 0 | 0
load_220551413 |  | node_1419597_108_15321425_679 |  | AN | 0 | Residential | 7228.8+3079.456j | 0 | 0 | 0 | 0 | 0 | [24 empty] | 8104601 | no | no |  |  | no |  | 0 | 0 | 0 | 0 | 0 | 0 |  | 1 | 1 | 1 | 0 | 0 | 0
load_220551465 |  | node_1431436_581_15341855_027 |  | AN | 0 | Other | 0 | 0 | 0 | 0 | 0 | 0 | [24 empty] | 8104601 | no | no |  |  | no |  | 0 | 0 | 0 | 0 | 0 | 0 |  | 1 | 1 | 1 | 0 | 0 | 0
load_220558604 |  | node_1423975_9_15326748_657 |  | AN | 0 | Residential | 3283.2+1398.637j | 0 | 0 | 0 | 0 | 0 | [24 empty] | 8104601 | no | no |  |  | no |  | 0 | 0 | 0 | 0 | 0 | 0 |  | 1 | 1 | 1 | 0 | 0 | 0
load_220563199 |  | node_1416467_85_15338505_941 |  | AN | 0 | Other | 0 | 0 | 0 | 0 | 0 | 0 | [24 empty] | 8104601 | no | no |  |  | no |  | 0 | 0 | 0 | 0 | 0 | 0 |  | 1 | 1 | 1 | 0 | 0 | 0
load_220568557 |  | node_1433743_6_15350211_499 |  | AN | 0 | Residential | 31269.6+13320.794j | 0 | 0 | 0 | 0 | 0 | [24 empty] | 8104601 | no | no |  |  | no |  | 0 | 0 | 0 | 0 | 0 | 0 |  | 1 | 1 | 1 | 0 | 0 | 0
load_220568871 |  | node_1420222_161_15337929_872 |  | AN | 0 | Residential | 11584.8+4935.104j | 0 | 0 | 0 | 0 | 0 | [24 empty] | 8104601 | no | no |  |  | no |  | 0 | 0 | 0 | 0 | 0 | 0 |  | 1 | 1 | 1 | 0 | 0 | 0
load_220570023 |  | node_1411158_465_15327450_229 |  | AN | 0 | Residential | 33350.4+14207.211j | 0 | 0 | 0 | 0 | 0 | [24 empty] | 8104601 | no | no |  |  | no |  | 0 | 0 | 0 | 0 | 0 | 0 |  | 1 | 1 | 1 | 0 | 0 | 0
load_220570499 |  | node_1431705_139_15331502_213 |  | AN | 0 | Residential | 29073.6+12385.302j | 0 | 0 | 0 | 0 | 0 | [24 empty] | 8104601 | no | no |  |  | no |  | 0 | 0 | 0 | 0 | 0 | 0 |  | 1 | 1 | 1 | 0 | 0 | 0
load_220570780 |  | node_1420941_864_15333013_479 |  | AN | 0 | Residential | 24242.4+10327.219j | 0 | 0 | 0 | 0 | 0 | [24 empty] | 8104601 | no | no |  |  | no |  | 0 | 0 | 0 | 0 | 0 | 0 |  | 1 | 1 | 1 | 0 | 0 | 0
load_220571638 |  | node_1417569_384_15324021_286 |  | AN | 0 | Residential | 12081.6+5146.74j | 0 | 0 | 0 | 0 | 0 | [24 empty] | 8104601 | no | no |  |  | no |  | 0 | 0 | 0 | 0 | 0 | 0 |  | 1 | 1 | 1 | 0 | 0 | 0
load_220573170 |  | node_1415789_683_15328066_525 |  | AN | 0 | Residential | 33789.6+14394.309j | 0 | 0 | 0 | 0 | 0 | [24 empty] | 8104601 | no | no |  |  | no |  | 0 | 0 | 0 | 0 | 0 | 0 |  | 1 | 1 | 1 | 0 | 0 | 0
load_220574010 |  | node_1414390_563_15320115_048 |  | AN | 0 | Residential | 10188+4340.07j | 0 | 0 | 0 | 0 | 0 | [24 empty] | 8104601 | no | no |  |  | no |  | 0 | 0 | 0 | 0 | 0 | 0 |  | 1 | 1 | 1 | 0 | 0 | 0
load_220574991 |  | node_1426376_217_15338338_148 |  | AN | 0 | Other | 0 | 0 | 0 | 0 | 0 | 0 | [24 empty] | 8104601 | no | no |  |  | no |  | 0 | 0 | 0 | 0 | 0 | 0 |  | 1 | 1 | 1 | 0 | 0 | 0
load_220577064 |  | node_1431047_043_15358494_063 |  | AN | 0 | Residential | 6062.4+2582.572j | 0 | 0 | 0 | 0 | 0 | [24 empty] | 8104601 | no | no |  |  | no |  | 0 | 0 | 0 | 0 | 0 | 0 |  | 1 | 1 | 1 | 0 | 0 | 0
load_220577933 |  | node_1418526_226_15332296_414 |  | AN | 0 | Residential | 15688.8+6683.401j | 0 | 0 | 0 | 0 | 0 | [24 empty] | 8104601 | no | no |  |  | no |  | 0 | 0 | 0 | 0 | 0 | 0 |  | 1 | 1 | 1 | 0 | 0 | 0
load_220579084 |  | node_1433143_541_15351149_636 |  | AN | 0 | Residential | 6940.8+2956.768j | 0 | 0 | 0 | 0 | 0 | [24 empty] | 8104601 | no | no |  |  | no |  | 0 | 0 | 0 | 0 | 0 | 0 |  | 1 | 1 | 1 | 0 | 0 | 0
load_220580444 |  | node_1411146_216_15326019_337 |  | AN | 0 | Residential | 19116+8143.382j | 0 | 0 | 0 | 0 | 0 | [24 empty] | 8104601 | no | no |  |  | no |  | 0 | 0 | 0 | 0 | 0 | 0 |  | 1 | 1 | 1 | 0 | 0 | 0
load_220580481 |  | node_1411164_436_15326029_915 |  | AN | 0 | Residential | 19116+8143.382j | 0 | 0 | 0 | 0 | 0 | [24 empty] | 8104601 | no | no |  |  | no |  | 0 | 0 | 0 | 0 | 0 | 0 |  | 1 | 1 | 1 | 0 | 0 | 0
load_220581900 |  | node_1404396_868_15335656_592 |  | AN | 0 | Residential | 9828+4186.71j | 0 | 0 | 0 | 0 | 0 | [24 empty] | 8104601 | no | no |  |  | no |  | 0 | 0 | 0 | 0 | 0 | 0 |  | 1 | 1 | 1 | 0 | 0 | 0
load_220597219 |  | node_1418410_527_15336545_301 |  | AN | 0 | Residential | 14774.4+6293.868j | 0 | 0 | 0 | 0 | 0 | [24 empty] | 8104601 | no | no |  |  | no |  | 0 | 0 | 0 | 0 | 0 | 0 |  | 1 | 1 | 1 | 0 | 0 | 0
load_220597230 |  | node_1415653_482_15336920_23 |  | AN | 0 | Residential | 30283.2+12900.589j | 0 | 0 | 0 | 0 | 0 | [24 empty] | 8104601 | no | no |  |  | no |  | 0 | 0 | 0 | 0 | 0 | 0 |  | 1 | 1 | 1 | 0 | 0 | 0
load_220597930 |  | node_1409925_232_15327058_151 |  | AN | 0 | Residential | 10778.4+4591.579j | 0 | 0 | 0 | 0 | 0 | [24 empty] | 8104601 | no | no |  |  | no |  | 0 | 0 | 0 | 0 | 0 | 0 |  | 1 | 1 | 1 | 0 | 0 | 0
load_220598211 |  | node_1408815_213_15322182_16 |  | AN | 0 | Residential | 8740.8+3723.565j | 0 | 0 | 0 | 0 | 0 | [24 empty] | 8104601 | no | no |  |  | no |  | 0 | 0 | 0 | 0 | 0 | 0 |  | 1 | 1 | 1 | 0 | 0 | 0
load_220598651 |  | node_1414918_378_15315494_763 |  | AN | 0 | NonResidential | 4500+1916.992j | 0 | 0 | 0 | 0 | 0 | [24 empty] | 8104601 | no | no |  |  | no |  | 0 | 0 | 0 | 0 | 0 | 0 |  | 1 | 1 | 1 | 0 | 0 | 0
load_220602398 |  | node_1421677_49_15327324_242 |  | AN | 0 | Other | 0 | 0 | 0 | 0 | 0 | 0 | [24 empty] | 8104601 | no | no |  |  | no |  | 0 | 0 | 0 | 0 | 0 | 0 |  | 1 | 1 | 1 | 0 | 0 | 0
load_220602591 |  | node_1426177_103_15329710_363 |  | AN | 0 | Residential | 7624.8+3248.151j | 0 | 0 | 0 | 0 | 0 | [24 empty] | 8104601 | no | no |  |  | no |  | 0 | 0 | 0 | 0 | 0 | 0 |  | 1 | 1 | 1 | 0 | 0 | 0
load_220603145 |  | node_1416695_341_15318173_713 |  | AN | 0 | Residential | 55612.8+23690.954j | 0 | 0 | 0 | 0 | 0 | [24 empty] | 8104601 | no | no |  |  | no |  | 0 | 0 | 0 | 0 | 0 | 0 |  | 1 | 1 | 1 | 0 | 0 | 0
load_220606450 |  | node_1411639_373_15326246_962 |  | AN | 0 | Residential | 30808.8+13124.494j | 0 | 0 | 0 | 0 | 0 | [24 empty] | 8104601 | no | no |  |  | no |  | 0 | 0 | 0 | 0 | 0 | 0 |  | 1 | 1 | 1 | 0 | 0 | 0
load_220607297 |  | node_1419901_778_15322018_622 |  | AN | 0 | Residential | 23256+9907.015j | 0 | 0 | 0 | 0 | 0 | [24 empty] | 8104601 | no | no |  |  | no |  | 0 | 0 | 0 | 0 | 0 | 0 |  | 1 | 1 | 1 | 0 | 0 | 0
load_220607317 |  | node_1418687_184_15329471_269 |  | AN | 0 | NonResidential | 10000+4259.982j | 0 | 0 | 0 | 0 | 0 | [24 empty] | 8104601 | no | no |  |  | no |  | 0 | 0 | 0 | 0 | 0 | 0 |  | 1 | 1 | 1 | 0 | 0 | 0
load_220607357 |  | node_1441558_99_15358297_625 |  | AN | 0 | Residential | 10483.2+4465.824j | 0 | 0 | 0 | 0 | 0 | [24 empty] | 8104601 | no | no |  |  | no |  | 0 | 0 | 0 | 0 | 0 | 0 |  | 1 | 1 | 1 | 0 | 0 | 0
load_220609492 |  | node_1431493_627_15359315_533 |  | AN | 0 | Residential | 9799.2+4174.442j | 0 | 0 | 0 | 0 | 0 | [24 empty] | 8104601 | no | no |  |  | no |  | 0 | 0 | 0 | 0 | 0 | 0 |  | 1 | 1 | 1 | 0 | 0 | 0
load_220615529 |  | node_1405971_229_15338852_732 |  | AN | 0 | Residential | 11599.2+4941.239j | 0 | 0 | 0 | 0 | 0 | [24 empty] | 8104601 | no | no |  |  | no |  | 0 | 0 | 0 | 0 | 0 | 0 |  | 1 | 1 | 1 | 0 | 0 | 0
load_220616441 |  | node_1417938_76_15333772_858 |  | AN | 0 | Residential | 9698.4+4131.501j | 0 | 0 | 0 | 0 | 0 | [24 empty] | 8104601 | no | no |  |  | no |  | 0 | 0 | 0 | 0 | 0 | 0 |  | 1 | 1 | 1 | 0 | 0 | 0
load_220616815 |  | node_1417764_794_15318635_152 |  | AN | 0 | Residential | 14954.4+6370.548j | 0 | 0 | 0 | 0 | 0 | [24 empty] | 8104601 | no | no |  |  | no |  | 0 | 0 | 0 | 0 | 0 | 0 |  | 1 | 1 | 1 | 0 | 0 | 0
load_220620519 |  | node_1423821_319_15325629_259 |  | AN | 0 | NonResidential | 100.8+42.941j | 0 | 0 | 0 | 0 | 0 | [24 empty] | 8104601 | no | no |  |  | no |  | 0 | 0 | 0 | 0 | 0 | 0 |  | 1 | 1 | 1 | 0 | 0 | 0
load_220620682 |  | node_1423553_155_15332912_998 |  | AN | 0 | Residential | 18280.8+7787.588j | 0 | 0 | 0 | 0 | 0 | [24 empty] | 8104601 | no | no |  |  | no |  | 0 | 0 | 0 | 0 | 0 | 0 |  | 1 | 1 | 1 | 0 | 0 | 0
load_220621201 |  | node_1416091_903_15335711_7 |  | AN | 0 | Residential | 13636.8+5809.252j | 0 | 0 | 0 | 0 | 0 | [24 empty] | 8104601 | no | no |  |  | no |  | 0 | 0 | 0 | 0 | 0 | 0 |  | 1 | 1 | 1 | 0 | 0 | 0
load_220621605 |  | node_1431620_291_15342109_513 |  | AN | 0 | Residential | 49708.8+21175.86j | 0 | 0 | 0 | 0 | 0 | [24 empty] | 8104601 | no | no |  |  | no |  | 0 | 0 | 0 | 0 | 0 | 0 |  | 1 | 1 | 1 | 0 | 0 | 0
load_220623437 |  | node_1417623_702_15324503_216 |  | AN | 0 | NonResidential | 10224+4355.406j | 0 | 0 | 0 | 0 | 0 | [24 empty] | 8104601 | no | no |  |  | no |  | 0 | 0 | 0 | 0 | 0 | 0 |  | 1 | 1 | 1 | 0 | 0 | 0
load_220623450 |  | node_1427476_881_15329109_825 |  | AN | 0 | NonResidential | 5925.6+2524.295j | 0 | 0 | 0 | 0 | 0 | [24 empty] | 8104601 | no | no |  |  | no |  | 0 | 0 | 0 | 0 | 0 | 0 |  | 1 | 1 | 1 | 0 | 0 | 0
load_220635742 |  | node_1428875_253_15347384_014 |  | AN | 0 | Other | 0 | 0 | 0 | 0 | 0 | 0 | [24 empty] | 8104601 | no | no |  |  | no |  | 0 | 0 | 0 | 0 | 0 | 0 |  | 1 | 1 | 1 | 0 | 0 | 0
load_220637456 |  | node_1435631_233_15350699_271 |  | AN | 0 | Residential | 21762+9270.573j | 0 | 0 | 0 | 0 | 0 | [24 empty] | 8104601 | no | no |  |  | no |  | 0 | 0 | 0 | 0 | 0 | 0 |  | 1 | 1 | 1 | 0 | 0 | 0
load_220637457 |  | node_1435523_905_15350669_5 |  | AN | 0 | Residential | 2728.8+1162.464j | 0 | 0 | 0 | 0 | 0 | [24 empty] | 8104601 | no | no |  |  | no |  | 0 | 0 | 0 | 0 | 0 | 0 |  | 1 | 1 | 1 | 0 | 0 | 0
load_220638100 |  | node_1416280_591_15338272_233 |  | AN | 0 | Residential | 11109.6+4732.67j | 0 | 0 | 0 | 0 | 0 | [24 empty] | 8104601 | no | no |  |  | no |  | 0 | 0 | 0 | 0 | 0 | 0 |  | 1 | 1 | 1 | 0 | 0 | 0
load_220647057 |  | node_1417206_364_15317599_397 |  | AN | 0 | Residential | 16682.4+7106.673j | 0 | 0 | 0 | 0 | 0 | [24 empty] | 8104601 | no | no |  |  | no |  | 0 | 0 | 0 | 0 | 0 | 0 |  | 1 | 1 | 1 | 0 | 0 | 0
load_220647494 |  | node_1410811_446_15327151_103 |  | AN | 0 | Residential | 45309.6+19301.809j | 0 | 0 | 0 | 0 | 0 | [24 empty] | 8104601 | no | no |  |  | no |  | 0 | 0 | 0 | 0 | 0 | 0 |  | 1 | 1 | 1 | 0 | 0 | 0
load_220647676 |  | node_1420973_665_15323442_034 |  | AN | 0 | Residential | 9108+3879.992j | 0 | 0 | 0 | 0 | 0 | [24 empty] | 8104601 | no | no |  |  | no |  | 0 | 0 | 0 | 0 | 0 | 0 |  | 1 | 1 | 1 | 0 | 0 | 0
load_220647834 |  | node_1418828_887_15336421_9 |  | AN | 0 | NonResidential | 7000+2981.988j | 0 | 0 | 0 | 0 | 0 | [24 empty] | 8104601 | no | no |  |  | no |  | 0 | 0 | 0 | 0 | 0 | 0 |  | 1 | 1 | 1 | 0 | 0 | 0
load_220648241 |  | node_1424559_756_15358862_068 |  | AN | 0 | NonResidential | 3000+1277.995j | 0 | 0 | 0 | 0 | 0 | [24 empty] | 8104601 | no | no |  |  | no |  | 0 | 0 | 0 | 0 | 0 | 0 |  | 1 | 1 | 1 | 0 | 0 | 0
load_220648246 |  | node_1425536_632_15328890_396 |  | AN | 0 | Residential | 9079.2+3867.723j | 0 | 0 | 0 | 0 | 0 | [24 empty] | 8104601 | no | no |  |  | no |  | 0 | 0 | 0 | 0 | 0 | 0 |  | 1 | 1 | 1 | 0 | 0 | 0
load_220648404 |  | node_1415673_19_15326748_396 |  | AN | 0 | Residential | 10245.6+4364.607j | 0 | 0 | 0 | 0 | 0 | [24 empty] | 8104601 | no | no |  |  | no |  | 0 | 0 | 0 | 0 | 0 | 0 |  | 1 | 1 | 1 | 0 | 0 | 0
load_220648612 |  | node_1424353_15_15353768_62 |  | AN | 0 | Other | 0 | 0 | 0 | 0 | 0 | 0 | [24 empty] | 8104601 | no | no |  |  | no |  | 0 | 0 | 0 | 0 | 0 | 0 |  | 1 | 1 | 1 | 0 | 0 | 0
load_220651793 |  | node_1438529_487_15361867_159 |  | AN | 0 | Residential | 5716.8+2435.347j | 0 | 0 | 0 | 0 | 0 | [24 empty] | 8104601 | no | no |  |  | no |  | 0 | 0 | 0 | 0 | 0 | 0 |  | 1 | 1 | 1 | 0 | 0 | 0
load_220653052 |  | node_1408187_514_15325728_44 |  | AN | 0 | NonResidential | 676.8+288.316j | 0 | 0 | 0 | 0 | 0 | [24 empty] | 8104601 | no | no |  |  | no |  | 0 | 0 | 0 | 0 | 0 | 0 |  | 1 | 1 | 1 | 0 | 0 | 0
load_220655432 |  | node_1424633_148_15339808_777 |  | AN | 0 | Residential | 19929.6+8489.974j | 0 | 0 | 0 | 0 | 0 | [24 empty] | 8104601 | no | no |  |  | no |  | 0 | 0 | 0 | 0 | 0 | 0 |  | 1 | 1 | 1 | 0 | 0 | 0
load_220657365 |  | node_1406723_818_15334533_281 |  | AN | 0 | Residential | 3117.6+1328.092j | 0 | 0 | 0 | 0 | 0 | [24 empty] | 8104601 | no | no |  |  | no |  | 0 | 0 | 0 | 0 | 0 | 0 |  | 1 | 1 | 1 | 0 | 0 | 0
load_220658234 |  | node_1416544_956_15322774_315 |  | AN | 0 | Residential | 3132+1334.226j | 0 | 0 | 0 | 0 | 0 | [24 empty] | 8104601 | no | no |  |  | no |  | 0 | 0 | 0 | 0 | 0 | 0 |  | 1 | 1 | 1 | 0 | 0 | 0
load_310007963 |  | node_1424860_891_15339296_05 |  | AN | 0 | Residential | 5608.8+2389.339j | 0 | 0 | 0 | 0 | 0 | [24 empty] | 8104601 | no | no |  |  | no |  | 0 | 0 | 0 | 0 | 0 | 0 |  | 1 | 1 | 1 | 0 | 0 | 0
load_310013943 |  | node_1414632_459_15328961_118 |  | AN | 0 | NonResidential | 404000+172103.279j | 0 | 0 | 0 | 0 | 0 | [24 empty] | 8104601 | no | no |  |  | no |  | 0 | 0 | 0 | 0 | 0 | 0 |  | 1 | 1 | 1 | 0 | 0 | 0
load_310017203 |  | node_1433219_456_15353506_916 |  | AN | 0 | Residential | 6616.8+2818.745j | 0 | 0 | 0 | 0 | 0 | [24 empty] | 8104601 | no | no |  |  | no |  | 0 | 0 | 0 | 0 | 0 | 0 |  | 1 | 1 | 1 | 0 | 0 | 0
load_310017204 |  | node_1439375_908_15361957_299 |  | AN | 0 | Residential | 4334.4+1846.447j | 0 | 0 | 0 | 0 | 0 | [24 empty] | 8104601 | no | no |  |  | no |  | 0 | 0 | 0 | 0 | 0 | 0 |  | 1 | 1 | 1 | 0 | 0 | 0
load_310017207 |  | node_1428261_358_15349784_52 |  | AN | 0 | NonResidential | 12211.2+5201.949j | 0 | 0 | 0 | 0 | 0 | [24 empty] | 8104601 | no | no |  |  | no |  | 0 | 0 | 0 | 0 | 0 | 0 |  | 1 | 1 | 1 | 0 | 0 | 0
load_310020353 |  | node_1415968_103_15326845_051 |  | AN | 0 | Residential | 11800.8+5027.12j | 0 | 0 | 0 | 0 | 0 | [24 empty] | 8104601 | no | no |  |  | no |  | 0 | 0 | 0 | 0 | 0 | 0 |  | 1 | 1 | 1 | 0 | 0 | 0
load_310029211 |  | node_1410848_164_15324090_608 |  | AN | 0 | Residential | 4579.2+1950.731j | 0 | 0 | 0 | 0 | 0 | [24 empty] | 8104601 | no | no |  |  | no |  | 0 | 0 | 0 | 0 | 0 | 0 |  | 1 | 1 | 1 | 0 | 0 | 0
load_310039889 |  | node_1417358_947_15331325_101 |  | AN | 0 | Residential | 75528+32174.793j | 0 | 0 | 0 | 0 | 0 | [24 empty] | 8104601 | no | no |  |  | no |  | 0 | 0 | 0 | 0 | 0 | 0 |  | 1 | 1 | 1 | 0 | 0 | 0
load_310041570 |  | node_1417784_165_15332362_534 |  | AN | 0 | Residential | 25747.2+10968.261j | 0 | 0 | 0 | 0 | 0 | [24 empty] | 8104601 | no | no |  |  | no |  | 0 | 0 | 0 | 0 | 0 | 0 |  | 1 | 1 | 1 | 0 | 0 | 0
load_310045047 |  | node_1420965_581_15323722_695 |  | AN | 0 | Residential | 16840.8+7174.151j | 0 | 0 | 0 | 0 | 0 | [24 empty] | 8104601 | no | no |  |  | no |  | 0 | 0 | 0 | 0 | 0 | 0 |  | 1 | 1 | 1 | 0 | 0 | 0
load_310051631 |  | node_1408672_383_15326261_525 |  | ABCN | 0 | NonResidential | 31000+13205.945j | 31000+13205.945j | 31000+13205.945j | 0 | 0 | 0 | [24 empty] | 8104601 | no | no |  |  | no |  | 0 | 0 | 0 | 0 | 0 | 0 |  | 1 | 1 | 1 | 0 | 0 | 0
load_310052010 |  | node_1407648_999_15326592_453 |  | AN | 0 | NonResidential | 820.8+349.659j | 0 | 0 | 0 | 0 | 0 | [24 empty] | 8104601 | no | no |  |  | no |  | 0 | 0 | 0 | 0 | 0 | 0 |  | 1 | 1 | 1 | 0 | 0 | 0
load_310053065 |  | node_1407919_809_15327533_48 |  | AN | 0 | Residential | 3607.2+1536.661j | 0 | 0 | 0 | 0 | 0 | [24 empty] | 8104601 | no | no |  |  | no |  | 0 | 0 | 0 | 0 | 0 | 0 |  | 1 | 1 | 1 | 0 | 0 | 0
load_310056249 |  | node_1429797_777_15331467_832 |  | AN | 0 | Residential | 6703.2+2855.551j | 0 | 0 | 0 | 0 | 0 | [24 empty] | 8104601 | no | no |  |  | no |  | 0 | 0 | 0 | 0 | 0 | 0 |  | 1 | 1 | 1 | 0 | 0 | 0
load_310059827 |  | node_1407556_394_15333543_479 |  | AN | 0 | Other | 0 | 0 | 0 | 0 | 0 | 0 | [24 empty] | 8104601 | no | no |  |  | no |  | 0 | 0 | 0 | 0 | 0 | 0 |  | 1 | 1 | 1 | 0 | 0 | 0
load_310060092 |  | node_1420962_245_15323735_193 |  | AN | 0 | Residential | 16840.8+7174.151j | 0 | 0 | 0 | 0 | 0 | [24 empty] | 8104601 | no | no |  |  | no |  | 0 | 0 | 0 | 0 | 0 | 0 |  | 1 | 1 | 1 | 0 | 0 | 0
load_310060389 |  | node_1416788_466_15340597_071 |  | AN | 0 | NonResidential | 6000+2555.989j | 0 | 0 | 0 | 0 | 0 | [24 empty] | 8104601 | no | no |  |  | no |  | 0 | 0 | 0 | 0 | 0 | 0 |  | 1 | 1 | 1 | 0 | 0 | 0
load_310060889 |  | node_1434269_362_15350512_714 |  | AN | 0 | Residential | 16754.4+7137.345j | 0 | 0 | 0 | 0 | 0 | [24 empty] | 8104601 | no | no |  |  | no |  | 0 | 0 | 0 | 0 | 0 | 0 |  | 1 | 1 | 1 | 0 | 0 | 0
load_310060908 |  | node_1416621_322_15346648_861 |  | AN | 0 | Residential | 28929.6+12323.958j | 0 | 0 | 0 | 0 | 0 | [24 empty] | 8104601 | no | no |  |  | no |  | 0 | 0 | 0 | 0 | 0 | 0 |  | 1 | 1 | 1 | 0 | 0 | 0
load_310061051 |  | node_1420965_356_15323930_374 |  | AN | 0 | Residential | 2664+1134.859j | 0 | 0 | 0 | 0 | 0 | [24 empty] | 8104601 | no | no |  |  | no |  | 0 | 0 | 0 | 0 | 0 | 0 |  | 1 | 1 | 1 | 0 | 0 | 0
load_310062147 |  | node_1436513_419_15344634_712 |  | AN | 0 | NonResidential | 6386.4+2720.595j | 0 | 0 | 0 | 0 | 0 | [24 empty] | 8104601 | no | no |  |  | no |  | 0 | 0 | 0 | 0 | 0 | 0 |  | 1 | 1 | 1 | 0 | 0 | 0
load_311851023 |  | node_1419267_432_15320952_314 |  | AN | 0 | NonResidential | 129.6+55.209j | 0 | 0 | 0 | 0 | 0 | [24 empty] | 8104601 | no | no |  |  | no |  | 0 | 0 | 0 | 0 | 0 | 0 |  | 1 | 1 | 1 | 0 | 0 | 0
load_311899393 |  | node_1416156_835_15312628_006 |  | AN | 0 | Residential | 4334.4+1846.447j | 0 | 0 | 0 | 0 | 0 | [24 empty] | 8104601 | no | no |  |  | no |  | 0 | 0 | 0 | 0 | 0 | 0 |  | 1 | 1 | 1 | 0 | 0 | 0
load_311901320 |  | node_1432937_15_15331805_533 |  | AN | 0 | Residential | 6530.4+2781.939j | 0 | 0 | 0 | 0 | 0 | [24 empty] | 8104601 | no | no |  |  | no |  | 0 | 0 | 0 | 0 | 0 | 0 |  | 1 | 1 | 1 | 0 | 0 | 0
load_311908427 |  | node_1413805_48_15328275_698 |  | AN | 0 | Residential | 20008.8+8523.713j | 0 | 0 | 0 | 0 | 0 | [24 empty] | 8104601 | no | no |  |  | no |  | 0 | 0 | 0 | 0 | 0 | 0 |  | 1 | 1 | 1 | 0 | 0 | 0
load_311909362 |  | node_1421812_944_15332914_129 |  | AN | 0 | Residential | 8560.8+3646.886j | 0 | 0 | 0 | 0 | 0 | [24 empty] | 8104601 | no | no |  |  | no |  | 0 | 0 | 0 | 0 | 0 | 0 |  | 1 | 1 | 1 | 0 | 0 | 0
load_311921890 |  | node_1423769_153_15353776_353 |  | AN | 0 | Other | 0 | 0 | 0 | 0 | 0 | 0 | [24 empty] | 8104601 | no | no |  |  | no |  | 0 | 0 | 0 | 0 | 0 | 0 |  | 1 | 1 | 1 | 0 | 0 | 0
load_311923083 |  | node_1433997_059_15331451_525 |  | AN | 0 | NonResidential | 0 | 0 | 0 | 0 | 0 | 0 | [24 empty] | 8104601 | no | no |  |  | no |  | 0 | 0 | 0 | 0 | 0 | 0 |  | 1 | 1 | 1 | 0 | 0 | 0
load_311987100 |  | node_1408797_767_15326983_581 |  | ABCN | 0 | Other | 0 | 0 | 0 | 0 | 0 | 0 | [24 empty] | 8104601 | no | no |  |  | no |  | 0 | 0 | 0 | 0 | 0 | 0 |  | 1 | 1 | 1 | 0 | 0 | 0
load_311989285 |  | node_1427556_025_15340652_529 |  | AN | 0 | Other | 0 | 0 | 0 | 0 | 0 | 0 | [24 empty] | 8104601 | no | no |  |  | no |  | 0 | 0 | 0 | 0 | 0 | 0 |  | 1 | 1 | 1 | 0 | 0 | 0
load_311990733 |  | node_1415349_572_15318552_263 |  | ABCN | 0 | NonResidential | 14333.333+6105.974j | 14333.333+6105.974j | 14333.333+6105.974j | 0 | 0 | 0 | [24 empty] | 8104601 | no | no |  |  | no |  | 0 | 0 | 0 | 0 | 0 | 0 |  | 1 | 1 | 1 | 0 | 0 | 0
load_311991881 |  | node_1432002_406_15359597_306 |  | AN | 0 | Residential | 4327.2+1843.379j | 0 | 0 | 0 | 0 | 0 | [24 empty] | 8104601 | no | no |  |  | no |  | 0 | 0 | 0 | 0 | 0 | 0 |  | 1 | 1 | 1 | 0 | 0 | 0
load_312009331 |  | node_1410071_665_15323913_953 |  | AN | 0 | Residential | 5486.4+2337.197j | 0 | 0 | 0 | 0 | 0 | [24 empty] | 8104601 | no | no |  |  | no |  | 0 | 0 | 0 | 0 | 0 | 0 |  | 1 | 1 | 1 | 0 | 0 | 0
load_312014080 |  | node_1413959_161_15315133_269 |  | AN | 0 | Residential | 4968+2116.359j | 0 | 0 | 0 | 0 | 0 | [24 empty] | 8104601 | no | no |  |  | no |  | 0 | 0 | 0 | 0 | 0 | 0 |  | 1 | 1 | 1 | 0 | 0 | 0
load_312036521 |  | node_1416299_929_15343832_475 |  | AN | 0 | Residential | 18324+7805.991j | 0 | 0 | 0 | 0 | 0 | [24 empty] | 8104601 | no | no |  |  | no |  | 0 | 0 | 0 | 0 | 0 | 0 |  | 1 | 1 | 1 | 0 | 0 | 0
load_312078609 |  | node_1421073_596_15326547_52 |  | AN | 0 | Residential | 4046.4+1723.759j | 0 | 0 | 0 | 0 | 0 | [24 empty] | 8104601 | no | no |  |  | no |  | 0 | 0 | 0 | 0 | 0 | 0 |  | 1 | 1 | 1 | 0 | 0 | 0
load_312084101 |  | node_1418801_418_15334005_757 |  | AN | 0 | NonResidential | 2462.4+1048.978j | 0 | 0 | 0 | 0 | 0 | [24 empty] | 8104601 | no | no |  |  | no |  | 0 | 0 | 0 | 0 | 0 | 0 |  | 1 | 1 | 1 | 0 | 0 | 0
load_312110622 |  | node_1416000_54_15319471_614 |  | AN | 0 | Other | 0 | 0 | 0 | 0 | 0 | 0 | [24 empty] | 8104601 | no | no |  |  | no |  | 0 | 0 | 0 | 0 | 0 | 0 |  | 1 | 1 | 1 | 0 | 0 | 0
load_312113915 |  | node_1414171_692_15328336_523 |  | AN | 0 | Other | 0 | 0 | 0 | 0 | 0 | 0 | [24 empty] | 8104601 | no | no |  |  | no |  | 0 | 0 | 0 | 0 | 0 | 0 |  | 1 | 1 | 1 | 0 | 0 | 0
load_312116438 |  | node_1410180_138_15325467_184 |  | AN | 0 | Other | 0 | 0 | 0 | 0 | 0 | 0 | [24 empty] | 8104601 | no | no |  |  | no |  | 0 | 0 | 0 | 0 | 0 | 0 |  | 1 | 1 | 1 | 0 | 0 | 0
load_312123911 |  | node_1407223_334_15333373_924 |  | AN | 0 | Other | 0 | 0 | 0 | 0 | 0 | 0 | [24 empty] | 8104601 | no | no |  |  | no |  | 0 | 0 | 0 | 0 | 0 | 0 |  | 1 | 1 | 1 | 0 | 0 | 0
load_312130271 |  | node_1431514_393_15339862_853 |  | AN | 0 | Other | 0 | 0 | 0 | 0 | 0 | 0 | [24 empty] | 8104601 | no | no |  |  | no |  | 0 | 0 | 0 | 0 | 0 | 0 |  | 1 | 1 | 1 | 0 | 0 | 0
load_312135290 |  | node_1414474_919_15324023_098 |  | AN | 0 | Other | 0 | 0 | 0 | 0 | 0 | 0 | [24 empty] | 8104601 | no | no |  |  | no |  | 0 | 0 | 0 | 0 | 0 | 0 |  | 1 | 1 | 1 | 0 | 0 | 0
load_312141150 |  | node_1430908_376_15357259_338 |  | AN | 0 | Other | 0 | 0 | 0 | 0 | 0 | 0 | [24 empty] | 8104601 | no | no |  |  | no |  | 0 | 0 | 0 | 0 | 0 | 0 |  | 1 | 1 | 1 | 0 | 0 | 0

## node
data_type | static
owner_type | feeder
owner | 8104601
object | node
name | groupid | parent | bustype | phases | nominal_voltage | dcircuit | selected | monitored | monitored_fields | class_monitored_fields | played | played_fields | subsystem | x | y | comments | dist_to_slack
node_422AX2-220655313 |  |  | PQ | ABCN | 19918.584 | 8104601 | no | no |  |  | no |  |  | 1414221.567 | 15328134.191 |  | -1
node_422AX4A-220416116 |  |  | PQ | ABCN | 19918.584 | 8104601 | no | no |  |  | no |  |  | 1414992.407 | 15328391.003 |  | -1
node_422AX6-312126438 |  |  | PQ | ABCN | 19918.584 | 8104601 | no | no |  |  | no |  |  | 1418476.979 | 15332512.355 |  | -1
node_422AY4-220416142 |  |  | PQ | ABCN | 19918.584 | 8104601 | no | no |  |  | no |  |  | 1414846.744 | 15317864.77 |  | -1
node_1404146_307_15335027_912 |  |  | PQ | AN | 2771.281 | 8104601 | no | no |  |  | no |  |  | 1404146.307 | 15335027.912 |  | -1
node_1404249_316_15335638_979 |  |  | PQ | AN | 2771.281 | 8104601 | no | no |  |  | no |  |  | 1404249.316 | 15335638.979 |  | -1
node_1404270_521_15335268_906 |  |  | PQ | AN | 2771.281 | 8104601 | no | no |  |  | no |  |  | 1404270.521 | 15335268.906 |  | -1
node_1404396_868_15335656_592 |  |  | PQ | AN | 2771.281 | 8104601 | no | no |  |  | no |  |  | 1404396.868 | 15335656.592 |  | -1
node_1404490_281_15335092_908 |  |  | PQ | AN | 2771.281 | 8104601 | no | no |  |  | no |  |  | 1404490.281 | 15335092.908 |  | -1
node_1404658_358_15335196_288 |  |  | PQ | AN | 2771.281 | 8104601 | no | no |  |  | no |  |  | 1404658.358 | 15335196.288 |  | -1
node_1404726_697_15335411_91 |  |  | PQ | AN | 2771.281 | 8104601 | no | no |  |  | no |  |  | 1404726.697 | 15335411.91 |  | -1
node_1404902_538_15338958_109 |  |  | PQ | AN | 2771.281 | 8104601 | no | no |  |  | no |  |  | 1404902.538 | 15338958.109 |  | -1
node_1404931_281_15335568_207 |  |  | PQ | AN | 2771.281 | 8104601 | no | no |  |  | no |  |  | 1404931.281 | 15335568.207 |  | -1
node_1405001_04_15335793_529 |  |  | PQ | AN | 2771.281 | 8104601 | no | no |  |  | no |  |  | 1405001.04 | 15335793.529 |  | -1
node_1405085_215_15337552_92 |  |  | PQ | AN | 2771.281 | 8104601 | no | no |  |  | no |  |  | 1405085.215 | 15337552.92 |  | -1
node_1405216_629_15336095_359 |  |  | PQ | AN | 2771.281 | 8104601 | no | no |  |  | no |  |  | 1405216.629 | 15336095.359 |  | -1
node_1405413_251_15339014_053 |  |  | PQ | AN | 2771.281 | 8104601 | no | no |  |  | no |  |  | 1405413.251 | 15339014.053 |  | -1
node_1405430_288_15336360_509 |  |  | PQ | AN | 2771.281 | 8104601 | no | no |  |  | no |  |  | 1405430.288 | 15336360.509 |  | -1
node_1405521_084_15336950_398 |  |  | PQ | AN | 2771.281 | 8104601 | no | no |  |  | no |  |  | 1405521.084 | 15336950.398 |  | -1
node_1405571_191_15337237_356 |  |  | PQ | AN | 2771.281 | 8104601 | no | no |  |  | no |  |  | 1405571.191 | 15337237.356 |  | -1
node_1405836_858_15336649_697 |  |  | PQ | AN | 2771.281 | 8104601 | no | no |  |  | no |  |  | 1405836.858 | 15336649.697 |  | -1
node_1405924_846_15338616_744 |  |  | PQ | AN | 2771.281 | 8104601 | no | no |  |  | no |  |  | 1405924.846 | 15338616.744 |  | -1
node_1405971_229_15338852_732 |  |  | PQ | AN | 2771.281 | 8104601 | no | no |  |  | no |  |  | 1405971.229 | 15338852.732 |  | -1
node_1405977_626_15337470_281 |  |  | PQ | AN | 2771.281 | 8104601 | no | no |  |  | no |  |  | 1405977.626 | 15337470.281 |  | -1
node_1406025_617_15337881_292 |  |  | PQ | AN | 2771.281 | 8104601 | no | no |  |  | no |  |  | 1406025.617 | 15337881.292 |  | -1
node_1406041_656_15339390_771 |  |  | PQ | AN | 2771.281 | 8104601 | no | no |  |  | no |  |  | 1406041.656 | 15339390.771 |  | -1
node_1406065_37_15336867_031 |  |  | PQ | AN | 2771.281 | 8104601 | no | no |  |  | no |  |  | 1406065.37 | 15336867.031 |  | -1
node_1406081_547_15331961_481 |  |  | PQ | AN | 2771.281 | 8104601 | no | no |  |  | no |  |  | 1406081.547 | 15331961.481 |  | -1
node_1406206_933_15336218_17 |  |  | PQ | AN | 2771.281 | 8104601 | no | no |  |  | no |  |  | 1406206.933 | 15336218.17 |  | -1
node_1406327_56_15336048_191 |  |  | PQ | AN | 2771.281 | 8104601 | no | no |  |  | no |  |  | 1406327.56 | 15336048.191 |  | -1
node_1406382_34_15335441_262 |  |  | PQ | AN | 2771.281 | 8104601 | no | no |  |  | no |  |  | 1406382.34 | 15335441.262 |  | -1
node_1406426_326_15338609_33 |  |  | PQ | AN | 2771.281 | 8104601 | no | no |  |  | no |  |  | 1406426.326 | 15338609.33 |  | -1
node_1406428_829_15335652_323 |  |  | PQ | AN | 2771.281 | 8104601 | no | no |  |  | no |  |  | 1406428.829 | 15335652.323 |  | -1
node_1406450_373_15337945_371 |  |  | PQ | AN | 2771.281 | 8104601 | no | no |  |  | no |  |  | 1406450.373 | 15337945.371 |  | -1
node_1406526_868_15339397_49 |  |  | PQ | AN | 2771.281 | 8104601 | no | no |  |  | no |  |  | 1406526.868 | 15339397.49 |  | -1
node_1406537_151_15335132_007 |  |  | PQ | AD | 2771.281 | 8104601 | no | no |  |  | no |  |  | 1406537.151 | 15335132.007 |  | -1
node_1406615_814_15335002_4 |  |  | PQ | AN | 2771.281 | 8104601 | no | no |  |  | no |  |  | 1406615.814 | 15335002.4 |  | -1
node_1406670_083_15331410_186 |  |  | PQ | AN | 2771.281 | 8104601 | no | no |  |  | no |  |  | 1406670.083 | 15331410.186 |  | -1
node_1406695_718_15334796_501 |  |  | PQ | AN | 2771.281 | 8104601 | no | no |  |  | no |  |  | 1406695.718 | 15334796.501 |  | -1
node_1406723_818_15334533_281 |  |  | PQ | AN | 2771.281 | 8104601 | no | no |  |  | no |  |  | 1406723.818 | 15334533.281 |  | -1
node_1406746_697_15336449_536 |  |  | PQ | AN | 2771.281 | 8104601 | no | no |  |  | no |  |  | 1406746.697 | 15336449.536 |  | -1
node_1406761_772_15335654_839 |  |  | PQ | AN | 2771.281 | 8104601 | no | no |  |  | no |  |  | 1406761.772 | 15335654.839 |  | -1
node_1406819_585_15330966_766 |  |  | PQ | AN | 2771.281 | 8104601 | no | no |  |  | no |  |  | 1406819.585 | 15330966.766 |  | -1
node_1406892_734_15322852_127 |  |  | PQ | AN | 7199.558 | 8104601 | no | no |  |  | no |  |  | 1406892.734 | 15322852.127 |  | -1
node_1406909_434_15330571_035 |  |  | PQ | AN | 2771.281 | 8104601 | no | no |  |  | no |  |  | 1406909.434 | 15330571.035 |  | -1
node_1407062_5_15325119_616 |  |  | PQ | AN | 19918.584 | 8104601 | no | no |  |  | no |  |  | 1407062.5 | 15325119.616 |  | -1
node_1407082_714_15323161_972 |  |  | PQ | AN | 7199.558 | 8104601 | no | no |  |  | no |  |  | 1407082.714 | 15323161.972 |  | -1
node_1407125_384_15334215_684 |  |  | PQ | AN | 2771.281 | 8104601 | no | no |  |  | no |  |  | 1407125.384 | 15334215.684 |  | -1
node_1407138_533_15322838_487 |  |  | PQ | AN | 7199.558 | 8104601 | no | no |  |  | no |  |  | 1407138.533 | 15322838.487 |  | -1
node_1407157_007_15330272_257 |  |  | PQ | AN | 2771.281 | 8104601 | no | no |  |  | no |  |  | 1407157.007 | 15330272.257 |  | -1
node_1407182_541_15327123_157 |  |  | PQ | AN | 19918.584 | 8104601 | no | no |  |  | no |  |  | 1407182.541 | 15327123.157 |  | -1
node_1407195_72_15325444_842 |  |  | PQ | ABN | 19918.584 | 8104601 | no | no |  |  | no |  |  | 1407195.72 | 15325444.842 |  | -1
node_1407223_334_15333373_924 |  |  | PQ | AN | 2771.281 | 8104601 | no | no |  |  | no |  |  | 1407223.334 | 15333373.924 |  | -1
node_1407254_456_15322530_514 |  |  | PQ | AN | 7199.558 | 8104601 | no | no |  |  | no |  |  | 1407254.456 | 15322530.514 |  | -1
node_1407283_538_15322189_878 |  |  | PQ | AN | 7199.558 | 8104601 | no | no |  |  | no |  |  | 1407283.538 | 15322189.878 |  | -1
node_1407298_775_15325613_458 |  |  | PQ | ABN | 19918.584 | 8104601 | no | no |  |  | no |  |  | 1407298.775 | 15325613.458 |  | -1
node_1407365_683_15329857_918 |  |  | PQ | AN | 2771.281 | 8104601 | no | no |  |  | no |  |  | 1407365.683 | 15329857.918 |  | -1
node_1407396_64_15334959_67 |  |  | PQ | AN | 2771.281 | 8104601 | no | no |  |  | no |  |  | 1407396.64 | 15334959.67 |  | -1
node_1407397_976_15330783_801 |  |  | PQ | AN | 2771.281 | 8104601 | no | no |  |  | no |  |  | 1407397.976 | 15330783.801 |  | -1
node_1407433_561_15327178_833 |  |  | PQ | AN | 19918.584 | 8104601 | no | no |  |  | no |  |  | 1407433.561 | 15327178.833 |  | -1
node_1407521_614_15329846_361 |  |  | PQ | AN | 19918.584 | 8104601 | no | no |  |  | no |  |  | 1407521.614 | 15329846.361 |  | -1
node_1407533_38_15327753_775 |  |  | PQ | ABCN | 19918.584 | 8104601 | no | no |  |  | no |  |  | 1407533.38 | 15327753.775 |  | -1
node_1407539_402_15326017_05 |  |  | PQ | ABCN | 19918.584 | 8104601 | no | no |  |  | no |  |  | 1407539.402 | 15326017.05 |  | -1
node_1407544_767_15325453_542 |  |  | PQ | ABCN | 19918.584 | 8104601 | no | no |  |  | no |  |  | 1407544.767 | 15325453.542 |  | -1
node_1407545_859_15327943_245 |  |  | PQ | ABCN | 19918.584 | 8104601 | no | no |  |  | no |  |  | 1407545.859 | 15327943.245 |  | -1
node_1407552_057_15327494_296 |  |  | PQ | ABCN | 19918.584 | 8104601 | no | no |  |  | no |  |  | 1407552.057 | 15327494.296 |  | -1
node_1407556_394_15333543_479 |  |  | PQ | AN | 2771.281 | 8104601 | no | no |  |  | no |  |  | 1407556.394 | 15333543.479 |  | -1
node_1407562_09_15327284_8 |  |  | PQ | ABCN | 19918.584 | 8104601 | no | no |  |  | no |  |  | 1407562.09 | 15327284.8 |  | -1
node_1407563_472_15325444_95 |  |  | PQ | ABCN | 19918.584 | 8104601 | no | no |  |  | no |  |  | 1407563.472 | 15325444.95 |  | -1
node_1407568_084_15326977_72 |  |  | PQ | ABCN | 19918.584 | 8104601 | no | no |  |  | no |  |  | 1407568.084 | 15326977.72 |  | -1
node_1407583_223_15325443_174 |  |  | PQ | ABCN | 19918.584 | 8104601 | no | no |  |  | no |  |  | 1407583.223 | 15325443.174 |  | -1
node_1407589_268_15329460_701 |  |  | PQ | ABCN | 19918.584 | 8104601 | no | no |  |  | no |  |  | 1407589.268 | 15329460.701 |  | -1
node_1407612_384_15332845_079 |  |  | PQ | AN | 2771.281 | 8104601 | no | no |  |  | no |  |  | 1407612.384 | 15332845.079 |  | -1
node_1407633_987_15328908_449 |  |  | PQ | ABCN | 19918.584 | 8104601 | no | no |  |  | no |  |  | 1407633.987 | 15328908.449 |  | -1
node_1407642_041_15328359_569 |  |  | PQ | ABCN | 19918.584 | 8104601 | no | no |  |  | no |  |  | 1407642.041 | 15328359.569 |  | -1
node_1407648_999_15326592_453 |  |  | PQ | ABCN | 19918.584 | 8104601 | no | no |  |  | no |  |  | 1407648.999 | 15326592.453 |  | -1
node_1407683_767_15333236_255 |  |  | PQ | AN | 2771.281 | 8104601 | no | no |  |  | no |  |  | 1407683.767 | 15333236.255 |  | -1
node_1407722_938_15326143_392 |  |  | PQ | ABCN | 19918.584 | 8104601 | no | no |  |  | no |  |  | 1407722.938 | 15326143.392 |  | -1
node_1407764_138_15329844_585 |  |  | PQ | ABCN | 19918.584 | 8104601 | no | no |  |  | no |  |  | 1407764.138 | 15329844.585 |  | -1
node_1407791_261_15330796_137 |  |  | PQ | AN | 2771.281 | 8104601 | no | no |  |  | no |  |  | 1407791.261 | 15330796.137 |  | -1
node_1407800_952_15331707_237 |  |  | PQ | AN | 2771.281 | 8104601 | no | no |  |  | no |  |  | 1407800.952 | 15331707.237 |  | -1
node_1407845_737_15330517_356 |  |  | PQ | AN | 2771.281 | 8104601 | no | no |  |  | no |  |  | 1407845.737 | 15330517.356 |  | -1
node_1407853_889_15332204_246 |  |  | PQ | AN | 2771.281 | 8104601 | no | no |  |  | no |  |  | 1407853.889 | 15332204.246 |  | -1
node_1407858_588_15330194_531 |  |  | PQ | AN | 2771.281 | 8104601 | no | no |  |  | no |  |  | 1407858.588 | 15330194.531 |  | -1
node_1407863_961_15331484_461 |  |  | PQ | AN | 2771.281 | 8104601 | no | no |  |  | no |  |  | 1407863.961 | 15331484.461 |  | -1
node_1407904_585_15331095_113 |  |  | PQ | AN | 2771.281 | 8104601 | no | no |  |  | no |  |  | 1407904.585 | 15331095.113 |  | -1
node_1407906_184_15327996_593 |  |  | PQ | AN | 19918.584 | 8104601 | no | no |  |  | no |  |  | 1407906.184 | 15327996.593 |  | -1
node_1407919_809_15327533_48 |  |  | PQ | AN | 19918.584 | 8104601 | no | no |  |  | no |  |  | 1407919.809 | 15327533.48 |  | -1
node_1407920_443_15327219_565 |  |  | PQ | AN | 19918.584 | 8104601 | no | no |  |  | no |  |  | 1407920.443 | 15327219.565 |  | -1
node_1407923_979_15327730_653 |  |  | PQ | AN | 19918.584 | 8104601 | no | no |  |  | no |  |  | 1407923.979 | 15327730.653 |  | -1
node_1407954_599_15330499_222 |  |  | PQ | AN | 2771.281 | 8104601 | no | no |  |  | no |  |  | 1407954.599 | 15330499.222 |  | -1
node_1407959_305_15328781_383 |  |  | PQ | AN | 19918.584 | 8104601 | no | no |  |  | no |  |  | 1407959.305 | 15328781.383 |  | -1
node_1408000_25_15330802_145 |  |  | PQ | AN | 2771.281 | 8104601 | no | no |  |  | no |  |  | 1408000.25 | 15330802.145 |  | -1
node_1408032_751_15330993_012 |  |  | PQ | AN | 2771.281 | 8104601 | no | no |  |  | no |  |  | 1408032.751 | 15330993.012 |  | -1
node_1408045_961_15323144_255 |  |  | PQ | AN | 7199.558 | 8104601 | no | no |  |  | no |  |  | 1408045.961 | 15323144.255 |  | -1
node_1408109_854_15328525_663 |  |  | PQ | AN | 19918.584 | 8104601 | no | no |  |  | no |  |  | 1408109.854 | 15328525.663 |  | -1
node_1408110_007_15322292_113 |  |  | PQ | AN | 7199.558 | 8104601 | no | no |  |  | no |  |  | 1408110.007 | 15322292.113 |  | -1
node_1408130_611_15328285_427 |  |  | PQ | AN | 19918.584 | 8104601 | no | no |  |  | no |  |  | 1408130.611 | 15328285.427 |  | -1
node_1408135_961_15322901_573 |  |  | PQ | AN | 7199.558 | 8104601 | no | no |  |  | no |  |  | 1408135.961 | 15322901.573 |  | -1
node_1408187_514_15325728_44 |  |  | PQ | ABCN | 19918.584 | 8104601 | no | no |  |  | no |  |  | 1408187.514 | 15325728.44 |  | -1
node_1408188_96_15322148_821 |  |  | PQ | AN | 7199.558 | 8104601 | no | no |  |  | no |  |  | 1408188.96 | 15322148.821 |  | -1
node_1408285_019_15328395_803 |  |  | PQ | AN | 19918.584 | 8104601 | no | no |  |  | no |  |  | 1408285.019 | 15328395.803 |  | -1
node_1408412_707_15328212_767 |  |  | PQ | ABCN | 19918.584 | 8104601 | no | no |  |  | no |  |  | 1408412.707 | 15328212.767 |  | -1
node_1408416_415_15323224_042 |  |  | PQ | AN | 7199.558 | 8104601 | no | no |  |  | no |  |  | 1408416.415 | 15323224.042 |  | -1
node_1408507_774_15330808_327 |  |  | PQ | AN | 2771.281 | 8104601 | no | no |  |  | no |  |  | 1408507.774 | 15330808.327 |  | -1
node_1408521_777_15328305_026 |  |  | PQ | AN | 19918.584 | 8104601 | no | no |  |  | no |  |  | 1408521.777 | 15328305.026 |  | -1
node_1408639_608_15322900_111 |  |  | PQ | AN | 7199.558 | 8104601 | no | no |  |  | no |  |  | 1408639.608 | 15322900.111 |  | -1
node_1408672_383_15326261_525 |  |  | PQ | ABCN | 2771.281 | 8104601 | no | no |  |  | no |  |  | 1408672.383 | 15326261.525 |  | -1
node_1408680_479_15326577_939 |  |  | PQ | ABCN | 2771.281 | 8104601 | no | no |  |  | no |  |  | 1408680.479 | 15326577.939 |  | -1
node_1408726_098_15323239_075 |  |  | PQ | AN | 7199.558 | 8104601 | no | no |  |  | no |  |  | 1408726.098 | 15323239.075 |  | -1
node_1408797_767_15326983_581 |  |  | PQ | ABCN | 2771.281 | 8104601 | no | no |  |  | no |  |  | 1408797.767 | 15326983.581 |  | -1
node_1408815_213_15322182_16 |  |  | PQ | AN | 7199.558 | 8104601 | no | no |  |  | no |  |  | 1408815.213 | 15322182.16 |  | -1
node_1408931_292_15323028_687 |  |  | PQ | AN | 2771.281 | 8104601 | no | no |  |  | no |  |  | 1408931.292 | 15323028.687 |  | -1
node_1408956_91_15328366_766 |  |  | PQ | AN | 19918.584 | 8104601 | no | no |  |  | no |  |  | 1408956.91 | 15328366.766 |  | -1
node_1409017_362_15322697_264 |  |  | PQ | AN | 2771.281 | 8104601 | no | no |  |  | no |  |  | 1409017.362 | 15322697.264 |  | -1
node_1409037_41_15327525_398 |  |  | PQ | ABCN | 2771.281 | 8104601 | no | no |  |  | no |  |  | 1409037.41 | 15327525.398 |  | -1
node_1409091_762_15331454_157 |  |  | PQ | AN | 2771.281 | 8104601 | no | no |  |  | no |  |  | 1409091.762 | 15331454.157 |  | -1
node_1409141_041_15327980_847 |  |  | PQ | ABCN | 19918.584 | 8104601 | no | no |  |  | no |  |  | 1409141.041 | 15327980.847 |  | -1
node_1409166_008_15331662_864 |  |  | PQ | AN | 2771.281 | 8104601 | no | no |  |  | no |  |  | 1409166.008 | 15331662.864 |  | -1
node_1409246_412_15322734_468 |  |  | PQ | AN | 2771.281 | 8104601 | no | no |  |  | no |  |  | 1409246.412 | 15322734.468 |  | -1
node_1409352_889_15321746_65 |  |  | PQ | AN | 2771.281 | 8104601 | no | no |  |  | no |  |  | 1409352.889 | 15321746.65 |  | -1
node_1409371_084_15331889_035 |  |  | PQ | AN | 2771.281 | 8104601 | no | no |  |  | no |  |  | 1409371.084 | 15331889.035 |  | -1
node_1409436_651_15326546_795 |  |  | PQ | AN | 2771.281 | 8104601 | no | no |  |  | no |  |  | 1409436.651 | 15326546.795 |  | -1
node_1409477_761_15322229_584 |  |  | PQ | AN | 2771.281 | 8104601 | no | no |  |  | no |  |  | 1409477.761 | 15322229.584 |  | -1
node_1409505_063_15323630_082 |  |  | PQ | AN | 2771.281 | 8104601 | no | no |  |  | no |  |  | 1409505.063 | 15323630.082 |  | -1
node_1409509_676_15322035_126 |  |  | PQ | AN | 2771.281 | 8104601 | no | no |  |  | no |  |  | 1409509.676 | 15322035.126 |  | -1
node_1409529_666_15327623_94 |  |  | PQ | ABCN | 19918.584 | 8104601 | no | no |  |  | no |  |  | 1409529.666 | 15327623.94 |  | -1
node_1409550_666_15328007_439 |  |  | PQ | ABCN | 19918.584 | 8104601 | no | no |  |  | no |  |  | 1409550.666 | 15328007.439 |  | -1
node_1409552_674_15326361_451 |  |  | PQ | AN | 2771.281 | 8104601 | no | no |  |  | no |  |  | 1409552.674 | 15326361.451 |  | -1
node_1409597_539_15326986_483 |  |  | PQ | ABCN | 19918.584 | 8104601 | no | no |  |  | no |  |  | 1409597.539 | 15326986.483 |  | -1
node_1409613_341_15322577_713 |  |  | PQ | AN | 2771.281 | 8104601 | no | no |  |  | no |  |  | 1409613.341 | 15322577.713 |  | -1
node_1409647_341_15331924_744 |  |  | PQ | AN | 2771.281 | 8104601 | no | no |  |  | no |  |  | 1409647.341 | 15331924.744 |  | -1
node_1409669_371_15322767_184 |  |  | PQ | AN | 2771.281 | 8104601 | no | no |  |  | no |  |  | 1409669.371 | 15322767.184 |  | -1
node_1409706_262_15326938_968 |  |  | PQ | ABCN | 19918.584 | 8104601 | no | no |  |  | no |  |  | 1409706.262 | 15326938.968 |  | -1
node_1409787_186_15324672_338 |  |  | PQ | AN | 2771.281 | 8104601 | no | no |  |  | no |  |  | 1409787.186 | 15324672.338 |  | -1
node_1409793_673_15327951_931 |  |  | PQ | ABCN | 19918.584 | 8104601 | no | no |  |  | no |  |  | 1409793.673 | 15327951.931 |  | -1
node_1409807_436_15323226_336 |  |  | PQ | AN | 2771.281 | 8104601 | no | no |  |  | no |  |  | 1409807.436 | 15323226.336 |  | -1
node_1409857_341_15326499_263 |  |  | PQ | ABCN | 2771.281 | 8104601 | no | no |  |  | no |  |  | 1409857.341 | 15326499.263 |  | -1
node_1409874_169_15332154_483 |  |  | PQ | AN | 2771.281 | 8104601 | no | no |  |  | no |  |  | 1409874.169 | 15332154.483 |  | -1
node_1409877_634_15332536_418 |  |  | PQ | AN | 2771.281 | 8104601 | no | no |  |  | no |  |  | 1409877.634 | 15332536.418 |  | -1
node_1409925_232_15327058_151 |  |  | PQ | ABN | 19918.584 | 8104601 | no | no |  |  | no |  |  | 1409925.232 | 15327058.151 |  | -1
node_1409971_661_15332311_148 |  |  | PQ | AN | 2771.281 | 8104601 | no | no |  |  | no |  |  | 1409971.661 | 15332311.148 |  | -1
node_1410065_986_15327480_101 |  |  | PQ | AN | 19918.584 | 8104601 | no | no |  |  | no |  |  | 1410065.986 | 15327480.101 |  | -1
node_1410069_263_15327130_874 |  |  | PQ | ABN | 19918.584 | 8104601 | no | no |  |  | no |  |  | 1410069.263 | 15327130.874 |  | -1
node_1410071_665_15323913_953 |  |  | PQ | AN | 2771.281 | 8104601 | no | no |  |  | no |  |  | 1410071.665 | 15323913.953 |  | -1
node_1410073_212_15326919_071 |  |  | PQ | AN | 19918.584 | 8104601 | no | no |  |  | no |  |  | 1410073.212 | 15326919.071 |  | -1
node_1410095_597_15331796_511 |  |  | PQ | AN | 2771.281 | 8104601 | no | no |  |  | no |  |  | 1410095.597 | 15331796.511 |  | -1
node_1410118_976_15327886_686 |  |  | PQ | ABCN | 19918.584 | 8104601 | no | no |  |  | no |  |  | 1410118.976 | 15327886.686 |  | -1
node_1410124_53_15324454_914 |  |  | PQ | ABCN | 2771.281 | 8104601 | no | no |  |  | no |  |  | 1410124.53 | 15324454.914 |  | -1
node_1410138_693_15327889_31 |  |  | PQ | ABCN | 19918.584 | 8104601 | no | no |  |  | no |  |  | 1410138.693 | 15327889.31 |  | -1
node_1410139_069_15326480_028 |  |  | PQ | AN | 2771.281 | 8104601 | no | no |  |  | no |  |  | 1410139.069 | 15326480.028 |  | -1
node_1410156_018_15326719_704 |  |  | PQ | AN | 19918.584 | 8104601 | no | no |  |  | no |  |  | 1410156.018 | 15326719.704 |  | -1
node_1410156_277_15332965_045 |  |  | PQ | AN | 2771.281 | 8104601 | no | no |  |  | no |  |  | 1410156.277 | 15332965.045 |  | -1
node_1410165_46_15324692_585 |  |  | PQ | AN | 2771.281 | 8104601 | no | no |  |  | no |  |  | 1410165.46 | 15324692.585 |  | -1
node_1410179_048_15326178_666 |  |  | PQ | ABCN | 2771.281 | 8104601 | no | no |  |  | no |  |  | 1410179.048 | 15326178.666 |  | -1
node_1410180_138_15325467_184 |  |  | PQ | AN | 2771.281 | 8104601 | no | no |  |  | no |  |  | 1410180.138 | 15325467.184 |  | -1
node_1410207_644_15326012_627 |  |  | PQ | ABCN | 2771.281 | 8104601 | no | no |  |  | no |  |  | 1410207.644 | 15326012.627 |  | -1
node_1410234_003_15333335_7 |  |  | PQ | AN | 2771.281 | 8104601 | no | no |  |  | no |  |  | 1410234.003 | 15333335.7 |  | -1
node_1410247_019_15327717_52 |  |  | PQ | AN | 19918.584 | 8104601 | no | no |  |  | no |  |  | 1410247.019 | 15327717.52 |  | -1
node_1410286_636_15324597_438 |  |  | PQ | ABCN | 2771.281 | 8104601 | no | no |  |  | no |  |  | 1410286.636 | 15324597.438 |  | -1
node_1410301_902_15333620_421 |  |  | PQ | AN | 2771.281 | 8104601 | no | no |  |  | no |  |  | 1410301.902 | 15333620.421 |  | -1
node_1410302_81_15324310_234 |  |  | PQ | ABCN | 2771.281 | 8104601 | no | no |  |  | no |  |  | 1410302.81 | 15324310.234 |  | -1
node_1410302_966_15324283_609 |  |  | PQ | ABCN | 2771.281 | 8104601 | no | no |  |  | no |  |  | 1410302.966 | 15324283.609 |  | -1
node_1410400_864_15327141_599 |  |  | PQ | ABN | 7199.558 | 8104601 | no | no |  |  | no |  |  | 1410400.864 | 15327141.599 |  | -1
node_1410403_11_15324890_82 |  |  | PQ | AN | 2771.281 | 8104601 | no | no |  |  | no |  |  | 1410403.11 | 15324890.82 |  | -1
node_1410408_002_15325125_469 |  |  | PQ | AN | 2771.281 | 8104601 | no | no |  |  | no |  |  | 1410408.002 | 15325125.469 |  | -1
node_1410419_348_15326816_962 |  |  | PQ | AN | 7199.558 | 8104601 | no | no |  |  | no |  |  | 1410419.348 | 15326816.962 |  | -1
node_1410425_917_15326661_122 |  |  | PQ | AN | 7199.558 | 8104601 | no | no |  |  | no |  |  | 1410425.917 | 15326661.122 |  | -1
node_1410433_155_15327440_744 |  |  | PQ | AN | 19918.584 | 8104601 | no | no |  |  | no |  |  | 1410433.155 | 15327440.744 |  | -1
node_1410437_248_15334113_415 |  |  | PQ | AN | 2771.281 | 8104601 | no | no |  |  | no |  |  | 1410437.248 | 15334113.415 |  | -1
node_1410439_028_15326495_943 |  |  | PQ | AN | 7199.558 | 8104601 | no | no |  |  | no |  |  | 1410439.028 | 15326495.943 |  | -1
node_1410460_932_15325442_417 |  |  | PQ | AN | 2771.281 | 8104601 | no | no |  |  | no |  |  | 1410460.932 | 15325442.417 |  | -1
node_1410476_083_15327252_568 |  |  | PQ | AN | 19918.584 | 8104601 | no | no |  |  | no |  |  | 1410476.083 | 15327252.568 |  | -1
node_1410490_341_15326326_928 |  |  | PQ | AN | 7199.558 | 8104601 | no | no |  |  | no |  |  | 1410490.341 | 15326326.928 |  | -1
node_1410615_194_15327963_406 |  |  | PQ | ABCN | 19918.584 | 8104601 | no | no |  |  | no |  |  | 1410615.194 | 15327963.406 |  | -1
node_1410618_594_15334055_952 |  |  | PQ | AN | 2771.281 | 8104601 | no | no |  |  | no |  |  | 1410618.594 | 15334055.952 |  | -1
node_1410651_899_15327090_962 |  |  | PQ | ABN | 7199.558 | 8104601 | no | no |  |  | no |  |  | 1410651.899 | 15327090.962 |  | -1
node_1410683_078_15324744_083 |  |  | PQ | ABCN | 2771.281 | 8104601 | no | no |  |  | no |  |  | 1410683.078 | 15324744.083 |  | -1
node_1410692_584_15327571_265 |  |  | PQ | AN | 7199.558 | 8104601 | no | no |  |  | no |  |  | 1410692.584 | 15327571.265 |  | -1
node_1410751_05_15326059_995 |  |  | PQ | ABCN | 2771.281 | 8104601 | no | no |  |  | no |  |  | 1410751.05 | 15326059.995 |  | -1
node_1410806_796_15325482_963 |  |  | PQ | ABCN | 2771.281 | 8104601 | no | no |  |  | no |  |  | 1410806.796 | 15325482.963 |  | -1
node_1410811_446_15327151_103 |  |  | PQ | AN | 7199.558 | 8104601 | no | no |  |  | no |  |  | 1410811.446 | 15327151.103 |  | -1
node_1410816_281_15327659_949 |  |  | PQ | AN | 7199.558 | 8104601 | no | no |  |  | no |  |  | 1410816.281 | 15327659.949 |  | -1
node_1410848_164_15324090_608 |  |  | PQ | AN | 2771.281 | 8104601 | no | no |  |  | no |  |  | 1410848.164 | 15324090.608 |  | -1
node_1410860_901_15325724_755 |  |  | PQ | ABCN | 2771.281 | 8104601 | no | no |  |  | no |  |  | 1410860.901 | 15325724.755 |  | -1
node_1410864_729_15327816_445 |  |  | PQ | AN | 7199.558 | 8104601 | no | no |  |  | no |  |  | 1410864.729 | 15327816.445 |  | -1
node_1410888_014_15325342_476 |  |  | PQ | ABCD | 2771.281 | 8104601 | no | no |  |  | no |  |  | 1410888.014 | 15325342.476 |  | -1
node_1410904_262_15326570_514 |  |  | PQ | AN | 7199.558 | 8104601 | no | no |  |  | no |  |  | 1410904.262 | 15326570.514 |  | -1
node_1410951_549_15327254_892 |  |  | PQ | AN | 7199.558 | 8104601 | no | no |  |  | no |  |  | 1410951.549 | 15327254.892 |  | -1
node_1410971_372_15325191_602 |  |  | PQ | ABCN | 2771.281 | 8104601 | no | no |  |  | no |  |  | 1410971.372 | 15325191.602 |  | -1
node_1410985_157_15327902_911 |  |  | PQ | AN | 7199.558 | 8104601 | no | no |  |  | no |  |  | 1410985.157 | 15327902.911 |  | -1
node_1410988_908_15324870_616 |  |  | PQ | ABCN | 2771.281 | 8104601 | no | no |  |  | no |  |  | 1410988.908 | 15324870.616 |  | -1
node_1411007_742_15326795_177 |  |  | PQ | AN | 7199.558 | 8104601 | no | no |  |  | no |  |  | 1411007.742 | 15326795.177 |  | -1
node_1411072_35_15327995_52 |  |  | PQ | ABCN | 19918.584 | 8104601 | no | no |  |  | no |  |  | 1411072.35 | 15327995.52 |  | -1
node_1411135_749_15327937_01 |  |  | PQ | AN | 7199.558 | 8104601 | no | no |  |  | no |  |  | 1411135.749 | 15327937.01 |  | -1
node_1411146_216_15326019_337 |  |  | PQ | ABCN | 2771.281 | 8104601 | no | no |  |  | no |  |  | 1411146.216 | 15326019.337 |  | -1
node_1411158_465_15327450_229 |  |  | PQ | AN | 7199.558 | 8104601 | no | no |  |  | no |  |  | 1411158.465 | 15327450.229 |  | -1
node_1411164_436_15326029_915 |  |  | PQ | ABCN | 2771.281 | 8104601 | no | no |  |  | no |  |  | 1411164.436 | 15326029.915 |  | -1
node_1411204_519_15325301_023 |  |  | PQ | AN | 2771.281 | 8104601 | no | no |  |  | no |  |  | 1411204.519 | 15325301.023 |  | -1
node_1411215_133_15327293_003 |  |  | PQ | AN | 7199.558 | 8104601 | no | no |  |  | no |  |  | 1411215.133 | 15327293.003 |  | -1
node_1411272_238_15327852_593 |  |  | PQ | AN | 7199.558 | 8104601 | no | no |  |  | no |  |  | 1411272.238 | 15327852.593 |  | -1
node_1411282_781_15326926_708 |  |  | PQ | AN | 7199.558 | 8104601 | no | no |  |  | no |  |  | 1411282.781 | 15326926.708 |  | -1
node_1411310_236_15325789_384 |  |  | PQ | AN | 2771.281 | 8104601 | no | no |  |  | no |  |  | 1411310.236 | 15325789.384 |  | -1
node_1411310_534_15325014_334 |  |  | PQ | AN | 2771.281 | 8104601 | no | no |  |  | no |  |  | 1411310.534 | 15325014.334 |  | -1
node_1411335_305_15324680_854 |  |  | PQ | ABCN | 2771.281 | 8104601 | no | no |  |  | no |  |  | 1411335.305 | 15324680.854 |  | -1
node_1411343_92_15324774_3 |  |  | PQ | AN | 2771.281 | 8104601 | no | no |  |  | no |  |  | 1411343.92 | 15324774.3 |  | -1
node_1411359_011_15327489_483 |  |  | PQ | AN | 7199.558 | 8104601 | no | no |  |  | no |  |  | 1411359.011 | 15327489.483 |  | -1
node_1411447_677_15328028_544 |  |  | PQ | ABCN | 19918.584 | 8104601 | no | no |  |  | no |  |  | 1411447.677 | 15328028.544 |  | -1
node_1411449_213_15327258_333 |  |  | PQ | AN | 7199.558 | 8104601 | no | no |  |  | no |  |  | 1411449.213 | 15327258.333 |  | -1
node_1411493_509_15327678_965 |  |  | PQ | AN | 7199.558 | 8104601 | no | no |  |  | no |  |  | 1411493.509 | 15327678.965 |  | -1
node_1411509_188_15327883_439 |  |  | PQ | AN | 7199.558 | 8104601 | no | no |  |  | no |  |  | 1411509.188 | 15327883.439 |  | -1
node_1411514_85_15325992_985 |  |  | PQ | AN | 7199.558 | 8104601 | no | no |  |  | no |  |  | 1411514.85 | 15325992.985 |  | -1
node_1411585_282_15324647_376 |  |  | PQ | ABCN | 2771.281 | 8104601 | no | no |  |  | no |  |  | 1411585.282 | 15324647.376 |  | -1
node_1411592_336_15327811_595 |  |  | PQ | AN | 19918.584 | 8104601 | no | no |  |  | no |  |  | 1411592.336 | 15327811.595 |  | -1
node_1411633_36_15328029_105 |  |  | PQ | ABCN | 19918.584 | 8104601 | no | no |  |  | no |  |  | 1411633.36 | 15328029.105 |  | -1
node_1411639_373_15326246_962 |  |  | PQ | AN | 7199.558 | 8104601 | no | no |  |  | no |  |  | 1411639.373 | 15326246.962 |  | -1
node_1411766_933_15327411_458 |  |  | PQ | AN | 19918.584 | 8104601 | no | no |  |  | no |  |  | 1411766.933 | 15327411.458 |  | -1
node_1411794_011_15324615_068 |  |  | PQ | ABCN | 2771.281 | 8104601 | no | no |  |  | no |  |  | 1411794.011 | 15324615.068 |  | -1
node_1411965_401_15328062_644 |  |  | PQ | ABCN | 19918.584 | 8104601 | no | no |  |  | no |  |  | 1411965.401 | 15328062.644 |  | -1
node_1412017_683_15327926_544 |  |  | PQ | AN | 19918.584 | 8104601 | no | no |  |  | no |  |  | 1412017.683 | 15327926.544 |  | -1
node_1412108_083_15328063_656 |  |  | PQ | ABCN | 19918.584 | 8104601 | no | no |  |  | no |  |  | 1412108.083 | 15328063.656 |  | -1
node_1412170_088_15327157_223 |  |  | PQ | AN | 19918.584 | 8104601 | no | no |  |  | no |  |  | 1412170.088 | 15327157.223 |  | -1
node_1412182_249_15327637_743 |  |  | PQ | AN | 19918.584 | 8104601 | no | no |  |  | no |  |  | 1412182.249 | 15327637.743 |  | -1
node_1412182_994_15322973_361 |  |  | PQ | AN | 7199.558 | 8104601 | no | no |  |  | no |  |  | 1412182.994 | 15322973.361 |  | -1
node_1412192_227_15328077_702 |  |  | PQ | AN | 19918.584 | 8104601 | no | no |  |  | no |  |  | 1412192.227 | 15328077.702 |  | -1
node_1412226_438_15322430_707 |  |  | PQ | AN | 7199.558 | 8104601 | no | no |  |  | no |  |  | 1412226.438 | 15322430.707 |  | -1
node_1412274_452_15321695_851 |  |  | PQ | AN | 7199.558 | 8104601 | no | no |  |  | no |  |  | 1412274.452 | 15321695.851 |  | -1
node_1412307_183_15324761_833 |  |  | PQ | ABCN | 2771.281 | 8104601 | no | no |  |  | no |  |  | 1412307.183 | 15324761.833 |  | -1
node_1412321_007_15322029_237 |  |  | PQ | AN | 7199.558 | 8104601 | no | no |  |  | no |  |  | 1412321.007 | 15322029.237 |  | -1
node_1412335_946_15323397_659 |  |  | PQ | AN | 7199.558 | 8104601 | no | no |  |  | no |  |  | 1412335.946 | 15323397.659 |  | -1
node_1412448_13_15322273_951 |  |  | PQ | AN | 7199.558 | 8104601 | no | no |  |  | no |  |  | 1412448.13 | 15322273.951 |  | -1
node_1412562_358_15328082_76 |  |  | PQ | ABCN | 19918.584 | 8104601 | no | no |  |  | no |  |  | 1412562.358 | 15328082.76 |  | -1
node_1412609_769_15327517_335 |  |  | PQ | AN | 19918.584 | 8104601 | no | no |  |  | no |  |  | 1412609.769 | 15327517.335 |  | -1
node_1412660_288_15324853_798 |  |  | PQ | ABCN | 2771.281 | 8104601 | no | no |  |  | no |  |  | 1412660.288 | 15324853.798 |  | -1
node_1412693_688_15323429_115 |  |  | PQ | AN | 7199.558 | 8104601 | no | no |  |  | no |  |  | 1412693.688 | 15323429.115 |  | -1
node_1412700_368_15322533_023 |  |  | PQ | AN | 7199.558 | 8104601 | no | no |  |  | no |  |  | 1412700.368 | 15322533.023 |  | -1
node_1412705_624_15322314_112 |  |  | PQ | AN | 7199.558 | 8104601 | no | no |  |  | no |  |  | 1412705.624 | 15322314.112 |  | -1
node_1412711_435_15323031_297 |  |  | PQ | AN | 7199.558 | 8104601 | no | no |  |  | no |  |  | 1412711.435 | 15323031.297 |  | -1
node_1412712_83_15321730_093 |  |  | PQ | AN | 7199.558 | 8104601 | no | no |  |  | no |  |  | 1412712.83 | 15321730.093 |  | -1
node_1412731_928_15322170_191 |  |  | PQ | AN | 7199.558 | 8104601 | no | no |  |  | no |  |  | 1412731.928 | 15322170.191 |  | -1
node_1412833_229_15324897_15 |  |  | PQ | ABCN | 2771.281 | 8104601 | no | no |  |  | no |  |  | 1412833.229 | 15324897.15 |  | -1
node_1412869_334_15323435_843 |  |  | PQ | AN | 7199.558 | 8104601 | no | no |  |  | no |  |  | 1412869.334 | 15323435.843 |  | -1
node_1412931_518_15322013_396 |  |  | PQ | AN | 7199.558 | 8104601 | no | no |  |  | no |  |  | 1412931.518 | 15322013.396 |  | -1
node_1413025_557_15322460_762 |  |  | PQ | AN | 7199.558 | 8104601 | no | no |  |  | no |  |  | 1413025.557 | 15322460.762 |  | -1
node_1413052_964_15328411_133 |  |  | PQ | AN | 19918.584 | 8104601 | no | no |  |  | no |  |  | 1413052.964 | 15328411.133 |  | -1
node_1413056_152_15328212_103 |  |  | PQ | ABCN | 19918.584 | 8104601 | no | no |  |  | no |  |  | 1413056.152 | 15328212.103 |  | -1
node_1413087_803_15322763_169 |  |  | PQ | AN | 7199.558 | 8104601 | no | no |  |  | no |  |  | 1413087.803 | 15322763.169 |  | -1
node_1413161_705_15323099_594 |  |  | PQ | AN | 7199.558 | 8104601 | no | no |  |  | no |  |  | 1413161.705 | 15323099.594 |  | -1
node_1413230_361_15327912_372 |  |  | PQ | AN | 19918.584 | 8104601 | no | no |  |  | no |  |  | 1413230.361 | 15327912.372 |  | -1
node_1413236_525_15328240_126 |  |  | PQ | ABCN | 19918.584 | 8104601 | no | no |  |  | no |  |  | 1413236.525 | 15328240.126 |  | -1
node_1413285_008_15321687_164 |  |  | PQ | AN | 7199.558 | 8104601 | no | no |  |  | no |  |  | 1413285.008 | 15321687.164 |  | -1
node_1413287_79_15325028_481 |  |  | PQ | ABCN | 2771.281 | 8104601 | no | no |  |  | no |  |  | 1413287.79 | 15325028.481 |  | -1
node_1413290_222_15323454_647 |  |  | PQ | AN | 7199.558 | 8104601 | no | no |  |  | no |  |  | 1413290.222 | 15323454.647 |  | -1
node_1413318_214_15324564_261 |  |  | PQ | ABCN | 7199.558 | 8104601 | no | no |  |  | no |  |  | 1413318.214 | 15324564.261 |  | -1
node_1413364_23_15321905_73 |  |  | PQ | AN | 7199.558 | 8104601 | no | no |  |  | no |  |  | 1413364.23 | 15321905.73 |  | -1
node_1413458_032_15323850_479 |  |  | PQ | AN | 7199.558 | 8104601 | no | no |  |  | no |  |  | 1413458.032 | 15323850.479 |  | -1
node_1413469_303_15328186_16 |  |  | PQ | ABCN | 19918.584 | 8104601 | no | no |  |  | no |  |  | 1413469.303 | 15328186.16 |  | -1
node_1413471_769_15324196_499 |  |  | PQ | AN | 7199.558 | 8104601 | no | no |  |  | no |  |  | 1413471.769 | 15324196.499 |  | -1
node_1413554_522_15328270_24 |  |  | PQ | AN | 19918.584 | 8104601 | no | no |  |  | no |  |  | 1413554.522 | 15328270.24 |  | -1
node_1413703_785_15327666_819 |  |  | PQ | AN | 19918.584 | 8104601 | no | no |  |  | no |  |  | 1413703.785 | 15327666.819 |  | -1
node_1413704_856_15328608_989 |  |  | PQ | AN | 19918.584 | 8104601 | no | no |  |  | no |  |  | 1413704.856 | 15328608.989 |  | -1
node_1413730_002_15323065_252 |  |  | PQ | AN | 7199.558 | 8104601 | no | no |  |  | no |  |  | 1413730.002 | 15323065.252 |  | -1
node_1413743_533_15323522_194 |  |  | PQ | AN | 7199.558 | 8104601 | no | no |  |  | no |  |  | 1413743.533 | 15323522.194 |  | -1
node_1413760_635_15323761_246 |  |  | PQ | AN | 7199.558 | 8104601 | no | no |  |  | no |  |  | 1413760.635 | 15323761.246 |  | -1
node_1413773_595_15323335_071 |  |  | PQ | AN | 7199.558 | 8104601 | no | no |  |  | no |  |  | 1413773.595 | 15323335.071 |  | -1
node_1413800_621_15339893_097 |  |  | PQ | AN | 2771.281 | 8104601 | no | no |  |  | no |  |  | 1413800.621 | 15339893.097 |  | -1
node_1413805_48_15328275_698 |  |  | PQ | ABCN | 19918.584 | 8104601 | no | no |  |  | no |  |  | 1413805.48 | 15328275.698 |  | -1
node_1413822_802_15315858_961 |  |  | PQ | AN | 2771.281 | 8104601 | no | no |  |  | no |  |  | 1413822.802 | 15315858.961 |  | -1
node_1413882_412_15339608_814 |  |  | PQ | AN | 2771.281 | 8104601 | no | no |  |  | no |  |  | 1413882.412 | 15339608.814 |  | -1
node_1413892_754_15321794_524 |  |  | PQ | AN | 7199.558 | 8104601 | no | no |  |  | no |  |  | 1413892.754 | 15321794.524 |  | -1
node_1413894_077_15322816_536 |  |  | PQ | AN | 7199.558 | 8104601 | no | no |  |  | no |  |  | 1413894.077 | 15322816.536 |  | -1
node_1413897_111_15341253_647 |  |  | PQ | AN | 2771.281 | 8104601 | no | no |  |  | no |  |  | 1413897.111 | 15341253.647 |  | -1
node_1413930_206_15328593_246 |  |  | PQ | AN | 19918.584 | 8104601 | no | no |  |  | no |  |  | 1413930.206 | 15328593.246 |  | -1
node_1413959_161_15315133_269 |  |  | PQ | AN | 2771.281 | 8104601 | no | no |  |  | no |  |  | 1413959.161 | 15315133.269 |  | -1
node_1413959_286_15316146_844 |  |  | PQ | ABCN | 2771.281 | 8104601 | no | no |  |  | no |  |  | 1413959.286 | 15316146.844 |  | -1
node_1413960_824_15316120_309 |  |  | PQ | ABCN | 2771.281 | 8104601 | no | no |  |  | no |  |  | 1413960.824 | 15316120.309 |  | -1
node_1413972_492_15341501_12 |  |  | PQ | AN | 2771.281 | 8104601 | no | no |  |  | no |  |  | 1413972.492 | 15341501.12 |  | -1
node_1413995_855_15316064_908 |  |  | PQ | ABCN | 2771.281 | 8104601 | no | no |  |  | no |  |  | 1413995.855 | 15316064.908 |  | -1
node_1414032_85_15339396_204 |  |  | PQ | AN | 2771.281 | 8104601 | no | no |  |  | no |  |  | 1414032.85 | 15339396.204 |  | -1
node_1414041_416_15315410_475 |  |  | PQ | AN | 2771.281 | 8104601 | no | no |  |  | no |  |  | 1414041.416 | 15315410.475 |  | -1
node_1414042_466_15345473_72 |  |  | PQ | ABCN | 19918.584 | 8104601 | no | no |  |  | no |  |  | 1414042.466 | 15345473.72 |  | -1
node_1414065_394_15342126_105 |  |  | PQ | AN | 2771.281 | 8104601 | no | no |  |  | no |  |  | 1414065.394 | 15342126.105 |  | -1
node_1414066_838_15343244_309 |  |  | PQ | AN | 2771.281 | 8104601 | no | no |  |  | no |  |  | 1414066.838 | 15343244.309 |  | -1
node_1414087_361_15342771_651 |  |  | PQ | AN | 2771.281 | 8104601 | no | no |  |  | no |  |  | 1414087.361 | 15342771.651 |  | -1
node_1414099_595_15323379_25 |  |  | PQ | AN | 7199.558 | 8104601 | no | no |  |  | no |  |  | 1414099.595 | 15323379.25 |  | -1
node_1414109_686_15318831_472 |  |  | PQ | ABCN | 19918.584 | 8104601 | no | no |  |  | no |  |  | 1414109.686 | 15318831.472 |  | -1
node_1414141_451_15323511_339 |  |  | PQ | AN | 7199.558 | 8104601 | no | no |  |  | no |  |  | 1414141.451 | 15323511.339 |  | -1
node_1414141_912_15342976_014 |  |  | PQ | AN | 2771.281 | 8104601 | no | no |  |  | no |  |  | 1414141.912 | 15342976.014 |  | -1
node_1414154_349_15328126_893 |  |  | PQ | ABCN | 19918.584 | 8104601 | no | no |  |  | no |  |  | 1414154.349 | 15328126.893 |  | -1
node_1414171_107_15322999_05 |  |  | PQ | AN | 7199.558 | 8104601 | no | no |  |  | no |  |  | 1414171.107 | 15322999.05 |  | -1
node_1414171_692_15328336_523 |  |  | PQ | AN | 19918.584 | 8104601 | no | no |  |  | no |  |  | 1414171.692 | 15328336.523 |  | -1
node_1414188_197_15321312_568 |  |  | PQ | ABCN | 19918.584 | 8104601 | no | no |  |  | no |  |  | 1414188.197 | 15321312.568 |  | -1
node_1414190_395_15322834_431 |  |  | PQ | AN | 7199.558 | 8104601 | no | no |  |  | no |  |  | 1414190.395 | 15322834.431 |  | -1
node_1414196_235_15338765_097 |  |  | PQ | AN | 2771.281 | 8104601 | no | no |  |  | no |  |  | 1414196.235 | 15338765.097 |  | -1
node_1414211_142_15338220_949 |  |  | PQ | AN | 2771.281 | 8104601 | no | no |  |  | no |  |  | 1414211.142 | 15338220.949 |  | -1
node_1414213_183_15323195_511 |  |  | PQ | AN | 7199.558 | 8104601 | no | no |  |  | no |  |  | 1414213.183 | 15323195.511 |  | -1
node_1414214_532_15322261_519 |  |  | PQ | ABCN | 19918.584 | 8104601 | no | no |  |  | no |  |  | 1414214.532 | 15322261.519 |  | -1
node_1414221_285_15319434_452 |  |  | PQ | ABCN | 19918.584 | 8104601 | no | no |  |  | no |  |  | 1414221.285 | 15319434.452 |  | -1
node_1414233_237_15316409_242 |  |  | PQ | ABCN | 2771.281 | 8104601 | no | no |  |  | no |  |  | 1414233.237 | 15316409.242 |  | -1
node_1414240_891_15344902_241 |  |  | PQ | ABCN | 19918.584 | 8104601 | no | no |  |  | no |  |  | 1414240.891 | 15344902.241 |  | -1
node_1414241_178_15316148_593 |  |  | PQ | ABCN | 2771.281 | 8104601 | no | no |  |  | no |  |  | 1414241.178 | 15316148.593 |  | -1
node_1414244_907_15316387_817 |  |  | PQ | ABCN | 2771.281 | 8104601 | no | no |  |  | no |  |  | 1414244.907 | 15316387.817 |  | -1
node_1414252_036_15316363_03 |  |  | PQ | ABCN | 2771.281 | 8104601 | no | no |  |  | no |  |  | 1414252.036 | 15316363.03 |  | -1
node_1414255_592_15327918_35 |  |  | PQ | ABCN | 19918.584 | 8104601 | no | no |  |  | no |  |  | 1414255.592 | 15327918.35 |  | -1
node_1414295_143_15322957_441 |  |  | PQ | ABCN | 19918.584 | 8104601 | no | no |  |  | no |  |  | 1414295.143 | 15322957.441 |  | -1
node_1414308_655_15320299_746 |  |  | PQ | ABCN | 19918.584 | 8104601 | no | no |  |  | no |  |  | 1414308.655 | 15320299.746 |  | -1
node_1414333_197_15327678_054 |  |  | PQ | ABCN | 19918.584 | 8104601 | no | no |  |  | no |  |  | 1414333.197 | 15327678.054 |  | -1
node_1414354_983_15319600_044 |  |  | PQ | ABCN | 19918.584 | 8104601 | no | no |  |  | no |  |  | 1414354.983 | 15319600.044 |  | -1
node_1414390_563_15320115_048 |  |  | PQ | ABCN | 19918.584 | 8104601 | no | no |  |  | no |  |  | 1414390.563 | 15320115.048 |  | -1
node_1414396_757_15337825_534 |  |  | PQ | AN | 2771.281 | 8104601 | no | no |  |  | no |  |  | 1414396.757 | 15337825.534 |  | -1
node_1414416_169_15320631_135 |  |  | PQ | ABCN | 19918.584 | 8104601 | no | no |  |  | no |  |  | 1414416.169 | 15320631.135 |  | -1
node_1414468_978_15339525_553 |  |  | PQ | AN | 2771.281 | 8104601 | no | no |  |  | no |  |  | 1414468.978 | 15339525.553 |  | -1
node_1414474_919_15324023_098 |  |  | PQ | ABCN | 19918.584 | 8104601 | no | no |  |  | no |  |  | 1414474.919 | 15324023.098 |  | -1
node_1414481_357_15316679_271 |  |  | PQ | ABCN | 2771.281 | 8104601 | no | no |  |  | no |  |  | 1414481.357 | 15316679.271 |  | -1
node_1414486_543_15340274_638 |  |  | PQ | AN | 2771.281 | 8104601 | no | no |  |  | no |  |  | 1414486.543 | 15340274.638 |  | -1
node_1414505_11_15315671_649 |  |  | PQ | AN | 2771.281 | 8104601 | no | no |  |  | no |  |  | 1414505.11 | 15315671.649 |  | -1
node_1414509_039_15315433_352 |  |  | PQ | AN | 2771.281 | 8104601 | no | no |  |  | no |  |  | 1414509.039 | 15315433.352 |  | -1
node_1414513_769_15324705_435 |  |  | PQ | ABCN | 19918.584 | 8104601 | no | no |  |  | no |  |  | 1414513.769 | 15324705.435 |  | -1
node_1414520_244_15325097_989 |  |  | PQ | ABCN | 19918.584 | 8104601 | no | no |  |  | no |  |  | 1414520.244 | 15325097.989 |  | -1
node_1414529_497_15327246_093 |  |  | PQ | ABCN | 19918.584 | 8104601 | no | no |  |  | no |  |  | 1414529.497 | 15327246.093 |  | -1
node_1414538_237_15316023_431 |  |  | PQ | AN | 2771.281 | 8104601 | no | no |  |  | no |  |  | 1414538.237 | 15316023.431 |  | -1
node_1414555_068_15345143_419 |  |  | PQ | ABCN | 19918.584 | 8104601 | no | no |  |  | no |  |  | 1414555.068 | 15345143.419 |  | -1
node_1414571_978_15323428_082 |  |  | PQ | ABCN | 19918.584 | 8104601 | no | no |  |  | no |  |  | 1414571.978 | 15323428.082 |  | -1
node_1414575_115_15325676_686 |  |  | PQ | ABCN | 19918.584 | 8104601 | no | no |  |  | no |  |  | 1414575.115 | 15325676.686 |  | -1
node_1414588_246_15323780_715 |  |  | PQ | ABCN | 19918.584 | 8104601 | no | no |  |  | no |  |  | 1414588.246 | 15323780.715 |  | -1
node_1414619_755_15326774_001 |  |  | PQ | ABCN | 19918.584 | 8104601 | no | no |  |  | no |  |  | 1414619.755 | 15326774.001 |  | -1
node_1414632_459_15328961_118 |  |  | PQ | ABCN | 2771.281 | 8104601 | no | no |  |  | no |  |  | 1414632.459 | 15328961.118 |  | -1
node_1414663_417_15338901_992 |  |  | PQ | AN | 2771.281 | 8104601 | no | no |  |  | no |  |  | 1414663.417 | 15338901.992 |  | -1
node_1414744_421_15338420_054 |  |  | PQ | AN | 2771.281 | 8104601 | no | no |  |  | no |  |  | 1414744.421 | 15338420.054 |  | -1
node_1414752_328_15315182_869 |  |  | PQ | AN | 2771.281 | 8104601 | no | no |  |  | no |  |  | 1414752.328 | 15315182.869 |  | -1
node_1414778_027_15316428_265 |  |  | PQ | AN | 2771.281 | 8104601 | no | no |  |  | no |  |  | 1414778.027 | 15316428.265 |  | -1
node_1414869_586_15316834_246 |  |  | PQ | ABCN | 2771.281 | 8104601 | no | no |  |  | no |  |  | 1414869.586 | 15316834.246 |  | -1
node_1414870_736_15328642_667 |  |  | PQ | ABCN | 2771.281 | 8104601 | no | no |  |  | no |  |  | 1414870.736 | 15328642.667 |  | -1
node_1414874_152_15345414_824 |  |  | PQ | ABCN | 19918.584 | 8104601 | no | no |  |  | no |  |  | 1414874.152 | 15345414.824 |  | -1
node_1414918_378_15315494_763 |  |  | PQ | ABCN | 2771.281 | 8104601 | no | no |  |  | no |  |  | 1414918.378 | 15315494.763 |  | -1
node_1414920_769_15315468_349 |  |  | PQ | ABCN | 2771.281 | 8104601 | no | no |  |  | no |  |  | 1414920.769 | 15315468.349 |  | -1
node_1414925_236_15314999_865 |  |  | PQ | AN | 2771.281 | 8104601 | no | no |  |  | no |  |  | 1414925.236 | 15314999.865 |  | -1
node_1414954_297_15337967_833 |  |  | PQ | AN | 2771.281 | 8104601 | no | no |  |  | no |  |  | 1414954.297 | 15337967.833 |  | -1
node_1415070_277_15337720_767 |  |  | PQ | AN | 2771.281 | 8104601 | no | no |  |  | no |  |  | 1415070.277 | 15337720.767 |  | -1
node_1415080_42_15320648_451 |  |  | PQ | AN | 19918.584 | 8104601 | no | no |  |  | no |  |  | 1415080.42 | 15320648.451 |  | -1
node_1415124_364_15315588_328 |  |  | PQ | ABCN | 2771.281 | 8104601 | no | no |  |  | no |  |  | 1415124.364 | 15315588.328 |  | -1
node_1415126_695_15315461_441 |  |  | PQ | ABCN | 2771.281 | 8104601 | no | no |  |  | no |  |  | 1415126.695 | 15315461.441 |  | -1
node_1415132_983_15328330_857 |  |  | PQ | ABCN | 19918.584 | 8104601 | no | no |  |  | no |  |  | 1415132.983 | 15328330.857 |  | -1
node_1415158_548_15338005_853 |  |  | PQ | AN | 2771.281 | 8104601 | no | no |  |  | no |  |  | 1415158.548 | 15338005.853 |  | -1
node_1415180_135_15317642_861 |  |  | PQ | ABCN | 2771.281 | 8104601 | no | no |  |  | no |  |  | 1415180.135 | 15317642.861 |  | -1
node_1415228_386_15314786_112 |  |  | PQ | AN | 2771.281 | 8104601 | no | no |  |  | no |  |  | 1415228.386 | 15314786.112 |  | -1
node_1415243_475_15341294_125 |  |  | PQ | AN | 2771.281 | 8104601 | no | no |  |  | no |  |  | 1415243.475 | 15341294.125 |  | -1
node_1415268_697_15328804_459 |  |  | PQ | AN | 19918.584 | 8104601 | no | no |  |  | no |  |  | 1415268.697 | 15328804.459 |  | -1
node_1415302_691_15328573_171 |  |  | PQ | AN | 19918.584 | 8104601 | no | no |  |  | no |  |  | 1415302.691 | 15328573.171 |  | -1
node_1415346_658_15316483_372 |  |  | PQ | ABCN | 2771.281 | 8104601 | no | no |  |  | no |  |  | 1415346.658 | 15316483.372 |  | -1
node_1415349_572_15318552_263 |  |  | PQ | ABCN | 2771.281 | 8104601 | no | no |  |  | no |  |  | 1415349.572 | 15318552.263 |  | -1
node_1415361_163_15337412_37 |  |  | PQ | AN | 2771.281 | 8104601 | no | no |  |  | no |  |  | 1415361.163 | 15337412.37 |  | -1
node_1415364_985_15314464_144 |  |  | PQ | AN | 2771.281 | 8104601 | no | no |  |  | no |  |  | 1415364.985 | 15314464.144 |  | -1
node_1415380_715_15321071_088 |  |  | PQ | AN | 19918.584 | 8104601 | no | no |  |  | no |  |  | 1415380.715 | 15321071.088 |  | -1
node_1415408_615_15337927_154 |  |  | PQ | AN | 2771.281 | 8104601 | no | no |  |  | no |  |  | 1415408.615 | 15337927.154 |  | -1
node_1415413_097_15327657_715 |  |  | PQ | AN | 19918.584 | 8104601 | no | no |  |  | no |  |  | 1415413.097 | 15327657.715 |  | -1
node_1415415_095_15328109_693 |  |  | PQ | AN | 19918.584 | 8104601 | no | no |  |  | no |  |  | 1415415.095 | 15328109.693 |  | -1
node_1415417_049_15318898_668 |  |  | PQ | AN | 2771.281 | 8104601 | no | no |  |  | no |  |  | 1415417.049 | 15318898.668 |  | -1
node_1415439_556_15327357_69 |  |  | PQ | AN | 19918.584 | 8104601 | no | no |  |  | no |  |  | 1415439.556 | 15327357.69 |  | -1
node_1415446_802_15319109_949 |  |  | PQ | AN | 2771.281 | 8104601 | no | no |  |  | no |  |  | 1415446.802 | 15319109.949 |  | -1
node_1415465_701_15341556_775 |  |  | PQ | AN | 2771.281 | 8104601 | no | no |  |  | no |  |  | 1415465.701 | 15341556.775 |  | -1
node_1415473_788_15318444_784 |  |  | PQ | AN | 2771.281 | 8104601 | no | no |  |  | no |  |  | 1415473.788 | 15318444.784 |  | -1
node_1415477_511_15315602_71 |  |  | PQ | ABCN | 2771.281 | 8104601 | no | no |  |  | no |  |  | 1415477.511 | 15315602.71 |  | -1
node_1415497_919_15345539_338 |  |  | PQ | ABCN | 19918.584 | 8104601 | no | no |  |  | no |  |  | 1415497.919 | 15345539.338 |  | -1
node_1415504_248_15314091_483 |  |  | PQ | AN | 2771.281 | 8104601 | no | no |  |  | no |  |  | 1415504.248 | 15314091.483 |  | -1
node_1415532_918_15345849_741 |  |  | PQ | AN | 2771.281 | 8104601 | no | no |  |  | no |  |  | 1415532.918 | 15345849.741 |  | -1
node_1415575_317_15319817_491 |  |  | PQ | AN | 2771.281 | 8104601 | no | no |  |  | no |  |  | 1415575.317 | 15319817.491 |  | -1
node_1415576_215_15318038_571 |  |  | PQ | AN | 7199.558 | 8104601 | no | no |  |  | no |  |  | 1415576.215 | 15318038.571 |  | -1
node_1415577_959_15328284_612 |  |  | PQ | ABCN | 19918.584 | 8104601 | no | no |  |  | no |  |  | 1415577.959 | 15328284.612 |  | -1
node_1415592_851_15337149_413 |  |  | PQ | AN | 2771.281 | 8104601 | no | no |  |  | no |  |  | 1415592.851 | 15337149.413 |  | -1
node_1415653_482_15336920_23 |  |  | PQ | AN | 2771.281 | 8104601 | no | no |  |  | no |  |  | 1415653.482 | 15336920.23 |  | -1
node_1415673_19_15326748_396 |  |  | PQ | AN | 19918.584 | 8104601 | no | no |  |  | no |  |  | 1415673.19 | 15326748.396 |  | -1
node_1415679_58_15341809_569 |  |  | PQ | AN | 2771.281 | 8104601 | no | no |  |  | no |  |  | 1415679.58 | 15341809.569 |  | -1
node_1415684_842_15313922_168 |  |  | PQ | AN | 2771.281 | 8104601 | no | no |  |  | no |  |  | 1415684.842 | 15313922.168 |  | -1
node_1415719_226_15345569_114 |  |  | PQ | ABCN | 19918.584 | 8104601 | no | no |  |  | no |  |  | 1415719.226 | 15345569.114 |  | -1
node_1415731_91_15327773_35 |  |  | PQ | AN | 19918.584 | 8104601 | no | no |  |  | no |  |  | 1415731.91 | 15327773.35 |  | -1
node_1415732_18_15316184_383 |  |  | PQ | AN | 2771.281 | 8104601 | no | no |  |  | no |  |  | 1415732.18 | 15316184.383 |  | -1
node_1415734_86_15337982_489 |  |  | PQ | AN | 2771.281 | 8104601 | no | no |  |  | no |  |  | 1415734.86 | 15337982.489 |  | -1
node_1415735_114_15336162_939 |  |  | PQ | AN | 2771.281 | 8104601 | no | no |  |  | no |  |  | 1415735.114 | 15336162.939 |  | -1
node_1415748_563_15317198_276 |  |  | PQ | ABCD | 2771.281 | 8104601 | no | no |  |  | no |  |  | 1415748.563 | 15317198.276 |  | -1
node_1415776_111_15328666_044 |  |  | PQ | AN | 19918.584 | 8104601 | no | no |  |  | no |  |  | 1415776.111 | 15328666.044 |  | -1
node_1415781_352_15318683_625 |  |  | PQ | AN | 7199.558 | 8104601 | no | no |  |  | no |  |  | 1415781.352 | 15318683.625 |  | -1
node_1415787_866_15319457_325 |  |  | PQ | AN | 2771.281 | 8104601 | no | no |  |  | no |  |  | 1415787.866 | 15319457.325 |  | -1
node_1415789_683_15328066_525 |  |  | PQ | AN | 19918.584 | 8104601 | no | no |  |  | no |  |  | 1415789.683 | 15328066.525 |  | -1
node_1415819_795_15317832_764 |  |  | PQ | AN | 7199.558 | 8104601 | no | no |  |  | no |  |  | 1415819.795 | 15317832.764 |  | -1
node_1415826_116_15346048_666 |  |  | PQ | AN | 2771.281 | 8104601 | no | no |  |  | no |  |  | 1415826.116 | 15346048.666 |  | -1
node_1415834_831_15319875_152 |  |  | PQ | AN | 2771.281 | 8104601 | no | no |  |  | no |  |  | 1415834.831 | 15319875.152 |  | -1
node_1415848_86_15313606_034 |  |  | PQ | AN | 2771.281 | 8104601 | no | no |  |  | no |  |  | 1415848.86 | 15313606.034 |  | -1
node_1415881_203_15317547_193 |  |  | PQ | AN | 7199.558 | 8104601 | no | no |  |  | no |  |  | 1415881.203 | 15317547.193 |  | -1
node_1415903_93_15342032_933 |  |  | PQ | AD | 2771.281 | 8104601 | no | no |  |  | no |  |  | 1415903.93 | 15342032.933 |  | -1
node_1415913_665_15336596_255 |  |  | PQ | AN | 2771.281 | 8104601 | no | no |  |  | no |  |  | 1415913.665 | 15336596.255 |  | -1
node_1415946_359_15338129_326 |  |  | PQ | AN | 2771.281 | 8104601 | no | no |  |  | no |  |  | 1415946.359 | 15338129.326 |  | -1
node_1415965_893_15328384_402 |  |  | PQ | ABCN | 19918.584 | 8104601 | no | no |  |  | no |  |  | 1415965.893 | 15328384.402 |  | -1
node_1415968_103_15326845_051 |  |  | PQ | AN | 19918.584 | 8104601 | no | no |  |  | no |  |  | 1415968.103 | 15326845.051 |  | -1
node_1415977_693_15345637_531 |  |  | PQ | ABCN | 19918.584 | 8104601 | no | no |  |  | no |  |  | 1415977.693 | 15345637.531 |  | -1
node_1415986_233_15346127_746 |  |  | PQ | AN | 2771.281 | 8104601 | no | no |  |  | no |  |  | 1415986.233 | 15346127.746 |  | -1
node_1416000_54_15319471_614 |  |  | PQ | AN | 2771.281 | 8104601 | no | no |  |  | no |  |  | 1416000.54 | 15319471.614 |  | -1
node_1416001_963_15314543_183 |  |  | PQ | AN | 2771.281 | 8104601 | no | no |  |  | no |  |  | 1416001.963 | 15314543.183 |  | -1
node_1416034_847_15327847_393 |  |  | PQ | AN | 19918.584 | 8104601 | no | no |  |  | no |  |  | 1416034.847 | 15327847.393 |  | -1
node_1416055_208_15336301_626 |  |  | PQ | AN | 2771.281 | 8104601 | no | no |  |  | no |  |  | 1416055.208 | 15336301.626 |  | -1
node_1416079_57_15327473_628 |  |  | PQ | AN | 19918.584 | 8104601 | no | no |  |  | no |  |  | 1416079.57 | 15327473.628 |  | -1
node_1416089_615_15342323_429 |  |  | PQ | AN | 2771.281 | 8104601 | no | no |  |  | no |  |  | 1416089.615 | 15342323.429 |  | -1
node_1416090_235_15335435_2 |  |  | PQ | AN | 2771.281 | 8104601 | no | no |  |  | no |  |  | 1416090.235 | 15335435.2 |  | -1
node_1416091_903_15335711_7 |  |  | PQ | AN | 2771.281 | 8104601 | no | no |  |  | no |  |  | 1416091.903 | 15335711.7 |  | -1
node_1416097_927_15336144_358 |  |  | PQ | AN | 2771.281 | 8104601 | no | no |  |  | no |  |  | 1416097.927 | 15336144.358 |  | -1
node_1416115_736_15346191_918 |  |  | PQ | AN | 2771.281 | 8104601 | no | no |  |  | no |  |  | 1416115.736 | 15346191.918 |  | -1
node_1416121_083_15318353_379 |  |  | PQ | AN | 7199.558 | 8104601 | no | no |  |  | no |  |  | 1416121.083 | 15318353.379 |  | -1
node_1416155_446_15335145_496 |  |  | PQ | AN | 2771.281 | 8104601 | no | no |  |  | no |  |  | 1416155.446 | 15335145.496 |  | -1
node_1416156_835_15312628_006 |  |  | PQ | AN | 2771.281 | 8104601 | no | no |  |  | no |  |  | 1416156.835 | 15312628.006 |  | -1
node_1416160_194_15316923_159 |  |  | PQ | AN | 2771.281 | 8104601 | no | no |  |  | no |  |  | 1416160.194 | 15316923.159 |  | -1
node_1416179_043_15319458_902 |  |  | PQ | AN | 2771.281 | 8104601 | no | no |  |  | no |  |  | 1416179.043 | 15319458.902 |  | -1
node_1416215_47_15313429_649 |  |  | PQ | AN | 2771.281 | 8104601 | no | no |  |  | no |  |  | 1416215.47 | 15313429.649 |  | -1
node_1416220_462_15319175_404 |  |  | PQ | AN | 2771.281 | 8104601 | no | no |  |  | no |  |  | 1416220.462 | 15319175.404 |  | -1
node_1416236_033_15317496_106 |  |  | PQ | AN | 7199.558 | 8104601 | no | no |  |  | no |  |  | 1416236.033 | 15317496.106 |  | -1
node_1416238_879_15334560_016 |  |  | PQ | AN | 2771.281 | 8104601 | no | no |  |  | no |  |  | 1416238.879 | 15334560.016 |  | -1
node_1416243_563_15334802_954 |  |  | PQ | AN | 2771.281 | 8104601 | no | no |  |  | no |  |  | 1416243.563 | 15334802.954 |  | -1
node_1416264_377_15314788_229 |  |  | PQ | AN | 2771.281 | 8104601 | no | no |  |  | no |  |  | 1416264.377 | 15314788.229 |  | -1
node_1416267_505_15342631_313 |  |  | PQ | AN | 2771.281 | 8104601 | no | no |  |  | no |  |  | 1416267.505 | 15342631.313 |  | -1
node_1416280_591_15338272_233 |  |  | PQ | AN | 2771.281 | 8104601 | no | no |  |  | no |  |  | 1416280.591 | 15338272.233 |  | -1
node_1416299_929_15343832_475 |  |  | PQ | AN | 2771.281 | 8104601 | no | no |  |  | no |  |  | 1416299.929 | 15343832.475 |  | -1
node_1416374_408_15328025_91 |  |  | PQ | AN | 19918.584 | 8104601 | no | no |  |  | no |  |  | 1416374.408 | 15328025.91 |  | -1
node_1416380_381_15318006_238 |  |  | PQ | AN | 7199.558 | 8104601 | no | no |  |  | no |  |  | 1416380.381 | 15318006.238 |  | -1
node_1416380_446_15313378_353 |  |  | PQ | AN | 2771.281 | 8104601 | no | no |  |  | no |  |  | 1416380.446 | 15313378.353 |  | -1
node_1416381_458_15336119_084 |  |  | PQ | AN | 2771.281 | 8104601 | no | no |  |  | no |  |  | 1416381.458 | 15336119.084 |  | -1
node_1416389_751_15327752_729 |  |  | PQ | AN | 19918.584 | 8104601 | no | no |  |  | no |  |  | 1416389.751 | 15327752.729 |  | -1
node_1416467_85_15338505_941 |  |  | PQ | AN | 2771.281 | 8104601 | no | no |  |  | no |  |  | 1416467.85 | 15338505.941 |  | -1
node_1416501_263_15328268_044 |  |  | PQ | ABCN | 19918.584 | 8104601 | no | no |  |  | no |  |  | 1416501.263 | 15328268.044 |  | -1
node_1416508_691_15345748_305 |  |  | PQ | ABCN | 19918.584 | 8104601 | no | no |  |  | no |  |  | 1416508.691 | 15345748.305 |  | -1
node_1416532_294_15313187_425 |  |  | PQ | AN | 2771.281 | 8104601 | no | no |  |  | no |  |  | 1416532.294 | 15313187.425 |  | -1
node_1416541_82_15317829_621 |  |  | PQ | AN | 7199.558 | 8104601 | no | no |  |  | no |  |  | 1416541.82 | 15317829.621 |  | -1
node_1416544_956_15322774_315 |  |  | PQ | AN | 2771.281 | 8104601 | no | no |  |  | no |  |  | 1416544.956 | 15322774.315 |  | -1
node_1416561_467_15338300_314 |  |  | PQ | AN | 2771.281 | 8104601 | no | no |  |  | no |  |  | 1416561.467 | 15338300.314 |  | -1
node_1416563_726_15336112_792 |  |  | PQ | AN | 2771.281 | 8104601 | no | no |  |  | no |  |  | 1416563.726 | 15336112.792 |  | -1
node_1416621_322_15346648_861 |  |  | PQ | AN | 2771.281 | 8104601 | no | no |  |  | no |  |  | 1416621.322 | 15346648.861 |  | -1
node_1416678_623_15323097_176 |  |  | PQ | AN | 2771.281 | 8104601 | no | no |  |  | no |  |  | 1416678.623 | 15323097.176 |  | -1
node_1416688_972_15345918_152 |  |  | PQ | ABCN | 19918.584 | 8104601 | no | no |  |  | no |  |  | 1416688.972 | 15345918.152 |  | -1
node_1416695_341_15318173_713 |  |  | PQ | AN | 7199.558 | 8104601 | no | no |  |  | no |  |  | 1416695.341 | 15318173.713 |  | -1
node_1416752_225_15317131_143 |  |  | PQ | AN | 2771.281 | 8104601 | no | no |  |  | no |  |  | 1416752.225 | 15317131.143 |  | -1
node_1416766_302_15322198_07 |  |  | PQ | AN | 2771.281 | 8104601 | no | no |  |  | no |  |  | 1416766.302 | 15322198.07 |  | -1
node_1416775_72_15312919_692 |  |  | PQ | AN | 2771.281 | 8104601 | no | no |  |  | no |  |  | 1416775.72 | 15312919.692 |  | -1
node_1416788_466_15340597_071 |  |  | PQ | AN | 2771.281 | 8104601 | no | no |  |  | no |  |  | 1416788.466 | 15340597.071 |  | -1
node_1416799_875_15335852_526 |  |  | PQ | AN | 2771.281 | 8104601 | no | no |  |  | no |  |  | 1416799.875 | 15335852.526 |  | -1
node_1416803_434_15328757_707 |  |  | PQ | AN | 19918.584 | 8104601 | no | no |  |  | no |  |  | 1416803.434 | 15328757.707 |  | -1
node_1416807_611_15335390_176 |  |  | PQ | AN | 2771.281 | 8104601 | no | no |  |  | no |  |  | 1416807.611 | 15335390.176 |  | -1
node_1416810_3_15338462_662 |  |  | PQ | AN | 2771.281 | 8104601 | no | no |  |  | no |  |  | 1416810.3 | 15338462.662 |  | -1
node_1416819_776_15343800_201 |  |  | PQ | AN | 2771.281 | 8104601 | no | no |  |  | no |  |  | 1416819.776 | 15343800.201 |  | -1
node_1416821_219_15322435_96 |  |  | PQ | AN | 2771.281 | 8104601 | no | no |  |  | no |  |  | 1416821.219 | 15322435.96 |  | -1
node_1416824_564_15319624_377 |  |  | PQ | AN | 2771.281 | 8104601 | no | no |  |  | no |  |  | 1416824.564 | 15319624.377 |  | -1
node_1416847_303_15333198_592 |  |  | PQ | AN | 2771.281 | 8104601 | no | no |  |  | no |  |  | 1416847.303 | 15333198.592 |  | -1
node_1416860_403_15343218_851 |  |  | PQ | AN | 2771.281 | 8104601 | no | no |  |  | no |  |  | 1416860.403 | 15343218.851 |  | -1
node_1416865_94_15319081_735 |  |  | PQ | AN | 2771.281 | 8104601 | no | no |  |  | no |  |  | 1416865.94 | 15319081.735 |  | -1
node_1416877_339_15333442_722 |  |  | PQ | AN | 2771.281 | 8104601 | no | no |  |  | no |  |  | 1416877.339 | 15333442.722 |  | -1
node_1416903_688_15312711_02 |  |  | PQ | AN | 2771.281 | 8104601 | no | no |  |  | no |  |  | 1416903.688 | 15312711.02 |  | -1
node_1416974_104_15345807_399 |  |  | PQ | ABCN | 19918.584 | 8104601 | no | no |  |  | no |  |  | 1416974.104 | 15345807.399 |  | -1
node_1416998_512_15336323_807 |  |  | PQ | AN | 2771.281 | 8104601 | no | no |  |  | no |  |  | 1416998.512 | 15336323.807 |  | -1
node_1417029_677_15332039_669 |  |  | PQ | AN | 2771.281 | 8104601 | no | no |  |  | no |  |  | 1417029.677 | 15332039.669 |  | -1
node_1417068_506_15338450_497 |  |  | PQ | AN | 2771.281 | 8104601 | no | no |  |  | no |  |  | 1417068.506 | 15338450.497 |  | -1
node_1417087_188_15319740_166 |  |  | PQ | AN | 2771.281 | 8104601 | no | no |  |  | no |  |  | 1417087.188 | 15319740.166 |  | -1
node_1417110_401_15318592_197 |  |  | PQ | AN | 7199.558 | 8104601 | no | no |  |  | no |  |  | 1417110.401 | 15318592.197 |  | -1
node_1417180_34_15322887_947 |  |  | PQ | AN | 2771.281 | 8104601 | no | no |  |  | no |  |  | 1417180.34 | 15322887.947 |  | -1
node_1417191_451_15312241_817 |  |  | PQ | AN | 2771.281 | 8104601 | no | no |  |  | no |  |  | 1417191.451 | 15312241.817 |  | -1
node_1417198_328_15328286_238 |  |  | PQ | ABCN | 19918.584 | 8104601 | no | no |  |  | no |  |  | 1417198.328 | 15328286.238 |  | -1
node_1417206_177_15344150_626 |  |  | PQ | AN | 2771.281 | 8104601 | no | no |  |  | no |  |  | 1417206.177 | 15344150.626 |  | -1
node_1417206_364_15317599_397 |  |  | PQ | AN | 2771.281 | 8104601 | no | no |  |  | no |  |  | 1417206.364 | 15317599.397 |  | -1
node_1417216_341_15345747_145 |  |  | PQ | ABCN | 19918.584 | 8104601 | no | no |  |  | no |  |  | 1417216.341 | 15345747.145 |  | -1
node_1417246_362_15331765_231 |  |  | PQ | AN | 2771.281 | 8104601 | no | no |  |  | no |  |  | 1417246.362 | 15331765.231 |  | -1
node_1417278_597_15326599_598 |  |  | PQ | AN | 2771.281 | 8104601 | no | no |  |  | no |  |  | 1417278.597 | 15326599.598 |  | -1
node_1417282_469_15319919_522 |  |  | PQ | AN | 2771.281 | 8104601 | no | no |  |  | no |  |  | 1417282.469 | 15319919.522 |  | -1
node_1417312_785_15323428_973 |  |  | PQ | AN | 2771.281 | 8104601 | no | no |  |  | no |  |  | 1417312.785 | 15323428.973 |  | -1
node_1417312_857_15320636_974 |  |  | PQ | AN | 2771.281 | 8104601 | no | no |  |  | no |  |  | 1417312.857 | 15320636.974 |  | -1
node_1417354_503_15317338_81 |  |  | PQ | AN | 2771.281 | 8104601 | no | no |  |  | no |  |  | 1417354.503 | 15317338.81 |  | -1
node_1417358_544_15333102_233 |  |  | PQ | AN | 2771.281 | 8104601 | no | no |  |  | no |  |  | 1417358.544 | 15333102.233 |  | -1
node_1417358_947_15331325_101 |  |  | PQ | AN | 2771.281 | 8104601 | no | no |  |  | no |  |  | 1417358.947 | 15331325.101 |  | -1
node_1417384_692_15323721_593 |  |  | PQ | AN | 2771.281 | 8104601 | no | no |  |  | no |  |  | 1417384.692 | 15323721.593 |  | -1
node_1417443_978_15317958_083 |  |  | PQ | AN | 2771.281 | 8104601 | no | no |  |  | no |  |  | 1417443.978 | 15317958.083 |  | -1
node_1417486_264_15339416_628 |  |  | PQ | AN | 2771.281 | 8104601 | no | no |  |  | no |  |  | 1417486.264 | 15339416.628 |  | -1
node_1417489_11_15323865_741 |  |  | PQ | AN | 2771.281 | 8104601 | no | no |  |  | no |  |  | 1417489.11 | 15323865.741 |  | -1
node_1417493_099_15346148_15 |  |  | PQ | AN | 19918.584 | 8104601 | no | no |  |  | no |  |  | 1417493.099 | 15346148.15 |  | -1
node_1417499_401_15345741_696 |  |  | PQ | ABCN | 19918.584 | 8104601 | no | no |  |  | no |  |  | 1417499.401 | 15345741.696 |  | -1
node_1417546_331_15324793_675 |  |  | PQ | AN | 2771.281 | 8104601 | no | no |  |  | no |  |  | 1417546.331 | 15324793.675 |  | -1
node_1417547_971_15317277_396 |  |  | PQ | AN | 2771.281 | 8104601 | no | no |  |  | no |  |  | 1417547.971 | 15317277.396 |  | -1
node_1417558_947_15326578_178 |  |  | PQ | AN | 2771.281 | 8104601 | no | no |  |  | no |  |  | 1417558.947 | 15326578.178 |  | -1
node_1417566_622_15344845_924 |  |  | PQ | AN | 2771.281 | 8104601 | no | no |  |  | no |  |  | 1417566.622 | 15344845.924 |  | -1
node_1417569_384_15324021_286 |  |  | PQ | AN | 2771.281 | 8104601 | no | no |  |  | no |  |  | 1417569.384 | 15324021.286 |  | -1
node_1417573_222_15332065_586 |  |  | PQ | AN | 2771.281 | 8104601 | no | no |  |  | no |  |  | 1417573.222 | 15332065.586 |  | -1
node_1417590_028_15332594_879 |  |  | PQ | AN | 2771.281 | 8104601 | no | no |  |  | no |  |  | 1417590.028 | 15332594.879 |  | -1
node_1417623_702_15324503_216 |  |  | PQ | AN | 2771.281 | 8104601 | no | no |  |  | no |  |  | 1417623.702 | 15324503.216 |  | -1
node_1417623_841_15311381_404 |  |  | PQ | AN | 2771.281 | 8104601 | no | no |  |  | no |  |  | 1417623.841 | 15311381.404 |  | -1
node_1417633_609_15332359_987 |  |  | PQ | AN | 2771.281 | 8104601 | no | no |  |  | no |  |  | 1417633.609 | 15332359.987 |  | -1
node_1417670_632_15345213_7 |  |  | PQ | AN | 2771.281 | 8104601 | no | no |  |  | no |  |  | 1417670.632 | 15345213.7 |  | -1
node_1417678_509_15331742_606 |  |  | PQ | AN | 2771.281 | 8104601 | no | no |  |  | no |  |  | 1417678.509 | 15331742.606 |  | -1
node_1417679_886_15318474_591 |  |  | PQ | AN | 2771.281 | 8104601 | no | no |  |  | no |  |  | 1417679.886 | 15318474.591 |  | -1
node_1417684_867_15324011_507 |  |  | PQ | AN | 2771.281 | 8104601 | no | no |  |  | no |  |  | 1417684.867 | 15324011.507 |  | -1
node_1417691_535_15324206_219 |  |  | PQ | AN | 2771.281 | 8104601 | no | no |  |  | no |  |  | 1417691.535 | 15324206.219 |  | -1
node_1417691_606_15332827_383 |  |  | PQ | AN | 2771.281 | 8104601 | no | no |  |  | no |  |  | 1417691.606 | 15332827.383 |  | -1
node_1417708_735_15344529_821 |  |  | PQ | AN | 2771.281 | 8104601 | no | no |  |  | no |  |  | 1417708.735 | 15344529.821 |  | -1
node_1417709_002_15332065_836 |  |  | PQ | AN | 2771.281 | 8104601 | no | no |  |  | no |  |  | 1417709.002 | 15332065.836 |  | -1
node_1417713_077_15334095_717 |  |  | PQ | AN | 19918.584 | 8104601 | no | no |  |  | no |  |  | 1417713.077 | 15334095.717 |  | -1
node_1417733_505_15344899_327 |  |  | PQ | AN | 2771.281 | 8104601 | no | no |  |  | no |  |  | 1417733.505 | 15344899.327 |  | -1
node_1417743_399_15333091_668 |  |  | PQ | AN | 2771.281 | 8104601 | no | no |  |  | no |  |  | 1417743.399 | 15333091.668 |  | -1
node_1417749_63_15319636_476 |  |  | PQ | AN | 2771.281 | 8104601 | no | no |  |  | no |  |  | 1417749.63 | 15319636.476 |  | -1
node_1417764_794_15318635_152 |  |  | PQ | AN | 2771.281 | 8104601 | no | no |  |  | no |  |  | 1417764.794 | 15318635.152 |  | -1
node_1417769_524_15320352_951 |  |  | PQ | AN | 2771.281 | 8104601 | no | no |  |  | no |  |  | 1417769.524 | 15320352.951 |  | -1
node_1417781_629_15331480_245 |  |  | PQ | AN | 2771.281 | 8104601 | no | no |  |  | no |  |  | 1417781.629 | 15331480.245 |  | -1
node_1417783_538_15343764_297 |  |  | PQ | AN | 2771.281 | 8104601 | no | no |  |  | no |  |  | 1417783.538 | 15343764.297 |  | -1
node_1417784_165_15332362_534 |  |  | PQ | AN | 2771.281 | 8104601 | no | no |  |  | no |  |  | 1417784.165 | 15332362.534 |  | -1
node_1417792_097_15324765_926 |  |  | PQ | AN | 2771.281 | 8104601 | no | no |  |  | no |  |  | 1417792.097 | 15324765.926 |  | -1
node_1417798_003_15346162_159 |  |  | PQ | AN | 19918.584 | 8104601 | no | no |  |  | no |  |  | 1417798.003 | 15346162.159 |  | -1
node_1417809_816_15332644_271 |  |  | PQ | AN | 2771.281 | 8104601 | no | no |  |  | no |  |  | 1417809.816 | 15332644.271 |  | -1
node_1417836_301_15317184_817 |  |  | PQ | AN | 2771.281 | 8104601 | no | no |  |  | no |  |  | 1417836.301 | 15317184.817 |  | -1
node_1417843_787_15332065_379 |  |  | PQ | AN | 2771.281 | 8104601 | no | no |  |  | no |  |  | 1417843.787 | 15332065.379 |  | -1
node_1417852_184_15326446_913 |  |  | PQ | AN | 2771.281 | 8104601 | no | no |  |  | no |  |  | 1417852.184 | 15326446.913 |  | -1
node_1417865_403_15344484_569 |  |  | PQ | AN | 2771.281 | 8104601 | no | no |  |  | no |  |  | 1417865.403 | 15344484.569 |  | -1
node_1417879_296_15327965_084 |  |  | PQ | ABN | 2771.281 | 8104601 | no | no |  |  | no |  |  | 1417879.296 | 15327965.084 |  | -1
node_1417879_831_15310991_14 |  |  | PQ | AN | 2771.281 | 8104601 | no | no |  |  | no |  |  | 1417879.831 | 15310991.14 |  | -1
node_1417931_47_15332646_186 |  |  | PQ | AN | 2771.281 | 8104601 | no | no |  |  | no |  |  | 1417931.47 | 15332646.186 |  | -1
node_1417936_501_15328320_164 |  |  | PQ | AN | 19918.584 | 8104601 | no | no |  |  | no |  |  | 1417936.501 | 15328320.164 |  | -1
node_1417938_76_15333772_858 |  |  | PQ | AN | 19918.584 | 8104601 | no | no |  |  | no |  |  | 1417938.76 | 15333772.858 |  | -1
node_1417938_302_15327627_23 |  |  | PQ | ABN | 2771.281 | 8104601 | no | no |  |  | no |  |  | 1417938.302 | 15327627.23 |  | -1
node_1417939_615_15332364_439 |  |  | PQ | AN | 2771.281 | 8104601 | no | no |  |  | no |  |  | 1417939.615 | 15332364.439 |  | -1
node_1417944_859_15320678_296 |  |  | PQ | AN | 2771.281 | 8104601 | no | no |  |  | no |  |  | 1417944.859 | 15320678.296 |  | -1
node_1417946_833_15327835_081 |  |  | PQ | ABN | 2771.281 | 8104601 | no | no |  |  | no |  |  | 1417946.833 | 15327835.081 |  | -1
node_1417985_553_15332003_759 |  |  | PQ | AN | 2771.281 | 8104601 | no | no |  |  | no |  |  | 1417985.553 | 15332003.759 |  | -1
node_1417998_863_15327276_074 |  |  | PQ | ABN | 2771.281 | 8104601 | no | no |  |  | no |  |  | 1417998.863 | 15327276.074 |  | -1
node_1418001_289_15318991_926 |  |  | PQ | AN | 2771.281 | 8104601 | no | no |  |  | no |  |  | 1418001.289 | 15318991.926 |  | -1
node_1418022_674_15331724_846 |  |  | PQ | AN | 2771.281 | 8104601 | no | no |  |  | no |  |  | 1418022.674 | 15331724.846 |  | -1
node_1418025_39_15320893_539 |  |  | PQ | AN | 2771.281 | 8104601 | no | no |  |  | no |  |  | 1418025.39 | 15320893.539 |  | -1
node_1418027_514_15331928_442 |  |  | PQ | AN | 2771.281 | 8104601 | no | no |  |  | no |  |  | 1418027.514 | 15331928.442 |  | -1
node_1418033_745_15317123_496 |  |  | PQ | AN | 2771.281 | 8104601 | no | no |  |  | no |  |  | 1418033.745 | 15317123.496 |  | -1
node_1418053_254_15328690_825 |  |  | PQ | ABCN | 19918.584 | 8104601 | no | no |  |  | no |  |  | 1418053.254 | 15328690.825 |  | -1
node_1418057_244_15327061_231 |  |  | PQ | ABN | 2771.281 | 8104601 | no | no |  |  | no |  |  | 1418057.244 | 15327061.231 |  | -1
node_1418060_748_15327035_051 |  |  | PQ | ABN | 2771.281 | 8104601 | no | no |  |  | no |  |  | 1418060.748 | 15327035.051 |  | -1
node_1418078_877_15329562_674 |  |  | PQ | ABCN | 19918.584 | 8104601 | no | no |  |  | no |  |  | 1418078.877 | 15329562.674 |  | -1
node_1418088_99_15344383_702 |  |  | PQ | AN | 2771.281 | 8104601 | no | no |  |  | no |  |  | 1418088.99 | 15344383.702 |  | -1
node_1418096_373_15333073_304 |  |  | PQ | AN | 2771.281 | 8104601 | no | no |  |  | no |  |  | 1418096.373 | 15333073.304 |  | -1
node_1418125_978_15343569_125 |  |  | PQ | AN | 2771.281 | 8104601 | no | no |  |  | no |  |  | 1418125.978 | 15343569.125 |  | -1
node_1418141_247_15332653_503 |  |  | PQ | AN | 2771.281 | 8104601 | no | no |  |  | no |  |  | 1418141.247 | 15332653.503 |  | -1
node_1418154_084_15331865_019 |  |  | PQ | AN | 2771.281 | 8104601 | no | no |  |  | no |  |  | 1418154.084 | 15331865.019 |  | -1
node_1418155_137_15319255_817 |  |  | PQ | AN | 2771.281 | 8104601 | no | no |  |  | no |  |  | 1418155.137 | 15319255.817 |  | -1
node_1418172_601_15332465_895 |  |  | PQ | AN | 2771.281 | 8104601 | no | no |  |  | no |  |  | 1418172.601 | 15332465.895 |  | -1
node_1418190_748_15319324_256 |  |  | PQ | AD | 2771.281 | 8104601 | no | no |  |  | no |  |  | 1418190.748 | 15319324.256 |  | -1
node_1418191_563_15332172_972 |  |  | PQ | AN | 2771.281 | 8104601 | no | no |  |  | no |  |  | 1418191.563 | 15332172.972 |  | -1
node_1418196_215_15330484_318 |  |  | PQ | AN | 19918.584 | 8104601 | no | no |  |  | no |  |  | 1418196.215 | 15330484.318 |  | -1
node_1418202_507_15317077_779 |  |  | PQ | AN | 2771.281 | 8104601 | no | no |  |  | no |  |  | 1418202.507 | 15317077.779 |  | -1
node_1418231_92_15342255_619 |  |  | PQ | AN | 2771.281 | 8104601 | no | no |  |  | no |  |  | 1418231.92 | 15342255.619 |  | -1
node_1418271_333_15339911_305 |  |  | PQ | AN | 2771.281 | 8104601 | no | no |  |  | no |  |  | 1418271.333 | 15339911.305 |  | -1
node_1418278_021_15341163_722 |  |  | PQ | AN | 2771.281 | 8104601 | no | no |  |  | no |  |  | 1418278.021 | 15341163.722 |  | -1
node_1418281_287_15341688_623 |  |  | PQ | AN | 2771.281 | 8104601 | no | no |  |  | no |  |  | 1418281.287 | 15341688.623 |  | -1
node_1418282_959_15341965_862 |  |  | PQ | AN | 2771.281 | 8104601 | no | no |  |  | no |  |  | 1418282.959 | 15341965.862 |  | -1
node_1418286_632_15341464_684 |  |  | PQ | AN | 2771.281 | 8104601 | no | no |  |  | no |  |  | 1418286.632 | 15341464.684 |  | -1
node_1418294_685_15345773_551 |  |  | PQ | ABCN | 19918.584 | 8104601 | no | no |  |  | no |  |  | 1418294.685 | 15345773.551 |  | -1
node_1418306_817_15327928_775 |  |  | PQ | AN | 2771.281 | 8104601 | no | no |  |  | no |  |  | 1418306.817 | 15327928.775 |  | -1
node_1418314_713_15328752_78 |  |  | PQ | AN | 19918.584 | 8104601 | no | no |  |  | no |  |  | 1418314.713 | 15328752.78 |  | -1
node_1418316_034_15329215_355 |  |  | PQ | AN | 2771.281 | 8104601 | no | no |  |  | no |  |  | 1418316.034 | 15329215.355 |  | -1
node_1418341_193_15340234_856 |  |  | PQ | AN | 2771.281 | 8104601 | no | no |  |  | no |  |  | 1418341.193 | 15340234.856 |  | -1
node_1418378_359_15343990_62 |  |  | PQ | AN | 2771.281 | 8104601 | no | no |  |  | no |  |  | 1418378.359 | 15343990.62 |  | -1
node_1418378_444_15342704_787 |  |  | PQ | AN | 2771.281 | 8104601 | no | no |  |  | no |  |  | 1418378.444 | 15342704.787 |  | -1
node_1418407_712_15343214_781 |  |  | PQ | AN | 2771.281 | 8104601 | no | no |  |  | no |  |  | 1418407.712 | 15343214.781 |  | -1
node_1418410_527_15336545_301 |  |  | PQ | AN | 2771.281 | 8104601 | no | no |  |  | no |  |  | 1418410.527 | 15336545.301 |  | -1
node_1418434_41_15320652_67 |  |  | PQ | AN | 2771.281 | 8104601 | no | no |  |  | no |  |  | 1418434.41 | 15320652.67 |  | -1
node_1418443_11_15330292_071 |  |  | PQ | ABCN | 19918.584 | 8104601 | no | no |  |  | no |  |  | 1418443.11 | 15330292.071 |  | -1
node_1418454_578_15335662_105 |  |  | PQ | AN | 2771.281 | 8104601 | no | no |  |  | no |  |  | 1418454.578 | 15335662.105 |  | -1
node_1418459_016_15336182_468 |  |  | PQ | AN | 2771.281 | 8104601 | no | no |  |  | no |  |  | 1418459.016 | 15336182.468 |  | -1
node_1418486_011_15320122_652 |  |  | PQ | AN | 2771.281 | 8104601 | no | no |  |  | no |  |  | 1418486.011 | 15320122.652 |  | -1
node_1418486_621_15330882_931 |  |  | PQ | ABCN | 19918.584 | 8104601 | no | no |  |  | no |  |  | 1418486.621 | 15330882.931 |  | -1
node_1418488_995_15332816_388 |  |  | PQ | ABCN | 19918.584 | 8104601 | no | no |  |  | no |  |  | 1418488.995 | 15332816.388 |  | -1
node_1418496_357_15330582_827 |  |  | PQ | ABCN | 19918.584 | 8104601 | no | no |  |  | no |  |  | 1418496.357 | 15330582.827 |  | -1
node_1418503_67_15339323_609 |  |  | PQ | AN | 2771.281 | 8104601 | no | no |  |  | no |  |  | 1418503.67 | 15339323.609 |  | -1
node_1418508_915_15317004_08 |  |  | PQ | AN | 2771.281 | 8104601 | no | no |  |  | no |  |  | 1418508.915 | 15317004.08 |  | -1
node_1418513_243_15319561_882 |  |  | PQ | AN | 2771.281 | 8104601 | no | no |  |  | no |  |  | 1418513.243 | 15319561.882 |  | -1
node_1418526_226_15332296_414 |  |  | PQ | ABCN | 19918.584 | 8104601 | no | no |  |  | no |  |  | 1418526.226 | 15332296.414 |  | -1
node_1418545_188_15333367_614 |  |  | PQ | ABCN | 19918.584 | 8104601 | no | no |  |  | no |  |  | 1418545.188 | 15333367.614 |  | -1
node_1418561_108_15333142_566 |  |  | PQ | ABCN | 19918.584 | 8104601 | no | no |  |  | no |  |  | 1418561.108 | 15333142.566 |  | -1
node_1418583_154_15345813_144 |  |  | PQ | ABCN | 19918.584 | 8104601 | no | no |  |  | no |  |  | 1418583.154 | 15345813.144 |  | -1
node_1418583_936_15335779_677 |  |  | PQ | AN | 2771.281 | 8104601 | no | no |  |  | no |  |  | 1418583.936 | 15335779.677 |  | -1
node_1418607_44_15335252_08 |  |  | PQ | AN | 2771.281 | 8104601 | no | no |  |  | no |  |  | 1418607.44 | 15335252.08 |  | -1
node_1418607_895_15331164_407 |  |  | PQ | ABCN | 19918.584 | 8104601 | no | no |  |  | no |  |  | 1418607.895 | 15331164.407 |  | -1
node_1418622_669_15336303_846 |  |  | PQ | AN | 2771.281 | 8104601 | no | no |  |  | no |  |  | 1418622.669 | 15336303.846 |  | -1
node_1418632_986_15340133_299 |  |  | PQ | AN | 2771.281 | 8104601 | no | no |  |  | no |  |  | 1418632.986 | 15340133.299 |  | -1
node_1418657_04_15331742_535 |  |  | PQ | ABCN | 19918.584 | 8104601 | no | no |  |  | no |  |  | 1418657.04 | 15331742.535 |  | -1
node_1418664_664_15331442_587 |  |  | PQ | ABCN | 19918.584 | 8104601 | no | no |  |  | no |  |  | 1418664.664 | 15331442.587 |  | -1
node_1418664_741_15332642_375 |  |  | PQ | AN | 2771.281 | 8104601 | no | no |  |  | no |  |  | 1418664.741 | 15332642.375 |  | -1
node_1418687_184_15329471_269 |  |  | PQ | AN | 2771.281 | 8104601 | no | no |  |  | no |  |  | 1418687.184 | 15329471.269 |  | -1
node_1418689_68_15344231_914 |  |  | PQ | AN | 2771.281 | 8104601 | no | no |  |  | no |  |  | 1418689.68 | 15344231.914 |  | -1
node_1418712_987_15319869_077 |  |  | PQ | AN | 2771.281 | 8104601 | no | no |  |  | no |  |  | 1418712.987 | 15319869.077 |  | -1
node_1418782_87_15333719_774 |  |  | PQ | ABCN | 19918.584 | 8104601 | no | no |  |  | no |  |  | 1418782.87 | 15333719.774 |  | -1
node_1418791_554_15335119_931 |  |  | PQ | AN | 2771.281 | 8104601 | no | no |  |  | no |  |  | 1418791.554 | 15335119.931 |  | -1
node_1418801_418_15334005_757 |  |  | PQ | ABCN | 19918.584 | 8104601 | no | no |  |  | no |  |  | 1418801.418 | 15334005.757 |  | -1
node_1418828_887_15336421_9 |  |  | PQ | AN | 2771.281 | 8104601 | no | no |  |  | no |  |  | 1418828.887 | 15336421.9 |  | -1
node_1418857_201_15316999_676 |  |  | PQ | AN | 2771.281 | 8104601 | no | no |  |  | no |  |  | 1418857.201 | 15316999.676 |  | -1
node_1418860_359_15332586_435 |  |  | PQ | AN | 19918.584 | 8104601 | no | no |  |  | no |  |  | 1418860.359 | 15332586.435 |  | -1
node_1418890_806_15332150_271 |  |  | PQ | AN | 19918.584 | 8104601 | no | no |  |  | no |  |  | 1418890.806 | 15332150.271 |  | -1
node_1418901_012_15322490_706 |  |  | PQ | AN | 2771.281 | 8104601 | no | no |  |  | no |  |  | 1418901.012 | 15322490.706 |  | -1
node_1418906_935_15334285_744 |  |  | PQ | ABCN | 19918.584 | 8104601 | no | no |  |  | no |  |  | 1418906.935 | 15334285.744 |  | -1
node_1418933_461_15322255_967 |  |  | PQ | AN | 2771.281 | 8104601 | no | no |  |  | no |  |  | 1418933.461 | 15322255.967 |  | -1
node_1418939_382_15344047_005 |  |  | PQ | AN | 2771.281 | 8104601 | no | no |  |  | no |  |  | 1418939.382 | 15344047.005 |  | -1
node_1418941_512_15332743_792 |  |  | PQ | AN | 2771.281 | 8104601 | no | no |  |  | no |  |  | 1418941.512 | 15332743.792 |  | -1
node_1418942_338_15328781_969 |  |  | PQ | AN | 19918.584 | 8104601 | no | no |  |  | no |  |  | 1418942.338 | 15328781.969 |  | -1
node_1418948_688_15329468_595 |  |  | PQ | AN | 2771.281 | 8104601 | no | no |  |  | no |  |  | 1418948.688 | 15329468.595 |  | -1
node_1418966_179_15345866_592 |  |  | PQ | ABCN | 19918.584 | 8104601 | no | no |  |  | no |  |  | 1418966.179 | 15345866.592 |  | -1
node_1418969_186_15343671_353 |  |  | PQ | AN | 2771.281 | 8104601 | no | no |  |  | no |  |  | 1418969.186 | 15343671.353 |  | -1
node_1418972_821_15319975_731 |  |  | PQ | AN | 2771.281 | 8104601 | no | no |  |  | no |  |  | 1418972.821 | 15319975.731 |  | -1
node_1418989_938_15322766_225 |  |  | PQ | AN | 2771.281 | 8104601 | no | no |  |  | no |  |  | 1418989.938 | 15322766.225 |  | -1
node_1419015_224_15331785_819 |  |  | PQ | AN | 19918.584 | 8104601 | no | no |  |  | no |  |  | 1419015.224 | 15331785.819 |  | -1
node_1419020_031_15334462_587 |  |  | PQ | ABCN | 19918.584 | 8104601 | no | no |  |  | no |  |  | 1419020.031 | 15334462.587 |  | -1
node_1419024_528_15336406_603 |  |  | PQ | AN | 2771.281 | 8104601 | no | no |  |  | no |  |  | 1419024.528 | 15336406.603 |  | -1
node_1419043_877_15335506_156 |  |  | PQ | AN | 2771.281 | 8104601 | no | no |  |  | no |  |  | 1419043.877 | 15335506.156 |  | -1
node_1419052_602_15332589_285 |  |  | PQ | AN | 19918.584 | 8104601 | no | no |  |  | no |  |  | 1419052.602 | 15332589.285 |  | -1
node_1419061_162_15322565_934 |  |  | PQ | AN | 2771.281 | 8104601 | no | no |  |  | no |  |  | 1419061.162 | 15322565.934 |  | -1
node_1419062_008_15320168_038 |  |  | PQ | AN | 2771.281 | 8104601 | no | no |  |  | no |  |  | 1419062.008 | 15320168.038 |  | -1
node_1419070_021_15345262 |  |  | PQ | AN | 2771.281 | 8104601 | no | no |  |  | no |  |  | 1419070.021 | 15345262 |  | -1
node_1419090_923_15322985_528 |  |  | PQ | AN | 2771.281 | 8104601 | no | no |  |  | no |  |  | 1419090.923 | 15322985.528 |  | -1
node_1419129_824_15334720_069 |  |  | PQ | ABCN | 19918.584 | 8104601 | no | no |  |  | no |  |  | 1419129.824 | 15334720.069 |  | -1
node_1419178_144_15334912_577 |  |  | PQ | ABCN | 19918.584 | 8104601 | no | no |  |  | no |  |  | 1419178.144 | 15334912.577 |  | -1
node_1419221_309_15332305_891 |  |  | PQ | AN | 19918.584 | 8104601 | no | no |  |  | no |  |  | 1419221.309 | 15332305.891 |  | -1
node_1419226_686_15323138_266 |  |  | PQ | AN | 2771.281 | 8104601 | no | no |  |  | no |  |  | 1419226.686 | 15323138.266 |  | -1
node_1419236_19_15322763_638 |  |  | PQ | AN | 2771.281 | 8104601 | no | no |  |  | no |  |  | 1419236.19 | 15322763.638 |  | -1
node_1419256_979_15320474_37 |  |  | PQ | AN | 2771.281 | 8104601 | no | no |  |  | no |  |  | 1419256.979 | 15320474.37 |  | -1
node_1419267_432_15320952_314 |  |  | PQ | AN | 2771.281 | 8104601 | no | no |  |  | no |  |  | 1419267.432 | 15320952.314 |  | -1
node_1419275_276_15332750_896 |  |  | PQ | AN | 2771.281 | 8104601 | no | no |  |  | no |  |  | 1419275.276 | 15332750.896 |  | -1
node_1419276_812_15335199_861 |  |  | PQ | AN | 2771.281 | 8104601 | no | no |  |  | no |  |  | 1419276.812 | 15335199.861 |  | -1
node_1419299_998_15333982_877 |  |  | PQ | ABCN | 19918.584 | 8104601 | no | no |  |  | no |  |  | 1419299.998 | 15333982.877 |  | -1
node_1419300_136_15334035_677 |  |  | PQ | ABCN | 19918.584 | 8104601 | no | no |  |  | no |  |  | 1419300.136 | 15334035.677 |  | -1
node_1419302_651_15334009_285 |  |  | PQ | ABCN | 19918.584 | 8104601 | no | no |  |  | no |  |  | 1419302.651 | 15334009.285 |  | -1
node_1419305_362_15332541_86 |  |  | PQ | AN | 19918.584 | 8104601 | no | no |  |  | no |  |  | 1419305.362 | 15332541.86 |  | -1
node_1419321_933_15320327_866 |  |  | PQ | AN | 2771.281 | 8104601 | no | no |  |  | no |  |  | 1419321.933 | 15320327.866 |  | -1
node_1419369_931_15320666_242 |  |  | PQ | AN | 2771.281 | 8104601 | no | no |  |  | no |  |  | 1419369.931 | 15320666.242 |  | -1
node_1419384_046_15336755_821 |  |  | PQ | AN | 2771.281 | 8104601 | no | no |  |  | no |  |  | 1419384.046 | 15336755.821 |  | -1
node_1419441_995_15323427_999 |  |  | PQ | AN | 2771.281 | 8104601 | no | no |  |  | no |  |  | 1419441.995 | 15323427.999 |  | -1
node_1419468_429_15329546_334 |  |  | PQ | AN | 2771.281 | 8104601 | no | no |  |  | no |  |  | 1419468.429 | 15329546.334 |  | -1
node_1419511_428_15332206_451 |  |  | PQ | AN | 19918.584 | 8104601 | no | no |  |  | no |  |  | 1419511.428 | 15332206.451 |  | -1
node_1419517_412_15339332_761 |  |  | PQ | AN | 2771.281 | 8104601 | no | no |  |  | no |  |  | 1419517.412 | 15339332.761 |  | -1
node_1419544_258_15332470_181 |  |  | PQ | AN | 19918.584 | 8104601 | no | no |  |  | no |  |  | 1419544.258 | 15332470.181 |  | -1
node_1419553_996_15322966_143 |  |  | PQ | AN | 2771.281 | 8104601 | no | no |  |  | no |  |  | 1419553.996 | 15322966.143 |  | -1
node_1419597_108_15321425_679 |  |  | PQ | AN | 2771.281 | 8104601 | no | no |  |  | no |  |  | 1419597.108 | 15321425.679 |  | -1
node_1419690_327_15332398_478 |  |  | PQ | AN | 19918.584 | 8104601 | no | no |  |  | no |  |  | 1419690.327 | 15332398.478 |  | -1
node_1419693_116_15329737_591 |  |  | PQ | AN | 2771.281 | 8104601 | no | no |  |  | no |  |  | 1419693.116 | 15329737.591 |  | -1
node_1419696_316_15332465_291 |  |  | PQ | AN | 19918.584 | 8104601 | no | no |  |  | no |  |  | 1419696.316 | 15332465.291 |  | -1
node_1419701_49_15332762_683 |  |  | PQ | AN | 2771.281 | 8104601 | no | no |  |  | no |  |  | 1419701.49 | 15332762.683 |  | -1
node_1419771_546_15345730_538 |  |  | PQ | AN | 19918.584 | 8104601 | no | no |  |  | no |  |  | 1419771.546 | 15345730.538 |  | -1
node_1419901_778_15322018_622 |  |  | PQ | AN | 2771.281 | 8104601 | no | no |  |  | no |  |  | 1419901.778 | 15322018.622 |  | -1
node_1419924_654_15316622_869 |  |  | PQ | AN | 2771.281 | 8104601 | no | no |  |  | no |  |  | 1419924.654 | 15316622.869 |  | -1
node_1419942_204_15339313_416 |  |  | PQ | AN | 2771.281 | 8104601 | no | no |  |  | no |  |  | 1419942.204 | 15339313.416 |  | -1
node_1419948_002_15332771_063 |  |  | PQ | AN | 2771.281 | 8104601 | no | no |  |  | no |  |  | 1419948.002 | 15332771.063 |  | -1
node_1419983_481_15346168_512 |  |  | PQ | ABCN | 19918.584 | 8104601 | no | no |  |  | no |  |  | 1419983.481 | 15346168.512 |  | -1
node_1420006_025_15324100_691 |  |  | PQ | AN | 2771.281 | 8104601 | no | no |  |  | no |  |  | 1420006.025 | 15324100.691 |  | -1
node_1420035_235_15333334_455 |  |  | PQ | AN | 2771.281 | 8104601 | no | no |  |  | no |  |  | 1420035.235 | 15333334.455 |  | -1
node_1420070_738_15335660_242 |  |  | PQ | ABCN | 19918.584 | 8104601 | no | no |  |  | no |  |  | 1420070.738 | 15335660.242 |  | -1
node_1420119_783_15332841_739 |  |  | PQ | AN | 2771.281 | 8104601 | no | no |  |  | no |  |  | 1420119.783 | 15332841.739 |  | -1
node_1420123_772_15332087_489 |  |  | PQ | AN | 19918.584 | 8104601 | no | no |  |  | no |  |  | 1420123.772 | 15332087.489 |  | -1
node_1420130_196_15332347_254 |  |  | PQ | AN | 19918.584 | 8104601 | no | no |  |  | no |  |  | 1420130.196 | 15332347.254 |  | -1
node_1420131_086_15329704_568 |  |  | PQ | AN | 2771.281 | 8104601 | no | no |  |  | no |  |  | 1420131.086 | 15329704.568 |  | -1
node_1420153_664_15322259_944 |  |  | PQ | AN | 2771.281 | 8104601 | no | no |  |  | no |  |  | 1420153.664 | 15322259.944 |  | -1
node_1420201_672_15345887_034 |  |  | PQ | AN | 19918.584 | 8104601 | no | no |  |  | no |  |  | 1420201.672 | 15345887.034 |  | -1
node_1420222_161_15337929_872 |  |  | PQ | AN | 2771.281 | 8104601 | no | no |  |  | no |  |  | 1420222.161 | 15337929.872 |  | -1
node_1420256_685_15329437_126 |  |  | PQ | AN | 2771.281 | 8104601 | no | no |  |  | no |  |  | 1420256.685 | 15329437.126 |  | -1
node_1420275_8_15336847_482 |  |  | PQ | AN | 2771.281 | 8104601 | no | no |  |  | no |  |  | 1420275.8 | 15336847.482 |  | -1
node_1420285_375_15322486_174 |  |  | PQ | AN | 2771.281 | 8104601 | no | no |  |  | no |  |  | 1420285.375 | 15322486.174 |  | -1
node_1420293_665_15339327_844 |  |  | PQ | AN | 2771.281 | 8104601 | no | no |  |  | no |  |  | 1420293.665 | 15339327.844 |  | -1
node_1420297_123_15335952_12 |  |  | PQ | ABCN | 19918.584 | 8104601 | no | no |  |  | no |  |  | 1420297.123 | 15335952.12 |  | -1
node_1420346_012_15335642_659 |  |  | PQ | AN | 19918.584 | 8104601 | no | no |  |  | no |  |  | 1420346.012 | 15335642.659 |  | -1
node_1420382_657_15346193_741 |  |  | PQ | ABCN | 19918.584 | 8104601 | no | no |  |  | no |  |  | 1420382.657 | 15346193.741 |  | -1
node_1420417_834_15322113_727 |  |  | PQ | AN | 2771.281 | 8104601 | no | no |  |  | no |  |  | 1420417.834 | 15322113.727 |  | -1
node_1420460_886_15329262_996 |  |  | PQ | AN | 2771.281 | 8104601 | no | no |  |  | no |  |  | 1420460.886 | 15329262.996 |  | -1
node_1420485_764_15335996_066 |  |  | PQ | ABCN | 19918.584 | 8104601 | no | no |  |  | no |  |  | 1420485.764 | 15335996.066 |  | -1
node_1420503_537_15350415_56 |  |  | PQ | AN | 2771.281 | 8104601 | no | no |  |  | no |  |  | 1420503.537 | 15350415.56 |  | -1
node_1420544_698_15338620_893 |  |  | PQ | AN | 2771.281 | 8104601 | no | no |  |  | no |  |  | 1420544.698 | 15338620.893 |  | -1
node_1420571_443_15346208_806 |  |  | PQ | ABCN | 19918.584 | 8104601 | no | no |  |  | no |  |  | 1420571.443 | 15346208.806 |  | -1
node_1420638_788_15328319_458 |  |  | PQ | AN | 2771.281 | 8104601 | no | no |  |  | no |  |  | 1420638.788 | 15328319.458 |  | -1
node_1420640_029_15324054_532 |  |  | PQ | AN | 2771.281 | 8104601 | no | no |  |  | no |  |  | 1420640.029 | 15324054.532 |  | -1
node_1420643_799_15338824_103 |  |  | PQ | AN | 2771.281 | 8104601 | no | no |  |  | no |  |  | 1420643.799 | 15338824.103 |  | -1
node_1420661_374_15339361_781 |  |  | PQ | AN | 2771.281 | 8104601 | no | no |  |  | no |  |  | 1420661.374 | 15339361.781 |  | -1
node_1420685_4_15322738_369 |  |  | PQ | AN | 2771.281 | 8104601 | no | no |  |  | no |  |  | 1420685.4 | 15322738.369 |  | -1
node_1420745_877_15336865_957 |  |  | PQ | AN | 2771.281 | 8104601 | no | no |  |  | no |  |  | 1420745.877 | 15336865.957 |  | -1
node_1420755_883_15322542_423 |  |  | PQ | AN | 2771.281 | 8104601 | no | no |  |  | no |  |  | 1420755.883 | 15322542.423 |  | -1
node_1420819_086_15339787_075 |  |  | PQ | AN | 2771.281 | 8104601 | no | no |  |  | no |  |  | 1420819.086 | 15339787.075 |  | -1
node_1420881_558_15339101_604 |  |  | PQ | AN | 2771.281 | 8104601 | no | no |  |  | no |  |  | 1420881.558 | 15339101.604 |  | -1
node_1420882_554_15346226_296 |  |  | PQ | ABCN | 19918.584 | 8104601 | no | no |  |  | no |  |  | 1420882.554 | 15346226.296 |  | -1
node_1420921_552_15323038_967 |  |  | PQ | AN | 2771.281 | 8104601 | no | no |  |  | no |  |  | 1420921.552 | 15323038.967 |  | -1
node_1420941_864_15333013_479 |  |  | PQ | AN | 2771.281 | 8104601 | no | no |  |  | no |  |  | 1420941.864 | 15333013.479 |  | -1
node_1420962_245_15323735_193 |  |  | PQ | AN | 2771.281 | 8104601 | no | no |  |  | no |  |  | 1420962.245 | 15323735.193 |  | -1
node_1420962_474_15324160_721 |  |  | PQ | AN | 2771.281 | 8104601 | no | no |  |  | no |  |  | 1420962.474 | 15324160.721 |  | -1
node_1420965_356_15323930_374 |  |  | PQ | AN | 2771.281 | 8104601 | no | no |  |  | no |  |  | 1420965.356 | 15323930.374 |  | -1
node_1420965_581_15323722_695 |  |  | PQ | AN | 2771.281 | 8104601 | no | no |  |  | no |  |  | 1420965.581 | 15323722.695 |  | -1
node_1420973_665_15323442_034 |  |  | PQ | AN | 2771.281 | 8104601 | no | no |  |  | no |  |  | 1420973.665 | 15323442.034 |  | -1
node_1420997_917_15324398_367 |  |  | PQ | AN | 2771.281 | 8104601 | no | no |  |  | no |  |  | 1420997.917 | 15324398.367 |  | -1
node_1421021_082_15316068_837 |  |  | PQ | AN | 2771.281 | 8104601 | no | no |  |  | no |  |  | 1421021.082 | 15316068.837 |  | -1
node_1421034_245_15324913_683 |  |  | PQ | AN | 2771.281 | 8104601 | no | no |  |  | no |  |  | 1421034.245 | 15324913.683 |  | -1
node_1421038_9_15352015_391 |  |  | PQ | AN | 2771.281 | 8104601 | no | no |  |  | no |  |  | 1421038.9 | 15352015.391 |  | -1
node_1421043_317_15324643_109 |  |  | PQ | AN | 2771.281 | 8104601 | no | no |  |  | no |  |  | 1421043.317 | 15324643.109 |  | -1
node_1421046_004_15339400_227 |  |  | PQ | AN | 2771.281 | 8104601 | no | no |  |  | no |  |  | 1421046.004 | 15339400.227 |  | -1
node_1421058_448_15326962_588 |  |  | PQ | AN | 2771.281 | 8104601 | no | no |  |  | no |  |  | 1421058.448 | 15326962.588 |  | -1
node_1421073_596_15326547_52 |  |  | PQ | AN | 2771.281 | 8104601 | no | no |  |  | no |  |  | 1421073.596 | 15326547.52 |  | -1
node_1421091_013_15346172_13 |  |  | PQ | ABCN | 19918.584 | 8104601 | no | no |  |  | no |  |  | 1421091.013 | 15346172.13 |  | -1
node_1421150_36_15339860_251 |  |  | PQ | AN | 2771.281 | 8104601 | no | no |  |  | no |  |  | 1421150.36 | 15339860.251 |  | -1
node_1421159_596_15326750_42 |  |  | PQ | AN | 2771.281 | 8104601 | no | no |  |  | no |  |  | 1421159.596 | 15326750.42 |  | -1
node_1421170_505_15325042_044 |  |  | PQ | AN | 2771.281 | 8104601 | no | no |  |  | no |  |  | 1421170.505 | 15325042.044 |  | -1
node_1421203_162_15322660_437 |  |  | PQ | AN | 2771.281 | 8104601 | no | no |  |  | no |  |  | 1421203.162 | 15322660.437 |  | -1
node_1421212_344_15325923_732 |  |  | PQ | AN | 2771.281 | 8104601 | no | no |  |  | no |  |  | 1421212.344 | 15325923.732 |  | -1
node_1421294_134_15346056_215 |  |  | PQ | ABCN | 19918.584 | 8104601 | no | no |  |  | no |  |  | 1421294.134 | 15346056.215 |  | -1
node_1421381_068_15351628_555 |  |  | PQ | AN | 2771.281 | 8104601 | no | no |  |  | no |  |  | 1421381.068 | 15351628.555 |  | -1
node_1421403_772_15332938_605 |  |  | PQ | AN | 2771.281 | 8104601 | no | no |  |  | no |  |  | 1421403.772 | 15332938.605 |  | -1
node_1421416_045_15323006_51 |  |  | PQ | AN | 2771.281 | 8104601 | no | no |  |  | no |  |  | 1421416.045 | 15323006.51 |  | -1
node_1421422_995_15346297_842 |  |  | PQ | ABCN | 19918.584 | 8104601 | no | no |  |  | no |  |  | 1421422.995 | 15346297.842 |  | -1
node_1421457_997_15340198_377 |  |  | PQ | AN | 2771.281 | 8104601 | no | no |  |  | no |  |  | 1421457.997 | 15340198.377 |  | -1
node_1421521_812_15339853_273 |  |  | PQ | AN | 2771.281 | 8104601 | no | no |  |  | no |  |  | 1421521.812 | 15339853.273 |  | -1
node_1421548_121_15340445_117 |  |  | PQ | AN | 2771.281 | 8104601 | no | no |  |  | no |  |  | 1421548.121 | 15340445.117 |  | -1
node_1421557_194_15329249_322 |  |  | PQ | AN | 2771.281 | 8104601 | no | no |  |  | no |  |  | 1421557.194 | 15329249.322 |  | -1
node_1421597_783_15346738_956 |  |  | PQ | ABCN | 2771.281 | 8104601 | no | no |  |  | no |  |  | 1421597.783 | 15346738.956 |  | -1
node_1421598_665_15346045_127 |  |  | PQ | ABCN | 19918.584 | 8104601 | no | no |  |  | no |  |  | 1421598.665 | 15346045.127 |  | -1
node_1421638_945_15340820_23 |  |  | PQ | AN | 2771.281 | 8104601 | no | no |  |  | no |  |  | 1421638.945 | 15340820.23 |  | -1
node_1421677_49_15327324_242 |  |  | PQ | AN | 2771.281 | 8104601 | no | no |  |  | no |  |  | 1421677.49 | 15327324.242 |  | -1
node_1421683_815_15336983_604 |  |  | PQ | ABCN | 19918.584 | 8104601 | no | no |  |  | no |  |  | 1421683.815 | 15336983.604 |  | -1
node_1421688_333_15337193_334 |  |  | PQ | AN | 19918.584 | 8104601 | no | no |  |  | no |  |  | 1421688.333 | 15337193.334 |  | -1
node_1421702_812_15351707_885 |  |  | PQ | AN | 2771.281 | 8104601 | no | no |  |  | no |  |  | 1421702.812 | 15351707.885 |  | -1
node_1421710_631_15323215_295 |  |  | PQ | AN | 2771.281 | 8104601 | no | no |  |  | no |  |  | 1421710.631 | 15323215.295 |  | -1
node_1421749_142_15341182_829 |  |  | PQ | AN | 2771.281 | 8104601 | no | no |  |  | no |  |  | 1421749.142 | 15341182.829 |  | -1
node_1421812_944_15332914_129 |  |  | PQ | AN | 2771.281 | 8104601 | no | no |  |  | no |  |  | 1421812.944 | 15332914.129 |  | -1
node_1421820_208_15332913_863 |  |  | PQ | AN | 2771.281 | 8104601 | no | no |  |  | no |  |  | 1421820.208 | 15332913.863 |  | -1
node_1421844_095_15322215_715 |  |  | PQ | AN | 2771.281 | 8104601 | no | no |  |  | no |  |  | 1421844.095 | 15322215.715 |  | -1
node_1421915_893_15351831_048 |  |  | PQ | AN | 2771.281 | 8104601 | no | no |  |  | no |  |  | 1421915.893 | 15351831.048 |  | -1
node_1421939_068_15341596_332 |  |  | PQ | AN | 2771.281 | 8104601 | no | no |  |  | no |  |  | 1421939.068 | 15341596.332 |  | -1
node_1421978_338_15347702_274 |  |  | PQ | ABCN | 2771.281 | 8104601 | no | no |  |  | no |  |  | 1421978.338 | 15347702.274 |  | -1
node_1422012_739_15332914_532 |  |  | PQ | AN | 2771.281 | 8104601 | no | no |  |  | no |  |  | 1422012.739 | 15332914.532 |  | -1
node_1422023_799_15341785_717 |  |  | PQ | AN | 2771.281 | 8104601 | no | no |  |  | no |  |  | 1422023.799 | 15341785.717 |  | -1
node_1422036_937_15348907_332 |  |  | PQ | ABCN | 2771.281 | 8104601 | no | no |  |  | no |  |  | 1422036.937 | 15348907.332 |  | -1
node_1422059_37_15323276_836 |  |  | PQ | AN | 2771.281 | 8104601 | no | no |  |  | no |  |  | 1422059.37 | 15323276.836 |  | -1
node_1422090_938_15341948_145 |  |  | PQ | AN | 2771.281 | 8104601 | no | no |  |  | no |  |  | 1422090.938 | 15341948.145 |  | -1
node_1422149_43_15337333_386 |  |  | PQ | ABCN | 19918.584 | 8104601 | no | no |  |  | no |  |  | 1422149.43 | 15337333.386 |  | -1
node_1422193_195_15345358_401 |  |  | PQ | AN | 19918.584 | 8104601 | no | no |  |  | no |  |  | 1422193.195 | 15345358.401 |  | -1
node_1422237_463_15332908_391 |  |  | PQ | AN | 2771.281 | 8104601 | no | no |  |  | no |  |  | 1422237.463 | 15332908.391 |  | -1
node_1422277_158_15341704_832 |  |  | PQ | AN | 2771.281 | 8104601 | no | no |  |  | no |  |  | 1422277.158 | 15341704.832 |  | -1
node_1422282_56_15323433_541 |  |  | PQ | AN | 2771.281 | 8104601 | no | no |  |  | no |  |  | 1422282.56 | 15323433.541 |  | -1
node_1422314_288_15322301_484 |  |  | PQ | AN | 2771.281 | 8104601 | no | no |  |  | no |  |  | 1422314.288 | 15322301.484 |  | -1
node_1422314_899_15349986_268 |  |  | PQ | AN | 2771.281 | 8104601 | no | no |  |  | no |  |  | 1422314.899 | 15349986.268 |  | -1
node_1422327_766_15350242_762 |  |  | PQ | AN | 2771.281 | 8104601 | no | no |  |  | no |  |  | 1422327.766 | 15350242.762 |  | -1
node_1422333_766_15342247_066 |  |  | PQ | AN | 2771.281 | 8104601 | no | no |  |  | no |  |  | 1422333.766 | 15342247.066 |  | -1
node_1422417_937_15342563_335 |  |  | PQ | AN | 2771.281 | 8104601 | no | no |  |  | no |  |  | 1422417.937 | 15342563.335 |  | -1
node_1422457_06_15350820_309 |  |  | PQ | AN | 2771.281 | 8104601 | no | no |  |  | no |  |  | 1422457.06 | 15350820.309 |  | -1
node_1422491_312_15351044_871 |  |  | PQ | AN | 2771.281 | 8104601 | no | no |  |  | no |  |  | 1422491.312 | 15351044.871 |  | -1
node_1422508_798_15323448_428 |  |  | PQ | AN | 2771.281 | 8104601 | no | no |  |  | no |  |  | 1422508.798 | 15323448.428 |  | -1
node_1422530_927_15322796_62 |  |  | PQ | AN | 2771.281 | 8104601 | no | no |  |  | no |  |  | 1422530.927 | 15322796.62 |  | -1
node_1422564_086_15353857_91 |  |  | PQ | AN | 2771.281 | 8104601 | no | no |  |  | no |  |  | 1422564.086 | 15353857.91 |  | -1
node_1422579_541_15321899_242 |  |  | PQ | AN | 2771.281 | 8104601 | no | no |  |  | no |  |  | 1422579.541 | 15321899.242 |  | -1
node_1422599_005_15342857_715 |  |  | PQ | AN | 2771.281 | 8104601 | no | no |  |  | no |  |  | 1422599.005 | 15342857.715 |  | -1
node_1422785_154_15351878_181 |  |  | PQ | AN | 2771.281 | 8104601 | no | no |  |  | no |  |  | 1422785.154 | 15351878.181 |  | -1
node_1422807_224_15324258_764 |  |  | PQ | AN | 2771.281 | 8104601 | no | no |  |  | no |  |  | 1422807.224 | 15324258.764 |  | -1
node_1422819_068_15332909_843 |  |  | PQ | AN | 2771.281 | 8104601 | no | no |  |  | no |  |  | 1422819.068 | 15332909.843 |  | -1
node_1422873_105_15343371_014 |  |  | PQ | AN | 2771.281 | 8104601 | no | no |  |  | no |  |  | 1422873.105 | 15343371.014 |  | -1
node_1422905_557_15345390_754 |  |  | PQ | ABCN | 19918.584 | 8104601 | no | no |  |  | no |  |  | 1422905.557 | 15345390.754 |  | -1
node_1422911_758_15337907_554 |  |  | PQ | ABCN | 19918.584 | 8104601 | no | no |  |  | no |  |  | 1422911.758 | 15337907.554 |  | -1
node_1422995_02_15344410_413 |  |  | PQ | AN | 2771.281 | 8104601 | no | no |  |  | no |  |  | 1422995.02 | 15344410.413 |  | -1
node_1422999_986_15324092_333 |  |  | PQ | AN | 2771.281 | 8104601 | no | no |  |  | no |  |  | 1422999.986 | 15324092.333 |  | -1
node_1423042_758_15332905_399 |  |  | PQ | AN | 2771.281 | 8104601 | no | no |  |  | no |  |  | 1423042.758 | 15332905.399 |  | -1
node_1423089_869_15338068_28 |  |  | PQ | ABCN | 19918.584 | 8104601 | no | no |  |  | no |  |  | 1423089.869 | 15338068.28 |  | -1
node_1423122_178_15352431_994 |  |  | PQ | AN | 2771.281 | 8104601 | no | no |  |  | no |  |  | 1423122.178 | 15352431.994 |  | -1
node_1423228_227_15345233_759 |  |  | PQ | ABCN | 19918.584 | 8104601 | no | no |  |  | no |  |  | 1423228.227 | 15345233.759 |  | -1
node_1423263_623_15338319_761 |  |  | PQ | ABCN | 19918.584 | 8104601 | no | no |  |  | no |  |  | 1423263.623 | 15338319.761 |  | -1
node_1423283_073_15338605_548 |  |  | PQ | ABCN | 19918.584 | 8104601 | no | no |  |  | no |  |  | 1423283.073 | 15338605.548 |  | -1
node_1423354_903_15361214_181 |  |  | PQ | AN | 2771.281 | 8104601 | no | no |  |  | no |  |  | 1423354.903 | 15361214.181 |  | -1
node_1423362_635_15324710_115 |  |  | PQ | AN | 2771.281 | 8104601 | no | no |  |  | no |  |  | 1423362.635 | 15324710.115 |  | -1
node_1423379_615_15353030_001 |  |  | PQ | AN | 2771.281 | 8104601 | no | no |  |  | no |  |  | 1423379.615 | 15353030.001 |  | -1
node_1423413_764_15345095_452 |  |  | PQ | ABCN | 19918.584 | 8104601 | no | no |  |  | no |  |  | 1423413.764 | 15345095.452 |  | -1
node_1423434_103_15353546_418 |  |  | PQ | AN | 2771.281 | 8104601 | no | no |  |  | no |  |  | 1423434.103 | 15353546.418 |  | -1
node_1423493_852_15353299_007 |  |  | PQ | AN | 2771.281 | 8104601 | no | no |  |  | no |  |  | 1423493.852 | 15353299.007 |  | -1
node_1423530_903_15339134_953 |  |  | PQ | ABCN | 19918.584 | 8104601 | no | no |  |  | no |  |  | 1423530.903 | 15339134.953 |  | -1
node_1423553_155_15332912_998 |  |  | PQ | AN | 2771.281 | 8104601 | no | no |  |  | no |  |  | 1423553.155 | 15332912.998 |  | -1
node_1423564_651_15325031_078 |  |  | PQ | AN | 2771.281 | 8104601 | no | no |  |  | no |  |  | 1423564.651 | 15325031.078 |  | -1
node_1423629_922_15338076_706 |  |  | PQ | AN | 19918.584 | 8104601 | no | no |  |  | no |  |  | 1423629.922 | 15338076.706 |  | -1
node_1423640_74_15354015_623 |  |  | PQ | AN | 2771.281 | 8104601 | no | no |  |  | no |  |  | 1423640.74 | 15354015.623 |  | -1
node_1423649_596_15354201_943 |  |  | PQ | AN | 2771.281 | 8104601 | no | no |  |  | no |  |  | 1423649.596 | 15354201.943 |  | -1
node_1423651_668_15345083_189 |  |  | PQ | ABCN | 19918.584 | 8104601 | no | no |  |  | no |  |  | 1423651.668 | 15345083.189 |  | -1
node_1423719_074_15323991_941 |  |  | PQ | AN | 2771.281 | 8104601 | no | no |  |  | no |  |  | 1423719.074 | 15323991.941 |  | -1
node_1423745_819_15325308_87 |  |  | PQ | AN | 2771.281 | 8104601 | no | no |  |  | no |  |  | 1423745.819 | 15325308.87 |  | -1
node_1423769_153_15353776_353 |  |  | PQ | AN | 2771.281 | 8104601 | no | no |  |  | no |  |  | 1423769.153 | 15353776.353 |  | -1
node_1423796_135_15354513_69 |  |  | PQ | AN | 2771.281 | 8104601 | no | no |  |  | no |  |  | 1423796.135 | 15354513.69 |  | -1
node_1423811_919_15345739_556 |  |  | PQ | AN | 19918.584 | 8104601 | no | no |  |  | no |  |  | 1423811.919 | 15345739.556 |  | -1
node_1423816_671_15344947_392 |  |  | PQ | ABCN | 19918.584 | 8104601 | no | no |  |  | no |  |  | 1423816.671 | 15344947.392 |  | -1
node_1423821_319_15325629_259 |  |  | PQ | AN | 2771.281 | 8104601 | no | no |  |  | no |  |  | 1423821.319 | 15325629.259 |  | -1
node_1423852_971_15326105_062 |  |  | PQ | AN | 2771.281 | 8104601 | no | no |  |  | no |  |  | 1423852.971 | 15326105.062 |  | -1
node_1423896_498_15357019_384 |  |  | PQ | AN | 2771.281 | 8104601 | no | no |  |  | no |  |  | 1423896.498 | 15357019.384 |  | -1
node_1423921_448_15332915_97 |  |  | PQ | AN | 2771.281 | 8104601 | no | no |  |  | no |  |  | 1423921.448 | 15332915.97 |  | -1
node_1423942_011_15339865_218 |  |  | PQ | ABCN | 19918.584 | 8104601 | no | no |  |  | no |  |  | 1423942.011 | 15339865.218 |  | -1
node_1423975_9_15326748_657 |  |  | PQ | AN | 2771.281 | 8104601 | no | no |  |  | no |  |  | 1423975.9 | 15326748.657 |  | -1
node_1423976_129_15357890_401 |  |  | PQ | AN | 2771.281 | 8104601 | no | no |  |  | no |  |  | 1423976.129 | 15357890.401 |  | -1
node_1423992_108_15326468_971 |  |  | PQ | AN | 2771.281 | 8104601 | no | no |  |  | no |  |  | 1423992.108 | 15326468.971 |  | -1
node_1423995_16_15355259_581 |  |  | PQ | AN | 2771.281 | 8104601 | no | no |  |  | no |  |  | 1423995.16 | 15355259.581 |  | -1
node_1424008_94_15344943_904 |  |  | PQ | ABCN | 19918.584 | 8104601 | no | no |  |  | no |  |  | 1424008.94 | 15344943.904 |  | -1
node_1424027_944_15341556_589 |  |  | PQ | AN | 7199.558 | 8104601 | no | no |  |  | no |  |  | 1424027.944 | 15341556.589 |  | -1
node_1424132_249_15355716_036 |  |  | PQ | AN | 2771.281 | 8104601 | no | no |  |  | no |  |  | 1424132.249 | 15355716.036 |  | -1
node_1424148_417_15344896_832 |  |  | PQ | ABCN | 19918.584 | 8104601 | no | no |  |  | no |  |  | 1424148.417 | 15344896.832 |  | -1
node_1424227_233_15358379_651 |  |  | PQ | AN | 2771.281 | 8104601 | no | no |  |  | no |  |  | 1424227.233 | 15358379.651 |  | -1
node_1424243_735_15356139_477 |  |  | PQ | AN | 2771.281 | 8104601 | no | no |  |  | no |  |  | 1424243.735 | 15356139.477 |  | -1
node_1424246_533_15341981_363 |  |  | PQ | AN | 7199.558 | 8104601 | no | no |  |  | no |  |  | 1424246.533 | 15341981.363 |  | -1
node_1424256_663_15358091_349 |  |  | PQ | AN | 2771.281 | 8104601 | no | no |  |  | no |  |  | 1424256.663 | 15358091.349 |  | -1
node_1424259_815_15358825_094 |  |  | PQ | AN | 2771.281 | 8104601 | no | no |  |  | no |  |  | 1424259.815 | 15358825.094 |  | -1
node_1424260_223_15359483_641 |  |  | PQ | AN | 2771.281 | 8104601 | no | no |  |  | no |  |  | 1424260.223 | 15359483.641 |  | -1
node_1424264_785_15360120_089 |  |  | PQ | AN | 2771.281 | 8104601 | no | no |  |  | no |  |  | 1424264.785 | 15360120.089 |  | -1
node_1424287_801_15357818_588 |  |  | PQ | AN | 2771.281 | 8104601 | no | no |  |  | no |  |  | 1424287.801 | 15357818.588 |  | -1
node_1424290_891_15340171_166 |  |  | PQ | ABCN | 19918.584 | 8104601 | no | no |  |  | no |  |  | 1424290.891 | 15340171.166 |  | -1
node_1424291_023_15332949_523 |  |  | PQ | AN | 2771.281 | 8104601 | no | no |  |  | no |  |  | 1424291.023 | 15332949.523 |  | -1
node_1424313_574_15357477_786 |  |  | PQ | AN | 2771.281 | 8104601 | no | no |  |  | no |  |  | 1424313.574 | 15357477.786 |  | -1
node_1424326_713_15344838_131 |  |  | PQ | ABCN | 19918.584 | 8104601 | no | no |  |  | no |  |  | 1424326.713 | 15344838.131 |  | -1
node_1424332_999_15356601_279 |  |  | PQ | AN | 2771.281 | 8104601 | no | no |  |  | no |  |  | 1424332.999 | 15356601.279 |  | -1
node_1424349_389_15344050_222 |  |  | PQ | AN | 19918.584 | 8104601 | no | no |  |  | no |  |  | 1424349.389 | 15344050.222 |  | -1
node_1424353_15_15353768_62 |  |  | PQ | AN | 2771.281 | 8104601 | no | no |  |  | no |  |  | 1424353.15 | 15353768.62 |  | -1
node_1424368_845_15356989_57 |  |  | PQ | AN | 2771.281 | 8104601 | no | no |  |  | no |  |  | 1424368.845 | 15356989.57 |  | -1
node_1424383_398_15341344_678 |  |  | PQ | AN | 7199.558 | 8104601 | no | no |  |  | no |  |  | 1424383.398 | 15341344.678 |  | -1
node_1424393_416_15354121_67 |  |  | PQ | AN | 2771.281 | 8104601 | no | no |  |  | no |  |  | 1424393.416 | 15354121.67 |  | -1
node_1424408_535_15327868_294 |  |  | PQ | AN | 2771.281 | 8104601 | no | no |  |  | no |  |  | 1424408.535 | 15327868.294 |  | -1
node_1424420_299_15340180_331 |  |  | PQ | AN | 19918.584 | 8104601 | no | no |  |  | no |  |  | 1424420.299 | 15340180.331 |  | -1
node_1424429_968_15360931_954 |  |  | PQ | AN | 2771.281 | 8104601 | no | no |  |  | no |  |  | 1424429.968 | 15360931.954 |  | -1
node_1424522_053_15340382_733 |  |  | PQ | ABCN | 19918.584 | 8104601 | no | no |  |  | no |  |  | 1424522.053 | 15340382.733 |  | -1
node_1424551_143_15345256_526 |  |  | PQ | AN | 19918.584 | 8104601 | no | no |  |  | no |  |  | 1424551.143 | 15345256.526 |  | -1
node_1424559_756_15358862_068 |  |  | PQ | AN | 2771.281 | 8104601 | no | no |  |  | no |  |  | 1424559.756 | 15358862.068 |  | -1
node_1424569_251_15361600_991 |  |  | PQ | AN | 2771.281 | 8104601 | no | no |  |  | no |  |  | 1424569.251 | 15361600.991 |  | -1
node_1424633_148_15339808_777 |  |  | PQ | AN | 19918.584 | 8104601 | no | no |  |  | no |  |  | 1424633.148 | 15339808.777 |  | -1
node_1424635_54_15332952_722 |  |  | PQ | AN | 2771.281 | 8104601 | no | no |  |  | no |  |  | 1424635.54 | 15332952.722 |  | -1
node_1424648_847_15361863_343 |  |  | PQ | AN | 2771.281 | 8104601 | no | no |  |  | no |  |  | 1424648.847 | 15361863.343 |  | -1
node_1424693_811_15340537_549 |  |  | PQ | AN | 19918.584 | 8104601 | no | no |  |  | no |  |  | 1424693.811 | 15340537.549 |  | -1
node_1424705_317_15340982_45 |  |  | PQ | ABCN | 19918.584 | 8104601 | no | no |  |  | no |  |  | 1424705.317 | 15340982.45 |  | -1
node_1424727_77_15328127_469 |  |  | PQ | AN | 2771.281 | 8104601 | no | no |  |  | no |  |  | 1424727.77 | 15328127.469 |  | -1
node_1424852_199_15342410_143 |  |  | PQ | ABCN | 19918.584 | 8104601 | no | no |  |  | no |  |  | 1424852.199 | 15342410.143 |  | -1
node_1424860_891_15339296_05 |  |  | PQ | AN | 19918.584 | 8104601 | no | no |  |  | no |  |  | 1424860.891 | 15339296.05 |  | -1
node_1424871_643_15341556_341 |  |  | PQ | ABCN | 19918.584 | 8104601 | no | no |  |  | no |  |  | 1424871.643 | 15341556.341 |  | -1
node_1424879_612_15342142_073 |  |  | PQ | ABCN | 19918.584 | 8104601 | no | no |  |  | no |  |  | 1424879.612 | 15342142.073 |  | -1
node_1424925_765_15340876_178 |  |  | PQ | AN | 19918.584 | 8104601 | no | no |  |  | no |  |  | 1424925.765 | 15340876.178 |  | -1
node_1424952_647_15333022_333 |  |  | PQ | AN | 2771.281 | 8104601 | no | no |  |  | no |  |  | 1424952.647 | 15333022.333 |  | -1
node_1424954_684_15344621_147 |  |  | PQ | ABCN | 19918.584 | 8104601 | no | no |  |  | no |  |  | 1424954.684 | 15344621.147 |  | -1
node_1424976_611_15341196_511 |  |  | PQ | AN | 2771.281 | 8104601 | no | no |  |  | no |  |  | 1424976.611 | 15341196.511 |  | -1
node_1424987_519_15328357_663 |  |  | PQ | AN | 2771.281 | 8104601 | no | no |  |  | no |  |  | 1424987.519 | 15328357.663 |  | -1
node_1424987_637_15332862_986 |  |  | PQ | AN | 2771.281 | 8104601 | no | no |  |  | no |  |  | 1424987.637 | 15332862.986 |  | -1
node_1425031_519_15342672_685 |  |  | PQ | ABCN | 19918.584 | 8104601 | no | no |  |  | no |  |  | 1425031.519 | 15342672.685 |  | -1
node_1425111_099_15342979_965 |  |  | PQ | ABCN | 19918.584 | 8104601 | no | no |  |  | no |  |  | 1425111.099 | 15342979.965 |  | -1
node_1425138_569_15344130_298 |  |  | PQ | ABCN | 19918.584 | 8104601 | no | no |  |  | no |  |  | 1425138.569 | 15344130.298 |  | -1
node_1425232_789_15333104_031 |  |  | PQ | AN | 2771.281 | 8104601 | no | no |  |  | no |  |  | 1425232.789 | 15333104.031 |  | -1
node_1425235_272_15341400_01 |  |  | PQ | AN | 19918.584 | 8104601 | no | no |  |  | no |  |  | 1425235.272 | 15341400.01 |  | -1
node_1425239_047_15341944_408 |  |  | PQ | AN | 19918.584 | 8104601 | no | no |  |  | no |  |  | 1425239.047 | 15341944.408 |  | -1
node_1425244_611_15328693_775 |  |  | PQ | AN | 2771.281 | 8104601 | no | no |  |  | no |  |  | 1425244.611 | 15328693.775 |  | -1
node_1425335_605_15329453_083 |  |  | PQ | AN | 2771.281 | 8104601 | no | no |  |  | no |  |  | 1425335.605 | 15329453.083 |  | -1
node_1425337_261_15344330_287 |  |  | PQ | ABCN | 19918.584 | 8104601 | no | no |  |  | no |  |  | 1425337.261 | 15344330.287 |  | -1
node_1425376_713_15341175_541 |  |  | PQ | AN | 2771.281 | 8104601 | no | no |  |  | no |  |  | 1425376.713 | 15341175.541 |  | -1
node_1425536_632_15328890_396 |  |  | PQ | AN | 2771.281 | 8104601 | no | no |  |  | no |  |  | 1425536.632 | 15328890.396 |  | -1
node_1425592_801_15344918_893 |  |  | PQ | ABN | 19918.584 | 8104601 | no | no |  |  | no |  |  | 1425592.801 | 15344918.893 |  | -1
node_1425606_619_15329106_636 |  |  | PQ | AN | 2771.281 | 8104601 | no | no |  |  | no |  |  | 1425606.619 | 15329106.636 |  | -1
node_1425607_836_15341098_035 |  |  | PQ | AN | 2771.281 | 8104601 | no | no |  |  | no |  |  | 1425607.836 | 15341098.035 |  | -1
node_1425774_257_15339260_633 |  |  | PQ | AN | 19918.584 | 8104601 | no | no |  |  | no |  |  | 1425774.257 | 15339260.633 |  | -1
node_1425774_558_15341084_36 |  |  | PQ | AN | 2771.281 | 8104601 | no | no |  |  | no |  |  | 1425774.558 | 15341084.36 |  | -1
node_1425796_277_15329110_892 |  |  | PQ | AN | 2771.281 | 8104601 | no | no |  |  | no |  |  | 1425796.277 | 15329110.892 |  | -1
node_1425809_889_15345245_417 |  |  | PQ | ABN | 19918.584 | 8104601 | no | no |  |  | no |  |  | 1425809.889 | 15345245.417 |  | -1
node_1425868_432_15333302_462 |  |  | PQ | AN | 2771.281 | 8104601 | no | no |  |  | no |  |  | 1425868.432 | 15333302.462 |  | -1
node_1425990_295_15329368_78 |  |  | PQ | AN | 2771.281 | 8104601 | no | no |  |  | no |  |  | 1425990.295 | 15329368.78 |  | -1
node_1426042_499_15345364_744 |  |  | PQ | ABN | 19918.584 | 8104601 | no | no |  |  | no |  |  | 1426042.499 | 15345364.744 |  | -1
node_1426072_936_15338213_3 |  |  | PQ | AN | 2771.281 | 8104601 | no | no |  |  | no |  |  | 1426072.936 | 15338213.3 |  | -1
node_1426143_035_15345477_866 |  |  | PQ | ABN | 19918.584 | 8104601 | no | no |  |  | no |  |  | 1426143.035 | 15345477.866 |  | -1
node_1426152_236_15341122_077 |  |  | PQ | AN | 2771.281 | 8104601 | no | no |  |  | no |  |  | 1426152.236 | 15341122.077 |  | -1
node_1426177_103_15329710_363 |  |  | PQ | AN | 2771.281 | 8104601 | no | no |  |  | no |  |  | 1426177.103 | 15329710.363 |  | -1
node_1426178_338_15333324_251 |  |  | PQ | AN | 2771.281 | 8104601 | no | no |  |  | no |  |  | 1426178.338 | 15333324.251 |  | -1
node_1426265_198_15329824_211 |  |  | PQ | AN | 2771.281 | 8104601 | no | no |  |  | no |  |  | 1426265.198 | 15329824.211 |  | -1
node_1426310_439_15345741_236 |  |  | PQ | ABN | 19918.584 | 8104601 | no | no |  |  | no |  |  | 1426310.439 | 15345741.236 |  | -1
node_1426311_439_15338061_232 |  |  | PQ | AN | 2771.281 | 8104601 | no | no |  |  | no |  |  | 1426311.439 | 15338061.232 |  | -1
node_1426341_346_15329909_543 |  |  | PQ | AN | 2771.281 | 8104601 | no | no |  |  | no |  |  | 1426341.346 | 15329909.543 |  | -1
node_1426376_217_15338338_148 |  |  | PQ | AN | 2771.281 | 8104601 | no | no |  |  | no |  |  | 1426376.217 | 15338338.148 |  | -1
node_1426573_214_15341080_201 |  |  | PQ | AN | 2771.281 | 8104601 | no | no |  |  | no |  |  | 1426573.214 | 15341080.201 |  | -1
node_1426581_936_15330173_883 |  |  | PQ | AD | 2771.281 | 8104601 | no | no |  |  | no |  |  | 1426581.936 | 15330173.883 |  | -1
node_1426613_34_15337791_753 |  |  | PQ | AN | 2771.281 | 8104601 | no | no |  |  | no |  |  | 1426613.34 | 15337791.753 |  | -1
node_1426678_723_15336942_528 |  |  | PQ | AN | 2771.281 | 8104601 | no | no |  |  | no |  |  | 1426678.723 | 15336942.528 |  | -1
node_1426695_182_15335278_725 |  |  | PQ | AN | 2771.281 | 8104601 | no | no |  |  | no |  |  | 1426695.182 | 15335278.725 |  | -1
node_1426706_023_15346102_628 |  |  | PQ | ABN | 19918.584 | 8104601 | no | no |  |  | no |  |  | 1426706.023 | 15346102.628 |  | -1
node_1426737_543_15334044_91 |  |  | PQ | AN | 2771.281 | 8104601 | no | no |  |  | no |  |  | 1426737.543 | 15334044.91 |  | -1
node_1426754_598_15334537_146 |  |  | PQ | AN | 2771.281 | 8104601 | no | no |  |  | no |  |  | 1426754.598 | 15334537.146 |  | -1
node_1426756_431_15337191_581 |  |  | PQ | AN | 2771.281 | 8104601 | no | no |  |  | no |  |  | 1426756.431 | 15337191.581 |  | -1
node_1426761_85_15337564_582 |  |  | PQ | AN | 2771.281 | 8104601 | no | no |  |  | no |  |  | 1426761.85 | 15337564.582 |  | -1
node_1426763_261_15330405_31 |  |  | PQ | AN | 2771.281 | 8104601 | no | no |  |  | no |  |  | 1426763.261 | 15330405.31 |  | -1
node_1426768_515_15340986_277 |  |  | PQ | AN | 2771.281 | 8104601 | no | no |  |  | no |  |  | 1426768.515 | 15340986.277 |  | -1
node_1426773_024_15336807_922 |  |  | PQ | AN | 2771.281 | 8104601 | no | no |  |  | no |  |  | 1426773.024 | 15336807.922 |  | -1
node_1426787_169_15336560_935 |  |  | PQ | AN | 2771.281 | 8104601 | no | no |  |  | no |  |  | 1426787.169 | 15336560.935 |  | -1
node_1426788_79_15336041_256 |  |  | PQ | AN | 2771.281 | 8104601 | no | no |  |  | no |  |  | 1426788.79 | 15336041.256 |  | -1
node_1426788_925_15335631_813 |  |  | PQ | AN | 2771.281 | 8104601 | no | no |  |  | no |  |  | 1426788.925 | 15335631.813 |  | -1
node_1426801_986_15336748_296 |  |  | PQ | AN | 2771.281 | 8104601 | no | no |  |  | no |  |  | 1426801.986 | 15336748.296 |  | -1
node_1426811_422_15333586_359 |  |  | PQ | AN | 2771.281 | 8104601 | no | no |  |  | no |  |  | 1426811.422 | 15333586.359 |  | -1
node_1426878_213_15333753_406 |  |  | PQ | AN | 2771.281 | 8104601 | no | no |  |  | no |  |  | 1426878.213 | 15333753.406 |  | -1
node_1426887_599_15331138_64 |  |  | PQ | AN | 2771.281 | 8104601 | no | no |  |  | no |  |  | 1426887.599 | 15331138.64 |  | -1
node_1426973_724_15330616_703 |  |  | PQ | AN | 2771.281 | 8104601 | no | no |  |  | no |  |  | 1426973.724 | 15330616.703 |  | -1
node_1426994_943_15340902_23 |  |  | PQ | AN | 2771.281 | 8104601 | no | no |  |  | no |  |  | 1426994.943 | 15340902.23 |  | -1
node_1427005_861_15330682_14 |  |  | PQ | AN | 2771.281 | 8104601 | no | no |  |  | no |  |  | 1427005.861 | 15330682.14 |  | -1
node_1427162_056_15333686_382 |  |  | PQ | AN | 2771.281 | 8104601 | no | no |  |  | no |  |  | 1427162.056 | 15333686.382 |  | -1
node_1427187_663_15341194_406 |  |  | PQ | AN | 2771.281 | 8104601 | no | no |  |  | no |  |  | 1427187.663 | 15341194.406 |  | -1
node_1427196_211_15334811_335 |  |  | PQ | AN | 2771.281 | 8104601 | no | no |  |  | no |  |  | 1427196.211 | 15334811.335 |  | -1
node_1427198_959_15330482_951 |  |  | PQ | AN | 2771.281 | 8104601 | no | no |  |  | no |  |  | 1427198.959 | 15330482.951 |  | -1
node_1427251_479_15330899_599 |  |  | PQ | AN | 2771.281 | 8104601 | no | no |  |  | no |  |  | 1427251.479 | 15330899.599 |  | -1
node_1427290_884_15333477_999 |  |  | PQ | AN | 2771.281 | 8104601 | no | no |  |  | no |  |  | 1427290.884 | 15333477.999 |  | -1
node_1427383_352_15333183_557 |  |  | PQ | AN | 2771.281 | 8104601 | no | no |  |  | no |  |  | 1427383.352 | 15333183.557 |  | -1
node_1427404_485_15346255_284 |  |  | PQ | ABN | 19918.584 | 8104601 | no | no |  |  | no |  |  | 1427404.485 | 15346255.284 |  | -1
node_1427409_82_15354873_658 |  |  | PQ | AN | 2771.281 | 8104601 | no | no |  |  | no |  |  | 1427409.82 | 15354873.658 |  | -1
node_1427476_881_15329109_825 |  |  | PQ | AN | 2771.281 | 8104601 | no | no |  |  | no |  |  | 1427476.881 | 15329109.825 |  | -1
node_1427493_801_15329802_77 |  |  | PQ | AN | 2771.281 | 8104601 | no | no |  |  | no |  |  | 1427493.801 | 15329802.77 |  | -1
node_1427534_38_15331083_066 |  |  | PQ | AN | 2771.281 | 8104601 | no | no |  |  | no |  |  | 1427534.38 | 15331083.066 |  | -1
node_1427550_166_15336766_172 |  |  | PQ | AN | 2771.281 | 8104601 | no | no |  |  | no |  |  | 1427550.166 | 15336766.172 |  | -1
node_1427551_444_15331549_903 |  |  | PQ | AN | 2771.281 | 8104601 | no | no |  |  | no |  |  | 1427551.444 | 15331549.903 |  | -1
node_1427556_025_15340652_529 |  |  | PQ | AN | 2771.281 | 8104601 | no | no |  |  | no |  |  | 1427556.025 | 15340652.529 |  | -1
node_1427559_494_15331897_318 |  |  | PQ | AN | 2771.281 | 8104601 | no | no |  |  | no |  |  | 1427559.494 | 15331897.318 |  | -1
node_1427618_965_15347944_156 |  |  | PQ | AN | 2771.281 | 8104601 | no | no |  |  | no |  |  | 1427618.965 | 15347944.156 |  | -1
node_1427637_392_15340905_93 |  |  | PQ | AN | 2771.281 | 8104601 | no | no |  |  | no |  |  | 1427637.392 | 15340905.93 |  | -1
node_1427639_386_15332475_791 |  |  | PQ | AN | 2771.281 | 8104601 | no | no |  |  | no |  |  | 1427639.386 | 15332475.791 |  | -1
node_1427754_213_15332145_072 |  |  | PQ | AN | 2771.281 | 8104601 | no | no |  |  | no |  |  | 1427754.213 | 15332145.072 |  | -1
node_1427755_841_15357222_909 |  |  | PQ | AN | 2771.281 | 8104601 | no | no |  |  | no |  |  | 1427755.841 | 15357222.909 |  | -1
node_1427756_672_15331515_685 |  |  | PQ | AN | 2771.281 | 8104601 | no | no |  |  | no |  |  | 1427756.672 | 15331515.685 |  | -1
node_1427916_498_15331515_261 |  |  | PQ | AN | 2771.281 | 8104601 | no | no |  |  | no |  |  | 1427916.498 | 15331515.261 |  | -1
node_1427931_639_15356759_173 |  |  | PQ | AN | 2771.281 | 8104601 | no | no |  |  | no |  |  | 1427931.639 | 15356759.173 |  | -1
node_1427947_888_15350946_494 |  |  | PQ | AN | 2771.281 | 8104601 | no | no |  |  | no |  |  | 1427947.888 | 15350946.494 |  | -1
node_1427967_69_15340645_9 |  |  | PQ | AN | 2771.281 | 8104601 | no | no |  |  | no |  |  | 1427967.69 | 15340645.9 |  | -1
node_1427979_392_15356213_348 |  |  | PQ | AN | 2771.281 | 8104601 | no | no |  |  | no |  |  | 1427979.392 | 15356213.348 |  | -1
node_1428031_616_15351928_29 |  |  | PQ | AN | 2771.281 | 8104601 | no | no |  |  | no |  |  | 1428031.616 | 15351928.29 |  | -1
node_1428056_74_15356405_309 |  |  | PQ | AN | 2771.281 | 8104601 | no | no |  |  | no |  |  | 1428056.74 | 15356405.309 |  | -1
node_1428056_988_15353176_956 |  |  | PQ | AN | 2771.281 | 8104601 | no | no |  |  | no |  |  | 1428056.988 | 15353176.956 |  | -1
node_1428071_699_15353896_399 |  |  | PQ | AN | 2771.281 | 8104601 | no | no |  |  | no |  |  | 1428071.699 | 15353896.399 |  | -1
node_1428077_51_15354203_798 |  |  | PQ | AN | 2771.281 | 8104601 | no | no |  |  | no |  |  | 1428077.51 | 15354203.798 |  | -1
node_1428098_962_15355196_165 |  |  | PQ | AN | 2771.281 | 8104601 | no | no |  |  | no |  |  | 1428098.962 | 15355196.165 |  | -1
node_1428100_222_15329190_23 |  |  | PQ | AN | 2771.281 | 8104601 | no | no |  |  | no |  |  | 1428100.222 | 15329190.23 |  | -1
node_1428105_619_15346446_702 |  |  | PQ | ABN | 19918.584 | 8104601 | no | no |  |  | no |  |  | 1428105.619 | 15346446.702 |  | -1
node_1428140_007_15331506_612 |  |  | PQ | AN | 2771.281 | 8104601 | no | no |  |  | no |  |  | 1428140.007 | 15331506.612 |  | -1
node_1428143_621_15357154_895 |  |  | PQ | AN | 2771.281 | 8104601 | no | no |  |  | no |  |  | 1428143.621 | 15357154.895 |  | -1
node_1428234_799_15340625_007 |  |  | PQ | AN | 2771.281 | 8104601 | no | no |  |  | no |  |  | 1428234.799 | 15340625.007 |  | -1
node_1428236_753_15355866_572 |  |  | PQ | AN | 2771.281 | 8104601 | no | no |  |  | no |  |  | 1428236.753 | 15355866.572 |  | -1
node_1428261_358_15349784_52 |  |  | PQ | AN | 2771.281 | 8104601 | no | no |  |  | no |  |  | 1428261.358 | 15349784.52 |  | -1
node_1428332_645_15357365_495 |  |  | PQ | AN | 2771.281 | 8104601 | no | no |  |  | no |  |  | 1428332.645 | 15357365.495 |  | -1
node_1428544_799_15340536_876 |  |  | PQ | AN | 2771.281 | 8104601 | no | no |  |  | no |  |  | 1428544.799 | 15340536.876 |  | -1
node_1428572_618_15357494_197 |  |  | PQ | AN | 2771.281 | 8104601 | no | no |  |  | no |  |  | 1428572.618 | 15357494.197 |  | -1
node_1428619_362_15348510_489 |  |  | PQ | AN | 2771.281 | 8104601 | no | no |  |  | no |  |  | 1428619.362 | 15348510.489 |  | -1
node_1428658_811_15348352_715 |  |  | PQ | AN | 2771.281 | 8104601 | no | no |  |  | no |  |  | 1428658.811 | 15348352.715 |  | -1
node_1428705_991_15341008_059 |  |  | PQ | AN | 2771.281 | 8104601 | no | no |  |  | no |  |  | 1428705.991 | 15341008.059 |  | -1
node_1428735_933_15347736_59 |  |  | PQ | AN | 2771.281 | 8104601 | no | no |  |  | no |  |  | 1428735.933 | 15347736.59 |  | -1
node_1428754_086_15346652_904 |  |  | PQ | ABN | 19918.584 | 8104601 | no | no |  |  | no |  |  | 1428754.086 | 15346652.904 |  | -1
node_1428875_253_15347384_014 |  |  | PQ | AN | 2771.281 | 8104601 | no | no |  |  | no |  |  | 1428875.253 | 15347384.014 |  | -1
node_1428909_971_15331553_176 |  |  | PQ | AN | 2771.281 | 8104601 | no | no |  |  | no |  |  | 1428909.971 | 15331553.176 |  | -1
node_1429089_684_15356838_504 |  |  | PQ | AN | 2771.281 | 8104601 | no | no |  |  | no |  |  | 1429089.684 | 15356838.504 |  | -1
node_1429101_76_15346811_369 |  |  | PQ | ABN | 19918.584 | 8104601 | no | no |  |  | no |  |  | 1429101.76 | 15346811.369 |  | -1
node_1429112_196_15340709_235 |  |  | PQ | AN | 2771.281 | 8104601 | no | no |  |  | no |  |  | 1429112.196 | 15340709.235 |  | -1
node_1429194_519_15331523_099 |  |  | PQ | AD | 2771.281 | 8104601 | no | no |  |  | no |  |  | 1429194.519 | 15331523.099 |  | -1
node_1429252_974_15347064_58 |  |  | PQ | AN | 2771.281 | 8104601 | no | no |  |  | no |  |  | 1429252.974 | 15347064.58 |  | -1
node_1429513_032_15340630_344 |  |  | PQ | AN | 2771.281 | 8104601 | no | no |  |  | no |  |  | 1429513.032 | 15340630.344 |  | -1
node_1429513_261_15331484_868 |  |  | PQ | AN | 2771.281 | 8104601 | no | no |  |  | no |  |  | 1429513.261 | 15331484.868 |  | -1
node_1429527_687_15332002_924 |  |  | PQ | AN | 2771.281 | 8104601 | no | no |  |  | no |  |  | 1429527.687 | 15332002.924 |  | -1
node_1429645_152_15333296_489 |  |  | PQ | AN | 2771.281 | 8104601 | no | no |  |  | no |  |  | 1429645.152 | 15333296.489 |  | -1
node_1429711_284_15356871_036 |  |  | PQ | AN | 2771.281 | 8104601 | no | no |  |  | no |  |  | 1429711.284 | 15356871.036 |  | -1
node_1429797_777_15331467_832 |  |  | PQ | AN | 2771.281 | 8104601 | no | no |  |  | no |  |  | 1429797.777 | 15331467.832 |  | -1
node_1429918_224_15340379_357 |  |  | PQ | AN | 2771.281 | 8104601 | no | no |  |  | no |  |  | 1429918.224 | 15340379.357 |  | -1
node_1430048_86_15340309_401 |  |  | PQ | AN | 2771.281 | 8104601 | no | no |  |  | no |  |  | 1430048.86 | 15340309.401 |  | -1
node_1430145_341_15331465_308 |  |  | PQ | AN | 2771.281 | 8104601 | no | no |  |  | no |  |  | 1430145.341 | 15331465.308 |  | -1
node_1430170_448_15346919_672 |  |  | PQ | ABN | 19918.584 | 8104601 | no | no |  |  | no |  |  | 1430170.448 | 15346919.672 |  | -1
node_1430303_836_15331465_166 |  |  | PQ | AN | 2771.281 | 8104601 | no | no |  |  | no |  |  | 1430303.836 | 15331465.166 |  | -1
node_1430366_415_15356303_677 |  |  | PQ | AN | 2771.281 | 8104601 | no | no |  |  | no |  |  | 1430366.415 | 15356303.677 |  | -1
node_1430412_733_15346986_344 |  |  | PQ | ABN | 19918.584 | 8104601 | no | no |  |  | no |  |  | 1430412.733 | 15346986.344 |  | -1
node_1430644_051_15346924_723 |  |  | PQ | ABN | 19918.584 | 8104601 | no | no |  |  | no |  |  | 1430644.051 | 15346924.723 |  | -1
node_1430908_376_15357259_338 |  |  | PQ | AN | 2771.281 | 8104601 | no | no |  |  | no |  |  | 1430908.376 | 15357259.338 |  | -1
node_1430939_23_15356760_392 |  |  | PQ | AN | 2771.281 | 8104601 | no | no |  |  | no |  |  | 1430939.23 | 15356760.392 |  | -1
node_1430969_925_15347116_351 |  |  | PQ | AN | 2771.281 | 8104601 | no | no |  |  | no |  |  | 1430969.925 | 15347116.351 |  | -1
node_1430970_693_15356171_378 |  |  | PQ | AN | 2771.281 | 8104601 | no | no |  |  | no |  |  | 1430970.693 | 15356171.378 |  | -1
node_1431042_974_15357551_11 |  |  | PQ | AN | 2771.281 | 8104601 | no | no |  |  | no |  |  | 1431042.974 | 15357551.11 |  | -1
node_1431047_043_15358494_063 |  |  | PQ | AN | 2771.281 | 8104601 | no | no |  |  | no |  |  | 1431047.043 | 15358494.063 |  | -1
node_1431082_985_15358177_039 |  |  | PQ | AN | 2771.281 | 8104601 | no | no |  |  | no |  |  | 1431082.985 | 15358177.039 |  | -1
node_1431172_31_15331049_488 |  |  | PQ | AN | 2771.281 | 8104601 | no | no |  |  | no |  |  | 1431172.31 | 15331049.488 |  | -1
node_1431198_596_15346888_938 |  |  | PQ | ABN | 19918.584 | 8104601 | no | no |  |  | no |  |  | 1431198.596 | 15346888.938 |  | -1
node_1431225_37_15331805_456 |  |  | PQ | AN | 2771.281 | 8104601 | no | no |  |  | no |  |  | 1431225.37 | 15331805.456 |  | -1
node_1431265_677_15340389_325 |  |  | PQ | AN | 2771.281 | 8104601 | no | no |  |  | no |  |  | 1431265.677 | 15340389.325 |  | -1
node_1431314_875_15347358_707 |  |  | PQ | AN | 2771.281 | 8104601 | no | no |  |  | no |  |  | 1431314.875 | 15347358.707 |  | -1
node_1431390_978_15355479_558 |  |  | PQ | AN | 2771.281 | 8104601 | no | no |  |  | no |  |  | 1431390.978 | 15355479.558 |  | -1
node_1431401_214_15359028_482 |  |  | PQ | AN | 2771.281 | 8104601 | no | no |  |  | no |  |  | 1431401.214 | 15359028.482 |  | -1
node_1431436_581_15341855_027 |  |  | PQ | AN | 2771.281 | 8104601 | no | no |  |  | no |  |  | 1431436.581 | 15341855.027 |  | -1
node_1431489_467_15343611_79 |  |  | PQ | AN | 2771.281 | 8104601 | no | no |  |  | no |  |  | 1431489.467 | 15343611.79 |  | -1
node_1431493_627_15359315_533 |  |  | PQ | AN | 2771.281 | 8104601 | no | no |  |  | no |  |  | 1431493.627 | 15359315.533 |  | -1
node_1431504_446_15346539_672 |  |  | PQ | AN | 2771.281 | 8104601 | no | no |  |  | no |  |  | 1431504.446 | 15346539.672 |  | -1
node_1431507_842_15347586_788 |  |  | PQ | AN | 2771.281 | 8104601 | no | no |  |  | no |  |  | 1431507.842 | 15347586.788 |  | -1
node_1431514_393_15339862_853 |  |  | PQ | AN | 2771.281 | 8104601 | no | no |  |  | no |  |  | 1431514.393 | 15339862.853 |  | -1
node_1431566_295_15354658_782 |  |  | PQ | AN | 2771.281 | 8104601 | no | no |  |  | no |  |  | 1431566.295 | 15354658.782 |  | -1
node_1431585_91_15359678_423 |  |  | PQ | AN | 2771.281 | 8104601 | no | no |  |  | no |  |  | 1431585.91 | 15359678.423 |  | -1
node_1431591_289_15346163_614 |  |  | PQ | AN | 2771.281 | 8104601 | no | no |  |  | no |  |  | 1431591.289 | 15346163.614 |  | -1
node_1431609_539_15342411_762 |  |  | PQ | AN | 2771.281 | 8104601 | no | no |  |  | no |  |  | 1431609.539 | 15342411.762 |  | -1
node_1431611_113_15345610_296 |  |  | PQ | AN | 2771.281 | 8104601 | no | no |  |  | no |  |  | 1431611.113 | 15345610.296 |  | -1
node_1431620_291_15342109_513 |  |  | PQ | AN | 2771.281 | 8104601 | no | no |  |  | no |  |  | 1431620.291 | 15342109.513 |  | -1
node_1431627_955_15355282_093 |  |  | PQ | AN | 2771.281 | 8104601 | no | no |  |  | no |  |  | 1431627.955 | 15355282.093 |  | -1
node_1431633_961_15341388_688 |  |  | PQ | AN | 2771.281 | 8104601 | no | no |  |  | no |  |  | 1431633.961 | 15341388.688 |  | -1
node_1431634_42_15345200_287 |  |  | PQ | AN | 2771.281 | 8104601 | no | no |  |  | no |  |  | 1431634.42 | 15345200.287 |  | -1
node_1431663_23_15330229_433 |  |  | PQ | AN | 2771.281 | 8104601 | no | no |  |  | no |  |  | 1431663.23 | 15330229.433 |  | -1
node_1431681_283_15340760_79 |  |  | PQ | AN | 2771.281 | 8104601 | no | no |  |  | no |  |  | 1431681.283 | 15340760.79 |  | -1
node_1431704_365_15347818_587 |  |  | PQ | AN | 2771.281 | 8104601 | no | no |  |  | no |  |  | 1431704.365 | 15347818.587 |  | -1
node_1431705_139_15331502_213 |  |  | PQ | AN | 2771.281 | 8104601 | no | no |  |  | no |  |  | 1431705.139 | 15331502.213 |  | -1
node_1431717_046_15343732_632 |  |  | PQ | AN | 2771.281 | 8104601 | no | no |  |  | no |  |  | 1431717.046 | 15343732.632 |  | -1
node_1431741_637_15343294_49 |  |  | PQ | AN | 2771.281 | 8104601 | no | no |  |  | no |  |  | 1431741.637 | 15343294.49 |  | -1
node_1431759_848_15342921_394 |  |  | PQ | AN | 2771.281 | 8104601 | no | no |  |  | no |  |  | 1431759.848 | 15342921.394 |  | -1
node_1431763_254_15355009_616 |  |  | PQ | AN | 2771.281 | 8104601 | no | no |  |  | no |  |  | 1431763.254 | 15355009.616 |  | -1
node_1431804_535_15354639_926 |  |  | PQ | AN | 2771.281 | 8104601 | no | no |  |  | no |  |  | 1431804.535 | 15354639.926 |  | -1
node_1431837_179_15338937_314 |  |  | PQ | AN | 2771.281 | 8104601 | no | no |  |  | no |  |  | 1431837.179 | 15338937.314 |  | -1
node_1431894_265_15347015_297 |  |  | PQ | AN | 2771.281 | 8104601 | no | no |  |  | no |  |  | 1431894.265 | 15347015.297 |  | -1
node_1431928_024_15354797_24 |  |  | PQ | AN | 2771.281 | 8104601 | no | no |  |  | no |  |  | 1431928.024 | 15354797.24 |  | -1
node_1432002_406_15359597_306 |  |  | PQ | AN | 2771.281 | 8104601 | no | no |  |  | no |  |  | 1432002.406 | 15359597.306 |  | -1
node_1432052_506_15331512_3 |  |  | PQ | AN | 2771.281 | 8104601 | no | no |  |  | no |  |  | 1432052.506 | 15331512.3 |  | -1
node_1432106_565_15347037_61 |  |  | PQ | AN | 2771.281 | 8104601 | no | no |  |  | no |  |  | 1432106.565 | 15347037.61 |  | -1
node_1432212_164_15354489_392 |  |  | PQ | AN | 2771.281 | 8104601 | no | no |  |  | no |  |  | 1432212.164 | 15354489.392 |  | -1
node_1432222_378_15330000_084 |  |  | PQ | AN | 2771.281 | 8104601 | no | no |  |  | no |  |  | 1432222.378 | 15330000.084 |  | -1
node_1432362_601_15343518_97 |  |  | PQ | AN | 2771.281 | 8104601 | no | no |  |  | no |  |  | 1432362.601 | 15343518.97 |  | -1
node_1432411_548_15329710_103 |  |  | PQ | AN | 2771.281 | 8104601 | no | no |  |  | no |  |  | 1432411.548 | 15329710.103 |  | -1
node_1432438_539_15331441_775 |  |  | PQ | AN | 2771.281 | 8104601 | no | no |  |  | no |  |  | 1432438.539 | 15331441.775 |  | -1
node_1432511_989_15347098_399 |  |  | PQ | AN | 2771.281 | 8104601 | no | no |  |  | no |  |  | 1432511.989 | 15347098.399 |  | -1
node_1432576_736_15351328_558 |  |  | PQ | AN | 2771.281 | 8104601 | no | no |  |  | no |  |  | 1432576.736 | 15351328.558 |  | -1
node_1432605_537_15349130_663 |  |  | PQ | AN | 2771.281 | 8104601 | no | no |  |  | no |  |  | 1432605.537 | 15349130.663 |  | -1
node_1432667_128_15352153_853 |  |  | PQ | AN | 2771.281 | 8104601 | no | no |  |  | no |  |  | 1432667.128 | 15352153.853 |  | -1
node_1432819_651_15346938_81 |  |  | PQ | AN | 2771.281 | 8104601 | no | no |  |  | no |  |  | 1432819.651 | 15346938.81 |  | -1
node_1432837_56_15331449_434 |  |  | PQ | AN | 2771.281 | 8104601 | no | no |  |  | no |  |  | 1432837.56 | 15331449.434 |  | -1
node_1432879_606_15349503_606 |  |  | PQ | AN | 2771.281 | 8104601 | no | no |  |  | no |  |  | 1432879.606 | 15349503.606 |  | -1
node_1432925_33_15351652_822 |  |  | PQ | AN | 2771.281 | 8104601 | no | no |  |  | no |  |  | 1432925.33 | 15351652.822 |  | -1
node_1432937_15_15331805_533 |  |  | PQ | AN | 2771.281 | 8104601 | no | no |  |  | no |  |  | 1432937.15 | 15331805.533 |  | -1
node_1433134_069_15349858_908 |  |  | PQ | AN | 2771.281 | 8104601 | no | no |  |  | no |  |  | 1433134.069 | 15349858.908 |  | -1
node_1433143_541_15351149_636 |  |  | PQ | AN | 2771.281 | 8104601 | no | no |  |  | no |  |  | 1433143.541 | 15351149.636 |  | -1
node_1433167_967_15331440_217 |  |  | PQ | AN | 2771.281 | 8104601 | no | no |  |  | no |  |  | 1433167.967 | 15331440.217 |  | -1
node_1433180_206_15351963_249 |  |  | PQ | AN | 2771.281 | 8104601 | no | no |  |  | no |  |  | 1433180.206 | 15351963.249 |  | -1
node_1433186_851_15351604_656 |  |  | PQ | AN | 2771.281 | 8104601 | no | no |  |  | no |  |  | 1433186.851 | 15351604.656 |  | -1
node_1433219_456_15353506_916 |  |  | PQ | AN | 2771.281 | 8104601 | no | no |  |  | no |  |  | 1433219.456 | 15353506.916 |  | -1
node_1433246_576_15352587_206 |  |  | PQ | AN | 2771.281 | 8104601 | no | no |  |  | no |  |  | 1433246.576 | 15352587.206 |  | -1
node_1433274_189_15350870_143 |  |  | PQ | AN | 2771.281 | 8104601 | no | no |  |  | no |  |  | 1433274.189 | 15350870.143 |  | -1
node_1433382_529_15350187_584 |  |  | PQ | AN | 2771.281 | 8104601 | no | no |  |  | no |  |  | 1433382.529 | 15350187.584 |  | -1
node_1433388_166_15331449_78 |  |  | PQ | AN | 2771.281 | 8104601 | no | no |  |  | no |  |  | 1433388.166 | 15331449.78 |  | -1
node_1433453_684_15346924_994 |  |  | PQ | AN | 2771.281 | 8104601 | no | no |  |  | no |  |  | 1433453.684 | 15346924.994 |  | -1
node_1433462_019_15351429_296 |  |  | PQ | AN | 2771.281 | 8104601 | no | no |  |  | no |  |  | 1433462.019 | 15351429.296 |  | -1
node_1433743_6_15350211_499 |  |  | PQ | AN | 2771.281 | 8104601 | no | no |  |  | no |  |  | 1433743.6 | 15350211.499 |  | -1
node_1433743_849_15349938_91 |  |  | PQ | AN | 2771.281 | 8104601 | no | no |  |  | no |  |  | 1433743.849 | 15349938.91 |  | -1
node_1433843_641_15353763_046 |  |  | PQ | AN | 2771.281 | 8104601 | no | no |  |  | no |  |  | 1433843.641 | 15353763.046 |  | -1
node_1433910_805_15346577_568 |  |  | PQ | AN | 2771.281 | 8104601 | no | no |  |  | no |  |  | 1433910.805 | 15346577.568 |  | -1
node_1433944_043_15331764_013 |  |  | PQ | AN | 2771.281 | 8104601 | no | no |  |  | no |  |  | 1433944.043 | 15331764.013 |  | -1
node_1433980_3_15346080_697 |  |  | PQ | AN | 2771.281 | 8104601 | no | no |  |  | no |  |  | 1433980.3 | 15346080.697 |  | -1
node_1433997_059_15331451_525 |  |  | PQ | AN | 2771.281 | 8104601 | no | no |  |  | no |  |  | 1433997.059 | 15331451.525 |  | -1
node_1434042_748_15349819_798 |  |  | PQ | AN | 2771.281 | 8104601 | no | no |  |  | no |  |  | 1434042.748 | 15349819.798 |  | -1
node_1434055_992_15331453_894 |  |  | PQ | AN | 2771.281 | 8104601 | no | no |  |  | no |  |  | 1434055.992 | 15331453.894 |  | -1
node_1434269_362_15350512_714 |  |  | PQ | AN | 2771.281 | 8104601 | no | no |  |  | no |  |  | 1434269.362 | 15350512.714 |  | -1
node_1434470_667_15331055_26 |  |  | PQ | AN | 2771.281 | 8104601 | no | no |  |  | no |  |  | 1434470.667 | 15331055.26 |  | -1
node_1434608_233_15332310_321 |  |  | PQ | AN | 2771.281 | 8104601 | no | no |  |  | no |  |  | 1434608.233 | 15332310.321 |  | -1
node_1434765_995_15331459_941 |  |  | PQ | AN | 2771.281 | 8104601 | no | no |  |  | no |  |  | 1434765.995 | 15331459.941 |  | -1
node_1434799_249_15345845_152 |  |  | PQ | AN | 2771.281 | 8104601 | no | no |  |  | no |  |  | 1434799.249 | 15345845.152 |  | -1
node_1434819_46_15350524_344 |  |  | PQ | AN | 2771.281 | 8104601 | no | no |  |  | no |  |  | 1434819.46 | 15350524.344 |  | -1
node_1434840_393_15343058_264 |  |  | PQ | AN | 2771.281 | 8104601 | no | no |  |  | no |  |  | 1434840.393 | 15343058.264 |  | -1
node_1434866_044_15331808_116 |  |  | PQ | AN | 2771.281 | 8104601 | no | no |  |  | no |  |  | 1434866.044 | 15331808.116 |  | -1
node_1435140_759_15350580_082 |  |  | PQ | AN | 2771.281 | 8104601 | no | no |  |  | no |  |  | 1435140.759 | 15350580.082 |  | -1
node_1435201_611_15331754_821 |  |  | PQ | AN | 2771.281 | 8104601 | no | no |  |  | no |  |  | 1435201.611 | 15331754.821 |  | -1
node_1435208_68_15345028_777 |  |  | PQ | AN | 2771.281 | 8104601 | no | no |  |  | no |  |  | 1435208.68 | 15345028.777 |  | -1
node_1435278_391_15343794_323 |  |  | PQ | AN | 2771.281 | 8104601 | no | no |  |  | no |  |  | 1435278.391 | 15343794.323 |  | -1
node_1435506_771_15343647_187 |  |  | PQ | AN | 2771.281 | 8104601 | no | no |  |  | no |  |  | 1435506.771 | 15343647.187 |  | -1
node_1435521_241_15352430_337 |  |  | PQ | AN | 2771.281 | 8104601 | no | no |  |  | no |  |  | 1435521.241 | 15352430.337 |  | -1
node_1435523_905_15350669_5 |  |  | PQ | AN | 2771.281 | 8104601 | no | no |  |  | no |  |  | 1435523.905 | 15350669.5 |  | -1
node_1435558_421_15341672_454 |  |  | PQ | AN | 2771.281 | 8104601 | no | no |  |  | no |  |  | 1435558.421 | 15341672.454 |  | -1
node_1435565_64_15342404_056 |  |  | PQ | AN | 2771.281 | 8104601 | no | no |  |  | no |  |  | 1435565.64 | 15342404.056 |  | -1
node_1435587_224_15344932_463 |  |  | PQ | AN | 2771.281 | 8104601 | no | no |  |  | no |  |  | 1435587.224 | 15344932.463 |  | -1
node_1435589_239_15342114_873 |  |  | PQ | AN | 2771.281 | 8104601 | no | no |  |  | no |  |  | 1435589.239 | 15342114.873 |  | -1
node_1435598_986_15344613_46 |  |  | PQ | AN | 2771.281 | 8104601 | no | no |  |  | no |  |  | 1435598.986 | 15344613.46 |  | -1
node_1435631_233_15350699_271 |  |  | PQ | AN | 2771.281 | 8104601 | no | no |  |  | no |  |  | 1435631.233 | 15350699.271 |  | -1
node_1435641_182_15350703_013 |  |  | PQ | AN | 2771.281 | 8104601 | no | no |  |  | no |  |  | 1435641.182 | 15350703.013 |  | -1
node_1435737_19_15343969_82 |  |  | PQ | AN | 2771.281 | 8104601 | no | no |  |  | no |  |  | 1435737.19 | 15343969.82 |  | -1
node_1435769_013_15350731_634 |  |  | PQ | AN | 2771.281 | 8104601 | no | no |  |  | no |  |  | 1435769.013 | 15350731.634 |  | -1
node_1435836_356_15351366_468 |  |  | PQ | AN | 2771.281 | 8104601 | no | no |  |  | no |  |  | 1435836.356 | 15351366.468 |  | -1
node_1436057_373_15350893_929 |  |  | PQ | AN | 2771.281 | 8104601 | no | no |  |  | no |  |  | 1436057.373 | 15350893.929 |  | -1
node_1436116_386_15350363_034 |  |  | PQ | AN | 2771.281 | 8104601 | no | no |  |  | no |  |  | 1436116.386 | 15350363.034 |  | -1
node_1436485_525_15354781_958 |  |  | PQ | AN | 2771.281 | 8104601 | no | no |  |  | no |  |  | 1436485.525 | 15354781.958 |  | -1
node_1436513_419_15344634_712 |  |  | PQ | AN | 2771.281 | 8104601 | no | no |  |  | no |  |  | 1436513.419 | 15344634.712 |  | -1
node_1436715_001_15344624_266 |  |  | PQ | AN | 2771.281 | 8104601 | no | no |  |  | no |  |  | 1436715.001 | 15344624.266 |  | -1
node_1436878_723_15354724_296 |  |  | PQ | AN | 2771.281 | 8104601 | no | no |  |  | no |  |  | 1436878.723 | 15354724.296 |  | -1
node_1436907_998_15352577_854 |  |  | PQ | AN | 2771.281 | 8104601 | no | no |  |  | no |  |  | 1436907.998 | 15352577.854 |  | -1
node_1436942_313_15344673_556 |  |  | PQ | AN | 2771.281 | 8104601 | no | no |  |  | no |  |  | 1436942.313 | 15344673.556 |  | -1
node_1436993_212_15355111_28 |  |  | PQ | AN | 2771.281 | 8104601 | no | no |  |  | no |  |  | 1436993.212 | 15355111.28 |  | -1
node_1437059_434_15350937_942 |  |  | PQ | AN | 2771.281 | 8104601 | no | no |  |  | no |  |  | 1437059.434 | 15350937.942 |  | -1
node_1437306_234_15350822_456 |  |  | PQ | AN | 2771.281 | 8104601 | no | no |  |  | no |  |  | 1437306.234 | 15350822.456 |  | -1
node_1437362_674_15353127_297 |  |  | PQ | AN | 2771.281 | 8104601 | no | no |  |  | no |  |  | 1437362.674 | 15353127.297 |  | -1
node_1437475_932_15344691_921 |  |  | PQ | AN | 2771.281 | 8104601 | no | no |  |  | no |  |  | 1437475.932 | 15344691.921 |  | -1
node_1437518_851_15354854_139 |  |  | PQ | AN | 2771.281 | 8104601 | no | no |  |  | no |  |  | 1437518.851 | 15354854.139 |  | -1
node_1437547_488_15353655_089 |  |  | PQ | AN | 2771.281 | 8104601 | no | no |  |  | no |  |  | 1437547.488 | 15353655.089 |  | -1
node_1437552_32_15350786_297 |  |  | PQ | AN | 2771.281 | 8104601 | no | no |  |  | no |  |  | 1437552.32 | 15350786.297 |  | -1
node_1437618_881_15355071_875 |  |  | PQ | AN | 2771.281 | 8104601 | no | no |  |  | no |  |  | 1437618.881 | 15355071.875 |  | -1
node_1437649_828_15353932_082 |  |  | PQ | AN | 2771.281 | 8104601 | no | no |  |  | no |  |  | 1437649.828 | 15353932.082 |  | -1
node_1437796_445_15354306_825 |  |  | PQ | AN | 2771.281 | 8104601 | no | no |  |  | no |  |  | 1437796.445 | 15354306.825 |  | -1
node_1437897_283_15361828_528 |  |  | PQ | AN | 2771.281 | 8104601 | no | no |  |  | no |  |  | 1437897.283 | 15361828.528 |  | -1
node_1438061_225_15354631_393 |  |  | PQ | AN | 2771.281 | 8104601 | no | no |  |  | no |  |  | 1438061.225 | 15354631.393 |  | -1
node_1438075_13_15350759_958 |  |  | PQ | AN | 2771.281 | 8104601 | no | no |  |  | no |  |  | 1438075.13 | 15350759.958 |  | -1
node_1438090_609_15344756_008 |  |  | PQ | AN | 2771.281 | 8104601 | no | no |  |  | no |  |  | 1438090.609 | 15344756.008 |  | -1
node_1438250_477_15355072_152 |  |  | PQ | AN | 2771.281 | 8104601 | no | no |  |  | no |  |  | 1438250.477 | 15355072.152 |  | -1
node_1438358_397_15350596_772 |  |  | PQ | AN | 2771.281 | 8104601 | no | no |  |  | no |  |  | 1438358.397 | 15350596.772 |  | -1
node_1438397_374_15344686_869 |  |  | PQ | AN | 2771.281 | 8104601 | no | no |  |  | no |  |  | 1438397.374 | 15344686.869 |  | -1
node_1438529_487_15361867_159 |  |  | PQ | AN | 2771.281 | 8104601 | no | no |  |  | no |  |  | 1438529.487 | 15361867.159 |  | -1
node_1438567_822_15355463_889 |  |  | PQ | AN | 2771.281 | 8104601 | no | no |  |  | no |  |  | 1438567.822 | 15355463.889 |  | -1
node_1438614_43_15350558_679 |  |  | PQ | AN | 2771.281 | 8104601 | no | no |  |  | no |  |  | 1438614.43 | 15350558.679 |  | -1
node_1438740_045_15355863_793 |  |  | PQ | AN | 2771.281 | 8104601 | no | no |  |  | no |  |  | 1438740.045 | 15355863.793 |  | -1
node_1438793_116_15350540_529 |  |  | PQ | AN | 2771.281 | 8104601 | no | no |  |  | no |  |  | 1438793.116 | 15350540.529 |  | -1
node_1439019_978_15356188_847 |  |  | PQ | AN | 2771.281 | 8104601 | no | no |  |  | no |  |  | 1439019.978 | 15356188.847 |  | -1
node_1439152_334_15356534_151 |  |  | PQ | AN | 2771.281 | 8104601 | no | no |  |  | no |  |  | 1439152.334 | 15356534.151 |  | -1
node_1439240_963_15344368_877 |  |  | PQ | AN | 2771.281 | 8104601 | no | no |  |  | no |  |  | 1439240.963 | 15344368.877 |  | -1
node_1439375_908_15361957_299 |  |  | PQ | AN | 2771.281 | 8104601 | no | no |  |  | no |  |  | 1439375.908 | 15361957.299 |  | -1
node_1439521_138_15344160_716 |  |  | PQ | AN | 2771.281 | 8104601 | no | no |  |  | no |  |  | 1439521.138 | 15344160.716 |  | -1
node_1439536_414_15350429_093 |  |  | PQ | AN | 2771.281 | 8104601 | no | no |  |  | no |  |  | 1439536.414 | 15350429.093 |  | -1
node_1439717_937_15357063_794 |  |  | PQ | AN | 2771.281 | 8104601 | no | no |  |  | no |  |  | 1439717.937 | 15357063.794 |  | -1
node_1439941_605_15357278_616 |  |  | PQ | AN | 2771.281 | 8104601 | no | no |  |  | no |  |  | 1439941.605 | 15357278.616 |  | -1
node_1440235_36_15357557_944 |  |  | PQ | AN | 2771.281 | 8104601 | no | no |  |  | no |  |  | 1440235.36 | 15357557.944 |  | -1
node_1440556_889_15358696_994 |  |  | PQ | AN | 2771.281 | 8104601 | no | no |  |  | no |  |  | 1440556.889 | 15358696.994 |  | -1
node_1440593_401_15358269_842 |  |  | PQ | AD | 2771.281 | 8104601 | no | no |  |  | no |  |  | 1440593.401 | 15358269.842 |  | -1
node_1440647_198_15361920_168 |  |  | PQ | AN | 2771.281 | 8104601 | no | no |  |  | no |  |  | 1440647.198 | 15361920.168 |  | -1
node_1440994_703_15361867_756 |  |  | PQ | AN | 2771.281 | 8104601 | no | no |  |  | no |  |  | 1440994.703 | 15361867.756 |  | -1
node_1441120_751_15359020_055 |  |  | PQ | AN | 2771.281 | 8104601 | no | no |  |  | no |  |  | 1441120.751 | 15359020.055 |  | -1
node_1441396_34_15359339_033 |  |  | PQ | AN | 2771.281 | 8104601 | no | no |  |  | no |  |  | 1441396.34 | 15359339.033 |  | -1
node_1441558_99_15358297_625 |  |  | PQ | AN | 2771.281 | 8104601 | no | no |  |  | no |  |  | 1441558.99 | 15358297.625 |  | -1
node_1442149_487_15360237_694 |  |  | PQ | AN | 2771.281 | 8104601 | no | no |  |  | no |  |  | 1442149.487 | 15360237.694 |  | -1
node_1442622_228_15360742_086 |  |  | PQ | AN | 2771.281 | 8104601 | no | no |  |  | no |  |  | 1442622.228 | 15360742.086 |  | -1
node_1443626_246_15361893_188 |  |  | PQ | AN | 2771.281 | 8104601 | no | no |  |  | no |  |  | 1443626.246 | 15361893.188 |  | -1
node_1443951_551_15361997_586 |  |  | PQ | AN | 2771.281 | 8104601 | no | no |  |  | no |  |  | 1443951.551 | 15361997.586 |  | -1
node_1444633_028_15361305_393 |  |  | PQ | AN | 2771.281 | 8104601 | no | no |  |  | no |  |  | 1444633.028 | 15361305.393 |  | -1
node_1444794_742_15360889_622 |  |  | PQ | AN | 2771.281 | 8104601 | no | no |  |  | no |  |  | 1444794.742 | 15360889.622 |  | -1
node_1444812_969_15362344_087 |  |  | PQ | AN | 2771.281 | 8104601 | no | no |  |  | no |  |  | 1444812.969 | 15362344.087 |  | -1
node_1444890_381_15360561_017 |  |  | PQ | AN | 2771.281 | 8104601 | no | no |  |  | no |  |  | 1444890.381 | 15360561.017 |  | -1
node_8104601_200820577 |  |  | PQ | AN | 7199.558 | 8104601 | no | no |  |  | no |  |  | 1410673.932 | 15327599.441 |  | -1
node_8104601_200820582 |  |  | PQ | AN | 7199.558 | 8104601 | no | no |  |  | no |  |  | 1410794.086 | 15327678.98 |  | -1
node_8104601_200820584 |  |  | PQ | AN | 7199.558 | 8104601 | no | no |  |  | no |  |  | 1410888.927 | 15327784.905 |  | -1
node_8104601_200820586 |  |  | PQ | AN | 7199.558 | 8104601 | no | no |  |  | no |  |  | 1410999.24 | 15327868.007 |  | -1
node_8104601_200820588 |  |  | PQ | AN | 7199.558 | 8104601 | no | no |  |  | no |  |  | 1411135.338 | 15327901.094 |  | -1
node_8104601_200820590 |  |  | PQ | AN | 7199.558 | 8104601 | no | no |  |  | no |  |  | 1411275.105 | 15327878.675 |  | -1
node_8104601_200820592 |  |  | PQ | AN | 7199.558 | 8104601 | no | no |  |  | no |  |  | 1411482.48 | 15327857.002 |  | -1
node_8104601_200820594 |  |  | PQ | AN | 7199.558 | 8104601 | no | no |  |  | no |  |  | 1411460.497 | 15327687.565 |  | -1
node_8104601_200820596 |  |  | PQ | AN | 7199.558 | 8104601 | no | no |  |  | no |  |  | 1411339.82 | 15327512.446 |  | -1
node_8104601_200820604 |  |  | PQ | ABCN | 19918.584 | 8104601 | no | no |  |  | no |  |  | 1407123.507 | 15329696.362 |  | -1
node_8104601_200820625 |  |  | PQ | AN | 7199.558 | 8104601 | no | no |  |  | no |  |  | 1413470.639 | 15324165.81 |  | -1
node_8104601_200820630 |  |  | PQ | AN | 7199.558 | 8104601 | no | no |  |  | no |  |  | 1413741.227 | 15323789.164 |  | -1
node_8104601_200820666 |  |  | PQ | AN | 7199.558 | 8104601 | no | no |  |  | no |  |  | 1408722.949 | 15323209.424 |  | -1
node_8104601_200820667 |  |  | PQ | AN | 7199.558 | 8104601 | no | no |  |  | no |  |  | 1408418.136 | 15323175.893 |  | -1
node_8104601_200820670 |  |  | PQ | AN | 7199.558 | 8104601 | no | no |  |  | no |  |  | 1408060.488 | 15323123.135 |  | -1
node_8104601_200820672 |  |  | PQ | AN | 7199.558 | 8104601 | no | no |  |  | no |  |  | 1408170.681 | 15322850.573 |  | -1
node_8104601_200820675 |  |  | PQ | AN | 7199.558 | 8104601 | no | no |  |  | no |  |  | 1408107.284 | 15322333.769 |  | -1
node_8104601_200820679 |  |  | PQ | AN | 7199.558 | 8104601 | no | no |  |  | no |  |  | 1410456.77 | 15326825.224 |  | -1
node_8104601_200820682 |  |  | PQ | AN | 7199.558 | 8104601 | no | no |  |  | no |  |  | 1410467.107 | 15326662.942 |  | -1
node_8104601_200820684 |  |  | PQ | AN | 7199.558 | 8104601 | no | no |  |  | no |  |  | 1410486.238 | 15326516.365 |  | -1
node_8104601_200820686 |  |  | PQ | AN | 7199.558 | 8104601 | no | no |  |  | no |  |  | 1410500.681 | 15326360.184 |  | -1
node_8104601_200820689 |  |  | PQ | AN | 7199.558 | 8104601 | no | no |  |  | no |  |  | 1410881.372 | 15326605.725 |  | -1
node_8104601_200820693 |  |  | PQ | AN | 7199.558 | 8104601 | no | no |  |  | no |  |  | 1411042.743 | 15326769.849 |  | -1
node_8104601_200820697 |  |  | PQ | AN | 7199.558 | 8104601 | no | no |  |  | no |  |  | 1411265.411 | 15326917.379 |  | -1
node_8104601_200820703 |  |  | PQ | AN | 7199.558 | 8104601 | no | no |  |  | no |  |  | 1410956.857 | 15327222.528 |  | -1
node_8104601_200820707 |  |  | PQ | AN | 7199.558 | 8104601 | no | no |  |  | no |  |  | 1411239.04 | 15327239.865 |  | -1
node_8104601_200820709 |  |  | PQ | AN | 7199.558 | 8104601 | no | no |  |  | no |  |  | 1411416.74 | 15327254.203 |  | -1
node_8104601_200820714 |  |  | PQ | AN | 7199.558 | 8104601 | no | no |  |  | no |  |  | 1414166.76 | 15322863.098 |  | -1
node_8104601_200820715 |  |  | PQ | AN | 7199.558 | 8104601 | no | no |  |  | no |  |  | 1413905.243 | 15322842.437 |  | -1
node_8104601_200820719 |  |  | PQ | AN | 7199.558 | 8104601 | no | no |  |  | no |  |  | 1413756.198 | 15323081.861 |  | -1
node_8104601_200820723 |  |  | PQ | AN | 7199.558 | 8104601 | no | no |  |  | no |  |  | 1413740.456 | 15323328.261 |  | -1
node_8104601_200820731 |  |  | PQ | AN | 7199.558 | 8104601 | no | no |  |  | no |  |  | 1411610.636 | 15326258.829 |  | -1
node_8104601_200820732 |  |  | PQ | AN | 7199.558 | 8104601 | no | no |  |  | no |  |  | 1411550.895 | 15326251.099 |  | -1
node_8104601_200820734 |  |  | PQ | AN | 7199.558 | 8104601 | no | no |  |  | no |  |  | 1411546.3 | 15325940.324 |  | -1
node_8104601_200820742 |  |  | PQ | AN | 7199.558 | 8104601 | no | no |  |  | no |  |  | 1414103.605 | 15323507.467 |  | -1
node_8104601_200820743 |  |  | PQ | AN | 7199.558 | 8104601 | no | no |  |  | no |  |  | 1413744.786 | 15323489.429 |  | -1
node_8104601_200820747 |  |  | PQ | AN | 7199.558 | 8104601 | no | no |  |  | no |  |  | 1413301.434 | 15323419.103 |  | -1
node_8104601_200820751 |  |  | PQ | AN | 7199.558 | 8104601 | no | no |  |  | no |  |  | 1413127.108 | 15323103.26 |  | -1
node_8104601_200820755 |  |  | PQ | AN | 7199.558 | 8104601 | no | no |  |  | no |  |  | 1413050.522 | 15322768.451 |  | -1
node_8104601_200820760 |  |  | PQ | AN | 7199.558 | 8104601 | no | no |  |  | no |  |  | 1413021.167 | 15322489.714 |  | -1
node_8104601_200820768 |  |  | PQ | AN | 7199.558 | 8104601 | no | no |  |  | no |  |  | 1413358.523 | 15321881.902 |  | -1
node_8104601_200820769 |  |  | PQ | AN | 7199.558 | 8104601 | no | no |  |  | no |  |  | 1413331.963 | 15321696.033 |  | -1
node_8104601_200820774 |  |  | PQ | AN | 7199.558 | 8104601 | no | no |  |  | no |  |  | 1412917.048 | 15321984.41 |  | -1
node_8104601_200820777 |  |  | PQ | AN | 7199.558 | 8104601 | no | no |  |  | no |  |  | 1412736.026 | 15322135.593 |  | -1
node_8104601_200820779 |  |  | PQ | AN | 7199.558 | 8104601 | no | no |  |  | no |  |  | 1412711.94 | 15321771.235 |  | -1
node_8104601_200820802 |  |  | PQ | AN | 7199.558 | 8104601 | no | no |  |  | no |  |  | 1412864.568 | 15323403.326 |  | -1
node_8104601_200820805 |  |  | PQ | AN | 7199.558 | 8104601 | no | no |  |  | no |  |  | 1412689.37 | 15323388.782 |  | -1
node_8104601_200820808 |  |  | PQ | AN | 7199.558 | 8104601 | no | no |  |  | no |  |  | 1412352.982 | 15323372.989 |  | -1
node_8104601_200820823 |  |  | PQ | AN | 7199.558 | 8104601 | no | no |  |  | no |  |  | 1412684.518 | 15323033.095 |  | -1
node_8104601_200820829 |  |  | PQ | AN | 7199.558 | 8104601 | no | no |  |  | no |  |  | 1412678.602 | 15322530.836 |  | -1
node_8104601_200820834 |  |  | PQ | AN | 7199.558 | 8104601 | no | no |  |  | no |  |  | 1412673.587 | 15322290.499 |  | -1
node_8104601_200820835 |  |  | PQ | AN | 7199.558 | 8104601 | no | no |  |  | no |  |  | 1412460.093 | 15322251.76 |  | -1
node_8104601_200820837 |  |  | PQ | AN | 7199.558 | 8104601 | no | no |  |  | no |  |  | 1412283.246 | 15322031.176 |  | -1
node_8104601_200820840 |  |  | PQ | AN | 7199.558 | 8104601 | no | no |  |  | no |  |  | 1412267.12 | 15321732.488 |  | -1
node_8104601_200820845 |  |  | PQ | AN | 7199.558 | 8104601 | no | no |  |  | no |  |  | 1408808.485 | 15322148.03 |  | -1
node_8104601_200820847 |  |  | PQ | AN | 7199.558 | 8104601 | no | no |  |  | no |  |  | 1408185.476 | 15322113.654 |  | -1
node_8104601_200820849 |  |  | PQ | AN | 7199.558 | 8104601 | no | no |  |  | no |  |  | 1407312.216 | 15322190.942 |  | -1
node_8104601_200820851 |  |  | PQ | AN | 7199.558 | 8104601 | no | no |  |  | no |  |  | 1407219.13 | 15322528.154 |  | -1
node_8104601_200820853 |  |  | PQ | AN | 7199.558 | 8104601 | no | no |  |  | no |  |  | 1407155.139 | 15322869.069 |  | -1
node_8104601_200820855 |  |  | PQ | AN | 7199.558 | 8104601 | no | no |  |  | no |  |  | 1406917.415 | 15322846.501 |  | -1
node_8104601_200820856 |  |  | PQ | AN | 7199.558 | 8104601 | no | no |  |  | no |  |  | 1407081.826 | 15323135.863 |  | -1
node_8104601_200820891 |  |  | PQ | AN | 7199.558 | 8104601 | no | no |  |  | no |  |  | 1414187.602 | 15323019.281 |  | -1
node_8104601_200820893 |  |  | PQ | AN | 7199.558 | 8104601 | no | no |  |  | no |  |  | 1414175.874 | 15323192.098 |  | -1
node_8104601_200820895 |  |  | PQ | AN | 7199.558 | 8104601 | no | no |  |  | no |  |  | 1414115.472 | 15323351.816 |  | -1
node_8104601_200820900 |  |  | PQ | AN | 7199.558 | 8104601 | no | no |  |  | no |  |  | 1408666.379 | 15322900.231 |  | -1
node_8104601_200821189 |  |  | PQ | AN | 2771.281 | 8104601 | no | no |  |  | no |  |  | 1410586.346 | 15334061.931 |  | -1
node_8104601_200821195 |  |  | PQ | AN | 2771.281 | 8104601 | no | no |  |  | no |  |  | 1410067.562 | 15331815.774 |  | -1
node_8104601_200821448 |  |  | PQ | AD | 2771.281 | 8104601 | no | no |  |  | no |  |  | 1408458.782 | 15330569.538 |  | -1
node_8104601_200821450 |  |  | PQ | AN | 2771.281 | 8104601 | no | no |  |  | no |  |  | 1408530.691 | 15330797.252 |  | -1
node_8104601_200821452 |  |  | PQ | AD | 2771.281 | 8104601 | no | no |  |  | no |  |  | 1408729.336 | 15331072.045 |  | -1
node_8104601_200821453 |  |  | PQ | AD | 2771.281 | 8104601 | no | no |  |  | no |  |  | 1408821.428 | 15331197.211 |  | -1
node_8104601_200821455 |  |  | PQ | AN | 2771.281 | 8104601 | no | no |  |  | no |  |  | 1409059.325 | 15331482.456 |  | -1
node_8104601_200821456 |  |  | PQ | AN | 2771.281 | 8104601 | no | no |  |  | no |  |  | 1409192.169 | 15331649.984 |  | -1
node_8104601_200821458 |  |  | PQ | AN | 2771.281 | 8104601 | no | no |  |  | no |  |  | 1409388.081 | 15331867.318 |  | -1
node_8104601_200821460 |  |  | PQ | AD | 2771.281 | 8104601 | no | no |  |  | no |  |  | 1409573.223 | 15332117.114 |  | -1
node_8104601_200821461 |  |  | PQ | AN | 2771.281 | 8104601 | no | no |  |  | no |  |  | 1409661.726 | 15331970.376 |  | -1
node_8104601_200821462 |  |  | PQ | AN | 2771.281 | 8104601 | no | no |  |  | no |  |  | 1409739.57 | 15332045.741 |  | -1
node_8104601_200821463 |  |  | PQ | AN | 2771.281 | 8104601 | no | no |  |  | no |  |  | 1409845.519 | 15332171.681 |  | -1
node_8104601_200821464 |  |  | PQ | AN | 2771.281 | 8104601 | no | no |  |  | no |  |  | 1409945.339 | 15332282.518 |  | -1
node_8104601_200821465 |  |  | PQ | AN | 2771.281 | 8104601 | no | no |  |  | no |  |  | 1409841.981 | 15332547.775 |  | -1
node_8104601_200821466 |  |  | PQ | AD | 2771.281 | 8104601 | no | no |  |  | no |  |  | 1409967.23 | 15332743.139 |  | -1
node_8104601_200821467 |  |  | PQ | AN | 2771.281 | 8104601 | no | no |  |  | no |  |  | 1410095.517 | 15332947.797 |  | -1
node_8104601_200821468 |  |  | PQ | AN | 2771.281 | 8104601 | no | no |  |  | no |  |  | 1410183.347 | 15333300.161 |  | -1
node_8104601_200821469 |  |  | PQ | AD | 2771.281 | 8104601 | no | no |  |  | no |  |  | 1410304.541 | 15332890.598 |  | -1
node_8104601_200821470 |  |  | PQ | AD | 2771.281 | 8104601 | no | no |  |  | no |  |  | 1410381.506 | 15333144.444 |  | -1
node_8104601_200821471 |  |  | PQ | AD | 2771.281 | 8104601 | no | no |  |  | no |  |  | 1410420.032 | 15333532.467 |  | -1
node_8104601_200821472 |  |  | PQ | AN | 2771.281 | 8104601 | no | no |  |  | no |  |  | 1410328.208 | 15333600.835 |  | -1
node_8104601_200821473 |  |  | PQ | AD | 2771.281 | 8104601 | no | no |  |  | no |  |  | 1410413.454 | 15333883.895 |  | -1
node_8104601_200822176 |  |  | PQ | ABCN | 19918.584 | 8104601 | no | no |  |  | no |  |  | 1414073.897 | 15318597 |  | -1
node_8104601_200822177 |  |  | PQ | ABCN | 19918.584 | 8104601 | no | no |  |  | no |  |  | 1414086.576 | 15318574.818 |  | -1
node_8104601_200822178 |  |  | PQ | ABCN | 19918.584 | 8104601 | no | no |  |  | no |  |  | 1414140.715 | 15318818.92 |  | -1
node_8104601_200822179 |  |  | PQ | ABCN | 19918.584 | 8104601 | no | no |  |  | no |  |  | 1414188.792 | 15318996.722 |  | -1
node_8104601_200822180 |  |  | PQ | ABCN | 19918.584 | 8104601 | no | no |  |  | no |  |  | 1414204.874 | 15319231.369 |  | -1
node_8104601_200822182 |  |  | PQ | ABCN | 19918.584 | 8104601 | no | no |  |  | no |  |  | 1414248.802 | 15319421.156 |  | -1
node_8104601_200822184 |  |  | PQ | ABCN | 19918.584 | 8104601 | no | no |  |  | no |  |  | 1414312.051 | 15319607.762 |  | -1
node_8104601_200822187 |  |  | PQ | ABCN | 19918.584 | 8104601 | no | no |  |  | no |  |  | 1414341.107 | 15319757.045 |  | -1
node_8104601_200822189 |  |  | PQ | ABCN | 19918.584 | 8104601 | no | no |  |  | no |  |  | 1414360.892 | 15319954.44 |  | -1
node_8104601_200822193 |  |  | PQ | ABCN | 19918.584 | 8104601 | no | no |  |  | no |  |  | 1414360.543 | 15320302.905 |  | -1
node_8104601_200822194 |  |  | PQ | ABCN | 19918.584 | 8104601 | no | no |  |  | no |  |  | 1414342.424 | 15320535.686 |  | -1
node_8104601_200822195 |  |  | PQ | ABCN | 19918.584 | 8104601 | no | no |  |  | no |  |  | 1414390.522 | 15320632.005 |  | -1
node_8104601_200822196 |  |  | PQ | ABCN | 19918.584 | 8104601 | no | no |  |  | no |  |  | 1414357.03 | 15320794.679 |  | -1
node_8104601_200822197 |  |  | PQ | ABCN | 19918.584 | 8104601 | no | no |  |  | no |  |  | 1414340.926 | 15320899.061 |  | -1
node_8104601_200822198 |  |  | PQ | ABCN | 19918.584 | 8104601 | no | no |  |  | no |  |  | 1414318.181 | 15320980.675 |  | -1
node_8104601_200822199 |  |  | PQ | ABCN | 19918.584 | 8104601 | no | no |  |  | no |  |  | 1414290.686 | 15321167.769 |  | -1
node_8104601_200822201 |  |  | PQ | ABCN | 19918.584 | 8104601 | no | no |  |  | no |  |  | 1414217.464 | 15321318.973 |  | -1
node_8104601_200822202 |  |  | PQ | ABCN | 19918.584 | 8104601 | no | no |  |  | no |  |  | 1414210.395 | 15321413.634 |  | -1
node_8104601_200822203 |  |  | PQ | ABCN | 19918.584 | 8104601 | no | no |  |  | no |  |  | 1414191.951 | 15321583.869 |  | -1
node_8104601_200822204 |  |  | PQ | ABCN | 19918.584 | 8104601 | no | no |  |  | no |  |  | 1414169.233 | 15321755.37 |  | -1
node_8104601_200822205 |  |  | PQ | ABCN | 19918.584 | 8104601 | no | no |  |  | no |  |  | 1414172.41 | 15322004.601 |  | -1
node_8104601_200822206 |  |  | PQ | ABCN | 19918.584 | 8104601 | no | no |  |  | no |  |  | 1414186.443 | 15322273.872 |  | -1
node_8104601_200822207 |  |  | PQ | ABCN | 19918.584 | 8104601 | no | no |  |  | no |  |  | 1414192.655 | 15322384.813 |  | -1
node_8104601_200822209 |  |  | PQ | ABCN | 19918.584 | 8104601 | no | no |  |  | no |  |  | 1414188.083 | 15322500.008 |  | -1
node_8104601_200822211 |  |  | PQ | ABCN | 19918.584 | 8104601 | no | no |  |  | no |  |  | 1414252.806 | 15322716.809 |  | -1
node_8104601_200822212 |  |  | PQ | ABCN | 19918.584 | 8104601 | no | no |  |  | no |  |  | 1414323.254 | 15322950.911 |  | -1
node_8104601_200822213 |  |  | PQ | ABCN | 19918.584 | 8104601 | no | no |  |  | no |  |  | 1414351.119 | 15323030.776 |  | -1
node_8104601_200822214 |  |  | PQ | ABCN | 19918.584 | 8104601 | no | no |  |  | no |  |  | 1414390.69 | 15323185.207 |  | -1
node_8104601_200822215 |  |  | PQ | ABCN | 19918.584 | 8104601 | no | no |  |  | no |  |  | 1414531.542 | 15323421.115 |  | -1
node_8104601_200822217 |  |  | PQ | ABCN | 19918.584 | 8104601 | no | no |  |  | no |  |  | 1414542.457 | 15323598.404 |  | -1
node_8104601_200822218 |  |  | PQ | ABCN | 19918.584 | 8104601 | no | no |  |  | no |  |  | 1414551.391 | 15323775.818 |  | -1
node_8104601_200822220 |  |  | PQ | ABCN | 19918.584 | 8104601 | no | no |  |  | no |  |  | 1414519.486 | 15324013.868 |  | -1
node_8104601_200822221 |  |  | PQ | ABCN | 19918.584 | 8104601 | no | no |  |  | no |  |  | 1414532.039 | 15324241.336 |  | -1
node_8104601_200822222 |  |  | PQ | ABCN | 19918.584 | 8104601 | no | no |  |  | no |  |  | 1414537.711 | 15324470.145 |  | -1
node_8104601_200822223 |  |  | PQ | ABCN | 19918.584 | 8104601 | no | no |  |  | no |  |  | 1414546.034 | 15324697.498 |  | -1
node_8104601_200822224 |  |  | PQ | ABCN | 19918.584 | 8104601 | no | no |  |  | no |  |  | 1414552.007 | 15324905.048 |  | -1
node_8104601_200822227 |  |  | PQ | ABCN | 19918.584 | 8104601 | no | no |  |  | no |  |  | 1414553.516 | 15325128.869 |  | -1
node_8104601_200822228 |  |  | PQ | ABCN | 19918.584 | 8104601 | no | no |  |  | no |  |  | 1414598.576 | 15325263.647 |  | -1
node_8104601_200822229 |  |  | PQ | ABCN | 19918.584 | 8104601 | no | no |  |  | no |  |  | 1414602.893 | 15325501.431 |  | -1
node_8104601_200822230 |  |  | PQ | ABCN | 19918.584 | 8104601 | no | no |  |  | no |  |  | 1414602.844 | 15325676.64 |  | -1
node_8104601_200822231 |  |  | PQ | ABCN | 19918.584 | 8104601 | no | no |  |  | no |  |  | 1414605.853 | 15325858.043 |  | -1
node_8104601_200822233 |  |  | PQ | ABCN | 19918.584 | 8104601 | no | no |  |  | no |  |  | 1414610.513 | 15326219.604 |  | -1
node_8104601_200822236 |  |  | PQ | ABCN | 19918.584 | 8104601 | no | no |  |  | no |  |  | 1414616.869 | 15326499.96 |  | -1
node_8104601_200822237 |  |  | PQ | ABCN | 19918.584 | 8104601 | no | no |  |  | no |  |  | 1414600.61 | 15326641.516 |  | -1
node_8104601_200822238 |  |  | PQ | ABCN | 19918.584 | 8104601 | no | no |  |  | no |  |  | 1414585.139 | 15326769.226 |  | -1
node_8104601_200822240 |  |  | PQ | ABCN | 19918.584 | 8104601 | no | no |  |  | no |  |  | 1414557.005 | 15326960.839 |  | -1
node_8104601_200822242 |  |  | PQ | ABCN | 19918.584 | 8104601 | no | no |  |  | no |  |  | 1414539.33 | 15327095.009 |  | -1
node_8104601_200822243 |  |  | PQ | ABCN | 19918.584 | 8104601 | no | no |  |  | no |  |  | 1414499.843 | 15327238.344 |  | -1
node_8104601_200822246 |  |  | PQ | ABCN | 19918.584 | 8104601 | no | no |  |  | no |  |  | 1414409.322 | 15327539.837 |  | -1
node_8104601_200822247 |  |  | PQ | ABCN | 19918.584 | 8104601 | no | no |  |  | no |  |  | 1414361.755 | 15327690.016 |  | -1
node_8104601_200822248 |  |  | PQ | ABCN | 19918.584 | 8104601 | no | no |  |  | no |  |  | 1414304.931 | 15327855.452 |  | -1
node_8104601_200822249 |  |  | PQ | ABCN | 19918.584 | 8104601 | no | no |  |  | no |  |  | 1414280.927 | 15327926.971 |  | -1
node_8104601_200822251 |  |  | PQ | ABCN | 19918.584 | 8104601 | no | no |  |  | no |  |  | 1414268.92 | 15327985.445 |  | -1
node_8104601_200822252 |  |  | PQ | ABCN | 19918.584 | 8104601 | no | no |  |  | no |  |  | 1414183.837 | 15328115.036 |  | -1
node_8104601_200822254 |  |  | PQ | ABCN | 19918.584 | 8104601 | no | no |  |  | no |  |  | 1414164.849 | 15328263.122 |  | -1
node_8104601_200822255 |  |  | PQ | ABCN | 19918.584 | 8104601 | no | no |  |  | no |  |  | 1414078.466 | 15328250.713 |  | -1
node_8104601_200822257 |  |  | PQ | ABCN | 19918.584 | 8104601 | no | no |  |  | no |  |  | 1413986.492 | 15328229.317 |  | -1
node_8104601_200822258 |  |  | PQ | ABCN | 19918.584 | 8104601 | no | no |  |  | no |  |  | 1413803.219 | 15328247.731 |  | -1
node_8104601_200822259 |  |  | PQ | AN | 19918.584 | 8104601 | no | no |  |  | no |  |  | 1413810.021 | 15328135.782 |  | -1
node_8104601_200822260 |  |  | PQ | AN | 19918.584 | 8104601 | no | no |  |  | no |  |  | 1413865.023 | 15327874.234 |  | -1
node_8104601_200822261 |  |  | PQ | AN | 19918.584 | 8104601 | no | no |  |  | no |  |  | 1413732.208 | 15327677.49 |  | -1
node_8104601_200822262 |  |  | PQ | ABCN | 19918.584 | 8104601 | no | no |  |  | no |  |  | 1413592.831 | 15328234.137 |  | -1
node_8104601_200822263 |  |  | PQ | AN | 19918.584 | 8104601 | no | no |  |  | no |  |  | 1413605.298 | 15328268.001 |  | -1
node_8104601_200822264 |  |  | PQ | AN | 19918.584 | 8104601 | no | no |  |  | no |  |  | 1413646.501 | 15328461.709 |  | -1
node_8104601_200822265 |  |  | PQ | AN | 19918.584 | 8104601 | no | no |  |  | no |  |  | 1413670.892 | 15328623.574 |  | -1
node_8104601_200822267 |  |  | PQ | ABCN | 19918.584 | 8104601 | no | no |  |  | no |  |  | 1413467.625 | 15328222.621 |  | -1
node_8104601_200822268 |  |  | PQ | ABCN | 19918.584 | 8104601 | no | no |  |  | no |  |  | 1413237.346 | 15328207.155 |  | -1
node_8104601_200822269 |  |  | PQ | AN | 19918.584 | 8104601 | no | no |  |  | no |  |  | 1413272.268 | 15328097.467 |  | -1
node_8104601_200822270 |  |  | PQ | AN | 19918.584 | 8104601 | no | no |  |  | no |  |  | 1413235.493 | 15327947.19 |  | -1
node_8104601_200822271 |  |  | PQ | ABCN | 19918.584 | 8104601 | no | no |  |  | no |  |  | 1413089.827 | 15328190.848 |  | -1
node_8104601_200822273 |  |  | PQ | AN | 19918.584 | 8104601 | no | no |  |  | no |  |  | 1413055.424 | 15328380.977 |  | -1
node_8104601_200822274 |  |  | PQ | ABCN | 19918.584 | 8104601 | no | no |  |  | no |  |  | 1412918.433 | 15328142.371 |  | -1
node_8104601_200822275 |  |  | PQ | ABCN | 19918.584 | 8104601 | no | no |  |  | no |  |  | 1412687.295 | 15328129.758 |  | -1
node_8104601_200822276 |  |  | PQ | ABCN | 19918.584 | 8104601 | no | no |  |  | no |  |  | 1412559.124 | 15328120.934 |  | -1
node_8104601_200822277 |  |  | PQ | ABCN | 19918.584 | 8104601 | no | no |  |  | no |  |  | 1412419.331 | 15328102.264 |  | -1
node_8104601_200822278 |  |  | PQ | ABCN | 19918.584 | 8104601 | no | no |  |  | no |  |  | 1412265.165 | 15328106.357 |  | -1
node_8104601_200822280 |  |  | PQ | ABCN | 19918.584 | 8104601 | no | no |  |  | no |  |  | 1412114.257 | 15328093.741 |  | -1
node_8104601_200822281 |  |  | PQ | ABCN | 19918.584 | 8104601 | no | no |  |  | no |  |  | 1411968.242 | 15328089.66 |  | -1
node_8104601_200822283 |  |  | PQ | ABCN | 19918.584 | 8104601 | no | no |  |  | no |  |  | 1411804.975 | 15328076.839 |  | -1
node_8104601_200822284 |  |  | PQ | ABCN | 19918.584 | 8104601 | no | no |  |  | no |  |  | 1411645.189 | 15328078.294 |  | -1
node_8104601_200822285 |  |  | PQ | ABCN | 19918.584 | 8104601 | no | no |  |  | no |  |  | 1411443.871 | 15328060.905 |  | -1
node_8104601_200822287 |  |  | PQ | ABCN | 19918.584 | 8104601 | no | no |  |  | no |  |  | 1411243.168 | 15328046.074 |  | -1
node_8104601_200822289 |  |  | PQ | ABCN | 19918.584 | 8104601 | no | no |  |  | no |  |  | 1411075.665 | 15328035.937 |  | -1
node_8104601_200822291 |  |  | PQ | ABCN | 19918.584 | 8104601 | no | no |  |  | no |  |  | 1410927.228 | 15328042.242 |  | -1
node_8104601_200822292 |  |  | PQ | ABCN | 19918.584 | 8104601 | no | no |  |  | no |  |  | 1410780.629 | 15328012.503 |  | -1
node_8104601_200822293 |  |  | PQ | ABCN | 19918.584 | 8104601 | no | no |  |  | no |  |  | 1410624.737 | 15328007.363 |  | -1
node_8104601_200822295 |  |  | PQ | ABCN | 19918.584 | 8104601 | no | no |  |  | no |  |  | 1410358.067 | 15327982.843 |  | -1
node_8104601_200822296 |  |  | PQ | ABCN | 19918.584 | 8104601 | no | no |  |  | no |  |  | 1410271.735 | 15327995.98 |  | -1
node_8104601_200822297 |  |  | PQ | ABCN | 19918.584 | 8104601 | no | no |  |  | no |  |  | 1410102.623 | 15328008.973 |  | -1
node_8104601_200822298 |  |  | PQ | ABCN | 19918.584 | 8104601 | no | no |  |  | no |  |  | 1409951.216 | 15327999.768 |  | -1
node_8104601_200822300 |  |  | PQ | ABCN | 19918.584 | 8104601 | no | no |  |  | no |  |  | 1409791.247 | 15327987.644 |  | -1
node_8104601_200822301 |  |  | PQ | ABCN | 19918.584 | 8104601 | no | no |  |  | no |  |  | 1409547.613 | 15327980.463 |  | -1
node_8104601_200822302 |  |  | PQ | ABCN | 19918.584 | 8104601 | no | no |  |  | no |  |  | 1409405.644 | 15327942.136 |  | -1
node_8104601_200822306 |  |  | PQ | ABCN | 19918.584 | 8104601 | no | no |  |  | no |  |  | 1409164.819 | 15327997.279 |  | -1
node_8104601_200822307 |  |  | PQ | ABCN | 19918.584 | 8104601 | no | no |  |  | no |  |  | 1408946.003 | 15328073.364 |  | -1
node_8104601_200822308 |  |  | PQ | AN | 19918.584 | 8104601 | no | no |  |  | no |  |  | 1408978.429 | 15328130.101 |  | -1
node_8104601_200822309 |  |  | PQ | AN | 19918.584 | 8104601 | no | no |  |  | no |  |  | 1408963.71 | 15328327.942 |  | -1
node_8104601_200822310 |  |  | PQ | ABCN | 19918.584 | 8104601 | no | no |  |  | no |  |  | 1408806.648 | 15328120.531 |  | -1
node_8104601_200822311 |  |  | PQ | ABCN | 19918.584 | 8104601 | no | no |  |  | no |  |  | 1408675.589 | 15328164.077 |  | -1
node_8104601_200822312 |  |  | PQ | ABCN | 19918.584 | 8104601 | no | no |  |  | no |  |  | 1408416.935 | 15328248.879 |  | -1
node_8104601_200822313 |  |  | PQ | ABCN | 19918.584 | 8104601 | no | no |  |  | no |  |  | 1408169.842 | 15328330.932 |  | -1
node_8104601_200822314 |  |  | PQ | ABCN | 19918.584 | 8104601 | no | no |  |  | no |  |  | 1408056.306 | 15328368.998 |  | -1
node_8104601_200822315 |  |  | PQ | AN | 19918.584 | 8104601 | no | no |  |  | no |  |  | 1408094.812 | 15328268.412 |  | -1
node_8104601_200822317 |  |  | PQ | ABCN | 19918.584 | 8104601 | no | no |  |  | no |  |  | 1407950.063 | 15328405.618 |  | -1
node_8104601_200822319 |  |  | PQ | ABCN | 19918.584 | 8104601 | no | no |  |  | no |  |  | 1407715.629 | 15328413.843 |  | -1
node_8104601_200822612 |  |  | PQ | AN | 2771.281 | 8104601 | no | no |  |  | no |  |  | 1409795.148 | 15324631.997 |  | -1
node_8104601_200822616 |  |  | PQ | AD | 2771.281 | 8104601 | no | no |  |  | no |  |  | 1409990.445 | 15324655.742 |  | -1
node_8104601_200822617 |  |  | PQ | AN | 2771.281 | 8104601 | no | no |  |  | no |  |  | 1410173.559 | 15324666.725 |  | -1
node_8104601_200822618 |  |  | PQ | ABCD | 2771.281 | 8104601 | no | no |  |  | no |  |  | 1410265.493 | 15324678.371 |  | -1
node_8104601_200822619 |  |  | PQ | ABCD | 2771.281 | 8104601 | no | no |  |  | no |  |  | 1410441.728 | 15324698.232 |  | -1
node_8104601_200822621 |  |  | PQ | ABCD | 2771.281 | 8104601 | no | no |  |  | no |  |  | 1410803.651 | 15324694.7 |  | -1
node_8104601_200822622 |  |  | PQ | ABCN | 2771.281 | 8104601 | no | no |  |  | no |  |  | 1411044.925 | 15324664.934 |  | -1
node_8104601_200822623 |  |  | PQ | ABCN | 2771.281 | 8104601 | no | no |  |  | no |  |  | 1411328.159 | 15324617.22 |  | -1
node_8104601_200822625 |  |  | PQ | ABCN | 2771.281 | 8104601 | no | no |  |  | no |  |  | 1411583.205 | 15324635.926 |  | -1
node_8104601_200822627 |  |  | PQ | ABCN | 2771.281 | 8104601 | no | no |  |  | no |  |  | 1411793.554 | 15324651.069 |  | -1
node_8104601_200822628 |  |  | PQ | ABCD | 2771.281 | 8104601 | no | no |  |  | no |  |  | 1412155.71 | 15324759.819 |  | -1
node_8104601_200822629 |  |  | PQ | ABCN | 2771.281 | 8104601 | no | no |  |  | no |  |  | 1412300.101 | 15324792.818 |  | -1
node_8104601_200822630 |  |  | PQ | ABCD | 2771.281 | 8104601 | no | no |  |  | no |  |  | 1412451.729 | 15324827.38 |  | -1
node_8104601_200822631 |  |  | PQ | ABCN | 2771.281 | 8104601 | no | no |  |  | no |  |  | 1412652.178 | 15324873.728 |  | -1
node_8104601_200822632 |  |  | PQ | ABCN | 2771.281 | 8104601 | no | no |  |  | no |  |  | 1412820.236 | 15324929.922 |  | -1
node_8104601_200822633 |  |  | PQ | ABCD | 2771.281 | 8104601 | no | no |  |  | no |  |  | 1412982.447 | 15324966.821 |  | -1
node_8104601_200822634 |  |  | PQ | ABCD | 2771.281 | 8104601 | no | no |  |  | no |  |  | 1413053.223 | 15324988.815 |  | -1
node_8104601_200822635 |  |  | PQ | ABCN | 2771.281 | 8104601 | no | no |  |  | no |  |  | 1413261.928 | 15325039.08 |  | -1
node_8104601_200822846 |  |  | PQ | ABCN | 19918.584 | 8104601 | no | no |  |  | no |  |  | 1407578.104 | 15327944.441 |  | -1
node_8104601_200822848 |  |  | PQ | ABCN | 19918.584 | 8104601 | no | no |  |  | no |  |  | 1407566.1 | 15327750.253 |  | -1
node_8104601_200822851 |  |  | PQ | ABCN | 19918.584 | 8104601 | no | no |  |  | no |  |  | 1407572.645 | 15327511.598 |  | -1
node_8104601_200822853 |  |  | PQ | ABCN | 19918.584 | 8104601 | no | no |  |  | no |  |  | 1407589.777 | 15327284.152 |  | -1
node_8104601_200822855 |  |  | PQ | ABCN | 19918.584 | 8104601 | no | no |  |  | no |  |  | 1407586.676 | 15327165.863 |  | -1
node_8104601_200822856 |  |  | PQ | AN | 19918.584 | 8104601 | no | no |  |  | no |  |  | 1407431.999 | 15327141.144 |  | -1
node_8104601_200822857 |  |  | PQ | AN | 19918.584 | 8104601 | no | no |  |  | no |  |  | 1407216.733 | 15327121.925 |  | -1
node_8104601_200822858 |  |  | PQ | ABCN | 19918.584 | 8104601 | no | no |  |  | no |  |  | 1407595.406 | 15326997.186 |  | -1
node_8104601_200822860 |  |  | PQ | ABCN | 19918.584 | 8104601 | no | no |  |  | no |  |  | 1407670.41 | 15326885.68 |  | -1
node_8104601_200822861 |  |  | PQ | ABCN | 19918.584 | 8104601 | no | no |  |  | no |  |  | 1407673.985 | 15326698.501 |  | -1
node_8104601_200822862 |  |  | PQ | ABCN | 19918.584 | 8104601 | no | no |  |  | no |  |  | 1407680.302 | 15326597.208 |  | -1
node_8104601_200822863 |  |  | PQ | ABCN | 19918.584 | 8104601 | no | no |  |  | no |  |  | 1407659.254 | 15329048.783 |  | -1
node_8104601_200822865 |  |  | PQ | ABCN | 19918.584 | 8104601 | no | no |  |  | no |  |  | 1407691.452 | 15326371.213 |  | -1
node_8104601_200822866 |  |  | PQ | ABCN | 19918.584 | 8104601 | no | no |  |  | no |  |  | 1407692.927 | 15326165.614 |  | -1
node_8104601_200822867 |  |  | PQ | ABCN | 19918.584 | 8104601 | no | no |  |  | no |  |  | 1407568.168 | 15325998.113 |  | -1
node_8104601_200822868 |  |  | PQ | ABCN | 19918.584 | 8104601 | no | no |  |  | no |  |  | 1407486.294 | 15325898.018 |  | -1
node_8104601_200822869 |  |  | PQ | ABCN | 19918.584 | 8104601 | no | no |  |  | no |  |  | 1407540.103 | 15325752.069 |  | -1
node_8104601_200822870 |  |  | PQ | ABCN | 19918.584 | 8104601 | no | no |  |  | no |  |  | 1407573.181 | 15325539.49 |  | -1
node_8104601_200822871 |  |  | PQ | ABN | 19918.584 | 8104601 | no | no |  |  | no |  |  | 1407376.499 | 15325690.592 |  | -1
node_8104601_200822872 |  |  | PQ | ABN | 19918.584 | 8104601 | no | no |  |  | no |  |  | 1407327.047 | 15325596.834 |  | -1
node_8104601_200822873 |  |  | PQ | ABN | 19918.584 | 8104601 | no | no |  |  | no |  |  | 1407219.45 | 15325419.356 |  | -1
node_8104601_200822876 |  |  | PQ | AN | 19918.584 | 8104601 | no | no |  |  | no |  |  | 1407194.42 | 15325297.053 |  | -1
node_8104601_200822877 |  |  | PQ | AN | 19918.584 | 8104601 | no | no |  |  | no |  |  | 1407081.67 | 15325145.283 |  | -1
node_8104601_200822878 |  |  | PQ | ABCN | 19918.584 | 8104601 | no | no |  |  | no |  |  | 1407667.776 | 15328909.459 |  | -1
node_8104601_200822879 |  |  | PQ | ABCN | 19918.584 | 8104601 | no | no |  |  | no |  |  | 1407672.908 | 15328764.36 |  | -1
node_8104601_200822880 |  |  | PQ | ABCN | 19918.584 | 8104601 | no | no |  |  | no |  |  | 1407681.309 | 15328635.922 |  | -1
node_8104601_200822881 |  |  | PQ | ABCN | 19918.584 | 8104601 | no | no |  |  | no |  |  | 1407680.013 | 15328518.463 |  | -1
node_8104601_200822882 |  |  | PQ | ABCN | 19918.584 | 8104601 | no | no |  |  | no |  |  | 1407682.643 | 15328366.359 |  | -1
node_8104601_200822883 |  |  | PQ | ABCN | 19918.584 | 8104601 | no | no |  |  | no |  |  | 1407683.327 | 15328242.944 |  | -1
node_8104601_200822887 |  |  | PQ | AN | 19918.584 | 8104601 | no | no |  |  | no |  |  | 1407788.65 | 15328873.761 |  | -1
node_8104601_200822888 |  |  | PQ | AN | 19918.584 | 8104601 | no | no |  |  | no |  |  | 1407856.124 | 15328818.976 |  | -1
node_8104601_200822889 |  |  | PQ | AN | 19918.584 | 8104601 | no | no |  |  | no |  |  | 1407934.806 | 15328751.96 |  | -1
node_8104601_200822891 |  |  | PQ | AN | 19918.584 | 8104601 | no | no |  |  | no |  |  | 1408131.825 | 15328540.519 |  | -1
node_8104601_200822892 |  |  | PQ | AN | 19918.584 | 8104601 | no | no |  |  | no |  |  | 1408308.16 | 15328412.367 |  | -1
node_8104601_200822893 |  |  | PQ | AN | 19918.584 | 8104601 | no | no |  |  | no |  |  | 1408498.699 | 15328308.619 |  | -1
node_8104601_200822894 |  |  | PQ | AN | 2771.281 | 8104601 | no | no |  |  | no |  |  | 1405118.002 | 15337553.766 |  | -1
node_8104601_200822895 |  |  | PQ | AN | 2771.281 | 8104601 | no | no |  |  | no |  |  | 1406725.877 | 15335681.715 |  | -1
node_8104601_200822896 |  |  | PQ | AN | 2771.281 | 8104601 | no | no |  |  | no |  |  | 1406425.038 | 15337919.068 |  | -1
node_8104601_200822897 |  |  | PQ | AN | 2771.281 | 8104601 | no | no |  |  | no |  |  | 1406034.979 | 15336881.449 |  | -1
node_8104601_200822898 |  |  | PQ | AD | 2771.281 | 8104601 | no | no |  |  | no |  |  | 1406019.33 | 15337170.733 |  | -1
node_8104601_200822899 |  |  | PQ | AD | 2771.281 | 8104601 | no | no |  |  | no |  |  | 1406016.056 | 15337310.585 |  | -1
node_8104601_200822900 |  |  | PQ | AD | 2771.281 | 8104601 | no | no |  |  | no |  |  | 1405804.552 | 15337219.795 |  | -1
node_8104601_200822901 |  |  | PQ | AN | 2771.281 | 8104601 | no | no |  |  | no |  |  | 1405602.117 | 15337243.634 |  | -1
node_8104601_200822902 |  |  | PQ | AN | 2771.281 | 8104601 | no | no |  |  | no |  |  | 1406007.802 | 15337470.958 |  | -1
node_8104601_200822903 |  |  | PQ | AD | 2771.281 | 8104601 | no | no |  |  | no |  |  | 1406001.348 | 15337663.436 |  | -1
node_8104601_200822904 |  |  | PQ | AN | 2771.281 | 8104601 | no | no |  |  | no |  |  | 1405957.858 | 15337577.536 |  | -1
node_8104601_200822905 |  |  | PQ | AN | 2771.281 | 8104601 | no | no |  |  | no |  |  | 1405986.451 | 15337885.065 |  | -1
node_8104601_200822907 |  |  | PQ | AD | 2771.281 | 8104601 | no | no |  |  | no |  |  | 1405976.307 | 15338123.09 |  | -1
node_8104601_200822908 |  |  | PQ | AD | 2771.281 | 8104601 | no | no |  |  | no |  |  | 1405968.484 | 15338357.288 |  | -1
node_8104601_200822909 |  |  | PQ | AN | 2771.281 | 8104601 | no | no |  |  | no |  |  | 1405950.245 | 15338605.262 |  | -1
node_8104601_200822910 |  |  | PQ | AD | 2771.281 | 8104601 | no | no |  |  | no |  |  | 1406000.199 | 15338585.534 |  | -1
node_8104601_200822911 |  |  | PQ | AN | 2771.281 | 8104601 | no | no |  |  | no |  |  | 1406402.329 | 15338634.039 |  | -1
node_8104601_200822914 |  |  | PQ | AN | 2771.281 | 8104601 | no | no |  |  | no |  |  | 1405935.833 | 15338856.394 |  | -1
node_8104601_200822915 |  |  | PQ | AD | 2771.281 | 8104601 | no | no |  |  | no |  |  | 1405929.714 | 15339014.539 |  | -1
node_8104601_200822917 |  |  | PQ | AN | 2771.281 | 8104601 | no | no |  |  | no |  |  | 1406064.326 | 15339362.099 |  | -1
node_8104601_200822918 |  |  | PQ | AN | 2771.281 | 8104601 | no | no |  |  | no |  |  | 1406491.851 | 15339391.745 |  | -1
node_8104601_200822919 |  |  | PQ | AN | 2771.281 | 8104601 | no | no |  |  | no |  |  | 1407644.653 | 15333232.858 |  | -1
node_8104601_200822920 |  |  | PQ | AN | 2771.281 | 8104601 | no | no |  |  | no |  |  | 1407456.076 | 15333431.174 |  | -1
node_8104601_200822921 |  |  | PQ | AN | 2771.281 | 8104601 | no | no |  |  | no |  |  | 1407540.712 | 15333499.587 |  | -1
node_8104601_200822922 |  |  | PQ | AD | 2771.281 | 8104601 | no | no |  |  | no |  |  | 1407369.702 | 15333919.482 |  | -1
node_8104601_200822923 |  |  | PQ | AN | 2771.281 | 8104601 | no | no |  |  | no |  |  | 1407101.767 | 15334196.284 |  | -1
node_8104601_200822925 |  |  | PQ | AN | 2771.281 | 8104601 | no | no |  |  | no |  |  | 1406663.222 | 15334786.646 |  | -1
node_8104601_200822926 |  |  | PQ | AN | 2771.281 | 8104601 | no | no |  |  | no |  |  | 1406585.851 | 15334992.362 |  | -1
node_8104601_200822928 |  |  | PQ | AD | 2771.281 | 8104601 | no | no |  |  | no |  |  | 1406525.201 | 15335137.401 |  | -1
node_8104601_200822929 |  |  | PQ | AD | 2771.281 | 8104601 | no | no |  |  | no |  |  | 1406452.097 | 15335481.98 |  | -1
node_8104601_200822930 |  |  | PQ | AD | 2771.281 | 8104601 | no | no |  |  | no |  |  | 1406528.6 | 15335448.923 |  | -1
node_8104601_200822931 |  |  | PQ | AD | 2771.281 | 8104601 | no | no |  |  | no |  |  | 1406837.913 | 15335338.169 |  | -1
node_8104601_200822932 |  |  | PQ | AD | 2771.281 | 8104601 | no | no |  |  | no |  |  | 1407153.491 | 15335200.961 |  | -1
node_8104601_200822933 |  |  | PQ | AN | 2771.281 | 8104601 | no | no |  |  | no |  |  | 1407372.372 | 15334986.998 |  | -1
node_8104601_200822934 |  |  | PQ | AN | 2771.281 | 8104601 | no | no |  |  | no |  |  | 1406404.037 | 15335452.731 |  | -1
node_8104601_200822935 |  |  | PQ | AN | 2771.281 | 8104601 | no | no |  |  | no |  |  | 1406400.994 | 15335644.052 |  | -1
node_8104601_200822937 |  |  | PQ | AN | 2771.281 | 8104601 | no | no |  |  | no |  |  | 1406337.705 | 15335871.183 |  | -1
node_8104601_200822938 |  |  | PQ | AN | 2771.281 | 8104601 | no | no |  |  | no |  |  | 1406292.857 | 15336033.437 |  | -1
node_8104601_200822939 |  |  | PQ | AN | 2771.281 | 8104601 | no | no |  |  | no |  |  | 1406175.243 | 15336202.601 |  | -1
node_8104601_200822941 |  |  | PQ | AD | 2771.281 | 8104601 | no | no |  |  | no |  |  | 1406062.967 | 15336385.322 |  | -1
node_8104601_200822942 |  |  | PQ | AD | 2771.281 | 8104601 | no | no |  |  | no |  |  | 1406420.865 | 15336418.06 |  | -1
node_8104601_200822943 |  |  | PQ | AN | 2771.281 | 8104601 | no | no |  |  | no |  |  | 1406709.817 | 15336437.059 |  | -1
node_8104601_200822944 |  |  | PQ | AD | 2771.281 | 8104601 | no | no |  |  | no |  |  | 1406045.288 | 15336618.786 |  | -1
node_8104601_200822945 |  |  | PQ | AN | 19918.584 | 8104601 | no | no |  |  | no |  |  | 1414149.502 | 15328328.343 |  | -1
node_8104601_200822946 |  |  | PQ | AN | 19918.584 | 8104601 | no | no |  |  | no |  |  | 1414035.335 | 15328475.11 |  | -1
node_8104601_200822947 |  |  | PQ | AN | 19918.584 | 8104601 | no | no |  |  | no |  |  | 1413953.253 | 15328578.625 |  | -1
node_8104601_200822948 |  |  | PQ | ABCN | 19918.584 | 8104601 | no | no |  |  | no |  |  | 1414296.146 | 15328164.646 |  | -1
node_8104601_200823914 |  |  | PQ | AN | 2771.281 | 8104601 | no | no |  |  | no |  |  | 1409547.995 | 15323628.762 |  | -1
node_8104601_200823915 |  |  | PQ | ABCN | 2771.281 | 8104601 | no | no |  |  | no |  |  | 1410255.811 | 15324608.64 |  | -1
node_8104601_200823916 |  |  | PQ | ABCN | 2771.281 | 8104601 | no | no |  |  | no |  |  | 1410155.148 | 15324443.158 |  | -1
node_8104601_200823917 |  |  | PQ | ABCD | 2771.281 | 8104601 | no | no |  |  | no |  |  | 1410137.127 | 15324347.751 |  | -1
node_8104601_200823918 |  |  | PQ | AN | 2771.281 | 8104601 | no | no |  |  | no |  |  | 1409357.073 | 15321786.496 |  | -1
node_8104601_200823920 |  |  | PQ | AN | 2771.281 | 8104601 | no | no |  |  | no |  |  | 1409972.536 | 15323821.434 |  | -1
node_8104601_200823921 |  |  | PQ | AN | 2771.281 | 8104601 | no | no |  |  | no |  |  | 1409927.015 | 15323619.303 |  | -1
node_8104601_200823923 |  |  | PQ | AN | 2771.281 | 8104601 | no | no |  |  | no |  |  | 1409832.225 | 15323215.195 |  | -1
node_8104601_200823924 |  |  | PQ | AD | 2771.281 | 8104601 | no | no |  |  | no |  |  | 1409779.32 | 15323022.392 |  | -1
node_8104601_200823925 |  |  | PQ | AN | 2771.281 | 8104601 | no | no |  |  | no |  |  | 1409696.797 | 15322749.494 |  | -1
node_8104601_200823927 |  |  | PQ | AN | 2771.281 | 8104601 | no | no |  |  | no |  |  | 1409641.913 | 15322574.209 |  | -1
node_8104601_200823928 |  |  | PQ | AD | 2771.281 | 8104601 | no | no |  |  | no |  |  | 1409620.146 | 15322490.432 |  | -1
node_8104601_200823930 |  |  | PQ | AN | 2771.281 | 8104601 | no | no |  |  | no |  |  | 1409506.806 | 15322226.16 |  | -1
node_8104601_200823931 |  |  | PQ | AN | 2771.281 | 8104601 | no | no |  |  | no |  |  | 1409470.512 | 15322048.1 |  | -1
node_8104601_200823932 |  |  | PQ | AD | 2771.281 | 8104601 | no | no |  |  | no |  |  | 1409426.237 | 15321944.262 |  | -1
node_8104601_200824046 |  |  | PQ | ABCN | 2771.281 | 8104601 | no | no |  |  | no |  |  | 1408670.018 | 15326604.73 |  | -1
node_8104601_200824047 |  |  | PQ | ABCN | 2771.281 | 8104601 | no | no |  |  | no |  |  | 1408664.231 | 15326298.383 |  | -1
node_8104601_200824048 |  |  | PQ | ABCN | 2771.281 | 8104601 | no | no |  |  | no |  |  | 1409024.708 | 15327501.678 |  | -1
node_8104601_200824050 |  |  | PQ | AN | 2771.281 | 8104601 | no | no |  |  | no |  |  | 1410104.619 | 15326481.499 |  | -1
node_8104601_200824051 |  |  | PQ | ABCN | 19918.584 | 8104601 | no | no |  |  | no |  |  | 1409457.41 | 15327850.676 |  | -1
node_8104601_200824052 |  |  | PQ | ABCN | 19918.584 | 8104601 | no | no |  |  | no |  |  | 1409482.681 | 15327717.913 |  | -1
node_8104601_200824053 |  |  | PQ | ABCN | 19918.584 | 8104601 | no | no |  |  | no |  |  | 1409398.663 | 15327716.451 |  | -1
node_8104601_200824054 |  |  | PQ | ABCD | 2771.281 | 8104601 | no | no |  |  | no |  |  | 1409246.274 | 15327700.442 |  | -1
node_8104601_200824056 |  |  | PQ | ABCN | 2771.281 | 8104601 | no | no |  |  | no |  |  | 1409825.341 | 15326490.538 |  | -1
node_8104601_200824057 |  |  | PQ | ABCD | 2771.281 | 8104601 | no | no |  |  | no |  |  | 1409908.731 | 15326303.797 |  | -1
node_8104601_200824058 |  |  | PQ | ABCN | 2771.281 | 8104601 | no | no |  |  | no |  |  | 1410147.739 | 15326160.763 |  | -1
node_8104601_200824059 |  |  | PQ | ABCN | 2771.281 | 8104601 | no | no |  |  | no |  |  | 1410227.135 | 15326034.798 |  | -1
node_8104601_200824060 |  |  | PQ | ABCD | 2771.281 | 8104601 | no | no |  |  | no |  |  | 1410421.184 | 15325882.444 |  | -1
node_8104601_200824061 |  |  | PQ | AD | 2771.281 | 8104601 | no | no |  |  | no |  |  | 1410382.473 | 15325591.349 |  | -1
node_8104601_200824062 |  |  | PQ | AN | 2771.281 | 8104601 | no | no |  |  | no |  |  | 1410433.684 | 15325446.685 |  | -1
node_8104601_200824063 |  |  | PQ | AD | 2771.281 | 8104601 | no | no |  |  | no |  |  | 1410431.889 | 15325291.669 |  | -1
node_8104601_200824064 |  |  | PQ | AN | 2771.281 | 8104601 | no | no |  |  | no |  |  | 1410438.921 | 15325132.414 |  | -1
node_8104601_200824065 |  |  | PQ | AN | 2771.281 | 8104601 | no | no |  |  | no |  |  | 1410434.511 | 15324894.272 |  | -1
node_8104601_200824066 |  |  | PQ | ABCN | 19918.584 | 8104601 | no | no |  |  | no |  |  | 1409505.69 | 15327615.267 |  | -1
node_8104601_200824067 |  |  | PQ | AD | 2771.281 | 8104601 | no | no |  |  | no |  |  | 1410440.963 | 15324757.227 |  | -1
node_8104601_200824068 |  |  | PQ | ABCN | 19918.584 | 8104601 | no | no |  |  | no |  |  | 1409477.764 | 15327472.104 |  | -1
node_8104601_200824069 |  |  | PQ | ABCN | 19918.584 | 8104601 | no | no |  |  | no |  |  | 1409551.638 | 15327301.026 |  | -1
node_8104601_200824070 |  |  | PQ | ABCN | 19918.584 | 8104601 | no | no |  |  | no |  |  | 1409536.435 | 15327198.401 |  | -1
node_8104601_200824071 |  |  | PQ | ABCN | 19918.584 | 8104601 | no | no |  |  | no |  |  | 1409602.662 | 15327017.423 |  | -1
node_8104601_200824074 |  |  | PQ | ABCN | 19918.584 | 8104601 | no | no |  |  | no |  |  | 1409672.687 | 15326923.256 |  | -1
node_8104601_200824075 |  |  | PQ | ABCN | 2771.281 | 8104601 | no | no |  |  | no |  |  | 1409736.747 | 15326779.266 |  | -1
node_8104601_200824076 |  |  | PQ | ABCD | 2771.281 | 8104601 | no | no |  |  | no |  |  | 1409780.674 | 15326640.674 |  | -1
node_8104601_200824077 |  |  | PQ | AN | 19918.584 | 8104601 | no | no |  |  | no |  |  | 1409525.695 | 15327462.795 |  | -1
node_8104601_200824078 |  |  | PQ | AN | 19918.584 | 8104601 | no | no |  |  | no |  |  | 1409650.749 | 15327481.583 |  | -1
node_8104601_200824079 |  |  | PQ | AN | 19918.584 | 8104601 | no | no |  |  | no |  |  | 1409867.94 | 15327494.205 |  | -1
node_8104601_200824080 |  |  | PQ | AN | 19918.584 | 8104601 | no | no |  |  | no |  |  | 1410066.39 | 15327498.604 |  | -1
node_8104601_200824081 |  |  | PQ | AN | 19918.584 | 8104601 | no | no |  |  | no |  |  | 1410253.501 | 15327509.125 |  | -1
node_8104601_200824082 |  |  | PQ | AN | 19918.584 | 8104601 | no | no |  |  | no |  |  | 1410247.342 | 15327680.469 |  | -1
node_8104601_200824083 |  |  | PQ | AN | 19918.584 | 8104601 | no | no |  |  | no |  |  | 1410446.043 | 15327572.771 |  | -1
node_8104601_200824084 |  |  | PQ | AN | 19918.584 | 8104601 | no | no |  |  | no |  |  | 1410465.426 | 15327444.626 |  | -1
node_8104601_200824085 |  |  | PQ | AN | 19918.584 | 8104601 | no | no |  |  | no |  |  | 1410473.927 | 15327284.877 |  | -1
node_8104601_200824148 |  |  | PQ | AN | 19918.584 | 8104601 | no | no |  |  | no |  |  | 1412228.715 | 15328075.485 |  | -1
node_8104601_200824149 |  |  | PQ | AN | 19918.584 | 8104601 | no | no |  |  | no |  |  | 1412228.507 | 15327962.973 |  | -1
node_8104601_200824150 |  |  | PQ | AN | 19918.584 | 8104601 | no | no |  |  | no |  |  | 1412224.288 | 15327882.603 |  | -1
node_8104601_200824151 |  |  | PQ | AN | 19918.584 | 8104601 | no | no |  |  | no |  |  | 1412212.124 | 15327653.725 |  | -1
node_8104601_200824152 |  |  | PQ | AN | 19918.584 | 8104601 | no | no |  |  | no |  |  | 1412296.376 | 15327494.179 |  | -1
node_8104601_200824153 |  |  | PQ | AN | 19918.584 | 8104601 | no | no |  |  | no |  |  | 1412370.057 | 15327360.401 |  | -1
node_8104601_200824154 |  |  | PQ | AN | 19918.584 | 8104601 | no | no |  |  | no |  |  | 1412322.037 | 15327235.321 |  | -1
node_8104601_200824155 |  |  | PQ | AN | 19918.584 | 8104601 | no | no |  |  | no |  |  | 1412177.572 | 15327186.488 |  | -1
node_8104601_200824157 |  |  | PQ | AN | 19918.584 | 8104601 | no | no |  |  | no |  |  | 1412180.399 | 15327918.409 |  | -1
node_8104601_200824158 |  |  | PQ | AN | 19918.584 | 8104601 | no | no |  |  | no |  |  | 1412021.433 | 15327893.746 |  | -1
node_8104601_200824160 |  |  | PQ | AN | 19918.584 | 8104601 | no | no |  |  | no |  |  | 1411863.818 | 15327866.24 |  | -1
node_8104601_200824161 |  |  | PQ | AN | 19918.584 | 8104601 | no | no |  |  | no |  |  | 1411780.543 | 15327848.866 |  | -1
node_8104601_200824162 |  |  | PQ | AN | 19918.584 | 8104601 | no | no |  |  | no |  |  | 1411778.999 | 15327730.235 |  | -1
node_8104601_200824163 |  |  | PQ | AN | 19918.584 | 8104601 | no | no |  |  | no |  |  | 1411793.99 | 15327572.348 |  | -1
node_8104601_200824164 |  |  | PQ | AN | 19918.584 | 8104601 | no | no |  |  | no |  |  | 1411802.917 | 15327411.81 |  | -1
node_8104601_200824165 |  |  | PQ | AN | 19918.584 | 8104601 | no | no |  |  | no |  |  | 1411810.822 | 15327284.485 |  | -1
node_8104601_200824167 |  |  | PQ | AN | 19918.584 | 8104601 | no | no |  |  | no |  |  | 1411624.718 | 15327809.095 |  | -1
node_8104601_200824227 |  |  | PQ | ABCD | 2771.281 | 8104601 | no | no |  |  | no |  |  | 1410960.57 | 15324727.368 |  | -1
node_8104601_200824228 |  |  | PQ | ABCN | 2771.281 | 8104601 | no | no |  |  | no |  |  | 1410761.859 | 15326029.786 |  | -1
node_8104601_200824229 |  |  | PQ | ABCD | 2771.281 | 8104601 | no | no |  |  | no |  |  | 1410606.38 | 15325988.042 |  | -1
node_8104601_200824230 |  |  | PQ | ABCD | 2771.281 | 8104601 | no | no |  |  | no |  |  | 1410455.037 | 15325942.552 |  | -1
node_8104601_200824231 |  |  | PQ | ABCD | 2771.281 | 8104601 | no | no |  |  | no |  |  | 1410939.821 | 15326074.498 |  | -1
node_8104601_200824233 |  |  | PQ | ABCD | 2771.281 | 8104601 | no | no |  |  | no |  |  | 1411224.436 | 15326135.141 |  | -1
node_8104601_200824234 |  |  | PQ | AN | 7199.558 | 8104601 | no | no |  |  | no |  |  | 1411413.698 | 15326185.481 |  | -1
node_8104601_200824235 |  |  | PQ | ABCN | 2771.281 | 8104601 | no | no |  |  | no |  |  | 1410954.645 | 15324871.001 |  | -1
node_8104601_200824237 |  |  | PQ | ABCD | 2771.281 | 8104601 | no | no |  |  | no |  |  | 1410948.375 | 15325026.663 |  | -1
node_8104601_200824238 |  |  | PQ | ABCN | 2771.281 | 8104601 | no | no |  |  | no |  |  | 1410936.33 | 15325184.866 |  | -1
node_8104601_200824239 |  |  | PQ | ABCD | 2771.281 | 8104601 | no | no |  |  | no |  |  | 1410889.921 | 15325336.34 |  | -1
node_8104601_200824240 |  |  | PQ | ABCN | 2771.281 | 8104601 | no | no |  |  | no |  |  | 1410839.939 | 15325497.194 |  | -1
node_8104601_200824241 |  |  | PQ | ABCD | 2771.281 | 8104601 | no | no |  |  | no |  |  | 1410779.471 | 15325634.968 |  | -1
node_8104601_200824242 |  |  | PQ | ABCN | 2771.281 | 8104601 | no | no |  |  | no |  |  | 1410827.436 | 15325738.181 |  | -1
node_8104601_200824243 |  |  | PQ | ABCD | 2771.281 | 8104601 | no | no |  |  | no |  |  | 1410850.783 | 15325919.959 |  | -1
node_8104601_200824245 |  |  | PQ | ABCN | 19918.584 | 8104601 | no | no |  |  | no |  |  | 1407730.971 | 15329858.152 |  | -1
node_8104601_200824246 |  |  | PQ | ABCN | 19918.584 | 8104601 | no | no |  |  | no |  |  | 1407648.631 | 15329658.986 |  | -1
node_8104601_200824248 |  |  | PQ | AN | 19918.584 | 8104601 | no | no |  |  | no |  |  | 1407504.948 | 15329818.115 |  | -1
node_8104601_200824250 |  |  | PQ | ABCN | 19918.584 | 8104601 | no | no |  |  | no |  |  | 1407616.944 | 15329456.917 |  | -1
node_8104601_200824251 |  |  | PQ | ABCN | 19918.584 | 8104601 | no | no |  |  | no |  |  | 1407606.995 | 15329320.979 |  | -1
node_8104601_200824252 |  |  | PQ | ABCN | 19918.584 | 8104601 | no | no |  |  | no |  |  | 1407583.063 | 15329175.957 |  | -1
node_8104601_200824254 |  |  | PQ | AN | 2771.281 | 8104601 | no | no |  |  | no |  |  | 1404299.449 | 15335290.679 |  | -1
node_8104601_200824255 |  |  | PQ | AN | 2771.281 | 8104601 | no | no |  |  | no |  |  | 1405800.93 | 15336662.933 |  | -1
node_8104601_200824257 |  |  | PQ | AN | 2771.281 | 8104601 | no | no |  |  | no |  |  | 1405554.903 | 15336928.129 |  | -1
node_8104601_200824258 |  |  | PQ | AN | 2771.281 | 8104601 | no | no |  |  | no |  |  | 1405436.948 | 15336337.448 |  | -1
node_8104601_200824260 |  |  | PQ | AN | 2771.281 | 8104601 | no | no |  |  | no |  |  | 1405247.868 | 15336075.056 |  | -1
node_8104601_200824261 |  |  | PQ | AN | 2771.281 | 8104601 | no | no |  |  | no |  |  | 1405031.503 | 15335791.458 |  | -1
node_8104601_200824264 |  |  | PQ | AN | 2771.281 | 8104601 | no | no |  |  | no |  |  | 1404892.577 | 15335589.095 |  | -1
node_8104601_200824265 |  |  | PQ | AN | 2771.281 | 8104601 | no | no |  |  | no |  |  | 1404760.864 | 15335388.081 |  | -1
node_8104601_200824267 |  |  | PQ | AN | 2771.281 | 8104601 | no | no |  |  | no |  |  | 1404636.102 | 15335225.413 |  | -1
node_8104601_200824268 |  |  | PQ | AD | 2771.281 | 8104601 | no | no |  |  | no |  |  | 1404572.764 | 15335240.972 |  | -1
node_8104601_200824269 |  |  | PQ | AN | 2771.281 | 8104601 | no | no |  |  | no |  |  | 1404501.281 | 15335066.137 |  | -1
node_8104601_200824272 |  |  | PQ | AD | 2771.281 | 8104601 | no | no |  |  | no |  |  | 1404401.413 | 15334843.068 |  | -1
node_8104601_200824273 |  |  | PQ | AN | 2771.281 | 8104601 | no | no |  |  | no |  |  | 1404180.356 | 15335000.841 |  | -1
node_8104601_200824274 |  |  | PQ | AN | 19918.584 | 8104601 | no | no |  |  | no |  |  | 1412456.189 | 15327543.79 |  | -1
node_8104601_200824275 |  |  | PQ | AN | 19918.584 | 8104601 | no | no |  |  | no |  |  | 1412612.188 | 15327555.229 |  | -1
node_8104601_200824318 |  |  | PQ | AD | 2771.281 | 8104601 | no | no |  |  | no |  |  | 1407231.588 | 15330076.072 |  | -1
node_8104601_200824319 |  |  | PQ | AD | 2771.281 | 8104601 | no | no |  |  | no |  |  | 1406223.991 | 15331702.985 |  | -1
node_8104601_200824320 |  |  | PQ | AN | 2771.281 | 8104601 | no | no |  |  | no |  |  | 1406090.261 | 15331937.728 |  | -1
node_8104601_200824321 |  |  | PQ | AN | 2771.281 | 8104601 | no | no |  |  | no |  |  | 1407126.378 | 15330250.932 |  | -1
node_8104601_200824322 |  |  | PQ | AD | 2771.281 | 8104601 | no | no |  |  | no |  |  | 1407027.884 | 15330421.716 |  | -1
node_8104601_200824323 |  |  | PQ | AN | 2771.281 | 8104601 | no | no |  |  | no |  |  | 1406933.285 | 15330580.449 |  | -1
node_8104601_200824324 |  |  | PQ | AD | 2771.281 | 8104601 | no | no |  |  | no |  |  | 1406859.338 | 15330769.052 |  | -1
node_8104601_200824325 |  |  | PQ | AN | 2771.281 | 8104601 | no | no |  |  | no |  |  | 1406788.961 | 15330947.216 |  | -1
node_8104601_200824326 |  |  | PQ | AD | 2771.281 | 8104601 | no | no |  |  | no |  |  | 1406730.368 | 15331126.7 |  | -1
node_8104601_200824327 |  |  | PQ | AN | 2771.281 | 8104601 | no | no |  |  | no |  |  | 1406649.994 | 15331382.898 |  | -1
node_8104601_200824329 |  |  | PQ | AD | 2771.281 | 8104601 | no | no |  |  | no |  |  | 1406582.113 | 15331387.103 |  | -1
node_8104601_200824330 |  |  | PQ | AD | 2771.281 | 8104601 | no | no |  |  | no |  |  | 1406343.027 | 15331522.752 |  | -1
node_8104601_200824331 |  |  | PQ | ABCD | 2771.281 | 8104601 | no | no |  |  | no |  |  | 1412994.315 | 15324939.86 |  | -1
node_8104601_200824332 |  |  | PQ | ABCD | 2771.281 | 8104601 | no | no |  |  | no |  |  | 1413042.528 | 15324765.624 |  | -1
node_8104601_200824333 |  |  | PQ | ABCN | 7199.558 | 8104601 | no | no |  |  | no |  |  | 1413150.375 | 15324663.897 |  | -1
node_8104601_200824335 |  |  | PQ | ABCN | 7199.558 | 8104601 | no | no |  |  | no |  |  | 1413290.155 | 15324547.327 |  | -1
node_8104601_200824337 |  |  | PQ | ABCN | 7199.558 | 8104601 | no | no |  |  | no |  |  | 1413345.934 | 15324473.098 |  | -1
node_8104601_200824338 |  |  | PQ | ABCN | 7199.558 | 8104601 | no | no |  |  | no |  |  | 1413420.587 | 15324341.375 |  | -1
node_8104601_200824351 |  |  | PQ | AD | 2771.281 | 8104601 | no | no |  |  | no |  |  | 1409648.83 | 15322714.383 |  | -1
node_8104601_200824352 |  |  | PQ | AD | 2771.281 | 8104601 | no | no |  |  | no |  |  | 1409458.43 | 15322724.749 |  | -1
node_8104601_200824353 |  |  | PQ | AN | 2771.281 | 8104601 | no | no |  |  | no |  |  | 1409232.065 | 15322689.44 |  | -1
node_8104601_200824354 |  |  | PQ | AN | 2771.281 | 8104601 | no | no |  |  | no |  |  | 1409034.15 | 15322726.704 |  | -1
node_8104601_200824355 |  |  | PQ | AD | 2771.281 | 8104601 | no | no |  |  | no |  |  | 1408954.394 | 15322887.158 |  | -1
node_8104601_200824356 |  |  | PQ | AN | 2771.281 | 8104601 | no | no |  |  | no |  |  | 1408946.315 | 15323033.098 |  | -1
node_8104601_200824357 |  |  | PQ | AN | 7199.558 | 8104601 | no | no |  |  | no |  |  | 1408918.572 | 15323177.628 |  | -1
node_8104601_200824412 |  |  | PQ | AD | 2771.281 | 8104601 | no | no |  |  | no |  |  | 1409695.937 | 15326415.237 |  | -1
node_8104601_200824413 |  |  | PQ | AN | 2771.281 | 8104601 | no | no |  |  | no |  |  | 1409550.808 | 15326398.526 |  | -1
node_8104601_200824414 |  |  | PQ | AN | 2771.281 | 8104601 | no | no |  |  | no |  |  | 1409468.761 | 15326553.284 |  | -1
node_8104601_200824453 |  |  | PQ | AD | 2771.281 | 8104601 | no | no |  |  | no |  |  | 1407763.411 | 15330379.058 |  | -1
node_8104601_200824455 |  |  | PQ | AN | 2771.281 | 8104601 | no | no |  |  | no |  |  | 1407810.387 | 15332210.205 |  | -1
node_8104601_200824456 |  |  | PQ | AD | 2771.281 | 8104601 | no | no |  |  | no |  |  | 1407750.895 | 15332378.208 |  | -1
node_8104601_200824457 |  |  | PQ | AD | 2771.281 | 8104601 | no | no |  |  | no |  |  | 1407694.756 | 15332619.476 |  | -1
node_8104601_200824458 |  |  | PQ | AN | 2771.281 | 8104601 | no | no |  |  | no |  |  | 1407640.414 | 15332858.259 |  | -1
node_8104601_200824460 |  |  | PQ | AD | 2771.281 | 8104601 | no | no |  |  | no |  |  | 1407593.791 | 15333057.684 |  | -1
node_8104601_200824461 |  |  | PQ | AN | 2771.281 | 8104601 | no | no |  |  | no |  |  | 1407807.914 | 15330528.92 |  | -1
node_8104601_200824462 |  |  | PQ | AD | 2771.281 | 8104601 | no | no |  |  | no |  |  | 1407859.934 | 15330650.287 |  | -1
node_8104601_200824464 |  |  | PQ | AN | 2771.281 | 8104601 | no | no |  |  | no |  |  | 1407770.775 | 15330766.486 |  | -1
node_8104601_200824465 |  |  | PQ | AD | 2771.281 | 8104601 | no | no |  |  | no |  |  | 1407547.45 | 15330768.852 |  | -1
node_8104601_200824466 |  |  | PQ | AN | 2771.281 | 8104601 | no | no |  |  | no |  |  | 1407393.58 | 15330756.596 |  | -1
node_8104601_200824468 |  |  | PQ | AN | 2771.281 | 8104601 | no | no |  |  | no |  |  | 1407965.948 | 15330823.324 |  | -1
node_8104601_200824469 |  |  | PQ | AN | 2771.281 | 8104601 | no | no |  |  | no |  |  | 1408003.375 | 15330978.458 |  | -1
node_8104601_200824471 |  |  | PQ | AN | 2771.281 | 8104601 | no | no |  |  | no |  |  | 1407926.756 | 15331113.339 |  | -1
node_8104601_200824472 |  |  | PQ | AN | 2771.281 | 8104601 | no | no |  |  | no |  |  | 1407898.79 | 15331499.742 |  | -1
node_8104601_200824474 |  |  | PQ | AN | 2771.281 | 8104601 | no | no |  |  | no |  |  | 1407837.41 | 15331727.328 |  | -1
node_8104601_200824477 |  |  | PQ | AD | 2771.281 | 8104601 | no | no |  |  | no |  |  | 1407794.78 | 15332041.209 |  | -1
node_8104601_200824478 |  |  | PQ | AD | 2771.281 | 8104601 | no | no |  |  | no |  |  | 1411226.064 | 15325941.386 |  | -1
node_8104601_200824479 |  |  | PQ | AN | 2771.281 | 8104601 | no | no |  |  | no |  |  | 1411282.423 | 15325783.208 |  | -1
node_8104601_200824480 |  |  | PQ | AD | 2771.281 | 8104601 | no | no |  |  | no |  |  | 1411279.41 | 15325622.087 |  | -1
node_8104601_200824481 |  |  | PQ | AD | 2771.281 | 8104601 | no | no |  |  | no |  |  | 1411280.167 | 15325463.013 |  | -1
node_8104601_200824482 |  |  | PQ | AN | 2771.281 | 8104601 | no | no |  |  | no |  |  | 1411242.864 | 15325300.763 |  | -1
node_8104601_200824483 |  |  | PQ | AD | 2771.281 | 8104601 | no | no |  |  | no |  |  | 1411251.618 | 15325146.776 |  | -1
node_8104601_200824484 |  |  | PQ | AN | 2771.281 | 8104601 | no | no |  |  | no |  |  | 1411337.443 | 15325035.197 |  | -1
node_8104601_200824485 |  |  | PQ | AD | 2771.281 | 8104601 | no | no |  |  | no |  |  | 1411394.897 | 15324923.466 |  | -1
node_8104601_200824486 |  |  | PQ | AN | 2771.281 | 8104601 | no | no |  |  | no |  |  | 1411365.595 | 15324737.236 |  | -1
node_8104601_200824505 |  |  | PQ | ABN | 19918.584 | 8104601 | no | no |  |  | no |  |  | 1409777.767 | 15327078.134 |  | -1
node_8104601_200824506 |  |  | PQ | ABN | 19918.584 | 8104601 | no | no |  |  | no |  |  | 1409925.263 | 15327092.016 |  | -1
node_8104601_200824507 |  |  | PQ | ABN | 19918.584 | 8104601 | no | no |  |  | no |  |  | 1410064.07 | 15327089.795 |  | -1
node_8104601_200824508 |  |  | PQ | AN | 19918.584 | 8104601 | no | no |  |  | no |  |  | 1410100.158 | 15327007.867 |  | -1
node_8104601_200824509 |  |  | PQ | AN | 19918.584 | 8104601 | no | no |  |  | no |  |  | 1410103.898 | 15326918.578 |  | -1
node_8104601_200824510 |  |  | PQ | AN | 19918.584 | 8104601 | no | no |  |  | no |  |  | 1410146.86 | 15326752.193 |  | -1
node_8104601_200824511 |  |  | PQ | ABN | 7199.558 | 8104601 | no | no |  |  | no |  |  | 1410213.56 | 15327100.761 |  | -1
node_8104601_200824512 |  |  | PQ | ABN | 7199.558 | 8104601 | no | no |  |  | no |  |  | 1410405.361 | 15327106.504 |  | -1
node_8104601_200824513 |  |  | PQ | ABN | 7199.558 | 8104601 | no | no |  |  | no |  |  | 1410642.447 | 15327125.847 |  | -1
node_8104601_200824587 |  |  | PQ | AN | 19918.584 | 8104601 | no | no |  |  | no |  |  | 1407692.462 | 15327177.082 |  | -1
node_8104601_200824588 |  |  | PQ | AN | 19918.584 | 8104601 | no | no |  |  | no |  |  | 1407880.238 | 15327217.527 |  | -1
node_8104601_200824592 |  |  | PQ | AN | 19918.584 | 8104601 | no | no |  |  | no |  |  | 1407886.601 | 15327527.558 |  | -1
node_8104601_200824593 |  |  | PQ | AN | 19918.584 | 8104601 | no | no |  |  | no |  |  | 1407888.193 | 15327720.98 |  | -1
node_8104601_200824594 |  |  | PQ | AN | 19918.584 | 8104601 | no | no |  |  | no |  |  | 1407919.698 | 15327955.627 |  | -1
node_8104601_200824595 |  |  | PQ | ABCN | 19918.584 | 8104601 | no | no |  |  | no |  |  | 1406582.631 | 15329916.765 |  | -1
node_8104601_200824596 |  |  | PQ | ABCN | 19918.584 | 8104601 | no | no |  |  | no |  |  | 1406473.678 | 15329908.215 |  | -1
node_8104601_200824597 |  |  | PQ | ABCN | 19918.584 | 8104601 | no | no |  |  | no |  |  | 1406875.649 | 15329878.83 |  | -1
node_8104601_200824598 |  |  | PQ | ABCN | 19918.584 | 8104601 | no | no |  |  | no |  |  | 1406921.503 | 15329807.351 |  | -1
node_8104601_200824599 |  |  | PQ | ABCN | 2771.281 | 8104601 | no | no |  |  | no |  |  | 1406966.81 | 15329761.784 |  | -1
node_8104601_200824600 |  |  | PQ | AD | 2771.281 | 8104601 | no | no |  |  | no |  |  | 1407021.658 | 15329746.116 |  | -1
node_8104601_200824601 |  |  | PQ | AD | 2771.281 | 8104601 | no | no |  |  | no |  |  | 1407182.721 | 15329810.517 |  | -1
node_8104601_200824602 |  |  | PQ | AN | 2771.281 | 8104601 | no | no |  |  | no |  |  | 1407355.553 | 15329883.66 |  | -1
node_8104601_200824603 |  |  | PQ | AD | 2771.281 | 8104601 | no | no |  |  | no |  |  | 1407501.302 | 15329949.026 |  | -1
node_8104601_200824604 |  |  | PQ | AD | 2771.281 | 8104601 | no | no |  |  | no |  |  | 1407728.179 | 15330047.302 |  | -1
node_8104601_200824606 |  |  | PQ | AN | 2771.281 | 8104601 | no | no |  |  | no |  |  | 1407821.403 | 15330213.8 |  | -1
node_8104601_200824608 |  |  | PQ | AN | 2771.281 | 8104601 | no | no |  |  | no |  |  | 1407959.173 | 15330465.797 |  | -1
node_8104601_200824609 |  |  | PQ | AD | 2771.281 | 8104601 | no | no |  |  | no |  |  | 1408246.907 | 15330519.96 |  | -1
node_8104601_200824690 |  |  | PQ | AD | 2771.281 | 8104601 | no | no |  |  | no |  |  | 1405647.338 | 15338993.252 |  | -1
node_8104601_200824691 |  |  | PQ | AN | 2771.281 | 8104601 | no | no |  |  | no |  |  | 1405412.052 | 15338983.404 |  | -1
node_8104601_200824692 |  |  | PQ | AD | 2771.281 | 8104601 | no | no |  |  | no |  |  | 1405171.919 | 15338973.44 |  | -1
node_8104601_200824693 |  |  | PQ | AN | 2771.281 | 8104601 | no | no |  |  | no |  |  | 1404928.829 | 15338960.914 |  | -1
node_8104601_200824703 |  |  | PQ | AN | 19918.584 | 8104601 | no | no |  |  | no |  |  | 1414960.43 | 15321042.001 |  | -1
node_8104601_200824704 |  |  | PQ | AN | 19918.584 | 8104601 | no | no |  |  | no |  |  | 1415455.516 | 15320956.493 |  | -1
node_8104601_200824707 |  |  | PQ | AN | 19918.584 | 8104601 | no | no |  |  | no |  |  | 1415313.083 | 15320772.421 |  | -1
node_8104601_200824708 |  |  | PQ | AN | 19918.584 | 8104601 | no | no |  |  | no |  |  | 1415168.378 | 15320592.749 |  | -1
node_8104601_200832999 |  |  | PQ | AN | 2771.281 | 8104601 | no | no |  |  | no |  |  | 1416829.119 | 15319091.708 |  | -1
node_8104601_200833005 |  |  | PQ | AN | 7199.558 | 8104601 | no | no |  |  | no |  |  | 1416360.109 | 15318025.3 |  | -1
node_8104601_200833009 |  |  | PQ | AN | 2771.281 | 8104601 | no | no |  |  | no |  |  | 1416180.37 | 15319427.975 |  | -1
node_8104601_200833010 |  |  | PQ | AN | 2771.281 | 8104601 | no | no |  |  | no |  |  | 1416470.329 | 15319465.513 |  | -1
node_8104601_200833013 |  |  | PQ | AN | 2771.281 | 8104601 | no | no |  |  | no |  |  | 1416245.76 | 15319165.174 |  | -1
node_8104601_200833018 |  |  | PQ | AN | 7199.558 | 8104601 | no | no |  |  | no |  |  | 1415782.721 | 15318718.521 |  | -1
node_8104601_200833021 |  |  | PQ | AN | 7199.558 | 8104601 | no | no |  |  | no |  |  | 1416118.125 | 15318384.037 |  | -1
node_8104601_200833039 |  |  | PQ | AN | 7199.558 | 8104601 | no | no |  |  | no |  |  | 1415595.463 | 15318059.348 |  | -1
node_8104601_200833042 |  |  | PQ | AN | 7199.558 | 8104601 | no | no |  |  | no |  |  | 1415782.981 | 15317830.847 |  | -1
node_8104601_200833045 |  |  | PQ | AN | 7199.558 | 8104601 | no | no |  |  | no |  |  | 1415896.467 | 15317576.427 |  | -1
node_8104601_200833048 |  |  | PQ | AN | 7199.558 | 8104601 | no | no |  |  | no |  |  | 1416222.453 | 15317527.45 |  | -1
node_8104601_200833051 |  |  | PQ | AN | 7199.558 | 8104601 | no | no |  |  | no |  |  | 1416523.187 | 15317853.105 |  | -1
node_8104601_200833058 |  |  | PQ | AN | 7199.558 | 8104601 | no | no |  |  | no |  |  | 1416724.357 | 15318173.693 |  | -1
node_8104601_200833064 |  |  | PQ | AN | 7199.558 | 8104601 | no | no |  |  | no |  |  | 1417086.849 | 15318559.119 |  | -1
node_8104601_200833066 |  |  | PQ | AN | 7199.558 | 8104601 | no | no |  |  | no |  |  | 1424395.945 | 15341379.298 |  | -1
node_8104601_200833069 |  |  | PQ | AN | 7199.558 | 8104601 | no | no |  |  | no |  |  | 1424061.196 | 15341568.032 |  | -1
node_8104601_200833071 |  |  | PQ | AN | 7199.558 | 8104601 | no | no |  |  | no |  |  | 1424228.344 | 15341953.182 |  | -1
node_8104601_200833123 |  |  | PQ | ABCN | 19918.584 | 8104601 | no | no |  |  | no |  |  | 1414692.783 | 15318012.107 |  | -1
node_8104601_200833124 |  |  | PQ | ABCN | 19918.584 | 8104601 | no | no |  |  | no |  |  | 1414842.367 | 15317868.168 |  | -1
node_8104601_200833125 |  |  | PQ | ABCN | 2771.281 | 8104601 | no | no |  |  | no |  |  | 1414908.284 | 15317817.504 |  | -1
node_8104601_200833130 |  |  | PQ | ABCN | 19918.584 | 8104601 | no | no |  |  | no |  |  | 1414824.168 | 15328340.92 |  | -1
node_8104601_200833131 |  |  | PQ | ABCN | 19918.584 | 8104601 | no | no |  |  | no |  |  | 1414998.876 | 15328380.159 |  | -1
node_8104601_200833133 |  |  | PQ | ABCN | 2771.281 | 8104601 | no | no |  |  | no |  |  | 1414910.793 | 15328527.804 |  | -1
node_8104601_200833134 |  |  | PQ | ABCN | 2771.281 | 8104601 | no | no |  |  | no |  |  | 1414842.294 | 15328631.971 |  | -1
node_8104601_200833135 |  |  | PQ | ABCD | 2771.281 | 8104601 | no | no |  |  | no |  |  | 1414743.613 | 15328789.449 |  | -1
node_8104601_200833136 |  |  | PQ | ABCN | 2771.281 | 8104601 | no | no |  |  | no |  |  | 1414648.46 | 15328939.778 |  | -1
node_8104601_200833137 |  |  | PQ | AN | 19918.584 | 8104601 | no | no |  |  | no |  |  | 1415404.903 | 15328282.857 |  | -1
node_8104601_200833138 |  |  | PQ | AN | 19918.584 | 8104601 | no | no |  |  | no |  |  | 1415443.042 | 15328120.58 |  | -1
node_8104601_200833139 |  |  | PQ | AN | 19918.584 | 8104601 | no | no |  |  | no |  |  | 1415463.533 | 15328047.777 |  | -1
node_8104601_200833141 |  |  | PQ | AN | 19918.584 | 8104601 | no | no |  |  | no |  |  | 1415421.321 | 15327819.961 |  | -1
node_8104601_200833143 |  |  | PQ | AN | 19918.584 | 8104601 | no | no |  |  | no |  |  | 1415373.154 | 15327650.155 |  | -1
node_8104601_200833145 |  |  | PQ | AN | 19918.584 | 8104601 | no | no |  |  | no |  |  | 1415423.367 | 15327500.196 |  | -1
node_8104601_200833146 |  |  | PQ | AN | 19918.584 | 8104601 | no | no |  |  | no |  |  | 1415471.7 | 15327369.511 |  | -1
node_8104601_200833147 |  |  | PQ | AN | 19918.584 | 8104601 | no | no |  |  | no |  |  | 1415537.297 | 15327204.368 |  | -1
node_8104601_200833148 |  |  | PQ | AN | 19918.584 | 8104601 | no | no |  |  | no |  |  | 1415603.028 | 15327004.339 |  | -1
node_8104601_200833149 |  |  | PQ | AN | 19918.584 | 8104601 | no | no |  |  | no |  |  | 1415672.932 | 15326792.716 |  | -1
node_8104601_200833358 |  |  | PQ | AN | 2771.281 | 8104601 | no | no |  |  | no |  |  | 1414477.435 | 15315650.973 |  | -1
node_8104601_200833616 |  |  | PQ | AN | 2771.281 | 8104601 | no | no |  |  | no |  |  | 1418664.674 | 15332667.486 |  | -1
node_8104601_200833617 |  |  | PQ | AN | 2771.281 | 8104601 | no | no |  |  | no |  |  | 1418943.124 | 15332786.913 |  | -1
node_8104601_200833619 |  |  | PQ | AN | 2771.281 | 8104601 | no | no |  |  | no |  |  | 1422009.263 | 15332941.459 |  | -1
node_8104601_200833620 |  |  | PQ | AN | 2771.281 | 8104601 | no | no |  |  | no |  |  | 1422233.588 | 15332939.805 |  | -1
node_8104601_200833622 |  |  | PQ | AD | 2771.281 | 8104601 | no | no |  |  | no |  |  | 1422465.246 | 15332938.196 |  | -1
node_8104601_200833623 |  |  | PQ | AN | 2771.281 | 8104601 | no | no |  |  | no |  |  | 1422816.926 | 15332942.857 |  | -1
node_8104601_200833625 |  |  | PQ | AD | 2771.281 | 8104601 | no | no |  |  | no |  |  | 1423273.752 | 15332948.436 |  | -1
node_8104601_200833627 |  |  | PQ | AD | 2771.281 | 8104601 | no | no |  |  | no |  |  | 1423742.508 | 15332946.327 |  | -1
node_8104601_200833628 |  |  | PQ | AN | 2771.281 | 8104601 | no | no |  |  | no |  |  | 1423913.663 | 15332952.223 |  | -1
node_8104601_200833630 |  |  | PQ | AN | 2771.281 | 8104601 | no | no |  |  | no |  |  | 1424287.139 | 15332980.88 |  | -1
node_8104601_200833631 |  |  | PQ | AN | 2771.281 | 8104601 | no | no |  |  | no |  |  | 1424629.123 | 15332980.252 |  | -1
node_8104601_200833632 |  |  | PQ | AN | 2771.281 | 8104601 | no | no |  |  | no |  |  | 1424953.622 | 15332983.708 |  | -1
node_8104601_200833634 |  |  | PQ | AN | 2771.281 | 8104601 | no | no |  |  | no |  |  | 1424977.033 | 15332882.676 |  | -1
node_8104601_200833635 |  |  | PQ | AN | 2771.281 | 8104601 | no | no |  |  | no |  |  | 1425242.168 | 15333071.597 |  | -1
node_8104601_200833637 |  |  | PQ | AD | 2771.281 | 8104601 | no | no |  |  | no |  |  | 1419179.907 | 15332795.494 |  | -1
node_8104601_200833638 |  |  | PQ | AN | 2771.281 | 8104601 | no | no |  |  | no |  |  | 1419283.549 | 15332784.25 |  | -1
node_8104601_200833640 |  |  | PQ | AD | 2771.281 | 8104601 | no | no |  |  | no |  |  | 1425576.46 | 15333172.067 |  | -1
node_8104601_200833641 |  |  | PQ | AN | 2771.281 | 8104601 | no | no |  |  | no |  |  | 1425877.094 | 15333265.152 |  | -1
node_8104601_200833643 |  |  | PQ | AD | 2771.281 | 8104601 | no | no |  |  | no |  |  | 1426065.729 | 15333324.52 |  | -1
node_8104601_200833645 |  |  | PQ | AN | 2771.281 | 8104601 | no | no |  |  | no |  |  | 1426166.394 | 15333347.275 |  | -1
node_8104601_200833646 |  |  | PQ | AD | 2771.281 | 8104601 | no | no |  |  | no |  |  | 1426512.532 | 15333461.699 |  | -1
node_8104601_200833647 |  |  | PQ | AN | 2771.281 | 8104601 | no | no |  |  | no |  |  | 1426820.148 | 15333560.101 |  | -1
node_8104601_200833649 |  |  | PQ | AN | 2771.281 | 8104601 | no | no |  |  | no |  |  | 1427141.976 | 15333663.187 |  | -1
node_8104601_200833650 |  |  | PQ | AN | 2771.281 | 8104601 | no | no |  |  | no |  |  | 1426901.777 | 15333777.87 |  | -1
node_8104601_200833652 |  |  | PQ | AN | 2771.281 | 8104601 | no | no |  |  | no |  |  | 1426767.928 | 15334054.877 |  | -1
node_8104601_200833654 |  |  | PQ | AD | 2771.281 | 8104601 | no | no |  |  | no |  |  | 1426719.299 | 15334334.657 |  | -1
node_8104601_200833655 |  |  | PQ | AN | 2771.281 | 8104601 | no | no |  |  | no |  |  | 1426719.651 | 15334533.965 |  | -1
node_8104601_200833656 |  |  | PQ | AD | 2771.281 | 8104601 | no | no |  |  | no |  |  | 1426725.492 | 15334882.689 |  | -1
node_8104601_200833657 |  |  | PQ | AD | 2771.281 | 8104601 | no | no |  |  | no |  |  | 1426921.214 | 15334805.793 |  | -1
node_8104601_200833658 |  |  | PQ | AN | 2771.281 | 8104601 | no | no |  |  | no |  |  | 1427167.722 | 15334815.02 |  | -1
node_8104601_200833659 |  |  | PQ | AD | 2771.281 | 8104601 | no | no |  |  | no |  |  | 1419388.378 | 15332785.279 |  | -1
node_8104601_200833661 |  |  | PQ | AN | 2771.281 | 8104601 | no | no |  |  | no |  |  | 1419696.709 | 15332792.78 |  | -1
node_8104601_200833662 |  |  | PQ | AN | 2771.281 | 8104601 | no | no |  |  | no |  |  | 1419941.831 | 15332796.956 |  | -1
node_8104601_200833663 |  |  | PQ | AN | 2771.281 | 8104601 | no | no |  |  | no |  |  | 1426725.734 | 15335269.141 |  | -1
node_8104601_200833665 |  |  | PQ | AN | 2771.281 | 8104601 | no | no |  |  | no |  |  | 1426758.219 | 15335631.708 |  | -1
node_8104601_200833667 |  |  | PQ | AN | 2771.281 | 8104601 | no | no |  |  | no |  |  | 1426754.07 | 15336038.597 |  | -1
node_8104601_200833669 |  |  | PQ | AD | 2771.281 | 8104601 | no | no |  |  | no |  |  | 1426750.787 | 15336259.675 |  | -1
node_8104601_200833670 |  |  | PQ | AN | 2771.281 | 8104601 | no | no |  |  | no |  |  | 1426751.281 | 15336565.099 |  | -1
node_8104601_200833672 |  |  | PQ | AN | 2771.281 | 8104601 | no | no |  |  | no |  |  | 1426751.17 | 15336782.788 |  | -1
node_8104601_200833673 |  |  | PQ | AN | 2771.281 | 8104601 | no | no |  |  | no |  |  | 1426802.23 | 15336784.177 |  | -1
node_8104601_200833674 |  |  | PQ | AD | 2771.281 | 8104601 | no | no |  |  | no |  |  | 1427157.525 | 15336777.043 |  | -1
node_8104601_200833675 |  |  | PQ | AN | 2771.281 | 8104601 | no | no |  |  | no |  |  | 1427515.644 | 15336770.389 |  | -1
node_8104601_200833677 |  |  | PQ | AN | 2771.281 | 8104601 | no | no |  |  | no |  |  | 1426708.42 | 15336952.345 |  | -1
node_8104601_200833678 |  |  | PQ | AN | 2771.281 | 8104601 | no | no |  |  | no |  |  | 1426720.731 | 15337198.277 |  | -1
node_8104601_200833679 |  |  | PQ | AN | 2771.281 | 8104601 | no | no |  |  | no |  |  | 1426724.6 | 15337565.174 |  | -1
node_8104601_200833680 |  |  | PQ | AN | 2771.281 | 8104601 | no | no |  |  | no |  |  | 1426585.642 | 15337776.522 |  | -1
node_8104601_200833681 |  |  | PQ | AN | 2771.281 | 8104601 | no | no |  |  | no |  |  | 1426286.423 | 15338039.644 |  | -1
node_8104601_200833682 |  |  | PQ | AN | 2771.281 | 8104601 | no | no |  |  | no |  |  | 1420097.949 | 15332801.613 |  | -1
node_8104601_200833684 |  |  | PQ | AD | 2771.281 | 8104601 | no | no |  |  | no |  |  | 1420037.465 | 15332953.445 |  | -1
node_8104601_200833685 |  |  | PQ | AD | 2771.281 | 8104601 | no | no |  |  | no |  |  | 1420032.833 | 15333168.504 |  | -1
node_8104601_200833686 |  |  | PQ | AN | 2771.281 | 8104601 | no | no |  |  | no |  |  | 1420032.998 | 15333294.997 |  | -1
node_8104601_200833687 |  |  | PQ | AD | 2771.281 | 8104601 | no | no |  |  | no |  |  | 1420319.906 | 15332852.257 |  | -1
node_8104601_200833688 |  |  | PQ | AD | 2771.281 | 8104601 | no | no |  |  | no |  |  | 1420513.072 | 15332888.637 |  | -1
node_8104601_200833689 |  |  | PQ | AD | 2771.281 | 8104601 | no | no |  |  | no |  |  | 1420588.476 | 15332898.819 |  | -1
node_8104601_200833690 |  |  | PQ | AN | 2771.281 | 8104601 | no | no |  |  | no |  |  | 1420959.106 | 15332976.096 |  | -1
node_8104601_200833694 |  |  | PQ | AD | 2771.281 | 8104601 | no | no |  |  | no |  |  | 1421081.498 | 15332950.548 |  | -1
node_8104601_200833695 |  |  | PQ | AN | 2771.281 | 8104601 | no | no |  |  | no |  |  | 1421402.917 | 15332976.774 |  | -1
node_8104601_200833696 |  |  | PQ | AD | 2771.281 | 8104601 | no | no |  |  | no |  |  | 1421669.83 | 15332935.576 |  | -1
node_8104601_200833698 |  |  | PQ | AN | 2771.281 | 8104601 | no | no |  |  | no |  |  | 1421816.576 | 15332935.159 |  | -1
node_8104601_200833851 |  |  | PQ | AN | 2771.281 | 8104601 | no | no |  |  | no |  |  | 1420791.409 | 15339752.944 |  | -1
node_8104601_200833852 |  |  | PQ | AN | 2771.281 | 8104601 | no | no |  |  | no |  |  | 1420344.133 | 15336345.088 |  | -1
node_8104601_200833853 |  |  | PQ | AN | 2771.281 | 8104601 | no | no |  |  | no |  |  | 1420714.577 | 15336851.577 |  | -1
node_8104601_200833854 |  |  | PQ | AD | 2771.281 | 8104601 | no | no |  |  | no |  |  | 1420366.456 | 15336597.508 |  | -1
node_8104601_200833855 |  |  | PQ | AN | 2771.281 | 8104601 | no | no |  |  | no |  |  | 1420299.593 | 15336871.483 |  | -1
node_8104601_200833856 |  |  | PQ | AD | 2771.281 | 8104601 | no | no |  |  | no |  |  | 1420400.1 | 15336904.098 |  | -1
node_8104601_200833857 |  |  | PQ | AD | 2771.281 | 8104601 | no | no |  |  | no |  |  | 1419739.501 | 15339353.115 |  | -1
node_8104601_200833858 |  |  | PQ | AN | 2771.281 | 8104601 | no | no |  |  | no |  |  | 1419541.818 | 15339354.605 |  | -1
node_8104601_200833860 |  |  | PQ | AD | 2771.281 | 8104601 | no | no |  |  | no |  |  | 1420442.057 | 15337321.304 |  | -1
node_8104601_200833861 |  |  | PQ | AD | 2771.281 | 8104601 | no | no |  |  | no |  |  | 1420512.398 | 15337937.342 |  | -1
node_8104601_200833862 |  |  | PQ | AN | 2771.281 | 8104601 | no | no |  |  | no |  |  | 1420248.608 | 15337940.609 |  | -1
node_8104601_200833863 |  |  | PQ | AD | 2771.281 | 8104601 | no | no |  |  | no |  |  | 1420552.574 | 15338443.178 |  | -1
node_8104601_200833864 |  |  | PQ | AN | 2771.281 | 8104601 | no | no |  |  | no |  |  | 1420560.067 | 15338594.364 |  | -1
node_8104601_200833867 |  |  | PQ | AN | 2771.281 | 8104601 | no | no |  |  | no |  |  | 1420683.384 | 15338814.659 |  | -1
node_8104601_200833868 |  |  | PQ | AN | 2771.281 | 8104601 | no | no |  |  | no |  |  | 1420846.736 | 15339117.424 |  | -1
node_8104601_200833869 |  |  | PQ | AN | 2771.281 | 8104601 | no | no |  |  | no |  |  | 1421009.176 | 15339423.717 |  | -1
node_8104601_200833870 |  |  | PQ | AD | 2771.281 | 8104601 | no | no |  |  | no |  |  | 1421060.307 | 15339640.325 |  | -1
node_8104601_200833871 |  |  | PQ | AN | 2771.281 | 8104601 | no | no |  |  | no |  |  | 1421172.556 | 15339822.958 |  | -1
node_8104601_200833872 |  |  | PQ | AN | 2771.281 | 8104601 | no | no |  |  | no |  |  | 1421483.374 | 15339848.867 |  | -1
node_8104601_200833873 |  |  | PQ | AN | 2771.281 | 8104601 | no | no |  |  | no |  |  | 1420656.647 | 15339398.187 |  | -1
node_8104601_200833874 |  |  | PQ | AN | 2771.281 | 8104601 | no | no |  |  | no |  |  | 1420300.25 | 15339376.581 |  | -1
node_8104601_200833875 |  |  | PQ | AN | 2771.281 | 8104601 | no | no |  |  | no |  |  | 1419944.371 | 15339368.13 |  | -1
node_8104601_200833927 |  |  | PQ | AN | 2771.281 | 8104601 | no | no |  |  | no |  |  | 1427261.422 | 15333453.897 |  | -1
node_8104601_200833929 |  |  | PQ | AN | 2771.281 | 8104601 | no | no |  |  | no |  |  | 1427404.57 | 15333204.072 |  | -1
node_8104601_200833930 |  |  | PQ | AN | 2771.281 | 8104601 | no | no |  |  | no |  |  | 1426993.023 | 15330594.813 |  | -1
node_8104601_200833931 |  |  | PQ | AN | 2771.281 | 8104601 | no | no |  |  | no |  |  | 1426782.537 | 15330382.274 |  | -1
node_8104601_200833932 |  |  | PQ | AD | 2771.281 | 8104601 | no | no |  |  | no |  |  | 1426584.984 | 15330177.725 |  | -1
node_8104601_200833933 |  |  | PQ | AN | 2771.281 | 8104601 | no | no |  |  | no |  |  | 1426358.821 | 15329892.636 |  | -1
node_8104601_200833934 |  |  | PQ | AN | 2771.281 | 8104601 | no | no |  |  | no |  |  | 1426290.532 | 15329804.368 |  | -1
node_8104601_200833935 |  |  | PQ | AN | 2771.281 | 8104601 | no | no |  |  | no |  |  | 1426200.01 | 15329692.008 |  | -1
node_8104601_200833937 |  |  | PQ | AN | 2771.281 | 8104601 | no | no |  |  | no |  |  | 1425966.268 | 15329382.24 |  | -1
node_8104601_200833939 |  |  | PQ | AN | 2771.281 | 8104601 | no | no |  |  | no |  |  | 1425769.825 | 15329139.426 |  | -1
node_8104601_200833940 |  |  | PQ | AN | 2771.281 | 8104601 | no | no |  |  | no |  |  | 1425723.561 | 15329189.737 |  | -1
node_8104601_200833941 |  |  | PQ | AD | 2771.281 | 8104601 | no | no |  |  | no |  |  | 1425667.993 | 15329047.501 |  | -1
node_8104601_200833942 |  |  | PQ | AN | 2771.281 | 8104601 | no | no |  |  | no |  |  | 1425623.744 | 15329086.678 |  | -1
node_8104601_200833943 |  |  | PQ | AN | 2771.281 | 8104601 | no | no |  |  | no |  |  | 1425522.649 | 15328909.383 |  | -1
node_8104601_200833945 |  |  | PQ | AN | 2771.281 | 8104601 | no | no |  |  | no |  |  | 1425269.492 | 15328670.957 |  | -1
node_8104601_200833946 |  |  | PQ | AN | 2771.281 | 8104601 | no | no |  |  | no |  |  | 1424966.646 | 15328396.636 |  | -1
node_8104601_200833950 |  |  | PQ | AD | 2771.281 | 8104601 | no | no |  |  | no |  |  | 1427627.822 | 15332829.459 |  | -1
node_8104601_200833951 |  |  | PQ | AN | 2771.281 | 8104601 | no | no |  |  | no |  |  | 1424436.211 | 15327899.817 |  | -1
node_8104601_200833952 |  |  | PQ | AN | 2771.281 | 8104601 | no | no |  |  | no |  |  | 1427672.168 | 15332487.446 |  | -1
node_8104601_200833953 |  |  | PQ | AN | 2771.281 | 8104601 | no | no |  |  | no |  |  | 1427720.266 | 15332152.669 |  | -1
node_8104601_200833955 |  |  | PQ | AN | 2771.281 | 8104601 | no | no |  |  | no |  |  | 1427584.704 | 15331881.423 |  | -1
node_8104601_200833956 |  |  | PQ | AD | 2771.281 | 8104601 | no | no |  |  | no |  |  | 1427553.845 | 15331717.997 |  | -1
node_8104601_200833958 |  |  | PQ | AN | 2771.281 | 8104601 | no | no |  |  | no |  |  | 1427517.156 | 15331551.334 |  | -1
node_8104601_200833960 |  |  | PQ | AD | 2771.281 | 8104601 | no | no |  |  | no |  |  | 1427453.326 | 15331391.084 |  | -1
node_8104601_200833962 |  |  | PQ | AN | 2771.281 | 8104601 | no | no |  |  | no |  |  | 1427500.702 | 15331096.623 |  | -1
node_8104601_200833963 |  |  | PQ | AN | 2771.281 | 8104601 | no | no |  |  | no |  |  | 1427284.82 | 15330872.654 |  | -1
node_8104601_200833965 |  |  | PQ | AD | 2771.281 | 8104601 | no | no |  |  | no |  |  | 1427066.448 | 15330667.533 |  | -1
node_8104601_200833966 |  |  | PQ | AN | 2771.281 | 8104601 | no | no |  |  | no |  |  | 1427024.569 | 15330701.956 |  | -1
node_8104601_200833967 |  |  | PQ | AD | 2771.281 | 8104601 | no | no |  |  | no |  |  | 1426723.414 | 15330929.868 |  | -1
node_8104601_200833968 |  |  | PQ | AN | 2771.281 | 8104601 | no | no |  |  | no |  |  | 1426894.225 | 15331111.066 |  | -1
node_8104601_200833969 |  |  | PQ | AN | 2771.281 | 8104601 | no | no |  |  | no |  |  | 1427763.498 | 15331549.392 |  | -1
node_8104601_200833971 |  |  | PQ | AN | 2771.281 | 8104601 | no | no |  |  | no |  |  | 1427919.282 | 15331549.752 |  | -1
node_8104601_200833972 |  |  | PQ | AD | 2771.281 | 8104601 | no | no |  |  | no |  |  | 1430925.107 | 15331500.166 |  | -1
node_8104601_200833973 |  |  | PQ | AD | 2771.281 | 8104601 | no | no |  |  | no |  |  | 1430978.39 | 15331571.409 |  | -1
node_8104601_200833974 |  |  | PQ | AN | 2771.281 | 8104601 | no | no |  |  | no |  |  | 1431194.868 | 15331794.769 |  | -1
node_8104601_200833976 |  |  | PQ | AD | 2771.281 | 8104601 | no | no |  |  | no |  |  | 1431197.815 | 15331505.279 |  | -1
node_8104601_200833977 |  |  | PQ | AD | 2771.281 | 8104601 | no | no |  |  | no |  |  | 1431198.49 | 15331249.745 |  | -1
node_8104601_200833978 |  |  | PQ | AN | 2771.281 | 8104601 | no | no |  |  | no |  |  | 1431201.454 | 15331055.398 |  | -1
node_8104601_200833979 |  |  | PQ | AD | 2771.281 | 8104601 | no | no |  |  | no |  |  | 1431205.58 | 15330794.494 |  | -1
node_8104601_200833980 |  |  | PQ | AD | 2771.281 | 8104601 | no | no |  |  | no |  |  | 1431412.449 | 15330503.363 |  | -1
node_8104601_200833981 |  |  | PQ | AD | 2771.281 | 8104601 | no | no |  |  | no |  |  | 1431588.189 | 15330333.562 |  | -1
node_8104601_200833982 |  |  | PQ | AN | 2771.281 | 8104601 | no | no |  |  | no |  |  | 1431685.634 | 15330263.649 |  | -1
node_8104601_200833983 |  |  | PQ | AD | 2771.281 | 8104601 | no | no |  |  | no |  |  | 1431781.028 | 15330191.731 |  | -1
node_8104601_200833984 |  |  | PQ | AN | 2771.281 | 8104601 | no | no |  |  | no |  |  | 1432202.411 | 15329975.14 |  | -1
node_8104601_200833985 |  |  | PQ | AN | 2771.281 | 8104601 | no | no |  |  | no |  |  | 1432389.665 | 15329739.062 |  | -1
node_8104601_200833986 |  |  | PQ | AN | 2771.281 | 8104601 | no | no |  |  | no |  |  | 1428137.553 | 15331526.904 |  | -1
node_8104601_200833990 |  |  | PQ | AD | 2771.281 | 8104601 | no | no |  |  | no |  |  | 1428479.765 | 15331534.357 |  | -1
node_8104601_200833991 |  |  | PQ | AN | 2771.281 | 8104601 | no | no |  |  | no |  |  | 1428908.93 | 15331525.766 |  | -1
node_8104601_200833993 |  |  | PQ | AN | 2771.281 | 8104601 | no | no |  |  | no |  |  | 1428801.711 | 15331425.001 |  | -1
node_8104601_200833994 |  |  | PQ | AD | 2771.281 | 8104601 | no | no |  |  | no |  |  | 1429199.51 | 15331523.052 |  | -1
node_8104601_200833995 |  |  | PQ | AN | 2771.281 | 8104601 | no | no |  |  | no |  |  | 1429490.767 | 15331515.111 |  | -1
node_8104601_200833997 |  |  | PQ | AN | 2771.281 | 8104601 | no | no |  |  | no |  |  | 1429792.976 | 15331508.553 |  | -1
node_8104601_200833998 |  |  | PQ | AN | 2771.281 | 8104601 | no | no |  |  | no |  |  | 1430151.083 | 15331494.755 |  | -1
node_8104601_200833999 |  |  | PQ | AN | 2771.281 | 8104601 | no | no |  |  | no |  |  | 1430296.812 | 15331507.388 |  | -1
node_8104601_200834000 |  |  | PQ | AD | 2771.281 | 8104601 | no | no |  |  | no |  |  | 1430624.831 | 15331503.765 |  | -1
node_8104601_200834001 |  |  | PQ | AN | 2771.281 | 8104601 | no | no |  |  | no |  |  | 1422306.957 | 15322274.522 |  | -1
node_8104601_200834002 |  |  | PQ | AN | 2771.281 | 8104601 | no | no |  |  | no |  |  | 1421186.317 | 15322636.621 |  | -1
node_8104601_200834003 |  |  | PQ | AD | 2771.281 | 8104601 | no | no |  |  | no |  |  | 1420988.134 | 15322573.159 |  | -1
node_8104601_200834004 |  |  | PQ | AN | 2771.281 | 8104601 | no | no |  |  | no |  |  | 1420770.83 | 15322517.123 |  | -1
node_8104601_200834006 |  |  | PQ | AN | 2771.281 | 8104601 | no | no |  |  | no |  |  | 1420448.215 | 15322125.508 |  | -1
node_8104601_200834008 |  |  | PQ | AD | 2771.281 | 8104601 | no | no |  |  | no |  |  | 1421340.944 | 15322527.939 |  | -1
node_8104601_200834009 |  |  | PQ | AD | 2771.281 | 8104601 | no | no |  |  | no |  |  | 1421629.043 | 15322395.777 |  | -1
node_8104601_200834010 |  |  | PQ | AN | 2771.281 | 8104601 | no | no |  |  | no |  |  | 1421866.829 | 15322272.85 |  | -1
node_8104601_200834011 |  |  | PQ | AD | 2771.281 | 8104601 | no | no |  |  | no |  |  | 1422125.572 | 15322145.012 |  | -1
node_8104601_200834012 |  |  | PQ | AN | 2771.281 | 8104601 | no | no |  |  | no |  |  | 1422321.694 | 15322044.491 |  | -1
node_8104601_200834013 |  |  | PQ | AN | 2771.281 | 8104601 | no | no |  |  | no |  |  | 1422555.696 | 15321930.419 |  | -1
node_8104601_200834021 |  |  | PQ | AN | 2771.281 | 8104601 | no | no |  |  | no |  |  | 1420642.672 | 15324015.57 |  | -1
node_8104601_200834022 |  |  | PQ | AN | 2771.281 | 8104601 | no | no |  |  | no |  |  | 1419021.51 | 15322753.038 |  | -1
node_8104601_200834023 |  |  | PQ | AN | 2771.281 | 8104601 | no | no |  |  | no |  |  | 1418917.582 | 15322515.055 |  | -1
node_8104601_200834024 |  |  | PQ | AD | 2771.281 | 8104601 | no | no |  |  | no |  |  | 1420268.437 | 15324071.465 |  | -1
node_8104601_200834025 |  |  | PQ | AN | 2771.281 | 8104601 | no | no |  |  | no |  |  | 1420011.106 | 15324077.487 |  | -1
node_8104601_200834031 |  |  | PQ | AN | 2771.281 | 8104601 | no | no |  |  | no |  |  | 1419482.941 | 15323412.075 |  | -1
node_8104601_200834032 |  |  | PQ | AN | 2771.281 | 8104601 | no | no |  |  | no |  |  | 1419254.497 | 15323135.952 |  | -1
node_8104601_200834034 |  |  | PQ | AN | 2771.281 | 8104601 | no | no |  |  | no |  |  | 1419119.222 | 15322968.635 |  | -1
node_8104601_200834035 |  |  | PQ | AD | 2771.281 | 8104601 | no | no |  |  | no |  |  | 1419059.727 | 15322841.487 |  | -1
node_8104601_200834036 |  |  | PQ | AN | 2771.281 | 8104601 | no | no |  |  | no |  |  | 1419207.83 | 15322780.343 |  | -1
node_8104601_200834037 |  |  | PQ | AN | 2771.281 | 8104601 | no | no |  |  | no |  |  | 1419088.74 | 15322550.956 |  | -1
node_8104601_200834038 |  |  | PQ | AN | 2771.281 | 8104601 | no | no |  |  | no |  |  | 1418941.076 | 15322278.127 |  | -1
node_8104601_200834039 |  |  | PQ | AD | 2771.281 | 8104601 | no | no |  |  | no |  |  | 1417684.006 | 15344011.632 |  | -1
node_8104601_200834040 |  |  | PQ | AN | 2771.281 | 8104601 | no | no |  |  | no |  |  | 1418311.956 | 15341169.258 |  | -1
node_8104601_200834046 |  |  | PQ | AN | 2771.281 | 8104601 | no | no |  |  | no |  |  | 1418599.225 | 15340128.955 |  | -1
node_8104601_200834047 |  |  | PQ | AN | 2771.281 | 8104601 | no | no |  |  | no |  |  | 1418305.958 | 15339905.247 |  | -1
node_8104601_200834048 |  |  | PQ | AD | 2771.281 | 8104601 | no | no |  |  | no |  |  | 1418296.774 | 15339707.288 |  | -1
node_8104601_200834049 |  |  | PQ | AD | 2771.281 | 8104601 | no | no |  |  | no |  |  | 1418300.974 | 15339461.083 |  | -1
node_8104601_200834050 |  |  | PQ | AD | 2771.281 | 8104601 | no | no |  |  | no |  |  | 1418103.227 | 15339467.959 |  | -1
node_8104601_200834051 |  |  | PQ | AD | 2771.281 | 8104601 | no | no |  |  | no |  |  | 1417819.169 | 15339423.619 |  | -1
node_8104601_200834052 |  |  | PQ | AN | 2771.281 | 8104601 | no | no |  |  | no |  |  | 1417516 | 15339419.57 |  | -1
node_8104601_200834053 |  |  | PQ | AN | 2771.281 | 8104601 | no | no |  |  | no |  |  | 1418479.566 | 15339351.8 |  | -1
node_8104601_200834054 |  |  | PQ | AN | 2771.281 | 8104601 | no | no |  |  | no |  |  | 1417811.884 | 15343782.616 |  | -1
node_8104601_200834056 |  |  | PQ | AD | 2771.281 | 8104601 | no | no |  |  | no |  |  | 1417972.964 | 15343471.134 |  | -1
node_8104601_200834057 |  |  | PQ | AN | 2771.281 | 8104601 | no | no |  |  | no |  |  | 1418104.56 | 15343557.143 |  | -1
node_8104601_200834058 |  |  | PQ | AD | 2771.281 | 8104601 | no | no |  |  | no |  |  | 1418162.905 | 15343102.457 |  | -1
node_8104601_200834059 |  |  | PQ | AN | 2771.281 | 8104601 | no | no |  |  | no |  |  | 1418382.273 | 15343196.465 |  | -1
node_8104601_200834060 |  |  | PQ | AD | 2771.281 | 8104601 | no | no |  |  | no |  |  | 1418297.224 | 15342852.427 |  | -1
node_8104601_200834061 |  |  | PQ | AN | 2771.281 | 8104601 | no | no |  |  | no |  |  | 1418365.192 | 15342747.841 |  | -1
node_8104601_200834062 |  |  | PQ | AN | 2771.281 | 8104601 | no | no |  |  | no |  |  | 1418285.128 | 15342280.54 |  | -1
node_8104601_200834064 |  |  | PQ | AN | 2771.281 | 8104601 | no | no |  |  | no |  |  | 1418313.588 | 15341978.521 |  | -1
node_8104601_200834066 |  |  | PQ | AN | 2771.281 | 8104601 | no | no |  |  | no |  |  | 1418313.772 | 15341693.441 |  | -1
node_8104601_200834067 |  |  | PQ | AN | 2771.281 | 8104601 | no | no |  |  | no |  |  | 1418314.294 | 15341464.702 |  | -1
node_8104601_200834069 |  |  | PQ | AD | 2771.281 | 8104601 | no | no |  |  | no |  |  | 1414424.816 | 15341185.14 |  | -1
node_8104601_200834070 |  |  | PQ | AN | 2771.281 | 8104601 | no | no |  |  | no |  |  | 1414001.37 | 15341493.222 |  | -1
node_8104601_200834071 |  |  | PQ | AD | 2771.281 | 8104601 | no | no |  |  | no |  |  | 1414007.584 | 15341729.161 |  | -1
node_8104601_200834073 |  |  | PQ | AN | 2771.281 | 8104601 | no | no |  |  | no |  |  | 1414024.07 | 15342129.183 |  | -1
node_8104601_200834075 |  |  | PQ | AD | 2771.281 | 8104601 | no | no |  |  | no |  |  | 1413928.503 | 15342460.528 |  | -1
node_8104601_200834077 |  |  | PQ | AD | 2771.281 | 8104601 | no | no |  |  | no |  |  | 1414001.266 | 15342966.337 |  | -1
node_8104601_200834078 |  |  | PQ | AN | 2771.281 | 8104601 | no | no |  |  | no |  |  | 1414109.535 | 15342984.219 |  | -1
node_8104601_200834079 |  |  | PQ | AN | 2771.281 | 8104601 | no | no |  |  | no |  |  | 1414058.089 | 15343209.493 |  | -1
node_8104601_200834080 |  |  | PQ | ABCN | 19918.584 | 8104601 | no | no |  |  | no |  |  | 1415136.263 | 15328358.539 |  | -1
node_8104601_200834081 |  |  | PQ | ABCN | 19918.584 | 8104601 | no | no |  |  | no |  |  | 1417019.716 | 15328315.507 |  | -1
node_8104601_200834082 |  |  | PQ | ABCN | 19918.584 | 8104601 | no | no |  |  | no |  |  | 1417193.948 | 15328310.17 |  | -1
node_8104601_200834083 |  |  | PQ | ABCN | 19918.584 | 8104601 | no | no |  |  | no |  |  | 1417390.102 | 15328317.197 |  | -1
node_8104601_200834084 |  |  | PQ | ABCN | 19918.584 | 8104601 | no | no |  |  | no |  |  | 1417597.894 | 15328317.558 |  | -1
node_8104601_200834085 |  |  | PQ | ABCN | 19918.584 | 8104601 | no | no |  |  | no |  |  | 1415355.87 | 15328320.711 |  | -1
node_8104601_200834086 |  |  | PQ | AN | 19918.584 | 8104601 | no | no |  |  | no |  |  | 1415267.945 | 15328374.263 |  | -1
node_8104601_200834087 |  |  | PQ | AN | 19918.584 | 8104601 | no | no |  |  | no |  |  | 1415268.031 | 15328574.387 |  | -1
node_8104601_200834088 |  |  | PQ | AN | 19918.584 | 8104601 | no | no |  |  | no |  |  | 1415262.511 | 15328771.614 |  | -1
node_8104601_200834090 |  |  | PQ | ABCN | 19918.584 | 8104601 | no | no |  |  | no |  |  | 1415580.315 | 15328322.14 |  | -1
node_8104601_200834091 |  |  | PQ | ABCN | 19918.584 | 8104601 | no | no |  |  | no |  |  | 1415773.179 | 15328315.659 |  | -1
node_8104601_200834092 |  |  | PQ | AN | 19918.584 | 8104601 | no | no |  |  | no |  |  | 1415784.094 | 15328624.961 |  | -1
node_8104601_200834093 |  |  | PQ | ABCN | 19918.584 | 8104601 | no | no |  |  | no |  |  | 1415969.991 | 15328344.388 |  | -1
node_8104601_200834094 |  |  | PQ | ABCN | 19918.584 | 8104601 | no | no |  |  | no |  |  | 1416228.775 | 15328348.068 |  | -1
node_8104601_200834095 |  |  | PQ | ABCN | 19918.584 | 8104601 | no | no |  |  | no |  |  | 1416380.14 | 15328297.482 |  | -1
node_8104601_200834096 |  |  | PQ | ABCN | 19918.584 | 8104601 | no | no |  |  | no |  |  | 1416496.282 | 15328291.402 |  | -1
node_8104601_200834097 |  |  | PQ | ABCN | 19918.584 | 8104601 | no | no |  |  | no |  |  | 1416613.215 | 15328294.028 |  | -1
node_8104601_200834190 |  |  | PQ | AD | 2771.281 | 8104601 | no | no |  |  | no |  |  | 1423051.296 | 15345115.312 |  | -1
node_8104601_200834191 |  |  | PQ | AN | 2771.281 | 8104601 | no | no |  |  | no |  |  | 1422119.552 | 15341935.673 |  | -1
node_8104601_200834192 |  |  | PQ | AN | 2771.281 | 8104601 | no | no |  |  | no |  |  | 1422259.161 | 15341735.646 |  | -1
node_8104601_200834193 |  |  | PQ | AN | 2771.281 | 8104601 | no | no |  |  | no |  |  | 1422045.539 | 15341782.733 |  | -1
node_8104601_200834194 |  |  | PQ | AN | 2771.281 | 8104601 | no | no |  |  | no |  |  | 1421945.879 | 15341575.566 |  | -1
node_8104601_200834195 |  |  | PQ | AN | 2771.281 | 8104601 | no | no |  |  | no |  |  | 1421764.893 | 15341159.282 |  | -1
node_8104601_200834196 |  |  | PQ | AN | 2771.281 | 8104601 | no | no |  |  | no |  |  | 1421666.095 | 15340806.026 |  | -1
node_8104601_200834197 |  |  | PQ | AN | 2771.281 | 8104601 | no | no |  |  | no |  |  | 1421539.636 | 15340488.561 |  | -1
node_8104601_200834199 |  |  | PQ | AN | 2771.281 | 8104601 | no | no |  |  | no |  |  | 1421467.627 | 15340231.286 |  | -1
node_8104601_200834200 |  |  | PQ | AD | 2771.281 | 8104601 | no | no |  |  | no |  |  | 1423036.393 | 15344621.194 |  | -1
node_8104601_200834201 |  |  | PQ | AN | 2771.281 | 8104601 | no | no |  |  | no |  |  | 1423014.51 | 15344411.275 |  | -1
node_8104601_200834203 |  |  | PQ | AD | 2771.281 | 8104601 | no | no |  |  | no |  |  | 1423021.887 | 15344188.149 |  | -1
node_8104601_200834204 |  |  | PQ | AD | 2771.281 | 8104601 | no | no |  |  | no |  |  | 1422997.893 | 15343744.285 |  | -1
node_8104601_200834205 |  |  | PQ | AN | 2771.281 | 8104601 | no | no |  |  | no |  |  | 1422908.154 | 15343361.171 |  | -1
node_8104601_200834206 |  |  | PQ | AD | 2771.281 | 8104601 | no | no |  |  | no |  |  | 1422842.819 | 15343110.747 |  | -1
node_8104601_200834208 |  |  | PQ | AN | 2771.281 | 8104601 | no | no |  |  | no |  |  | 1422433.211 | 15342553.61 |  | -1
node_8104601_200834210 |  |  | PQ | AN | 2771.281 | 8104601 | no | no |  |  | no |  |  | 1422317.424 | 15342278.794 |  | -1
node_8104601_200834222 |  |  | PQ | AN | 19918.584 | 8104601 | no | no |  |  | no |  |  | 1416771.621 | 15328452.369 |  | -1
node_8104601_200834223 |  |  | PQ | AN | 19918.584 | 8104601 | no | no |  |  | no |  |  | 1416771.406 | 15328610.813 |  | -1
node_8104601_200834224 |  |  | PQ | AN | 19918.584 | 8104601 | no | no |  |  | no |  |  | 1416774.304 | 15328749.165 |  | -1
node_8104601_200834242 |  |  | PQ | AN | 2771.281 | 8104601 | no | no |  |  | no |  |  | 1420671.409 | 15329266.658 |  | -1
node_8104601_200834244 |  |  | PQ | AN | 2771.281 | 8104601 | no | no |  |  | no |  |  | 1420449.66 | 15329239.511 |  | -1
node_8104601_200834246 |  |  | PQ | AD | 2771.281 | 8104601 | no | no |  |  | no |  |  | 1420517.272 | 15328979.212 |  | -1
node_8104601_200834247 |  |  | PQ | AD | 2771.281 | 8104601 | no | no |  |  | no |  |  | 1420593.539 | 15328664.309 |  | -1
node_8104601_200834248 |  |  | PQ | AN | 2771.281 | 8104601 | no | no |  |  | no |  |  | 1420671.366 | 15328337.197 |  | -1
node_8104601_200834250 |  |  | PQ | AD | 2771.281 | 8104601 | no | no |  |  | no |  |  | 1420753.851 | 15328086.737 |  | -1
node_8104601_200834251 |  |  | PQ | AD | 2771.281 | 8104601 | no | no |  |  | no |  |  | 1420832.955 | 15327797.503 |  | -1
node_8104601_200834252 |  |  | PQ | AD | 2771.281 | 8104601 | no | no |  |  | no |  |  | 1420904.527 | 15327498.388 |  | -1
node_8104601_200834253 |  |  | PQ | AD | 2771.281 | 8104601 | no | no |  |  | no |  |  | 1421003.848 | 15327229.594 |  | -1
node_8104601_200834254 |  |  | PQ | AN | 2771.281 | 8104601 | no | no |  |  | no |  |  | 1421074.28 | 15326960.94 |  | -1
node_8104601_200834256 |  |  | PQ | AN | 2771.281 | 8104601 | no | no |  |  | no |  |  | 1421131.22 | 15326737.818 |  | -1
node_8104601_200834259 |  |  | PQ | AD | 2771.281 | 8104601 | no | no |  |  | no |  |  | 1421163.47 | 15326467.161 |  | -1
node_8104601_200834260 |  |  | PQ | AD | 2771.281 | 8104601 | no | no |  |  | no |  |  | 1421484.988 | 15326547.945 |  | -1
node_8104601_200834261 |  |  | PQ | AD | 2771.281 | 8104601 | no | no |  |  | no |  |  | 1421181.565 | 15326213.405 |  | -1
node_8104601_200834262 |  |  | PQ | AN | 2771.281 | 8104601 | no | no |  |  | no |  |  | 1421187.97 | 15325949.872 |  | -1
node_8104601_200834264 |  |  | PQ | AN | 2771.281 | 8104601 | no | no |  |  | no |  |  | 1418938.887 | 15329435.641 |  | -1
node_8104601_200834266 |  |  | PQ | AD | 2771.281 | 8104601 | no | no |  |  | no |  |  | 1419207.726 | 15329440.653 |  | -1
node_8104601_200834267 |  |  | PQ | AN | 2771.281 | 8104601 | no | no |  |  | no |  |  | 1419458.605 | 15329573.871 |  | -1
node_8104601_200834268 |  |  | PQ | AN | 2771.281 | 8104601 | no | no |  |  | no |  |  | 1419717.342 | 15329718.9 |  | -1
node_8104601_200834270 |  |  | PQ | AD | 2771.281 | 8104601 | no | no |  |  | no |  |  | 1419910.653 | 15329715.665 |  | -1
node_8104601_200834271 |  |  | PQ | AN | 2771.281 | 8104601 | no | no |  |  | no |  |  | 1420119.475 | 15329680.847 |  | -1
node_8104601_200834272 |  |  | PQ | AN | 2771.281 | 8104601 | no | no |  |  | no |  |  | 1420283.565 | 15329460.628 |  | -1
node_8104601_200834337 |  |  | PQ | AD | 2771.281 | 8104601 | no | no |  |  | no |  |  | 1418283.838 | 15332630.293 |  | -1
node_8104601_200834338 |  |  | PQ | AN | 2771.281 | 8104601 | no | no |  |  | no |  |  | 1418138.712 | 15332625.344 |  | -1
node_8104601_200834339 |  |  | PQ | AN | 2771.281 | 8104601 | no | no |  |  | no |  |  | 1417931.28 | 15332618.545 |  | -1
node_8104601_200834340 |  |  | PQ | AN | 2771.281 | 8104601 | no | no |  |  | no |  |  | 1417809.948 | 15332618.261 |  | -1
node_8104601_200834341 |  |  | PQ | AN | 2771.281 | 8104601 | no | no |  |  | no |  |  | 1417618.912 | 15332610.554 |  | -1
node_8104601_200834342 |  |  | PQ | AD | 2771.281 | 8104601 | no | no |  |  | no |  |  | 1417658.542 | 15332638.807 |  | -1
node_8104601_200834343 |  |  | PQ | AN | 2771.281 | 8104601 | no | no |  |  | no |  |  | 1417662.256 | 15332833.763 |  | -1
node_8104601_200834348 |  |  | PQ | AN | 2771.281 | 8104601 | no | no |  |  | no |  |  | 1418751.069 | 15319911.41 |  | -1
node_8104601_200834349 |  |  | PQ | AD | 2771.281 | 8104601 | no | no |  |  | no |  |  | 1418654.342 | 15319995.931 |  | -1
node_8104601_200834350 |  |  | PQ | AN | 2771.281 | 8104601 | no | no |  |  | no |  |  | 1418480.759 | 15320087.666 |  | -1
node_8104601_200834353 |  |  | PQ | AN | 2771.281 | 8104601 | no | no |  |  | no |  |  | 1433942.056 | 15331734.89 |  | -1
node_8104601_200834354 |  |  | PQ | AD | 2771.281 | 8104601 | no | no |  |  | no |  |  | 1431574.915 | 15331473.076 |  | -1
node_8104601_200834355 |  |  | PQ | AN | 2771.281 | 8104601 | no | no |  |  | no |  |  | 1431693.483 | 15331473.747 |  | -1
node_8104601_200834357 |  |  | PQ | AD | 2771.281 | 8104601 | no | no |  |  | no |  |  | 1434869.074 | 15331494.828 |  | -1
node_8104601_200834358 |  |  | PQ | AN | 2771.281 | 8104601 | no | no |  |  | no |  |  | 1434862.517 | 15331778.524 |  | -1
node_8104601_200834359 |  |  | PQ | AD | 2771.281 | 8104601 | no | no |  |  | no |  |  | 1435203.197 | 15331494.578 |  | -1
node_8104601_200834360 |  |  | PQ | AN | 2771.281 | 8104601 | no | no |  |  | no |  |  | 1435188.636 | 15331725.169 |  | -1
node_8104601_200834361 |  |  | PQ | AN | 2771.281 | 8104601 | no | no |  |  | no |  |  | 1432048.898 | 15331471.175 |  | -1
node_8104601_200834363 |  |  | PQ | AN | 2771.281 | 8104601 | no | no |  |  | no |  |  | 1432436.978 | 15331482.257 |  | -1
node_8104601_200834364 |  |  | PQ | AN | 2771.281 | 8104601 | no | no |  |  | no |  |  | 1432835.369 | 15331484.344 |  | -1
node_8104601_200834365 |  |  | PQ | AN | 2771.281 | 8104601 | no | no |  |  | no |  |  | 1433171.114 | 15331490.253 |  | -1
node_8104601_200834366 |  |  | PQ | AN | 2771.281 | 8104601 | no | no |  |  | no |  |  | 1433386.455 | 15331485.991 |  | -1
node_8104601_200834367 |  |  | PQ | AD | 2771.281 | 8104601 | no | no |  |  | no |  |  | 1433682.083 | 15331489.06 |  | -1
node_8104601_200834368 |  |  | PQ | AD | 2771.281 | 8104601 | no | no |  |  | no |  |  | 1433929.629 | 15331487.101 |  | -1
node_8104601_200834369 |  |  | PQ | AN | 2771.281 | 8104601 | no | no |  |  | no |  |  | 1434054.492 | 15331486.715 |  | -1
node_8104601_200834371 |  |  | PQ | AD | 2771.281 | 8104601 | no | no |  |  | no |  |  | 1434132.252 | 15331488.851 |  | -1
node_8104601_200834372 |  |  | PQ | AD | 2771.281 | 8104601 | no | no |  |  | no |  |  | 1434484.693 | 15331490.458 |  | -1
node_8104601_200834373 |  |  | PQ | AD | 2771.281 | 8104601 | no | no |  |  | no |  |  | 1434461.463 | 15331437.055 |  | -1
node_8104601_200834374 |  |  | PQ | AN | 2771.281 | 8104601 | no | no |  |  | no |  |  | 1434467.176 | 15331087.651 |  | -1
node_8104601_200834375 |  |  | PQ | AD | 2771.281 | 8104601 | no | no |  |  | no |  |  | 1434582.208 | 15331493.381 |  | -1
node_8104601_200834376 |  |  | PQ | AD | 2771.281 | 8104601 | no | no |  |  | no |  |  | 1434600.274 | 15331767.868 |  | -1
node_8104601_200834377 |  |  | PQ | AD | 2771.281 | 8104601 | no | no |  |  | no |  |  | 1434600.991 | 15332043.787 |  | -1
node_8104601_200834378 |  |  | PQ | AN | 2771.281 | 8104601 | no | no |  |  | no |  |  | 1434606.26 | 15332281.795 |  | -1
node_8104601_200834379 |  |  | PQ | AN | 2771.281 | 8104601 | no | no |  |  | no |  |  | 1434761.195 | 15331493.64 |  | -1
node_8104601_200834391 |  |  | PQ | AD | 2771.281 | 8104601 | no | no |  |  | no |  |  | 1418420.554 | 15333050.785 |  | -1
node_8104601_200834392 |  |  | PQ | AN | 2771.281 | 8104601 | no | no |  |  | no |  |  | 1418111.507 | 15333048.654 |  | -1
node_8104601_200834393 |  |  | PQ | AD | 2771.281 | 8104601 | no | no |  |  | no |  |  | 1417892.174 | 15333051.191 |  | -1
node_8104601_200834395 |  |  | PQ | AN | 2771.281 | 8104601 | no | no |  |  | no |  |  | 1417741.159 | 15333061.153 |  | -1
node_8104601_200834396 |  |  | PQ | AD | 2771.281 | 8104601 | no | no |  |  | no |  |  | 1417548.293 | 15333068.181 |  | -1
node_8104601_200834397 |  |  | PQ | AN | 2771.281 | 8104601 | no | no |  |  | no |  |  | 1417356.49 | 15333076.881 |  | -1
node_8104601_200834398 |  |  | PQ | AD | 2771.281 | 8104601 | no | no |  |  | no |  |  | 1417171.293 | 15333078.47 |  | -1
node_8104601_200834399 |  |  | PQ | AN | 2771.281 | 8104601 | no | no |  |  | no |  |  | 1416878.058 | 15333187.797 |  | -1
node_8104601_200834400 |  |  | PQ | AN | 2771.281 | 8104601 | no | no |  |  | no |  |  | 1416878.193 | 15333413.96 |  | -1
node_8104601_200834401 |  |  | PQ | AN | 19918.584 | 8104601 | no | no |  |  | no |  |  | 1415771.287 | 15328291.046 |  | -1
node_8104601_200834404 |  |  | PQ | AN | 19918.584 | 8104601 | no | no |  |  | no |  |  | 1415772.682 | 15327916.459 |  | -1
node_8104601_200834405 |  |  | PQ | AN | 19918.584 | 8104601 | no | no |  |  | no |  |  | 1415774.526 | 15327771.249 |  | -1
node_8104601_200834406 |  |  | PQ | AN | 19918.584 | 8104601 | no | no |  |  | no |  |  | 1415767.282 | 15327622.742 |  | -1
node_8104601_200834407 |  |  | PQ | AN | 19918.584 | 8104601 | no | no |  |  | no |  |  | 1415756.53 | 15327501.493 |  | -1
node_8104601_200834408 |  |  | PQ | AN | 19918.584 | 8104601 | no | no |  |  | no |  |  | 1415929.817 | 15327505.982 |  | -1
node_8104601_200834409 |  |  | PQ | AN | 19918.584 | 8104601 | no | no |  |  | no |  |  | 1416396.964 | 15328096.494 |  | -1
node_8104601_200834410 |  |  | PQ | AN | 19918.584 | 8104601 | no | no |  |  | no |  |  | 1416412.737 | 15327909.306 |  | -1
node_8104601_200834411 |  |  | PQ | AN | 19918.584 | 8104601 | no | no |  |  | no |  |  | 1416423.406 | 15327761.006 |  | -1
node_8104601_200834414 |  |  | PQ | AN | 19918.584 | 8104601 | no | no |  |  | no |  |  | 1416356.833 | 15328055.155 |  | -1
node_8104601_200834415 |  |  | PQ | AN | 19918.584 | 8104601 | no | no |  |  | no |  |  | 1416185.633 | 15328046.888 |  | -1
node_8104601_200834416 |  |  | PQ | AN | 19918.584 | 8104601 | no | no |  |  | no |  |  | 1416070.676 | 15327991.896 |  | -1
node_8104601_200834417 |  |  | PQ | AN | 19918.584 | 8104601 | no | no |  |  | no |  |  | 1416063.957 | 15327854.778 |  | -1
node_8104601_200834418 |  |  | PQ | AN | 19918.584 | 8104601 | no | no |  |  | no |  |  | 1416079.462 | 15327702.842 |  | -1
node_8104601_200834419 |  |  | PQ | AN | 19918.584 | 8104601 | no | no |  |  | no |  |  | 1416077.389 | 15327513.427 |  | -1
node_8104601_200834429 |  |  | PQ | AN | 2771.281 | 8104601 | no | no |  |  | no |  |  | 1419248.883 | 15335191.58 |  | -1
node_8104601_200834430 |  |  | PQ | AD | 2771.281 | 8104601 | no | no |  |  | no |  |  | 1419206.096 | 15335290.906 |  | -1
node_8104601_200834431 |  |  | PQ | AD | 2771.281 | 8104601 | no | no |  |  | no |  |  | 1418422.072 | 15335820.405 |  | -1
node_8104601_200834432 |  |  | PQ | AD | 2771.281 | 8104601 | no | no |  |  | no |  |  | 1418425.203 | 15336003.162 |  | -1
node_8104601_200834433 |  |  | PQ | AN | 2771.281 | 8104601 | no | no |  |  | no |  |  | 1418429.892 | 15336182.237 |  | -1
node_8104601_200834434 |  |  | PQ | AD | 2771.281 | 8104601 | no | no |  |  | no |  |  | 1418422.642 | 15336340.872 |  | -1
node_8104601_200834435 |  |  | PQ | AN | 2771.281 | 8104601 | no | no |  |  | no |  |  | 1418424.965 | 15336528.009 |  | -1
node_8104601_200834436 |  |  | PQ | AD | 2771.281 | 8104601 | no | no |  |  | no |  |  | 1419162.495 | 15335347.95 |  | -1
node_8104601_200834438 |  |  | PQ | AN | 2771.281 | 8104601 | no | no |  |  | no |  |  | 1419020.934 | 15335482.909 |  | -1
node_8104601_200834439 |  |  | PQ | AD | 2771.281 | 8104601 | no | no |  |  | no |  |  | 1418884.813 | 15335499.079 |  | -1
node_8104601_200834440 |  |  | PQ | AD | 2771.281 | 8104601 | no | no |  |  | no |  |  | 1418758.635 | 15335393.374 |  | -1
node_8104601_200834441 |  |  | PQ | AN | 2771.281 | 8104601 | no | no |  |  | no |  |  | 1418630.027 | 15335283.562 |  | -1
node_8104601_200834442 |  |  | PQ | AN | 2771.281 | 8104601 | no | no |  |  | no |  |  | 1418766.849 | 15335137.697 |  | -1
node_8104601_200834443 |  |  | PQ | AD | 2771.281 | 8104601 | no | no |  |  | no |  |  | 1418532.048 | 15335382.182 |  | -1
node_8104601_200834444 |  |  | PQ | AD | 2771.281 | 8104601 | no | no |  |  | no |  |  | 1418419.595 | 15335489.206 |  | -1
node_8104601_200834445 |  |  | PQ | AN | 2771.281 | 8104601 | no | no |  |  | no |  |  | 1418425.638 | 15335659.732 |  | -1
node_8104601_200834446 |  |  | PQ | AN | 19918.584 | 8104601 | no | no |  |  | no |  |  | 1418456.738 | 15331877.82 |  | -1
node_8104601_200834447 |  |  | PQ | AD | 2771.281 | 8104601 | no | no |  |  | no |  |  | 1417515.691 | 15331353.841 |  | -1
node_8104601_200834448 |  |  | PQ | AN | 2771.281 | 8104601 | no | no |  |  | no |  |  | 1417372.11 | 15331295.891 |  | -1
node_8104601_200834449 |  |  | PQ | AD | 2771.281 | 8104601 | no | no |  |  | no |  |  | 1417276.743 | 15331262.509 |  | -1
node_8104601_200834450 |  |  | PQ | AD | 2771.281 | 8104601 | no | no |  |  | no |  |  | 1417200.828 | 15331472.268 |  | -1
node_8104601_200834451 |  |  | PQ | AN | 2771.281 | 8104601 | no | no |  |  | no |  |  | 1417217.995 | 15331755.141 |  | -1
node_8104601_200834452 |  |  | PQ | AN | 2771.281 | 8104601 | no | no |  |  | no |  |  | 1417048.921 | 15332004.132 |  | -1
node_8104601_200834453 |  |  | PQ | AN | 2771.281 | 8104601 | no | no |  |  | no |  |  | 1418260.3 | 15331885.723 |  | -1
node_8104601_200834455 |  |  | PQ | AN | 2771.281 | 8104601 | no | no |  |  | no |  |  | 1418177.824 | 15331889.387 |  | -1
node_8104601_200834457 |  |  | PQ | AD | 2771.281 | 8104601 | no | no |  |  | no |  |  | 1418082.417 | 15331891.561 |  | -1
node_8104601_200834458 |  |  | PQ | AN | 2771.281 | 8104601 | no | no |  |  | no |  |  | 1418043.755 | 15331900.333 |  | -1
node_8104601_200834459 |  |  | PQ | AD | 2771.281 | 8104601 | no | no |  |  | no |  |  | 1417836.362 | 15331765.287 |  | -1
node_8104601_200834460 |  |  | PQ | AN | 2771.281 | 8104601 | no | no |  |  | no |  |  | 1417691.227 | 15331710.046 |  | -1
node_8104601_200834463 |  |  | PQ | AN | 2771.281 | 8104601 | no | no |  |  | no |  |  | 1418057.979 | 15331725.418 |  | -1
node_8104601_200834464 |  |  | PQ | AD | 2771.281 | 8104601 | no | no |  |  | no |  |  | 1418074.52 | 15331555.719 |  | -1
node_8104601_200834465 |  |  | PQ | AD | 2771.281 | 8104601 | no | no |  |  | no |  |  | 1417932.397 | 15331506.293 |  | -1
node_8104601_200834466 |  |  | PQ | AN | 2771.281 | 8104601 | no | no |  |  | no |  |  | 1417798.333 | 15331446.111 |  | -1
node_8104601_200834467 |  |  | PQ | AD | 2771.281 | 8104601 | no | no |  |  | no |  |  | 1417659.049 | 15331397.906 |  | -1
node_8104601_200834468 |  |  | PQ | AN | 2771.281 | 8104601 | no | no |  |  | no |  |  | 1420952.242 | 15323049.053 |  | -1
node_8104601_200834469 |  |  | PQ | AD | 2771.281 | 8104601 | no | no |  |  | no |  |  | 1421009.095 | 15322871.091 |  | -1
node_8104601_200834470 |  |  | PQ | AD | 2771.281 | 8104601 | no | no |  |  | no |  |  | 1421196.656 | 15322939.105 |  | -1
node_8104601_200834471 |  |  | PQ | AN | 2771.281 | 8104601 | no | no |  |  | no |  |  | 1421386.741 | 15322998.48 |  | -1
node_8104601_200834472 |  |  | PQ | AD | 2771.281 | 8104601 | no | no |  |  | no |  |  | 1420910.939 | 15323219.056 |  | -1
node_8104601_200834473 |  |  | PQ | AN | 2771.281 | 8104601 | no | no |  |  | no |  |  | 1420943.974 | 15323448.185 |  | -1
node_8104601_200834474 |  |  | PQ | AN | 2771.281 | 8104601 | no | no |  |  | no |  |  | 1420933.598 | 15323718.22 |  | -1
node_8104601_200834477 |  |  | PQ | AN | 2771.281 | 8104601 | no | no |  |  | no |  |  | 1420931.126 | 15323926.9 |  | -1
node_8104601_200834478 |  |  | PQ | AD | 2771.281 | 8104601 | no | no |  |  | no |  |  | 1420930.281 | 15324013.992 |  | -1
node_8104601_200834479 |  |  | PQ | AN | 2771.281 | 8104601 | no | no |  |  | no |  |  | 1420919.745 | 15324158.057 |  | -1
node_8104601_200834480 |  |  | PQ | AN | 2771.281 | 8104601 | no | no |  |  | no |  |  | 1420964.273 | 15324404.284 |  | -1
node_8104601_200834481 |  |  | PQ | AN | 2771.281 | 8104601 | no | no |  |  | no |  |  | 1421011.145 | 15324649.506 |  | -1
node_8104601_200834482 |  |  | PQ | AN | 2771.281 | 8104601 | no | no |  |  | no |  |  | 1421063.656 | 15324901.003 |  | -1
node_8104601_200834483 |  |  | PQ | AN | 2771.281 | 8104601 | no | no |  |  | no |  |  | 1421138.106 | 15325036.93 |  | -1
node_8104601_200834510 |  |  | PQ | AN | 2771.281 | 8104601 | no | no |  |  | no |  |  | 1416377.314 | 15336148.731 |  | -1
node_8104601_200834511 |  |  | PQ | AN | 2771.281 | 8104601 | no | no |  |  | no |  |  | 1416563.055 | 15336155.098 |  | -1
node_8104601_200834513 |  |  | PQ | AD | 2771.281 | 8104601 | no | no |  |  | no |  |  | 1416884.068 | 15336155.059 |  | -1
node_8104601_200834514 |  |  | PQ | AN | 2771.281 | 8104601 | no | no |  |  | no |  |  | 1416971.25 | 15336336.025 |  | -1
node_8104601_200834517 |  |  | PQ | AD | 2771.281 | 8104601 | no | no |  |  | no |  |  | 1416855.23 | 15335960.678 |  | -1
node_8104601_200834518 |  |  | PQ | AN | 2771.281 | 8104601 | no | no |  |  | no |  |  | 1416836.155 | 15335848.243 |  | -1
node_8104601_200834519 |  |  | PQ | AD | 2771.281 | 8104601 | no | no |  |  | no |  |  | 1416828.784 | 15335677.407 |  | -1
node_8104601_200834520 |  |  | PQ | AN | 2771.281 | 8104601 | no | no |  |  | no |  |  | 1416809.302 | 15335418.69 |  | -1
node_8104601_200834532 |  |  | PQ | AD | 2771.281 | 8104601 | no | no |  |  | no |  |  | 1418667.109 | 15336486.407 |  | -1
node_8104601_200834533 |  |  | PQ | AN | 2771.281 | 8104601 | no | no |  |  | no |  |  | 1418841.614 | 15336461.153 |  | -1
node_8104601_200834534 |  |  | PQ | AN | 2771.281 | 8104601 | no | no |  |  | no |  |  | 1419011.427 | 15336440.303 |  | -1
node_8104601_200834535 |  |  | PQ | AD | 2771.281 | 8104601 | no | no |  |  | no |  |  | 1419108.601 | 15336562.41 |  | -1
node_8104601_200834536 |  |  | PQ | AD | 2771.281 | 8104601 | no | no |  |  | no |  |  | 1419212.658 | 15336694.909 |  | -1
node_8104601_200834537 |  |  | PQ | AN | 2771.281 | 8104601 | no | no |  |  | no |  |  | 1419351.924 | 15336775.994 |  | -1
node_8104601_200834539 |  |  | PQ | AN | 2771.281 | 8104601 | no | no |  |  | no |  |  | 1418648.499 | 15336307.035 |  | -1
node_8104601_200834540 |  |  | PQ | AD | 2771.281 | 8104601 | no | no |  |  | no |  |  | 1418639.231 | 15336147.184 |  | -1
node_8104601_200834541 |  |  | PQ | AD | 2771.281 | 8104601 | no | no |  |  | no |  |  | 1418623.996 | 15335969.949 |  | -1
node_8104601_200834542 |  |  | PQ | AN | 2771.281 | 8104601 | no | no |  |  | no |  |  | 1418613.001 | 15335804.249 |  | -1
node_8104601_200834550 |  |  | PQ | AN | 2771.281 | 8104601 | no | no |  |  | no |  |  | 1417984.997 | 15332037.067 |  | -1
node_8104601_200834552 |  |  | PQ | AN | 2771.281 | 8104601 | no | no |  |  | no |  |  | 1417840.847 | 15332038.857 |  | -1
node_8104601_200834553 |  |  | PQ | AN | 2771.281 | 8104601 | no | no |  |  | no |  |  | 1417708.333 | 15332034.104 |  | -1
node_8104601_200834554 |  |  | PQ | AN | 2771.281 | 8104601 | no | no |  |  | no |  |  | 1417570.763 | 15332037.203 |  | -1
node_8104601_200834556 |  |  | PQ | AN | 2771.281 | 8104601 | no | no |  |  | no |  |  | 1434877.71 | 15343039.797 |  | -1
node_8104601_200834557 |  |  | PQ | AN | 2771.281 | 8104601 | no | no |  |  | no |  |  | 1435565.969 | 15344626.161 |  | -1
node_8104601_200834558 |  |  | PQ | AD | 2771.281 | 8104601 | no | no |  |  | no |  |  | 1435596.037 | 15341840.73 |  | -1
node_8104601_200834559 |  |  | PQ | AN | 2771.281 | 8104601 | no | no |  |  | no |  |  | 1435518.187 | 15341666.576 |  | -1
node_8104601_200834561 |  |  | PQ | AD | 2771.281 | 8104601 | no | no |  |  | no |  |  | 1435477.05 | 15344516.433 |  | -1
node_8104601_200834562 |  |  | PQ | AD | 2771.281 | 8104601 | no | no |  |  | no |  |  | 1435532.831 | 15343949.498 |  | -1
node_8104601_200834563 |  |  | PQ | AN | 2771.281 | 8104601 | no | no |  |  | no |  |  | 1435732.353 | 15343933.082 |  | -1
node_8104601_200834565 |  |  | PQ | AN | 2771.281 | 8104601 | no | no |  |  | no |  |  | 1435308.295 | 15343805.592 |  | -1
node_8104601_200834566 |  |  | PQ | AN | 2771.281 | 8104601 | no | no |  |  | no |  |  | 1435539.78 | 15343645.683 |  | -1
node_8104601_200834567 |  |  | PQ | AD | 2771.281 | 8104601 | no | no |  |  | no |  |  | 1435611.796 | 15343332.25 |  | -1
node_8104601_200834568 |  |  | PQ | AD | 2771.281 | 8104601 | no | no |  |  | no |  |  | 1435602.045 | 15343030.484 |  | -1
node_8104601_200834569 |  |  | PQ | AN | 2771.281 | 8104601 | no | no |  |  | no |  |  | 1435524.688 | 15343017.587 |  | -1
node_8104601_200834570 |  |  | PQ | AD | 2771.281 | 8104601 | no | no |  |  | no |  |  | 1435589.295 | 15342725.161 |  | -1
node_8104601_200834571 |  |  | PQ | AN | 2771.281 | 8104601 | no | no |  |  | no |  |  | 1435602.146 | 15342402.145 |  | -1
node_8104601_200834572 |  |  | PQ | AN | 2771.281 | 8104601 | no | no |  |  | no |  |  | 1435570.795 | 15342100.066 |  | -1
node_8104601_200834578 |  |  | PQ | AD | 2771.281 | 8104601 | no | no |  |  | no |  |  | 1418168.637 | 15332024.012 |  | -1
node_8104601_200834579 |  |  | PQ | AN | 2771.281 | 8104601 | no | no |  |  | no |  |  | 1418157.125 | 15332170.729 |  | -1
node_8104601_200834580 |  |  | PQ | AD | 2771.281 | 8104601 | no | no |  |  | no |  |  | 1418145.53 | 15332322.271 |  | -1
node_8104601_200834581 |  |  | PQ | AN | 2771.281 | 8104601 | no | no |  |  | no |  |  | 1417938.685 | 15332331.688 |  | -1
node_8104601_200834582 |  |  | PQ | AN | 2771.281 | 8104601 | no | no |  |  | no |  |  | 1417786.851 | 15332330.813 |  | -1
node_8104601_200834583 |  |  | PQ | AN | 2771.281 | 8104601 | no | no |  |  | no |  |  | 1417637.196 | 15332324.447 |  | -1
node_8104601_200834586 |  |  | PQ | AN | 2771.281 | 8104601 | no | no |  |  | no |  |  | 1418136.702 | 15332468.464 |  | -1
node_8104601_200834588 |  |  | PQ | AD | 2771.281 | 8104601 | no | no |  |  | no |  |  | 1417626.804 | 15310809.762 |  | -1
node_8104601_200834589 |  |  | PQ | AN | 2771.281 | 8104601 | no | no |  |  | no |  |  | 1417855.12 | 15310976.592 |  | -1
node_8104601_200834590 |  |  | PQ | AD | 2771.281 | 8104601 | no | no |  |  | no |  |  | 1417612.627 | 15311045.57 |  | -1
node_8104601_200834591 |  |  | PQ | AN | 2771.281 | 8104601 | no | no |  |  | no |  |  | 1417587.534 | 15311378.052 |  | -1
node_8104601_200834592 |  |  | PQ | AD | 2771.281 | 8104601 | no | no |  |  | no |  |  | 1417393.255 | 15311845.84 |  | -1
node_8104601_200834593 |  |  | PQ | AN | 2771.281 | 8104601 | no | no |  |  | no |  |  | 1417221.676 | 15312255.587 |  | -1
node_8104601_200834594 |  |  | PQ | AD | 2771.281 | 8104601 | no | no |  |  | no |  |  | 1417165.074 | 15312492.908 |  | -1
node_8104601_200834595 |  |  | PQ | AD | 2771.281 | 8104601 | no | no |  |  | no |  |  | 1417063.772 | 15312588.46 |  | -1
node_8104601_200834596 |  |  | PQ | AN | 19918.584 | 8104601 | no | no |  |  | no |  |  | 1418884.29 | 15332186.719 |  | -1
node_8104601_200834597 |  |  | PQ | AD | 19918.584 | 8104601 | no | no |  |  | no |  |  | 1419146.306 | 15332181.14 |  | -1
node_8104601_200834598 |  |  | PQ | AN | 19918.584 | 8104601 | no | no |  |  | no |  |  | 1419249.526 | 15332304.766 |  | -1
node_8104601_200834600 |  |  | PQ | AD | 19918.584 | 8104601 | no | no |  |  | no |  |  | 1419238.589 | 15332426.583 |  | -1
node_8104601_200834601 |  |  | PQ | AD | 19918.584 | 8104601 | no | no |  |  | no |  |  | 1419488.531 | 15332395.711 |  | -1
node_8104601_200834602 |  |  | PQ | AN | 19918.584 | 8104601 | no | no |  |  | no |  |  | 1419686.394 | 15332375.882 |  | -1
node_8104601_200834603 |  |  | PQ | AN | 19918.584 | 8104601 | no | no |  |  | no |  |  | 1419538.584 | 15332214.647 |  | -1
node_8104601_200834604 |  |  | PQ | AD | 19918.584 | 8104601 | no | no |  |  | no |  |  | 1419871.145 | 15332338.121 |  | -1
node_8104601_200834605 |  |  | PQ | AN | 19918.584 | 8104601 | no | no |  |  | no |  |  | 1420111.654 | 15332329.686 |  | -1
node_8104601_200834606 |  |  | PQ | AN | 19918.584 | 8104601 | no | no |  |  | no |  |  | 1420126.08 | 15332113.577 |  | -1
node_8104601_200834607 |  |  | PQ | AD | 2771.281 | 8104601 | no | no |  |  | no |  |  | 1413944.534 | 15341397.412 |  | -1
node_8104601_200834608 |  |  | PQ | AN | 2771.281 | 8104601 | no | no |  |  | no |  |  | 1413871.396 | 15341264.114 |  | -1
node_8104601_200834611 |  |  | PQ | AN | 19918.584 | 8104601 | no | no |  |  | no |  |  | 1419297.907 | 15332506.318 |  | -1
node_8104601_200834612 |  |  | PQ | AN | 19918.584 | 8104601 | no | no |  |  | no |  |  | 1419045.775 | 15332539.834 |  | -1
node_8104601_200834613 |  |  | PQ | AN | 19918.584 | 8104601 | no | no |  |  | no |  |  | 1418875.955 | 15332556.537 |  | -1
node_8104601_200834615 |  |  | PQ | AN | 19918.584 | 8104601 | no | no |  |  | no |  |  | 1419544.975 | 15332510.525 |  | -1
node_8104601_200834616 |  |  | PQ | AN | 19918.584 | 8104601 | no | no |  |  | no |  |  | 1419698.014 | 15332494.83 |  | -1
node_8104601_200834617 |  |  | PQ | AD | 19918.584 | 8104601 | no | no |  |  | no |  |  | 1419795.599 | 15332497.865 |  | -1
node_8104601_200834664 |  |  | PQ | AN | 2771.281 | 8104601 | no | no |  |  | no |  |  | 1415156.543 | 15337974.137 |  | -1
node_8104601_200834665 |  |  | PQ | AN | 2771.281 | 8104601 | no | no |  |  | no |  |  | 1415406.953 | 15337963.724 |  | -1
node_8104601_200834666 |  |  | PQ | AN | 2771.281 | 8104601 | no | no |  |  | no |  |  | 1415723.458 | 15338015.769 |  | -1
node_8104601_200834668 |  |  | PQ | AN | 2771.281 | 8104601 | no | no |  |  | no |  |  | 1415960.209 | 15338103.965 |  | -1
node_8104601_200834671 |  |  | PQ | AN | 2771.281 | 8104601 | no | no |  |  | no |  |  | 1416293.551 | 15338232.179 |  | -1
node_8104601_200834673 |  |  | PQ | AN | 2771.281 | 8104601 | no | no |  |  | no |  |  | 1416544.309 | 15338328.25 |  | -1
node_8104601_200834674 |  |  | PQ | AN | 2771.281 | 8104601 | no | no |  |  | no |  |  | 1416818.123 | 15338426.826 |  | -1
node_8104601_200834675 |  |  | PQ | AN | 2771.281 | 8104601 | no | no |  |  | no |  |  | 1417025.971 | 15338455.571 |  | -1
node_8104601_200834676 |  |  | PQ | AN | 2771.281 | 8104601 | no | no |  |  | no |  |  | 1417724.963 | 15319653.183 |  | -1
node_8104601_200834677 |  |  | PQ | AN | 2771.281 | 8104601 | no | no |  |  | no |  |  | 1416841.381 | 15319606.202 |  | -1
node_8104601_200834680 |  |  | PQ | AN | 2771.281 | 8104601 | no | no |  |  | no |  |  | 1417058.195 | 15319764.592 |  | -1
node_8104601_200834681 |  |  | PQ | AN | 2771.281 | 8104601 | no | no |  |  | no |  |  | 1417300.815 | 15319897.406 |  | -1
node_8104601_200834682 |  |  | PQ | AN | 2771.281 | 8104601 | no | no |  |  | no |  |  | 1417522.12 | 15320097.511 |  | -1
node_8104601_200834683 |  |  | PQ | AN | 2771.281 | 8104601 | no | no |  |  | no |  |  | 1417642.083 | 15320239.557 |  | -1
node_8104601_200834684 |  |  | PQ | AN | 2771.281 | 8104601 | no | no |  |  | no |  |  | 1417742.694 | 15320378.133 |  | -1
node_8104601_200834685 |  |  | PQ | AN | 2771.281 | 8104601 | no | no |  |  | no |  |  | 1417697.026 | 15320408.078 |  | -1
node_8104601_200834686 |  |  | PQ | AN | 2771.281 | 8104601 | no | no |  |  | no |  |  | 1417469.074 | 15320543.397 |  | -1
node_8104601_200834687 |  |  | PQ | AN | 2771.281 | 8104601 | no | no |  |  | no |  |  | 1417333.348 | 15320626.853 |  | -1
node_8104601_200834688 |  |  | PQ | AN | 2771.281 | 8104601 | no | no |  |  | no |  |  | 1417919.906 | 15320711.589 |  | -1
node_8104601_200834689 |  |  | PQ | AN | 2771.281 | 8104601 | no | no |  |  | no |  |  | 1418007.514 | 15320876.506 |  | -1
node_8104601_200834731 |  |  | PQ | AD | 2771.281 | 8104601 | no | no |  |  | no |  |  | 1427081.613 | 15330579.068 |  | -1
node_8104601_200834732 |  |  | PQ | AN | 2771.281 | 8104601 | no | no |  |  | no |  |  | 1427176.142 | 15330467.008 |  | -1
node_8104601_200834734 |  |  | PQ | AD | 2771.281 | 8104601 | no | no |  |  | no |  |  | 1427349.166 | 15330264.511 |  | -1
node_8104601_200834735 |  |  | PQ | AN | 2771.281 | 8104601 | no | no |  |  | no |  |  | 1427460.833 | 15329794.841 |  | -1
node_8104601_200834737 |  |  | PQ | AD | 2771.281 | 8104601 | no | no |  |  | no |  |  | 1427521.276 | 15329595.495 |  | -1
node_8104601_200834738 |  |  | PQ | AD | 2771.281 | 8104601 | no | no |  |  | no |  |  | 1427580.705 | 15329400.044 |  | -1
node_8104601_200834739 |  |  | PQ | AN | 2771.281 | 8104601 | no | no |  |  | no |  |  | 1427607.39 | 15329114.262 |  | -1
node_8104601_200834740 |  |  | PQ | AD | 2771.281 | 8104601 | no | no |  |  | no |  |  | 1427822.438 | 15329131.891 |  | -1
node_8104601_200834741 |  |  | PQ | AN | 2771.281 | 8104601 | no | no |  |  | no |  |  | 1428067.456 | 15329182.156 |  | -1
node_8104601_200834768 |  |  | PQ | AN | 2771.281 | 8104601 | no | no |  |  | no |  |  | 1429494.265 | 15332004.429 |  | -1
node_8104601_200834769 |  |  | PQ | AD | 2771.281 | 8104601 | no | no |  |  | no |  |  | 1429498.301 | 15332354.331 |  | -1
node_8104601_200834770 |  |  | PQ | AD | 2771.281 | 8104601 | no | no |  |  | no |  |  | 1429499.878 | 15332743.013 |  | -1
node_8104601_200834771 |  |  | PQ | AD | 2771.281 | 8104601 | no | no |  |  | no |  |  | 1429489.789 | 15333080.564 |  | -1
node_8104601_200834772 |  |  | PQ | AN | 2771.281 | 8104601 | no | no |  |  | no |  |  | 1429617.329 | 15333317.571 |  | -1
node_8104601_200834780 |  |  | PQ | ABCN | 19918.584 | 8104601 | no | no |  |  | no |  |  | 1414174.017 | 15345059.391 |  | -1
node_8104601_200834781 |  |  | PQ | AN | 19918.584 | 8104601 | no | no |  |  | no |  |  | 1422227.285 | 15345384.137 |  | -1
node_8104601_200834785 |  |  | PQ | ABCN | 19918.584 | 8104601 | no | no |  |  | no |  |  | 1415505.061 | 15345505.198 |  | -1
node_8104601_200834786 |  |  | PQ | AD | 2771.281 | 8104601 | no | no |  |  | no |  |  | 1419233.812 | 15345679.938 |  | -1
node_8104601_200834787 |  |  | PQ | AN | 2771.281 | 8104601 | no | no |  |  | no |  |  | 1419101.695 | 15345238.322 |  | -1
node_8104601_200834788 |  |  | PQ | AD | 2771.281 | 8104601 | no | no |  |  | no |  |  | 1418963.435 | 15344806.83 |  | -1
node_8104601_200834789 |  |  | PQ | AD | 2771.281 | 8104601 | no | no |  |  | no |  |  | 1418966.546 | 15344421.565 |  | -1
node_8104601_200834790 |  |  | PQ | AN | 2771.281 | 8104601 | no | no |  |  | no |  |  | 1418703.769 | 15344203.09 |  | -1
node_8104601_200834791 |  |  | PQ | AN | 2771.281 | 8104601 | no | no |  |  | no |  |  | 1418403.67 | 15344014.163 |  | -1
node_8104601_200834794 |  |  | PQ | AN | 2771.281 | 8104601 | no | no |  |  | no |  |  | 1418958.858 | 15343702.803 |  | -1
node_8104601_200834795 |  |  | PQ | ABCN | 19918.584 | 8104601 | no | no |  |  | no |  |  | 1415735.739 | 15345539.53 |  | -1
node_8104601_200834797 |  |  | PQ | ABCN | 19918.584 | 8104601 | no | no |  |  | no |  |  | 1415981.495 | 15345607.885 |  | -1
node_8104601_200834798 |  |  | PQ | ABCN | 19918.584 | 8104601 | no | no |  |  | no |  |  | 1416208.61 | 15345614.63 |  | -1
node_8104601_200834799 |  |  | PQ | ABCN | 19918.584 | 8104601 | no | no |  |  | no |  |  | 1416359.926 | 15345691.537 |  | -1
node_8104601_200834801 |  |  | PQ | ABCN | 19918.584 | 8104601 | no | no |  |  | no |  |  | 1416493.765 | 15345769.534 |  | -1
node_8104601_200834804 |  |  | PQ | ABCN | 19918.584 | 8104601 | no | no |  |  | no |  |  | 1416716.72 | 15345909.189 |  | -1
node_8104601_200834808 |  |  | PQ | ABCN | 19918.584 | 8104601 | no | no |  |  | no |  |  | 1416985.092 | 15345844.949 |  | -1
node_8104601_200834812 |  |  | PQ | ABCN | 19918.584 | 8104601 | no | no |  |  | no |  |  | 1417222.657 | 15345771.265 |  | -1
node_8104601_200834814 |  |  | PQ | ABCN | 19918.584 | 8104601 | no | no |  |  | no |  |  | 1417482.881 | 15345723.592 |  | -1
node_8104601_200834816 |  |  | PQ | ABCN | 19918.584 | 8104601 | no | no |  |  | no |  |  | 1414224.418 | 15344916.224 |  | -1
node_8104601_200834818 |  |  | PQ | ABCN | 19918.584 | 8104601 | no | no |  |  | no |  |  | 1417741.945 | 15345647.181 |  | -1
node_8104601_200834819 |  |  | PQ | AD | 19918.584 | 8104601 | no | no |  |  | no |  |  | 1417749.186 | 15345730.318 |  | -1
node_8104601_200834820 |  |  | PQ | AN | 19918.584 | 8104601 | no | no |  |  | no |  |  | 1417791.046 | 15346132.847 |  | -1
node_8104601_200834821 |  |  | PQ | AD | 19918.584 | 8104601 | no | no |  |  | no |  |  | 1417533.67 | 15345848.77 |  | -1
node_8104601_200834822 |  |  | PQ | AN | 19918.584 | 8104601 | no | no |  |  | no |  |  | 1417491.413 | 15346115.828 |  | -1
node_8104601_200834823 |  |  | PQ | ABCN | 19918.584 | 8104601 | no | no |  |  | no |  |  | 1418023.188 | 15345704.327 |  | -1
node_8104601_200834824 |  |  | PQ | ABCN | 19918.584 | 8104601 | no | no |  |  | no |  |  | 1418297.051 | 15345741.452 |  | -1
node_8104601_200834826 |  |  | PQ | ABCN | 19918.584 | 8104601 | no | no |  |  | no |  |  | 1418585.984 | 15345780.691 |  | -1
node_8104601_200834827 |  |  | PQ | ABCN | 19918.584 | 8104601 | no | no |  |  | no |  |  | 1418812.005 | 15345806.25 |  | -1
node_8104601_200834828 |  |  | PQ | ABCN | 19918.584 | 8104601 | no | no |  |  | no |  |  | 1418972.693 | 15345832.385 |  | -1
node_8104601_200834830 |  |  | PQ | ABCN | 19918.584 | 8104601 | no | no |  |  | no |  |  | 1419273.884 | 15345967.958 |  | -1
node_8104601_200834831 |  |  | PQ | ABCN | 19918.584 | 8104601 | no | no |  |  | no |  |  | 1419422.575 | 15346013.376 |  | -1
node_8104601_200834832 |  |  | PQ | ABCN | 19918.584 | 8104601 | no | no |  |  | no |  |  | 1419615.694 | 15346078.032 |  | -1
node_8104601_200834833 |  |  | PQ | ABCN | 19918.584 | 8104601 | no | no |  |  | no |  |  | 1419797.362 | 15346110.934 |  | -1
node_8104601_200834834 |  |  | PQ | ABCN | 19918.584 | 8104601 | no | no |  |  | no |  |  | 1414465.921 | 15345117.411 |  | -1
node_8104601_200834835 |  |  | PQ | ABCN | 19918.584 | 8104601 | no | no |  |  | no |  |  | 1419991.323 | 15346139.153 |  | -1
node_8104601_200834837 |  |  | PQ | ABCN | 19918.584 | 8104601 | no | no |  |  | no |  |  | 1420122.458 | 15346143.098 |  | -1
node_8104601_200834838 |  |  | PQ | AN | 19918.584 | 8104601 | no | no |  |  | no |  |  | 1420171.597 | 15346052.698 |  | -1
node_8104601_200834839 |  |  | PQ | AN | 19918.584 | 8104601 | no | no |  |  | no |  |  | 1420170.15 | 15345906.242 |  | -1
node_8104601_200834840 |  |  | PQ | AN | 19918.584 | 8104601 | no | no |  |  | no |  |  | 1419955.909 | 15345818.493 |  | -1
node_8104601_200834841 |  |  | PQ | AN | 19918.584 | 8104601 | no | no |  |  | no |  |  | 1419799.455 | 15345754.387 |  | -1
node_8104601_200834842 |  |  | PQ | ABCN | 19918.584 | 8104601 | no | no |  |  | no |  |  | 1420379.03 | 15346158.98 |  | -1
node_8104601_200834844 |  |  | PQ | ABCN | 19918.584 | 8104601 | no | no |  |  | no |  |  | 1420573.083 | 15346173.455 |  | -1
node_8104601_200834845 |  |  | PQ | ABCN | 19918.584 | 8104601 | no | no |  |  | no |  |  | 1420879.751 | 15346198.554 |  | -1
node_8104601_200834847 |  |  | PQ | ABCN | 19918.584 | 8104601 | no | no |  |  | no |  |  | 1421086.238 | 15346147.608 |  | -1
node_8104601_200834848 |  |  | PQ | ABCN | 19918.584 | 8104601 | no | no |  |  | no |  |  | 1421305.315 | 15346091.555 |  | -1
node_8104601_200834849 |  |  | PQ | ABCN | 19918.584 | 8104601 | no | no |  |  | no |  |  | 1421591.726 | 15346013.77 |  | -1
node_8104601_200834850 |  |  | PQ | ABCN | 19918.584 | 8104601 | no | no |  |  | no |  |  | 1421787.97 | 15345989.654 |  | -1
node_8104601_200834851 |  |  | PQ | ABCN | 19918.584 | 8104601 | no | no |  |  | no |  |  | 1422017.329 | 15345861.265 |  | -1
node_8104601_200834852 |  |  | PQ | ABCN | 19918.584 | 8104601 | no | no |  |  | no |  |  | 1414544.218 | 15345167.963 |  | -1
node_8104601_200834853 |  |  | PQ | ABCN | 19918.584 | 8104601 | no | no |  |  | no |  |  | 1422155.547 | 15345744.84 |  | -1
node_8104601_200834854 |  |  | PQ | ABCN | 19918.584 | 8104601 | no | no |  |  | no |  |  | 1422338.055 | 15345613.443 |  | -1
node_8104601_200834855 |  |  | PQ | AD | 19918.584 | 8104601 | no | no |  |  | no |  |  | 1422284.328 | 15345523.36 |  | -1
node_8104601_200834856 |  |  | PQ | ABCN | 19918.584 | 8104601 | no | no |  |  | no |  |  | 1422531.819 | 15345527.831 |  | -1
node_8104601_200834857 |  |  | PQ | ABCN | 19918.584 | 8104601 | no | no |  |  | no |  |  | 1422725.091 | 15345437.445 |  | -1
node_8104601_200834859 |  |  | PQ | ABCN | 19918.584 | 8104601 | no | no |  |  | no |  |  | 1422887.659 | 15345371.442 |  | -1
node_8104601_200834860 |  |  | PQ | ABCN | 19918.584 | 8104601 | no | no |  |  | no |  |  | 1423087.954 | 15345242.861 |  | -1
node_8104601_200834861 |  |  | PQ | ABCN | 19918.584 | 8104601 | no | no |  |  | no |  |  | 1423216.362 | 15345210.273 |  | -1
node_8104601_200834862 |  |  | PQ | ABCN | 19918.584 | 8104601 | no | no |  |  | no |  |  | 1423418.026 | 15345128.221 |  | -1
node_8104601_200834864 |  |  | PQ | ABCN | 19918.584 | 8104601 | no | no |  |  | no |  |  | 1423633.998 | 15345056.813 |  | -1
node_8104601_200834865 |  |  | PQ | ABCN | 19918.584 | 8104601 | no | no |  |  | no |  |  | 1423826.066 | 15344987.223 |  | -1
node_8104601_200834866 |  |  | PQ | AN | 19918.584 | 8104601 | no | no |  |  | no |  |  | 1423841.899 | 15345305.338 |  | -1
node_8104601_200834867 |  |  | PQ | AN | 19918.584 | 8104601 | no | no |  |  | no |  |  | 1423821.256 | 15345511.134 |  | -1
node_8104601_200834868 |  |  | PQ | AN | 19918.584 | 8104601 | no | no |  |  | no |  |  | 1423818.828 | 15345713.146 |  | -1
node_8104601_200834869 |  |  | PQ | ABCN | 19918.584 | 8104601 | no | no |  |  | no |  |  | 1414619.442 | 15345230.269 |  | -1
node_8104601_200834871 |  |  | PQ | ABCN | 19918.584 | 8104601 | no | no |  |  | no |  |  | 1424004.592 | 15344916.875 |  | -1
node_8104601_200834872 |  |  | PQ | ABCN | 19918.584 | 8104601 | no | no |  |  | no |  |  | 1424139.336 | 15344873.577 |  | -1
node_8104601_200834873 |  |  | PQ | ABCN | 19918.584 | 8104601 | no | no |  |  | no |  |  | 1424314.714 | 15344808.291 |  | -1
node_8104601_200834874 |  |  | PQ | ABCN | 19918.584 | 8104601 | no | no |  |  | no |  |  | 1424520.117 | 15344737.701 |  | -1
node_8104601_200834875 |  |  | PQ | ABCN | 19918.584 | 8104601 | no | no |  |  | no |  |  | 1424780.007 | 15344649.59 |  | -1
node_8104601_200834876 |  |  | PQ | ABCN | 19918.584 | 8104601 | no | no |  |  | no |  |  | 1424944.363 | 15344599.12 |  | -1
node_8104601_200834877 |  |  | PQ | ABCN | 19918.584 | 8104601 | no | no |  |  | no |  |  | 1425124.416 | 15344527.592 |  | -1
node_8104601_200834878 |  |  | PQ | ABCN | 19918.584 | 8104601 | no | no |  |  | no |  |  | 1425324.485 | 15344468.329 |  | -1
node_8104601_200834879 |  |  | PQ | ABCN | 19918.584 | 8104601 | no | no |  |  | no |  |  | 1425306.699 | 15344630.873 |  | -1
node_8104601_200834880 |  |  | PQ | ABCN | 19918.584 | 8104601 | no | no |  |  | no |  |  | 1414803.577 | 15345323.806 |  | -1
node_8104601_200834881 |  |  | PQ | ABN | 19918.584 | 8104601 | no | no |  |  | no |  |  | 1425452 | 15344822.348 |  | -1
node_8104601_200834883 |  |  | PQ | ABN | 19918.584 | 8104601 | no | no |  |  | no |  |  | 1425565.197 | 15344944.15 |  | -1
node_8104601_200834884 |  |  | PQ | ABN | 19918.584 | 8104601 | no | no |  |  | no |  |  | 1425696.902 | 15345080.969 |  | -1
node_8104601_200834885 |  |  | PQ | ABN | 19918.584 | 8104601 | no | no |  |  | no |  |  | 1425828.727 | 15345219.448 |  | -1
node_8104601_200834887 |  |  | PQ | ABN | 19918.584 | 8104601 | no | no |  |  | no |  |  | 1426017.533 | 15345393.543 |  | -1
node_8104601_200834888 |  |  | PQ | ABN | 19918.584 | 8104601 | no | no |  |  | no |  |  | 1426120.421 | 15345498.612 |  | -1
node_8104601_200834889 |  |  | PQ | ABN | 19918.584 | 8104601 | no | no |  |  | no |  |  | 1426334.802 | 15345721.743 |  | -1
node_8104601_200834891 |  |  | PQ | ABN | 19918.584 | 8104601 | no | no |  |  | no |  |  | 1426544.359 | 15345945.658 |  | -1
node_8104601_200834892 |  |  | PQ | ABCN | 19918.584 | 8104601 | no | no |  |  | no |  |  | 1414896.531 | 15345362.128 |  | -1
node_8104601_200834893 |  |  | PQ | ABN | 19918.584 | 8104601 | no | no |  |  | no |  |  | 1426723.893 | 15346071.784 |  | -1
node_8104601_200834895 |  |  | PQ | ABN | 19918.584 | 8104601 | no | no |  |  | no |  |  | 1426978.444 | 15346163.862 |  | -1
node_8104601_200834896 |  |  | PQ | ABN | 19918.584 | 8104601 | no | no |  |  | no |  |  | 1427164.832 | 15346237.864 |  | -1
node_8104601_200834897 |  |  | PQ | ABN | 19918.584 | 8104601 | no | no |  |  | no |  |  | 1427402.434 | 15346292.804 |  | -1
node_8104601_200834898 |  |  | PQ | ABN | 19918.584 | 8104601 | no | no |  |  | no |  |  | 1427578.025 | 15346331.183 |  | -1
node_8104601_200834899 |  |  | PQ | ABN | 19918.584 | 8104601 | no | no |  |  | no |  |  | 1427827.766 | 15346406.493 |  | -1
node_8104601_200834900 |  |  | PQ | ABN | 19918.584 | 8104601 | no | no |  |  | no |  |  | 1428097.779 | 15346481.548 |  | -1
node_8104601_200834901 |  |  | PQ | ABN | 19918.584 | 8104601 | no | no |  |  | no |  |  | 1428362.629 | 15346509.079 |  | -1
node_8104601_200834902 |  |  | PQ | ABCN | 19918.584 | 8104601 | no | no |  |  | no |  |  | 1415016.344 | 15345424.176 |  | -1
node_8104601_200834904 |  |  | PQ | ABN | 19918.584 | 8104601 | no | no |  |  | no |  |  | 1428555.389 | 15346595.103 |  | -1
node_8104601_200834905 |  |  | PQ | ABN | 19918.584 | 8104601 | no | no |  |  | no |  |  | 1428734.908 | 15346682.745 |  | -1
node_8104601_200834907 |  |  | PQ | ABN | 19918.584 | 8104601 | no | no |  |  | no |  |  | 1428917.655 | 15346766.158 |  | -1
node_8104601_200834908 |  |  | PQ | ABN | 19918.584 | 8104601 | no | no |  |  | no |  |  | 1429082.665 | 15346843.76 |  | -1
node_8104601_200834909 |  |  | PQ | ABCN | 19918.584 | 8104601 | no | no |  |  | no |  |  | 1415269.624 | 15345464.787 |  | -1
node_8104601_200834910 |  |  | PQ | AD | 2771.281 | 8104601 | no | no |  |  | no |  |  | 1417728.491 | 15345514.747 |  | -1
node_8104601_200834914 |  |  | PQ | AD | 2771.281 | 8104601 | no | no |  |  | no |  |  | 1417906.022 | 15344489.253 |  | -1
node_8104601_200834915 |  |  | PQ | AN | 2771.281 | 8104601 | no | no |  |  | no |  |  | 1418064.288 | 15344390.694 |  | -1
node_8104601_200834916 |  |  | PQ | AN | 2771.281 | 8104601 | no | no |  |  | no |  |  | 1417698.186 | 15345206.172 |  | -1
node_8104601_200834918 |  |  | PQ | AN | 2771.281 | 8104601 | no | no |  |  | no |  |  | 1416291.843 | 15342612.613 |  | -1
node_8104601_200834921 |  |  | PQ | AN | 2771.281 | 8104601 | no | no |  |  | no |  |  | 1416117.067 | 15342299.253 |  | -1
node_8104601_200834926 |  |  | PQ | AN | 2771.281 | 8104601 | no | no |  |  | no |  |  | 1415699.047 | 15341773.981 |  | -1
node_8104601_200834927 |  |  | PQ | AN | 2771.281 | 8104601 | no | no |  |  | no |  |  | 1415489.737 | 15341526.066 |  | -1
node_8104601_200834928 |  |  | PQ | AN | 2771.281 | 8104601 | no | no |  |  | no |  |  | 1415266.056 | 15341267.972 |  | -1
node_8104601_200834929 |  |  | PQ | AD | 2771.281 | 8104601 | no | no |  |  | no |  |  | 1415056.295 | 15341032.224 |  | -1
node_8104601_200834930 |  |  | PQ | AD | 2771.281 | 8104601 | no | no |  |  | no |  |  | 1414600.467 | 15341059.272 |  | -1
node_8104601_200834931 |  |  | PQ | AD | 2771.281 | 8104601 | no | no |  |  | no |  |  | 1414565.208 | 15340713.127 |  | -1
node_8104601_200834933 |  |  | PQ | AN | 2771.281 | 8104601 | no | no |  |  | no |  |  | 1414515.139 | 15340272.846 |  | -1
node_8104601_200834934 |  |  | PQ | AN | 2771.281 | 8104601 | no | no |  |  | no |  |  | 1417588.815 | 15344838.094 |  | -1
node_8104601_200834935 |  |  | PQ | AD | 2771.281 | 8104601 | no | no |  |  | no |  |  | 1414495.898 | 15340083.078 |  | -1
node_8104601_200834936 |  |  | PQ | AD | 2771.281 | 8104601 | no | no |  |  | no |  |  | 1414464.282 | 15339794.167 |  | -1
node_8104601_200834940 |  |  | PQ | AN | 2771.281 | 8104601 | no | no |  |  | no |  |  | 1413910.787 | 15339622.801 |  | -1
node_8104601_200834941 |  |  | PQ | AN | 2771.281 | 8104601 | no | no |  |  | no |  |  | 1413814.77 | 15339861.584 |  | -1
node_8104601_200834942 |  |  | PQ | AD | 2771.281 | 8104601 | no | no |  |  | no |  |  | 1414569.221 | 15339101.644 |  | -1
node_8104601_200834943 |  |  | PQ | AN | 2771.281 | 8104601 | no | no |  |  | no |  |  | 1414635.155 | 15338885.911 |  | -1
node_8104601_200834944 |  |  | PQ | AN | 2771.281 | 8104601 | no | no |  |  | no |  |  | 1414217.668 | 15338773.658 |  | -1
node_8104601_200834945 |  |  | PQ | AN | 2771.281 | 8104601 | no | no |  |  | no |  |  | 1414777.566 | 15338436.516 |  | -1
node_8104601_200834946 |  |  | PQ | AD | 2771.281 | 8104601 | no | no |  |  | no |  |  | 1414870.234 | 15338154.599 |  | -1
node_8104601_200834947 |  |  | PQ | AN | 2771.281 | 8104601 | no | no |  |  | no |  |  | 1414940.838 | 15337948.09 |  | -1
node_8104601_200834948 |  |  | PQ | AD | 2771.281 | 8104601 | no | no |  |  | no |  |  | 1414700.265 | 15337864.34 |  | -1
node_8104601_200834949 |  |  | PQ | AN | 2771.281 | 8104601 | no | no |  |  | no |  |  | 1414415.239 | 15337859.036 |  | -1
node_8104601_200834950 |  |  | PQ | AD | 2771.281 | 8104601 | no | no |  |  | no |  |  | 1414397.292 | 15337907.462 |  | -1
node_8104601_200834951 |  |  | PQ | AN | 2771.281 | 8104601 | no | no |  |  | no |  |  | 1414228.153 | 15338200.148 |  | -1
node_8104601_200834952 |  |  | PQ | AN | 2771.281 | 8104601 | no | no |  |  | no |  |  | 1415074.994 | 15337662.664 |  | -1
node_8104601_200834953 |  |  | PQ | AN | 2771.281 | 8104601 | no | no |  |  | no |  |  | 1415340.953 | 15337385.194 |  | -1
node_8104601_200834955 |  |  | PQ | AD | 2771.281 | 8104601 | no | no |  |  | no |  |  | 1417519.904 | 15344573.358 |  | -1
node_8104601_200834956 |  |  | PQ | AN | 2771.281 | 8104601 | no | no |  |  | no |  |  | 1415566.483 | 15337128.12 |  | -1
node_8104601_200834958 |  |  | PQ | AN | 2771.281 | 8104601 | no | no |  |  | no |  |  | 1415679.016 | 15336937.147 |  | -1
node_8104601_200834959 |  |  | PQ | AD | 2771.281 | 8104601 | no | no |  |  | no |  |  | 1415743.466 | 15336852.847 |  | -1
node_8104601_200834960 |  |  | PQ | AN | 2771.281 | 8104601 | no | no |  |  | no |  |  | 1415883.195 | 15336580.521 |  | -1
node_8104601_200834962 |  |  | PQ | AN | 2771.281 | 8104601 | no | no |  |  | no |  |  | 1416025.924 | 15336289.378 |  | -1
node_8104601_200834963 |  |  | PQ | AD | 2771.281 | 8104601 | no | no |  |  | no |  |  | 1415961.867 | 15336204.071 |  | -1
node_8104601_200834964 |  |  | PQ | AN | 2771.281 | 8104601 | no | no |  |  | no |  |  | 1415760.822 | 15336180.248 |  | -1
node_8104601_200834965 |  |  | PQ | AN | 2771.281 | 8104601 | no | no |  |  | no |  |  | 1416123.701 | 15336152.007 |  | -1
node_8104601_200834966 |  |  | PQ | AN | 2771.281 | 8104601 | no | no |  |  | no |  |  | 1416126.46 | 15335713.132 |  | -1
node_8104601_200834967 |  |  | PQ | AN | 2771.281 | 8104601 | no | no |  |  | no |  |  | 1416121.244 | 15335432.281 |  | -1
node_8104601_200834968 |  |  | PQ | AN | 2771.281 | 8104601 | no | no |  |  | no |  |  | 1416124.032 | 15335142.842 |  | -1
node_8104601_200834970 |  |  | PQ | AN | 2771.281 | 8104601 | no | no |  |  | no |  |  | 1416212.772 | 15334801.457 |  | -1
node_8104601_200834971 |  |  | PQ | AN | 2771.281 | 8104601 | no | no |  |  | no |  |  | 1416201.015 | 15334561.713 |  | -1
node_8104601_200834974 |  |  | PQ | AD | 2771.281 | 8104601 | no | no |  |  | no |  |  | 1417459.923 | 15344347.36 |  | -1
node_8104601_200834975 |  |  | PQ | AN | 2771.281 | 8104601 | no | no |  |  | no |  |  | 1417672.674 | 15344506.456 |  | -1
node_8104601_200834976 |  |  | PQ | AN | 2771.281 | 8104601 | no | no |  |  | no |  |  | 1417223.124 | 15344125.083 |  | -1
node_8104601_200834977 |  |  | PQ | AD | 2771.281 | 8104601 | no | no |  |  | no |  |  | 1417012.164 | 15343930.774 |  | -1
node_8104601_200834978 |  |  | PQ | AN | 2771.281 | 8104601 | no | no |  |  | no |  |  | 1416816.149 | 15343758.982 |  | -1
node_8104601_200834979 |  |  | PQ | AD | 2771.281 | 8104601 | no | no |  |  | no |  |  | 1416574.857 | 15343226.377 |  | -1
node_8104601_200834980 |  |  | PQ | AD | 2771.281 | 8104601 | no | no |  |  | no |  |  | 1416609.857 | 15343206.366 |  | -1
node_8104601_200834981 |  |  | PQ | AN | 2771.281 | 8104601 | no | no |  |  | no |  |  | 1416818.697 | 15343210.708 |  | -1
node_8104601_200834982 |  |  | PQ | AD | 2771.281 | 8104601 | no | no |  |  | no |  |  | 1416425.066 | 15342905.318 |  | -1
node_8104601_200834983 |  |  | PQ | ABCN | 19918.584 | 8104601 | no | no |  |  | no |  |  | 1421389.805 | 15346312.21 |  | -1
node_8104601_200834984 |  |  | PQ | ABCN | 2771.281 | 8104601 | no | no |  |  | no |  |  | 1421481.366 | 15346536.104 |  | -1
node_8104601_200834985 |  |  | PQ | ABCN | 2771.281 | 8104601 | no | no |  |  | no |  |  | 1421570.039 | 15346747.46 |  | -1
node_8104601_200834987 |  |  | PQ | AN | 19918.584 | 8104601 | no | no |  |  | no |  |  | 1424523.558 | 15344792.598 |  | -1
node_8104601_200834989 |  |  | PQ | AN | 19918.584 | 8104601 | no | no |  |  | no |  |  | 1424520.346 | 15345251.918 |  | -1
node_8104601_200834991 |  |  | PQ | AN | 19918.584 | 8104601 | no | no |  |  | no |  |  | 1424523.302 | 15344545.622 |  | -1
node_8104601_200834993 |  |  | PQ | AN | 19918.584 | 8104601 | no | no |  |  | no |  |  | 1424437.235 | 15344312.402 |  | -1
node_8104601_200834994 |  |  | PQ | AN | 19918.584 | 8104601 | no | no |  |  | no |  |  | 1424360.742 | 15344086.33 |  | -1
node_8104601_200835001 |  |  | PQ | ABCN | 19918.584 | 8104601 | no | no |  |  | no |  |  | 1425307.149 | 15344344.073 |  | -1
node_8104601_200835003 |  |  | PQ | ABCN | 19918.584 | 8104601 | no | no |  |  | no |  |  | 1425168.93 | 15344126.49 |  | -1
node_8104601_200835005 |  |  | PQ | ABCN | 19918.584 | 8104601 | no | no |  |  | no |  |  | 1425101.565 | 15343862.677 |  | -1
node_8104601_200835006 |  |  | PQ | ABCN | 19918.584 | 8104601 | no | no |  |  | no |  |  | 1425036.856 | 15343603.41 |  | -1
node_8104601_200835007 |  |  | PQ | ABCN | 19918.584 | 8104601 | no | no |  |  | no |  |  | 1425011.708 | 15343388.582 |  | -1
node_8104601_200835008 |  |  | PQ | ABCN | 19918.584 | 8104601 | no | no |  |  | no |  |  | 1425001.283 | 15343169.371 |  | -1
node_8104601_200835009 |  |  | PQ | ABCN | 19918.584 | 8104601 | no | no |  |  | no |  |  | 1425077.535 | 15342974.529 |  | -1
node_8104601_200835010 |  |  | PQ | ABCN | 19918.584 | 8104601 | no | no |  |  | no |  |  | 1425041.416 | 15342832.727 |  | -1
node_8104601_200835011 |  |  | PQ | ABCN | 19918.584 | 8104601 | no | no |  |  | no |  |  | 1425001.023 | 15342679.078 |  | -1
node_8104601_200835013 |  |  | PQ | ABCN | 19918.584 | 8104601 | no | no |  |  | no |  |  | 1424879.793 | 15342398.406 |  | -1
node_8104601_200835015 |  |  | PQ | ABCN | 19918.584 | 8104601 | no | no |  |  | no |  |  | 1424879.597 | 15342120.509 |  | -1
node_8104601_200835016 |  |  | PQ | ABCN | 19918.584 | 8104601 | no | no |  |  | no |  |  | 1424884.193 | 15341835.139 |  | -1
node_8104601_200835017 |  |  | PQ | AN | 19918.584 | 8104601 | no | no |  |  | no |  |  | 1425004.822 | 15341828.937 |  | -1
node_8104601_200835018 |  |  | PQ | AN | 19918.584 | 8104601 | no | no |  |  | no |  |  | 1425006.214 | 15341649.638 |  | -1
node_8104601_200835019 |  |  | PQ | AN | 19918.584 | 8104601 | no | no |  |  | no |  |  | 1425030.318 | 15341444.703 |  | -1
node_8104601_200835020 |  |  | PQ | AN | 19918.584 | 8104601 | no | no |  |  | no |  |  | 1425206.098 | 15341407.968 |  | -1
node_8104601_200835021 |  |  | PQ | AN | 19918.584 | 8104601 | no | no |  |  | no |  |  | 1425226.51 | 15341913.487 |  | -1
node_8104601_200835024 |  |  | PQ | ABCN | 19918.584 | 8104601 | no | no |  |  | no |  |  | 1424835.629 | 15341564.701 |  | -1
node_8104601_200835025 |  |  | PQ | ABCN | 19918.584 | 8104601 | no | no |  |  | no |  |  | 1424794.401 | 15341290.941 |  | -1
node_8104601_200835026 |  |  | PQ | ABCN | 19918.584 | 8104601 | no | no |  |  | no |  |  | 1424728.528 | 15341126.984 |  | -1
node_8104601_200835027 |  |  | PQ | ABCN | 19918.584 | 8104601 | no | no |  |  | no |  |  | 1424676.428 | 15340994.102 |  | -1
node_8104601_200835028 |  |  | PQ | ABCN | 19918.584 | 8104601 | no | no |  |  | no |  |  | 1424556.957 | 15340709.569 |  | -1
node_8104601_200835029 |  |  | PQ | AN | 19918.584 | 8104601 | no | no |  |  | no |  |  | 1424721.789 | 15340859.189 |  | -1
node_8104601_200835030 |  |  | PQ | AN | 19918.584 | 8104601 | no | no |  |  | no |  |  | 1424911.066 | 15340890.235 |  | -1
node_8104601_200835032 |  |  | PQ | ABCN | 19918.584 | 8104601 | no | no |  |  | no |  |  | 1424513.556 | 15340598.416 |  | -1
node_8104601_200835033 |  |  | PQ | AN | 19918.584 | 8104601 | no | no |  |  | no |  |  | 1424662.243 | 15340551.811 |  | -1
node_8104601_200835034 |  |  | PQ | ABCN | 19918.584 | 8104601 | no | no |  |  | no |  |  | 1424486.349 | 15340392.586 |  | -1
node_8104601_200835036 |  |  | PQ | ABCN | 19918.584 | 8104601 | no | no |  |  | no |  |  | 1424280.703 | 15340201.089 |  | -1
node_8104601_200835038 |  |  | PQ | ABCN | 19918.584 | 8104601 | no | no |  |  | no |  |  | 1424130.065 | 15340029.554 |  | -1
node_8104601_200835039 |  |  | PQ | ABCN | 19918.584 | 8104601 | no | no |  |  | no |  |  | 1423969.226 | 15339850.267 |  | -1
node_8104601_200835040 |  |  | PQ | ABCN | 19918.584 | 8104601 | no | no |  |  | no |  |  | 1423846.354 | 15339645.599 |  | -1
node_8104601_200835041 |  |  | PQ | ABCN | 19918.584 | 8104601 | no | no |  |  | no |  |  | 1423725.569 | 15339443.611 |  | -1
node_8104601_200835042 |  |  | PQ | ABCN | 19918.584 | 8104601 | no | no |  |  | no |  |  | 1423638.233 | 15339279.725 |  | -1
node_8104601_200835043 |  |  | PQ | ABCN | 19918.584 | 8104601 | no | no |  |  | no |  |  | 1423556.222 | 15339114.93 |  | -1
node_8104601_200835045 |  |  | PQ | ABCN | 19918.584 | 8104601 | no | no |  |  | no |  |  | 1423444.684 | 15338891.424 |  | -1
node_8104601_200835046 |  |  | PQ | ABCN | 19918.584 | 8104601 | no | no |  |  | no |  |  | 1423374.47 | 15338750.43 |  | -1
node_8104601_200835047 |  |  | PQ | ABCN | 19918.584 | 8104601 | no | no |  |  | no |  |  | 1423309.814 | 15338597.74 |  | -1
node_8104601_200835048 |  |  | PQ | ABCN | 19918.584 | 8104601 | no | no |  |  | no |  |  | 1423295.956 | 15338307.882 |  | -1
node_8104601_200835049 |  |  | PQ | AN | 19918.584 | 8104601 | no | no |  |  | no |  |  | 1423597.617 | 15338098.093 |  | -1
node_8104601_200835050 |  |  | PQ | ABCN | 19918.584 | 8104601 | no | no |  |  | no |  |  | 1423067.094 | 15338103.347 |  | -1
node_8104601_200835051 |  |  | PQ | ABCN | 19918.584 | 8104601 | no | no |  |  | no |  |  | 1422891.887 | 15337941.984 |  | -1
node_8104601_200835052 |  |  | PQ | ABCN | 19918.584 | 8104601 | no | no |  |  | no |  |  | 1422771.924 | 15337835.903 |  | -1
node_8104601_200835053 |  |  | PQ | ABCN | 19918.584 | 8104601 | no | no |  |  | no |  |  | 1422571.541 | 15337661.757 |  | -1
node_8104601_200835054 |  |  | PQ | ABCN | 19918.584 | 8104601 | no | no |  |  | no |  |  | 1422370.782 | 15337482.298 |  | -1
node_8104601_200835055 |  |  | PQ | ABCN | 19918.584 | 8104601 | no | no |  |  | no |  |  | 1422170.716 | 15337305.588 |  | -1
node_8104601_200835057 |  |  | PQ | ABCN | 19918.584 | 8104601 | no | no |  |  | no |  |  | 1421959.522 | 15337151.919 |  | -1
node_8104601_200835058 |  |  | PQ | ABCN | 19918.584 | 8104601 | no | no |  |  | no |  |  | 1421704.022 | 15336959.969 |  | -1
node_8104601_200835059 |  |  | PQ | AN | 19918.584 | 8104601 | no | no |  |  | no |  |  | 1421711.649 | 15337016.295 |  | -1
node_8104601_200835060 |  |  | PQ | AN | 19918.584 | 8104601 | no | no |  |  | no |  |  | 1421684.709 | 15337173.707 |  | -1
node_8104601_200835062 |  |  | PQ | ABCN | 19918.584 | 8104601 | no | no |  |  | no |  |  | 1421568.075 | 15336860.736 |  | -1
node_8104601_200835063 |  |  | PQ | ABCN | 19918.584 | 8104601 | no | no |  |  | no |  |  | 1421435.129 | 15336760.479 |  | -1
node_8104601_200835064 |  |  | PQ | ABCN | 19918.584 | 8104601 | no | no |  |  | no |  |  | 1421293.934 | 15336653.282 |  | -1
node_8104601_200835065 |  |  | PQ | ABCN | 19918.584 | 8104601 | no | no |  |  | no |  |  | 1421147.79 | 15336553.056 |  | -1
node_8104601_200835066 |  |  | PQ | ABCN | 19918.584 | 8104601 | no | no |  |  | no |  |  | 1420961.045 | 15336362.084 |  | -1
node_8104601_200835068 |  |  | PQ | ABCN | 19918.584 | 8104601 | no | no |  |  | no |  |  | 1420711.437 | 15336197.083 |  | -1
node_8104601_200835069 |  |  | PQ | ABCN | 19918.584 | 8104601 | no | no |  |  | no |  |  | 1420463.554 | 15336025.464 |  | -1
node_8104601_200835070 |  |  | PQ | ABCN | 19918.584 | 8104601 | no | no |  |  | no |  |  | 1420324.158 | 15335932.957 |  | -1
node_8104601_200835071 |  |  | PQ | AN | 19918.584 | 8104601 | no | no |  |  | no |  |  | 1420327.469 | 15335689.11 |  | -1
node_8104601_200835074 |  |  | PQ | ABCN | 19918.584 | 8104601 | no | no |  |  | no |  |  | 1420185.136 | 15335806.471 |  | -1
node_8104601_200835075 |  |  | PQ | ABCN | 19918.584 | 8104601 | no | no |  |  | no |  |  | 1420041.164 | 15335681.798 |  | -1
node_8104601_200835077 |  |  | PQ | ABCN | 19918.584 | 8104601 | no | no |  |  | no |  |  | 1419926.359 | 15335572.377 |  | -1
node_8104601_200835078 |  |  | PQ | ABCN | 19918.584 | 8104601 | no | no |  |  | no |  |  | 1419802.969 | 15335457.122 |  | -1
node_8104601_200835079 |  |  | PQ | ABCN | 19918.584 | 8104601 | no | no |  |  | no |  |  | 1419666.084 | 15335346.272 |  | -1
node_8104601_200835080 |  |  | PQ | ABCN | 19918.584 | 8104601 | no | no |  |  | no |  |  | 1419527.183 | 15335221.638 |  | -1
node_8104601_200835081 |  |  | PQ | ABCN | 19918.584 | 8104601 | no | no |  |  | no |  |  | 1419268.64 | 15335136.356 |  | -1
node_8104601_200835083 |  |  | PQ | ABCN | 19918.584 | 8104601 | no | no |  |  | no |  |  | 1419157.867 | 15334927.996 |  | -1
node_8104601_200835085 |  |  | PQ | ABCN | 19918.584 | 8104601 | no | no |  |  | no |  |  | 1419093.771 | 15334727.639 |  | -1
node_8104601_200835089 |  |  | PQ | ABCN | 19918.584 | 8104601 | no | no |  |  | no |  |  | 1418990.632 | 15334475.679 |  | -1
node_8104601_200835092 |  |  | PQ | ABCN | 19918.584 | 8104601 | no | no |  |  | no |  |  | 1418936.502 | 15334295.605 |  | -1
node_8104601_200835093 |  |  | PQ | ABCN | 19918.584 | 8104601 | no | no |  |  | no |  |  | 1418843.443 | 15334006.453 |  | -1
node_8104601_200835094 |  |  | PQ | ABCN | 19918.584 | 8104601 | no | no |  |  | no |  |  | 1419034.906 | 15334006.673 |  | -1
node_8104601_200835095 |  |  | PQ | ABCN | 19918.584 | 8104601 | no | no |  |  | no |  |  | 1419231.714 | 15334005.581 |  | -1
node_8104601_200835096 |  |  | PQ | ABCN | 19918.584 | 8104601 | no | no |  |  | no |  |  | 1418752.784 | 15333716.585 |  | -1
node_8104601_200835098 |  |  | PQ | AN | 19918.584 | 8104601 | no | no |  |  | no |  |  | 1418299.667 | 15333763.886 |  | -1
node_8104601_200835099 |  |  | PQ | AN | 19918.584 | 8104601 | no | no |  |  | no |  |  | 1417909.454 | 15333812.331 |  | -1
node_8104601_200835100 |  |  | PQ | AN | 19918.584 | 8104601 | no | no |  |  | no |  |  | 1417911.593 | 15333976.722 |  | -1
node_8104601_200835101 |  |  | PQ | AN | 19918.584 | 8104601 | no | no |  |  | no |  |  | 1417725.559 | 15334057.075 |  | -1
node_8104601_200835102 |  |  | PQ | ABCN | 19918.584 | 8104601 | no | no |  |  | no |  |  | 1418635.293 | 15333614.352 |  | -1
node_8104601_200835104 |  |  | PQ | ABCN | 19918.584 | 8104601 | no | no |  |  | no |  |  | 1418574.637 | 15333363.027 |  | -1
node_8104601_200835106 |  |  | PQ | ABCN | 19918.584 | 8104601 | no | no |  |  | no |  |  | 1418528.993 | 15333149.222 |  | -1
node_8104601_200835107 |  |  | PQ | ABCN | 19918.584 | 8104601 | no | no |  |  | no |  |  | 1418501.639 | 15333018.336 |  | -1
node_8104601_200835108 |  |  | PQ | ABCN | 19918.584 | 8104601 | no | no |  |  | no |  |  | 1418459.373 | 15332827.883 |  | -1
node_8104601_200835109 |  |  | PQ | ABCN | 19918.584 | 8104601 | no | no |  |  | no |  |  | 1418419.808 | 15332622.099 |  | -1
node_8104601_200835110 |  |  | PQ | ABCN | 19918.584 | 8104601 | no | no |  |  | no |  |  | 1418553.584 | 15332371.32 |  | -1
node_8104601_200835114 |  |  | PQ | ABCN | 19918.584 | 8104601 | no | no |  |  | no |  |  | 1418566.428 | 15332187.356 |  | -1
node_8104601_200835115 |  |  | PQ | ABCN | 19918.584 | 8104601 | no | no |  |  | no |  |  | 1418589.432 | 15332085.459 |  | -1
node_8104601_200835116 |  |  | PQ | ABCN | 19918.584 | 8104601 | no | no |  |  | no |  |  | 1418622.022 | 15331743.762 |  | -1
node_8104601_200835117 |  |  | PQ | ABCN | 19918.584 | 8104601 | no | no |  |  | no |  |  | 1418624.311 | 15331517.167 |  | -1
node_8104601_200835118 |  |  | PQ | AN | 19918.584 | 8104601 | no | no |  |  | no |  |  | 1418837.98 | 15331524.653 |  | -1
node_8104601_200835119 |  |  | PQ | AN | 19918.584 | 8104601 | no | no |  |  | no |  |  | 1418992.205 | 15331760.427 |  | -1
node_8104601_200835120 |  |  | PQ | ABCN | 19918.584 | 8104601 | no | no |  |  | no |  |  | 1418627.663 | 15331450.777 |  | -1
node_8104601_200835122 |  |  | PQ | ABCN | 19918.584 | 8104601 | no | no |  |  | no |  |  | 1418572.103 | 15331184.247 |  | -1
node_8104601_200835124 |  |  | PQ | ABCN | 19918.584 | 8104601 | no | no |  |  | no |  |  | 1418513.818 | 15330879.607 |  | -1
node_8104601_200835126 |  |  | PQ | ABCN | 19918.584 | 8104601 | no | no |  |  | no |  |  | 1418476.797 | 15330694.328 |  | -1
node_8104601_200835127 |  |  | PQ | ABCN | 19918.584 | 8104601 | no | no |  |  | no |  |  | 1418460.511 | 15330591.679 |  | -1
node_8104601_200835129 |  |  | PQ | AN | 19918.584 | 8104601 | no | no |  |  | no |  |  | 1418221.283 | 15330500.019 |  | -1
node_8104601_200835130 |  |  | PQ | ABCN | 19918.584 | 8104601 | no | no |  |  | no |  |  | 1418405.843 | 15330296.37 |  | -1
node_8104601_200835131 |  |  | PQ | ABCN | 19918.584 | 8104601 | no | no |  |  | no |  |  | 1418342.966 | 15330000.557 |  | -1
node_8104601_200835132 |  |  | PQ | ABCN | 19918.584 | 8104601 | no | no |  |  | no |  |  | 1418218.61 | 15329756.021 |  | -1
node_8104601_200835134 |  |  | PQ | ABCN | 19918.584 | 8104601 | no | no |  |  | no |  |  | 1418109.681 | 15329556.494 |  | -1
node_8104601_200835138 |  |  | PQ | ABCN | 19918.584 | 8104601 | no | no |  |  | no |  |  | 1418110.443 | 15329329.882 |  | -1
node_8104601_200835139 |  |  | PQ | AN | 2771.281 | 8104601 | no | no |  |  | no |  |  | 1418314.678 | 15329255.854 |  | -1
node_8104601_200835140 |  |  | PQ | ABCN | 19918.584 | 8104601 | no | no |  |  | no |  |  | 1418140.804 | 15329099.812 |  | -1
node_8104601_200835141 |  |  | PQ | ABCN | 19918.584 | 8104601 | no | no |  |  | no |  |  | 1418145.701 | 15329003.812 |  | -1
node_8104601_200835142 |  |  | PQ | ABCN | 19918.584 | 8104601 | no | no |  |  | no |  |  | 1418070.818 | 15328809.627 |  | -1
node_8104601_200835143 |  |  | PQ | AN | 19918.584 | 8104601 | no | no |  |  | no |  |  | 1418313.641 | 15328787.112 |  | -1
node_8104601_200835144 |  |  | PQ | AN | 19918.584 | 8104601 | no | no |  |  | no |  |  | 1418609.84 | 15328789.073 |  | -1
node_8104601_200835145 |  |  | PQ | AN | 19918.584 | 8104601 | no | no |  |  | no |  |  | 1418902.882 | 15328790.694 |  | -1
node_8104601_200835146 |  |  | PQ | ABCN | 19918.584 | 8104601 | no | no |  |  | no |  |  | 1418026.323 | 15328706.218 |  | -1
node_8104601_200835147 |  |  | PQ | ABCN | 19918.584 | 8104601 | no | no |  |  | no |  |  | 1417969.693 | 15328573.311 |  | -1
node_8104601_200835148 |  |  | PQ | ABCN | 19918.584 | 8104601 | no | no |  |  | no |  |  | 1417793.901 | 15328391.375 |  | -1
node_8104601_200835150 |  |  | PQ | AN | 19918.584 | 8104601 | no | no |  |  | no |  |  | 1417904.899 | 15328329.494 |  | -1
node_8104601_200835151 |  |  | PQ | ABCN | 2771.281 | 8104601 | no | no |  |  | no |  |  | 1417896.431 | 15328203.825 |  | -1
node_8104601_200835152 |  |  | PQ | ABN | 2771.281 | 8104601 | no | no |  |  | no |  |  | 1417906.913 | 15327971.245 |  | -1
node_8104601_200835154 |  |  | PQ | ABN | 2771.281 | 8104601 | no | no |  |  | no |  |  | 1417919.313 | 15327855.226 |  | -1
node_8104601_200835156 |  |  | PQ | AN | 2771.281 | 8104601 | no | no |  |  | no |  |  | 1418274.265 | 15327919.706 |  | -1
node_8104601_200835157 |  |  | PQ | ABN | 2771.281 | 8104601 | no | no |  |  | no |  |  | 1417938.71 | 15327622.33 |  | -1
node_8104601_200835158 |  |  | PQ | ABN | 2771.281 | 8104601 | no | no |  |  | no |  |  | 1417962.641 | 15327274.147 |  | -1
node_8104601_200835160 |  |  | PQ | ABN | 2771.281 | 8104601 | no | no |  |  | no |  |  | 1417973.966 | 15327033.572 |  | -1
node_8104601_200835163 |  |  | PQ | AD | 2771.281 | 8104601 | no | no |  |  | no |  |  | 1417991.904 | 15326756.317 |  | -1
node_8104601_200835164 |  |  | PQ | AD | 2771.281 | 8104601 | no | no |  |  | no |  |  | 1418020.419 | 15326473.794 |  | -1
node_8104601_200835165 |  |  | PQ | AD | 2771.281 | 8104601 | no | no |  |  | no |  |  | 1417953.28 | 15326480.683 |  | -1
node_8104601_200835166 |  |  | PQ | AN | 2771.281 | 8104601 | no | no |  |  | no |  |  | 1417855.133 | 15326484.922 |  | -1
node_8104601_200835167 |  |  | PQ | AN | 2771.281 | 8104601 | no | no |  |  | no |  |  | 1417551.124 | 15326550.313 |  | -1
node_8104601_200835168 |  |  | PQ | AN | 2771.281 | 8104601 | no | no |  |  | no |  |  | 1417311.049 | 15326595.597 |  | -1
node_8104601_200835169 |  |  | PQ | AD | 2771.281 | 8104601 | no | no |  |  | no |  |  | 1417989.355 | 15326057.069 |  | -1
node_8104601_200835170 |  |  | PQ | AD | 2771.281 | 8104601 | no | no |  |  | no |  |  | 1417973.984 | 15325646.844 |  | -1
node_8104601_200835171 |  |  | PQ | AD | 2771.281 | 8104601 | no | no |  |  | no |  |  | 1417926.457 | 15325230.047 |  | -1
node_8104601_200835172 |  |  | PQ | AD | 2771.281 | 8104601 | no | no |  |  | no |  |  | 1417842.665 | 15325018.852 |  | -1
node_8104601_200835173 |  |  | PQ | AN | 2771.281 | 8104601 | no | no |  |  | no |  |  | 1417758.004 | 15324778.099 |  | -1
node_8104601_200835174 |  |  | PQ | AN | 2771.281 | 8104601 | no | no |  |  | no |  |  | 1417573.752 | 15324784.949 |  | -1
node_8104601_200835175 |  |  | PQ | AN | 2771.281 | 8104601 | no | no |  |  | no |  |  | 1417649.8 | 15324493.685 |  | -1
node_8104601_200835176 |  |  | PQ | AD | 2771.281 | 8104601 | no | no |  |  | no |  |  | 1417771.412 | 15324432.683 |  | -1
node_8104601_200835177 |  |  | PQ | AD | 2771.281 | 8104601 | no | no |  |  | no |  |  | 1417510.119 | 15324116.922 |  | -1
node_8104601_200835178 |  |  | PQ | AN | 2771.281 | 8104601 | no | no |  |  | no |  |  | 1417584.332 | 15324048.835 |  | -1
node_8104601_200835179 |  |  | PQ | AN | 2771.281 | 8104601 | no | no |  |  | no |  |  | 1417660.844 | 15324041.799 |  | -1
node_8104601_200835180 |  |  | PQ | AN | 2771.281 | 8104601 | no | no |  |  | no |  |  | 1417685.37 | 15324181.412 |  | -1
node_8104601_200835181 |  |  | PQ | AN | 2771.281 | 8104601 | no | no |  |  | no |  |  | 1417458.704 | 15323874.103 |  | -1
node_8104601_200835183 |  |  | PQ | AN | 2771.281 | 8104601 | no | no |  |  | no |  |  | 1417410.701 | 15323710.855 |  | -1
node_8104601_200835184 |  |  | PQ | AD | 2771.281 | 8104601 | no | no |  |  | no |  |  | 1417369.174 | 15323525.001 |  | -1
node_8104601_200835185 |  |  | PQ | AN | 2771.281 | 8104601 | no | no |  |  | no |  |  | 1417341.766 | 15323418.512 |  | -1
node_8104601_200835186 |  |  | PQ | AD | 2771.281 | 8104601 | no | no |  |  | no |  |  | 1417294.139 | 15323247.257 |  | -1
node_8104601_200835187 |  |  | PQ | AD | 2771.281 | 8104601 | no | no |  |  | no |  |  | 1417255.561 | 15323073.175 |  | -1
node_8104601_200835188 |  |  | PQ | AN | 2771.281 | 8104601 | no | no |  |  | no |  |  | 1417212.044 | 15322873.04 |  | -1
node_8104601_200835190 |  |  | PQ | AN | 2771.281 | 8104601 | no | no |  |  | no |  |  | 1416795.27 | 15322449.622 |  | -1
node_8104601_200835191 |  |  | PQ | AD | 2771.281 | 8104601 | no | no |  |  | no |  |  | 1416665.452 | 15322646.208 |  | -1
node_8104601_200835194 |  |  | PQ | AN | 2771.281 | 8104601 | no | no |  |  | no |  |  | 1416668.619 | 15323062.667 |  | -1
node_8104601_200835195 |  |  | PQ | AN | 2771.281 | 8104601 | no | no |  |  | no |  |  | 1416738.864 | 15322201.587 |  | -1
node_8104601_200835197 |  |  | PQ | AN | 19918.584 | 8104601 | no | no |  |  | no |  |  | 1425054.816 | 15339012.398 |  | -1
node_8104601_200835198 |  |  | PQ | AN | 19918.584 | 8104601 | no | no |  |  | no |  |  | 1425310.749 | 15338875.26 |  | -1
node_8104601_200835199 |  |  | PQ | AN | 19918.584 | 8104601 | no | no |  |  | no |  |  | 1424400.474 | 15340160.398 |  | -1
node_8104601_200835201 |  |  | PQ | AN | 19918.584 | 8104601 | no | no |  |  | no |  |  | 1424451.456 | 15340032.766 |  | -1
node_8104601_200835202 |  |  | PQ | AN | 19918.584 | 8104601 | no | no |  |  | no |  |  | 1424669.54 | 15339809.64 |  | -1
node_8104601_200835205 |  |  | PQ | AN | 19918.584 | 8104601 | no | no |  |  | no |  |  | 1424862.149 | 15339615.912 |  | -1
node_8104601_200835206 |  |  | PQ | AN | 19918.584 | 8104601 | no | no |  |  | no |  |  | 1424897.109 | 15339316.58 |  | -1
node_8104601_200835207 |  |  | PQ | AN | 19918.584 | 8104601 | no | no |  |  | no |  |  | 1425542.418 | 15339070.758 |  | -1
node_8104601_200835208 |  |  | PQ | AN | 19918.584 | 8104601 | no | no |  |  | no |  |  | 1425751.741 | 15339245.472 |  | -1
node_8104601_200835209 |  |  | PQ | AN | 2771.281 | 8104601 | no | no |  |  | no |  |  | 1431861.321 | 15338962.026 |  | -1
node_8104601_200835210 |  |  | PQ | AD | 2771.281 | 8104601 | no | no |  |  | no |  |  | 1431675.73 | 15343918.877 |  | -1
node_8104601_200835211 |  |  | PQ | AN | 2771.281 | 8104601 | no | no |  |  | no |  |  | 1431679.229 | 15343731.137 |  | -1
node_8104601_200835212 |  |  | PQ | AD | 2771.281 | 8104601 | no | no |  |  | no |  |  | 1431696.476 | 15343529.468 |  | -1
node_8104601_200835213 |  |  | PQ | AD | 2771.281 | 8104601 | no | no |  |  | no |  |  | 1432011.109 | 15343526.67 |  | -1
node_8104601_200835214 |  |  | PQ | AN | 2771.281 | 8104601 | no | no |  |  | no |  |  | 1432325.726 | 15343514.52 |  | -1
node_8104601_200835215 |  |  | PQ | AN | 2771.281 | 8104601 | no | no |  |  | no |  |  | 1431520.408 | 15343604.896 |  | -1
node_8104601_200835216 |  |  | PQ | AN | 2771.281 | 8104601 | no | no |  |  | no |  |  | 1431705.445 | 15343294.141 |  | -1
node_8104601_200835217 |  |  | PQ | AD | 2771.281 | 8104601 | no | no |  |  | no |  |  | 1431720.483 | 15342993.444 |  | -1
node_8104601_200835218 |  |  | PQ | AN | 2771.281 | 8104601 | no | no |  |  | no |  |  | 1431728.169 | 15342921.081 |  | -1
node_8104601_200835219 |  |  | PQ | AD | 2771.281 | 8104601 | no | no |  |  | no |  |  | 1431736.396 | 15342705.233 |  | -1
node_8104601_200835220 |  |  | PQ | AD | 2771.281 | 8104601 | no | no |  |  | no |  |  | 1431746.444 | 15342611.474 |  | -1
node_8104601_200835221 |  |  | PQ | AN | 2771.281 | 8104601 | no | no |  |  | no |  |  | 1431562.923 | 15342611.698 |  | -1
node_8104601_200835222 |  |  | PQ | AN | 2771.281 | 8104601 | no | no |  |  | no |  |  | 1431571.517 | 15342413.397 |  | -1
node_8104601_200835223 |  |  | PQ | AN | 2771.281 | 8104601 | no | no |  |  | no |  |  | 1431589.233 | 15342105.212 |  | -1
node_8104601_200835225 |  |  | PQ | AD | 2771.281 | 8104601 | no | no |  |  | no |  |  | 1431644.607 | 15341739.926 |  | -1
node_8104601_200835226 |  |  | PQ | AN | 2771.281 | 8104601 | no | no |  |  | no |  |  | 1431586.932 | 15341397.474 |  | -1
node_8104601_200835228 |  |  | PQ | AD | 2771.281 | 8104601 | no | no |  |  | no |  |  | 1431652.555 | 15341012.991 |  | -1
node_8104601_200835229 |  |  | PQ | AN | 2771.281 | 8104601 | no | no |  |  | no |  |  | 1431644.517 | 15340760.863 |  | -1
node_8104601_200835231 |  |  | PQ | AN | 2771.281 | 8104601 | no | no |  |  | no |  |  | 1431505.233 | 15346508.995 |  | -1
node_8104601_200835232 |  |  | PQ | AD | 2771.281 | 8104601 | no | no |  |  | no |  |  | 1431660.654 | 15340451.171 |  | -1
node_8104601_200835233 |  |  | PQ | AN | 2771.281 | 8104601 | no | no |  |  | no |  |  | 1431299.486 | 15340381.209 |  | -1
node_8104601_200835234 |  |  | PQ | AD | 2771.281 | 8104601 | no | no |  |  | no |  |  | 1431658.34 | 15340159.92 |  | -1
node_8104601_200835235 |  |  | PQ | AD | 2771.281 | 8104601 | no | no |  |  | no |  |  | 1431593.268 | 15340240.144 |  | -1
node_8104601_200835236 |  |  | PQ | AD | 2771.281 | 8104601 | no | no |  |  | no |  |  | 1431577.577 | 15339821.197 |  | -1
node_8104601_200835237 |  |  | PQ | AD | 2771.281 | 8104601 | no | no |  |  | no |  |  | 1431369.488 | 15339591.713 |  | -1
node_8104601_200835238 |  |  | PQ | AD | 2771.281 | 8104601 | no | no |  |  | no |  |  | 1431657.577 | 15339418.563 |  | -1
node_8104601_200835239 |  |  | PQ | AD | 2771.281 | 8104601 | no | no |  |  | no |  |  | 1431938.319 | 15339298.489 |  | -1
node_8104601_200835240 |  |  | PQ | AD | 2771.281 | 8104601 | no | no |  |  | no |  |  | 1431925.505 | 15339247.06 |  | -1
node_8104601_200835241 |  |  | PQ | AD | 2771.281 | 8104601 | no | no |  |  | no |  |  | 1431081.731 | 15339763.058 |  | -1
node_8104601_200835242 |  |  | PQ | AD | 2771.281 | 8104601 | no | no |  |  | no |  |  | 1430789.797 | 15339915.346 |  | -1
node_8104601_200835244 |  |  | PQ | AD | 2771.281 | 8104601 | no | no |  |  | no |  |  | 1430512.68 | 15340082.181 |  | -1
node_8104601_200835245 |  |  | PQ | AD | 2771.281 | 8104601 | no | no |  |  | no |  |  | 1430241.388 | 15340233.632 |  | -1
node_8104601_200835246 |  |  | PQ | AN | 2771.281 | 8104601 | no | no |  |  | no |  |  | 1430069.045 | 15340341.157 |  | -1
node_8104601_200835247 |  |  | PQ | AN | 2771.281 | 8104601 | no | no |  |  | no |  |  | 1429932.412 | 15340409.011 |  | -1
node_8104601_200835248 |  |  | PQ | AD | 2771.281 | 8104601 | no | no |  |  | no |  |  | 1429639.468 | 15340580.822 |  | -1
node_8104601_200835249 |  |  | PQ | AD | 2771.281 | 8104601 | no | no |  |  | no |  |  | 1429336.416 | 15340601.449 |  | -1
node_8104601_200835250 |  |  | PQ | AN | 2771.281 | 8104601 | no | no |  |  | no |  |  | 1429470.163 | 15340632.409 |  | -1
node_8104601_200835251 |  |  | PQ | AN | 2771.281 | 8104601 | no | no |  |  | no |  |  | 1431550.115 | 15346154.628 |  | -1
node_8104601_200835252 |  |  | PQ | AN | 2771.281 | 8104601 | no | no |  |  | no |  |  | 1429117.7 | 15340738.389 |  | -1
node_8104601_200835254 |  |  | PQ | AD | 2771.281 | 8104601 | no | no |  |  | no |  |  | 1428912.035 | 15340708.073 |  | -1
node_8104601_200835255 |  |  | PQ | AD | 2771.281 | 8104601 | no | no |  |  | no |  |  | 1428710.957 | 15340737.832 |  | -1
node_8104601_200835256 |  |  | PQ | AN | 2771.281 | 8104601 | no | no |  |  | no |  |  | 1428709.823 | 15340957.356 |  | -1
node_8104601_200835258 |  |  | PQ | AD | 2771.281 | 8104601 | no | no |  |  | no |  |  | 1428725.489 | 15340595.165 |  | -1
node_8104601_200835259 |  |  | PQ | AN | 2771.281 | 8104601 | no | no |  |  | no |  |  | 1428545.68 | 15340607.701 |  | -1
node_8104601_200835261 |  |  | PQ | AN | 2771.281 | 8104601 | no | no |  |  | no |  |  | 1428214.66 | 15340599.489 |  | -1
node_8104601_200835265 |  |  | PQ | AN | 2771.281 | 8104601 | no | no |  |  | no |  |  | 1427966.171 | 15340618.691 |  | -1
node_8104601_200835266 |  |  | PQ | AD | 2771.281 | 8104601 | no | no |  |  | no |  |  | 1427869.191 | 15340590.741 |  | -1
node_8104601_200835267 |  |  | PQ | AD | 2771.281 | 8104601 | no | no |  |  | no |  |  | 1427715.335 | 15340685.212 |  | -1
node_8104601_200835268 |  |  | PQ | AD | 2771.281 | 8104601 | no | no |  |  | no |  |  | 1427715.922 | 15340806.213 |  | -1
node_8104601_200835269 |  |  | PQ | AN | 2771.281 | 8104601 | no | no |  |  | no |  |  | 1427655.001 | 15340884.361 |  | -1
node_8104601_200835270 |  |  | PQ | AN | 2771.281 | 8104601 | no | no |  |  | no |  |  | 1427557.712 | 15340681.694 |  | -1
node_8104601_200835271 |  |  | PQ | AD | 2771.281 | 8104601 | no | no |  |  | no |  |  | 1427389.064 | 15340760.901 |  | -1
node_8104601_200835272 |  |  | PQ | AN | 2771.281 | 8104601 | no | no |  |  | no |  |  | 1431575.668 | 15345610.119 |  | -1
node_8104601_200835274 |  |  | PQ | AD | 2771.281 | 8104601 | no | no |  |  | no |  |  | 1427210.031 | 15340828.697 |  | -1
node_8104601_200835275 |  |  | PQ | AN | 2771.281 | 8104601 | no | no |  |  | no |  |  | 1426969.421 | 15340932.587 |  | -1
node_8104601_200835277 |  |  | PQ | AN | 2771.281 | 8104601 | no | no |  |  | no |  |  | 1427167.845 | 15341180.845 |  | -1
node_8104601_200835278 |  |  | PQ | AN | 2771.281 | 8104601 | no | no |  |  | no |  |  | 1426789.842 | 15341032.357 |  | -1
node_8104601_200835280 |  |  | PQ | AN | 2771.281 | 8104601 | no | no |  |  | no |  |  | 1426570.612 | 15341056.438 |  | -1
node_8104601_200835282 |  |  | PQ | AN | 2771.281 | 8104601 | no | no |  |  | no |  |  | 1426167.471 | 15341104.015 |  | -1
node_8104601_200835285 |  |  | PQ | AN | 2771.281 | 8104601 | no | no |  |  | no |  |  | 1425771.829 | 15341123.53 |  | -1
node_8104601_200835286 |  |  | PQ | AN | 2771.281 | 8104601 | no | no |  |  | no |  |  | 1425605.283 | 15341131.333 |  | -1
node_8104601_200835287 |  |  | PQ | AN | 2771.281 | 8104601 | no | no |  |  | no |  |  | 1425374.45 | 15341143.83 |  | -1
node_8104601_200835289 |  |  | PQ | AD | 2771.281 | 8104601 | no | no |  |  | no |  |  | 1425232.97 | 15341147.582 |  | -1
node_8104601_200835290 |  |  | PQ | AN | 2771.281 | 8104601 | no | no |  |  | no |  |  | 1424980.247 | 15341165.087 |  | -1
node_8104601_200835291 |  |  | PQ | AN | 2771.281 | 8104601 | no | no |  |  | no |  |  | 1431592.018 | 15345200.591 |  | -1
node_8104601_200835293 |  |  | PQ | AD | 2771.281 | 8104601 | no | no |  |  | no |  |  | 1431611.229 | 15344990.028 |  | -1
node_8104601_200835294 |  |  | PQ | AD | 2771.281 | 8104601 | no | no |  |  | no |  |  | 1431623.853 | 15344736.647 |  | -1
node_8104601_200835295 |  |  | PQ | AD | 2771.281 | 8104601 | no | no |  |  | no |  |  | 1431641.818 | 15344402.757 |  | -1
node_8104601_200835296 |  |  | PQ | AD | 2771.281 | 8104601 | no | no |  |  | no |  |  | 1431656.168 | 15344130.822 |  | -1
node_8104601_200835298 |  |  | PQ | ABN | 19918.584 | 8104601 | no | no |  |  | no |  |  | 1430981.945 | 15346922.807 |  | -1
node_8104601_200835299 |  |  | PQ | ABN | 19918.584 | 8104601 | no | no |  |  | no |  |  | 1431194.74 | 15346925.943 |  | -1
node_8104601_200835301 |  |  | PQ | AD | 2771.281 | 8104601 | no | no |  |  | no |  |  | 1433376.947 | 15346783.593 |  | -1
node_8104601_200835302 |  |  | PQ | AD | 2771.281 | 8104601 | no | no |  |  | no |  |  | 1433735.462 | 15346766.966 |  | -1
node_8104601_200835303 |  |  | PQ | AN | 2771.281 | 8104601 | no | no |  |  | no |  |  | 1433925.879 | 15346608.404 |  | -1
node_8104601_200835304 |  |  | PQ | AD | 2771.281 | 8104601 | no | no |  |  | no |  |  | 1434109.161 | 15346450.104 |  | -1
node_8104601_200835305 |  |  | PQ | AD | 2771.281 | 8104601 | no | no |  |  | no |  |  | 1434014.165 | 15346320.02 |  | -1
node_8104601_200835306 |  |  | PQ | AN | 2771.281 | 8104601 | no | no |  |  | no |  |  | 1433983.917 | 15346122.994 |  | -1
node_8104601_200835307 |  |  | PQ | AD | 2771.281 | 8104601 | no | no |  |  | no |  |  | 1434208.26 | 15346356.28 |  | -1
node_8104601_200835308 |  |  | PQ | AD | 2771.281 | 8104601 | no | no |  |  | no |  |  | 1434388.515 | 15346203.148 |  | -1
node_8104601_200835309 |  |  | PQ | AN | 2771.281 | 8104601 | no | no |  |  | no |  |  | 1434769.129 | 15345830.497 |  | -1
node_8104601_200835310 |  |  | PQ | AD | 2771.281 | 8104601 | no | no |  |  | no |  |  | 1434937.305 | 15345570.987 |  | -1
node_8104601_200835311 |  |  | PQ | AD | 2771.281 | 8104601 | no | no |  |  | no |  |  | 1435049.707 | 15345400.686 |  | -1
node_8104601_200835312 |  |  | PQ | AN | 2771.281 | 8104601 | no | no |  |  | no |  |  | 1435206.399 | 15345065.543 |  | -1
node_8104601_200835314 |  |  | PQ | AD | 2771.281 | 8104601 | no | no |  |  | no |  |  | 1435337.478 | 15345060.576 |  | -1
node_8104601_200835315 |  |  | PQ | AN | 2771.281 | 8104601 | no | no |  |  | no |  |  | 1435566.551 | 15344908.929 |  | -1
node_8104601_200835316 |  |  | PQ | AD | 2771.281 | 8104601 | no | no |  |  | no |  |  | 1435861.186 | 15344715.078 |  | -1
node_8104601_200835317 |  |  | PQ | AD | 2771.281 | 8104601 | no | no |  |  | no |  |  | 1436068.813 | 15344696.95 |  | -1
node_8104601_200835318 |  |  | PQ | AN | 2771.281 | 8104601 | no | no |  |  | no |  |  | 1436514.545 | 15344668.315 |  | -1
node_8104601_200835319 |  |  | PQ | AN | 2771.281 | 8104601 | no | no |  |  | no |  |  | 1436709.024 | 15344654.951 |  | -1
node_8104601_200835320 |  |  | PQ | AN | 2771.281 | 8104601 | no | no |  |  | no |  |  | 1436945.972 | 15344639.439 |  | -1
node_8104601_200835322 |  |  | PQ | AN | 2771.281 | 8104601 | no | no |  |  | no |  |  | 1437471.828 | 15344722.926 |  | -1
node_8104601_200835324 |  |  | PQ | AD | 2771.281 | 8104601 | no | no |  |  | no |  |  | 1437933.458 | 15344799.675 |  | -1
node_8104601_200835325 |  |  | PQ | AN | 2771.281 | 8104601 | no | no |  |  | no |  |  | 1438101.293 | 15344785.587 |  | -1
node_8104601_200835326 |  |  | PQ | AN | 2771.281 | 8104601 | no | no |  |  | no |  |  | 1438406.655 | 15344720.971 |  | -1
node_8104601_200835330 |  |  | PQ | AD | 2771.281 | 8104601 | no | no |  |  | no |  |  | 1438677.52 | 15344589.543 |  | -1
node_8104601_200835331 |  |  | PQ | AD | 2771.281 | 8104601 | no | no |  |  | no |  |  | 1438934.853 | 15344460.2 |  | -1
node_8104601_200835332 |  |  | PQ | AN | 2771.281 | 8104601 | no | no |  |  | no |  |  | 1439226.68 | 15344339.233 |  | -1
node_8104601_200835334 |  |  | PQ | AN | 2771.281 | 8104601 | no | no |  |  | no |  |  | 1439496.061 | 15344179.838 |  | -1
node_8104601_200835369 |  |  | PQ | ABCD | 2771.281 | 8104601 | no | no |  |  | no |  |  | 1414089.731 | 15316138.784 |  | -1
node_8104601_200835370 |  |  | PQ | ABCN | 2771.281 | 8104601 | no | no |  |  | no |  |  | 1414031.873 | 15316144.599 |  | -1
node_8104601_200835371 |  |  | PQ | ABCN | 2771.281 | 8104601 | no | no |  |  | no |  |  | 1414018.868 | 15316050.688 |  | -1
node_8104601_200835372 |  |  | PQ | ABCD | 2771.281 | 8104601 | no | no |  |  | no |  |  | 1413934.475 | 15315950.394 |  | -1
node_8104601_200835373 |  |  | PQ | AN | 2771.281 | 8104601 | no | no |  |  | no |  |  | 1413847.895 | 15315837.548 |  | -1
node_8104601_200835379 |  |  | PQ | ABCD | 2771.281 | 8104601 | no | no |  |  | no |  |  | 1414231.089 | 15316317.884 |  | -1
node_8104601_200835380 |  |  | PQ | ABCD | 2771.281 | 8104601 | no | no |  |  | no |  |  | 1415040.282 | 15317737.313 |  | -1
node_8104601_200835381 |  |  | PQ | ABCD | 2771.281 | 8104601 | no | no |  |  | no |  |  | 1415260.335 | 15317933.53 |  | -1
node_8104601_200835382 |  |  | PQ | ABCN | 2771.281 | 8104601 | no | no |  |  | no |  |  | 1415362.88 | 15318179.125 |  | -1
node_8104601_200835383 |  |  | PQ | ABCD | 2771.281 | 8104601 | no | no |  |  | no |  |  | 1415401.043 | 15318314.845 |  | -1
node_8104601_200835384 |  |  | PQ | AN | 2771.281 | 8104601 | no | no |  |  | no |  |  | 1415441.418 | 15318446.561 |  | -1
node_8104601_200835385 |  |  | PQ | AD | 2771.281 | 8104601 | no | no |  |  | no |  |  | 1415525.249 | 15318710.208 |  | -1
node_8104601_200835386 |  |  | PQ | AN | 2771.281 | 8104601 | no | no |  |  | no |  |  | 1415449.687 | 15318904.612 |  | -1
node_8104601_200835388 |  |  | PQ | AN | 2771.281 | 8104601 | no | no |  |  | no |  |  | 1415478.442 | 15319104.007 |  | -1
node_8104601_200835391 |  |  | PQ | ABCD | 2771.281 | 8104601 | no | no |  |  | no |  |  | 1414322.609 | 15316428.515 |  | -1
node_8104601_200835394 |  |  | PQ | AN | 2771.281 | 8104601 | no | no |  |  | no |  |  | 1415789.956 | 15319495.304 |  | -1
node_8104601_200835395 |  |  | PQ | AN | 2771.281 | 8104601 | no | no |  |  | no |  |  | 1415811.477 | 15319871.099 |  | -1
node_8104601_200835396 |  |  | PQ | AN | 2771.281 | 8104601 | no | no |  |  | no |  |  | 1415613.708 | 15319824.84 |  | -1
node_8104601_200835397 |  |  | PQ | ABCD | 2771.281 | 8104601 | no | no |  |  | no |  |  | 1414379.879 | 15316502.145 |  | -1
node_8104601_200835398 |  |  | PQ | ABCD | 2771.281 | 8104601 | no | no |  |  | no |  |  | 1414444.206 | 15316582.044 |  | -1
node_8104601_200835399 |  |  | PQ | ABCN | 2771.281 | 8104601 | no | no |  |  | no |  |  | 1414508.69 | 15316656.734 |  | -1
node_8104601_200835400 |  |  | PQ | ABCD | 2771.281 | 8104601 | no | no |  |  | no |  |  | 1414563.734 | 15316729.59 |  | -1
node_8104601_200835401 |  |  | PQ | ABCD | 2771.281 | 8104601 | no | no |  |  | no |  |  | 1414621.096 | 15316804.315 |  | -1
node_8104601_200835402 |  |  | PQ | ABCD | 2771.281 | 8104601 | no | no |  |  | no |  |  | 1414666.111 | 15316862.923 |  | -1
node_8104601_200835403 |  |  | PQ | ABCD | 2771.281 | 8104601 | no | no |  |  | no |  |  | 1414690.584 | 15316888.648 |  | -1
node_8104601_200835405 |  |  | PQ | AD | 2771.281 | 8104601 | no | no |  |  | no |  |  | 1414360.001 | 15315916.628 |  | -1
node_8104601_200835406 |  |  | PQ | AD | 2771.281 | 8104601 | no | no |  |  | no |  |  | 1414391.979 | 15315755.541 |  | -1
node_8104601_200835408 |  |  | PQ | AN | 2771.281 | 8104601 | no | no |  |  | no |  |  | 1414520.437 | 15315471.931 |  | -1
node_8104601_200835409 |  |  | PQ | AD | 2771.281 | 8104601 | no | no |  |  | no |  |  | 1414278.995 | 15315454.901 |  | -1
node_8104601_200835410 |  |  | PQ | AN | 2771.281 | 8104601 | no | no |  |  | no |  |  | 1414043.234 | 15315426.881 |  | -1
node_8104601_200835416 |  |  | PQ | AN | 2771.281 | 8104601 | no | no |  |  | no |  |  | 1414776.129 | 15315214.548 |  | -1
node_8104601_200835418 |  |  | PQ | AN | 2771.281 | 8104601 | no | no |  |  | no |  |  | 1414947.202 | 15315030.873 |  | -1
node_8104601_200835420 |  |  | PQ | AN | 2771.281 | 8104601 | no | no |  |  | no |  |  | 1415336.93 | 15314460.026 |  | -1
node_8104601_200835425 |  |  | PQ | AD | 2771.281 | 8104601 | no | no |  |  | no |  |  | 1415391.155 | 15314418.034 |  | -1
node_8104601_200835426 |  |  | PQ | AD | 2771.281 | 8104601 | no | no |  |  | no |  |  | 1415646.688 | 15314485.776 |  | -1
node_8104601_200835427 |  |  | PQ | AN | 2771.281 | 8104601 | no | no |  |  | no |  |  | 1415997.246 | 15314591.777 |  | -1
node_8104601_200835428 |  |  | PQ | AD | 2771.281 | 8104601 | no | no |  |  | no |  |  | 1416180.271 | 15314626.653 |  | -1
node_8104601_200835429 |  |  | PQ | AN | 2771.281 | 8104601 | no | no |  |  | no |  |  | 1416247.412 | 15314759.816 |  | -1
node_8104601_200835430 |  |  | PQ | AD | 2771.281 | 8104601 | no | no |  |  | no |  |  | 1415430.951 | 15314273.356 |  | -1
node_8104601_200835431 |  |  | PQ | AN | 2771.281 | 8104601 | no | no |  |  | no |  |  | 1415521.3 | 15314116.882 |  | -1
node_8104601_200835432 |  |  | PQ | AN | 2771.281 | 8104601 | no | no |  |  | no |  |  | 1415657.317 | 15313918.302 |  | -1
node_8104601_200835434 |  |  | PQ | AD | 2771.281 | 8104601 | no | no |  |  | no |  |  | 1415776.317 | 15313721.803 |  | -1
node_8104601_200835435 |  |  | PQ | AN | 2771.281 | 8104601 | no | no |  |  | no |  |  | 1415869.126 | 15313642.43 |  | -1
node_8104601_200835436 |  |  | PQ | AD | 2771.281 | 8104601 | no | no |  |  | no |  |  | 1416023.871 | 15313514.056 |  | -1
node_8104601_200835437 |  |  | PQ | AN | 2771.281 | 8104601 | no | no |  |  | no |  |  | 1416240.139 | 15313379.678 |  | -1
node_8104601_200835439 |  |  | PQ | AN | 2771.281 | 8104601 | no | no |  |  | no |  |  | 1416346.55 | 15313425.358 |  | -1
node_8104601_200835440 |  |  | PQ | AN | 2771.281 | 8104601 | no | no |  |  | no |  |  | 1416500.082 | 15313135.472 |  | -1
node_8104601_200835441 |  |  | PQ | AN | 2771.281 | 8104601 | no | no |  |  | no |  |  | 1416748.912 | 15312907.88 |  | -1
node_8104601_200835443 |  |  | PQ | AN | 2771.281 | 8104601 | no | no |  |  | no |  |  | 1416878.587 | 15312693.368 |  | -1
node_8104601_200835446 |  |  | PQ | AN | 2771.281 | 8104601 | no | no |  |  | no |  |  | 1414516.573 | 15316054.962 |  | -1
node_8104601_200835450 |  |  | PQ | AN | 2771.281 | 8104601 | no | no |  |  | no |  |  | 1414803.184 | 15316411.567 |  | -1
node_8104601_200835451 |  |  | PQ | AD | 2771.281 | 8104601 | no | no |  |  | no |  |  | 1414892.643 | 15316525.232 |  | -1
node_8104601_200835456 |  |  | PQ | ABCD | 2771.281 | 8104601 | no | no |  |  | no |  |  | 1414720.702 | 15316890.085 |  | -1
node_8104601_200835458 |  |  | PQ | AD | 2771.281 | 8104601 | no | no |  |  | no |  |  | 1416028.506 | 15316912.574 |  | -1
node_8104601_200835460 |  |  | PQ | AN | 2771.281 | 8104601 | no | no |  |  | no |  |  | 1416139.621 | 15316964.68 |  | -1
node_8104601_200835461 |  |  | PQ | AD | 2771.281 | 8104601 | no | no |  |  | no |  |  | 1416257.326 | 15317007.731 |  | -1
node_8104601_200835463 |  |  | PQ | AD | 2771.281 | 8104601 | no | no |  |  | no |  |  | 1416377.87 | 15317036.852 |  | -1
node_8104601_200835464 |  |  | PQ | AD | 2771.281 | 8104601 | no | no |  |  | no |  |  | 1416542.545 | 15317087.081 |  | -1
node_8104601_200835465 |  |  | PQ | AD | 2771.281 | 8104601 | no | no |  |  | no |  |  | 1416630.414 | 15317122.083 |  | -1
node_8104601_200835466 |  |  | PQ | AN | 2771.281 | 8104601 | no | no |  |  | no |  |  | 1416740.776 | 15317165.816 |  | -1
node_8104601_200835467 |  |  | PQ | AD | 2771.281 | 8104601 | no | no |  |  | no |  |  | 1416911.197 | 15317236.109 |  | -1
node_8104601_200835469 |  |  | PQ | AD | 2771.281 | 8104601 | no | no |  |  | no |  |  | 1417028.137 | 15317310.516 |  | -1
node_8104601_200835470 |  |  | PQ | AD | 2771.281 | 8104601 | no | no |  |  | no |  |  | 1417060.835 | 15317463.15 |  | -1
node_8104601_200835471 |  |  | PQ | ABCD | 2771.281 | 8104601 | no | no |  |  | no |  |  | 1414947.477 | 15316751.426 |  | -1
node_8104601_200835472 |  |  | PQ | AN | 2771.281 | 8104601 | no | no |  |  | no |  |  | 1417179.855 | 15317623.953 |  | -1
node_8104601_200835474 |  |  | PQ | AD | 2771.281 | 8104601 | no | no |  |  | no |  |  | 1417292.779 | 15317788.322 |  | -1
node_8104601_200835476 |  |  | PQ | AN | 2771.281 | 8104601 | no | no |  |  | no |  |  | 1417412.459 | 15317968.148 |  | -1
node_8104601_200835477 |  |  | PQ | AD | 2771.281 | 8104601 | no | no |  |  | no |  |  | 1417525.7 | 15318113.528 |  | -1
node_8104601_200835478 |  |  | PQ | AD | 2771.281 | 8104601 | no | no |  |  | no |  |  | 1417593.481 | 15318317.4 |  | -1
node_8104601_200835479 |  |  | PQ | AN | 2771.281 | 8104601 | no | no |  |  | no |  |  | 1417657.875 | 15318495.438 |  | -1
node_8104601_200835480 |  |  | PQ | AN | 2771.281 | 8104601 | no | no |  |  | no |  |  | 1417750.281 | 15318668.843 |  | -1
node_8104601_200835482 |  |  | PQ | AD | 2771.281 | 8104601 | no | no |  |  | no |  |  | 1417872.819 | 15318848.815 |  | -1
node_8104601_200835484 |  |  | PQ | AN | 2771.281 | 8104601 | no | no |  |  | no |  |  | 1417989.677 | 15319008.03 |  | -1
node_8104601_200835485 |  |  | PQ | AD | 2771.281 | 8104601 | no | no |  |  | no |  |  | 1418061.729 | 15319185.314 |  | -1
node_8104601_200835487 |  |  | PQ | AN | 2771.281 | 8104601 | no | no |  |  | no |  |  | 1418131.813 | 15319277.687 |  | -1
node_8104601_200835489 |  |  | PQ | ABCD | 2771.281 | 8104601 | no | no |  |  | no |  |  | 1415049.849 | 15316720.499 |  | -1
node_8104601_200835490 |  |  | PQ | AD | 2771.281 | 8104601 | no | no |  |  | no |  |  | 1418215.194 | 15319343.574 |  | -1
node_8104601_200835491 |  |  | PQ | AD | 2771.281 | 8104601 | no | no |  |  | no |  |  | 1418352.059 | 15319469.838 |  | -1
node_8104601_200835492 |  |  | PQ | AN | 2771.281 | 8104601 | no | no |  |  | no |  |  | 1418504.002 | 15319601.609 |  | -1
node_8104601_200835493 |  |  | PQ | AD | 2771.281 | 8104601 | no | no |  |  | no |  |  | 1418658.215 | 15319734.302 |  | -1
node_8104601_200835494 |  |  | PQ | AD | 2771.281 | 8104601 | no | no |  |  | no |  |  | 1418809.599 | 15319871.222 |  | -1
node_8104601_200835496 |  |  | PQ | AN | 2771.281 | 8104601 | no | no |  |  | no |  |  | 1418934.346 | 15320018.279 |  | -1
node_8104601_200835497 |  |  | PQ | AD | 2771.281 | 8104601 | no | no |  |  | no |  |  | 1418998.649 | 15320133.049 |  | -1
node_8104601_200835498 |  |  | PQ | AN | 2771.281 | 8104601 | no | no |  |  | no |  |  | 1419057.762 | 15320145.818 |  | -1
node_8104601_200835500 |  |  | PQ | AD | 2771.281 | 8104601 | no | no |  |  | no |  |  | 1419134.629 | 15320341.849 |  | -1
node_8104601_200835501 |  |  | PQ | AD | 2771.281 | 8104601 | no | no |  |  | no |  |  | 1419169.772 | 15320367.837 |  | -1
node_8104601_200835502 |  |  | PQ | AN | 2771.281 | 8104601 | no | no |  |  | no |  |  | 1419222.28 | 15320495.143 |  | -1
node_8104601_200835503 |  |  | PQ | AN | 2771.281 | 8104601 | no | no |  |  | no |  |  | 1419335.175 | 15320679.381 |  | -1
node_8104601_200835504 |  |  | PQ | AN | 2771.281 | 8104601 | no | no |  |  | no |  |  | 1419330.24 | 15320933.599 |  | -1
node_8104601_200835506 |  |  | PQ | ABCD | 2771.281 | 8104601 | no | no |  |  | no |  |  | 1415150.367 | 15316654.22 |  | -1
node_8104601_200835507 |  |  | PQ | AD | 2771.281 | 8104601 | no | no |  |  | no |  |  | 1419855.284 | 15321843.677 |  | -1
node_8104601_200835512 |  |  | PQ | AN | 2771.281 | 8104601 | no | no |  |  | no |  |  | 1420112.815 | 15322270.059 |  | -1
node_8104601_200835515 |  |  | PQ | AN | 2771.281 | 8104601 | no | no |  |  | no |  |  | 1420262.171 | 15322515.343 |  | -1
node_8104601_200835517 |  |  | PQ | AD | 2771.281 | 8104601 | no | no |  |  | no |  |  | 1420497.964 | 15322661.558 |  | -1
node_8104601_200835518 |  |  | PQ | AN | 2771.281 | 8104601 | no | no |  |  | no |  |  | 1420682.566 | 15322760.61 |  | -1
node_8104601_200835519 |  |  | PQ | AD | 2771.281 | 8104601 | no | no |  |  | no |  |  | 1420820.668 | 15322819.111 |  | -1
node_8104601_200835520 |  |  | PQ | AD | 2771.281 | 8104601 | no | no |  |  | no |  |  | 1420980.361 | 15322915.599 |  | -1
node_8104601_200835521 |  |  | PQ | AD | 2771.281 | 8104601 | no | no |  |  | no |  |  | 1421457.073 | 15323088.057 |  | -1
node_8104601_200835522 |  |  | PQ | AN | 2771.281 | 8104601 | no | no |  |  | no |  |  | 1421721.261 | 15323187.505 |  | -1
node_8104601_200835525 |  |  | PQ | AN | 2771.281 | 8104601 | no | no |  |  | no |  |  | 1422024.985 | 15323307.016 |  | -1
node_8104601_200835526 |  |  | PQ | AN | 2771.281 | 8104601 | no | no |  |  | no |  |  | 1422297.533 | 15323395.379 |  | -1
node_8104601_200835527 |  |  | PQ | AD | 2771.281 | 8104601 | no | no |  |  | no |  |  | 1422451.491 | 15323015.542 |  | -1
node_8104601_200835528 |  |  | PQ | AN | 2771.281 | 8104601 | no | no |  |  | no |  |  | 1422516.68 | 15322827.454 |  | -1
node_8104601_200835529 |  |  | PQ | ABCD | 2771.281 | 8104601 | no | no |  |  | no |  |  | 1415280.47 | 15316569.498 |  | -1
node_8104601_200835530 |  |  | PQ | ABCN | 2771.281 | 8104601 | no | no |  |  | no |  |  | 1415364.705 | 15316512.797 |  | -1
node_8104601_200835532 |  |  | PQ | AD | 2771.281 | 8104601 | no | no |  |  | no |  |  | 1415591.559 | 15316332.379 |  | -1
node_8104601_200835533 |  |  | PQ | AN | 2771.281 | 8104601 | no | no |  |  | no |  |  | 1415745.729 | 15316208.982 |  | -1
node_8104601_200835539 |  |  | PQ | ABCD | 2771.281 | 8104601 | no | no |  |  | no |  |  | 1415446.427 | 15316498.788 |  | -1
node_8104601_200835540 |  |  | PQ | AN | 2771.281 | 8104601 | no | no |  |  | no |  |  | 1422502.717 | 15323476.242 |  | -1
node_8104601_200835541 |  |  | PQ | AD | 2771.281 | 8104601 | no | no |  |  | no |  |  | 1422675.948 | 15323546.425 |  | -1
node_8104601_200835546 |  |  | PQ | AD | 2771.281 | 8104601 | no | no |  |  | no |  |  | 1422833.747 | 15324058.89 |  | -1
node_8104601_200835547 |  |  | PQ | AN | 2771.281 | 8104601 | no | no |  |  | no |  |  | 1422816.721 | 15324229.405 |  | -1
node_8104601_200835548 |  |  | PQ | AN | 2771.281 | 8104601 | no | no |  |  | no |  |  | 1422972.645 | 15324103.123 |  | -1
node_8104601_200835549 |  |  | PQ | AD | 2771.281 | 8104601 | no | no |  |  | no |  |  | 1423051.568 | 15324255.353 |  | -1
node_8104601_200835550 |  |  | PQ | AD | 2771.281 | 8104601 | no | no |  |  | no |  |  | 1423325.183 | 15324028.289 |  | -1
node_8104601_200835551 |  |  | PQ | AN | 2771.281 | 8104601 | no | no |  |  | no |  |  | 1423679.926 | 15323984.428 |  | -1
node_8104601_200835552 |  |  | PQ | AD | 2771.281 | 8104601 | no | no |  |  | no |  |  | 1423174.078 | 15324480.212 |  | -1
node_8104601_200835553 |  |  | PQ | AN | 2771.281 | 8104601 | no | no |  |  | no |  |  | 1423337.088 | 15324736.501 |  | -1
node_8104601_200835554 |  |  | PQ | AD | 2771.281 | 8104601 | no | no |  |  | no |  |  | 1423486.592 | 15324962.937 |  | -1
node_8104601_200835555 |  |  | PQ | AN | 2771.281 | 8104601 | no | no |  |  | no |  |  | 1423539.183 | 15325046.073 |  | -1
node_8104601_200835556 |  |  | PQ | AN | 2771.281 | 8104601 | no | no |  |  | no |  |  | 1423715.012 | 15325324.308 |  | -1
node_8104601_200835559 |  |  | PQ | AN | 2771.281 | 8104601 | no | no |  |  | no |  |  | 1423885.814 | 15326105.237 |  | -1
node_8104601_200835561 |  |  | PQ | ABCD | 2771.281 | 8104601 | no | no |  |  | no |  |  | 1415518.958 | 15316580.142 |  | -1
node_8104601_200835562 |  |  | PQ | AN | 2771.281 | 8104601 | no | no |  |  | no |  |  | 1423959.715 | 15326467.296 |  | -1
node_8104601_200835563 |  |  | PQ | ABCD | 2771.281 | 8104601 | no | no |  |  | no |  |  | 1415596.194 | 15316653.14 |  | -1
node_8104601_200835564 |  |  | PQ | ABCD | 2771.281 | 8104601 | no | no |  |  | no |  |  | 1415919.294 | 15316981.637 |  | -1
node_8104601_200835565 |  |  | PQ | ABCD | 2771.281 | 8104601 | no | no |  |  | no |  |  | 1415752.834 | 15317195.835 |  | -1
node_8104601_200835566 |  |  | PQ | ABCD | 2771.281 | 8104601 | no | no |  |  | no |  |  | 1415555.377 | 15317308.735 |  | -1
node_8104601_200835567 |  |  | PQ | ABCD | 2771.281 | 8104601 | no | no |  |  | no |  |  | 1415375.692 | 15317414.14 |  | -1
node_8104601_200835568 |  |  | PQ | ABCN | 2771.281 | 8104601 | no | no |  |  | no |  |  | 1415149.132 | 15317635.654 |  | -1
node_8104601_200835570 |  |  | PQ | AD | 2771.281 | 8104601 | no | no |  |  | no |  |  | 1417163.828 | 15317420.92 |  | -1
node_8104601_200835572 |  |  | PQ | AN | 2771.281 | 8104601 | no | no |  |  | no |  |  | 1417369.899 | 15317368.307 |  | -1
node_8104601_200835573 |  |  | PQ | AN | 2771.281 | 8104601 | no | no |  |  | no |  |  | 1417558.599 | 15317314.428 |  | -1
node_8104601_200835574 |  |  | PQ | AN | 2771.281 | 8104601 | no | no |  |  | no |  |  | 1417853.667 | 15317225.303 |  | -1
node_8104601_200835575 |  |  | PQ | AN | 2771.281 | 8104601 | no | no |  |  | no |  |  | 1418046.924 | 15317162.742 |  | -1
node_8104601_200835576 |  |  | PQ | AN | 2771.281 | 8104601 | no | no |  |  | no |  |  | 1418213.226 | 15317110.566 |  | -1
node_8104601_200835577 |  |  | PQ | AN | 2771.281 | 8104601 | no | no |  |  | no |  |  | 1418541.29 | 15317051.05 |  | -1
node_8104601_200835578 |  |  | PQ | AN | 2771.281 | 8104601 | no | no |  |  | no |  |  | 1418853.971 | 15316968.307 |  | -1
node_8104601_200835581 |  |  | PQ | AD | 2771.281 | 8104601 | no | no |  |  | no |  |  | 1419236.34 | 15316898.505 |  | -1
node_8104601_200835582 |  |  | PQ | AD | 2771.281 | 8104601 | no | no |  |  | no |  |  | 1419445.586 | 15316793.811 |  | -1
node_8104601_200835583 |  |  | PQ | AN | 2771.281 | 8104601 | no | no |  |  | no |  |  | 1419902.726 | 15316598.646 |  | -1
node_8104601_200835584 |  |  | PQ | AD | 2771.281 | 8104601 | no | no |  |  | no |  |  | 1420247.865 | 15316443.078 |  | -1
node_8104601_200835585 |  |  | PQ | AD | 2771.281 | 8104601 | no | no |  |  | no |  |  | 1420597.448 | 15316287.309 |  | -1
node_8104601_200835587 |  |  | PQ | ABCD | 2771.281 | 8104601 | no | no |  |  | no |  |  | 1414177.407 | 15316232.299 |  | -1
node_8104601_200835588 |  |  | PQ | ABCN | 2771.281 | 8104601 | no | no |  |  | no |  |  | 1414175.184 | 15316341.357 |  | -1
node_8104601_200835590 |  |  | PQ | ABCN | 2771.281 | 8104601 | no | no |  |  | no |  |  | 1415127.651 | 15315610.601 |  | -1
node_8104601_200835591 |  |  | PQ | ABCD | 2771.281 | 8104601 | no | no |  |  | no |  |  | 1415300.536 | 15315566.713 |  | -1
node_8104601_200835592 |  |  | PQ | ABCD | 2771.281 | 8104601 | no | no |  |  | no |  |  | 1415277.065 | 15315558.451 |  | -1
node_8104601_200835594 |  |  | PQ | ABCN | 2771.281 | 8104601 | no | no |  |  | no |  |  | 1415122.038 | 15315498.216 |  | -1
node_8104601_200835595 |  |  | PQ | ABCN | 2771.281 | 8104601 | no | no |  |  | no |  |  | 1414990.522 | 15315498.525 |  | -1
node_8104601_200835596 |  |  | PQ | ABCN | 2771.281 | 8104601 | no | no |  |  | no |  |  | 1415485.095 | 15315570.164 |  | -1
node_8104601_200835598 |  |  | PQ | ABCD | 2771.281 | 8104601 | no | no |  |  | no |  |  | 1415646.229 | 15315574.864 |  | -1
node_8104601_200835599 |  |  | PQ | ABCD | 2771.281 | 8104601 | no | no |  |  | no |  |  | 1415798.123 | 15315572.898 |  | -1
node_8104601_200835604 |  |  | PQ | ABCN | 2771.281 | 8104601 | no | no |  |  | no |  |  | 1414256.657 | 15316175.143 |  | -1
node_8104601_200835617 |  |  | PQ | ABCD | 2771.281 | 8104601 | no | no |  |  | no |  |  | 1414319.813 | 15316120.837 |  | -1
node_8104601_200835631 |  |  | PQ | ABCD | 2771.281 | 8104601 | no | no |  |  | no |  |  | 1414410.738 | 15316056.564 |  | -1
node_8104601_200835650 |  |  | PQ | ABCD | 2771.281 | 8104601 | no | no |  |  | no |  |  | 1414611.39 | 15315890.639 |  | -1
node_8104601_200835666 |  |  | PQ | ABCD | 2771.281 | 8104601 | no | no |  |  | no |  |  | 1414736.633 | 15315817.731 |  | -1
node_8104601_200835681 |  |  | PQ | ABCD | 2771.281 | 8104601 | no | no |  |  | no |  |  | 1414873.24 | 15315742.923 |  | -1
node_8104601_200835690 |  |  | PQ | ABCD | 2771.281 | 8104601 | no | no |  |  | no |  |  | 1414996.668 | 15315681.309 |  | -1
node_8104601_200876456 |  |  | PQ | AD | 2771.281 | 8104601 | no | no |  |  | no |  |  | 1433416.204 | 15350341.261 |  | -1
node_8104601_200876457 |  |  | PQ | AD | 2771.281 | 8104601 | no | no |  |  | no |  |  | 1433355.087 | 15350551.66 |  | -1
node_8104601_200876458 |  |  | PQ | AD | 2771.281 | 8104601 | no | no |  |  | no |  |  | 1433247.298 | 15353040.886 |  | -1
node_8104601_200876459 |  |  | PQ | AN | 2771.281 | 8104601 | no | no |  |  | no |  |  | 1433322.674 | 15353278.817 |  | -1
node_8104601_200876461 |  |  | PQ | AN | 2771.281 | 8104601 | no | no |  |  | no |  |  | 1433245.255 | 15350861.774 |  | -1
node_8104601_200876462 |  |  | PQ | AN | 2771.281 | 8104601 | no | no |  |  | no |  |  | 1433110.855 | 15351138.83 |  | -1
node_8104601_200876463 |  |  | PQ | AD | 2771.281 | 8104601 | no | no |  |  | no |  |  | 1432902.36 | 15351405.105 |  | -1
node_8104601_200876464 |  |  | PQ | AN | 2771.281 | 8104601 | no | no |  |  | no |  |  | 1432602.086 | 15351339.01 |  | -1
node_8104601_200876465 |  |  | PQ | AN | 2771.281 | 8104601 | no | no |  |  | no |  |  | 1432952.616 | 15351650.069 |  | -1
node_8104601_200876466 |  |  | PQ | AN | 2771.281 | 8104601 | no | no |  |  | no |  |  | 1433196.82 | 15351637.06 |  | -1
node_8104601_200876467 |  |  | PQ | AN | 2771.281 | 8104601 | no | no |  |  | no |  |  | 1433434.782 | 15351447.874 |  | -1
node_8104601_200876468 |  |  | PQ | AN | 2771.281 | 8104601 | no | no |  |  | no |  |  | 1433204.216 | 15351944.941 |  | -1
node_8104601_200876470 |  |  | PQ | AD | 2771.281 | 8104601 | no | no |  |  | no |  |  | 1433204.268 | 15352098.643 |  | -1
node_8104601_200876471 |  |  | PQ | AD | 2771.281 | 8104601 | no | no |  |  | no |  |  | 1433071.807 | 15352120.666 |  | -1
node_8104601_200876472 |  |  | PQ | AN | 2771.281 | 8104601 | no | no |  |  | no |  |  | 1432698.528 | 15352149.22 |  | -1
node_8104601_200876474 |  |  | PQ | AD | 2771.281 | 8104601 | no | no |  |  | no |  |  | 1433209.056 | 15352346.012 |  | -1
node_8104601_200876475 |  |  | PQ | AN | 2771.281 | 8104601 | no | no |  |  | no |  |  | 1433211.351 | 15352586.089 |  | -1
node_8104601_200876476 |  |  | PQ | AD | 2771.281 | 8104601 | no | no |  |  | no |  |  | 1433229.31 | 15352805.955 |  | -1
node_8104601_200876499 |  |  | PQ | AD | 2771.281 | 8104601 | no | no |  |  | no |  |  | 1442451.177 | 15360857.642 |  | -1
node_8104601_200876500 |  |  | PQ | AN | 2771.281 | 8104601 | no | no |  |  | no |  |  | 1439399.69 | 15361893.103 |  | -1
node_8104601_200876502 |  |  | PQ | AD | 2771.281 | 8104601 | no | no |  |  | no |  |  | 1439123.528 | 15361840.809 |  | -1
node_8104601_200876503 |  |  | PQ | AD | 2771.281 | 8104601 | no | no |  |  | no |  |  | 1438824.838 | 15361840.083 |  | -1
node_8104601_200876504 |  |  | PQ | AN | 2771.281 | 8104601 | no | no |  |  | no |  |  | 1438528.878 | 15361838.395 |  | -1
node_8104601_200876505 |  |  | PQ | AD | 2771.281 | 8104601 | no | no |  |  | no |  |  | 1438229.613 | 15361831.851 |  | -1
node_8104601_200876506 |  |  | PQ | AN | 2771.281 | 8104601 | no | no |  |  | no |  |  | 1437925.801 | 15361825.22 |  | -1
node_8104601_200876507 |  |  | PQ | AD | 2771.281 | 8104601 | no | no |  |  | no |  |  | 1442163.758 | 15361051.022 |  | -1
node_8104601_200876508 |  |  | PQ | AD | 2771.281 | 8104601 | no | no |  |  | no |  |  | 1441818.595 | 15361277.087 |  | -1
node_8104601_200876509 |  |  | PQ | AD | 2771.281 | 8104601 | no | no |  |  | no |  |  | 1441553.125 | 15361456.773 |  | -1
node_8104601_200876510 |  |  | PQ | AD | 2771.281 | 8104601 | no | no |  |  | no |  |  | 1441254.649 | 15361653.115 |  | -1
node_8104601_200876511 |  |  | PQ | AN | 2771.281 | 8104601 | no | no |  |  | no |  |  | 1440980.86 | 15361833.634 |  | -1
node_8104601_200876512 |  |  | PQ | AN | 2771.281 | 8104601 | no | no |  |  | no |  |  | 1440633.783 | 15361893.073 |  | -1
node_8104601_200876513 |  |  | PQ | AD | 2771.281 | 8104601 | no | no |  |  | no |  |  | 1440107.017 | 15361893.064 |  | -1
node_8104601_200876514 |  |  | PQ | AD | 2771.281 | 8104601 | no | no |  |  | no |  |  | 1439685.132 | 15361892.733 |  | -1
node_8104601_200876581 |  |  | PQ | AN | 2771.281 | 8104601 | no | no |  |  | no |  |  | 1429222.311 | 15347054.488 |  | -1
node_8104601_200876582 |  |  | PQ | AD | 2771.281 | 8104601 | no | no |  |  | no |  |  | 1429158.046 | 15347202.856 |  | -1
node_8104601_200876583 |  |  | PQ | AD | 2771.281 | 8104601 | no | no |  |  | no |  |  | 1428097.779 | 15350513.607 |  | -1
node_8104601_200876584 |  |  | PQ | AN | 2771.281 | 8104601 | no | no |  |  | no |  |  | 1427978.085 | 15350953.898 |  | -1
node_8104601_200876585 |  |  | PQ | AD | 2771.281 | 8104601 | no | no |  |  | no |  |  | 1427991.766 | 15351553.662 |  | -1
node_8104601_200876586 |  |  | PQ | AN | 2771.281 | 8104601 | no | no |  |  | no |  |  | 1427998.822 | 15351928.715 |  | -1
node_8104601_200876587 |  |  | PQ | AD | 2771.281 | 8104601 | no | no |  |  | no |  |  | 1427996.027 | 15352253.326 |  | -1
node_8104601_200876588 |  |  | PQ | AD | 2771.281 | 8104601 | no | no |  |  | no |  |  | 1428021.147 | 15352836.954 |  | -1
node_8104601_200876589 |  |  | PQ | AN | 2771.281 | 8104601 | no | no |  |  | no |  |  | 1428031.192 | 15353177.949 |  | -1
node_8104601_200876590 |  |  | PQ | AD | 2771.281 | 8104601 | no | no |  |  | no |  |  | 1428032.392 | 15353602.152 |  | -1
node_8104601_200876591 |  |  | PQ | AN | 2771.281 | 8104601 | no | no |  |  | no |  |  | 1428039.024 | 15353899.325 |  | -1
node_8104601_200876593 |  |  | PQ | AN | 2771.281 | 8104601 | no | no |  |  | no |  |  | 1428042.181 | 15354203.393 |  | -1
node_8104601_200876594 |  |  | PQ | AD | 2771.281 | 8104601 | no | no |  |  | no |  |  | 1428983.524 | 15347638.668 |  | -1
node_8104601_200876595 |  |  | PQ | AD | 2771.281 | 8104601 | no | no |  |  | no |  |  | 1428051.973 | 15354582.673 |  | -1
node_8104601_200876596 |  |  | PQ | AD | 2771.281 | 8104601 | no | no |  |  | no |  |  | 1428060.114 | 15354904.66 |  | -1
node_8104601_200876597 |  |  | PQ | AD | 2771.281 | 8104601 | no | no |  |  | no |  |  | 1427739.016 | 15354887.144 |  | -1
node_8104601_200876598 |  |  | PQ | AN | 2771.281 | 8104601 | no | no |  |  | no |  |  | 1427432.488 | 15354861.307 |  | -1
node_8104601_200876599 |  |  | PQ | AN | 2771.281 | 8104601 | no | no |  |  | no |  |  | 1428067.978 | 15355197.367 |  | -1
node_8104601_200876601 |  |  | PQ | AD | 2771.281 | 8104601 | no | no |  |  | no |  |  | 1428070.004 | 15355495.106 |  | -1
node_8104601_200876602 |  |  | PQ | AD | 2771.281 | 8104601 | no | no |  |  | no |  |  | 1428075.448 | 15355727.464 |  | -1
node_8104601_200876603 |  |  | PQ | AN | 2771.281 | 8104601 | no | no |  |  | no |  |  | 1428247.598 | 15355839.341 |  | -1
node_8104601_200876604 |  |  | PQ | AD | 2771.281 | 8104601 | no | no |  |  | no |  |  | 1428538.903 | 15355906.803 |  | -1
node_8104601_200876605 |  |  | PQ | AD | 2771.281 | 8104601 | no | no |  |  | no |  |  | 1428978.422 | 15356008.47 |  | -1
node_8104601_200876606 |  |  | PQ | AD | 2771.281 | 8104601 | no | no |  |  | no |  |  | 1429317.76 | 15356087.803 |  | -1
node_8104601_200876607 |  |  | PQ | AD | 2771.281 | 8104601 | no | no |  |  | no |  |  | 1429694.57 | 15356179.34 |  | -1
node_8104601_200876608 |  |  | PQ | AD | 2771.281 | 8104601 | no | no |  |  | no |  |  | 1428803.058 | 15348078.423 |  | -1
node_8104601_200876609 |  |  | PQ | AN | 2771.281 | 8104601 | no | no |  |  | no |  |  | 1428712.869 | 15347745.811 |  | -1
node_8104601_200876611 |  |  | PQ | AD | 2771.281 | 8104601 | no | no |  |  | no |  |  | 1430043.685 | 15356263.607 |  | -1
node_8104601_200876612 |  |  | PQ | AN | 2771.281 | 8104601 | no | no |  |  | no |  |  | 1430346.635 | 15356333.005 |  | -1
node_8104601_200876613 |  |  | PQ | AD | 2771.281 | 8104601 | no | no |  |  | no |  |  | 1430697.947 | 15356684.444 |  | -1
node_8104601_200876614 |  |  | PQ | AD | 2771.281 | 8104601 | no | no |  |  | no |  |  | 1430969.761 | 15356939.749 |  | -1
node_8104601_200876615 |  |  | PQ | AD | 2771.281 | 8104601 | no | no |  |  | no |  |  | 1430996.429 | 15357374.743 |  | -1
node_8104601_200876616 |  |  | PQ | AN | 2771.281 | 8104601 | no | no |  |  | no |  |  | 1431008.855 | 15357552.352 |  | -1
node_8104601_200876617 |  |  | PQ | AD | 2771.281 | 8104601 | no | no |  |  | no |  |  | 1431032.546 | 15357894.159 |  | -1
node_8104601_200876618 |  |  | PQ | AN | 2771.281 | 8104601 | no | no |  |  | no |  |  | 1431044.274 | 15358178.782 |  | -1
node_8104601_200876622 |  |  | PQ | AD | 2771.281 | 8104601 | no | no |  |  | no |  |  | 1431220.963 | 15358787.732 |  | -1
node_8104601_200876623 |  |  | PQ | AN | 2771.281 | 8104601 | no | no |  |  | no |  |  | 1431371.645 | 15359041.646 |  | -1
node_8104601_200876624 |  |  | PQ | AN | 2771.281 | 8104601 | no | no |  |  | no |  |  | 1428691.954 | 15348358.998 |  | -1
node_8104601_200876625 |  |  | PQ | AD | 2771.281 | 8104601 | no | no |  |  | no |  |  | 1428759.869 | 15348381.447 |  | -1
node_8104601_200876626 |  |  | PQ | AD | 2771.281 | 8104601 | no | no |  |  | no |  |  | 1428623.844 | 15348282.943 |  | -1
node_8104601_200876627 |  |  | PQ | AD | 2771.281 | 8104601 | no | no |  |  | no |  |  | 1428633.413 | 15348366.53 |  | -1
node_8104601_200876628 |  |  | PQ | AD | 2771.281 | 8104601 | no | no |  |  | no |  |  | 1428341.389 | 15348276.742 |  | -1
node_8104601_200876629 |  |  | PQ | AD | 2771.281 | 8104601 | no | no |  |  | no |  |  | 1428053.389 | 15348190.924 |  | -1
node_8104601_200876630 |  |  | PQ | AD | 2771.281 | 8104601 | no | no |  |  | no |  |  | 1427824.899 | 15348012.635 |  | -1
node_8104601_200876631 |  |  | PQ | AN | 2771.281 | 8104601 | no | no |  |  | no |  |  | 1427647.426 | 15347946.715 |  | -1
node_8104601_200876632 |  |  | PQ | AN | 2771.281 | 8104601 | no | no |  |  | no |  |  | 1428642.57 | 15348516.555 |  | -1
node_8104601_200876635 |  |  | PQ | AN | 2771.281 | 8104601 | no | no |  |  | no |  |  | 1431577.147 | 15359655.134 |  | -1
node_8104601_200876636 |  |  | PQ | AD | 2771.281 | 8104601 | no | no |  |  | no |  |  | 1428595.253 | 15348708.258 |  | -1
node_8104601_200876637 |  |  | PQ | AD | 2771.281 | 8104601 | no | no |  |  | no |  |  | 1428478.433 | 15349129.856 |  | -1
node_8104601_200876638 |  |  | PQ | AD | 2771.281 | 8104601 | no | no |  |  | no |  |  | 1428392.58 | 15349453.574 |  | -1
node_8104601_200876639 |  |  | PQ | AN | 2771.281 | 8104601 | no | no |  |  | no |  |  | 1428297.264 | 15349789.114 |  | -1
node_8104601_200876748 |  |  | PQ | AN | 2771.281 | 8104601 | no | no |  |  | no |  |  | 1424351.092 | 15353810.319 |  | -1
node_8104601_200876749 |  |  | PQ | AN | 2771.281 | 8104601 | no | no |  |  | no |  |  | 1422596.623 | 15353856.746 |  | -1
node_8104601_200876750 |  |  | PQ | AN | 2771.281 | 8104601 | no | no |  |  | no |  |  | 1423765.773 | 15354523.34 |  | -1
node_8104601_200876753 |  |  | PQ | AD | 2771.281 | 8104601 | no | no |  |  | no |  |  | 1423799.045 | 15354058.584 |  | -1
node_8104601_200876754 |  |  | PQ | AD | 2771.281 | 8104601 | no | no |  |  | no |  |  | 1424059.157 | 15354148.601 |  | -1
node_8104601_200876755 |  |  | PQ | AN | 2771.281 | 8104601 | no | no |  |  | no |  |  | 1424376.997 | 15354099.062 |  | -1
node_8104601_200876757 |  |  | PQ | AD | 2771.281 | 8104601 | no | no |  |  | no |  |  | 1423539.293 | 15353785.725 |  | -1
node_8104601_200876758 |  |  | PQ | AN | 2771.281 | 8104601 | no | no |  |  | no |  |  | 1423468.456 | 15353541.427 |  | -1
node_8104601_200876759 |  |  | PQ | AN | 2771.281 | 8104601 | no | no |  |  | no |  |  | 1423465.663 | 15353305.609 |  | -1
node_8104601_200876761 |  |  | PQ | AN | 2771.281 | 8104601 | no | no |  |  | no |  |  | 1423350.895 | 15353041.933 |  | -1
node_8104601_200876762 |  |  | PQ | AD | 2771.281 | 8104601 | no | no |  |  | no |  |  | 1423224.319 | 15352748.37 |  | -1
node_8104601_200876763 |  |  | PQ | AN | 2771.281 | 8104601 | no | no |  |  | no |  |  | 1423097.732 | 15352443.447 |  | -1
node_8104601_200876764 |  |  | PQ | AD | 2771.281 | 8104601 | no | no |  |  | no |  |  | 1422934.426 | 15352297.32 |  | -1
node_8104601_200876864 |  |  | PQ | AD | 2771.281 | 8104601 | no | no |  |  | no |  |  | 1424053.337 | 15360981.837 |  | -1
node_8104601_200876865 |  |  | PQ | AD | 2771.281 | 8104601 | no | no |  |  | no |  |  | 1423808.242 | 15361000.77 |  | -1
node_8104601_200876866 |  |  | PQ | AN | 2771.281 | 8104601 | no | no |  |  | no |  |  | 1423385.29 | 15361239.226 |  | -1
node_8104601_200876899 |  |  | PQ | AN | 2771.281 | 8104601 | no | no |  |  | no |  |  | 1416127.449 | 15346171.751 |  | -1
node_8104601_200876900 |  |  | PQ | AN | 2771.281 | 8104601 | no | no |  |  | no |  |  | 1416001.907 | 15346103.045 |  | -1
node_8104601_200876901 |  |  | PQ | AN | 2771.281 | 8104601 | no | no |  |  | no |  |  | 1415845.324 | 15346026.023 |  | -1
node_8104601_200876902 |  |  | PQ | AN | 2771.281 | 8104601 | no | no |  |  | no |  |  | 1415565.243 | 15345876.468 |  | -1
node_8104601_200876903 |  |  | PQ | AD | 2771.281 | 8104601 | no | no |  |  | no |  |  | 1416250.286 | 15346317.618 |  | -1
node_8104601_200876904 |  |  | PQ | AD | 2771.281 | 8104601 | no | no |  |  | no |  |  | 1416470.37 | 15346587.206 |  | -1
node_8104601_200876905 |  |  | PQ | AN | 2771.281 | 8104601 | no | no |  |  | no |  |  | 1416601.17 | 15346685.97 |  | -1
node_8104601_200876914 |  |  | PQ | AD | 2771.281 | 8104601 | no | no |  |  | no |  |  | 1428891.86 | 15356310.303 |  | -1
node_8104601_200876915 |  |  | PQ | AD | 2771.281 | 8104601 | no | no |  |  | no |  |  | 1428802.162 | 15356608.861 |  | -1
node_8104601_200876916 |  |  | PQ | AD | 2771.281 | 8104601 | no | no |  |  | no |  |  | 1428726.783 | 15356871.531 |  | -1
node_8104601_200876917 |  |  | PQ | AN | 2771.281 | 8104601 | no | no |  |  | no |  |  | 1429091.375 | 15356873.28 |  | -1
node_8104601_200876918 |  |  | PQ | AD | 2771.281 | 8104601 | no | no |  |  | no |  |  | 1429450.358 | 15356873.05 |  | -1
node_8104601_200876919 |  |  | PQ | AN | 2771.281 | 8104601 | no | no |  |  | no |  |  | 1429677.23 | 15356869.477 |  | -1
node_8104601_200876920 |  |  | PQ | AD | 2771.281 | 8104601 | no | no |  |  | no |  |  | 1428715.285 | 15356915.779 |  | -1
node_8104601_200876921 |  |  | PQ | AD | 2771.281 | 8104601 | no | no |  |  | no |  |  | 1428635.965 | 15357184.301 |  | -1
node_8104601_200876922 |  |  | PQ | AN | 2771.281 | 8104601 | no | no |  |  | no |  |  | 1428559.067 | 15357461.673 |  | -1
node_8104601_200876933 |  |  | PQ | AN | 2771.281 | 8104601 | no | no |  |  | no |  |  | 1428359.073 | 15357340.119 |  | -1
node_8104601_200876934 |  |  | PQ | AN | 2771.281 | 8104601 | no | no |  |  | no |  |  | 1428167.882 | 15357140.084 |  | -1
node_8104601_200876936 |  |  | PQ | AD | 2771.281 | 8104601 | no | no |  |  | no |  |  | 1427999.092 | 15356950.178 |  | -1
node_8104601_200876937 |  |  | PQ | AN | 2771.281 | 8104601 | no | no |  |  | no |  |  | 1427774.699 | 15357198.816 |  | -1
node_8104601_200876938 |  |  | PQ | AN | 2771.281 | 8104601 | no | no |  |  | no |  |  | 1427958.989 | 15356764.252 |  | -1
node_8104601_200876939 |  |  | PQ | AN | 2771.281 | 8104601 | no | no |  |  | no |  |  | 1428036.722 | 15356409.295 |  | -1
node_8104601_200876940 |  |  | PQ | AN | 2771.281 | 8104601 | no | no |  |  | no |  |  | 1427990.49 | 15356243.577 |  | -1
node_8104601_200876971 |  |  | PQ | AN | 2771.281 | 8104601 | no | no |  |  | no |  |  | 1431594.274 | 15354648.23 |  | -1
node_8104601_200876972 |  |  | PQ | AN | 2771.281 | 8104601 | no | no |  |  | no |  |  | 1430971.113 | 15356762.652 |  | -1
node_8104601_200876973 |  |  | PQ | AN | 2771.281 | 8104601 | no | no |  |  | no |  |  | 1432237.56 | 15354515.623 |  | -1
node_8104601_200876974 |  |  | PQ | AD | 2771.281 | 8104601 | no | no |  |  | no |  |  | 1432413.431 | 15354306.345 |  | -1
node_8104601_200876975 |  |  | PQ | AD | 2771.281 | 8104601 | no | no |  |  | no |  |  | 1432178.695 | 15354293.848 |  | -1
node_8104601_200876976 |  |  | PQ | AD | 2771.281 | 8104601 | no | no |  |  | no |  |  | 1431939.537 | 15354377.447 |  | -1
node_8104601_200876978 |  |  | PQ | AD | 2771.281 | 8104601 | no | no |  |  | no |  |  | 1430966.289 | 15356387.198 |  | -1
node_8104601_200876979 |  |  | PQ | AN | 2771.281 | 8104601 | no | no |  |  | no |  |  | 1431003.619 | 15356179.726 |  | -1
node_8104601_200876981 |  |  | PQ | AD | 2771.281 | 8104601 | no | no |  |  | no |  |  | 1431037.882 | 15355965.578 |  | -1
node_8104601_200876982 |  |  | PQ | AD | 2771.281 | 8104601 | no | no |  |  | no |  |  | 1431227.163 | 15355734.972 |  | -1
node_8104601_200876983 |  |  | PQ | AN | 2771.281 | 8104601 | no | no |  |  | no |  |  | 1431421.603 | 15355500.199 |  | -1
node_8104601_200876984 |  |  | PQ | AN | 2771.281 | 8104601 | no | no |  |  | no |  |  | 1431602.385 | 15355263.364 |  | -1
node_8104601_200876986 |  |  | PQ | AN | 2771.281 | 8104601 | no | no |  |  | no |  |  | 1431786.114 | 15355032.066 |  | -1
node_8104601_200876988 |  |  | PQ | AN | 2771.281 | 8104601 | no | no |  |  | no |  |  | 1431955.931 | 15354817.272 |  | -1
node_8104601_200877158 |  |  | PQ | AD | 2771.281 | 8104601 | no | no |  |  | no |  |  | 1421812.713 | 15350330.501 |  | -1
node_8104601_200877159 |  |  | PQ | AD | 2771.281 | 8104601 | no | no |  |  | no |  |  | 1421570.343 | 15350373.252 |  | -1
node_8104601_200877160 |  |  | PQ | AD | 2771.281 | 8104601 | no | no |  |  | no |  |  | 1421207.53 | 15350383.137 |  | -1
node_8104601_200877161 |  |  | PQ | AD | 2771.281 | 8104601 | no | no |  |  | no |  |  | 1420870.184 | 15350400.54 |  | -1
node_8104601_200877162 |  |  | PQ | AN | 2771.281 | 8104601 | no | no |  |  | no |  |  | 1420537.611 | 15350415.316 |  | -1
node_8104601_200877164 |  |  | PQ | AD | 2771.281 | 8104601 | no | no |  |  | no |  |  | 1420507.199 | 15350131.24 |  | -1
node_8104601_200877218 |  |  | PQ | AD | 2771.281 | 8104601 | no | no |  |  | no |  |  | 1422478.076 | 15351911.414 |  | -1
node_8104601_200877219 |  |  | PQ | AD | 2771.281 | 8104601 | no | no |  |  | no |  |  | 1422170.342 | 15351935.448 |  | -1
node_8104601_200877220 |  |  | PQ | AN | 2771.281 | 8104601 | no | no |  |  | no |  |  | 1421934.01 | 15351801.089 |  | -1
node_8104601_200877221 |  |  | PQ | AN | 2771.281 | 8104601 | no | no |  |  | no |  |  | 1421721.834 | 15351676.681 |  | -1
node_8104601_200877223 |  |  | PQ | AN | 2771.281 | 8104601 | no | no |  |  | no |  |  | 1421389.276 | 15351659.322 |  | -1
node_8104601_200877224 |  |  | PQ | AD | 2771.281 | 8104601 | no | no |  |  | no |  |  | 1421185.32 | 15351836.575 |  | -1
node_8104601_200877225 |  |  | PQ | AN | 2771.281 | 8104601 | no | no |  |  | no |  |  | 1421017.94 | 15351986.291 |  | -1
node_8104601_200877226 |  |  | PQ | AD | 2771.281 | 8104601 | no | no |  |  | no |  |  | 1420800.518 | 15352172.371 |  | -1
node_8104601_200877334 |  |  | PQ | AD | 2771.281 | 8104601 | no | no |  |  | no |  |  | 1444516.985 | 15361695.718 |  | -1
node_8104601_200877335 |  |  | PQ | AN | 2771.281 | 8104601 | no | no |  |  | no |  |  | 1444662.782 | 15361319.047 |  | -1
node_8104601_200877337 |  |  | PQ | AN | 2771.281 | 8104601 | no | no |  |  | no |  |  | 1444823.787 | 15360898.721 |  | -1
node_8104601_200877339 |  |  | PQ | AN | 2771.281 | 8104601 | no | no |  |  | no |  |  | 1444882.427 | 15360595.232 |  | -1
node_8104601_200877357 |  |  | PQ | AN | 2771.281 | 8104601 | no | no |  |  | no |  |  | 1436105.599 | 15350413.508 |  | -1
node_8104601_200877358 |  |  | PQ | AN | 2771.281 | 8104601 | no | no |  |  | no |  |  | 1436063.547 | 15350867.108 |  | -1
node_8104601_200877359 |  |  | PQ | AN | 2771.281 | 8104601 | no | no |  |  | no |  |  | 1436012.609 | 15350803.739 |  | -1
node_8104601_200877360 |  |  | PQ | AN | 2771.281 | 8104601 | no | no |  |  | no |  |  | 1438623.419 | 15350587.856 |  | -1
node_8104601_200877361 |  |  | PQ | AN | 2771.281 | 8104601 | no | no |  |  | no |  |  | 1438789.646 | 15350566.225 |  | -1
node_8104601_200877362 |  |  | PQ | AD | 2771.281 | 8104601 | no | no |  |  | no |  |  | 1439125.314 | 15350609.603 |  | -1
node_8104601_200877363 |  |  | PQ | AD | 2771.281 | 8104601 | no | no |  |  | no |  |  | 1439454.286 | 15350663.926 |  | -1
node_8104601_200877364 |  |  | PQ | AN | 2771.281 | 8104601 | no | no |  |  | no |  |  | 1439526.911 | 15350461.801 |  | -1
node_8104601_200877365 |  |  | PQ | AD | 2771.281 | 8104601 | no | no |  |  | no |  |  | 1436402.125 | 15350880.39 |  | -1
node_8104601_200877366 |  |  | PQ | AD | 2771.281 | 8104601 | no | no |  |  | no |  |  | 1436720.009 | 15350885.445 |  | -1
node_8104601_200877367 |  |  | PQ | AN | 2771.281 | 8104601 | no | no |  |  | no |  |  | 1437053.156 | 15350898.072 |  | -1
node_8104601_200877368 |  |  | PQ | AN | 2771.281 | 8104601 | no | no |  |  | no |  |  | 1437313.628 | 15350859.501 |  | -1
node_8104601_200877369 |  |  | PQ | AN | 2771.281 | 8104601 | no | no |  |  | no |  |  | 1437554.787 | 15350818.408 |  | -1
node_8104601_200877370 |  |  | PQ | AD | 2771.281 | 8104601 | no | no |  |  | no |  |  | 1437845.091 | 15350766.58 |  | -1
node_8104601_200877371 |  |  | PQ | AN | 2771.281 | 8104601 | no | no |  |  | no |  |  | 1438065.984 | 15350727.967 |  | -1
node_8104601_200877373 |  |  | PQ | AN | 2771.281 | 8104601 | no | no |  |  | no |  |  | 1438369.162 | 15350629.992 |  | -1
node_8104601_200877399 |  |  | PQ | AD | 2771.281 | 8104601 | no | no |  |  | no |  |  | 1437983.898 | 15354901.832 |  | -1
node_8104601_200877400 |  |  | PQ | AN | 2771.281 | 8104601 | no | no |  |  | no |  |  | 1437518.075 | 15354884.611 |  | -1
node_8104601_200877401 |  |  | PQ | AN | 2771.281 | 8104601 | no | no |  |  | no |  |  | 1437604.592 | 15355044.952 |  | -1
node_8104601_200877402 |  |  | PQ | AD | 2771.281 | 8104601 | no | no |  |  | no |  |  | 1437037.261 | 15354868.153 |  | -1
node_8104601_200877403 |  |  | PQ | AN | 2771.281 | 8104601 | no | no |  |  | no |  |  | 1437005.368 | 15355078.556 |  | -1
node_8104601_200877404 |  |  | PQ | AN | 2771.281 | 8104601 | no | no |  |  | no |  |  | 1436862.397 | 15354758.2 |  | -1
node_8104601_200877405 |  |  | PQ | AN | 2771.281 | 8104601 | no | no |  |  | no |  |  | 1436521.791 | 15354782.703 |  | -1
node_8104601_200877858 |  |  | PQ | AD | 2771.281 | 8104601 | no | no |  |  | no |  |  | 1423840.432 | 15354876.455 |  | -1
node_8104601_200877859 |  |  | PQ | AN | 2771.281 | 8104601 | no | no |  |  | no |  |  | 1423958.727 | 15355268.439 |  | -1
node_8104601_200877860 |  |  | PQ | AD | 2771.281 | 8104601 | no | no |  |  | no |  |  | 1424034.806 | 15355502.842 |  | -1
node_8104601_200877861 |  |  | PQ | AN | 2771.281 | 8104601 | no | no |  |  | no |  |  | 1424101.071 | 15355725.625 |  | -1
node_8104601_200877862 |  |  | PQ | AN | 2771.281 | 8104601 | no | no |  |  | no |  |  | 1424211.918 | 15356149.583 |  | -1
node_8104601_200877863 |  |  | PQ | AN | 2771.281 | 8104601 | no | no |  |  | no |  |  | 1424324.126 | 15356584.899 |  | -1
node_8104601_200877866 |  |  | PQ | AN | 2771.281 | 8104601 | no | no |  |  | no |  |  | 1424333.955 | 15356995.25 |  | -1
node_8104601_200877867 |  |  | PQ | AD | 2771.281 | 8104601 | no | no |  |  | no |  |  | 1424263.431 | 15356998.359 |  | -1
node_8104601_200877868 |  |  | PQ | AN | 2771.281 | 8104601 | no | no |  |  | no |  |  | 1423927.585 | 15357018.355 |  | -1
node_8104601_200877869 |  |  | PQ | AN | 2771.281 | 8104601 | no | no |  |  | no |  |  | 1424348.164 | 15357482.098 |  | -1
node_8104601_200877871 |  |  | PQ | AD | 2771.281 | 8104601 | no | no |  |  | no |  |  | 1424308.419 | 15357872.709 |  | -1
node_8104601_200877872 |  |  | PQ | AN | 2771.281 | 8104601 | no | no |  |  | no |  |  | 1424276.476 | 15357851.283 |  | -1
node_8104601_200877873 |  |  | PQ | AN | 2771.281 | 8104601 | no | no |  |  | no |  |  | 1424007.28 | 15357886.108 |  | -1
node_8104601_200877874 |  |  | PQ | AN | 2771.281 | 8104601 | no | no |  |  | no |  |  | 1424286.277 | 15358093.361 |  | -1
node_8104601_200877876 |  |  | PQ | AN | 2771.281 | 8104601 | no | no |  |  | no |  |  | 1424259.578 | 15358380.873 |  | -1
node_8104601_200877878 |  |  | PQ | AD | 2771.281 | 8104601 | no | no |  |  | no |  |  | 1424225.847 | 15358745.096 |  | -1
node_8104601_200877879 |  |  | PQ | AN | 2771.281 | 8104601 | no | no |  |  | no |  |  | 1424526.434 | 15358853.273 |  | -1
node_8104601_200877880 |  |  | PQ | AN | 2771.281 | 8104601 | no | no |  |  | no |  |  | 1424223.3 | 15358828.562 |  | -1
node_8104601_200877881 |  |  | PQ | AD | 2771.281 | 8104601 | no | no |  |  | no |  |  | 1424214.141 | 15359079.827 |  | -1
node_8104601_200877882 |  |  | PQ | AN | 2771.281 | 8104601 | no | no |  |  | no |  |  | 1424229.439 | 15359492.306 |  | -1
node_8104601_200877883 |  |  | PQ | AD | 2771.281 | 8104601 | no | no |  |  | no |  |  | 1424266.905 | 15359819.92 |  | -1
node_8104601_200877884 |  |  | PQ | AN | 2771.281 | 8104601 | no | no |  |  | no |  |  | 1424300.591 | 15360115.898 |  | -1
node_8104601_200877886 |  |  | PQ | AD | 2771.281 | 8104601 | no | no |  |  | no |  |  | 1424433.371 | 15360580.963 |  | -1
node_8104601_200877887 |  |  | PQ | AN | 2771.281 | 8104601 | no | no |  |  | no |  |  | 1424457.605 | 15360953.421 |  | -1
node_8104601_200877889 |  |  | PQ | AD | 2771.281 | 8104601 | no | no |  |  | no |  |  | 1424461.127 | 15361351.878 |  | -1
node_8104601_200877890 |  |  | PQ | AN | 2771.281 | 8104601 | no | no |  |  | no |  |  | 1424525.665 | 15361611.194 |  | -1
node_8104601_200877891 |  |  | PQ | AN | 2771.281 | 8104601 | no | no |  |  | no |  |  | 1424631.828 | 15361835.636 |  | -1
node_8104601_200877892 |  |  | PQ | ABN | 19918.584 | 8104601 | no | no |  |  | no |  |  | 1429266.563 | 15346934.98 |  | -1
node_8104601_200877894 |  |  | PQ | ABN | 19918.584 | 8104601 | no | no |  |  | no |  |  | 1429566.865 | 15346943.454 |  | -1
node_8104601_200877895 |  |  | PQ | ABN | 19918.584 | 8104601 | no | no |  |  | no |  |  | 1429759.23 | 15346948.637 |  | -1
node_8104601_200877896 |  |  | PQ | ABN | 19918.584 | 8104601 | no | no |  |  | no |  |  | 1429962.776 | 15346947.311 |  | -1
node_8104601_200877897 |  |  | PQ | ABN | 19918.584 | 8104601 | no | no |  |  | no |  |  | 1430165.688 | 15346953.023 |  | -1
node_8104601_200877898 |  |  | PQ | ABN | 19918.584 | 8104601 | no | no |  |  | no |  |  | 1430396.679 | 15346958.254 |  | -1
node_8104601_200877900 |  |  | PQ | ABN | 19918.584 | 8104601 | no | no |  |  | no |  |  | 1430641.054 | 15346955.505 |  | -1
node_8104601_200877901 |  |  | PQ | ABN | 19918.584 | 8104601 | no | no |  |  | no |  |  | 1430876.967 | 15346960.479 |  | -1
node_8104601_200877902 |  |  | PQ | AN | 2771.281 | 8104601 | no | no |  |  | no |  |  | 1422294.692 | 15350251.181 |  | -1
node_8104601_200877903 |  |  | PQ | AD | 2771.281 | 8104601 | no | no |  |  | no |  |  | 1422355.259 | 15350539.839 |  | -1
node_8104601_200877904 |  |  | PQ | AN | 2771.281 | 8104601 | no | no |  |  | no |  |  | 1422421.048 | 15350830.222 |  | -1
node_8104601_200877905 |  |  | PQ | AN | 2771.281 | 8104601 | no | no |  |  | no |  |  | 1422461.506 | 15351057.364 |  | -1
node_8104601_200877906 |  |  | PQ | ABCD | 2771.281 | 8104601 | no | no |  |  | no |  |  | 1421699.44 | 15347075.011 |  | -1
node_8104601_200877907 |  |  | PQ | ABCD | 2771.281 | 8104601 | no | no |  |  | no |  |  | 1421785.733 | 15347311.85 |  | -1
node_8104601_200877908 |  |  | PQ | ABCD | 2771.281 | 8104601 | no | no |  |  | no |  |  | 1421864.793 | 15347513.85 |  | -1
node_8104601_200877909 |  |  | PQ | ABCN | 2771.281 | 8104601 | no | no |  |  | no |  |  | 1421945.259 | 15347709.152 |  | -1
node_8104601_200877910 |  |  | PQ | ABCD | 2771.281 | 8104601 | no | no |  |  | no |  |  | 1421999.711 | 15347905.003 |  | -1
node_8104601_200877911 |  |  | PQ | ABCD | 2771.281 | 8104601 | no | no |  |  | no |  |  | 1422073.802 | 15348141.441 |  | -1
node_8104601_200877912 |  |  | PQ | ABCD | 2771.281 | 8104601 | no | no |  |  | no |  |  | 1422091.928 | 15348327.775 |  | -1
node_8104601_200877913 |  |  | PQ | ABCD | 2771.281 | 8104601 | no | no |  |  | no |  |  | 1422112.579 | 15348511.789 |  | -1
node_8104601_200877914 |  |  | PQ | ABCD | 2771.281 | 8104601 | no | no |  |  | no |  |  | 1422053.354 | 15348739.756 |  | -1
node_8104601_200877915 |  |  | PQ | ABCN | 2771.281 | 8104601 | no | no |  |  | no |  |  | 1422070.515 | 15348899.604 |  | -1
node_8104601_200877918 |  |  | PQ | ABCD | 2771.281 | 8104601 | no | no |  |  | no |  |  | 1422095.246 | 15349132.047 |  | -1
node_8104601_200877919 |  |  | PQ | ABCD | 2771.281 | 8104601 | no | no |  |  | no |  |  | 1422221.575 | 15349333.166 |  | -1
node_8104601_200877920 |  |  | PQ | ABCD | 2771.281 | 8104601 | no | no |  |  | no |  |  | 1422263.855 | 15349548.582 |  | -1
node_8104601_200877921 |  |  | PQ | ABCD | 2771.281 | 8104601 | no | no |  |  | no |  |  | 1422305.667 | 15349769.888 |  | -1
node_8104601_200877922 |  |  | PQ | AN | 2771.281 | 8104601 | no | no |  |  | no |  |  | 1422280.674 | 15349986.437 |  | -1
node_8104601_200877925 |  |  | PQ | AN | 2771.281 | 8104601 | no | no |  |  | no |  |  | 1430908.108 | 15346990.731 |  | -1
node_8104601_200877926 |  |  | PQ | AN | 2771.281 | 8104601 | no | no |  |  | no |  |  | 1430989.61 | 15347090.172 |  | -1
node_8104601_200877927 |  |  | PQ | AD | 2771.281 | 8104601 | no | no |  |  | no |  |  | 1431143.628 | 15347197.657 |  | -1
node_8104601_200877928 |  |  | PQ | AN | 2771.281 | 8104601 | no | no |  |  | no |  |  | 1431285.224 | 15347381.461 |  | -1
node_8104601_200877929 |  |  | PQ | AN | 2771.281 | 8104601 | no | no |  |  | no |  |  | 1431481.736 | 15347609.226 |  | -1
node_8104601_200877930 |  |  | PQ | AN | 2771.281 | 8104601 | no | no |  |  | no |  |  | 1431672.963 | 15347834.966 |  | -1
node_8104601_200877931 |  |  | PQ | AD | 2771.281 | 8104601 | no | no |  |  | no |  |  | 1431723.018 | 15347936.83 |  | -1
node_8104601_200877932 |  |  | PQ | AD | 2771.281 | 8104601 | no | no |  |  | no |  |  | 1431846.087 | 15348206.164 |  | -1
node_8104601_200877933 |  |  | PQ | AD | 2771.281 | 8104601 | no | no |  |  | no |  |  | 1432075.94 | 15348527.301 |  | -1
node_8104601_200877934 |  |  | PQ | AD | 2771.281 | 8104601 | no | no |  |  | no |  |  | 1432303.895 | 15348861.586 |  | -1
node_8104601_200877935 |  |  | PQ | AN | 2771.281 | 8104601 | no | no |  |  | no |  |  | 1432585.976 | 15349157.067 |  | -1
node_8104601_200877936 |  |  | PQ | AN | 2771.281 | 8104601 | no | no |  |  | no |  |  | 1432852.243 | 15349520.058 |  | -1
node_8104601_200877937 |  |  | PQ | AN | 2771.281 | 8104601 | no | no |  |  | no |  |  | 1433110.115 | 15349880.62 |  | -1
node_8104601_200877939 |  |  | PQ | AD | 2771.281 | 8104601 | no | no |  |  | no |  |  | 1433289.181 | 15350032.766 |  | -1
node_8104601_200877940 |  |  | PQ | AN | 2771.281 | 8104601 | no | no |  |  | no |  |  | 1433418.468 | 15350174.932 |  | -1
node_8104601_200877941 |  |  | PQ | AD | 2771.281 | 8104601 | no | no |  |  | no |  |  | 1433616.889 | 15350199.412 |  | -1
node_8104601_200877942 |  |  | PQ | AN | 2771.281 | 8104601 | no | no |  |  | no |  |  | 1433731.663 | 15350247.099 |  | -1
node_8104601_200877944 |  |  | PQ | AD | 2771.281 | 8104601 | no | no |  |  | no |  |  | 1433837.348 | 15350283.689 |  | -1
node_8104601_200877945 |  |  | PQ | AD | 2771.281 | 8104601 | no | no |  |  | no |  |  | 1433817.022 | 15350243.26 |  | -1
node_8104601_200877946 |  |  | PQ | AN | 2771.281 | 8104601 | no | no |  |  | no |  |  | 1433776.809 | 15349957.998 |  | -1
node_8104601_200877947 |  |  | PQ | AN | 2771.281 | 8104601 | no | no |  |  | no |  |  | 1434001.116 | 15349838.86 |  | -1
node_8104601_200877948 |  |  | PQ | AD | 2771.281 | 8104601 | no | no |  |  | no |  |  | 1434029.187 | 15350360.426 |  | -1
node_8104601_200877952 |  |  | PQ | AN | 2771.281 | 8104601 | no | no |  |  | no |  |  | 1434817.946 | 15350556.161 |  | -1
node_8104601_200877953 |  |  | PQ | AN | 2771.281 | 8104601 | no | no |  |  | no |  |  | 1435131.368 | 15350609.451 |  | -1
node_8104601_200877955 |  |  | PQ | AN | 2771.281 | 8104601 | no | no |  |  | no |  |  | 1435633.147 | 15350729.077 |  | -1
node_8104601_200877956 |  |  | PQ | AN | 2771.281 | 8104601 | no | no |  |  | no |  |  | 1435757.241 | 15350762.862 |  | -1
node_8104601_200877957 |  |  | PQ | AD | 2771.281 | 8104601 | no | no |  |  | no |  |  | 1435811.323 | 15351059.943 |  | -1
node_8104601_200877958 |  |  | PQ | AN | 2771.281 | 8104601 | no | no |  |  | no |  |  | 1435866.439 | 15351358.675 |  | -1
node_8104601_200877959 |  |  | PQ | AD | 2771.281 | 8104601 | no | no |  |  | no |  |  | 1435959.581 | 15351587.818 |  | -1
node_8104601_200877960 |  |  | PQ | AD | 2771.281 | 8104601 | no | no |  |  | no |  |  | 1436339.722 | 15351967.9 |  | -1
node_8104601_200877961 |  |  | PQ | AD | 2771.281 | 8104601 | no | no |  |  | no |  |  | 1435996.699 | 15352235.627 |  | -1
node_8104601_200877962 |  |  | PQ | AN | 2771.281 | 8104601 | no | no |  |  | no |  |  | 1435554.735 | 15352432.626 |  | -1
node_8104601_200877963 |  |  | PQ | AD | 2771.281 | 8104601 | no | no |  |  | no |  |  | 1436647.325 | 15352274.869 |  | -1
node_8104601_200877964 |  |  | PQ | AN | 2771.281 | 8104601 | no | no |  |  | no |  |  | 1436926.077 | 15352556.958 |  | -1
node_8104601_200877966 |  |  | PQ | AD | 2771.281 | 8104601 | no | no |  |  | no |  |  | 1437228.808 | 15352865.871 |  | -1
node_8104601_200877967 |  |  | PQ | AN | 2771.281 | 8104601 | no | no |  |  | no |  |  | 1437326.084 | 15353142.284 |  | -1
node_8104601_200877968 |  |  | PQ | AN | 2771.281 | 8104601 | no | no |  |  | no |  |  | 1437516.101 | 15353669.068 |  | -1
node_8104601_200877969 |  |  | PQ | AN | 2771.281 | 8104601 | no | no |  |  | no |  |  | 1437627.681 | 15353954.217 |  | -1
node_8104601_200877971 |  |  | PQ | AN | 2771.281 | 8104601 | no | no |  |  | no |  |  | 1437825.755 | 15354303.342 |  | -1
node_8104601_200877974 |  |  | PQ | AD | 2771.281 | 8104601 | no | no |  |  | no |  |  | 1438026.158 | 15354417.222 |  | -1
node_8104601_200877975 |  |  | PQ | AN | 2771.281 | 8104601 | no | no |  |  | no |  |  | 1438033.128 | 15354648.311 |  | -1
node_8104601_200877976 |  |  | PQ | AD | 2771.281 | 8104601 | no | no |  |  | no |  |  | 1438183.431 | 15354906.23 |  | -1
node_8104601_200877977 |  |  | PQ | AN | 2771.281 | 8104601 | no | no |  |  | no |  |  | 1438272.974 | 15355057.969 |  | -1
node_8104601_200877980 |  |  | PQ | AD | 2771.281 | 8104601 | no | no |  |  | no |  |  | 1438352.264 | 15355179.605 |  | -1
node_8104601_200877981 |  |  | PQ | AN | 2771.281 | 8104601 | no | no |  |  | no |  |  | 1438541.4 | 15355488.25 |  | -1
node_8104601_200877982 |  |  | PQ | AN | 2771.281 | 8104601 | no | no |  |  | no |  |  | 1438765.023 | 15355850.971 |  | -1
node_8104601_200877984 |  |  | PQ | AN | 2771.281 | 8104601 | no | no |  |  | no |  |  | 1438990.506 | 15356211.914 |  | -1
node_8104601_200877985 |  |  | PQ | AN | 2771.281 | 8104601 | no | no |  |  | no |  |  | 1439183.641 | 15356502.049 |  | -1
node_8104601_200877987 |  |  | PQ | AD | 2771.281 | 8104601 | no | no |  |  | no |  |  | 1439406.935 | 15356874.32 |  | -1
node_8104601_200877988 |  |  | PQ | AN | 2771.281 | 8104601 | no | no |  |  | no |  |  | 1439696.052 | 15357089.125 |  | -1
node_8104601_200877989 |  |  | PQ | AN | 2771.281 | 8104601 | no | no |  |  | no |  |  | 1439917.491 | 15357305.845 |  | -1
node_8104601_200877990 |  |  | PQ | AN | 2771.281 | 8104601 | no | no |  |  | no |  |  | 1440202.161 | 15357581.787 |  | -1
node_8104601_200877991 |  |  | PQ | AD | 2771.281 | 8104601 | no | no |  |  | no |  |  | 1440434.751 | 15357908.547 |  | -1
node_8104601_200877993 |  |  | PQ | AD | 2771.281 | 8104601 | no | no |  |  | no |  |  | 1440590.526 | 15358275.598 |  | -1
node_8104601_200877994 |  |  | PQ | AD | 2771.281 | 8104601 | no | no |  |  | no |  |  | 1440654.599 | 15358397.297 |  | -1
node_8104601_200877995 |  |  | PQ | AD | 2771.281 | 8104601 | no | no |  |  | no |  |  | 1440754.611 | 15358645.514 |  | -1
node_8104601_200877996 |  |  | PQ | AN | 2771.281 | 8104601 | no | no |  |  | no |  |  | 1440585.663 | 15358689.933 |  | -1
node_8104601_200877997 |  |  | PQ | AN | 2771.281 | 8104601 | no | no |  |  | no |  |  | 1441095.475 | 15359039.577 |  | -1
node_8104601_200877999 |  |  | PQ | AN | 2771.281 | 8104601 | no | no |  |  | no |  |  | 1441364.639 | 15359357.626 |  | -1
node_8104601_200878001 |  |  | PQ | AD | 2771.281 | 8104601 | no | no |  |  | no |  |  | 1441638.879 | 15359677.12 |  | -1
node_8104601_200878002 |  |  | PQ | AD | 2771.281 | 8104601 | no | no |  |  | no |  |  | 1441905.975 | 15359998.041 |  | -1
node_8104601_200878003 |  |  | PQ | AN | 2771.281 | 8104601 | no | no |  |  | no |  |  | 1442129.341 | 15360273.291 |  | -1
node_8104601_200878004 |  |  | PQ | AN | 2771.281 | 8104601 | no | no |  |  | no |  |  | 1442593.713 | 15360763.659 |  | -1
node_8104601_200878005 |  |  | PQ | AD | 2771.281 | 8104601 | no | no |  |  | no |  |  | 1442992.01 | 15361198.631 |  | -1
node_8104601_200878006 |  |  | PQ | AD | 2771.281 | 8104601 | no | no |  |  | no |  |  | 1443383.17 | 15361602.914 |  | -1
node_8104601_200878007 |  |  | PQ | AN | 2771.281 | 8104601 | no | no |  |  | no |  |  | 1443608.115 | 15361922.441 |  | -1
node_8104601_200878009 |  |  | PQ | AN | 2771.281 | 8104601 | no | no |  |  | no |  |  | 1443941.395 | 15362032.123 |  | -1
node_8104601_200878010 |  |  | PQ | AD | 2771.281 | 8104601 | no | no |  |  | no |  |  | 1444339.339 | 15362160.797 |  | -1
node_8104601_200878011 |  |  | PQ | AN | 2771.281 | 8104601 | no | no |  |  | no |  |  | 1444785.007 | 15362310.959 |  | -1
node_8104601_200878148 |  |  | PQ | ABN | 19918.584 | 8104601 | no | no |  |  | no |  |  | 1431443.448 | 15346986.965 |  | -1
node_8104601_200878149 |  |  | PQ | AN | 2771.281 | 8104601 | no | no |  |  | no |  |  | 1431667.522 | 15347027.05 |  | -1
node_8104601_200878150 |  |  | PQ | AN | 2771.281 | 8104601 | no | no |  |  | no |  |  | 1431885.086 | 15347047.58 |  | -1
node_8104601_200878151 |  |  | PQ | AN | 2771.281 | 8104601 | no | no |  |  | no |  |  | 1432106.038 | 15347077.248 |  | -1
node_8104601_200878152 |  |  | PQ | AN | 2771.281 | 8104601 | no | no |  |  | no |  |  | 1432501.856 | 15347060.728 |  | -1
node_8104601_200878153 |  |  | PQ | AN | 2771.281 | 8104601 | no | no |  |  | no |  |  | 1432826.198 | 15346980.714 |  | -1
node_8104601_200878154 |  |  | PQ | AD | 2771.281 | 8104601 | no | no |  |  | no |  |  | 1433071.514 | 15346942.868 |  | -1
node_8104601_200878155 |  |  | PQ | AN | 2771.281 | 8104601 | no | no |  |  | no |  |  | 1433470.465 | 15346905.738 |  | -1
node_8104601_200911457 |  |  | PQ | AN | 2771.281 | 8104601 | no | no |  |  | no |  |  | 1423495.702 | 15353820.19 |  | -1
node_8104601_200914580 |  |  | PQ | AD | 2771.281 | 8104601 | no | no |  |  | no |  |  | 1418521.151 | 15332673.539 |  | -1
node_8104601_200914585 |  |  | PQ | ABCN | 2771.281 | 8104601 | no | no |  |  | no |  |  | 1408641.95 | 15326824.329 |  | -1
node_8104601_200914586 |  |  | PQ | ABCD | 2771.281 | 8104601 | no | no |  |  | no |  |  | 1409244.008 | 15327422.76 |  | -1
node_8104601_200914591 |  |  | PQ | ABCD | 2771.281 | 8104601 | no | no |  |  | no |  |  | 1414444.097 | 15328989.457 |  | -1
node_8104601_200914594 |  |  | PQ | ABCN | 2771.281 | 8104601 | no | no |  |  | no |  |  | 1408695.888 | 15327192.177 |  | -1
node_8104601_200914613 |  |  | PQ | AN | 7199.558 | 8104601 | no | no |  |  | no |  |  | 1414305.368 | 15323043.79 |  | -1
node_8104601_200914632 |  |  | PQ | AN | 2771.281 | 8104601 | no | no |  |  | no |  |  | 1406246.196 | 15337738.124 |  | -1
node_8104601_200940792 |  |  | PQ | AD | 2771.281 | 8104601 | no | no |  |  | no |  |  | 1419747.1 | 15324003.709 |  | -1
node_8104601_200940793 |  |  | PQ | AD | 2771.281 | 8104601 | no | no |  |  | no |  |  | 1419611.614 | 15323708.387 |  | -1
node_8104601_200941362 |  |  | PQ | AN | 2771.281 | 8104601 | no | no |  |  | no |  |  | 1433269.883 | 15353487.052 |  | -1
node_8104601_200946447 |  |  | PQ | ABCN | 19918.584 | 8104601 | no | no |  |  | no |  |  | 1414615.094 | 15326395.313 |  | -1
node_8104601_200947776 |  |  | PQ | AD | 2771.281 | 8104601 | no | no |  |  | no |  |  | 1415277.914 | 15314615.583 |  | -1
node_8104601_200948235 |  |  | PQ | AN | 2771.281 | 8104601 | no | no |  |  | no |  |  | 1418310.283 | 15340798.442 |  | -1
node_8104601_200948237 |  |  | PQ | AN | 2771.281 | 8104601 | no | no |  |  | no |  |  | 1418306.687 | 15340236.785 |  | -1
node_8104601_200948238 |  |  | PQ | AD | 2771.281 | 8104601 | no | no |  |  | no |  |  | 1418305.343 | 15340105.275 |  | -1
node_8104601_200948306 |  |  | PQ | AN | 2771.281 | 8104601 | no | no |  |  | no |  |  | 1414429.455 | 15339531.391 |  | -1
node_8104601_200948618 |  |  | PQ | AD | 2771.281 | 8104601 | no | no |  |  | no |  |  | 1418306.326 | 15340461.145 |  | -1
node_8104601_200949218 |  |  | PQ | AN | 2771.281 | 8104601 | no | no |  |  | no |  |  | 1406750.827 | 15334551.936 |  | -1
node_8104601_200950710 |  |  | PQ | AD | 2771.281 | 8104601 | no | no |  |  | no |  |  | 1422856.408 | 15323886.766 |  | -1
node_8104601_200951764 |  |  | PQ | AN | 2771.281 | 8104601 | no | no |  |  | no |  |  | 1423548.908 | 15332943.487 |  | -1
node_8104601_200951765 |  |  | PQ | AN | 2771.281 | 8104601 | no | no |  |  | no |  |  | 1423039.43 | 15332939.871 |  | -1
node_8104601_200952057 |  |  | PQ | ABCN | 19918.584 | 8104601 | no | no |  |  | no |  |  | 1414251.05 | 15327975.268 |  | -1
node_8104601_200953675 |  |  | PQ | AN | 2771.281 | 8104601 | no | no |  |  | no |  |  | 1421002.264 | 15316111.638 |  | -1
node_8104601_200954935 |  |  | PQ | ABCN | 19918.584 | 8104601 | no | no |  |  | no |  |  | 1417957.018 | 15329262.336 |  | -1
node_8104601_200961943 |  |  | PQ | AN | 2771.281 | 8104601 | no | no |  |  | no |  |  | 1426094.742 | 15338195.787 |  | -1
node_8104601_200963942 |  |  | PQ | AN | 2771.281 | 8104601 | no | no |  |  | no |  |  | 1422750.059 | 15351892.39 |  | -1
node_8104601_200963943 |  |  | PQ | AD | 2771.281 | 8104601 | no | no |  |  | no |  |  | 1422685.634 | 15351620.84 |  | -1
node_8104601_200963944 |  |  | PQ | AD | 2771.281 | 8104601 | no | no |  |  | no |  |  | 1422549.159 | 15351397.247 |  | -1
node_8104601_200963945 |  |  | PQ | AD | 2771.281 | 8104601 | no | no |  |  | no |  |  | 1422477.186 | 15351154.672 |  | -1
node_8104601_200963946 |  |  | PQ | ABCD | 2771.281 | 8104601 | no | no |  |  | no |  |  | 1421637.123 | 15346933.5 |  | -1
node_8104601_200964470 |  |  | PQ | AN | 2771.281 | 8104601 | no | no |  |  | no |  |  | 1434272.029 | 15350455.835 |  | -1
node_8104601_200966590 |  |  | PQ | AN | 2771.281 | 8104601 | no | no |  |  | no |  |  | 1415204.757 | 15314772.71 |  | -1
node_8104601_200967150 |  |  | PQ | AN | 2771.281 | 8104601 | no | no |  |  | no |  |  | 1424709.292 | 15328154.94 |  | -1
node_8104601_200969755 |  |  | PQ | AD | 2771.281 | 8104601 | no | no |  |  | no |  |  | 1414041.1 | 15342460.386 |  | -1
node_8104601_200969961 |  |  | PQ | AN | 2771.281 | 8104601 | no | no |  |  | no |  |  | 1414069.473 | 15339404.777 |  | -1
node_8104601_200970144 |  |  | PQ | AN | 2771.281 | 8104601 | no | no |  |  | no |  |  | 1414055.658 | 15342769.733 |  | -1
node_8104601_200970336 |  |  | PQ | ABCN | 2771.281 | 8104601 | no | no |  |  | no |  |  | 1410127.626 | 15324311.351 |  | -1
node_8104601_200970337 |  |  | PQ | ABCN | 2771.281 | 8104601 | no | no |  |  | no |  |  | 1410684.929 | 15324709.275 |  | -1
node_8104601_200970410 |  |  | PQ | ABCN | 2771.281 | 8104601 | no | no |  |  | no |  |  | 1410227.676 | 15324295.522 |  | -1
node_8104601_200970873 |  |  | PQ | AN | 7199.558 | 8104601 | no | no |  |  | no |  |  | 1413914.026 | 15321735.27 |  | -1
node_8104601_200972546 |  |  | PQ | AN | 2771.281 | 8104601 | no | no |  |  | no |  |  | 1433817.191 | 15353742.972 |  | -1
node_8104601_200973734 |  |  | PQ | ABCN | 2771.281 | 8104601 | no | no |  |  | no |  |  | 1414854.088 | 15316810.646 |  | -1
node_8104601_200974003 |  |  | PQ | AN | 7199.558 | 8104601 | no | no |  |  | no |  |  | 1413141.627 | 15323288.678 |  | -1
node_8104601_200974004 |  |  | PQ | AN | 2771.281 | 8104601 | no | no |  |  | no |  |  | 1416315.386 | 15319185.473 |  | -1
node_8104601_200974005 |  |  | PQ | AN | 7199.558 | 8104601 | no | no |  |  | no |  |  | 1415992.667 | 15318689.575 |  | -1
node_8104601_200974352 |  |  | PQ | ABCN | 19918.584 | 8104601 | no | no |  |  | no |  |  | 1414210.286 | 15328129.584 |  | -1
node_8104601_200975088 |  |  | PQ | ABCN | 19918.584 | 8104601 | no | no |  |  | no |  |  | 1416772.925 | 15328314.494 |  | -1
node_8104601_200975114 |  |  | PQ | AN | 2771.281 | 8104601 | no | no |  |  | no |  |  | 1406043.32 | 15337533.317 |  | -1
node_8104601_200975920 |  |  | PQ | AN | 2771.281 | 8104601 | no | no |  |  | no |  |  | 1419523.147 | 15322898.135 |  | -1
node_8104601_200975921 |  |  | PQ | AN | 2771.281 | 8104601 | no | no |  |  | no |  |  | 1419317.361 | 15322948.622 |  | -1
node_8104601_200975922 |  |  | PQ | AD | 2771.281 | 8104601 | no | no |  |  | no |  |  | 1419291.94 | 15322954.184 |  | -1
node_8104601_200977061 |  |  | PQ | AD | 2771.281 | 8104601 | no | no |  |  | no |  |  | 1410444.016 | 15324737.472 |  | -1
node_8104601_200978538 |  |  | PQ | ABCN | 19918.584 | 8104601 | no | no |  |  | no |  |  | 1414234.879 | 15328150.633 |  | -1
node_8104601_200978983 |  |  | PQ | ABCN | 2771.281 | 8104601 | no | no |  |  | no |  |  | 1408955.393 | 15327426.413 |  | -1
node_8104601_200979482 |  |  | PQ | AN | 2771.281 | 8104601 | no | no |  |  | no |  |  | 1418385.286 | 15320677.261 |  | -1
node_8104601_200979483 |  |  | PQ | AN | 2771.281 | 8104601 | no | no |  |  | no |  |  | 1417988.506 | 15320845.471 |  | -1
node_8104601_200979540 |  |  | PQ | ABCN | 2771.281 | 8104601 | no | no |  |  | no |  |  | 1409310.43 | 15327708.694 |  | -1
node_8104601_200979541 |  |  | PQ | ABCN | 2771.281 | 8104601 | no | no |  |  | no |  |  | 1409319.942 | 15327700.155 |  | -1
node_8104601_200979590 |  |  | PQ | AN | 2771.281 | 8104601 | no | no |  |  | no |  |  | 1418964.478 | 15344035.002 |  | -1
node_8104601_200982241 |  |  | PQ | AN | 2771.281 | 8104601 | no | no |  |  | no |  |  | 1431487.816 | 15341862.495 |  | -1
node_8104601_200982801 |  |  | PQ | AN | 2771.281 | 8104601 | no | no |  |  | no |  |  | 1422621.269 | 15342832.442 |  | -1
node_8104601_200982882 |  |  | PQ | AD | 2771.281 | 8104601 | no | no |  |  | no |  |  | 1431594.293 | 15341863.821 |  | -1
node_8104601_200983808 |  |  | PQ | AN | 2771.281 | 8104601 | no | no |  |  | no |  |  | 1419617.666 | 15321417.312 |  | -1
node_8104601_200983809 |  |  | PQ | AD | 2771.281 | 8104601 | no | no |  |  | no |  |  | 1419148.656 | 15320377.432 |  | -1
node_8104601_200983810 |  |  | PQ | AD | 2771.281 | 8104601 | no | no |  |  | no |  |  | 1423907.436 | 15326565.262 |  | -1
node_8104601_200983811 |  |  | PQ | AN | 2771.281 | 8104601 | no | no |  |  | no |  |  | 1423964.247 | 15326709.5 |  | -1
node_8104601_200986826 |  |  | PQ | AN | 2771.281 | 8104601 | no | no |  |  | no |  |  | 1416489.418 | 15338460.076 |  | -1
node_8104601_200988831 |  |  | PQ | AD | 2771.281 | 8104601 | no | no |  |  | no |  |  | 1428194.309 | 15350166.123 |  | -1
node_8104601_201003146 |  |  | PQ | AN | 19918.584 | 8104601 | no | no |  |  | no |  |  | 1424527.643 | 15345007.547 |  | -1
node_8104601_201007738 |  |  | PQ | AN | 2771.281 | 8104601 | no | no |  |  | no |  |  | 1415533.366 | 15319517.381 |  | -1
node_8104601_201008349 |  |  | PQ | AN | 2771.281 | 8104601 | no | no |  |  | no |  |  | 1410455.528 | 15334086.184 |  | -1
node_8104601_201009000 |  |  | PQ | AN | 19918.584 | 8104601 | no | no |  |  | no |  |  | 1415770.691 | 15328086.346 |  | -1
node_8104601_201009459 |  |  | PQ | ABCN | 19918.584 | 8104601 | no | no |  |  | no |  |  | 1414367.221 | 15320055.281 |  | -1
node_8104601_201009830 |  |  | PQ | AN | 2771.281 | 8104601 | no | no |  |  | no |  |  | 1426277.797 | 15338050.301 |  | -1
node_8104601_201009836 |  |  | PQ | AN | 2771.281 | 8104601 | no | no |  |  | no |  |  | 1426362.349 | 15338308.427 |  | -1
node_8104601_201010417 |  |  | PQ | ABCN | 19918.584 | 8104601 | no | no |  |  | no |  |  | 1418546.047 | 15332295.037 |  | -1
node_8104601_201010475 |  |  | PQ | AN | 2771.281 | 8104601 | no | no |  |  | no |  |  | 1431071.041 | 15358474.484 |  | -1
node_8104601_201011605 |  |  | PQ | ABCN | 2771.281 | 8104601 | no | no |  |  | no |  |  | 1411121.455 | 15326115.766 |  | -1
node_8104601_201012075 |  |  | PQ | AD | 2771.281 | 8104601 | no | no |  |  | no |  |  | 1404614.755 | 15335604.137 |  | -1
node_8104601_201012076 |  |  | PQ | AN | 2771.281 | 8104601 | no | no |  |  | no |  |  | 1404395.504 | 15335627.811 |  | -1
node_8104601_201012099 |  |  | PQ | ABCN | 19918.584 | 8104601 | no | no |  |  | no |  |  | 1414608.284 | 15326035.79 |  | -1
node_8104601_201012109 |  |  | PQ | AN | 2771.281 | 8104601 | no | no |  |  | no |  |  | 1404281.404 | 15335632.519 |  | -1
node_8104601_201013184 |  |  | PQ | AD | 2771.281 | 8104601 | no | no |  |  | no |  |  | 1420346.876 | 15337934.705 |  | -1
node_8104601_201013347 |  |  | PQ | AN | 2771.281 | 8104601 | no | no |  |  | no |  |  | 1425368.387 | 15329442.049 |  | -1
node_8104601_201013348 |  |  | PQ | AN | 2771.281 | 8104601 | no | no |  |  | no |  |  | 1421531.059 | 15329257.019 |  | -1
node_8104601_201013440 |  |  | PQ | AN | 2771.281 | 8104601 | no | no |  |  | no |  |  | 1431335.533 | 15342956.901 |  | -1
node_8104601_201013771 |  |  | PQ | AD | 2771.281 | 8104601 | no | no |  |  | no |  |  | 1408896.778 | 15331281.174 |  | -1
node_8104601_201014978 |  |  | PQ | AD | 2771.281 | 8104601 | no | no |  |  | no |  |  | 1418520.481 | 15329382.84 |  | -1
node_8104601_201017781 |  |  | PQ | AN | 2771.281 | 8104601 | no | no |  |  | no |  |  | 1421139.722 | 15327024.003 |  | -1
node_8104601_201017782 |  |  | PQ | AN | 2771.281 | 8104601 | no | no |  |  | no |  |  | 1421647.831 | 15327310.243 |  | -1
node_8104601_201018019 |  |  | PQ | AD | 2771.281 | 8104601 | no | no |  |  | no |  |  | 1414988.338 | 15316638.454 |  | -1
node_8104601_201018873 |  |  | PQ | AN | 2771.281 | 8104601 | no | no |  |  | no |  |  | 1409900.938 | 15323476.327 |  | -1
node_8104601_201021309 |  |  | PQ | AD | 2771.281 | 8104601 | no | no |  |  | no |  |  | 1415907.165 | 15342037.022 |  | -1
node_8104601_201021363 |  |  | PQ | AN | 2771.281 | 8104601 | no | no |  |  | no |  |  | 1419945.321 | 15321999.317 |  | -1
node_8104601_201021365 |  |  | PQ | AN | 2771.281 | 8104601 | no | no |  |  | no |  |  | 1418683.549 | 15329429.867 |  | -1
node_8104601_201021371 |  |  | PQ | AN | 2771.281 | 8104601 | no | no |  |  | no |  |  | 1441535.938 | 15358312.172 |  | -1
node_8104601_201021449 |  |  | PQ | ABCN | 19918.584 | 8104601 | no | no |  |  | no |  |  | 1425383.189 | 15344610.261 |  | -1
node_8104601_201021450 |  |  | PQ | ABCN | 19918.584 | 8104601 | no | no |  |  | no |  |  | 1425199.853 | 15344506.713 |  | -1
node_8104601_201021689 |  |  | PQ | AN | 2771.281 | 8104601 | no | no |  |  | no |  |  | 1417761.864 | 15344901.85 |  | -1
node_8104601_201022544 |  |  | PQ | AN | 2771.281 | 8104601 | no | no |  |  | no |  |  | 1431453.397 | 15359332.232 |  | -1
node_8104601_201026837 |  |  | PQ | ABCN | 19918.584 | 8104601 | no | no |  |  | no |  |  | 1414540.93 | 15318149.135 |  | -1
node_8104601_201026838 |  |  | PQ | ABCN | 19918.584 | 8104601 | no | no |  |  | no |  |  | 1414549.916 | 15318156.489 |  | -1
node_8104601_201027915 |  |  | PQ | AD | 2771.281 | 8104601 | no | no |  |  | no |  |  | 1420610.821 | 15322422.22 |  | -1
node_8104601_201027916 |  |  | PQ | AN | 2771.281 | 8104601 | no | no |  |  | no |  |  | 1416577.627 | 15322777.58 |  | -1
node_8104601_201036191 |  |  | PQ | AN | 2771.281 | 8104601 | no | no |  |  | no |  |  | 1423786.748 | 15325653.921 |  | -1
node_8104601_201039264 |  |  | PQ | AN | 7199.558 | 8104601 | no | no |  |  | no |  |  | 1408236.132 | 15323031.968 |  | -1
node_8104601_201041082 |  |  | PQ | AN | 2771.281 | 8104601 | no | no |  |  | no |  |  | 1427509.638 | 15329111.447 |  | -1
node_8104601_201042044 |  |  | PQ | ABCD | 2771.281 | 8104601 | no | no |  |  | no |  |  | 1414477.061 | 15316006.132 |  | -1
node_8104601_201043844 |  |  | PQ | AN | 2771.281 | 8104601 | no | no |  |  | no |  |  | 1417886.197 | 15344513.233 |  | -1
node_8104601_201046193 |  |  | PQ | AN | 7199.558 | 8104601 | no | no |  |  | no |  |  | 1412245.506 | 15322474.416 |  | -1
node_8104601_201046636 |  |  | PQ | AN | 2771.281 | 8104601 | no | no |  |  | no |  |  | 1428769.615 | 15330602.334 |  | -1
node_8104601_201046817 |  |  | PQ | AN | 19918.584 | 8104601 | no | no |  |  | no |  |  | 1415942.884 | 15326905.964 |  | -1
node_8104601_201046978 |  |  | PQ | ABCN | 19918.584 | 8104601 | no | no |  |  | no |  |  | 1414449.115 | 15327390.71 |  | -1
node_8104601_201047118 |  |  | PQ | AN | 2771.281 | 8104601 | no | no |  |  | no |  |  | 1423689.778 | 15354190.516 |  | -1
node_8104601_201048023 |  |  | PQ | AN | 2771.281 | 8104601 | no | no |  |  | no |  |  | 1423613.493 | 15354024.301 |  | -1
node_8104601_201053640 |  |  | PQ | AN | 2771.281 | 8104601 | no | no |  |  | no |  |  | 1428887.33 | 15347414.506 |  | -1
node_8104601_201055700 |  |  | PQ | AN | 2771.281 | 8104601 | no | no |  |  | no |  |  | 1435514.372 | 15350698.372 |  | -1
node_8104601_201059669 |  |  | PQ | AD | 2771.281 | 8104601 | no | no |  |  | no |  |  | 1434656.488 | 15350552.579 |  | -1
node_8104601_201063659 |  |  | PQ | ABCN | 19918.584 | 8104601 | no | no |  |  | no |  |  | 1408161.38 | 15325668.614 |  | -1
node_8104601_201063774 |  |  | PQ | ABCN | 19918.584 | 8104601 | no | no |  |  | no |  |  | 1406825.275 | 15329720.088 |  | -1
node_8104601_201067474 |  |  | PQ | AN | 2771.281 | 8104601 | no | no |  |  | no |  |  | 1431785.995 | 15354611.634 |  | -1
node_8104601_310004381 |  |  | PQ | AD | 2771.281 | 8104601 | no | no |  |  | no |  |  | 1434547.283 | 15350534.735 |  | -1
node_8104601_310004663 |  |  | PQ | AN | 2771.281 | 8104601 | no | no |  |  | no |  |  | 1416805.801 | 15340391.451 |  | -1
node_8104601_310029209 |  |  | PQ | AN | 2771.281 | 8104601 | no | no |  |  | no |  |  | 1410953.989 | 15324099.959 |  | -1
node_8104601_311856994 |  |  | PQ | AN | 7199.558 | 8104601 | no | no |  |  | no |  |  | 1411155.371 | 15327479.374 |  | -1
node_8104601_311857013 |  |  | PQ | AN | 7199.558 | 8104601 | no | no |  |  | no |  |  | 1413340.305 | 15323777.383 |  | -1
node_8104601_311857014 |  |  | PQ | AN | 7199.558 | 8104601 | no | no |  |  | no |  |  | 1413371.931 | 15323817.196 |  | -1
node_8104601_311871274 |  |  | PQ | AN | 2771.281 | 8104601 | no | no |  |  | no |  |  | 1416033.344 | 15319463.06 |  | -1
node_8104601_311871585 |  |  | PQ | AN | 7199.558 | 8104601 | no | no |  |  | no |  |  | 1416543.862 | 15317858.599 |  | -1
node_8104601_311878813 |  |  | PQ | AN | 7199.558 | 8104601 | no | no |  |  | no |  |  | 1412216.598 | 15322965.613 |  | -1
node_8104601_311878814 |  |  | PQ | AN | 7199.558 | 8104601 | no | no |  |  | no |  |  | 1410806.023 | 15327181.95 |  | -1
node_8104601_311878816 |  |  | PQ | AN | 7199.558 | 8104601 | no | no |  |  | no |  |  | 1413492.644 | 15323822.121 |  | -1
node_8104601_311899386 |  |  | PQ | AN | 2771.281 | 8104601 | no | no |  |  | no |  |  | 1416471.825 | 15313057.178 |  | -1
node_8104601_311899390 |  |  | PQ | AN | 2771.281 | 8104601 | no | no |  |  | no |  |  | 1416206.595 | 15312577.765 |  | -1
node_8104601_311901317 |  |  | PQ | AN | 2771.281 | 8104601 | no | no |  |  | no |  |  | 1432838.133 | 15331544.629 |  | -1
node_8104601_311901318 |  |  | PQ | AN | 2771.281 | 8104601 | no | no |  |  | no |  |  | 1432912.023 | 15331734.676 |  | -1
node_8104601_311912943 |  |  | PQ | AN | 7199.558 | 8104601 | no | no |  |  | no |  |  | 1415393.146 | 15318168.97 |  | -1
node_8104601_311912945 |  |  | PQ | AN | 7199.558 | 8104601 | no | no |  |  | no |  |  | 1415551.387 | 15318710.073 |  | -1
node_8104601_311912947 |  |  | PQ | AN | 7199.558 | 8104601 | no | no |  |  | no |  |  | 1409370.788 | 15321965.254 |  | -1
node_8104601_311912949 |  |  | PQ | AN | 7199.558 | 8104601 | no | no |  |  | no |  |  | 1410475.902 | 15327577.153 |  | -1
node_8104601_311913368 |  |  | PQ | AN | 7199.558 | 8104601 | no | no |  |  | no |  |  | 1408910.617 | 15322883.549 |  | -1
node_8104601_311913532 |  |  | PQ | AN | 7199.558 | 8104601 | no | no |  |  | no |  |  | 1414063.536 | 15321743.912 |  | -1
node_8104601_311913686 |  |  | PQ | AN | 2771.281 | 8104601 | no | no |  |  | no |  |  | 1417738.245 | 15345612.553 |  | -1
node_8104601_311913687 |  |  | PQ | AN | 7199.558 | 8104601 | no | no |  |  | no |  |  | 1424721.699 | 15341307.156 |  | -1
node_8104601_311913691 |  |  | PQ | AD | 2771.281 | 8104601 | no | no |  |  | no |  |  | 1424771.91 | 15341132.151 |  | -1
node_8104601_311913692 |  |  | PQ | AD | 2771.281 | 8104601 | no | no |  |  | no |  |  | 1423081.003 | 15345217.866 |  | -1
node_8104601_311913693 |  |  | PQ | AN | 2771.281 | 8104601 | no | no |  |  | no |  |  | 1418459.92 | 15332644.254 |  | -1
node_8104601_311913695 |  |  | PQ | AN | 2771.281 | 8104601 | no | no |  |  | no |  |  | 1418485.667 | 15333024.453 |  | -1
node_8104601_311913699 |  |  | PQ | AN | 2771.281 | 8104601 | no | no |  |  | no |  |  | 1418162.463 | 15329309.99 |  | -1
node_8104601_311913705 |  |  | PQ | AN | 2771.281 | 8104601 | no | no |  |  | no |  |  | 1419265.05 | 15335146.697 |  | -1
node_8104601_311913707 |  |  | PQ | AN | 2771.281 | 8104601 | no | no |  |  | no |  |  | 1429259.001 | 15346954.122 |  | -1
node_8104601_311913708 |  |  | PQ | AN | 2771.281 | 8104601 | no | no |  |  | no |  |  | 1416203.076 | 15345653.035 |  | -1
node_8104601_311913832 |  |  | PQ | AN | 2771.281 | 8104601 | no | no |  |  | no |  |  | 1419269.431 | 15345932.753 |  | -1
node_8104601_311921889 |  |  | PQ | AN | 2771.281 | 8104601 | no | no |  |  | no |  |  | 1423723.291 | 15353777.868 |  | -1
node_8104601_311923082 |  |  | PQ | AN | 2771.281 | 8104601 | no | no |  |  | no |  |  | 1434003.13 | 15331486.862 |  | -1
node_8104601_311978566 |  |  | PQ | AN | 7199.558 | 8104601 | no | no |  |  | no |  |  | 1413482.118 | 15324265.841 |  | -1
node_8104601_311984692 |  |  | PQ | AN | 19918.584 | 8104601 | no | no |  |  | no |  |  | 1418617.024 | 15332191.055 |  | -1
node_8104601_311987099 |  |  | PQ | ABCN | 2771.281 | 8104601 | no | no |  |  | no |  |  | 1408759.823 | 15327056.78 |  | -1
node_8104601_311990731 |  |  | PQ | ABCN | 2771.281 | 8104601 | no | no |  |  | no |  |  | 1415318.19 | 15318349.199 |  | -1
node_8104601_311990732 |  |  | PQ | ABCN | 2771.281 | 8104601 | no | no |  |  | no |  |  | 1415346.58 | 15318523.165 |  | -1
node_8104601_311991875 |  |  | PQ | AN | 2771.281 | 8104601 | no | no |  |  | no |  |  | 1431646.018 | 15359668.757 |  | -1
node_8104601_311991879 |  |  | PQ | AN | 2771.281 | 8104601 | no | no |  |  | no |  |  | 1431959.029 | 15359605.284 |  | -1
node_8104601_312009329 |  |  | PQ | AD | 2771.281 | 8104601 | no | no |  |  | no |  |  | 1409974.08 | 15323593.139 |  | -1
node_8104601_312009330 |  |  | PQ | AN | 2771.281 | 8104601 | no | no |  |  | no |  |  | 1410056.713 | 15323862.783 |  | -1
node_8104601_312013695 |  |  | PQ | AD | 2771.281 | 8104601 | no | no |  |  | no |  |  | 1413958.385 | 15315422.944 |  | -1
node_8104601_312013696 |  |  | PQ | AN | 2771.281 | 8104601 | no | no |  |  | no |  |  | 1413958.639 | 15315185.417 |  | -1
node_8104601_312034390 |  |  | PQ | AD | 2771.281 | 8104601 | no | no |  |  | no |  |  | 1416624.705 | 15343815.41 |  | -1
node_8104601_312034392 |  |  | PQ | AN | 2771.281 | 8104601 | no | no |  |  | no |  |  | 1416372.809 | 15343828.691 |  | -1
node_8104601_312078608 |  |  | PQ | AN | 2771.281 | 8104601 | no | no |  |  | no |  |  | 1421096.087 | 15326526.502 |  | -1
node_8104601_312104823 |  |  | PQ | AN | 2771.281 | 8104601 | no | no |  |  | no |  |  | 1419288.557 | 15320339.563 |  | -1
node_8104601_312116434 |  |  | PQ | AN | 2771.281 | 8104601 | no | no |  |  | no |  |  | 1410382.176 | 15325454.076 |  | -1
node_8104601_312116435 |  |  | PQ | AN | 2771.281 | 8104601 | no | no |  |  | no |  |  | 1410202.181 | 15325453.788 |  | -1
node_8104601_312122380 |  |  | PQ | ABCN | 19918.584 | 8104601 | no | no |  |  | no |  |  | 1418483.652 | 15332499.547 |  | -1
node_8104601_312123466 |  |  | PQ | AD | 2771.281 | 8104601 | no | no |  |  | no |  |  | 1418291.243 | 15342569.656 |  | -1
node_8104601_312123910 |  |  | PQ | AN | 2771.281 | 8104601 | no | no |  |  | no |  |  | 1407255.837 | 15333417.591 |  | -1
node_8104601_312130270 |  |  | PQ | AN | 2771.281 | 8104601 | no | no |  |  | no |  |  | 1431532.953 | 15339849.248 |  | -1
node_8104601_312131840 |  |  | PQ | AD | 2771.281 | 8104601 | no | no |  |  | no |  |  | 1430989.259 | 15357257.786 |  | -1
node_8104601_312140050 |  |  | PQ | AN | 2771.281 | 8104601 | no | no |  |  | no |  |  | 1430926.88 | 15357258.953 |  | -1
node_220382549 |  |  | PQ | AD | 2771.281 | 8104601 | no | no |  |  | no |  |  | 1411386.361 | 15326177.977 |  | -1
node_220382566 |  |  | PQ | ABN | 19918.584 | 8104601 | no | no |  |  | no |  |  | 1410190.886 | 15327099.097 |  | -1
node_220382575 |  |  | PQ | AD | 2771.281 | 8104601 | no | no |  |  | no |  |  | 1408921.335 | 15323164.069 |  | -1
node_220382576 |  |  | PQ | AD | 2771.281 | 8104601 | no | no |  |  | no |  |  | 1408933.221 | 15322885.413 |  | -1
node_220382577 |  |  | PQ | ABCD | 2771.281 | 8104601 | no | no |  |  | no |  |  | 1413059.808 | 15324747.787 |  | -1
node_220382599 |  |  | PQ | ABCN | 19918.584 | 8104601 | no | no |  |  | no |  |  | 1409728.056 | 15326798.933 |  | -1
node_220382607 |  |  | PQ | AD | 2771.281 | 8104601 | no | no |  |  | no |  |  | 1409394.702 | 15321956.2 |  | -1
node_220382666 |  |  | PQ | ABCN | 19918.584 | 8104601 | no | no |  |  | no |  |  | 1406957.079 | 15329771.572 |  | -1
node_220386017 |  |  | PQ | AN | 19918.584 | 8104601 | no | no |  |  | no |  |  | 1431641.792 | 15347022.447 |  | -1
node_220386097 |  |  | PQ | AN | 19918.584 | 8104601 | no | no |  |  | no |  |  | 1430902.23 | 15346985.276 |  | -1
node_220388045 |  |  | PQ | ABCN | 19918.584 | 8104601 | no | no |  |  | no |  |  | 1414921.186 | 15328510.382 |  | -1
node_220388051 |  |  | PQ | ABCN | 19918.584 | 8104601 | no | no |  |  | no |  |  | 1414898.922 | 15317824.694 |  | -1
node_220388443 |  |  | PQ | AD | 7199.558 | 8104601 | no | no |  |  | no |  |  | 1415541.418 | 15318709.865 |  | -1
node_220388451 |  |  | PQ | ABCN | 19918.584 | 8104601 | no | no |  |  | no |  |  | 1417881.262 | 15328235.811 |  | -1
node_220388605 |  |  | PQ | AN | 19918.584 | 8104601 | no | no |  |  | no |  |  | 1418282.438 | 15331884.118 |  | -1
node_220388664 |  |  | PQ | AN | 19918.584 | 8104601 | no | no |  |  | no |  |  | 1420343.766 | 15336317.366 |  | -1
node_220388718 |  |  | PQ | ABCN | 19918.584 | 8104601 | no | no |  |  | no |  |  | 1421476.938 | 15346525.277 |  | -1
node_220415345 |  |  | PQ | AD | 7199.558 | 8104601 | no | no |  |  | no |  |  | 1411407.58 | 15326183.801 |  | -1
node_220415430 |  |  | PQ | AD | 7199.558 | 8104601 | no | no |  |  | no |  |  | 1415547.504 | 15318709.967 |  | -1
node_220415916 |  |  | PQ | AD | 2771.281 | 8104601 | no | no |  |  | no |  |  | 1428913.921 | 15331525.72 |  | -1
node_220436609 |  |  | PQ | AN | 19918.584 | 8104601 | no | no |  |  | no |  |  | 1429266.337 | 15346935.551 |  | -1
node_220462578 |  |  | PQ | ABCN | 2771.281 | 8104601 | no | no |  |  | no |  |  | 1406961.636 | 15329766.988 |  | -1
node_220462810 |  |  | PQ | AN | 7199.558 | 8104601 | no | no |  |  | no |  |  | 1409385.436 | 15321959.708 |  | -1
node_220464379 |  |  | PQ | ABCN | 2771.281 | 8104601 | no | no |  |  | no |  |  | 1409733.057 | 15326787.615 |  | -1
node_220464505 |  |  | PQ | AN | 2771.281 | 8104601 | no | no |  |  | no |  |  | 1418269.78 | 15331885.036 |  | -1
node_220464694 |  |  | PQ | ABCN | 7199.558 | 8104601 | no | no |  |  | no |  |  | 1413141.087 | 15324672.5 |  | -1
node_220464865 |  |  | PQ | ABN | 7199.558 | 8104601 | no | no |  |  | no |  |  | 1410203.23 | 15327100.003 |  | -1
node_220465130 |  |  | PQ | AN | 7199.558 | 8104601 | no | no |  |  | no |  |  | 1408920.165 | 15323169.812 |  | -1
node_220465154 |  |  | PQ | AN | 7199.558 | 8104601 | no | no |  |  | no |  |  | 1415535.981 | 15318709.783 |  | -1
node_220465173 |  |  | PQ | AN | 7199.558 | 8104601 | no | no |  |  | no |  |  | 1411397.243 | 15326180.964 |  | -1
node_220465194 |  |  | PQ | ABCN | 2771.281 | 8104601 | no | no |  |  | no |  |  | 1417887.926 | 15328223.47 |  | -1
node_220465269 |  |  | PQ | ABCN | 2771.281 | 8104601 | no | no |  |  | no |  |  | 1414902.207 | 15317822.172 |  | -1
node_220465300 |  |  | PQ | AN | 2771.281 | 8104601 | no | no |  |  | no |  |  | 1420343.968 | 15336332.584 |  | -1
node_220465329 |  |  | PQ | AN | 2771.281 | 8104601 | no | no |  |  | no |  |  | 1430905.521 | 15346988.33 |  | -1
node_220465358 |  |  | PQ | AN | 2771.281 | 8104601 | no | no |  |  | no |  |  | 1431652.962 | 15347024.445 |  | -1
node_220465425 |  |  | PQ | AN | 7199.558 | 8104601 | no | no |  |  | no |  |  | 1408924.923 | 15322884.729 |  | -1
node_220465517 |  |  | PQ | AD | 2771.281 | 8104601 | no | no |  |  | no |  |  | 1423082.382 | 15345222.628 |  | -1
node_220523181 |  |  | PQ | AN | 2771.281 | 8104601 | no | no |  |  | no |  |  | 1419270.938 | 15345943.45 |  | -1
node_220523338 |  |  | PQ | AN | 7199.558 | 8104601 | no | no |  |  | no |  |  | 1414084.614 | 15321746.197 |  | -1
node_220523371 |  |  | PQ | AN | 2771.281 | 8104601 | no | no |  |  | no |  |  | 1418448.23 | 15332638.664 |  | -1
node_220523537 |  |  | PQ | AN | 7199.558 | 8104601 | no | no |  |  | no |  |  | 1415382.753 | 15318172.457 |  | -1
node_220523539 |  |  | PQ | AN | 2771.281 | 8104601 | no | no |  |  | no |  |  | 1418154.439 | 15329313.279 |  | -1
node_220523542 |  |  | PQ | AN | 7199.558 | 8104601 | no | no |  |  | no |  |  | 1414314.931 | 15323041.07 |  | -1
node_220523544 |  |  | PQ | AD | 2771.281 | 8104601 | no | no |  |  | no |  |  | 1424762.801 | 15341130.71 |  | -1
node_220523554 |  |  | PQ | AN | 2771.281 | 8104601 | no | no |  |  | no |  |  | 1419265.845 | 15335144.488 |  | -1
node_220523555 |  |  | PQ | AN | 2771.281 | 8104601 | no | no |  |  | no |  |  | 1417739.165 | 15345621.778 |  | -1
node_220523558 |  |  | PQ | AN | 2771.281 | 8104601 | no | no |  |  | no |  |  | 1418488.361 | 15333023.364 |  | -1
node_220523571 |  |  | PQ | AN | 2771.281 | 8104601 | no | no |  |  | no |  |  | 1416204.675 | 15345642.062 |  | -1
node_220523572 |  |  | PQ | AN | 7199.558 | 8104601 | no | no |  |  | no |  |  | 1424745.735 | 15341301.796 |  | -1
node_220523584 |  |  | PQ | AN | 7199.558 | 8104601 | no | no |  |  | no |  |  | 1410468.468 | 15327576.062 |  | -1
node_220523593 |  |  | PQ | AN | 2771.281 | 8104601 | no | no |  |  | no |  |  | 1429264.868 | 15346939.27 |  | -1
node_220523603 |  |  | PQ | AN | 19918.584 | 8104601 | no | no |  |  | no |  |  | 1414105.02 | 15321748.409 |  | -1
node_220535456 |  |  | PQ | ABCN | 19918.584 | 8104601 | no | no |  |  | no |  |  | 1414226.222 | 15328136.092 |  | -1
node_220539693 |  |  | PQ | AN | 19918.584 | 8104601 | no | no |  |  | no |  |  | 1414323.627 | 15323038.596 |  | -1
node_220539695 |  |  | PQ | AN | 19918.584 | 8104601 | no | no |  |  | no |  |  | 1410461.942 | 15327575.104 |  | -1
node_220539697 |  |  | PQ | AN | 19918.584 | 8104601 | no | no |  |  | no |  |  | 1416206.125 | 15345632.171 |  | -1
node_220539699 |  |  | PQ | AN | 19918.584 | 8104601 | no | no |  |  | no |  |  | 1417740.382 | 15345634.521 |  | -1
node_220539700 |  |  | PQ | AN | 19918.584 | 8104601 | no | no |  |  | no |  |  | 1419271.754 | 15345950.356 |  | -1
node_220539702 |  |  | PQ | AD | 19918.584 | 8104601 | no | no |  |  | no |  |  | 1423084.673 | 15345230.728 |  | -1
node_220539703 |  |  | PQ | AD | 19918.584 | 8104601 | no | no |  |  | no |  |  | 1424750.132 | 15341129.092 |  | -1
node_220539704 |  |  | PQ | AN | 19918.584 | 8104601 | no | no |  |  | no |  |  | 1419266.702 | 15335142.088 |  | -1
node_220539705 |  |  | PQ | AN | 19918.584 | 8104601 | no | no |  |  | no |  |  | 1418492.252 | 15333021.779 |  | -1
node_220539706 |  |  | PQ | AN | 19918.584 | 8104601 | no | no |  |  | no |  |  | 1418144.409 | 15329316.77 |  | -1
node_220539801 |  |  | PQ | AN | 19918.584 | 8104601 | no | no |  |  | no |  |  | 1424757.419 | 15341299.19 |  | -1
node_220539802 |  |  | PQ | AN | 2771.281 | 8104601 | no | no |  |  | no |  |  | 1415376.072 | 15318174.698 |  | -1
node_220545163 |  |  | PQ | AN | 7199.558 | 8104601 | no | no |  |  | no |  |  | 1424734.177 | 15341304.373 |  | -1
node_220545164 |  |  | PQ | AN | 7199.558 | 8104601 | no | no |  |  | no |  |  | 1415389.031 | 15318170.351 |  | -1
node_220549634 |  |  | PQ | ABCN | 19918.584 | 8104601 | no | no |  |  | no |  |  | 1409352.46 | 15327706.886 |  | -1
node_220549637 |  |  | PQ | ABCN | 2771.281 | 8104601 | no | no |  |  | no |  |  | 1409345.139 | 15327705.371 |  | -1
node_220557262 |  |  | PQ | AD | 7199.558 | 8104601 | no | no |  |  | no |  |  | 1409378.41 | 15321962.368 |  | -1
node_220557263 |  |  | PQ | AD | 7199.558 | 8104601 | no | no |  |  | no |  |  | 1408917.671 | 15322884.131 |  | -1
node_220557264 |  |  | PQ | AD | 7199.558 | 8104601 | no | no |  |  | no |  |  | 1408919.375 | 15323173.687 |  | -1
node_220592470 |  |  | PQ | AD | 2771.281 | 8104601 | no | no |  |  | no |  |  | 1415530.593 | 15318709.772 |  | -1
node_220594458 |  |  | PQ | ABCN | 2771.281 | 8104601 | no | no |  |  | no |  |  | 1414916.16 | 15328518.808 |  | -1
node_220599187 |  |  | PQ | ABCN | 19918.584 | 8104601 | no | no |  |  | no |  |  | 1424879.602 | 15342127.155 |  | -1
node_220638620 |  |  | PQ | ABCN | 2771.281 | 8104601 | no | no |  |  | no |  |  | 1421479.146 | 15346530.676 |  | -1
node_312011932 |  |  | PQ | AN | 19918.584 | 8104601 | no | no |  |  | no |  |  | 1418433.016 | 15332631.178 |  | -1
node_312126434 |  |  | PQ | ABCN | 19918.584 | 8104601 | no | no |  |  | no |  |  | 1418481.575 | 15332503.533 |  | -1
node_312126435 |  |  | PQ | ABCN | 19918.584 | 8104601 | no | no |  |  | no |  |  | 1418479.365 | 15332507.775 |  | -1
node_SOURCE_8104601 |  |  | SWING | ABCN | 19918.584 | 8104601 | no | no |  |  | no |  |  | 1406602.683 | 15329732.319 |  | -1
node_intto1_422AX2-220655313 |  |  | PQ | ABCN | 19918.584 | 8104601 | no | no |  |  | no |  |  | 1414221.567 | 15328134.191 |  | -1
node_intto1_422AX4A-220416116 |  |  | PQ | ABCN | 19918.584 | 8104601 | no | no |  |  | no |  |  | 1414992.407 | 15328391.003 |  | -1
node_intto1_422AX6-312126438 |  |  | PQ | ABCN | 19918.584 | 8104601 | no | no |  |  | no |  |  | 1418476.979 | 15332512.355 |  | -1
node_intto1_422AY4-220416142 |  |  | PQ | ABCN | 19918.584 | 8104601 | no | no |  |  | no |  |  | 1414846.744 | 15317864.77 |  | -1
node_intto1_1414042_466_15345473_72 |  |  | PQ | ABCN | 19918.584 | 8104601 | no | no |  |  | no |  |  | 1414042.466 | 15345473.72 |  | -1
node_intto1_8104601_200820679 |  |  | PQ | AN | 7199.558 | 8104601 | no | no |  |  | no |  |  | 1410456.77 | 15326825.224 |  | -1
node_intto1_8104601_200820802 |  |  | PQ | AN | 7199.558 | 8104601 | no | no |  |  | no |  |  | 1412864.568 | 15323403.326 |  | -1
node_intto1_8104601_200821195 |  |  | PQ | AN | 2771.281 | 8104601 | no | no |  |  | no |  |  | 1410067.562 | 15331815.774 |  | -1
node_intto1_8104601_200821448 |  |  | PQ | AD | 2771.281 | 8104601 | no | no |  |  | no |  |  | 1408458.782 | 15330569.538 |  | -1
node_intto1_8104601_200821453 |  |  | PQ | AD | 2771.281 | 8104601 | no | no |  |  | no |  |  | 1408821.428 | 15331197.211 |  | -1
node_intto1_8104601_200822177 |  |  | PQ | ABCN | 19918.584 | 8104601 | no | no |  |  | no |  |  | 1414086.576 | 15318574.818 |  | -1
node_intto1_8104601_200822202 |  |  | PQ | ABCN | 19918.584 | 8104601 | no | no |  |  | no |  |  | 1414210.395 | 15321413.634 |  | -1
node_intto1_8104601_200822249 |  |  | PQ | ABCN | 19918.584 | 8104601 | no | no |  |  | no |  |  | 1414280.927 | 15327926.971 |  | -1
node_intto1_8104601_200822254 |  |  | PQ | ABCN | 19918.584 | 8104601 | no | no |  |  | no |  |  | 1414164.849 | 15328263.122 |  | -1
node_intto1_8104601_200822297 |  |  | PQ | ABCN | 19918.584 | 8104601 | no | no |  |  | no |  |  | 1410102.623 | 15328008.973 |  | -1
node_intto1_8104601_200822314 |  |  | PQ | ABCN | 19918.584 | 8104601 | no | no |  |  | no |  |  | 1408056.306 | 15328368.998 |  | -1
node_intto1_8104601_200822846 |  |  | PQ | ABCN | 19918.584 | 8104601 | no | no |  |  | no |  |  | 1407578.104 | 15327944.441 |  | -1
node_intto1_8104601_200822878 |  |  | PQ | ABCN | 19918.584 | 8104601 | no | no |  |  | no |  |  | 1407667.776 | 15328909.459 |  | -1
node_intto1_8104601_200822888 |  |  | PQ | AN | 19918.584 | 8104601 | no | no |  |  | no |  |  | 1407856.124 | 15328818.976 |  | -1
node_intto1_8104601_200822894 |  |  | PQ | AN | 2771.281 | 8104601 | no | no |  |  | no |  |  | 1405118.002 | 15337553.766 |  | -1
node_intto1_8104601_200822895 |  |  | PQ | AN | 2771.281 | 8104601 | no | no |  |  | no |  |  | 1406725.877 | 15335681.715 |  | -1
node_intto1_8104601_200822898 |  |  | PQ | AD | 2771.281 | 8104601 | no | no |  |  | no |  |  | 1406019.33 | 15337170.733 |  | -1
node_intto1_8104601_200822931 |  |  | PQ | AD | 2771.281 | 8104601 | no | no |  |  | no |  |  | 1406837.913 | 15335338.169 |  | -1
node_intto1_8104601_200822946 |  |  | PQ | AN | 19918.584 | 8104601 | no | no |  |  | no |  |  | 1414035.335 | 15328475.11 |  | -1
node_intto1_8104601_200823914 |  |  | PQ | AN | 2771.281 | 8104601 | no | no |  |  | no |  |  | 1409547.995 | 15323628.762 |  | -1
node_intto1_8104601_200823916 |  |  | PQ | ABCD | 2771.281 | 8104601 | no | no |  |  | no |  |  | 1410155.148 | 15324443.158 |  | -1
node_intto1_8104601_200824048 |  |  | PQ | ABCN | 2771.281 | 8104601 | no | no |  |  | no |  |  | 1409024.708 | 15327501.678 |  | -1
node_intto1_8104601_200824056 |  |  | PQ | ABCD | 2771.281 | 8104601 | no | no |  |  | no |  |  | 1409825.341 | 15326490.538 |  | -1
node_intto1_8104601_200824061 |  |  | PQ | AD | 2771.281 | 8104601 | no | no |  |  | no |  |  | 1410382.473 | 15325591.349 |  | -1
node_intto1_8104601_200824079 |  |  | PQ | AN | 19918.584 | 8104601 | no | no |  |  | no |  |  | 1409867.94 | 15327494.205 |  | -1
node_intto1_8104601_200824150 |  |  | PQ | AN | 19918.584 | 8104601 | no | no |  |  | no |  |  | 1412224.288 | 15327882.603 |  | -1
node_intto1_8104601_200824242 |  |  | PQ | ABCD | 2771.281 | 8104601 | no | no |  |  | no |  |  | 1410827.436 | 15325738.181 |  | -1
node_intto1_8104601_200824246 |  |  | PQ | ABCN | 19918.584 | 8104601 | no | no |  |  | no |  |  | 1407648.631 | 15329658.986 |  | -1
node_intto1_8104601_200824255 |  |  | PQ | AD | 2771.281 | 8104601 | no | no |  |  | no |  |  | 1405800.93 | 15336662.933 |  | -1
node_intto1_8104601_200824268 |  |  | PQ | AD | 2771.281 | 8104601 | no | no |  |  | no |  |  | 1404572.764 | 15335240.972 |  | -1
node_intto1_8104601_200824318 |  |  | PQ | AD | 2771.281 | 8104601 | no | no |  |  | no |  |  | 1407231.588 | 15330076.072 |  | -1
node_intto1_8104601_200824464 |  |  | PQ | AD | 2771.281 | 8104601 | no | no |  |  | no |  |  | 1407770.775 | 15330766.486 |  | -1
node_intto1_8104601_200824478 |  |  | PQ | AD | 2771.281 | 8104601 | no | no |  |  | no |  |  | 1411226.064 | 15325941.386 |  | -1
node_intto1_8104601_200824506 |  |  | PQ | ABN | 19918.584 | 8104601 | no | no |  |  | no |  |  | 1409925.263 | 15327092.016 |  | -1
node_intto1_8104601_200824587 |  |  | PQ | AN | 19918.584 | 8104601 | no | no |  |  | no |  |  | 1407692.462 | 15327177.082 |  | -1
node_intto1_8104601_200824588 |  |  | PQ | AN | 19918.584 | 8104601 | no | no |  |  | no |  |  | 1407880.238 | 15327217.527 |  | -1
node_intto1_8104601_200824601 |  |  | PQ | AD | 2771.281 | 8104601 | no | no |  |  | no |  |  | 1407182.721 | 15329810.517 |  | -1
node_intto1_8104601_200824608 |  |  | PQ | AD | 2771.281 | 8104601 | no | no |  |  | no |  |  | 1407959.173 | 15330465.797 |  | -1
node_intto1_8104601_200824703 |  |  | PQ | AN | 19918.584 | 8104601 | no | no |  |  | no |  |  | 1414960.43 | 15321042.001 |  | -1
node_intto1_8104601_200833009 |  |  | PQ | AN | 2771.281 | 8104601 | no | no |  |  | no |  |  | 1416180.37 | 15319427.975 |  | -1
node_intto1_8104601_200833021 |  |  | PQ | AN | 7199.558 | 8104601 | no | no |  |  | no |  |  | 1416118.125 | 15318384.037 |  | -1
node_intto1_8104601_200833135 |  |  | PQ | ABCD | 2771.281 | 8104601 | no | no |  |  | no |  |  | 1414743.613 | 15328789.449 |  | -1
node_intto1_8104601_200833137 |  |  | PQ | AN | 19918.584 | 8104601 | no | no |  |  | no |  |  | 1415404.903 | 15328282.857 |  | -1
node_intto1_8104601_200833617 |  |  | PQ | AD | 2771.281 | 8104601 | no | no |  |  | no |  |  | 1418943.124 | 15332786.913 |  | -1
node_intto1_8104601_200833623 |  |  | PQ | AD | 2771.281 | 8104601 | no | no |  |  | no |  |  | 1422816.926 | 15332942.857 |  | -1
node_intto1_8104601_200833641 |  |  | PQ | AD | 2771.281 | 8104601 | no | no |  |  | no |  |  | 1425877.094 | 15333265.152 |  | -1
node_intto1_8104601_200833646 |  |  | PQ | AD | 2771.281 | 8104601 | no | no |  |  | no |  |  | 1426512.532 | 15333461.699 |  | -1
node_intto1_8104601_200833656 |  |  | PQ | AD | 2771.281 | 8104601 | no | no |  |  | no |  |  | 1426725.492 | 15334882.689 |  | -1
node_intto1_8104601_200833853 |  |  | PQ | AD | 2771.281 | 8104601 | no | no |  |  | no |  |  | 1420714.577 | 15336851.577 |  | -1
node_intto1_8104601_200833952 |  |  | PQ | AD | 2771.281 | 8104601 | no | no |  |  | no |  |  | 1427672.168 | 15332487.446 |  | -1
node_intto1_8104601_200833962 |  |  | PQ | AD | 2771.281 | 8104601 | no | no |  |  | no |  |  | 1427500.702 | 15331096.623 |  | -1
node_intto1_8104601_200833971 |  |  | PQ | AD | 2771.281 | 8104601 | no | no |  |  | no |  |  | 1427919.282 | 15331549.752 |  | -1
node_intto1_8104601_200833977 |  |  | PQ | AD | 2771.281 | 8104601 | no | no |  |  | no |  |  | 1431198.49 | 15331249.745 |  | -1
node_intto1_8104601_200834001 |  |  | PQ | AN | 2771.281 | 8104601 | no | no |  |  | no |  |  | 1422306.957 | 15322274.522 |  | -1
node_intto1_8104601_200834002 |  |  | PQ | AD | 2771.281 | 8104601 | no | no |  |  | no |  |  | 1421186.317 | 15322636.621 |  | -1
node_intto1_8104601_200834021 |  |  | PQ | AD | 2771.281 | 8104601 | no | no |  |  | no |  |  | 1420642.672 | 15324015.57 |  | -1
node_intto1_8104601_200834039 |  |  | PQ | AD | 2771.281 | 8104601 | no | no |  |  | no |  |  | 1417684.006 | 15344011.632 |  | -1
node_intto1_8104601_200834069 |  |  | PQ | AD | 2771.281 | 8104601 | no | no |  |  | no |  |  | 1414424.816 | 15341185.14 |  | -1
node_intto1_8104601_200834082 |  |  | PQ | ABCN | 19918.584 | 8104601 | no | no |  |  | no |  |  | 1417193.948 | 15328310.17 |  | -1
node_intto1_8104601_200834092 |  |  | PQ | AN | 19918.584 | 8104601 | no | no |  |  | no |  |  | 1415784.094 | 15328624.961 |  | -1
node_intto1_8104601_200834096 |  |  | PQ | ABCN | 19918.584 | 8104601 | no | no |  |  | no |  |  | 1416496.282 | 15328291.402 |  | -1
node_intto1_8104601_200834201 |  |  | PQ | AD | 2771.281 | 8104601 | no | no |  |  | no |  |  | 1423014.51 | 15344411.275 |  | -1
node_intto1_8104601_200834222 |  |  | PQ | AN | 19918.584 | 8104601 | no | no |  |  | no |  |  | 1416771.621 | 15328452.369 |  | -1
node_intto1_8104601_200834247 |  |  | PQ | AD | 2771.281 | 8104601 | no | no |  |  | no |  |  | 1420593.539 | 15328664.309 |  | -1
node_intto1_8104601_200834338 |  |  | PQ | AD | 2771.281 | 8104601 | no | no |  |  | no |  |  | 1418138.712 | 15332625.344 |  | -1
node_intto1_8104601_200834349 |  |  | PQ | AD | 2771.281 | 8104601 | no | no |  |  | no |  |  | 1418654.342 | 15319995.931 |  | -1
node_intto1_8104601_200834353 |  |  | PQ | AD | 2771.281 | 8104601 | no | no |  |  | no |  |  | 1433942.056 | 15331734.89 |  | -1
node_intto1_8104601_200834354 |  |  | PQ | AD | 2771.281 | 8104601 | no | no |  |  | no |  |  | 1431574.915 | 15331473.076 |  | -1
node_intto1_8104601_200834376 |  |  | PQ | AD | 2771.281 | 8104601 | no | no |  |  | no |  |  | 1434600.274 | 15331767.868 |  | -1
node_intto1_8104601_200834392 |  |  | PQ | AD | 2771.281 | 8104601 | no | no |  |  | no |  |  | 1418111.507 | 15333048.654 |  | -1
node_intto1_8104601_200834409 |  |  | PQ | AN | 19918.584 | 8104601 | no | no |  |  | no |  |  | 1416396.964 | 15328096.494 |  | -1
node_intto1_8104601_200834430 |  |  | PQ | AD | 2771.281 | 8104601 | no | no |  |  | no |  |  | 1419206.096 | 15335290.906 |  | -1
node_intto1_8104601_200834446 |  |  | PQ | AN | 19918.584 | 8104601 | no | no |  |  | no |  |  | 1418456.738 | 15331877.82 |  | -1
node_intto1_8104601_200834458 |  |  | PQ | AD | 2771.281 | 8104601 | no | no |  |  | no |  |  | 1418043.755 | 15331900.333 |  | -1
node_intto1_8104601_200834473 |  |  | PQ | AD | 2771.281 | 8104601 | no | no |  |  | no |  |  | 1420943.974 | 15323448.185 |  | -1
node_intto1_8104601_200834510 |  |  | PQ | AD | 2771.281 | 8104601 | no | no |  |  | no |  |  | 1416377.314 | 15336148.731 |  | -1
node_intto1_8104601_200834561 |  |  | PQ | AD | 2771.281 | 8104601 | no | no |  |  | no |  |  | 1435477.05 | 15344516.433 |  | -1
node_intto1_8104601_200834569 |  |  | PQ | AD | 2771.281 | 8104601 | no | no |  |  | no |  |  | 1435524.688 | 15343017.587 |  | -1
node_intto1_8104601_200834578 |  |  | PQ | AD | 2771.281 | 8104601 | no | no |  |  | no |  |  | 1418168.637 | 15332024.012 |  | -1
node_intto1_8104601_200834595 |  |  | PQ | AD | 2771.281 | 8104601 | no | no |  |  | no |  |  | 1417063.772 | 15312588.46 |  | -1
node_intto1_8104601_200834597 |  |  | PQ | AD | 19918.584 | 8104601 | no | no |  |  | no |  |  | 1419146.306 | 15332181.14 |  | -1
node_intto1_8104601_200834668 |  |  | PQ | AD | 2771.281 | 8104601 | no | no |  |  | no |  |  | 1415960.209 | 15338103.965 |  | -1
node_intto1_8104601_200834676 |  |  | PQ | AN | 2771.281 | 8104601 | no | no |  |  | no |  |  | 1417724.963 | 15319653.183 |  | -1
node_intto1_8104601_200834680 |  |  | PQ | AN | 2771.281 | 8104601 | no | no |  |  | no |  |  | 1417058.195 | 15319764.592 |  | -1
node_intto1_8104601_200834732 |  |  | PQ | AD | 2771.281 | 8104601 | no | no |  |  | no |  |  | 1427176.142 | 15330467.008 |  | -1
node_intto1_8104601_200834769 |  |  | PQ | AD | 2771.281 | 8104601 | no | no |  |  | no |  |  | 1429498.301 | 15332354.331 |  | -1
node_intto1_8104601_200834819 |  |  | PQ | AD | 19918.584 | 8104601 | no | no |  |  | no |  |  | 1417749.186 | 15345730.318 |  | -1
node_intto1_8104601_200834837 |  |  | PQ | ABCN | 19918.584 | 8104601 | no | no |  |  | no |  |  | 1420122.458 | 15346143.098 |  | -1
node_intto1_8104601_200834838 |  |  | PQ | AN | 19918.584 | 8104601 | no | no |  |  | no |  |  | 1420171.597 | 15346052.698 |  | -1
node_intto1_8104601_200834849 |  |  | PQ | ABCN | 19918.584 | 8104601 | no | no |  |  | no |  |  | 1421591.726 | 15346013.77 |  | -1
node_intto1_8104601_200834866 |  |  | PQ | AN | 19918.584 | 8104601 | no | no |  |  | no |  |  | 1423841.899 | 15345305.338 |  | -1
node_intto1_8104601_200834876 |  |  | PQ | ABCN | 19918.584 | 8104601 | no | no |  |  | no |  |  | 1424944.363 | 15344599.12 |  | -1
node_intto1_8104601_200834885 |  |  | PQ | ABN | 19918.584 | 8104601 | no | no |  |  | no |  |  | 1425828.727 | 15345219.448 |  | -1
node_intto1_8104601_200834931 |  |  | PQ | AD | 2771.281 | 8104601 | no | no |  |  | no |  |  | 1414565.208 | 15340713.127 |  | -1
node_intto1_8104601_200834934 |  |  | PQ | AD | 2771.281 | 8104601 | no | no |  |  | no |  |  | 1417588.815 | 15344838.094 |  | -1
node_intto1_8104601_200834948 |  |  | PQ | AD | 2771.281 | 8104601 | no | no |  |  | no |  |  | 1414700.265 | 15337864.34 |  | -1
node_intto1_8104601_200834960 |  |  | PQ | AD | 2771.281 | 8104601 | no | no |  |  | no |  |  | 1415883.195 | 15336580.521 |  | -1
node_intto1_8104601_200834975 |  |  | PQ | AD | 2771.281 | 8104601 | no | no |  |  | no |  |  | 1417672.674 | 15344506.456 |  | -1
node_intto1_8104601_200834991 |  |  | PQ | AN | 19918.584 | 8104601 | no | no |  |  | no |  |  | 1424523.302 | 15344545.622 |  | -1
node_intto1_8104601_200835008 |  |  | PQ | ABCN | 19918.584 | 8104601 | no | no |  |  | no |  |  | 1425001.283 | 15343169.371 |  | -1
node_intto1_8104601_200835017 |  |  | PQ | AN | 19918.584 | 8104601 | no | no |  |  | no |  |  | 1425004.822 | 15341828.937 |  | -1
node_intto1_8104601_200835028 |  |  | PQ | ABCN | 19918.584 | 8104601 | no | no |  |  | no |  |  | 1424556.957 | 15340709.569 |  | -1
node_intto1_8104601_200835071 |  |  | PQ | AN | 19918.584 | 8104601 | no | no |  |  | no |  |  | 1420327.469 | 15335689.11 |  | -1
node_intto1_8104601_200835096 |  |  | PQ | ABCN | 19918.584 | 8104601 | no | no |  |  | no |  |  | 1418752.784 | 15333716.585 |  | -1
node_intto1_8104601_200835098 |  |  | PQ | AN | 19918.584 | 8104601 | no | no |  |  | no |  |  | 1418299.667 | 15333763.886 |  | -1
node_intto1_8104601_200835138 |  |  | PQ | ABCN | 19918.584 | 8104601 | no | no |  |  | no |  |  | 1418110.443 | 15329329.882 |  | -1
node_intto1_8104601_200835143 |  |  | PQ | AN | 19918.584 | 8104601 | no | no |  |  | no |  |  | 1418313.641 | 15328787.112 |  | -1
node_intto1_8104601_200835154 |  |  | PQ | ABN | 2771.281 | 8104601 | no | no |  |  | no |  |  | 1417919.313 | 15327855.226 |  | -1
node_intto1_8104601_200835165 |  |  | PQ | AD | 2771.281 | 8104601 | no | no |  |  | no |  |  | 1417953.28 | 15326480.683 |  | -1
node_intto1_8104601_200835177 |  |  | PQ | AD | 2771.281 | 8104601 | no | no |  |  | no |  |  | 1417510.119 | 15324116.922 |  | -1
node_intto1_8104601_200835183 |  |  | PQ | AD | 2771.281 | 8104601 | no | no |  |  | no |  |  | 1417410.701 | 15323710.855 |  | -1
node_intto1_8104601_200835199 |  |  | PQ | AN | 19918.584 | 8104601 | no | no |  |  | no |  |  | 1424400.474 | 15340160.398 |  | -1
node_intto1_8104601_200835213 |  |  | PQ | AD | 2771.281 | 8104601 | no | no |  |  | no |  |  | 1432011.109 | 15343526.67 |  | -1
node_intto1_8104601_200835236 |  |  | PQ | AD | 2771.281 | 8104601 | no | no |  |  | no |  |  | 1431577.577 | 15339821.197 |  | -1
node_intto1_8104601_200835238 |  |  | PQ | AD | 2771.281 | 8104601 | no | no |  |  | no |  |  | 1431657.577 | 15339418.563 |  | -1
node_intto1_8104601_200835289 |  |  | PQ | AD | 2771.281 | 8104601 | no | no |  |  | no |  |  | 1425232.97 | 15341147.582 |  | -1
node_intto1_8104601_200835320 |  |  | PQ | AD | 2771.281 | 8104601 | no | no |  |  | no |  |  | 1436945.972 | 15344639.439 |  | -1
node_intto1_8104601_200835405 |  |  | PQ | AD | 2771.281 | 8104601 | no | no |  |  | no |  |  | 1414360.001 | 15315916.628 |  | -1
node_intto1_8104601_200835460 |  |  | PQ | AD | 2771.281 | 8104601 | no | no |  |  | no |  |  | 1416139.621 | 15316964.68 |  | -1
node_intto1_8104601_200835474 |  |  | PQ | AD | 2771.281 | 8104601 | no | no |  |  | no |  |  | 1417292.779 | 15317788.322 |  | -1
node_intto1_8104601_200835489 |  |  | PQ | ABCD | 2771.281 | 8104601 | no | no |  |  | no |  |  | 1415049.849 | 15316720.499 |  | -1
node_intto1_8104601_200835502 |  |  | PQ | AD | 2771.281 | 8104601 | no | no |  |  | no |  |  | 1419222.28 | 15320495.143 |  | -1
node_intto1_8104601_200835521 |  |  | PQ | AD | 2771.281 | 8104601 | no | no |  |  | no |  |  | 1421457.073 | 15323088.057 |  | -1
node_intto1_8104601_200835548 |  |  | PQ | AD | 2771.281 | 8104601 | no | no |  |  | no |  |  | 1422972.645 | 15324103.123 |  | -1
node_intto1_8104601_200835568 |  |  | PQ | ABCD | 2771.281 | 8104601 | no | no |  |  | no |  |  | 1415149.132 | 15317635.654 |  | -1
node_intto1_8104601_200835570 |  |  | PQ | AD | 2771.281 | 8104601 | no | no |  |  | no |  |  | 1417163.828 | 15317420.92 |  | -1
node_intto1_8104601_200835587 |  |  | PQ | ABCD | 2771.281 | 8104601 | no | no |  |  | no |  |  | 1414177.407 | 15316232.299 |  | -1
node_intto1_8104601_200876457 |  |  | PQ | AD | 2771.281 | 8104601 | no | no |  |  | no |  |  | 1433355.087 | 15350551.66 |  | -1
node_intto1_8104601_200876466 |  |  | PQ | AD | 2771.281 | 8104601 | no | no |  |  | no |  |  | 1433196.82 | 15351637.06 |  | -1
node_intto1_8104601_200876499 |  |  | PQ | AD | 2771.281 | 8104601 | no | no |  |  | no |  |  | 1442451.177 | 15360857.642 |  | -1
node_intto1_8104601_200876582 |  |  | PQ | AD | 2771.281 | 8104601 | no | no |  |  | no |  |  | 1429158.046 | 15347202.856 |  | -1
node_intto1_8104601_200876588 |  |  | PQ | AD | 2771.281 | 8104601 | no | no |  |  | no |  |  | 1428021.147 | 15352836.954 |  | -1
node_intto1_8104601_200876597 |  |  | PQ | AD | 2771.281 | 8104601 | no | no |  |  | no |  |  | 1427739.016 | 15354887.144 |  | -1
node_intto1_8104601_200876616 |  |  | PQ | AD | 2771.281 | 8104601 | no | no |  |  | no |  |  | 1431008.855 | 15357552.352 |  | -1
node_intto1_8104601_200876628 |  |  | PQ | AD | 2771.281 | 8104601 | no | no |  |  | no |  |  | 1428341.389 | 15348276.742 |  | -1
node_intto1_8104601_200876750 |  |  | PQ | AD | 2771.281 | 8104601 | no | no |  |  | no |  |  | 1423765.773 | 15354523.34 |  | -1
node_intto1_8104601_200876916 |  |  | PQ | AD | 2771.281 | 8104601 | no | no |  |  | no |  |  | 1428726.783 | 15356871.531 |  | -1
node_intto1_8104601_200876917 |  |  | PQ | AD | 2771.281 | 8104601 | no | no |  |  | no |  |  | 1429091.375 | 15356873.28 |  | -1
node_intto1_8104601_200876972 |  |  | PQ | AD | 2771.281 | 8104601 | no | no |  |  | no |  |  | 1430971.113 | 15356762.652 |  | -1
node_intto1_8104601_200876974 |  |  | PQ | AD | 2771.281 | 8104601 | no | no |  |  | no |  |  | 1432413.431 | 15354306.345 |  | -1
node_intto1_8104601_200876975 |  |  | PQ | AD | 2771.281 | 8104601 | no | no |  |  | no |  |  | 1432178.695 | 15354293.848 |  | -1
node_intto1_8104601_200876978 |  |  | PQ | AD | 2771.281 | 8104601 | no | no |  |  | no |  |  | 1430966.289 | 15356387.198 |  | -1
node_intto1_8104601_200877158 |  |  | PQ | AD | 2771.281 | 8104601 | no | no |  |  | no |  |  | 1421812.713 | 15350330.501 |  | -1
node_intto1_8104601_200877218 |  |  | PQ | AD | 2771.281 | 8104601 | no | no |  |  | no |  |  | 1422478.076 | 15351911.414 |  | -1
node_intto1_8104601_200877358 |  |  | PQ | AD | 2771.281 | 8104601 | no | no |  |  | no |  |  | 1436063.547 | 15350867.108 |  | -1
node_intto1_8104601_200877359 |  |  | PQ | AD | 2771.281 | 8104601 | no | no |  |  | no |  |  | 1436012.609 | 15350803.739 |  | -1
node_intto1_8104601_200877399 |  |  | PQ | AD | 2771.281 | 8104601 | no | no |  |  | no |  |  | 1437983.898 | 15354901.832 |  | -1
node_intto1_8104601_200877859 |  |  | PQ | AD | 2771.281 | 8104601 | no | no |  |  | no |  |  | 1423958.727 | 15355268.439 |  | -1
node_intto1_8104601_200877876 |  |  | PQ | AD | 2771.281 | 8104601 | no | no |  |  | no |  |  | 1424259.578 | 15358380.873 |  | -1
node_intto1_8104601_200877907 |  |  | PQ | ABCD | 2771.281 | 8104601 | no | no |  |  | no |  |  | 1421785.733 | 15347311.85 |  | -1
node_intto1_8104601_200877927 |  |  | PQ | AD | 2771.281 | 8104601 | no | no |  |  | no |  |  | 1431143.628 | 15347197.657 |  | -1
node_intto1_8104601_200877960 |  |  | PQ | AD | 2771.281 | 8104601 | no | no |  |  | no |  |  | 1436339.722 | 15351967.9 |  | -1
node_intto1_8104601_200877961 |  |  | PQ | AD | 2771.281 | 8104601 | no | no |  |  | no |  |  | 1435996.699 | 15352235.627 |  | -1
node_intto1_8104601_200877967 |  |  | PQ | AD | 2771.281 | 8104601 | no | no |  |  | no |  |  | 1437326.084 | 15353142.284 |  | -1
node_intto1_8104601_200878007 |  |  | PQ | AD | 2771.281 | 8104601 | no | no |  |  | no |  |  | 1443608.115 | 15361922.441 |  | -1
node_intto1_8104601_200878151 |  |  | PQ | AD | 2771.281 | 8104601 | no | no |  |  | no |  |  | 1432106.038 | 15347077.248 |  | -1
node_intto1_8104601_200911457 |  |  | PQ | AD | 2771.281 | 8104601 | no | no |  |  | no |  |  | 1423495.702 | 15353820.19 |  | -1
node_intto1_8104601_200914586 |  |  | PQ | ABCD | 2771.281 | 8104601 | no | no |  |  | no |  |  | 1409244.008 | 15327422.76 |  | -1
node_intto1_8104601_200914632 |  |  | PQ | AN | 2771.281 | 8104601 | no | no |  |  | no |  |  | 1406246.196 | 15337738.124 |  | -1
node_intto1_8104601_200952057 |  |  | PQ | ABCN | 19918.584 | 8104601 | no | no |  |  | no |  |  | 1414251.05 | 15327975.268 |  | -1
node_intto1_8104601_200954935 |  |  | PQ | ABCN | 19918.584 | 8104601 | no | no |  |  | no |  |  | 1417957.018 | 15329262.336 |  | -1
node_intto1_8104601_200969961 |  |  | PQ | AD | 2771.281 | 8104601 | no | no |  |  | no |  |  | 1414069.473 | 15339404.777 |  | -1
node_intto1_8104601_200970336 |  |  | PQ | ABCD | 2771.281 | 8104601 | no | no |  |  | no |  |  | 1410127.626 | 15324311.351 |  | -1
node_intto1_8104601_200972546 |  |  | PQ | AN | 2771.281 | 8104601 | no | no |  |  | no |  |  | 1433817.191 | 15353742.972 |  | -1
node_intto1_8104601_200974352 |  |  | PQ | ABCN | 19918.584 | 8104601 | no | no |  |  | no |  |  | 1414210.286 | 15328129.584 |  | -1
node_intto1_8104601_200975920 |  |  | PQ | AN | 2771.281 | 8104601 | no | no |  |  | no |  |  | 1419523.147 | 15322898.135 |  | -1
node_intto1_8104601_200979482 |  |  | PQ | AN | 2771.281 | 8104601 | no | no |  |  | no |  |  | 1418385.286 | 15320677.261 |  | -1
node_intto1_8104601_201009000 |  |  | PQ | AN | 19918.584 | 8104601 | no | no |  |  | no |  |  | 1415770.691 | 15328086.346 |  | -1
node_intto1_8104601_201009836 |  |  | PQ | AN | 2771.281 | 8104601 | no | no |  |  | no |  |  | 1426362.349 | 15338308.427 |  | -1
node_intto1_8104601_201010417 |  |  | PQ | ABCN | 19918.584 | 8104601 | no | no |  |  | no |  |  | 1418546.047 | 15332295.037 |  | -1
node_intto1_8104601_201012075 |  |  | PQ | AD | 2771.281 | 8104601 | no | no |  |  | no |  |  | 1404614.755 | 15335604.137 |  | -1
node_intto1_8104601_201013347 |  |  | PQ | AN | 2771.281 | 8104601 | no | no |  |  | no |  |  | 1425368.387 | 15329442.049 |  | -1
node_intto1_8104601_201013348 |  |  | PQ | AN | 2771.281 | 8104601 | no | no |  |  | no |  |  | 1421531.059 | 15329257.019 |  | -1
node_intto1_8104601_201013440 |  |  | PQ | AN | 2771.281 | 8104601 | no | no |  |  | no |  |  | 1431335.533 | 15342956.901 |  | -1
node_intto1_8104601_201014978 |  |  | PQ | AD | 2771.281 | 8104601 | no | no |  |  | no |  |  | 1418520.481 | 15329382.84 |  | -1
node_intto1_8104601_201017782 |  |  | PQ | AN | 2771.281 | 8104601 | no | no |  |  | no |  |  | 1421647.831 | 15327310.243 |  | -1
node_intto1_8104601_201018019 |  |  | PQ | AD | 2771.281 | 8104601 | no | no |  |  | no |  |  | 1414988.338 | 15316638.454 |  | -1
node_intto1_8104601_201018873 |  |  | PQ | AN | 2771.281 | 8104601 | no | no |  |  | no |  |  | 1409900.938 | 15323476.327 |  | -1
node_intto1_8104601_201021371 |  |  | PQ | AD | 2771.281 | 8104601 | no | no |  |  | no |  |  | 1441535.938 | 15358312.172 |  | -1
node_intto1_8104601_201021449 |  |  | PQ | ABCN | 19918.584 | 8104601 | no | no |  |  | no |  |  | 1425383.189 | 15344610.261 |  | -1
node_intto1_8104601_201021689 |  |  | PQ | AD | 2771.281 | 8104601 | no | no |  |  | no |  |  | 1417761.864 | 15344901.85 |  | -1
node_intto1_8104601_201063659 |  |  | PQ | ABCN | 19918.584 | 8104601 | no | no |  |  | no |  |  | 1408161.38 | 15325668.614 |  | -1
node_intto1_8104601_201063774 |  |  | PQ | ABCN | 19918.584 | 8104601 | no | no |  |  | no |  |  | 1406825.275 | 15329720.088 |  | -1
node_intto1_8104601_310004663 |  |  | PQ | AN | 2771.281 | 8104601 | no | no |  |  | no |  |  | 1416805.801 | 15340391.451 |  | -1
node_intto1_8104601_310029209 |  |  | PQ | AN | 2771.281 | 8104601 | no | no |  |  | no |  |  | 1410953.989 | 15324099.959 |  | -1
node_intto1_8104601_311899390 |  |  | PQ | AN | 2771.281 | 8104601 | no | no |  |  | no |  |  | 1416206.595 | 15312577.765 |  | -1
node_intto1_8104601_311901318 |  |  | PQ | AN | 2771.281 | 8104601 | no | no |  |  | no |  |  | 1432912.023 | 15331734.676 |  | -1
node_intto1_8104601_311978566 |  |  | PQ | AN | 7199.558 | 8104601 | no | no |  |  | no |  |  | 1413482.118 | 15324265.841 |  | -1
node_intto1_8104601_311991875 |  |  | PQ | AD | 2771.281 | 8104601 | no | no |  |  | no |  |  | 1431646.018 | 15359668.757 |  | -1
node_intto1_8104601_312009329 |  |  | PQ | AD | 2771.281 | 8104601 | no | no |  |  | no |  |  | 1409974.08 | 15323593.139 |  | -1
node_intto1_8104601_312116435 |  |  | PQ | AN | 2771.281 | 8104601 | no | no |  |  | no |  |  | 1410202.181 | 15325453.788 |  | -1
node_intto1_8104601_312122380 |  |  | PQ | ABCN | 19918.584 | 8104601 | no | no |  |  | no |  |  | 1418483.652 | 15332499.547 |  | -1
node_intto1_8104601_312123910 |  |  | PQ | AN | 2771.281 | 8104601 | no | no |  |  | no |  |  | 1407255.837 | 15333417.591 |  | -1
node_intto1_220382549 |  |  | PQ | AD | 2771.281 | 8104601 | no | no |  |  | no |  |  | 1411386.361 | 15326177.977 |  | -1
node_intto1_220382566 |  |  | PQ | ABN | 19918.584 | 8104601 | no | no |  |  | no |  |  | 1410190.886 | 15327099.097 |  | -1
node_intto1_220382575 |  |  | PQ | AD | 2771.281 | 8104601 | no | no |  |  | no |  |  | 1408921.335 | 15323164.069 |  | -1
node_intto1_220382576 |  |  | PQ | AD | 2771.281 | 8104601 | no | no |  |  | no |  |  | 1408933.221 | 15322885.413 |  | -1
node_intto1_220382577 |  |  | PQ | ABCD | 2771.281 | 8104601 | no | no |  |  | no |  |  | 1413059.808 | 15324747.787 |  | -1
node_intto1_220382599 |  |  | PQ | ABCN | 19918.584 | 8104601 | no | no |  |  | no |  |  | 1409728.056 | 15326798.933 |  | -1
node_intto1_220382607 |  |  | PQ | AD | 2771.281 | 8104601 | no | no |  |  | no |  |  | 1409394.702 | 15321956.2 |  | -1
node_intto1_220382666 |  |  | PQ | ABCN | 19918.584 | 8104601 | no | no |  |  | no |  |  | 1406957.079 | 15329771.572 |  | -1
node_intto1_220386017 |  |  | PQ | AN | 19918.584 | 8104601 | no | no |  |  | no |  |  | 1431641.792 | 15347022.447 |  | -1
node_intto1_220386097 |  |  | PQ | AN | 19918.584 | 8104601 | no | no |  |  | no |  |  | 1430902.23 | 15346985.276 |  | -1
node_intto1_220388045 |  |  | PQ | ABCN | 19918.584 | 8104601 | no | no |  |  | no |  |  | 1414921.186 | 15328510.382 |  | -1
node_intto1_220388051 |  |  | PQ | ABCN | 19918.584 | 8104601 | no | no |  |  | no |  |  | 1414898.922 | 15317824.694 |  | -1
node_intto1_220388443 |  |  | PQ | AD | 7199.558 | 8104601 | no | no |  |  | no |  |  | 1415541.418 | 15318709.865 |  | -1
node_intto1_220388451 |  |  | PQ | ABCN | 19918.584 | 8104601 | no | no |  |  | no |  |  | 1417881.262 | 15328235.811 |  | -1
node_intto1_220388605 |  |  | PQ | AN | 19918.584 | 8104601 | no | no |  |  | no |  |  | 1418282.438 | 15331884.118 |  | -1
node_intto1_220388664 |  |  | PQ | AN | 19918.584 | 8104601 | no | no |  |  | no |  |  | 1420343.766 | 15336317.366 |  | -1
node_intto1_220388718 |  |  | PQ | ABCN | 19918.584 | 8104601 | no | no |  |  | no |  |  | 1421476.938 | 15346525.277 |  | -1
node_intto1_220415345 |  |  | PQ | AD | 7199.558 | 8104601 | no | no |  |  | no |  |  | 1411407.58 | 15326183.801 |  | -1
node_intto1_220415430 |  |  | PQ | AD | 7199.558 | 8104601 | no | no |  |  | no |  |  | 1415547.504 | 15318709.967 |  | -1
node_intto1_220415916 |  |  | PQ | AD | 2771.281 | 8104601 | no | no |  |  | no |  |  | 1428913.921 | 15331525.72 |  | -1
node_intto1_220436609 |  |  | PQ | AN | 19918.584 | 8104601 | no | no |  |  | no |  |  | 1429266.337 | 15346935.551 |  | -1
node_intto1_220462578 |  |  | PQ | ABCN | 19918.584 | 8104601 | no | no |  |  | no |  |  | 1406961.636 | 15329766.988 |  | -1
node_intto1_220462810 |  |  | PQ | AD | 2771.281 | 8104601 | no | no |  |  | no |  |  | 1409385.436 | 15321959.708 |  | -1
node_intto1_220464379 |  |  | PQ | ABCN | 19918.584 | 8104601 | no | no |  |  | no |  |  | 1409733.057 | 15326787.615 |  | -1
node_intto1_220464505 |  |  | PQ | AN | 19918.584 | 8104601 | no | no |  |  | no |  |  | 1418269.78 | 15331885.036 |  | -1
node_intto1_220464694 |  |  | PQ | ABCD | 2771.281 | 8104601 | no | no |  |  | no |  |  | 1413141.087 | 15324672.5 |  | -1
node_intto1_220464865 |  |  | PQ | ABN | 19918.584 | 8104601 | no | no |  |  | no |  |  | 1410203.23 | 15327100.003 |  | -1
node_intto1_220465130 |  |  | PQ | AD | 2771.281 | 8104601 | no | no |  |  | no |  |  | 1408920.165 | 15323169.812 |  | -1
node_intto1_220465154 |  |  | PQ | AD | 2771.281 | 8104601 | no | no |  |  | no |  |  | 1415535.981 | 15318709.783 |  | -1
node_intto1_220465173 |  |  | PQ | AD | 2771.281 | 8104601 | no | no |  |  | no |  |  | 1411397.243 | 15326180.964 |  | -1
node_intto1_220465194 |  |  | PQ | ABCN | 19918.584 | 8104601 | no | no |  |  | no |  |  | 1417887.926 | 15328223.47 |  | -1
node_intto1_220465269 |  |  | PQ | ABCN | 19918.584 | 8104601 | no | no |  |  | no |  |  | 1414902.207 | 15317822.172 |  | -1
node_intto1_220465300 |  |  | PQ | AN | 19918.584 | 8104601 | no | no |  |  | no |  |  | 1420343.968 | 15336332.584 |  | -1
node_intto1_220465329 |  |  | PQ | AN | 19918.584 | 8104601 | no | no |  |  | no |  |  | 1430905.521 | 15346988.33 |  | -1
node_intto1_220465358 |  |  | PQ | AN | 19918.584 | 8104601 | no | no |  |  | no |  |  | 1431652.962 | 15347024.445 |  | -1
node_intto1_220465425 |  |  | PQ | AD | 2771.281 | 8104601 | no | no |  |  | no |  |  | 1408924.923 | 15322884.729 |  | -1
node_intto1_220465517 |  |  | PQ | AD | 19918.584 | 8104601 | no | no |  |  | no |  |  | 1423082.382 | 15345222.628 |  | -1
node_intto1_220523181 |  |  | PQ | AN | 19918.584 | 8104601 | no | no |  |  | no |  |  | 1419270.938 | 15345943.45 |  | -1
node_intto1_220523338 |  |  | PQ | AN | 19918.584 | 8104601 | no | no |  |  | no |  |  | 1414084.614 | 15321746.197 |  | -1
node_intto1_220523371 |  |  | PQ | AN | 19918.584 | 8104601 | no | no |  |  | no |  |  | 1418448.23 | 15332638.664 |  | -1
node_intto1_220523537 |  |  | PQ | AN | 2771.281 | 8104601 | no | no |  |  | no |  |  | 1415382.753 | 15318172.457 |  | -1
node_intto1_220523539 |  |  | PQ | AN | 19918.584 | 8104601 | no | no |  |  | no |  |  | 1418154.439 | 15329313.279 |  | -1
node_intto1_220523542 |  |  | PQ | AN | 19918.584 | 8104601 | no | no |  |  | no |  |  | 1414314.931 | 15323041.07 |  | -1
node_intto1_220523544 |  |  | PQ | AD | 19918.584 | 8104601 | no | no |  |  | no |  |  | 1424762.801 | 15341130.71 |  | -1
node_intto1_220523554 |  |  | PQ | AN | 19918.584 | 8104601 | no | no |  |  | no |  |  | 1419265.845 | 15335144.488 |  | -1
node_intto1_220523555 |  |  | PQ | AN | 19918.584 | 8104601 | no | no |  |  | no |  |  | 1417739.165 | 15345621.778 |  | -1
node_intto1_220523558 |  |  | PQ | AN | 19918.584 | 8104601 | no | no |  |  | no |  |  | 1418488.361 | 15333023.364 |  | -1
node_intto1_220523571 |  |  | PQ | AN | 19918.584 | 8104601 | no | no |  |  | no |  |  | 1416204.675 | 15345642.062 |  | -1
node_intto1_220523572 |  |  | PQ | AN | 19918.584 | 8104601 | no | no |  |  | no |  |  | 1424745.735 | 15341301.796 |  | -1
node_intto1_220523584 |  |  | PQ | AN | 19918.584 | 8104601 | no | no |  |  | no |  |  | 1410468.468 | 15327576.062 |  | -1
node_intto1_220523593 |  |  | PQ | AN | 19918.584 | 8104601 | no | no |  |  | no |  |  | 1429264.868 | 15346939.27 |  | -1
node_intto1_220523603 |  |  | PQ | AN | 19918.584 | 8104601 | no | no |  |  | no |  |  | 1414105.02 | 15321748.409 |  | -1
node_intto1_220535456 |  |  | PQ | ABCN | 19918.584 | 8104601 | no | no |  |  | no |  |  | 1414226.222 | 15328136.092 |  | -1
node_intto1_220539693 |  |  | PQ | AN | 19918.584 | 8104601 | no | no |  |  | no |  |  | 1414323.627 | 15323038.596 |  | -1
node_intto1_220539695 |  |  | PQ | AN | 19918.584 | 8104601 | no | no |  |  | no |  |  | 1410461.942 | 15327575.104 |  | -1
node_intto1_220539697 |  |  | PQ | AN | 19918.584 | 8104601 | no | no |  |  | no |  |  | 1416206.125 | 15345632.171 |  | -1
node_intto1_220539699 |  |  | PQ | AN | 19918.584 | 8104601 | no | no |  |  | no |  |  | 1417740.382 | 15345634.521 |  | -1
node_intto1_220539700 |  |  | PQ | AN | 19918.584 | 8104601 | no | no |  |  | no |  |  | 1419271.754 | 15345950.356 |  | -1
node_intto1_220539702 |  |  | PQ | AD | 19918.584 | 8104601 | no | no |  |  | no |  |  | 1423084.673 | 15345230.728 |  | -1
node_intto1_220539703 |  |  | PQ | AD | 19918.584 | 8104601 | no | no |  |  | no |  |  | 1424750.132 | 15341129.092 |  | -1
node_intto1_220539704 |  |  | PQ | AN | 19918.584 | 8104601 | no | no |  |  | no |  |  | 1419266.702 | 15335142.088 |  | -1
node_intto1_220539705 |  |  | PQ | AN | 19918.584 | 8104601 | no | no |  |  | no |  |  | 1418492.252 | 15333021.779 |  | -1
node_intto1_220539706 |  |  | PQ | AN | 19918.584 | 8104601 | no | no |  |  | no |  |  | 1418144.409 | 15329316.77 |  | -1
node_intto1_220539801 |  |  | PQ | AN | 19918.584 | 8104601 | no | no |  |  | no |  |  | 1424757.419 | 15341299.19 |  | -1
node_intto1_220539802 |  |  | PQ | AN | 2771.281 | 8104601 | no | no |  |  | no |  |  | 1415376.072 | 15318174.698 |  | -1
node_intto1_220545163 |  |  | PQ | AN | 7199.558 | 8104601 | no | no |  |  | no |  |  | 1424734.177 | 15341304.373 |  | -1
node_intto1_220545164 |  |  | PQ | AN | 7199.558 | 8104601 | no | no |  |  | no |  |  | 1415389.031 | 15318170.351 |  | -1
node_intto1_220549634 |  |  | PQ | ABCN | 19918.584 | 8104601 | no | no |  |  | no |  |  | 1409352.46 | 15327706.886 |  | -1
node_intto1_220549637 |  |  | PQ | ABCN | 19918.584 | 8104601 | no | no |  |  | no |  |  | 1409345.139 | 15327705.371 |  | -1
node_intto1_220557262 |  |  | PQ | AD | 7199.558 | 8104601 | no | no |  |  | no |  |  | 1409378.41 | 15321962.368 |  | -1
node_intto1_220557263 |  |  | PQ | AD | 7199.558 | 8104601 | no | no |  |  | no |  |  | 1408917.671 | 15322884.131 |  | -1
node_intto1_220557264 |  |  | PQ | AD | 7199.558 | 8104601 | no | no |  |  | no |  |  | 1408919.375 | 15323173.687 |  | -1
node_intto1_220592470 |  |  | PQ | AD | 2771.281 | 8104601 | no | no |  |  | no |  |  | 1415530.593 | 15318709.772 |  | -1
node_intto1_220594458 |  |  | PQ | ABCN | 19918.584 | 8104601 | no | no |  |  | no |  |  | 1414916.16 | 15328518.808 |  | -1
node_intto1_220599187 |  |  | PQ | ABCN | 19918.584 | 8104601 | no | no |  |  | no |  |  | 1424879.602 | 15342127.155 |  | -1
node_intto1_220638620 |  |  | PQ | ABCN | 19918.584 | 8104601 | no | no |  |  | no |  |  | 1421479.146 | 15346530.676 |  | -1
node_intto1_312011932 |  |  | PQ | AN | 19918.584 | 8104601 | no | no |  |  | no |  |  | 1418433.016 | 15332631.178 |  | -1
node_intto1_312126434 |  |  | PQ | ABCN | 19918.584 | 8104601 | no | no |  |  | no |  |  | 1418481.575 | 15332503.533 |  | -1
node_intto1_312126435 |  |  | PQ | ABCN | 19918.584 | 8104601 | no | no |  |  | no |  |  | 1418479.365 | 15332507.775 |  | -1

## overhead_line
data_type | static
owner_type | feeder
owner | 8104601
object | overhead_line
name | groupid | phases | fr | to | length | configuration | dcircuit | selected | monitored | monitored_fields | class_monitored_fields | played | played_fields | comments | R | X | B | lim_kw
oh_line_8104601_200820751 |  | AN | node_8104601_200974003 | node_8104601_200820751 | 185.985 | bal_1P_1/0AL_1/0AL(N) | 8104601 | no | no |  |  | no |  |  | 0 | 0 | 0 | 0
oh_line_8104601_200821189 |  | AD | node_8104601_201008349 | node_8104601_200821189 | 133.047 | bal_1P_2AC | 8104601 | no | no |  |  | no |  |  | 0 | 0 | 0 | 0
oh_line_8104601_200821448 |  | AD | node_8104601_200824609 | node_intto1_8104601_200821448 | 217.61 | bal_1P_2AC | 8104601 | no | no |  |  | no |  |  | 0 | 0 | 0 | 0
oh_line_8104601_200821450 |  | AD | node_8104601_200821448 | node_8104601_200821450 | 238.798 | bal_1P_2AC | 8104601 | no | no |  |  | no |  |  | 0 | 0 | 0 | 0
oh_line_8104601_200821452 |  | AD | node_8104601_200821450 | node_8104601_200821452 | 339.073 | bal_1P_2AC | 8104601 | no | no |  |  | no |  |  | 0 | 0 | 0 | 0
oh_line_8104601_200821453 |  | AD | node_8104601_200821452 | node_intto1_8104601_200821453 | 155.395 | bal_1P_2AC | 8104601 | no | no |  |  | no |  |  | 0 | 0 | 0 | 0
oh_line_8104601_200821455 |  | AD | node_8104601_201013771 | node_8104601_200821455 | 258.719 | bal_1P_2AC | 8104601 | no | no |  |  | no |  |  | 0 | 0 | 0 | 0
oh_line_8104601_200821456 |  | AD | node_8104601_200821455 | node_8104601_200821456 | 213.807 | bal_1P_4CU | 8104601 | no | no |  |  | no |  |  | 0 | 0 | 0 | 0
oh_line_8104601_200821458 |  | AD | node_8104601_200821456 | node_8104601_200821458 | 292.601 | bal_1P_2AC | 8104601 | no | no |  |  | no |  |  | 0 | 0 | 0 | 0
oh_line_8104601_200821460 |  | AD | node_8104601_200821458 | node_8104601_200821460 | 310.928 | bal_1P_2AC | 8104601 | no | no |  |  | no |  |  | 0 | 0 | 0 | 0
oh_line_8104601_200821461 |  | AD | node_8104601_200821460 | node_8104601_200821461 | 171.362 | bal_1P_1/0AA | 8104601 | no | no |  |  | no |  |  | 0 | 0 | 0 | 0
oh_line_8104601_200821462 |  | AD | node_8104601_200821461 | node_8104601_200821462 | 108.349 | bal_1P_1/0AA | 8104601 | no | no |  |  | no |  |  | 0 | 0 | 0 | 0
oh_line_8104601_200821463 |  | AD | node_8104601_200821462 | node_8104601_200821463 | 164.579 | bal_1P_1/0AA | 8104601 | no | no |  |  | no |  |  | 0 | 0 | 0 | 0
oh_line_8104601_200821464 |  | AD | node_8104601_200821463 | node_8104601_200821464 | 149.16 | bal_1P_1/0AC | 8104601 | no | no |  |  | no |  |  | 0 | 0 | 0 | 0
oh_line_8104601_200821465 |  | AD | node_8104601_200821460 | node_8104601_200821465 | 507.641 | bal_1P_2AC | 8104601 | no | no |  |  | no |  |  | 0 | 0 | 0 | 0
oh_line_8104601_200821466 |  | AD | node_8104601_200821465 | node_8104601_200821466 | 232.065 | bal_1P_2AC | 8104601 | no | no |  |  | no |  |  | 0 | 0 | 0 | 0
oh_line_8104601_200821467 |  | AD | node_8104601_200821466 | node_8104601_200821467 | 241.542 | bal_1P_2AC | 8104601 | no | no |  |  | no |  |  | 0 | 0 | 0 | 0
oh_line_8104601_200821468 |  | AD | node_8104601_200821467 | node_8104601_200821468 | 363.145 | bal_1P_2AC | 8104601 | no | no |  |  | no |  |  | 0 | 0 | 0 | 0
oh_line_8104601_200821469 |  | AD | node_8104601_200821467 | node_8104601_200821469 | 216.709 | bal_1P_2AC | 8104601 | no | no |  |  | no |  |  | 0 | 0 | 0 | 0
oh_line_8104601_200821470 |  | AD | node_8104601_200821469 | node_8104601_200821470 | 265.258 | bal_1P_2AC | 8104601 | no | no |  |  | no |  |  | 0 | 0 | 0 | 0
oh_line_8104601_200821471 |  | AD | node_8104601_200821470 | node_8104601_200821471 | 389.93 | bal_1P_2AC | 8104601 | no | no |  |  | no |  |  | 0 | 0 | 0 | 0
oh_line_8104601_200821472 |  | AD | node_8104601_200821471 | node_8104601_200821472 | 114.481 | bal_1P_1/0AA | 8104601 | no | no |  |  | no |  |  | 0 | 0 | 0 | 0
oh_line_8104601_200821473 |  | AD | node_8104601_200821471 | node_8104601_200821473 | 351.49 | bal_1P_2AC | 8104601 | no | no |  |  | no |  |  | 0 | 0 | 0 | 0
oh_line_8104601_200822176 |  | ABCN | node_8104601_200822178 | node_8104601_200822176 | 231.761 | bal_3P_4/0AA_1/0AA(N) | 8104601 | no | no |  |  | no |  |  | 0 | 0 | 0 | 0
oh_line_8104601_200822177 |  | ABCN | node_8104601_200822176 | node_intto1_8104601_200822177 | 25.55 | bal_3P_4/0AA_1/0AA(N) | 8104601 | no | no |  |  | no |  |  | 0 | 0 | 0 | 0
oh_line_8104601_200822178 |  | ABCN | node_8104601_200822179 | node_8104601_200822178 | 184.188 | bal_3P_4/0AA_1/0AC(N) | 8104601 | no | no |  |  | no |  |  | 0 | 0 | 0 | 0
oh_line_8104601_200822179 |  | ABCN | node_8104601_200822180 | node_8104601_200822179 | 235.197 | bal_3P_4/0AA_1/0AA(N) | 8104601 | no | no |  |  | no |  |  | 0 | 0 | 0 | 0
oh_line_8104601_200822180 |  | ABCN | node_8104601_200822182 | node_8104601_200822180 | 194.804 | bal_3P_4/0AA_1/0AC(N) | 8104601 | no | no |  |  | no |  |  | 0 | 0 | 0 | 0
oh_line_8104601_200822182 |  | ABCN | node_8104601_200822184 | node_8104601_200822182 | 197.034 | bal_3P_4/0AA_1/0AA(N) | 8104601 | no | no |  |  | no |  |  | 0 | 0 | 0 | 0
oh_line_8104601_200822184 |  | ABCN | node_8104601_200822187 | node_8104601_200822184 | 152.084 | bal_3P_4/0AA_1/0AC(N) | 8104601 | no | no |  |  | no |  |  | 0 | 0 | 0 | 0
oh_line_8104601_200822187 |  | ABCN | node_8104601_200822189 | node_8104601_200822187 | 198.383 | bal_3P_4/0AA_1/0AA(N) | 8104601 | no | no |  |  | no |  |  | 0 | 0 | 0 | 0
oh_line_8104601_200822189 |  | ABCN | node_8104601_201009459 | node_8104601_200822189 | 101.04 | bal_3P_4/0AA_1/0AC(N) | 8104601 | no | no |  |  | no |  |  | 0 | 0 | 0 | 0
oh_line_8104601_200822193 |  | ABCN | node_8104601_200822194 | node_8104601_200822193 | 233.486 | bal_3P_4/0AA_1/0AA(N) | 8104601 | no | no |  |  | no |  |  | 0 | 0 | 0 | 0
oh_line_8104601_200822194 |  | ABCN | node_8104601_200822195 | node_8104601_200822194 | 107.66 | bal_3P_4/0AA_1/0AA(N) | 8104601 | no | no |  |  | no |  |  | 0 | 0 | 0 | 0
oh_line_8104601_200822195 |  | ABCN | node_8104601_200822196 | node_8104601_200822195 | 166.086 | bal_3P_4/0AA_1/0AA(N) | 8104601 | no | no |  |  | no |  |  | 0 | 0 | 0 | 0
oh_line_8104601_200822196 |  | ABCN | node_8104601_200822197 | node_8104601_200822196 | 105.617 | bal_3P_4/0AA_1/0AA(N) | 8104601 | no | no |  |  | no |  |  | 0 | 0 | 0 | 0
oh_line_8104601_200822197 |  | ABCN | node_8104601_200822198 | node_8104601_200822197 | 84.724 | bal_3P_4/0AA_1/0AA(N) | 8104601 | no | no |  |  | no |  |  | 0 | 0 | 0 | 0
oh_line_8104601_200822198 |  | ABCN | node_8104601_200822199 | node_8104601_200822198 | 189.104 | bal_3P_4/0AA_1/0AA(N) | 8104601 | no | no |  |  | no |  |  | 0 | 0 | 0 | 0
oh_line_8104601_200822199 |  | ABCN | node_8104601_200822201 | node_8104601_200822199 | 168 | bal_3P_4/0AA_1/0AC(N) | 8104601 | no | no |  |  | no |  |  | 0 | 0 | 0 | 0
oh_line_8104601_200822201 |  | ABCN | node_8104601_200822202 | node_8104601_200822201 | 94.925 | bal_3P_4/0AA_1/0AC(N) | 8104601 | no | no |  |  | no |  |  | 0 | 0 | 0 | 0
oh_line_8104601_200822202 |  | ABCN | node_8104601_200822203 | node_intto1_8104601_200822202 | 176.925 | bal_3P_4/0AA_1/0AA(N) | 8104601 | no | no |  |  | no |  |  | 0 | 0 | 0 | 0
oh_line_8104601_200822203 |  | ABCN | node_8104601_200822204 | node_8104601_200822203 | 172.998 | bal_3P_4/0AA_1/0AA(N) | 8104601 | no | no |  |  | no |  |  | 0 | 0 | 0 | 0
oh_line_8104601_200822204 |  | ABCN | node_8104601_200822205 | node_8104601_200822204 | 249.252 | bal_3P_4/0AA_1/0AA(N) | 8104601 | no | no |  |  | no |  |  | 0 | 0 | 0 | 0
oh_line_8104601_200822205 |  | ABCN | node_8104601_200822206 | node_8104601_200822205 | 269.637 | bal_3P_4/0AA_1/0AA(N) | 8104601 | no | no |  |  | no |  |  | 0 | 0 | 0 | 0
oh_line_8104601_200822206 |  | ABCN | node_8104601_200822207 | node_8104601_200822206 | 111.114 | bal_3P_4/0AA_1/0AA(N) | 8104601 | no | no |  |  | no |  |  | 0 | 0 | 0 | 0
oh_line_8104601_200822207 |  | ABCN | node_8104601_200822209 | node_8104601_200822207 | 115.286 | bal_3P_4/0AA_1/0AA(N) | 8104601 | no | no |  |  | no |  |  | 0 | 0 | 0 | 0
oh_line_8104601_200822209 |  | ABCN | node_8104601_200822211 | node_8104601_200822209 | 226.256 | bal_3P_4/0AA_1/0AA(N) | 8104601 | no | no |  |  | no |  |  | 0 | 0 | 0 | 0
oh_line_8104601_200822211 |  | ABCN | node_8104601_200822212 | node_8104601_200822211 | 244.472 | bal_3P_4/0AA_1/0AA(N) | 8104601 | no | no |  |  | no |  |  | 0 | 0 | 0 | 0
oh_line_8104601_200822212 |  | ABCN | node_8104601_200822213 | node_8104601_200822212 | 84.586 | bal_3P_4/0AA_1/0AA(N) | 8104601 | no | no |  |  | no |  |  | 0 | 0 | 0 | 0
oh_line_8104601_200822213 |  | ABCN | node_8104601_200822214 | node_8104601_200822213 | 159.42 | bal_3P_4/0AA_1/0AA(N) | 8104601 | no | no |  |  | no |  |  | 0 | 0 | 0 | 0
oh_line_8104601_200822214 |  | ABCN | node_8104601_200822215 | node_8104601_200822214 | 274.758 | bal_3P_4/0AA_1/0AA(N) | 8104601 | no | no |  |  | no |  |  | 0 | 0 | 0 | 0
oh_line_8104601_200822215 |  | ABCN | node_8104601_200822217 | node_8104601_200822215 | 177.625 | bal_3P_4/0AA_1/0AA(N) | 8104601 | no | no |  |  | no |  |  | 0 | 0 | 0 | 0
oh_line_8104601_200822217 |  | ABCN | node_8104601_200822218 | node_8104601_200822217 | 177.639 | bal_3P_4/0AA_1/0AC(N) | 8104601 | no | no |  |  | no |  |  | 0 | 0 | 0 | 0
oh_line_8104601_200822218 |  | ABCN | node_8104601_200822220 | node_8104601_200822218 | 240.179 | bal_3P_4/0AA_1/0AA(N) | 8104601 | no | no |  |  | no |  |  | 0 | 0 | 0 | 0
oh_line_8104601_200822220 |  | ABCN | node_8104601_200822221 | node_8104601_200822220 | 227.813 | bal_3P_4/0AA_1/0AA(N) | 8104601 | no | no |  |  | no |  |  | 0 | 0 | 0 | 0
oh_line_8104601_200822221 |  | ABCN | node_8104601_200822222 | node_8104601_200822221 | 228.879 | bal_3P_4/0AA_1/0AA(N) | 8104601 | no | no |  |  | no |  |  | 0 | 0 | 0 | 0
oh_line_8104601_200822222 |  | ABCN | node_8104601_200822223 | node_8104601_200822222 | 227.506 | bal_3P_4/0AA_1/0AA(N) | 8104601 | no | no |  |  | no |  |  | 0 | 0 | 0 | 0
oh_line_8104601_200822223 |  | ABCN | node_8104601_200822224 | node_8104601_200822223 | 207.636 | bal_3P_4/0AA_1/0AA(N) | 8104601 | no | no |  |  | no |  |  | 0 | 0 | 0 | 0
oh_line_8104601_200822224 |  | ABCN | node_8104601_200822227 | node_8104601_200822224 | 223.828 | bal_3P_4/0AA_1/0AA(N) | 8104601 | no | no |  |  | no |  |  | 0 | 0 | 0 | 0
oh_line_8104601_200822227 |  | ABCN | node_8104601_200822228 | node_8104601_200822227 | 142.111 | bal_3P_4/0AA_1/0AA(N) | 8104601 | no | no |  |  | no |  |  | 0 | 0 | 0 | 0
oh_line_8104601_200822228 |  | ABCN | node_8104601_200822229 | node_8104601_200822228 | 237.823 | bal_3P_4/0AA_1/0AA(N) | 8104601 | no | no |  |  | no |  |  | 0 | 0 | 0 | 0
oh_line_8104601_200822229 |  | ABCN | node_8104601_200822230 | node_8104601_200822229 | 175.208 | bal_3P_4/0AA_1/0AA(N) | 8104601 | no | no |  |  | no |  |  | 0 | 0 | 0 | 0
oh_line_8104601_200822230 |  | ABCN | node_8104601_200822231 | node_8104601_200822230 | 181.429 | bal_3P_4/0AA_4/0AC(N) | 8104601 | no | no |  |  | no |  |  | 0 | 0 | 0 | 0
oh_line_8104601_200822231 |  | ABCN | node_8104601_201012099 | node_8104601_200822231 | 177.763 | bal_3P_4/0AA_4/0AC(N) | 8104601 | no | no |  |  | no |  |  | 0 | 0 | 0 | 0
oh_line_8104601_200822233 |  | ABCN | node_8104601_200946447 | node_8104601_200822233 | 175.77 | bal_3P_4/0AA_4/0AC(N) | 8104601 | no | no |  |  | no |  |  | 0 | 0 | 0 | 0
oh_line_8104601_200822236 |  | ABCN | node_8104601_200822237 | node_8104601_200822236 | 142.486 | bal_3P_4/0AA_4/0AC(N) | 8104601 | no | no |  |  | no |  |  | 0 | 0 | 0 | 0
oh_line_8104601_200822237 |  | ABCN | node_8104601_200822238 | node_8104601_200822237 | 128.644 | bal_3P_4/0AA_4/0AC(N) | 8104601 | no | no |  |  | no |  |  | 0 | 0 | 0 | 0
oh_line_8104601_200822238 |  | ABCN | node_8104601_200822240 | node_8104601_200822238 | 193.667 | bal_3P_4/0AA_4/0AC(N) | 8104601 | no | no |  |  | no |  |  | 0 | 0 | 0 | 0
oh_line_8104601_200822240 |  | ABCN | node_8104601_200822242 | node_8104601_200822240 | 135.329 | bal_3P_4/0AA_1/0AA(N) | 8104601 | no | no |  |  | no |  |  | 0 | 0 | 0 | 0
oh_line_8104601_200822242 |  | ABCN | node_8104601_200822243 | node_8104601_200822242 | 148.675 | bal_3P_4/0AA_1/0AA(N) | 8104601 | no | no |  |  | no |  |  | 0 | 0 | 0 | 0
oh_line_8104601_200822243 |  | ABCN | node_8104601_201046978 | node_8104601_200822243 | 160.588 | bal_3P_4/0AA_1/0AC(N) | 8104601 | no | no |  |  | no |  |  | 0 | 0 | 0 | 0
oh_line_8104601_200822246 |  | ABCN | node_8104601_200822247 | node_8104601_200822246 | 157.532 | bal_3P_4/0AA_1/0AA(N) | 8104601 | no | no |  |  | no |  |  | 0 | 0 | 0 | 0
oh_line_8104601_200822247 |  | ABCN | node_8104601_200822248 | node_8104601_200822247 | 174.922 | bal_3P_4/0AA_1/0AA(N) | 8104601 | no | no |  |  | no |  |  | 0 | 0 | 0 | 0
oh_line_8104601_200822248 |  | ABCN | node_8104601_200822249 | node_8104601_200822248 | 75.44 | bal_3P_4/0AA_1/0AA(N) | 8104601 | no | no |  |  | no |  |  | 0 | 0 | 0 | 0
oh_line_8104601_200822249 |  | ABCN | node_8104601_200822251 | node_intto1_8104601_200822249 | 59.694 | bal_3P_4/0AA_1/0AA(N) | 8104601 | no | no |  |  | no |  |  | 0 | 0 | 0 | 0
oh_line_8104601_200822251 |  | ABCN | node_8104601_200822252 | node_8104601_200822251 | 155.025 | bal_3P_4/0AA_1/0AA(N) | 8104601 | no | no |  |  | no |  |  | 0 | 0 | 0 | 0
oh_line_8104601_200822252 |  | ABCN | node_8104601_200822254 | node_8104601_200822252 | 149.298 | bal_3P_336AL_4/0AA(N) | 8104601 | no | no |  |  | no |  |  | 0 | 0 | 0 | 0
oh_line_8104601_200822254 |  | ABCN | node_8104601_200822255 | node_intto1_8104601_200822254 | 87.27 | bal_3P_336AL_4/0AA(N) | 8104601 | no | no |  |  | no |  |  | 0 | 0 | 0 | 0
oh_line_8104601_200822255 |  | ABCN | node_8104601_200822257 | node_8104601_200822255 | 94.429 | bal_3P_336AL_4/0AA(N) | 8104601 | no | no |  |  | no |  |  | 0 | 0 | 0 | 0
oh_line_8104601_200822257 |  | ABCN | node_8104601_200822258 | node_8104601_200822257 | 184.196 | bal_3P_336AL_4/0AA(N) | 8104601 | no | no |  |  | no |  |  | 0 | 0 | 0 | 0
oh_line_8104601_200822258 |  | ABCN | node_8104601_200822262 | node_8104601_200822258 | 210.826 | bal_3P_477AL_4/0AA(N) | 8104601 | no | no |  |  | no |  |  | 0 | 0 | 0 | 0
oh_line_8104601_200822259 |  | AN | node_8104601_200822258 | node_8104601_200822259 | 112.155 | bal_1P_1/0AA_1/0AA(N) | 8104601 | no | no |  |  | no |  |  | 0 | 0 | 0 | 0
oh_line_8104601_200822260 |  | AN | node_8104601_200822259 | node_8104601_200822260 | 267.269 | bal_1P_1/0AA_1/0AA(N) | 8104601 | no | no |  |  | no |  |  | 0 | 0 | 0 | 0
oh_line_8104601_200822261 |  | AN | node_8104601_200822260 | node_8104601_200822261 | 237.377 | bal_1P_1/0AA_1/0AA(N) | 8104601 | no | no |  |  | no |  |  | 0 | 0 | 0 | 0
oh_line_8104601_200822262 |  | ABCN | node_8104601_200822267 | node_8104601_200822262 | 125.734 | bal_3P_477AL_4/0AA(N) | 8104601 | no | no |  |  | no |  |  | 0 | 0 | 0 | 0
oh_line_8104601_200822263 |  | AN | node_8104601_200822262 | node_8104601_200822263 | 36.085 | bal_1P_1/0AC_1/0AC(N) | 8104601 | no | no |  |  | no |  |  | 0 | 0 | 0 | 0
oh_line_8104601_200822264 |  | AN | node_8104601_200822263 | node_8104601_200822264 | 198.042 | bal_1P_1/0AC_1/0AC(N) | 8104601 | no | no |  |  | no |  |  | 0 | 0 | 0 | 0
oh_line_8104601_200822265 |  | AN | node_8104601_200822264 | node_8104601_200822265 | 163.693 | bal_1P_1/0AC_1/0AC(N) | 8104601 | no | no |  |  | no |  |  | 0 | 0 | 0 | 0
oh_line_8104601_200822267 |  | ABCN | node_8104601_200822268 | node_8104601_200822267 | 230.798 | bal_3P_477AL_4/0AA(N) | 8104601 | no | no |  |  | no |  |  | 0 | 0 | 0 | 0
oh_line_8104601_200822268 |  | ABCN | node_8104601_200822271 | node_8104601_200822268 | 148.418 | bal_3P_477AL_4/0AL(N) | 8104601 | no | no |  |  | no |  |  | 0 | 0 | 0 | 0
oh_line_8104601_200822269 |  | AN | node_8104601_200822268 | node_8104601_200822269 | 115.113 | bal_1P_1/0AC_1/0AC(N) | 8104601 | no | no |  |  | no |  |  | 0 | 0 | 0 | 0
oh_line_8104601_200822270 |  | AN | node_8104601_200822269 | node_8104601_200822270 | 154.711 | bal_1P_1/0AC_1/0AC(N) | 8104601 | no | no |  |  | no |  |  | 0 | 0 | 0 | 0
oh_line_8104601_200822271 |  | ABCN | node_8104601_200822274 | node_8104601_200822271 | 178.117 | bal_3P_336AL_4/0AA(N) | 8104601 | no | no |  |  | no |  |  | 0 | 0 | 0 | 0
oh_line_8104601_200822273 |  | AN | node_8104601_200822271 | node_8104601_200822273 | 193.216 | bal_1P_1/0AC_1/0AC(N) | 8104601 | no | no |  |  | no |  |  | 0 | 0 | 0 | 0
oh_line_8104601_200822274 |  | ABCN | node_8104601_200822275 | node_8104601_200822274 | 231.482 | bal_3P_336AL_4/0AA(N) | 8104601 | no | no |  |  | no |  |  | 0 | 0 | 0 | 0
oh_line_8104601_200822275 |  | ABCN | node_8104601_200822276 | node_8104601_200822275 | 128.474 | bal_3P_336AL_4/0AL(N) | 8104601 | no | no |  |  | no |  |  | 0 | 0 | 0 | 0
oh_line_8104601_200822276 |  | ABCN | node_8104601_200822277 | node_8104601_200822276 | 141.034 | bal_3P_336AL_4/0AA(N) | 8104601 | no | no |  |  | no |  |  | 0 | 0 | 0 | 0
oh_line_8104601_200822277 |  | ABCN | node_8104601_200822278 | node_8104601_200822277 | 154.22 | bal_3P_336AL_4/0AA(N) | 8104601 | no | no |  |  | no |  |  | 0 | 0 | 0 | 0
oh_line_8104601_200822278 |  | ABCN | node_8104601_200822280 | node_8104601_200822278 | 151.435 | bal_3P_336AL_4/0AA(N) | 8104601 | no | no |  |  | no |  |  | 0 | 0 | 0 | 0
oh_line_8104601_200822280 |  | ABCN | node_8104601_200822281 | node_8104601_200822280 | 146.071 | bal_3P_336AL_4/0AA(N) | 8104601 | no | no |  |  | no |  |  | 0 | 0 | 0 | 0
oh_line_8104601_200822281 |  | ABCN | node_8104601_200822283 | node_8104601_200822281 | 163.77 | bal_3P_336AL_4/0AA(N) | 8104601 | no | no |  |  | no |  |  | 0 | 0 | 0 | 0
oh_line_8104601_200822283 |  | ABCN | node_8104601_200822284 | node_8104601_200822283 | 159.793 | bal_3P_336AL_4/0AA(N) | 8104601 | no | no |  |  | no |  |  | 0 | 0 | 0 | 0
oh_line_8104601_200822284 |  | ABCN | node_8104601_200822285 | node_8104601_200822284 | 202.067 | bal_3P_336AL_4/0AA(N) | 8104601 | no | no |  |  | no |  |  | 0 | 0 | 0 | 0
oh_line_8104601_200822285 |  | ABCN | node_8104601_200822287 | node_8104601_200822285 | 201.25 | bal_3P_336AL_4/0AA(N) | 8104601 | no | no |  |  | no |  |  | 0 | 0 | 0 | 0
oh_line_8104601_200822287 |  | ABCN | node_8104601_200822289 | node_8104601_200822287 | 167.809 | bal_3P_336AL_4/0AA(N) | 8104601 | no | no |  |  | no |  |  | 0 | 0 | 0 | 0
oh_line_8104601_200822289 |  | ABCN | node_8104601_200822291 | node_8104601_200822289 | 148.572 | bal_3P_336AL_4/0AA(N) | 8104601 | no | no |  |  | no |  |  | 0 | 0 | 0 | 0
oh_line_8104601_200822291 |  | ABCN | node_8104601_200822292 | node_8104601_200822291 | 149.585 | bal_3P_336AL_4/0AA(N) | 8104601 | no | no |  |  | no |  |  | 0 | 0 | 0 | 0
oh_line_8104601_200822292 |  | ABCN | node_8104601_200822293 | node_8104601_200822292 | 155.976 | bal_3P_336AL_4/0AL(N) | 8104601 | no | no |  |  | no |  |  | 0 | 0 | 0 | 0
oh_line_8104601_200822293 |  | ABCN | node_8104601_200822295 | node_8104601_200822293 | 267.795 | bal_3P_336AL_4/0AA(N) | 8104601 | no | no |  |  | no |  |  | 0 | 0 | 0 | 0
oh_line_8104601_200822295 |  | ABCN | node_8104601_200822296 | node_8104601_200822295 | 87.326 | bal_3P_336AL_4/0AL(N) | 8104601 | no | no |  |  | no |  |  | 0 | 0 | 0 | 0
oh_line_8104601_200822296 |  | ABCN | node_8104601_200822297 | node_8104601_200822296 | 169.61 | bal_3P_336AL_4/0AL(N) | 8104601 | no | no |  |  | no |  |  | 0 | 0 | 0 | 0
oh_line_8104601_200822297 |  | ABCN | node_8104601_200822298 | node_intto1_8104601_200822297 | 151.686 | bal_3P_336AL_4/0AL(N) | 8104601 | no | no |  |  | no |  |  | 0 | 0 | 0 | 0
oh_line_8104601_200822298 |  | ABCN | node_8104601_200822300 | node_8104601_200822298 | 160.428 | bal_3P_336AL_4/0AA(N) | 8104601 | no | no |  |  | no |  |  | 0 | 0 | 0 | 0
oh_line_8104601_200822300 |  | ABCN | node_8104601_200822301 | node_8104601_200822300 | 243.74 | bal_3P_336AL_4/0AA(N) | 8104601 | no | no |  |  | no |  |  | 0 | 0 | 0 | 0
oh_line_8104601_200822301 |  | ABCN | node_8104601_200822302 | node_8104601_200822301 | 147.051 | bal_3P_336AL_4/0AA(N) | 8104601 | no | no |  |  | no |  |  | 0 | 0 | 0 | 0
oh_line_8104601_200822302 |  | ABCN | node_8104601_200822306 | node_8104601_200822302 | 247.058 | bal_3P_336AL_4/0AA(N) | 8104601 | no | no |  |  | no |  |  | 0 | 0 | 0 | 0
oh_line_8104601_200822306 |  | ABCN | node_8104601_200822307 | node_8104601_200822306 | 231.667 | bal_3P_336AL_4/0AA(N) | 8104601 | no | no |  |  | no |  |  | 0 | 0 | 0 | 0
oh_line_8104601_200822307 |  | ABCN | node_8104601_200822310 | node_8104601_200822307 | 147.121 | bal_3P_336AL_4/0AA(N) | 8104601 | no | no |  |  | no |  |  | 0 | 0 | 0 | 0
oh_line_8104601_200822308 |  | AN | node_8104601_200822307 | node_8104601_200822308 | 65.349 | bal_1P_1/0AC_1/0AA(N) | 8104601 | no | no |  |  | no |  |  | 0 | 0 | 0 | 0
oh_line_8104601_200822309 |  | AN | node_8104601_200822308 | node_8104601_200822309 | 198.389 | bal_1P_1/0AC_1/0AA(N) | 8104601 | no | no |  |  | no |  |  | 0 | 0 | 0 | 0
oh_line_8104601_200822310 |  | ABCN | node_8104601_200822311 | node_8104601_200822310 | 138.104 | bal_3P_336AL_4/0AA(N) | 8104601 | no | no |  |  | no |  |  | 0 | 0 | 0 | 0
oh_line_8104601_200822311 |  | ABCN | node_8104601_200822312 | node_8104601_200822311 | 272.201 | bal_3P_336AL_4/0AA(N) | 8104601 | no | no |  |  | no |  |  | 0 | 0 | 0 | 0
oh_line_8104601_200822312 |  | ABCN | node_8104601_200822313 | node_8104601_200822312 | 260.36 | bal_3P_336AL_4/0AA(N) | 8104601 | no | no |  |  | no |  |  | 0 | 0 | 0 | 0
oh_line_8104601_200822313 |  | ABCN | node_8104601_200822314 | node_8104601_200822313 | 119.748 | bal_3P_336AL_4/0AA(N) | 8104601 | no | no |  |  | no |  |  | 0 | 0 | 0 | 0
oh_line_8104601_200822314 |  | ABCN | node_8104601_200822317 | node_intto1_8104601_200822314 | 112.382 | bal_3P_336AL_4/0AL(N) | 8104601 | no | no |  |  | no |  |  | 0 | 0 | 0 | 0
oh_line_8104601_200822315 |  | AN | node_8104601_200822314 | node_8104601_200822315 | 107.704 | bal_1P_1/0AC_4/0AL(N) | 8104601 | no | no |  |  | no |  |  | 0 | 0 | 0 | 0
oh_line_8104601_200822317 |  | ABCN | node_8104601_200822319 | node_8104601_200822317 | 234.579 | bal_3P_336AL_4/0AA(N) | 8104601 | no | no |  |  | no |  |  | 0 | 0 | 0 | 0
oh_line_8104601_200822319 |  | ABCN | node_8104601_200822882 | node_8104601_200822319 | 57.817 | bal_3P_477AL_4/0AA(N) | 8104601 | no | no |  |  | no |  |  | 0 | 0 | 0 | 0
oh_line_8104601_200822612 |  | AD | node_8104601_200822616 | node_8104601_200822612 | 196.735 | bal_1P_2AC | 8104601 | no | no |  |  | no |  |  | 0 | 0 | 0 | 0
oh_line_8104601_200822616 |  | AD | node_8104601_200822617 | node_8104601_200822616 | 183.444 | bal_1P_2AC | 8104601 | no | no |  |  | no |  |  | 0 | 0 | 0 | 0
oh_line_8104601_200822617 |  | AD | node_8104601_200822618 | node_8104601_200822617 | 92.668 | bal_1P_2AC | 8104601 | no | no |  |  | no |  |  | 0 | 0 | 0 | 0
oh_line_8104601_200822618 |  | ABCD | node_8104601_200822619 | node_8104601_200822618 | 177.35 | unb_3P_2-2AC_1/0AA | 8104601 | no | no |  |  | no |  |  | 0 | 0 | 0 | 0
oh_line_8104601_200822619 |  | ABCD | node_8104601_200970337 | node_8104601_200822619 | 243.452 | unb_3P_2-2AC_1/0AA | 8104601 | no | no |  |  | no |  |  | 0 | 0 | 0 | 0
oh_line_8104601_200822621 |  | ABCD | node_8104601_200822622 | node_8104601_200822621 | 243.103 | unb_3P_2-2AC_1/0AA | 8104601 | no | no |  |  | no |  |  | 0 | 0 | 0 | 0
oh_line_8104601_200822622 |  | ABCD | node_8104601_200824227 | node_8104601_200822622 | 104.947 | bal_3P_1/0AC | 8104601 | no | no |  |  | no |  |  | 0 | 0 | 0 | 0
oh_line_8104601_200822623 |  | ABCD | node_8104601_200822622 | node_8104601_200822623 | 287.225 | bal_3P_1/0AC | 8104601 | no | no |  |  | no |  |  | 0 | 0 | 0 | 0
oh_line_8104601_200822625 |  | ABCD | node_8104601_200822623 | node_8104601_200822625 | 255.731 | bal_3P_1/0AC | 8104601 | no | no |  |  | no |  |  | 0 | 0 | 0 | 0
oh_line_8104601_200822627 |  | ABCD | node_8104601_200822625 | node_8104601_200822627 | 210.894 | bal_3P_1/0AC | 8104601 | no | no |  |  | no |  |  | 0 | 0 | 0 | 0
oh_line_8104601_200822628 |  | ABCD | node_8104601_200822627 | node_8104601_200822628 | 378.132 | bal_3P_1/0AC | 8104601 | no | no |  |  | no |  |  | 0 | 0 | 0 | 0
oh_line_8104601_200822629 |  | ABCD | node_8104601_200822628 | node_8104601_200822629 | 148.114 | bal_3P_1/0AC | 8104601 | no | no |  |  | no |  |  | 0 | 0 | 0 | 0
oh_line_8104601_200822630 |  | ABCD | node_8104601_200822629 | node_8104601_200822630 | 155.517 | bal_3P_2AC | 8104601 | no | no |  |  | no |  |  | 0 | 0 | 0 | 0
oh_line_8104601_200822631 |  | ABCD | node_8104601_200822630 | node_8104601_200822631 | 205.737 | bal_3P_2AC | 8104601 | no | no |  |  | no |  |  | 0 | 0 | 0 | 0
oh_line_8104601_200822632 |  | ABCD | node_8104601_200822631 | node_8104601_200822632 | 177.204 | bal_3P_2AC | 8104601 | no | no |  |  | no |  |  | 0 | 0 | 0 | 0
oh_line_8104601_200822633 |  | ABCD | node_8104601_200822632 | node_8104601_200822633 | 166.355 | bal_3P_1/0AC | 8104601 | no | no |  |  | no |  |  | 0 | 0 | 0 | 0
oh_line_8104601_200822634 |  | ABCD | node_8104601_200822633 | node_8104601_200822634 | 74.115 | bal_3P_1/0AC | 8104601 | no | no |  |  | no |  |  | 0 | 0 | 0 | 0
oh_line_8104601_200822635 |  | ABCD | node_8104601_200822634 | node_8104601_200822635 | 214.672 | bal_3P_1/0AC | 8104601 | no | no |  |  | no |  |  | 0 | 0 | 0 | 0
oh_line_8104601_200822846 |  | ABCN | node_8104601_200822883 | node_intto1_8104601_200822846 | 316.507 | bal_3P_4/0AC_1/0AC(N) | 8104601 | no | no |  |  | no |  |  | 0 | 0 | 0 | 0
oh_line_8104601_200822848 |  | ABCN | node_8104601_200822846 | node_8104601_200822848 | 194.559 | bal_3P_4/0AC_1/0AC(N) | 8104601 | no | no |  |  | no |  |  | 0 | 0 | 0 | 0
oh_line_8104601_200822851 |  | ABCN | node_8104601_200822848 | node_8104601_200822851 | 238.744 | bal_3P_4/0AC_1/0AC(N) | 8104601 | no | no |  |  | no |  |  | 0 | 0 | 0 | 0
oh_line_8104601_200822853 |  | ABCN | node_8104601_200822851 | node_8104601_200822853 | 228.091 | bal_3P_4/0AC_1/0AC(N) | 8104601 | no | no |  |  | no |  |  | 0 | 0 | 0 | 0
oh_line_8104601_200822855 |  | ABCN | node_8104601_200822853 | node_8104601_200822855 | 118.329 | bal_3P_4/0AC_1/0AC(N) | 8104601 | no | no |  |  | no |  |  | 0 | 0 | 0 | 0
oh_line_8104601_200822856 |  | AN | node_8104601_200822855 | node_8104601_200822856 | 156.64 | bal_1P_2AC_2AC(N) | 8104601 | no | no |  |  | no |  |  | 0 | 0 | 0 | 0
oh_line_8104601_200822857 |  | AN | node_8104601_200822856 | node_8104601_200822857 | 216.123 | bal_1P_2AC_2AC(N) | 8104601 | no | no |  |  | no |  |  | 0 | 0 | 0 | 0
oh_line_8104601_200822858 |  | ABCN | node_8104601_200822855 | node_8104601_200822858 | 168.903 | bal_3P_4/0AC_1/0AC(N) | 8104601 | no | no |  |  | no |  |  | 0 | 0 | 0 | 0
oh_line_8104601_200822860 |  | ABCN | node_8104601_200822858 | node_8104601_200822860 | 134.384 | bal_3P_4/0AC_1/0AC(N) | 8104601 | no | no |  |  | no |  |  | 0 | 0 | 0 | 0
oh_line_8104601_200822861 |  | ABCN | node_8104601_200822860 | node_8104601_200822861 | 187.214 | bal_3P_4/0AC_1/0AC(N) | 8104601 | no | no |  |  | no |  |  | 0 | 0 | 0 | 0
oh_line_8104601_200822862 |  | ABCN | node_8104601_200822861 | node_8104601_200822862 | 101.49 | bal_3P_4/0AC_1/0AC(N) | 8104601 | no | no |  |  | no |  |  | 0 | 0 | 0 | 0
oh_line_8104601_200822863 |  | ABCN | node_8104601_200824252 | node_8104601_200822863 | 148.25 | bal_3P_477AL_4/0AC(N) | 8104601 | no | no |  |  | no |  |  | 0 | 0 | 0 | 0
oh_line_8104601_200822865 |  | ABCN | node_8104601_200822862 | node_8104601_200822865 | 226.27 | bal_3P_4/0AC_1/0AC(N) | 8104601 | no | no |  |  | no |  |  | 0 | 0 | 0 | 0
oh_line_8104601_200822866 |  | ABCN | node_8104601_200822865 | node_8104601_200822866 | 205.604 | bal_3P_4/0AC_1/0AC(N) | 8104601 | no | no |  |  | no |  |  | 0 | 0 | 0 | 0
oh_line_8104601_200822867 |  | ABCN | node_8104601_200822866 | node_8104601_200822867 | 208.857 | bal_3P_4/0AC_1/0AC(N) | 8104601 | no | no |  |  | no |  |  | 0 | 0 | 0 | 0
oh_line_8104601_200822868 |  | ABCN | node_8104601_200822867 | node_8104601_200822868 | 129.315 | bal_3P_4/0AC_1/0AC(N) | 8104601 | no | no |  |  | no |  |  | 0 | 0 | 0 | 0
oh_line_8104601_200822869 |  | ABCN | node_8104601_200822868 | node_8104601_200822869 | 155.553 | bal_3P_1/0AC_1/0AC(N) | 8104601 | no | no |  |  | no |  |  | 0 | 0 | 0 | 0
oh_line_8104601_200822870 |  | ABCN | node_8104601_200822869 | node_8104601_200822870 | 215.137 | bal_3P_1/0AC_1/0AC(N) | 8104601 | no | no |  |  | no |  |  | 0 | 0 | 0 | 0
oh_line_8104601_200822871 |  | ABN | node_8104601_200822868 | node_8104601_200822871 | 234.692 | bal_2P_4/0AC_1/0AC(N) | 8104601 | no | no |  |  | no |  |  | 0 | 0 | 0 | 0
oh_line_8104601_200822872 |  | ABN | node_8104601_200822871 | node_8104601_200822872 | 106 | bal_2P_4/0AC_1/0AC(N) | 8104601 | no | no |  |  | no |  |  | 0 | 0 | 0 | 0
oh_line_8104601_200822873 |  | ABN | node_8104601_200822872 | node_8104601_200822873 | 207.547 | bal_2P_4/0AC_1/0AC(N) | 8104601 | no | no |  |  | no |  |  | 0 | 0 | 0 | 0
oh_line_8104601_200822876 |  | AN | node_8104601_200822873 | node_8104601_200822876 | 124.838 | bal_1P_4/0AA_1/0AA(N) | 8104601 | no | no |  |  | no |  |  | 0 | 0 | 0 | 0
oh_line_8104601_200822877 |  | AN | node_8104601_200822876 | node_8104601_200822877 | 189.068 | bal_1P_4/0AA_1/0AA(N) | 8104601 | no | no |  |  | no |  |  | 0 | 0 | 0 | 0
oh_line_8104601_200822878 |  | ABCN | node_8104601_200822863 | node_intto1_8104601_200822878 | 139.585 | bal_3P_477AL_4/0AC(N) | 8104601 | no | no |  |  | no |  |  | 0 | 0 | 0 | 0
oh_line_8104601_200822879 |  | ABCN | node_8104601_200822878 | node_8104601_200822879 | 145.189 | bal_3P_336AL_4/0AA(N) | 8104601 | no | no |  |  | no |  |  | 0 | 0 | 0 | 0
oh_line_8104601_200822880 |  | ABCN | node_8104601_200822879 | node_8104601_200822880 | 128.713 | bal_3P_336AL_4/0AA(N) | 8104601 | no | no |  |  | no |  |  | 0 | 0 | 0 | 0
oh_line_8104601_200822881 |  | ABCN | node_8104601_200822880 | node_8104601_200822881 | 117.466 | bal_3P_336AL_4/0AA(N) | 8104601 | no | no |  |  | no |  |  | 0 | 0 | 0 | 0
oh_line_8104601_200822882 |  | ABCN | node_8104601_200822881 | node_8104601_200822882 | 152.127 | bal_3P_336AL_4/0AA(N) | 8104601 | no | no |  |  | no |  |  | 0 | 0 | 0 | 0
oh_line_8104601_200822883 |  | ABCN | node_8104601_200822882 | node_8104601_200822883 | 123.417 | bal_3P_336AL_4/0AL(N) | 8104601 | no | no |  |  | no |  |  | 0 | 0 | 0 | 0
oh_line_8104601_200822887 |  | AN | node_8104601_200822878 | node_8104601_200822887 | 126.035 | bal_1P_4/0AL_4/0AL(N) | 8104601 | no | no |  |  | no |  |  | 0 | 0 | 0 | 0
oh_line_8104601_200822888 |  | AN | node_8104601_200822887 | node_intto1_8104601_200822888 | 86.914 | bal_1P_4/0AL_4/0AL(N) | 8104601 | no | no |  |  | no |  |  | 0 | 0 | 0 | 0
oh_line_8104601_200822889 |  | AN | node_8104601_200822888 | node_8104601_200822889 | 103.354 | bal_1P_4/0AL_4/0AL(N) | 8104601 | no | no |  |  | no |  |  | 0 | 0 | 0 | 0
oh_line_8104601_200822891 |  | AN | node_8104601_200822889 | node_8104601_200822891 | 289.005 | bal_1P_2AC_2AC(N) | 8104601 | no | no |  |  | no |  |  | 0 | 0 | 0 | 0
oh_line_8104601_200822892 |  | AN | node_8104601_200822891 | node_8104601_200822892 | 217.984 | bal_1P_2AC_2AC(N) | 8104601 | no | no |  |  | no |  |  | 0 | 0 | 0 | 0
oh_line_8104601_200822893 |  | AN | node_8104601_200822892 | node_8104601_200822893 | 216.953 | bal_1P_2AC_2AC(N) | 8104601 | no | no |  |  | no |  |  | 0 | 0 | 0 | 0
oh_line_8104601_200822896 |  | AN | node_8104601_200914632 | node_8104601_200822896 | 254.412 | bal_1P_DELTACUST | 8104601 | no | no |  |  | no |  |  | 0 | 0 | 0 | 0
oh_line_8104601_200822897 |  | AD | node_8104601_200822944 | node_8104601_200822897 | 262.865 | bal_1P_2AC | 8104601 | no | no |  |  | no |  |  | 0 | 0 | 0 | 0
oh_line_8104601_200822898 |  | AD | node_8104601_200822897 | node_intto1_8104601_200822898 | 289.707 | bal_1P_2AC | 8104601 | no | no |  |  | no |  |  | 0 | 0 | 0 | 0
oh_line_8104601_200822899 |  | AD | node_8104601_200822898 | node_8104601_200822899 | 139.89 | bal_1P_2AC | 8104601 | no | no |  |  | no |  |  | 0 | 0 | 0 | 0
oh_line_8104601_200822900 |  | AD | node_8104601_200822899 | node_8104601_200822900 | 230.167 | bal_1P_1/0AC | 8104601 | no | no |  |  | no |  |  | 0 | 0 | 0 | 0
oh_line_8104601_200822901 |  | AD | node_8104601_200822900 | node_8104601_200822901 | 203.834 | bal_1P_1/0AC | 8104601 | no | no |  |  | no |  |  | 0 | 0 | 0 | 0
oh_line_8104601_200822902 |  | AD | node_8104601_200822899 | node_8104601_200822902 | 160.585 | bal_1P_2AC | 8104601 | no | no |  |  | no |  |  | 0 | 0 | 0 | 0
oh_line_8104601_200822903 |  | AD | node_8104601_200822902 | node_8104601_200822903 | 192.587 | bal_1P_2AC | 8104601 | no | no |  |  | no |  |  | 0 | 0 | 0 | 0
oh_line_8104601_200822904 |  | AD | node_8104601_200822903 | node_8104601_200822904 | 96.282 | bal_1P_1/0AA | 8104601 | no | no |  |  | no |  |  | 0 | 0 | 0 | 0
oh_line_8104601_200822905 |  | AD | node_8104601_200822903 | node_8104601_200822905 | 222.129 | bal_1P_2AC | 8104601 | no | no |  |  | no |  |  | 0 | 0 | 0 | 0
oh_line_8104601_200822907 |  | AD | node_8104601_200822905 | node_8104601_200822907 | 238.242 | bal_1P_2AC | 8104601 | no | no |  |  | no |  |  | 0 | 0 | 0 | 0
oh_line_8104601_200822908 |  | AD | node_8104601_200822907 | node_8104601_200822908 | 234.328 | bal_1P_2AC | 8104601 | no | no |  |  | no |  |  | 0 | 0 | 0 | 0
oh_line_8104601_200822909 |  | AD | node_8104601_200822908 | node_8104601_200822909 | 248.644 | bal_1P_2AC | 8104601 | no | no |  |  | no |  |  | 0 | 0 | 0 | 0
oh_line_8104601_200822910 |  | AD | node_8104601_200822909 | node_8104601_200822910 | 53.709 | bal_1P_1/0AC | 8104601 | no | no |  |  | no |  |  | 0 | 0 | 0 | 0
oh_line_8104601_200822911 |  | AD | node_8104601_200822910 | node_8104601_200822911 | 405.045 | bal_1P_1/0AC | 8104601 | no | no |  |  | no |  |  | 0 | 0 | 0 | 0
oh_line_8104601_200822914 |  | AD | node_8104601_200822909 | node_8104601_200822914 | 251.545 | bal_1P_2AC | 8104601 | no | no |  |  | no |  |  | 0 | 0 | 0 | 0
oh_line_8104601_200822915 |  | AD | node_8104601_200822914 | node_8104601_200822915 | 158.263 | bal_1P_2AC | 8104601 | no | no |  |  | no |  |  | 0 | 0 | 0 | 0
oh_line_8104601_200822917 |  | AD | node_8104601_200822915 | node_8104601_200822917 | 372.717 | bal_1P_2AC | 8104601 | no | no |  |  | no |  |  | 0 | 0 | 0 | 0
oh_line_8104601_200822918 |  | AD | node_8104601_200822917 | node_8104601_200822918 | 428.552 | bal_1P_2AC | 8104601 | no | no |  |  | no |  |  | 0 | 0 | 0 | 0
oh_line_8104601_200822919 |  | AD | node_8104601_200824460 | node_8104601_200822919 | 182.409 | bal_1P_1/0AA | 8104601 | no | no |  |  | no |  |  | 0 | 0 | 0 | 0
oh_line_8104601_200822920 |  | AD | node_8104601_200822919 | node_8104601_200822920 | 273.661 | bal_1P_1/0AA | 8104601 | no | no |  |  | no |  |  | 0 | 0 | 0 | 0
oh_line_8104601_200822921 |  | AD | node_8104601_200822919 | node_8104601_200822921 | 286.265 | bal_1P_2AC | 8104601 | no | no |  |  | no |  |  | 0 | 0 | 0 | 0
oh_line_8104601_200822922 |  | AD | node_8104601_200822921 | node_8104601_200822922 | 453.383 | bal_1P_2AC | 8104601 | no | no |  |  | no |  |  | 0 | 0 | 0 | 0
oh_line_8104601_200822923 |  | AD | node_8104601_200822922 | node_8104601_200822923 | 385.238 | bal_1P_2AC | 8104601 | no | no |  |  | no |  |  | 0 | 0 | 0 | 0
oh_line_8104601_200822925 |  | AD | node_8104601_200949218 | node_8104601_200822925 | 250.526 | bal_1P_2AC | 8104601 | no | no |  |  | no |  |  | 0 | 0 | 0 | 0
oh_line_8104601_200822926 |  | AD | node_8104601_200822925 | node_8104601_200822926 | 219.784 | bal_1P_2AC | 8104601 | no | no |  |  | no |  |  | 0 | 0 | 0 | 0
oh_line_8104601_200822928-1 |  | AD | node_8104601_200822926 | node_1406537_151_15335132_007 | 147.893 | bal_1P_2AC | 8104601 | no | no |  |  | no |  |  | 0 | 0 | 0 | 0
oh_line_8104601_200822928-2 |  | AD | node_1406537_151_15335132_007 | node_8104601_200822928 | 13.111 | bal_1P_2AC | 8104601 | no | no |  |  | no |  |  | 0 | 0 | 0 | 0
oh_line_8104601_200822929 |  | AD | node_8104601_200822928 | node_8104601_200822929 | 352.249 | bal_1P_2AC | 8104601 | no | no |  |  | no |  |  | 0 | 0 | 0 | 0
oh_line_8104601_200822930 |  | AD | node_8104601_200822929 | node_8104601_200822930 | 83.34 | bal_1P_1/0AC | 8104601 | no | no |  |  | no |  |  | 0 | 0 | 0 | 0
oh_line_8104601_200822931 |  | AD | node_8104601_200822930 | node_intto1_8104601_200822931 | 328.544 | bal_1P_1/0AC | 8104601 | no | no |  |  | no |  |  | 0 | 0 | 0 | 0
oh_line_8104601_200822932 |  | AD | node_8104601_200822931 | node_8104601_200822932 | 344.115 | bal_1P_1/0AC | 8104601 | no | no |  |  | no |  |  | 0 | 0 | 0 | 0
oh_line_8104601_200822933 |  | AD | node_8104601_200822932 | node_8104601_200822933 | 306.086 | bal_1P_1/0AC | 8104601 | no | no |  |  | no |  |  | 0 | 0 | 0 | 0
oh_line_8104601_200822934 |  | AD | node_8104601_200822929 | node_8104601_200822934 | 56.26 | bal_1P_1/0AA | 8104601 | no | no |  |  | no |  |  | 0 | 0 | 0 | 0
oh_line_8104601_200822935 |  | AD | node_8104601_200822929 | node_8104601_200822935 | 169.937 | bal_1P_2AC | 8104601 | no | no |  |  | no |  |  | 0 | 0 | 0 | 0
oh_line_8104601_200822937 |  | AD | node_8104601_200822935 | node_8104601_200822937 | 235.784 | bal_1P_2AC | 8104601 | no | no |  |  | no |  |  | 0 | 0 | 0 | 0
oh_line_8104601_200822938 |  | AD | node_8104601_200822937 | node_8104601_200822938 | 168.338 | bal_1P_2AC | 8104601 | no | no |  |  | no |  |  | 0 | 0 | 0 | 0
oh_line_8104601_200822939 |  | AD | node_8104601_200822938 | node_8104601_200822939 | 206.033 | bal_1P_2AC | 8104601 | no | no |  |  | no |  |  | 0 | 0 | 0 | 0
oh_line_8104601_200822941 |  | AD | node_8104601_200822939 | node_8104601_200822941 | 214.46 | bal_1P_2AC | 8104601 | no | no |  |  | no |  |  | 0 | 0 | 0 | 0
oh_line_8104601_200822942 |  | AD | node_8104601_200822941 | node_8104601_200822942 | 359.392 | bal_1P_2AC | 8104601 | no | no |  |  | no |  |  | 0 | 0 | 0 | 0
oh_line_8104601_200822943 |  | AD | node_8104601_200822942 | node_8104601_200822943 | 289.576 | bal_1P_2AC | 8104601 | no | no |  |  | no |  |  | 0 | 0 | 0 | 0
oh_line_8104601_200822944 |  | AD | node_8104601_200822941 | node_8104601_200822944 | 234.132 | bal_1P_2AC | 8104601 | no | no |  |  | no |  |  | 0 | 0 | 0 | 0
oh_line_8104601_200822945 |  | AN | node_8104601_200822254 | node_8104601_200822945 | 67.003 | bal_1P_1/0AC_1/0AC(N) | 8104601 | no | no |  |  | no |  |  | 0 | 0 | 0 | 0
oh_line_8104601_200822946 |  | AN | node_8104601_200822945 | node_intto1_8104601_200822946 | 185.942 | bal_1P_1/0AC_1/0AC(N) | 8104601 | no | no |  |  | no |  |  | 0 | 0 | 0 | 0
oh_line_8104601_200822947 |  | AN | node_8104601_200822946 | node_8104601_200822947 | 132.109 | bal_1P_1/0AC_1/0AC(N) | 8104601 | no | no |  |  | no |  |  | 0 | 0 | 0 | 0
oh_line_8104601_200822948-1 |  | ABCN | node_220535456 | node_8104601_200822948 | 75.529 | bal_3P_336AL_4/0AA(N) | 8104601 | no | no |  |  | no |  |  | 0 | 0 | 0 | 0
oh_line_8104601_200822948-2 |  | ABCN | node_422AX2-220655313 | node_intto1_220535456 | 5.028 | bal_3P_336AL_4/0AA(N) | 8104601 | no | no |  |  | no |  |  | 0 | 0 | 0 | 0
oh_line_8104601_200822948-3 |  | ABCN | node_8104601_200974352 | node_intto1_422AX2-220655313 | 12.185 | bal_3P_336AL_4/0AA(N) | 8104601 | no | no |  |  | no |  |  | 0 | 0 | 0 | 0
oh_line_8104601_200823915 |  | ABCD | node_8104601_200822618 | node_8104601_200823915 | 70.399 | unb_3P_2-1/0AC_1/0AA | 8104601 | no | no |  |  | no |  |  | 0 | 0 | 0 | 0
oh_line_8104601_200823916 |  | ABCD | node_8104601_200823915 | node_intto1_8104601_200823916 | 193.695 | unb_3P_2-1/0AC_1/0AA | 8104601 | no | no |  |  | no |  |  | 0 | 0 | 0 | 0
oh_line_8104601_200823917 |  | ABCD | node_8104601_200823916 | node_8104601_200823917 | 97.094 | unb_3P_2-1/0AC_1/0AA | 8104601 | no | no |  |  | no |  |  | 0 | 0 | 0 | 0
oh_line_8104601_200823918 |  | AD | node_8104601_200823932 | node_8104601_200823918 | 172.261 | bal_1P_4/0AL | 8104601 | no | no |  |  | no |  |  | 0 | 0 | 0 | 0
oh_line_8104601_200823920 |  | AN | node_8104601_200970336 | node_8104601_200823920 | 513.878 | bal_1P_1/0AA_1/0AA(N) | 8104601 | no | no |  |  | no |  |  | 0 | 0 | 0 | 0
oh_line_8104601_200823921 |  | AN | node_8104601_200823920 | node_8104601_200823921 | 207.194 | bal_1P_1/0AA_1/0AA(N) | 8104601 | no | no |  |  | no |  |  | 0 | 0 | 0 | 0
oh_line_8104601_200823923 |  | AD | node_8104601_201018873 | node_8104601_200823923 | 270.021 | bal_1P_1/0AA | 8104601 | no | no |  |  | no |  |  | 0 | 0 | 0 | 0
oh_line_8104601_200823924 |  | AD | node_8104601_200823923 | node_8104601_200823924 | 199.93 | bal_1P_1/0AA | 8104601 | no | no |  |  | no |  |  | 0 | 0 | 0 | 0
oh_line_8104601_200823925 |  | AD | node_8104601_200823924 | node_8104601_200823925 | 285.103 | bal_1P_2AC | 8104601 | no | no |  |  | no |  |  | 0 | 0 | 0 | 0
oh_line_8104601_200823927 |  | AD | node_8104601_200823925 | node_8104601_200823927 | 183.676 | bal_1P_2AC | 8104601 | no | no |  |  | no |  |  | 0 | 0 | 0 | 0
oh_line_8104601_200823928 |  | AD | node_8104601_200823927 | node_8104601_200823928 | 86.559 | bal_1P_2AC | 8104601 | no | no |  |  | no |  |  | 0 | 0 | 0 | 0
oh_line_8104601_200823930 |  | AD | node_8104601_200823928 | node_8104601_200823930 | 287.551 | bal_1P_2AC | 8104601 | no | no |  |  | no |  |  | 0 | 0 | 0 | 0
oh_line_8104601_200823931 |  | AD | node_8104601_200823930 | node_8104601_200823931 | 181.722 | bal_1P_4/0AL | 8104601 | no | no |  |  | no |  |  | 0 | 0 | 0 | 0
oh_line_8104601_200823932 |  | AD | node_8104601_200823931 | node_8104601_200823932 | 112.882 | bal_1P_4/0AL | 8104601 | no | no |  |  | no |  |  | 0 | 0 | 0 | 0
oh_line_8104601_200824050 |  | AD | node_8104601_200824057 | node_8104601_200824050 | 264.48 | bal_1P_1/0AC | 8104601 | no | no |  |  | no |  |  | 0 | 0 | 0 | 0
oh_line_8104601_200824051 |  | ABCN | node_8104601_200822302 | node_8104601_200824051 | 105.094 | bal_3P_4/0AL_1/0AA(N) | 8104601 | no | no |  |  | no |  |  | 0 | 0 | 0 | 0
oh_line_8104601_200824052 |  | ABCN | node_8104601_200824051 | node_8104601_200824052 | 135.147 | bal_3P_1/0AC_1/0AC(N) | 8104601 | no | no |  |  | no |  |  | 0 | 0 | 0 | 0
oh_line_8104601_200824053 |  | ABCN | node_8104601_200824052 | node_8104601_200824053 | 84.031 | bal_3P_1/0AC_1/0AA(N) | 8104601 | no | no |  |  | no |  |  | 0 | 0 | 0 | 0
oh_line_8104601_200824054 |  | ABCD | node_8104601_200979540 | node_8104601_200824054 | 64.684 | bal_3P_1/0AC | 8104601 | no | no |  |  | no |  |  | 0 | 0 | 0 | 0
oh_line_8104601_200824056 |  | ABCD | node_8104601_200824076 | node_intto1_8104601_200824056 | 156.641 | bal_3P_4/0AL | 8104601 | no | no |  |  | no |  |  | 0 | 0 | 0 | 0
oh_line_8104601_200824057 |  | ABCD | node_8104601_200824056 | node_8104601_200824057 | 204.515 | bal_3P_4/0AL | 8104601 | no | no |  |  | no |  |  | 0 | 0 | 0 | 0
oh_line_8104601_200824058 |  | ABCD | node_8104601_200824057 | node_8104601_200824058 | 278.538 | bal_3P_4/0AL | 8104601 | no | no |  |  | no |  |  | 0 | 0 | 0 | 0
oh_line_8104601_200824059 |  | ABCD | node_8104601_200824058 | node_8104601_200824059 | 148.899 | bal_3P_4/0AL | 8104601 | no | no |  |  | no |  |  | 0 | 0 | 0 | 0
oh_line_8104601_200824060 |  | ABCD | node_8104601_200824059 | node_8104601_200824060 | 246.712 | bal_3P_4/0AL | 8104601 | no | no |  |  | no |  |  | 0 | 0 | 0 | 0
oh_line_8104601_200824061 |  | AD | node_8104601_200824060 | node_intto1_8104601_200824061 | 293.658 | bal_1P_2AC | 8104601 | no | no |  |  | no |  |  | 0 | 0 | 0 | 0
oh_line_8104601_200824062 |  | AD | node_8104601_200824061 | node_8104601_200824062 | 153.461 | bal_1P_2AC | 8104601 | no | no |  |  | no |  |  | 0 | 0 | 0 | 0
oh_line_8104601_200824063 |  | AD | node_8104601_200824062 | node_8104601_200824063 | 155.026 | bal_1P_2AC | 8104601 | no | no |  |  | no |  |  | 0 | 0 | 0 | 0
oh_line_8104601_200824064 |  | AD | node_8104601_200824063 | node_8104601_200824064 | 159.41 | bal_1P_2AC | 8104601 | no | no |  |  | no |  |  | 0 | 0 | 0 | 0
oh_line_8104601_200824065 |  | AD | node_8104601_200824064 | node_8104601_200824065 | 238.183 | bal_1P_2AC | 8104601 | no | no |  |  | no |  |  | 0 | 0 | 0 | 0
oh_line_8104601_200824066 |  | ABCN | node_8104601_200824052 | node_8104601_200824066 | 105.193 | bal_3P_4/0AL_1/0AA(N) | 8104601 | no | no |  |  | no |  |  | 0 | 0 | 0 | 0
oh_line_8104601_200824067 |  | AD | node_8104601_200824065 | node_8104601_200824067 | 137.197 | bal_1P_2AC | 8104601 | no | no |  |  | no |  |  | 0 | 0 | 0 | 0
oh_line_8104601_200824068 |  | ABCN | node_8104601_200824066 | node_8104601_200824068 | 145.861 | bal_3P_4/0AL_4/0AL(N) | 8104601 | no | no |  |  | no |  |  | 0 | 0 | 0 | 0
oh_line_8104601_200824069 |  | ABCN | node_8104601_200824068 | node_8104601_200824069 | 186.347 | bal_3P_4/0AL_4/0AL(N) | 8104601 | no | no |  |  | no |  |  | 0 | 0 | 0 | 0
oh_line_8104601_200824070 |  | ABCN | node_8104601_200824069 | node_8104601_200824070 | 103.745 | bal_3P_4/0AL_4/0AL(N) | 8104601 | no | no |  |  | no |  |  | 0 | 0 | 0 | 0
oh_line_8104601_200824071 |  | ABCN | node_8104601_200824070 | node_8104601_200824071 | 192.714 | bal_3P_4/0AL_4/0AL(N) | 8104601 | no | no |  |  | no |  |  | 0 | 0 | 0 | 0
oh_line_8104601_200824074 |  | ABCN | node_8104601_200824071 | node_8104601_200824074 | 117.35 | bal_3P_4/0AL_4/0AL(N) | 8104601 | no | no |  |  | no |  |  | 0 | 0 | 0 | 0
oh_line_8104601_200824075-1 |  | ABCN | node_220464379 | node_8104601_200824075 | 9.128 | bal_3P_4/0AL_4/0AL(N) | 8104601 | no | no |  |  | no |  |  | 0 | 0 | 0 | 0
oh_line_8104601_200824075-2 |  | ABCN | node_220382599 | node_intto1_220464379 | 12.374 | bal_3P_4/0AL_4/0AL(N) | 8104601 | no | no |  |  | no |  |  | 0 | 0 | 0 | 0
oh_line_8104601_200824075-3 |  | ABCN | node_8104601_200824074 | node_intto1_220382599 | 136.096 | bal_3P_4/0AL_4/0AL(N) | 8104601 | no | no |  |  | no |  |  | 0 | 0 | 0 | 0
oh_line_8104601_200824076 |  | ABCD | node_8104601_200824075 | node_8104601_200824076 | 145.386 | bal_3P_4/0AL | 8104601 | no | no |  |  | no |  |  | 0 | 0 | 0 | 0
oh_line_8104601_200824077 |  | AN | node_8104601_200824068 | node_8104601_200824077 | 48.827 | bal_1P_1/0AC_4/0AL(N) | 8104601 | no | no |  |  | no |  |  | 0 | 0 | 0 | 0
oh_line_8104601_200824078 |  | AN | node_8104601_200824077 | node_8104601_200824078 | 126.457 | bal_1P_1/0AC_4/0AL(N) | 8104601 | no | no |  |  | no |  |  | 0 | 0 | 0 | 0
oh_line_8104601_200824079 |  | AN | node_8104601_200824078 | node_intto1_8104601_200824079 | 217.557 | bal_1P_1/0AC_4/0AL(N) | 8104601 | no | no |  |  | no |  |  | 0 | 0 | 0 | 0
oh_line_8104601_200824080 |  | AN | node_8104601_200824079 | node_8104601_200824080 | 198.499 | bal_1P_1/0AC_4/0AL(N) | 8104601 | no | no |  |  | no |  |  | 0 | 0 | 0 | 0
oh_line_8104601_200824081 |  | AN | node_8104601_200824080 | node_8104601_200824081 | 187.407 | bal_1P_1/0AC_4/0AL(N) | 8104601 | no | no |  |  | no |  |  | 0 | 0 | 0 | 0
oh_line_8104601_200824082 |  | AN | node_8104601_200824081 | node_8104601_200824082 | 171.456 | bal_1P_1/0AC_1/0AA(N) | 8104601 | no | no |  |  | no |  |  | 0 | 0 | 0 | 0
oh_line_8104601_200824083 |  | AN | node_8104601_200824081 | node_8104601_200824083 | 202.789 | bal_1P_1/0AC_4/0AL(N) | 8104601 | no | no |  |  | no |  |  | 0 | 0 | 0 | 0
oh_line_8104601_200824084 |  | AN | node_8104601_200824083 | node_8104601_200824084 | 129.603 | bal_1P_1/0AC_4/0AL(N) | 8104601 | no | no |  |  | no |  |  | 0 | 0 | 0 | 0
oh_line_8104601_200824085 |  | AN | node_8104601_200824084 | node_8104601_200824085 | 159.975 | bal_1P_1/0AC_1/0AA(N) | 8104601 | no | no |  |  | no |  |  | 0 | 0 | 0 | 0
oh_line_8104601_200824148 |  | AN | node_8104601_200822278 | node_8104601_200824148 | 47.767 | bal_1P_1/0AC_4/0AL(N) | 8104601 | no | no |  |  | no |  |  | 0 | 0 | 0 | 0
oh_line_8104601_200824149 |  | AN | node_8104601_200824148 | node_8104601_200824149 | 112.512 | bal_1P_1/0AC_4/0AL(N) | 8104601 | no | no |  |  | no |  |  | 0 | 0 | 0 | 0
oh_line_8104601_200824150 |  | AN | node_8104601_200824149 | node_intto1_8104601_200824150 | 80.48 | bal_1P_1/0AC_4/0AL(N) | 8104601 | no | no |  |  | no |  |  | 0 | 0 | 0 | 0
oh_line_8104601_200824151 |  | AN | node_8104601_200824150 | node_8104601_200824151 | 229.201 | bal_1P_1/0AC_1/0AA(N) | 8104601 | no | no |  |  | no |  |  | 0 | 0 | 0 | 0
oh_line_8104601_200824152 |  | AN | node_8104601_200824151 | node_8104601_200824152 | 180.425 | bal_1P_1/0AC_4/0AL(N) | 8104601 | no | no |  |  | no |  |  | 0 | 0 | 0 | 0
oh_line_8104601_200824153 |  | AN | node_8104601_200824152 | node_8104601_200824153 | 152.727 | bal_1P_1/0AC_1/0AA(N) | 8104601 | no | no |  |  | no |  |  | 0 | 0 | 0 | 0
oh_line_8104601_200824154 |  | AN | node_8104601_200824153 | node_8104601_200824154 | 133.98 | bal_1P_1/0AC_4/0AL(N) | 8104601 | no | no |  |  | no |  |  | 0 | 0 | 0 | 0
oh_line_8104601_200824155 |  | AN | node_8104601_200824154 | node_8104601_200824155 | 152.496 | bal_1P_1/0AC_4/0AL(N) | 8104601 | no | no |  |  | no |  |  | 0 | 0 | 0 | 0
oh_line_8104601_200824157 |  | AN | node_8104601_200824150 | node_8104601_200824157 | 56.643 | bal_1P_1/0AC_1/0AA(N) | 8104601 | no | no |  |  | no |  |  | 0 | 0 | 0 | 0
oh_line_8104601_200824158 |  | AN | node_8104601_200824157 | node_8104601_200824158 | 160.868 | bal_1P_1/0AC_4/0AL(N) | 8104601 | no | no |  |  | no |  |  | 0 | 0 | 0 | 0
oh_line_8104601_200824160 |  | AN | node_8104601_200824158 | node_8104601_200824160 | 159.997 | bal_1P_1/0AC_4/0AL(N) | 8104601 | no | no |  |  | no |  |  | 0 | 0 | 0 | 0
oh_line_8104601_200824161 |  | AN | node_8104601_200824160 | node_8104601_200824161 | 85.068 | bal_1P_1/0AC_4/0AL(N) | 8104601 | no | no |  |  | no |  |  | 0 | 0 | 0 | 0
oh_line_8104601_200824162 |  | AN | node_8104601_200824161 | node_8104601_200824162 | 118.642 | bal_1P_1/0AC_1/0AA(N) | 8104601 | no | no |  |  | no |  |  | 0 | 0 | 0 | 0
oh_line_8104601_200824163 |  | AN | node_8104601_200824162 | node_8104601_200824163 | 158.597 | bal_1P_1/0AC_4/0AL(N) | 8104601 | no | no |  |  | no |  |  | 0 | 0 | 0 | 0
oh_line_8104601_200824164 |  | AN | node_8104601_200824163 | node_8104601_200824164 | 160.787 | bal_1P_1/0AC_4/0AL(N) | 8104601 | no | no |  |  | no |  |  | 0 | 0 | 0 | 0
oh_line_8104601_200824165 |  | AN | node_8104601_200824164 | node_8104601_200824165 | 127.57 | bal_1P_1/0AC_4/0AL(N) | 8104601 | no | no |  |  | no |  |  | 0 | 0 | 0 | 0
oh_line_8104601_200824167 |  | AN | node_8104601_200824161 | node_8104601_200824167 | 160.82 | bal_1P_1/0AC_4/0AL(N) | 8104601 | no | no |  |  | no |  |  | 0 | 0 | 0 | 0
oh_line_8104601_200824227 |  | ABCD | node_8104601_200824235 | node_8104601_200824227 | 143.755 | bal_3P_1/0AC | 8104601 | no | no |  |  | no |  |  | 0 | 0 | 0 | 0
oh_line_8104601_200824228 |  | ABCD | node_8104601_200824229 | node_8104601_200824228 | 160.985 | bal_3P_1/0AC | 8104601 | no | no |  |  | no |  |  | 0 | 0 | 0 | 0
oh_line_8104601_200824229 |  | ABCD | node_8104601_200824230 | node_8104601_200824229 | 158.032 | bal_3P_1/0AC | 8104601 | no | no |  |  | no |  |  | 0 | 0 | 0 | 0
oh_line_8104601_200824230 |  | ABCD | node_8104601_200824060 | node_8104601_200824230 | 68.985 | bal_3P_1/0AC | 8104601 | no | no |  |  | no |  |  | 0 | 0 | 0 | 0
oh_line_8104601_200824231 |  | ABCD | node_8104601_200824228 | node_8104601_200824231 | 183.493 | bal_3P_1/0AC | 8104601 | no | no |  |  | no |  |  | 0 | 0 | 0 | 0
oh_line_8104601_200824233 |  | ABCD | node_8104601_201011605 | node_8104601_200824233 | 104.788 | bal_3P_1/0AC | 8104601 | no | no |  |  | no |  |  | 0 | 0 | 0 | 0
oh_line_8104601_200824234-1 |  | AD | node_220415345 | node_8104601_200824234 | 6.344 | bal_1P_1/0AA | 8104601 | no | no |  |  | no |  |  | 0 | 0 | 0 | 0
oh_line_8104601_200824234-2 |  | AD | node_220465173 | node_intto1_220415345 | 10.719 | bal_1P_1/0AA | 8104601 | no | no |  |  | no |  |  | 0 | 0 | 0 | 0
oh_line_8104601_200824234-3 |  | AD | node_220382549 | node_intto1_220465173 | 11.284 | bal_1P_1/0AA | 8104601 | no | no |  |  | no |  |  | 0 | 0 | 0 | 0
oh_line_8104601_200824234-4 |  | AD | node_8104601_200824233 | node_intto1_220382549 | 167.495 | bal_1P_1/0AA | 8104601 | no | no |  |  | no |  |  | 0 | 0 | 0 | 0
oh_line_8104601_200824235 |  | ABCD | node_8104601_200824237 | node_8104601_200824235 | 155.788 | bal_3P_1/0AC | 8104601 | no | no |  |  | no |  |  | 0 | 0 | 0 | 0
oh_line_8104601_200824237 |  | ABCD | node_8104601_200824238 | node_8104601_200824237 | 158.661 | bal_3P_1/0AC | 8104601 | no | no |  |  | no |  |  | 0 | 0 | 0 | 0
oh_line_8104601_200824238 |  | ABCD | node_8104601_200824239 | node_8104601_200824238 | 158.424 | bal_3P_1/0AC | 8104601 | no | no |  |  | no |  |  | 0 | 0 | 0 | 0
oh_line_8104601_200824239-1 |  | ABCD | node_1410888_014_15325342_476 | node_8104601_200824239 | 6.426 | bal_3P_1/0AC | 8104601 | no | no |  |  | no |  |  | 0 | 0 | 0 | 0
oh_line_8104601_200824239-2 |  | ABCD | node_8104601_200824240 | node_1410888_014_15325342_476 | 162.015 | bal_3P_1/0AC | 8104601 | no | no |  |  | no |  |  | 0 | 0 | 0 | 0
oh_line_8104601_200824240 |  | ABCD | node_8104601_200824241 | node_8104601_200824240 | 150.459 | bal_3P_1/0AC | 8104601 | no | no |  |  | no |  |  | 0 | 0 | 0 | 0
oh_line_8104601_200824241 |  | ABCD | node_8104601_200824242 | node_8104601_200824241 | 113.814 | bal_3P_1/0AC | 8104601 | no | no |  |  | no |  |  | 0 | 0 | 0 | 0
oh_line_8104601_200824242 |  | ABCD | node_8104601_200824243 | node_intto1_8104601_200824242 | 183.272 | bal_3P_1/0AC | 8104601 | no | no |  |  | no |  |  | 0 | 0 | 0 | 0
oh_line_8104601_200824243 |  | ABCD | node_8104601_200824228 | node_8104601_200824243 | 141.313 | bal_3P_1/0AC | 8104601 | no | no |  |  | no |  |  | 0 | 0 | 0 | 0
oh_line_8104601_200824245 |  | ABCN | node_8104601_200824246 | node_8104601_200824245 | 215.515 | bal_3P_477AL_4/0AC(N) | 8104601 | no | no |  |  | no |  |  | 0 | 0 | 0 | 0
oh_line_8104601_200824248 |  | AN | node_8104601_200824246 | node_8104601_200824248 | 214.399 | bal_1P_1/0AA_1/0AA(N) | 8104601 | no | no |  |  | no |  |  | 0 | 0 | 0 | 0
oh_line_8104601_200824250 |  | ABCN | node_8104601_200824246 | node_8104601_200824250 | 204.539 | bal_3P_477AL_4/0AL(N) | 8104601 | no | no |  |  | no |  |  | 0 | 0 | 0 | 0
oh_line_8104601_200824251 |  | ABCN | node_8104601_200824250 | node_8104601_200824251 | 136.302 | bal_3P_477AL_4/0AL(N) | 8104601 | no | no |  |  | no |  |  | 0 | 0 | 0 | 0
oh_line_8104601_200824252 |  | ABCN | node_8104601_200824251 | node_8104601_200824252 | 146.983 | bal_3P_477AL_4/0AL(N) | 8104601 | no | no |  |  | no |  |  | 0 | 0 | 0 | 0
oh_line_8104601_200824254 |  | AD | node_8104601_200824268 | node_8104601_200824254 | 277.798 | bal_1P_1/0AA | 8104601 | no | no |  |  | no |  |  | 0 | 0 | 0 | 0
oh_line_8104601_200824255 |  | AD | node_8104601_200822897 | node_intto1_8104601_200824255 | 320.2 | bal_1P_2AC | 8104601 | no | no |  |  | no |  |  | 0 | 0 | 0 | 0
oh_line_8104601_200824257 |  | AD | node_8104601_200824255 | node_8104601_200824257 | 361.744 | bal_1P_2AC | 8104601 | no | no |  |  | no |  |  | 0 | 0 | 0 | 0
oh_line_8104601_200824258 |  | AD | node_8104601_200824255 | node_8104601_200824258 | 488.286 | bal_1P_2AC | 8104601 | no | no |  |  | no |  |  | 0 | 0 | 0 | 0
oh_line_8104601_200824260 |  | AD | node_8104601_200824258 | node_8104601_200824260 | 323.422 | bal_1P_2AC | 8104601 | no | no |  |  | no |  |  | 0 | 0 | 0 | 0
oh_line_8104601_200824261 |  | AD | node_8104601_200824260 | node_8104601_200824261 | 356.709 | bal_1P_2AC | 8104601 | no | no |  |  | no |  |  | 0 | 0 | 0 | 0
oh_line_8104601_200824264 |  | AD | node_8104601_200824261 | node_8104601_200824264 | 245.461 | bal_1P_2AC | 8104601 | no | no |  |  | no |  |  | 0 | 0 | 0 | 0
oh_line_8104601_200824265 |  | AD | node_8104601_200824264 | node_8104601_200824265 | 240.322 | bal_1P_2AC | 8104601 | no | no |  |  | no |  |  | 0 | 0 | 0 | 0
oh_line_8104601_200824267 |  | AD | node_8104601_200824265 | node_8104601_200824267 | 205.004 | bal_1P_1/0AC | 8104601 | no | no |  |  | no |  |  | 0 | 0 | 0 | 0
oh_line_8104601_200824268 |  | AD | node_8104601_200824267 | node_intto1_8104601_200824268 | 65.221 | bal_1P_1CU | 8104601 | no | no |  |  | no |  |  | 0 | 0 | 0 | 0
oh_line_8104601_200824269 |  | AD | node_8104601_200824267 | node_8104601_200824269 | 208.676 | bal_1P_1/0AC | 8104601 | no | no |  |  | no |  |  | 0 | 0 | 0 | 0
oh_line_8104601_200824272 |  | AD | node_8104601_200824269 | node_8104601_200824272 | 244.404 | bal_1P_1/0AA | 8104601 | no | no |  |  | no |  |  | 0 | 0 | 0 | 0
oh_line_8104601_200824273 |  | AD | node_8104601_200824272 | node_8104601_200824273 | 271.585 | bal_1P_1/0AA | 8104601 | no | no |  |  | no |  |  | 0 | 0 | 0 | 0
oh_line_8104601_200824274 |  | AN | node_8104601_200824152 | node_8104601_200824274 | 167.336 | bal_1P_1/0AC_1/0AA(N) | 8104601 | no | no |  |  | no |  |  | 0 | 0 | 0 | 0
oh_line_8104601_200824275 |  | AN | node_8104601_200824274 | node_8104601_200824275 | 156.418 | bal_1P_1/0AC_4/0AL(N) | 8104601 | no | no |  |  | no |  |  | 0 | 0 | 0 | 0
oh_line_8104601_200824318 |  | AD | node_8104601_200824602 | node_intto1_8104601_200824318 | 228.889 | bal_1P_1/0AC | 8104601 | no | no |  |  | no |  |  | 0 | 0 | 0 | 0
oh_line_8104601_200824319 |  | AD | node_8104601_200824330 | node_8104601_200824319 | 215.995 | bal_1P_1/0AA | 8104601 | no | no |  |  | no |  |  | 0 | 0 | 0 | 0
oh_line_8104601_200824320 |  | AD | node_8104601_200824319 | node_8104601_200824320 | 270.162 | bal_1P_1/0AA | 8104601 | no | no |  |  | no |  |  | 0 | 0 | 0 | 0
oh_line_8104601_200824321 |  | AD | node_8104601_200824318 | node_8104601_200824321 | 204.071 | bal_1P_1/0AC | 8104601 | no | no |  |  | no |  |  | 0 | 0 | 0 | 0
oh_line_8104601_200824322 |  | AD | node_8104601_200824321 | node_8104601_200824322 | 197.151 | bal_1P_1/0AC | 8104601 | no | no |  |  | no |  |  | 0 | 0 | 0 | 0
oh_line_8104601_200824323 |  | AD | node_8104601_200824322 | node_8104601_200824323 | 184.783 | bal_1P_1/0AC | 8104601 | no | no |  |  | no |  |  | 0 | 0 | 0 | 0
oh_line_8104601_200824324 |  | AD | node_8104601_200824323 | node_8104601_200824324 | 202.582 | bal_1P_1/0AC | 8104601 | no | no |  |  | no |  |  | 0 | 0 | 0 | 0
oh_line_8104601_200824325 |  | AD | node_8104601_200824324 | node_8104601_200824325 | 191.56 | bal_1P_1/0AC | 8104601 | no | no |  |  | no |  |  | 0 | 0 | 0 | 0
oh_line_8104601_200824326 |  | AD | node_8104601_200824325 | node_8104601_200824326 | 188.806 | bal_1P_1/0AC | 8104601 | no | no |  |  | no |  |  | 0 | 0 | 0 | 0
oh_line_8104601_200824327 |  | AD | node_8104601_200824326 | node_8104601_200824327 | 268.509 | bal_1P_1/0AC | 8104601 | no | no |  |  | no |  |  | 0 | 0 | 0 | 0
oh_line_8104601_200824329 |  | AD | node_8104601_200824327 | node_8104601_200824329 | 68.011 | bal_1P_1/0AA | 8104601 | no | no |  |  | no |  |  | 0 | 0 | 0 | 0
oh_line_8104601_200824330 |  | AD | node_8104601_200824329 | node_8104601_200824330 | 274.886 | bal_1P_1/0AA | 8104601 | no | no |  |  | no |  |  | 0 | 0 | 0 | 0
oh_line_8104601_200824331 |  | ABCD | node_8104601_200822633 | node_8104601_200824331 | 29.458 | bal_3P_1/0AC | 8104601 | no | no |  |  | no |  |  | 0 | 0 | 0 | 0
oh_line_8104601_200824332 |  | ABCD | node_8104601_200824331 | node_8104601_200824332 | 180.784 | bal_3P_1/0AC | 8104601 | no | no |  |  | no |  |  | 0 | 0 | 0 | 0
oh_line_8104601_200824333-1 |  | ABCD | node_220464694 | node_8104601_200824333 | 12.66 | bal_3P_1/0AC | 8104601 | no | no |  |  | no |  |  | 0 | 0 | 0 | 0
oh_line_8104601_200824333-2 |  | ABCD | node_220382577 | node_intto1_220464694 | 110.79 | bal_3P_1/0AC | 8104601 | no | no |  |  | no |  |  | 0 | 0 | 0 | 0
oh_line_8104601_200824333-3 |  | ABCD | node_8104601_200824332 | node_intto1_220382577 | 24.835 | bal_3P_1/0AC | 8104601 | no | no |  |  | no |  |  | 0 | 0 | 0 | 0
oh_line_8104601_200824335 |  | ABCN | node_8104601_200824333 | node_8104601_200824335 | 182.008 | bal_3P_1/0AC_4/0AL(N) | 8104601 | no | no |  |  | no |  |  | 0 | 0 | 0 | 0
oh_line_8104601_200824337 |  | ABCN | node_8104601_200824335 | node_8104601_200824337 | 92.851 | bal_3P_1/0AC_4/0AC(N) | 8104601 | no | no |  |  | no |  |  | 0 | 0 | 0 | 0
oh_line_8104601_200824338 |  | ABCN | node_8104601_200824337 | node_8104601_200824338 | 151.407 | bal_3P_1/0AC_4/0AC(N) | 8104601 | no | no |  |  | no |  |  | 0 | 0 | 0 | 0
oh_line_8104601_200824351 |  | AD | node_8104601_200823925 | node_8104601_200824351 | 59.444 | bal_1P_1/0AC | 8104601 | no | no |  |  | no |  |  | 0 | 0 | 0 | 0
oh_line_8104601_200824352 |  | AD | node_8104601_200824351 | node_8104601_200824352 | 190.682 | bal_1P_1/0AC | 8104601 | no | no |  |  | no |  |  | 0 | 0 | 0 | 0
oh_line_8104601_200824353 |  | AD | node_8104601_200824352 | node_8104601_200824353 | 229.101 | bal_1P_1/0AC | 8104601 | no | no |  |  | no |  |  | 0 | 0 | 0 | 0
oh_line_8104601_200824354 |  | AD | node_8104601_200824353 | node_8104601_200824354 | 201.392 | bal_1P_1/0AC | 8104601 | no | no |  |  | no |  |  | 0 | 0 | 0 | 0
oh_line_8104601_200824355 |  | AD | node_8104601_200824354 | node_8104601_200824355 | 179.183 | bal_1P_1/0AC | 8104601 | no | no |  |  | no |  |  | 0 | 0 | 0 | 0
oh_line_8104601_200824356 |  | AD | node_8104601_200824355 | node_8104601_200824356 | 146.163 | bal_1P_1/0AC | 8104601 | no | no |  |  | no |  |  | 0 | 0 | 0 | 0
oh_line_8104601_200824357-1 |  | AD | node_8104601_200824356 | node_intto1_220382575 | 133.332 | bal_1P_1/0AC | 8104601 | no | no |  |  | no |  |  | 0 | 0 | 0 | 0
oh_line_8104601_200824357-2 |  | AD | node_220382575 | node_intto1_220465130 | 5.861 | bal_1P_1/0AC | 8104601 | no | no |  |  | no |  |  | 0 | 0 | 0 | 0
oh_line_8104601_200824357-3 |  | AD | node_220465130 | node_intto1_220557264 | 3.955 | bal_1P_1/0AC | 8104601 | no | no |  |  | no |  |  | 0 | 0 | 0 | 0
oh_line_8104601_200824357-4 |  | AD | node_220557264 | node_8104601_200824357 | 4.022 | bal_1P_1/0AC | 8104601 | no | no |  |  | no |  |  | 0 | 0 | 0 | 0
oh_line_8104601_200824412 |  | AD | node_8104601_200824056 | node_8104601_200824412 | 149.719 | bal_1P_1/0AC | 8104601 | no | no |  |  | no |  |  | 0 | 0 | 0 | 0
oh_line_8104601_200824413 |  | AD | node_8104601_200824412 | node_8104601_200824413 | 146.088 | bal_1P_1/0AC | 8104601 | no | no |  |  | no |  |  | 0 | 0 | 0 | 0
oh_line_8104601_200824414 |  | AD | node_8104601_200824413 | node_8104601_200824414 | 175.162 | bal_1P_1/0AC | 8104601 | no | no |  |  | no |  |  | 0 | 0 | 0 | 0
oh_line_8104601_200824453 |  | AD | node_8104601_200824608 | node_8104601_200824453 | 214.118 | bal_1P_1/0AA | 8104601 | no | no |  |  | no |  |  | 0 | 0 | 0 | 0
oh_line_8104601_200824455 |  | AD | node_8104601_200824477 | node_8104601_200824455 | 169.715 | bal_1P_1/0AA | 8104601 | no | no |  |  | no |  |  | 0 | 0 | 0 | 0
oh_line_8104601_200824456 |  | AD | node_8104601_200824455 | node_8104601_200824456 | 178.225 | bal_1P_1/0AA | 8104601 | no | no |  |  | no |  |  | 0 | 0 | 0 | 0
oh_line_8104601_200824457 |  | AD | node_8104601_200824456 | node_8104601_200824457 | 247.714 | bal_1P_1/0AA | 8104601 | no | no |  |  | no |  |  | 0 | 0 | 0 | 0
oh_line_8104601_200824458 |  | AD | node_8104601_200824457 | node_8104601_200824458 | 244.888 | bal_1P_1/0AA | 8104601 | no | no |  |  | no |  |  | 0 | 0 | 0 | 0
oh_line_8104601_200824460 |  | AD | node_8104601_200824458 | node_8104601_200824460 | 204.802 | bal_1P_1/0AA | 8104601 | no | no |  |  | no |  |  | 0 | 0 | 0 | 0
oh_line_8104601_200824461 |  | AD | node_8104601_200824453 | node_8104601_200824461 | 156.331 | bal_1P_1/0AA | 8104601 | no | no |  |  | no |  |  | 0 | 0 | 0 | 0
oh_line_8104601_200824462 |  | AD | node_8104601_200824461 | node_8104601_200824462 | 132.045 | bal_1P_1/0AA | 8104601 | no | no |  |  | no |  |  | 0 | 0 | 0 | 0
oh_line_8104601_200824464 |  | AD | node_8104601_200824462 | node_intto1_8104601_200824464 | 146.463 | bal_1P_1/0AC | 8104601 | no | no |  |  | no |  |  | 0 | 0 | 0 | 0
oh_line_8104601_200824465 |  | AD | node_8104601_200824464 | node_8104601_200824465 | 223.338 | bal_1P_1/0AC | 8104601 | no | no |  |  | no |  |  | 0 | 0 | 0 | 0
oh_line_8104601_200824466 |  | AD | node_8104601_200824465 | node_8104601_200824466 | 154.358 | bal_1P_1/0AC | 8104601 | no | no |  |  | no |  |  | 0 | 0 | 0 | 0
oh_line_8104601_200824468 |  | AD | node_8104601_200824462 | node_8104601_200824468 | 202.931 | bal_1P_1/0AA | 8104601 | no | no |  |  | no |  |  | 0 | 0 | 0 | 0
oh_line_8104601_200824469 |  | AD | node_8104601_200824468 | node_8104601_200824469 | 159.585 | bal_1P_1/0AA | 8104601 | no | no |  |  | no |  |  | 0 | 0 | 0 | 0
oh_line_8104601_200824471 |  | AD | node_8104601_200824469 | node_8104601_200824471 | 155.124 | bal_1P_1/0AA | 8104601 | no | no |  |  | no |  |  | 0 | 0 | 0 | 0
oh_line_8104601_200824472 |  | AD | node_8104601_200824471 | node_8104601_200824472 | 387.413 | bal_1P_1/0AA | 8104601 | no | no |  |  | no |  |  | 0 | 0 | 0 | 0
oh_line_8104601_200824474 |  | AD | node_8104601_200824472 | node_8104601_200824474 | 235.718 | bal_1P_1/0AA | 8104601 | no | no |  |  | no |  |  | 0 | 0 | 0 | 0
oh_line_8104601_200824477 |  | AD | node_8104601_200824474 | node_8104601_200824477 | 316.763 | bal_1P_1/0AA | 8104601 | no | no |  |  | no |  |  | 0 | 0 | 0 | 0
oh_line_8104601_200824478 |  | AD | node_8104601_200824233 | node_intto1_8104601_200824478 | 193.762 | bal_1P_1/0AC | 8104601 | no | no |  |  | no |  |  | 0 | 0 | 0 | 0
oh_line_8104601_200824479 |  | AD | node_8104601_200824478 | node_8104601_200824479 | 167.918 | bal_1P_1/0AC | 8104601 | no | no |  |  | no |  |  | 0 | 0 | 0 | 0
oh_line_8104601_200824480 |  | AD | node_8104601_200824479 | node_8104601_200824480 | 161.149 | bal_1P_1/0AC | 8104601 | no | no |  |  | no |  |  | 0 | 0 | 0 | 0
oh_line_8104601_200824481 |  | AD | node_8104601_200824480 | node_8104601_200824481 | 159.076 | bal_1P_1/0AC | 8104601 | no | no |  |  | no |  |  | 0 | 0 | 0 | 0
oh_line_8104601_200824482 |  | AD | node_8104601_200824481 | node_8104601_200824482 | 166.483 | bal_1P_1/0AC | 8104601 | no | no |  |  | no |  |  | 0 | 0 | 0 | 0
oh_line_8104601_200824483 |  | AD | node_8104601_200824482 | node_8104601_200824483 | 154.236 | bal_1P_1/0AC | 8104601 | no | no |  |  | no |  |  | 0 | 0 | 0 | 0
oh_line_8104601_200824484 |  | AD | node_8104601_200824483 | node_8104601_200824484 | 140.768 | bal_1P_1/0AC | 8104601 | no | no |  |  | no |  |  | 0 | 0 | 0 | 0
oh_line_8104601_200824485 |  | AD | node_8104601_200824484 | node_8104601_200824485 | 125.637 | bal_1P_1/0AC | 8104601 | no | no |  |  | no |  |  | 0 | 0 | 0 | 0
oh_line_8104601_200824486 |  | AD | node_8104601_200824485 | node_8104601_200824486 | 188.521 | bal_1P_1/0AC | 8104601 | no | no |  |  | no |  |  | 0 | 0 | 0 | 0
oh_line_8104601_200824505 |  | ABN | node_8104601_200824071 | node_8104601_200824505 | 185.331 | bal_2P_1/0AC_1/0AA(N) | 8104601 | no | no |  |  | no |  |  | 0 | 0 | 0 | 0
oh_line_8104601_200824506 |  | ABN | node_8104601_200824505 | node_intto1_8104601_200824506 | 148.148 | bal_2P_1/0AC_4/0AL(N) | 8104601 | no | no |  |  | no |  |  | 0 | 0 | 0 | 0
oh_line_8104601_200824507 |  | ABN | node_8104601_200824506 | node_8104601_200824507 | 138.825 | bal_2P_1/0AC_1/0AA(N) | 8104601 | no | no |  |  | no |  |  | 0 | 0 | 0 | 0
oh_line_8104601_200824508 |  | AN | node_8104601_200824507 | node_8104601_200824508 | 89.524 | bal_1P_1/0AC_1/0AA(N) | 8104601 | no | no |  |  | no |  |  | 0 | 0 | 0 | 0
oh_line_8104601_200824509 |  | AN | node_8104601_200824508 | node_8104601_200824509 | 89.368 | bal_1P_1/0AC_1/0AA(N) | 8104601 | no | no |  |  | no |  |  | 0 | 0 | 0 | 0
oh_line_8104601_200824510 |  | AN | node_8104601_200824509 | node_8104601_200824510 | 171.842 | bal_1P_1/0AC_1/0AA(N) | 8104601 | no | no |  |  | no |  |  | 0 | 0 | 0 | 0
oh_line_8104601_200824511-1 |  | ABN | node_220464865 | node_8104601_200824511 | 10.358 | bal_2P_1/0AC_4/0AC(N) | 8104601 | no | no |  |  | no |  |  | 0 | 0 | 0 | 0
oh_line_8104601_200824511-2 |  | ABN | node_220382566 | node_intto1_220464865 | 12.377 | bal_2P_1/0AC_4/0AC(N) | 8104601 | no | no |  |  | no |  |  | 0 | 0 | 0 | 0
oh_line_8104601_200824511-3 |  | ABN | node_8104601_200824507 | node_intto1_220382566 | 127.156 | bal_2P_1/0AC_4/0AC(N) | 8104601 | no | no |  |  | no |  |  | 0 | 0 | 0 | 0
oh_line_8104601_200824512 |  | ABN | node_8104601_200824511 | node_8104601_200824512 | 191.887 | bal_2P_1/0AC_1/0AC(N) | 8104601 | no | no |  |  | no |  |  | 0 | 0 | 0 | 0
oh_line_8104601_200824513 |  | ABN | node_8104601_200824512 | node_8104601_200824513 | 237.874 | bal_2P_1/0AC_1/0AC(N) | 8104601 | no | no |  |  | no |  |  | 0 | 0 | 0 | 0
oh_line_8104601_200824587 |  | AN | node_8104601_200822855 | node_intto1_8104601_200824587 | 106.379 | bal_1P_1/0AC_1/0AC(N) | 8104601 | no | no |  |  | no |  |  | 0 | 0 | 0 | 0
oh_line_8104601_200824588 |  | AN | node_8104601_200824587 | node_intto1_8104601_200824588 | 192.082 | bal_1P_1/0AC_1/0AC(N) | 8104601 | no | no |  |  | no |  |  | 0 | 0 | 0 | 0
oh_line_8104601_200824592 |  | AN | node_8104601_200824588 | node_8104601_200824592 | 310.096 | bal_1P_2AC_2AC(N) | 8104601 | no | no |  |  | no |  |  | 0 | 0 | 0 | 0
oh_line_8104601_200824593 |  | AN | node_8104601_200824592 | node_8104601_200824593 | 193.428 | bal_1P_2AC_2AC(N) | 8104601 | no | no |  |  | no |  |  | 0 | 0 | 0 | 0
oh_line_8104601_200824594 |  | AN | node_8104601_200824593 | node_8104601_200824594 | 236.753 | bal_1P_2AC_2AC(N) | 8104601 | no | no |  |  | no |  |  | 0 | 0 | 0 | 0
oh_line_8104601_200824595 |  | ABCN | node_8104601_200824596 | node_8104601_200824595 | 109.288 | bal_3P_477AL_4/0AA(N) | 8104601 | no | no |  |  | no |  |  | 0 | 0 | 0 | 0
oh_line_8104601_200824596 |  | ABCN | node_SOURCE_8104601 | node_8104601_200824596 | 218.132 | bal_3P_477AL_4/0AC(N) | 8104601 | no | no |  |  | no |  |  | 0 | 0 | 0 | 0
oh_line_8104601_200824597 |  | ABCN | node_8104601_200824595 | node_8104601_200824597 | 295.463 | bal_3P_477AL_4/0AA(N) | 8104601 | no | no |  |  | no |  |  | 0 | 0 | 0 | 0
oh_line_8104601_200824598 |  | ABCN | node_8104601_200824597 | node_8104601_200824598 | 84.922 | bal_3P_477AL_4/0AA(N) | 8104601 | no | no |  |  | no |  |  | 0 | 0 | 0 | 0
oh_line_8104601_200824599-1 |  | ABCN | node_220462578 | node_8104601_200824599 | 7.338 | bal_3P_477AL_4/0AA(N) | 8104601 | no | no |  |  | no |  |  | 0 | 0 | 0 | 0
oh_line_8104601_200824599-2 |  | ABCN | node_220382666 | node_intto1_220462578 | 6.464 | bal_3P_477AL_4/0AA(N) | 8104601 | no | no |  |  | no |  |  | 0 | 0 | 0 | 0
oh_line_8104601_200824599-3 |  | ABCN | node_8104601_200824598 | node_intto1_220382666 | 50.456 | bal_3P_477AL_4/0AA(N) | 8104601 | no | no |  |  | no |  |  | 0 | 0 | 0 | 0
oh_line_8104601_200824600 |  | AD | node_8104601_200824599 | node_8104601_200824600 | 57.042 | bal_1P_477AL | 8104601 | no | no |  |  | no |  |  | 0 | 0 | 0 | 0
oh_line_8104601_200824601 |  | AD | node_8104601_200824600 | node_intto1_8104601_200824601 | 173.461 | bal_1P_477AL | 8104601 | no | no |  |  | no |  |  | 0 | 0 | 0 | 0
oh_line_8104601_200824602 |  | AD | node_8104601_200824601 | node_8104601_200824602 | 187.672 | bal_1P_477AL | 8104601 | no | no |  |  | no |  |  | 0 | 0 | 0 | 0
oh_line_8104601_200824603 |  | AD | node_8104601_200824602 | node_8104601_200824603 | 159.736 | bal_1P_477AL | 8104601 | no | no |  |  | no |  |  | 0 | 0 | 0 | 0
oh_line_8104601_200824604 |  | AD | node_8104601_200824603 | node_8104601_200824604 | 247.247 | bal_1P_477AL | 8104601 | no | no |  |  | no |  |  | 0 | 0 | 0 | 0
oh_line_8104601_200824606 |  | AD | node_8104601_200824604 | node_8104601_200824606 | 190.82 | bal_1P_477AL | 8104601 | no | no |  |  | no |  |  | 0 | 0 | 0 | 0
oh_line_8104601_200824608 |  | AD | node_8104601_200824606 | node_intto1_8104601_200824608 | 287.198 | bal_1P_1/0AA | 8104601 | no | no |  |  | no |  |  | 0 | 0 | 0 | 0
oh_line_8104601_200824609 |  | AD | node_8104601_200824608 | node_8104601_200824609 | 292.788 | bal_1P_1/0AA | 8104601 | no | no |  |  | no |  |  | 0 | 0 | 0 | 0
oh_line_8104601_200824690 |  | AD | node_8104601_200822915 | node_8104601_200824690 | 283.177 | bal_1P_1/0AA | 8104601 | no | no |  |  | no |  |  | 0 | 0 | 0 | 0
oh_line_8104601_200824691 |  | AD | node_8104601_200824690 | node_8104601_200824691 | 235.493 | bal_1P_1/0AA | 8104601 | no | no |  |  | no |  |  | 0 | 0 | 0 | 0
oh_line_8104601_200824692 |  | AD | node_8104601_200824691 | node_8104601_200824692 | 240.34 | bal_1P_1/0AA | 8104601 | no | no |  |  | no |  |  | 0 | 0 | 0 | 0
oh_line_8104601_200824693 |  | AD | node_8104601_200824692 | node_8104601_200824693 | 243.412 | bal_1P_1/0AA | 8104601 | no | no |  |  | no |  |  | 0 | 0 | 0 | 0
oh_line_8104601_200824703 |  | AN | node_8104601_200822199 | node_intto1_8104601_200824703 | 681.509 | bal_1P_2AC_2AC(N) | 8104601 | no | no |  |  | no |  |  | 0 | 0 | 0 | 0
oh_line_8104601_200824704 |  | AN | node_8104601_200824703 | node_8104601_200824704 | 502.417 | bal_1P_2AC_2AC(N) | 8104601 | no | no |  |  | no |  |  | 0 | 0 | 0 | 0
oh_line_8104601_200824707 |  | AN | node_8104601_200824704 | node_8104601_200824707 | 232.744 | bal_1P_1/0AC_1/0AC(N) | 8104601 | no | no |  |  | no |  |  | 0 | 0 | 0 | 0
oh_line_8104601_200824708 |  | AN | node_8104601_200824707 | node_8104601_200824708 | 230.698 | bal_1P_1/0AC_1/0AC(N) | 8104601 | no | no |  |  | no |  |  | 0 | 0 | 0 | 0
oh_line_8104601_200833123 |  | ABCN | node_8104601_201026837 | node_8104601_200833123 | 204.538 | bal_3P_4/0AL_1/0AA(N) | 8104601 | no | no |  |  | no |  |  | 0 | 0 | 0 | 0
oh_line_8104601_200833124 |  | ABCN | node_8104601_200833123 | node_8104601_200833124 | 207.591 | bal_3P_4/0AL_1/0AA(N) | 8104601 | no | no |  |  | no |  |  | 0 | 0 | 0 | 0
oh_line_8104601_200833125-1 |  | ABCN | node_220465269 | node_8104601_200833125 | 7.663 | bal_3P_4/0AL_1/0AA(N) | 8104601 | no | no |  |  | no |  |  | 0 | 0 | 0 | 0
oh_line_8104601_200833125-2 |  | ABCN | node_220388051 | node_intto1_220465269 | 4.141 | bal_3P_4/0AL_1/0AA(N) | 8104601 | no | no |  |  | no |  |  | 0 | 0 | 0 | 0
oh_line_8104601_200833125-3 |  | ABCN | node_422AY4-220416142 | node_intto1_220388051 | 65.792 | bal_3P_4/0AL_1/0AA(N) | 8104601 | no | no |  |  | no |  |  | 0 | 0 | 0 | 0
oh_line_8104601_200833125-4 |  | ABCN | node_8104601_200833124 | node_intto1_422AY4-220416142 | 5.541 | bal_3P_4/0AL_1/0AA(N) | 8104601 | no | no |  |  | no |  |  | 0 | 0 | 0 | 0
oh_line_8104601_200833130 |  | ABCN | node_8104601_200822948 | node_8104601_200833130 | 556.669 | bal_3P_336AC_4/0AC(N) | 8104601 | no | no |  |  | no |  |  | 0 | 0 | 0 | 0
oh_line_8104601_200833131 |  | ABCN | node_8104601_200833130 | node_8104601_200833131 | 179.06 | bal_3P_477AL_4/0AL(N) | 8104601 | no | no |  |  | no |  |  | 0 | 0 | 0 | 0
oh_line_8104601_200833133-1 |  | ABCN | node_8104601_200833131 | node_intto1_422AX4A-220416116 | 12.627 | bal_3P_1/0AC_1/0AA(N) | 8104601 | no | no |  |  | no |  |  | 0 | 0 | 0 | 0
oh_line_8104601_200833133-2 |  | ABCN | node_422AX4A-220416116 | node_intto1_220388045 | 139.009 | bal_3P_1/0AC_1/0AA(N) | 8104601 | no | no |  |  | no |  |  | 0 | 0 | 0 | 0
oh_line_8104601_200833133-3 |  | ABCN | node_220388045 | node_intto1_220594458 | 9.811 | bal_3P_1/0AC_1/0AA(N) | 8104601 | no | no |  |  | no |  |  | 0 | 0 | 0 | 0
oh_line_8104601_200833133-4 |  | ABCN | node_220594458 | node_8104601_200833133 | 10.475 | bal_3P_1/0AC_1/0AA(N) | 8104601 | no | no |  |  | no |  |  | 0 | 0 | 0 | 0
oh_line_8104601_200833134 |  | ABCD | node_8104601_200833133 | node_8104601_200833134 | 124.672 | bal_3P_1/0AC | 8104601 | no | no |  |  | no |  |  | 0 | 0 | 0 | 0
oh_line_8104601_200833135 |  | ABCD | node_8104601_200833134 | node_intto1_8104601_200833135 | 191.432 | bal_3P_1/0AC | 8104601 | no | no |  |  | no |  |  | 0 | 0 | 0 | 0
oh_line_8104601_200833136 |  | ABCD | node_8104601_200833135 | node_8104601_200833136 | 177.912 | bal_3P_1/0AC | 8104601 | no | no |  |  | no |  |  | 0 | 0 | 0 | 0
oh_line_8104601_200833137 |  | AN | node_8104601_200834085 | node_intto1_8104601_200833137 | 61.945 | bal_1P_1/0AC_1/0AA(N) | 8104601 | no | no |  |  | no |  |  | 0 | 0 | 0 | 0
oh_line_8104601_200833138 |  | AN | node_8104601_200833137 | node_8104601_200833138 | 166.699 | bal_1P_1/0AC_1/0AA(N) | 8104601 | no | no |  |  | no |  |  | 0 | 0 | 0 | 0
oh_line_8104601_200833139 |  | AN | node_8104601_200833138 | node_8104601_200833139 | 75.631 | bal_1P_1/0AC_1/0AC(N) | 8104601 | no | no |  |  | no |  |  | 0 | 0 | 0 | 0
oh_line_8104601_200833141 |  | AN | node_8104601_200833139 | node_8104601_200833141 | 231.694 | bal_1P_1/0AC_1/0AA(N) | 8104601 | no | no |  |  | no |  |  | 0 | 0 | 0 | 0
oh_line_8104601_200833143 |  | AN | node_8104601_200833141 | node_8104601_200833143 | 176.505 | bal_1P_1/0AC_4/0AL(N) | 8104601 | no | no |  |  | no |  |  | 0 | 0 | 0 | 0
oh_line_8104601_200833145 |  | AN | node_8104601_200833143 | node_8104601_200833145 | 158.142 | bal_1P_1/0AC_4/0AL(N) | 8104601 | no | no |  |  | no |  |  | 0 | 0 | 0 | 0
oh_line_8104601_200833146 |  | AN | node_8104601_200833145 | node_8104601_200833146 | 139.336 | bal_1P_1/0AC_4/0AL(N) | 8104601 | no | no |  |  | no |  |  | 0 | 0 | 0 | 0
oh_line_8104601_200833147 |  | AN | node_8104601_200833146 | node_8104601_200833147 | 177.695 | bal_1P_1/0AA_4/0AL(N) | 8104601 | no | no |  |  | no |  |  | 0 | 0 | 0 | 0
oh_line_8104601_200833148 |  | AN | node_8104601_200833147 | node_8104601_200833148 | 210.552 | bal_1P_1/0AA_1/0AA(N) | 8104601 | no | no |  |  | no |  |  | 0 | 0 | 0 | 0
oh_line_8104601_200833149 |  | AN | node_8104601_200833148 | node_8104601_200833149 | 222.87 | bal_1P_1/0AA_1/0AA(N) | 8104601 | no | no |  |  | no |  |  | 0 | 0 | 0 | 0
oh_line_8104601_200833358 |  | AD | node_8104601_200835406 | node_8104601_200833358 | 135.045 | bal_1P_2AC | 8104601 | no | no |  |  | no |  |  | 0 | 0 | 0 | 0
oh_line_8104601_200833616 |  | AD | node_8104601_200914580 | node_8104601_200833616 | 143.651 | bal_1P_2AC | 8104601 | no | no |  |  | no |  |  | 0 | 0 | 0 | 0
oh_line_8104601_200833617 |  | AD | node_8104601_200833616 | node_intto1_8104601_200833617 | 302.981 | bal_1P_2AC | 8104601 | no | no |  |  | no |  |  | 0 | 0 | 0 | 0
oh_line_8104601_200833619 |  | AD | node_8104601_200833698 | node_8104601_200833619 | 192.79 | bal_1P_6DCW | 8104601 | no | no |  |  | no |  |  | 0 | 0 | 0 | 0
oh_line_8104601_200833620 |  | AD | node_8104601_200833619 | node_8104601_200833620 | 224.332 | bal_1P_6ACW | 8104601 | no | no |  |  | no |  |  | 0 | 0 | 0 | 0
oh_line_8104601_200833622 |  | AD | node_8104601_200833620 | node_8104601_200833622 | 231.663 | bal_1P_6ACW | 8104601 | no | no |  |  | no |  |  | 0 | 0 | 0 | 0
oh_line_8104601_200833623 |  | AD | node_8104601_200833622 | node_intto1_8104601_200833623 | 351.719 | bal_1P_6ACW | 8104601 | no | no |  |  | no |  |  | 0 | 0 | 0 | 0
oh_line_8104601_200833625 |  | AD | node_8104601_200951765 | node_8104601_200833625 | 234.478 | bal_1P_6ACW | 8104601 | no | no |  |  | no |  |  | 0 | 0 | 0 | 0
oh_line_8104601_200833627 |  | AD | node_8104601_200951764 | node_8104601_200833627 | 193.62 | bal_1P_6ACW | 8104601 | no | no |  |  | no |  |  | 0 | 0 | 0 | 0
oh_line_8104601_200833628 |  | AD | node_8104601_200833627 | node_8104601_200833628 | 171.257 | bal_1P_6ACW | 8104601 | no | no |  |  | no |  |  | 0 | 0 | 0 | 0
oh_line_8104601_200833630 |  | AD | node_8104601_200833628 | node_8104601_200833630 | 374.573 | bal_1P_6ACW | 8104601 | no | no |  |  | no |  |  | 0 | 0 | 0 | 0
oh_line_8104601_200833631 |  | AD | node_8104601_200833630 | node_8104601_200833631 | 341.985 | bal_1P_6ACW | 8104601 | no | no |  |  | no |  |  | 0 | 0 | 0 | 0
oh_line_8104601_200833632 |  | AD | node_8104601_200833631 | node_8104601_200833632 | 324.518 | bal_1P_6ACW | 8104601 | no | no |  |  | no |  |  | 0 | 0 | 0 | 0
oh_line_8104601_200833634 |  | AD | node_8104601_200833632 | node_8104601_200833634 | 103.709 | bal_1P_2AC | 8104601 | no | no |  |  | no |  |  | 0 | 0 | 0 | 0
oh_line_8104601_200833635 |  | AD | node_8104601_200833632 | node_8104601_200833635 | 301.634 | bal_1P_6ACW | 8104601 | no | no |  |  | no |  |  | 0 | 0 | 0 | 0
oh_line_8104601_200833637 |  | AD | node_8104601_200833617 | node_8104601_200833637 | 236.938 | bal_1P_2AC | 8104601 | no | no |  |  | no |  |  | 0 | 0 | 0 | 0
oh_line_8104601_200833638 |  | AD | node_8104601_200833637 | node_8104601_200833638 | 104.25 | bal_1P_2AC | 8104601 | no | no |  |  | no |  |  | 0 | 0 | 0 | 0
oh_line_8104601_200833640 |  | AD | node_8104601_200833635 | node_8104601_200833640 | 349.064 | bal_1P_6ACW | 8104601 | no | no |  |  | no |  |  | 0 | 0 | 0 | 0
oh_line_8104601_200833641 |  | AD | node_8104601_200833640 | node_intto1_8104601_200833641 | 314.715 | bal_1P_6ACW | 8104601 | no | no |  |  | no |  |  | 0 | 0 | 0 | 0
oh_line_8104601_200833643 |  | AD | node_8104601_200833641 | node_8104601_200833643 | 197.757 | bal_1P_6ACW | 8104601 | no | no |  |  | no |  |  | 0 | 0 | 0 | 0
oh_line_8104601_200833645 |  | AD | node_8104601_200833643 | node_8104601_200833645 | 103.205 | bal_1P_6ACW | 8104601 | no | no |  |  | no |  |  | 0 | 0 | 0 | 0
oh_line_8104601_200833646 |  | AD | node_8104601_200833645 | node_intto1_8104601_200833646 | 364.56 | bal_1P_6CCW | 8104601 | no | no |  |  | no |  |  | 0 | 0 | 0 | 0
oh_line_8104601_200833647 |  | AD | node_8104601_200833646 | node_8104601_200833647 | 322.971 | bal_1P_6ACW | 8104601 | no | no |  |  | no |  |  | 0 | 0 | 0 | 0
oh_line_8104601_200833649 |  | AD | node_8104601_200833647 | node_8104601_200833649 | 337.934 | bal_1P_6ACW | 8104601 | no | no |  |  | no |  |  | 0 | 0 | 0 | 0
oh_line_8104601_200833650 |  | AD | node_8104601_200833649 | node_8104601_200833650 | 266.172 | bal_1P_6ACW | 8104601 | no | no |  |  | no |  |  | 0 | 0 | 0 | 0
oh_line_8104601_200833652 |  | AD | node_8104601_200833650 | node_8104601_200833652 | 307.649 | bal_1P_6ACW | 8104601 | no | no |  |  | no |  |  | 0 | 0 | 0 | 0
oh_line_8104601_200833654 |  | AD | node_8104601_200833652 | node_8104601_200833654 | 283.975 | bal_1P_6ACW | 8104601 | no | no |  |  | no |  |  | 0 | 0 | 0 | 0
oh_line_8104601_200833655 |  | AD | node_8104601_200833654 | node_8104601_200833655 | 199.309 | bal_1P_6ACW | 8104601 | no | no |  |  | no |  |  | 0 | 0 | 0 | 0
oh_line_8104601_200833656 |  | AD | node_8104601_200833655 | node_intto1_8104601_200833656 | 348.773 | bal_1P_6ACW | 8104601 | no | no |  |  | no |  |  | 0 | 0 | 0 | 0
oh_line_8104601_200833657 |  | AD | node_8104601_200833656 | node_8104601_200833657 | 210.285 | bal_1P_1/0AA | 8104601 | no | no |  |  | no |  |  | 0 | 0 | 0 | 0
oh_line_8104601_200833658 |  | AD | node_8104601_200833657 | node_8104601_200833658 | 246.681 | bal_1P_1/0AA | 8104601 | no | no |  |  | no |  |  | 0 | 0 | 0 | 0
oh_line_8104601_200833659 |  | AD | node_8104601_200833638 | node_8104601_200833659 | 104.834 | bal_1P_2AC | 8104601 | no | no |  |  | no |  |  | 0 | 0 | 0 | 0
oh_line_8104601_200833661 |  | AD | node_8104601_200833659 | node_8104601_200833661 | 308.423 | bal_1P_2AC | 8104601 | no | no |  |  | no |  |  | 0 | 0 | 0 | 0
oh_line_8104601_200833662 |  | AD | node_8104601_200833661 | node_8104601_200833662 | 245.158 | bal_1P_2AC | 8104601 | no | no |  |  | no |  |  | 0 | 0 | 0 | 0
oh_line_8104601_200833663 |  | AD | node_8104601_200833656 | node_8104601_200833663 | 386.451 | bal_1P_6ACW | 8104601 | no | no |  |  | no |  |  | 0 | 0 | 0 | 0
oh_line_8104601_200833665 |  | AD | node_8104601_200833663 | node_8104601_200833665 | 364.019 | bal_1P_8DCW | 8104601 | no | no |  |  | no |  |  | 0 | 0 | 0 | 0
oh_line_8104601_200833667 |  | AD | node_8104601_200833665 | node_8104601_200833667 | 406.911 | bal_1P_8DCW | 8104601 | no | no |  |  | no |  |  | 0 | 0 | 0 | 0
oh_line_8104601_200833669 |  | AD | node_8104601_200833667 | node_8104601_200833669 | 221.102 | bal_1P_8DCW | 8104601 | no | no |  |  | no |  |  | 0 | 0 | 0 | 0
oh_line_8104601_200833670 |  | AD | node_8104601_200833669 | node_8104601_200833670 | 305.425 | bal_1P_8DCW | 8104601 | no | no |  |  | no |  |  | 0 | 0 | 0 | 0
oh_line_8104601_200833672 |  | AD | node_8104601_200833670 | node_8104601_200833672 | 217.689 | bal_1P_2AC | 8104601 | no | no |  |  | no |  |  | 0 | 0 | 0 | 0
oh_line_8104601_200833673 |  | AD | node_8104601_200833672 | node_8104601_200833673 | 51.079 | bal_1P_1/0AA | 8104601 | no | no |  |  | no |  |  | 0 | 0 | 0 | 0
oh_line_8104601_200833674 |  | AD | node_8104601_200833673 | node_8104601_200833674 | 355.367 | bal_1P_1/0AA | 8104601 | no | no |  |  | no |  |  | 0 | 0 | 0 | 0
oh_line_8104601_200833675 |  | AD | node_8104601_200833674 | node_8104601_200833675 | 358.18 | bal_1P_1/0AA | 8104601 | no | no |  |  | no |  |  | 0 | 0 | 0 | 0
oh_line_8104601_200833677 |  | AD | node_8104601_200833672 | node_8104601_200833677 | 174.863 | bal_1P_2AC | 8104601 | no | no |  |  | no |  |  | 0 | 0 | 0 | 0
oh_line_8104601_200833678 |  | AD | node_8104601_200833677 | node_8104601_200833678 | 246.24 | bal_1P_2AC | 8104601 | no | no |  |  | no |  |  | 0 | 0 | 0 | 0
oh_line_8104601_200833679 |  | AD | node_8104601_200833678 | node_8104601_200833679 | 366.917 | bal_1P_1/0AA | 8104601 | no | no |  |  | no |  |  | 0 | 0 | 0 | 0
oh_line_8104601_200833680 |  | AD | node_8104601_200833679 | node_8104601_200833680 | 252.937 | bal_1P_1/0AA | 8104601 | no | no |  |  | no |  |  | 0 | 0 | 0 | 0
oh_line_8104601_200833681 |  | AD | node_8104601_200833680 | node_8104601_200833681 | 398.453 | bal_1P_1/0AA | 8104601 | no | no |  |  | no |  |  | 0 | 0 | 0 | 0
oh_line_8104601_200833682 |  | AD | node_8104601_200833662 | node_8104601_200833682 | 156.188 | bal_1P_2AC | 8104601 | no | no |  |  | no |  |  | 0 | 0 | 0 | 0
oh_line_8104601_200833684 |  | AD | node_8104601_200833682 | node_8104601_200833684 | 163.436 | bal_1P_2AC | 8104601 | no | no |  |  | no |  |  | 0 | 0 | 0 | 0
oh_line_8104601_200833685 |  | AD | node_8104601_200833684 | node_8104601_200833685 | 215.109 | bal_1P_2AC | 8104601 | no | no |  |  | no |  |  | 0 | 0 | 0 | 0
oh_line_8104601_200833686 |  | AD | node_8104601_200833685 | node_8104601_200833686 | 126.493 | bal_1P_1/0AA | 8104601 | no | no |  |  | no |  |  | 0 | 0 | 0 | 0
oh_line_8104601_200833687 |  | AD | node_8104601_200833682 | node_8104601_200833687 | 227.661 | bal_1P_8DCW | 8104601 | no | no |  |  | no |  |  | 0 | 0 | 0 | 0
oh_line_8104601_200833688 |  | AD | node_8104601_200833687 | node_8104601_200833688 | 196.561 | bal_1P_8DCW | 8104601 | no | no |  |  | no |  |  | 0 | 0 | 0 | 0
oh_line_8104601_200833689 |  | AD | node_8104601_200833688 | node_8104601_200833689 | 76.089 | bal_1P_8DCW | 8104601 | no | no |  |  | no |  |  | 0 | 0 | 0 | 0
oh_line_8104601_200833690 |  | AD | node_8104601_200833689 | node_8104601_200833690 | 378.6 | bal_1P_8DCW | 8104601 | no | no |  |  | no |  |  | 0 | 0 | 0 | 0
oh_line_8104601_200833694 |  | AD | node_8104601_200833690 | node_8104601_200833694 | 125.03 | bal_1P_2AC | 8104601 | no | no |  |  | no |  |  | 0 | 0 | 0 | 0
oh_line_8104601_200833695 |  | AD | node_8104601_200833694 | node_8104601_200833695 | 322.487 | bal_1P_2AC | 8104601 | no | no |  |  | no |  |  | 0 | 0 | 0 | 0
oh_line_8104601_200833696 |  | AD | node_8104601_200833695 | node_8104601_200833696 | 270.073 | bal_1P_2AC | 8104601 | no | no |  |  | no |  |  | 0 | 0 | 0 | 0
oh_line_8104601_200833698 |  | AD | node_8104601_200833696 | node_8104601_200833698 | 146.746 | bal_1P_6DCW | 8104601 | no | no |  |  | no |  |  | 0 | 0 | 0 | 0
oh_line_8104601_200833851 |  | AD | node_8104601_200833873 | node_8104601_200833851 | 379.491 | bal_1P_1/0AA | 8104601 | no | no |  |  | no |  |  | 0 | 0 | 0 | 0
oh_line_8104601_200833852-1 |  | AN | node_220465300 | node_8104601_200833852 | 12.505 | bal_1P_1/0AA_1/0AA(N) | 8104601 | no | no |  |  | no |  |  | 0 | 0 | 0 | 0
oh_line_8104601_200833852-2 |  | AN | node_220388664 | node_intto1_220465300 | 15.219 | bal_1P_1/0AA_1/0AA(N) | 8104601 | no | no |  |  | no |  |  | 0 | 0 | 0 | 0
oh_line_8104601_200833852-3 |  | AN | node_8104601_200835070 | node_intto1_220388664 | 384.909 | bal_1P_1/0AA_1/0AA(N) | 8104601 | no | no |  |  | no |  |  | 0 | 0 | 0 | 0
oh_line_8104601_200833853 |  | AD | node_8104601_200833854 | node_intto1_8104601_200833853 | 430.975 | bal_1P_2AC | 8104601 | no | no |  |  | no |  |  | 0 | 0 | 0 | 0
oh_line_8104601_200833854 |  | AD | node_8104601_200833852 | node_8104601_200833854 | 253.404 | bal_1P_2AC | 8104601 | no | no |  |  | no |  |  | 0 | 0 | 0 | 0
oh_line_8104601_200833855 |  | AD | node_8104601_200833856 | node_8104601_200833855 | 105.666 | bal_1P_2AC | 8104601 | no | no |  |  | no |  |  | 0 | 0 | 0 | 0
oh_line_8104601_200833856 |  | AD | node_8104601_200833854 | node_8104601_200833856 | 308.431 | bal_1P_2AC | 8104601 | no | no |  |  | no |  |  | 0 | 0 | 0 | 0
oh_line_8104601_200833857 |  | AD | node_8104601_200833875 | node_8104601_200833857 | 205.419 | bal_1P_2AC | 8104601 | no | no |  |  | no |  |  | 0 | 0 | 0 | 0
oh_line_8104601_200833858 |  | AD | node_8104601_200833857 | node_8104601_200833858 | 197.689 | bal_1P_2AC | 8104601 | no | no |  |  | no |  |  | 0 | 0 | 0 | 0
oh_line_8104601_200833860 |  | AD | node_8104601_200833856 | node_8104601_200833860 | 419.31 | bal_1P_2AC | 8104601 | no | no |  |  | no |  |  | 0 | 0 | 0 | 0
oh_line_8104601_200833861 |  | AD | node_8104601_200833860 | node_8104601_200833861 | 620.041 | bal_1P_2AC | 8104601 | no | no |  |  | no |  |  | 0 | 0 | 0 | 0
oh_line_8104601_200833862 |  | AD | node_8104601_201013184 | node_8104601_200833862 | 98.444 | bal_1P_2AC | 8104601 | no | no |  |  | no |  |  | 0 | 0 | 0 | 0
oh_line_8104601_200833863 |  | AD | node_8104601_200833861 | node_8104601_200833863 | 507.429 | bal_1P_2AC | 8104601 | no | no |  |  | no |  |  | 0 | 0 | 0 | 0
oh_line_8104601_200833864 |  | AD | node_8104601_200833863 | node_8104601_200833864 | 151.372 | bal_1P_2AC | 8104601 | no | no |  |  | no |  |  | 0 | 0 | 0 | 0
oh_line_8104601_200833867 |  | AD | node_8104601_200833864 | node_8104601_200833867 | 252.462 | bal_1P_2AC | 8104601 | no | no |  |  | no |  |  | 0 | 0 | 0 | 0
oh_line_8104601_200833868 |  | AD | node_8104601_200833867 | node_8104601_200833868 | 344.021 | bal_1P_2AC | 8104601 | no | no |  |  | no |  |  | 0 | 0 | 0 | 0
oh_line_8104601_200833869 |  | AD | node_8104601_200833868 | node_8104601_200833869 | 346.702 | bal_1P_2AC | 8104601 | no | no |  |  | no |  |  | 0 | 0 | 0 | 0
oh_line_8104601_200833870 |  | AD | node_8104601_200833869 | node_8104601_200833870 | 222.561 | bal_1P_1/0AA | 8104601 | no | no |  |  | no |  |  | 0 | 0 | 0 | 0
oh_line_8104601_200833871 |  | AD | node_8104601_200833870 | node_8104601_200833871 | 214.371 | bal_1P_1/0AA | 8104601 | no | no |  |  | no |  |  | 0 | 0 | 0 | 0
oh_line_8104601_200833872 |  | AD | node_8104601_200833871 | node_8104601_200833872 | 311.896 | bal_1P_1/0AA | 8104601 | no | no |  |  | no |  |  | 0 | 0 | 0 | 0
oh_line_8104601_200833873 |  | AD | node_8104601_200833869 | node_8104601_200833873 | 353.452 | bal_1P_2AC | 8104601 | no | no |  |  | no |  |  | 0 | 0 | 0 | 0
oh_line_8104601_200833874 |  | AD | node_8104601_200833873 | node_8104601_200833874 | 357.051 | bal_1P_2AC | 8104601 | no | no |  |  | no |  |  | 0 | 0 | 0 | 0
oh_line_8104601_200833875 |  | AD | node_8104601_200833874 | node_8104601_200833875 | 355.979 | bal_1P_2AC | 8104601 | no | no |  |  | no |  |  | 0 | 0 | 0 | 0
oh_line_8104601_200833927 |  | AD | node_8104601_200833649 | node_8104601_200833927 | 240.976 | bal_1P_4AC | 8104601 | no | no |  |  | no |  |  | 0 | 0 | 0 | 0
oh_line_8104601_200833929 |  | AD | node_8104601_200833927 | node_8104601_200833929 | 287.931 | bal_1P_4AC | 8104601 | no | no |  |  | no |  |  | 0 | 0 | 0 | 0
oh_line_8104601_200833930 |  | AD | node_8104601_200833965 | node_8104601_200833930 | 103.341 | bal_1P_1/0AA | 8104601 | no | no |  |  | no |  |  | 0 | 0 | 0 | 0
oh_line_8104601_200833931 |  | AD | node_8104601_200833930 | node_8104601_200833931 | 299.127 | bal_1P_1/0AA | 8104601 | no | no |  |  | no |  |  | 0 | 0 | 0 | 0
oh_line_8104601_200833932 |  | AD | node_8104601_200833931 | node_8104601_200833932 | 284.372 | bal_1P_1/0AA | 8104601 | no | no |  |  | no |  |  | 0 | 0 | 0 | 0
oh_line_8104601_200833933-1 |  | AD | node_8104601_200833932 | node_1426581_936_15330173_883 | 4.904 | bal_1P_4AC | 8104601 | no | no |  |  | no |  |  | 0 | 0 | 0 | 0
oh_line_8104601_200833933-2 |  | AD | node_1426581_936_15330173_883 | node_8104601_200833933 | 358.999 | bal_1P_4AC | 8104601 | no | no |  |  | no |  |  | 0 | 0 | 0 | 0
oh_line_8104601_200833934 |  | AD | node_8104601_200833933 | node_8104601_200833934 | 111.6 | bal_1P_4AC | 8104601 | no | no |  |  | no |  |  | 0 | 0 | 0 | 0
oh_line_8104601_200833935 |  | AD | node_8104601_200833934 | node_8104601_200833935 | 144.289 | bal_1P_4AC | 8104601 | no | no |  |  | no |  |  | 0 | 0 | 0 | 0
oh_line_8104601_200833937 |  | AD | node_8104601_200833935 | node_8104601_200833937 | 388.061 | bal_1P_4AC | 8104601 | no | no |  |  | no |  |  | 0 | 0 | 0 | 0
oh_line_8104601_200833939 |  | AD | node_8104601_200833937 | node_8104601_200833939 | 312.327 | bal_1P_4AC | 8104601 | no | no |  |  | no |  |  | 0 | 0 | 0 | 0
oh_line_8104601_200833940 |  | AD | node_8104601_200833939 | node_8104601_200833940 | 68.349 | bal_1P_1/0AA | 8104601 | no | no |  |  | no |  |  | 0 | 0 | 0 | 0
oh_line_8104601_200833941 |  | AD | node_8104601_200833939 | node_8104601_200833941 | 137.185 | bal_1P_4AC | 8104601 | no | no |  |  | no |  |  | 0 | 0 | 0 | 0
oh_line_8104601_200833942 |  | AD | node_8104601_200833941 | node_8104601_200833942 | 59.1 | bal_1P_1/0AA | 8104601 | no | no |  |  | no |  |  | 0 | 0 | 0 | 0
oh_line_8104601_200833943 |  | AD | node_8104601_200833941 | node_8104601_200833943 | 200.504 | bal_1P_4AC | 8104601 | no | no |  |  | no |  |  | 0 | 0 | 0 | 0
oh_line_8104601_200833945 |  | AD | node_8104601_200833943 | node_8104601_200833945 | 347.758 | bal_1P_4AC | 8104601 | no | no |  |  | no |  |  | 0 | 0 | 0 | 0
oh_line_8104601_200833946 |  | AD | node_8104601_200833945 | node_8104601_200833946 | 408.616 | bal_1P_4AC | 8104601 | no | no |  |  | no |  |  | 0 | 0 | 0 | 0
oh_line_8104601_200833950 |  | AD | node_8104601_200833929 | node_8104601_200833950 | 436.092 | bal_1P_4AC | 8104601 | no | no |  |  | no |  |  | 0 | 0 | 0 | 0
oh_line_8104601_200833951 |  | AD | node_8104601_200967150 | node_8104601_200833951 | 373.711 | bal_1P_4AC | 8104601 | no | no |  |  | no |  |  | 0 | 0 | 0 | 0
oh_line_8104601_200833952 |  | AD | node_8104601_200833950 | node_intto1_8104601_200833952 | 344.876 | bal_1P_4AC | 8104601 | no | no |  |  | no |  |  | 0 | 0 | 0 | 0
oh_line_8104601_200833953 |  | AD | node_8104601_200833952 | node_8104601_200833953 | 338.215 | bal_1P_4AC | 8104601 | no | no |  |  | no |  |  | 0 | 0 | 0 | 0
oh_line_8104601_200833955 |  | AD | node_8104601_200833953 | node_8104601_200833955 | 303.234 | bal_1P_4AC | 8104601 | no | no |  |  | no |  |  | 0 | 0 | 0 | 0
oh_line_8104601_200833956 |  | AD | node_8104601_200833955 | node_8104601_200833956 | 166.315 | bal_1P_2AC | 8104601 | no | no |  |  | no |  |  | 0 | 0 | 0 | 0
oh_line_8104601_200833958 |  | AD | node_8104601_200833956 | node_8104601_200833958 | 170.654 | bal_1P_2AC | 8104601 | no | no |  |  | no |  |  | 0 | 0 | 0 | 0
oh_line_8104601_200833960 |  | AD | node_8104601_200833958 | node_8104601_200833960 | 172.494 | bal_1P_2AC | 8104601 | no | no |  |  | no |  |  | 0 | 0 | 0 | 0
oh_line_8104601_200833962 |  | AD | node_8104601_200833960 | node_intto1_8104601_200833962 | 298.248 | bal_1P_2AC | 8104601 | no | no |  |  | no |  |  | 0 | 0 | 0 | 0
oh_line_8104601_200833963 |  | AD | node_8104601_200833962 | node_8104601_200833963 | 311.074 | bal_1P_1/0AA | 8104601 | no | no |  |  | no |  |  | 0 | 0 | 0 | 0
oh_line_8104601_200833965 |  | AD | node_8104601_200833963 | node_8104601_200833965 | 299.602 | bal_1P_1/0AA | 8104601 | no | no |  |  | no |  |  | 0 | 0 | 0 | 0
oh_line_8104601_200833966 |  | AD | node_8104601_200833965 | node_8104601_200833966 | 54.211 | bal_1P_1/0AA | 8104601 | no | no |  |  | no |  |  | 0 | 0 | 0 | 0
oh_line_8104601_200833967 |  | AD | node_8104601_200833966 | node_8104601_200833967 | 377.675 | bal_1P_1/0AA | 8104601 | no | no |  |  | no |  |  | 0 | 0 | 0 | 0
oh_line_8104601_200833968 |  | AD | node_8104601_200833966 | node_8104601_200833968 | 429.372 | bal_1P_1/0AA | 8104601 | no | no |  |  | no |  |  | 0 | 0 | 0 | 0
oh_line_8104601_200833969 |  | AD | node_8104601_200833956 | node_8104601_200833969 | 269.038 | bal_1P_1/0AA | 8104601 | no | no |  |  | no |  |  | 0 | 0 | 0 | 0
oh_line_8104601_200833971 |  | AD | node_8104601_200833969 | node_intto1_8104601_200833971 | 155.785 | bal_1P_4AC | 8104601 | no | no |  |  | no |  |  | 0 | 0 | 0 | 0
oh_line_8104601_200833972 |  | AD | node_8104601_200834000 | node_8104601_200833972 | 300.297 | bal_1P_2AC | 8104601 | no | no |  |  | no |  |  | 0 | 0 | 0 | 0
oh_line_8104601_200833973 |  | AD | node_8104601_200833972 | node_8104601_200833973 | 88.965 | bal_1P_2AC | 8104601 | no | no |  |  | no |  |  | 0 | 0 | 0 | 0
oh_line_8104601_200833974 |  | AD | node_8104601_200833973 | node_8104601_200833974 | 311.051 | bal_1P_2AC | 8104601 | no | no |  |  | no |  |  | 0 | 0 | 0 | 0
oh_line_8104601_200833976 |  | AD | node_8104601_200833972 | node_8104601_200833976 | 272.756 | bal_1P_2AC | 8104601 | no | no |  |  | no |  |  | 0 | 0 | 0 | 0
oh_line_8104601_200833977 |  | AD | node_8104601_200833976 | node_intto1_8104601_200833977 | 255.535 | bal_1P_2AC | 8104601 | no | no |  |  | no |  |  | 0 | 0 | 0 | 0
oh_line_8104601_200833978 |  | AD | node_8104601_200833977 | node_8104601_200833978 | 194.37 | bal_1P_2AC | 8104601 | no | no |  |  | no |  |  | 0 | 0 | 0 | 0
oh_line_8104601_200833979 |  | AD | node_8104601_200833978 | node_8104601_200833979 | 260.937 | bal_1P_2AC | 8104601 | no | no |  |  | no |  |  | 0 | 0 | 0 | 0
oh_line_8104601_200833980 |  | AD | node_8104601_200833979 | node_8104601_200833980 | 357.144 | bal_1P_2AC | 8104601 | no | no |  |  | no |  |  | 0 | 0 | 0 | 0
oh_line_8104601_200833981 |  | AD | node_8104601_200833980 | node_8104601_200833981 | 244.37 | bal_1P_2AC | 8104601 | no | no |  |  | no |  |  | 0 | 0 | 0 | 0
oh_line_8104601_200833982 |  | AD | node_8104601_200833981 | node_8104601_200833982 | 119.931 | bal_1P_2AC | 8104601 | no | no |  |  | no |  |  | 0 | 0 | 0 | 0
oh_line_8104601_200833983 |  | AD | node_8104601_200833982 | node_8104601_200833983 | 119.466 | bal_1P_2AC | 8104601 | no | no |  |  | no |  |  | 0 | 0 | 0 | 0
oh_line_8104601_200833984 |  | AD | node_8104601_200833983 | node_8104601_200833984 | 473.789 | bal_1P_2AC | 8104601 | no | no |  |  | no |  |  | 0 | 0 | 0 | 0
oh_line_8104601_200833985 |  | AD | node_8104601_200833984 | node_8104601_200833985 | 301.325 | bal_1P_2AC | 8104601 | no | no |  |  | no |  |  | 0 | 0 | 0 | 0
oh_line_8104601_200833986 |  | AD | node_8104601_200833971 | node_8104601_200833986 | 219.463 | bal_1P_4AC | 8104601 | no | no |  |  | no |  |  | 0 | 0 | 0 | 0
oh_line_8104601_200833990 |  | AD | node_8104601_200833986 | node_8104601_200833990 | 342.294 | bal_1P_4AC | 8104601 | no | no |  |  | no |  |  | 0 | 0 | 0 | 0
oh_line_8104601_200833991 |  | AD | node_8104601_200833990 | node_8104601_200833991 | 429.25 | bal_1P_4AC | 8104601 | no | no |  |  | no |  |  | 0 | 0 | 0 | 0
oh_line_8104601_200833993 |  | AD | node_8104601_200833991 | node_8104601_200833993 | 147.138 | bal_1P_1/0AA | 8104601 | no | no |  |  | no |  |  | 0 | 0 | 0 | 0
oh_line_8104601_200833994-1 |  | AD | node_1429194_519_15331523_099 | node_8104601_200833994 | 4.991 | bal_1P_4AC | 8104601 | no | no |  |  | no |  |  | 0 | 0 | 0 | 0
oh_line_8104601_200833994-2 |  | AD | node_220415916 | node_1429194_519_15331523_099 | 280.611 | bal_1P_4AC | 8104601 | no | no |  |  | no |  |  | 0 | 0 | 0 | 0
oh_line_8104601_200833994-3 |  | AD | node_8104601_200833991 | node_intto1_220415916 | 4.991 | bal_1P_4AC | 8104601 | no | no |  |  | no |  |  | 0 | 0 | 0 | 0
oh_line_8104601_200833995 |  | AD | node_8104601_200833994 | node_8104601_200833995 | 291.365 | bal_1P_4AC | 8104601 | no | no |  |  | no |  |  | 0 | 0 | 0 | 0
oh_line_8104601_200833997 |  | AD | node_8104601_200833995 | node_8104601_200833997 | 302.281 | bal_1P_4AC | 8104601 | no | no |  |  | no |  |  | 0 | 0 | 0 | 0
oh_line_8104601_200833998 |  | AD | node_8104601_200833997 | node_8104601_200833998 | 358.372 | bal_1P_4AC | 8104601 | no | no |  |  | no |  |  | 0 | 0 | 0 | 0
oh_line_8104601_200833999 |  | AD | node_8104601_200833998 | node_8104601_200833999 | 146.276 | bal_1P_2AC | 8104601 | no | no |  |  | no |  |  | 0 | 0 | 0 | 0
oh_line_8104601_200834000 |  | AD | node_8104601_200833999 | node_8104601_200834000 | 328.039 | bal_1P_2AC | 8104601 | no | no |  |  | no |  |  | 0 | 0 | 0 | 0
oh_line_8104601_200834002 |  | AD | node_8104601_200835519 | node_intto1_8104601_200834002 | 408.659 | bal_1P_2AC | 8104601 | no | no |  |  | no |  |  | 0 | 0 | 0 | 0
oh_line_8104601_200834003 |  | AD | node_8104601_200834002 | node_8104601_200834003 | 208.096 | bal_1P_2AC | 8104601 | no | no |  |  | no |  |  | 0 | 0 | 0 | 0
oh_line_8104601_200834004 |  | AD | node_8104601_200834003 | node_8104601_200834004 | 224.413 | bal_1P_2AC | 8104601 | no | no |  |  | no |  |  | 0 | 0 | 0 | 0
oh_line_8104601_200834006 |  | AD | node_8104601_201027915 | node_8104601_200834006 | 338.347 | bal_1P_2AC | 8104601 | no | no |  |  | no |  |  | 0 | 0 | 0 | 0
oh_line_8104601_200834008 |  | AD | node_8104601_200834002 | node_8104601_200834008 | 189.001 | bal_1P_2AC | 8104601 | no | no |  |  | no |  |  | 0 | 0 | 0 | 0
oh_line_8104601_200834009 |  | AD | node_8104601_200834008 | node_8104601_200834009 | 316.967 | bal_1P_2AC | 8104601 | no | no |  |  | no |  |  | 0 | 0 | 0 | 0
oh_line_8104601_200834010 |  | AD | node_8104601_200834009 | node_8104601_200834010 | 267.681 | bal_1P_2AC | 8104601 | no | no |  |  | no |  |  | 0 | 0 | 0 | 0
oh_line_8104601_200834011 |  | AD | node_8104601_200834010 | node_8104601_200834011 | 288.6 | bal_1P_2AC | 8104601 | no | no |  |  | no |  |  | 0 | 0 | 0 | 0
oh_line_8104601_200834012 |  | AD | node_8104601_200834011 | node_8104601_200834012 | 220.383 | bal_1P_2AC | 8104601 | no | no |  |  | no |  |  | 0 | 0 | 0 | 0
oh_line_8104601_200834013 |  | AD | node_8104601_200834012 | node_8104601_200834013 | 260.325 | bal_1P_2AC | 8104601 | no | no |  |  | no |  |  | 0 | 0 | 0 | 0
oh_line_8104601_200834021 |  | AD | node_8104601_200834478 | node_intto1_8104601_200834021 | 287.613 | bal_1P_2AC | 8104601 | no | no |  |  | no |  |  | 0 | 0 | 0 | 0
oh_line_8104601_200834022 |  | AD | node_8104601_200834035 | node_8104601_200834022 | 96.352 | bal_1P_2AC | 8104601 | no | no |  |  | no |  |  | 0 | 0 | 0 | 0
oh_line_8104601_200834023 |  | AD | node_8104601_200834022 | node_8104601_200834023 | 259.686 | bal_1P_2AC | 8104601 | no | no |  |  | no |  |  | 0 | 0 | 0 | 0
oh_line_8104601_200834024 |  | AD | node_8104601_200834021 | node_8104601_200834024 | 378.386 | bal_1P_2AC | 8104601 | no | no |  |  | no |  |  | 0 | 0 | 0 | 0
oh_line_8104601_200834025 |  | AD | node_8104601_200834024 | node_8104601_200834025 | 257.402 | bal_1P_1/0AA | 8104601 | no | no |  |  | no |  |  | 0 | 0 | 0 | 0
oh_line_8104601_200834031 |  | AD | node_8104601_200940793 | node_8104601_200834031 | 323.044 | bal_1P_2AC | 8104601 | no | no |  |  | no |  |  | 0 | 0 | 0 | 0
oh_line_8104601_200834032 |  | AD | node_8104601_200834031 | node_8104601_200834032 | 358.372 | bal_1P_2AC | 8104601 | no | no |  |  | no |  |  | 0 | 0 | 0 | 0
oh_line_8104601_200834034 |  | AD | node_8104601_200834032 | node_8104601_200834034 | 215.161 | bal_1P_2AC | 8104601 | no | no |  |  | no |  |  | 0 | 0 | 0 | 0
oh_line_8104601_200834035 |  | AD | node_8104601_200834034 | node_8104601_200834035 | 140.379 | bal_1P_2AC | 8104601 | no | no |  |  | no |  |  | 0 | 0 | 0 | 0
oh_line_8104601_200834036 |  | AD | node_8104601_200834035 | node_8104601_200834036 | 160.228 | bal_1P_1/0AC | 8104601 | no | no |  |  | no |  |  | 0 | 0 | 0 | 0
oh_line_8104601_200834037 |  | AD | node_8104601_200834036 | node_8104601_200834037 | 258.458 | bal_1P_1/0AC | 8104601 | no | no |  |  | no |  |  | 0 | 0 | 0 | 0
oh_line_8104601_200834038 |  | AD | node_8104601_200834037 | node_8104601_200834038 | 310.226 | bal_1P_1/0AC | 8104601 | no | no |  |  | no |  |  | 0 | 0 | 0 | 0
oh_line_8104601_200834039 |  | AD | node_8104601_200834974 | node_intto1_8104601_200834039 | 403.678 | bal_1P_4ACW | 8104601 | no | no |  |  | no |  |  | 0 | 0 | 0 | 0
oh_line_8104601_200834040 |  | AD | node_8104601_200834067 | node_8104601_200834040 | 295.453 | bal_1P_4ACW | 8104601 | no | no |  |  | no |  |  | 0 | 0 | 0 | 0
oh_line_8104601_200834046 |  | AD | node_8104601_200948238 | node_8104601_200834046 | 294.834 | bal_1P_1/0AA | 8104601 | no | no |  |  | no |  |  | 0 | 0 | 0 | 0
oh_line_8104601_200834047 |  | AD | node_8104601_200948238 | node_8104601_200834047 | 200.029 | bal_1P_4ACW | 8104601 | no | no |  |  | no |  |  | 0 | 0 | 0 | 0
oh_line_8104601_200834048 |  | AD | node_8104601_200834047 | node_8104601_200834048 | 198.172 | bal_1P_1/0AC | 8104601 | no | no |  |  | no |  |  | 0 | 0 | 0 | 0
oh_line_8104601_200834049 |  | AD | node_8104601_200834048 | node_8104601_200834049 | 246.241 | bal_1P_1/0AC | 8104601 | no | no |  |  | no |  |  | 0 | 0 | 0 | 0
oh_line_8104601_200834050 |  | AD | node_8104601_200834049 | node_8104601_200834050 | 197.866 | bal_1P_1/0AA | 8104601 | no | no |  |  | no |  |  | 0 | 0 | 0 | 0
oh_line_8104601_200834051 |  | AD | node_8104601_200834050 | node_8104601_200834051 | 287.498 | bal_1P_1/0AA | 8104601 | no | no |  |  | no |  |  | 0 | 0 | 0 | 0
oh_line_8104601_200834052 |  | AD | node_8104601_200834051 | node_8104601_200834052 | 303.196 | bal_1P_1/0AA | 8104601 | no | no |  |  | no |  |  | 0 | 0 | 0 | 0
oh_line_8104601_200834053 |  | AD | node_8104601_200834049 | node_8104601_200834053 | 209.375 | bal_1P_1/0AC | 8104601 | no | no |  |  | no |  |  | 0 | 0 | 0 | 0
oh_line_8104601_200834054 |  | AD | node_8104601_200834039 | node_8104601_200834054 | 262.299 | bal_1P_4ACW | 8104601 | no | no |  |  | no |  |  | 0 | 0 | 0 | 0
oh_line_8104601_200834056 |  | AD | node_8104601_200834054 | node_8104601_200834056 | 350.668 | bal_1P_4ACW | 8104601 | no | no |  |  | no |  |  | 0 | 0 | 0 | 0
oh_line_8104601_200834057 |  | AD | node_8104601_200834056 | node_8104601_200834057 | 157.21 | bal_1P_2AC | 8104601 | no | no |  |  | no |  |  | 0 | 0 | 0 | 0
oh_line_8104601_200834058 |  | AD | node_8104601_200834056 | node_8104601_200834058 | 414.729 | bal_1P_4ACW | 8104601 | no | no |  |  | no |  |  | 0 | 0 | 0 | 0
oh_line_8104601_200834059 |  | AD | node_8104601_200834058 | node_8104601_200834059 | 238.663 | bal_1P_1/0AC | 8104601 | no | no |  |  | no |  |  | 0 | 0 | 0 | 0
oh_line_8104601_200834060 |  | AD | node_8104601_200834058 | node_8104601_200834060 | 283.825 | bal_1P_4ACW | 8104601 | no | no |  |  | no |  |  | 0 | 0 | 0 | 0
oh_line_8104601_200834061 |  | AD | node_8104601_200834060 | node_8104601_200834061 | 124.731 | bal_1P_1/0AA | 8104601 | no | no |  |  | no |  |  | 0 | 0 | 0 | 0
oh_line_8104601_200834062 |  | AD | node_8104601_312123466 | node_8104601_200834062 | 289.181 | bal_1P_4ACW | 8104601 | no | no |  |  | no |  |  | 0 | 0 | 0 | 0
oh_line_8104601_200834064 |  | AD | node_8104601_200834062 | node_8104601_200834064 | 303.357 | bal_1P_4ACW | 8104601 | no | no |  |  | no |  |  | 0 | 0 | 0 | 0
oh_line_8104601_200834066 |  | AD | node_8104601_200834064 | node_8104601_200834066 | 285.08 | bal_1P_4ACW | 8104601 | no | no |  |  | no |  |  | 0 | 0 | 0 | 0
oh_line_8104601_200834067 |  | AD | node_8104601_200834066 | node_8104601_200834067 | 228.74 | bal_1P_4ACW | 8104601 | no | no |  |  | no |  |  | 0 | 0 | 0 | 0
oh_line_8104601_200834069 |  | AD | node_8104601_200834930 | node_intto1_8104601_200834069 | 216.093 | bal_1P_4ACW | 8104601 | no | no |  |  | no |  |  | 0 | 0 | 0 | 0
oh_line_8104601_200834070 |  | AD | node_8104601_200834069 | node_8104601_200834070 | 523.662 | bal_1P_4ACW | 8104601 | no | no |  |  | no |  |  | 0 | 0 | 0 | 0
oh_line_8104601_200834071 |  | AD | node_8104601_200834070 | node_8104601_200834071 | 236.021 | bal_1P_4ACW | 8104601 | no | no |  |  | no |  |  | 0 | 0 | 0 | 0
oh_line_8104601_200834073 |  | AD | node_8104601_200834071 | node_8104601_200834073 | 400.362 | bal_1P_4ACW | 8104601 | no | no |  |  | no |  |  | 0 | 0 | 0 | 0
oh_line_8104601_200834075 |  | AD | node_8104601_200969755 | node_8104601_200834075 | 112.597 | bal_1P_1/0AA | 8104601 | no | no |  |  | no |  |  | 0 | 0 | 0 | 0
oh_line_8104601_200834077 |  | AD | node_8104601_200970144 | node_8104601_200834077 | 203.989 | bal_1P_4ACW | 8104601 | no | no |  |  | no |  |  | 0 | 0 | 0 | 0
oh_line_8104601_200834078 |  | AD | node_8104601_200834077 | node_8104601_200834078 | 109.735 | bal_1P_1/0AA | 8104601 | no | no |  |  | no |  |  | 0 | 0 | 0 | 0
oh_line_8104601_200834079 |  | AD | node_8104601_200834077 | node_8104601_200834079 | 249.707 | bal_1P_2AC | 8104601 | no | no |  |  | no |  |  | 0 | 0 | 0 | 0
oh_line_8104601_200834080 |  | ABCN | node_8104601_200833131 | node_8104601_200834080 | 139.078 | bal_3P_477AL_4/0AL(N) | 8104601 | no | no |  |  | no |  |  | 0 | 0 | 0 | 0
oh_line_8104601_200834081 |  | ABCN | node_8104601_200975088 | node_8104601_200834081 | 246.793 | bal_3P_477AL_4/0AC(N) | 8104601 | no | no |  |  | no |  |  | 0 | 0 | 0 | 0
oh_line_8104601_200834082 |  | ABCN | node_8104601_200834081 | node_intto1_8104601_200834082 | 174.313 | bal_3P_477AL_4/0AC(N) | 8104601 | no | no |  |  | no |  |  | 0 | 0 | 0 | 0
oh_line_8104601_200834083 |  | ABCN | node_8104601_200834082 | node_8104601_200834083 | 196.28 | bal_3P_477AL_4/0AC(N) | 8104601 | no | no |  |  | no |  |  | 0 | 0 | 0 | 0
oh_line_8104601_200834084 |  | ABCN | node_8104601_200834083 | node_8104601_200834084 | 207.793 | bal_3P_477AL_4/0AC(N) | 8104601 | no | no |  |  | no |  |  | 0 | 0 | 0 | 0
oh_line_8104601_200834085 |  | ABCN | node_8104601_200834080 | node_8104601_200834085 | 222.841 | bal_3P_477AL_4/0AC(N) | 8104601 | no | no |  |  | no |  |  | 0 | 0 | 0 | 0
oh_line_8104601_200834086 |  | AN | node_8104601_200834085 | node_8104601_200834086 | 102.95 | bal_1P_1/0AA_1/0AA(N) | 8104601 | no | no |  |  | no |  |  | 0 | 0 | 0 | 0
oh_line_8104601_200834087 |  | AN | node_8104601_200834086 | node_8104601_200834087 | 200.123 | bal_1P_1/0AA_1/0AA(N) | 8104601 | no | no |  |  | no |  |  | 0 | 0 | 0 | 0
oh_line_8104601_200834088 |  | AN | node_8104601_200834087 | node_8104601_200834088 | 197.305 | bal_1P_1/0AA_1/0AA(N) | 8104601 | no | no |  |  | no |  |  | 0 | 0 | 0 | 0
oh_line_8104601_200834090 |  | ABCN | node_8104601_200834085 | node_8104601_200834090 | 224.45 | bal_3P_477AL_4/0AC(N) | 8104601 | no | no |  |  | no |  |  | 0 | 0 | 0 | 0
oh_line_8104601_200834091 |  | ABCN | node_8104601_200834090 | node_8104601_200834091 | 192.972 | bal_3P_477AL_4/0AC(N) | 8104601 | no | no |  |  | no |  |  | 0 | 0 | 0 | 0
oh_line_8104601_200834092 |  | AN | node_8104601_200834091 | node_intto1_8104601_200834092 | 309.495 | bal_1P_1/0AC_1/0AC(N) | 8104601 | no | no |  |  | no |  |  | 0 | 0 | 0 | 0
oh_line_8104601_200834093 |  | ABCN | node_8104601_200834091 | node_8104601_200834093 | 198.898 | bal_3P_477AL_4/0AC(N) | 8104601 | no | no |  |  | no |  |  | 0 | 0 | 0 | 0
oh_line_8104601_200834094 |  | ABCN | node_8104601_200834093 | node_8104601_200834094 | 258.809 | bal_3P_477AL_4/0AC(N) | 8104601 | no | no |  |  | no |  |  | 0 | 0 | 0 | 0
oh_line_8104601_200834095 |  | ABCN | node_8104601_200834094 | node_8104601_200834095 | 159.595 | bal_3P_477AL_4/0AL(N) | 8104601 | no | no |  |  | no |  |  | 0 | 0 | 0 | 0
oh_line_8104601_200834096 |  | ABCN | node_8104601_200834095 | node_intto1_8104601_200834096 | 116.301 | bal_3P_477AL_4/0AL(N) | 8104601 | no | no |  |  | no |  |  | 0 | 0 | 0 | 0
oh_line_8104601_200834097 |  | ABCN | node_8104601_200834096 | node_8104601_200834097 | 116.962 | bal_3P_477AL_4/0AC(N) | 8104601 | no | no |  |  | no |  |  | 0 | 0 | 0 | 0
oh_line_8104601_200834190 |  | AD | node_8104601_311913692 | node_8104601_200834190 | 106.77 | bal_1P_2AC | 8104601 | no | no |  |  | no |  |  | 0 | 0 | 0 | 0
oh_line_8104601_200834191 |  | AD | node_8104601_200834210 | node_8104601_200834191 | 396.088 | bal_1P_2AC | 8104601 | no | no |  |  | no |  |  | 0 | 0 | 0 | 0
oh_line_8104601_200834192 |  | AD | node_8104601_200834191 | node_8104601_200834192 | 243.929 | bal_1P_1/0AA | 8104601 | no | no |  |  | no |  |  | 0 | 0 | 0 | 0
oh_line_8104601_200834193 |  | AD | node_8104601_200834191 | node_8104601_200834193 | 169.907 | bal_1P_2AC | 8104601 | no | no |  |  | no |  |  | 0 | 0 | 0 | 0
oh_line_8104601_200834194 |  | AD | node_8104601_200834193 | node_8104601_200834194 | 229.892 | bal_1P_2AC | 8104601 | no | no |  |  | no |  |  | 0 | 0 | 0 | 0
oh_line_8104601_200834195 |  | AD | node_8104601_200834194 | node_8104601_200834195 | 453.925 | bal_1P_2AC | 8104601 | no | no |  |  | no |  |  | 0 | 0 | 0 | 0
oh_line_8104601_200834196 |  | AD | node_8104601_200834195 | node_8104601_200834196 | 366.812 | bal_1P_2AC | 8104601 | no | no |  |  | no |  |  | 0 | 0 | 0 | 0
oh_line_8104601_200834197 |  | AD | node_8104601_200834196 | node_8104601_200834197 | 341.724 | bal_1P_1/0AC | 8104601 | no | no |  |  | no |  |  | 0 | 0 | 0 | 0
oh_line_8104601_200834199 |  | AD | node_8104601_200834197 | node_8104601_200834199 | 267.162 | bal_1P_1/0AA | 8104601 | no | no |  |  | no |  |  | 0 | 0 | 0 | 0
oh_line_8104601_200834200 |  | AD | node_8104601_200834190 | node_8104601_200834200 | 494.342 | bal_1P_2AC | 8104601 | no | no |  |  | no |  |  | 0 | 0 | 0 | 0
oh_line_8104601_200834201 |  | AD | node_8104601_200834200 | node_intto1_8104601_200834201 | 211.057 | bal_1P_2AC | 8104601 | no | no |  |  | no |  |  | 0 | 0 | 0 | 0
oh_line_8104601_200834203 |  | AD | node_8104601_200834201 | node_8104601_200834203 | 223.247 | bal_1P_2AC | 8104601 | no | no |  |  | no |  |  | 0 | 0 | 0 | 0
oh_line_8104601_200834204 |  | AD | node_8104601_200834203 | node_8104601_200834204 | 444.512 | bal_1P_2AC | 8104601 | no | no |  |  | no |  |  | 0 | 0 | 0 | 0
oh_line_8104601_200834205 |  | AD | node_8104601_200834204 | node_8104601_200834205 | 393.484 | bal_1P_2AC | 8104601 | no | no |  |  | no |  |  | 0 | 0 | 0 | 0
oh_line_8104601_200834206 |  | AD | node_8104601_200834205 | node_8104601_200834206 | 258.807 | bal_1P_2AC | 8104601 | no | no |  |  | no |  |  | 0 | 0 | 0 | 0
oh_line_8104601_200834208 |  | AD | node_8104601_200982801 | node_8104601_200834208 | 336.323 | bal_1P_2AC | 8104601 | no | no |  |  | no |  |  | 0 | 0 | 0 | 0
oh_line_8104601_200834210 |  | AD | node_8104601_200834208 | node_8104601_200834210 | 298.212 | bal_1P_2AC | 8104601 | no | no |  |  | no |  |  | 0 | 0 | 0 | 0
oh_line_8104601_200834222 |  | AN | node_8104601_200975088 | node_intto1_8104601_200834222 | 137.881 | bal_1P_1/0AC_1/0AC(N) | 8104601 | no | no |  |  | no |  |  | 0 | 0 | 0 | 0
oh_line_8104601_200834223 |  | AN | node_8104601_200834222 | node_8104601_200834223 | 158.445 | bal_1P_1/0AC_1/0AC(N) | 8104601 | no | no |  |  | no |  |  | 0 | 0 | 0 | 0
oh_line_8104601_200834224 |  | AN | node_8104601_200834223 | node_8104601_200834224 | 138.382 | bal_1P_1/0AC_1/0AC(N) | 8104601 | no | no |  |  | no |  |  | 0 | 0 | 0 | 0
oh_line_8104601_200834242 |  | AD | node_8104601_200834244 | node_8104601_200834242 | 223.405 | bal_1P_2AC | 8104601 | no | no |  |  | no |  |  | 0 | 0 | 0 | 0
oh_line_8104601_200834244 |  | AD | node_8104601_200834272 | node_8104601_200834244 | 276.55 | bal_1P_2AC | 8104601 | no | no |  |  | no |  |  | 0 | 0 | 0 | 0
oh_line_8104601_200834246 |  | AD | node_8104601_200834244 | node_8104601_200834246 | 268.938 | bal_1P_2AC | 8104601 | no | no |  |  | no |  |  | 0 | 0 | 0 | 0
oh_line_8104601_200834247 |  | AD | node_8104601_200834246 | node_intto1_8104601_200834247 | 324.006 | bal_1P_2AC | 8104601 | no | no |  |  | no |  |  | 0 | 0 | 0 | 0
oh_line_8104601_200834248 |  | AD | node_8104601_200834247 | node_8104601_200834248 | 336.243 | bal_1P_2AC | 8104601 | no | no |  |  | no |  |  | 0 | 0 | 0 | 0
oh_line_8104601_200834250 |  | AD | node_8104601_200834248 | node_8104601_200834250 | 263.692 | bal_1P_2AC | 8104601 | no | no |  |  | no |  |  | 0 | 0 | 0 | 0
oh_line_8104601_200834251 |  | AD | node_8104601_200834250 | node_8104601_200834251 | 299.856 | bal_1P_2AC | 8104601 | no | no |  |  | no |  |  | 0 | 0 | 0 | 0
oh_line_8104601_200834252 |  | AD | node_8104601_200834251 | node_8104601_200834252 | 307.559 | bal_1P_2AC | 8104601 | no | no |  |  | no |  |  | 0 | 0 | 0 | 0
oh_line_8104601_200834253 |  | AD | node_8104601_200834252 | node_8104601_200834253 | 286.557 | bal_1P_2AC | 8104601 | no | no |  |  | no |  |  | 0 | 0 | 0 | 0
oh_line_8104601_200834254 |  | AD | node_8104601_200834253 | node_8104601_200834254 | 277.732 | bal_1P_2AC | 8104601 | no | no |  |  | no |  |  | 0 | 0 | 0 | 0
oh_line_8104601_200834256 |  | AD | node_8104601_200834254 | node_8104601_200834256 | 230.273 | bal_1P_2AC | 8104601 | no | no |  |  | no |  |  | 0 | 0 | 0 | 0
oh_line_8104601_200834259 |  | AD | node_8104601_200834256 | node_8104601_200834259 | 272.571 | bal_1P_2AC | 8104601 | no | no |  |  | no |  |  | 0 | 0 | 0 | 0
oh_line_8104601_200834260 |  | AD | node_8104601_200834259 | node_8104601_200834260 | 331.511 | bal_1P_1/0AC | 8104601 | no | no |  |  | no |  |  | 0 | 0 | 0 | 0
oh_line_8104601_200834261 |  | AD | node_8104601_200834259 | node_8104601_200834261 | 254.401 | bal_1P_2AC | 8104601 | no | no |  |  | no |  |  | 0 | 0 | 0 | 0
oh_line_8104601_200834262 |  | AD | node_8104601_200834261 | node_8104601_200834262 | 263.611 | bal_1P_2AC | 8104601 | no | no |  |  | no |  |  | 0 | 0 | 0 | 0
oh_line_8104601_200834264 |  | AD | node_8104601_201021365 | node_8104601_200834264 | 255.403 | bal_1P_2AC | 8104601 | no | no |  |  | no |  |  | 0 | 0 | 0 | 0
oh_line_8104601_200834266 |  | AD | node_8104601_200834264 | node_8104601_200834266 | 268.886 | bal_1P_2AC | 8104601 | no | no |  |  | no |  |  | 0 | 0 | 0 | 0
oh_line_8104601_200834267 |  | AD | node_8104601_200834266 | node_8104601_200834267 | 284.055 | bal_1P_2AC | 8104601 | no | no |  |  | no |  |  | 0 | 0 | 0 | 0
oh_line_8104601_200834268 |  | AD | node_8104601_200834267 | node_8104601_200834268 | 296.611 | bal_1P_2AC | 8104601 | no | no |  |  | no |  |  | 0 | 0 | 0 | 0
oh_line_8104601_200834270 |  | AD | node_8104601_200834268 | node_8104601_200834270 | 193.338 | bal_1P_2AC | 8104601 | no | no |  |  | no |  |  | 0 | 0 | 0 | 0
oh_line_8104601_200834271 |  | AD | node_8104601_200834270 | node_8104601_200834271 | 211.705 | bal_1P_2AC | 8104601 | no | no |  |  | no |  |  | 0 | 0 | 0 | 0
oh_line_8104601_200834272 |  | AD | node_8104601_200834271 | node_8104601_200834272 | 274.631 | bal_1P_2AC | 8104601 | no | no |  |  | no |  |  | 0 | 0 | 0 | 0
oh_line_8104601_200834337 |  | AD | node_8104601_200914580 | node_8104601_200834337 | 241.275 | bal_1P_1/0AC | 8104601 | no | no |  |  | no |  |  | 0 | 0 | 0 | 0
oh_line_8104601_200834338 |  | AD | node_8104601_200834337 | node_intto1_8104601_200834338 | 145.211 | bal_1P_1/0AC | 8104601 | no | no |  |  | no |  |  | 0 | 0 | 0 | 0
oh_line_8104601_200834339 |  | AD | node_8104601_200834338 | node_8104601_200834339 | 207.543 | bal_1P_1/0AC | 8104601 | no | no |  |  | no |  |  | 0 | 0 | 0 | 0
oh_line_8104601_200834340 |  | AD | node_8104601_200834339 | node_8104601_200834340 | 121.332 | bal_1P_1/0AC | 8104601 | no | no |  |  | no |  |  | 0 | 0 | 0 | 0
oh_line_8104601_200834341 |  | AD | node_8104601_200834340 | node_8104601_200834341 | 191.192 | bal_1P_1/0AC | 8104601 | no | no |  |  | no |  |  | 0 | 0 | 0 | 0
oh_line_8104601_200834342 |  | AD | node_8104601_200834341 | node_8104601_200834342 | 48.67 | bal_1P_1/0AC | 8104601 | no | no |  |  | no |  |  | 0 | 0 | 0 | 0
oh_line_8104601_200834343 |  | AD | node_8104601_200834342 | node_8104601_200834343 | 194.991 | bal_1P_1/0AC | 8104601 | no | no |  |  | no |  |  | 0 | 0 | 0 | 0
oh_line_8104601_200834348 |  | AD | node_8104601_200835494 | node_8104601_200834348 | 70.999 | bal_1P_1/0AC | 8104601 | no | no |  |  | no |  |  | 0 | 0 | 0 | 0
oh_line_8104601_200834349 |  | AD | node_8104601_200834348 | node_intto1_8104601_200834349 | 128.452 | bal_1P_1/0AC | 8104601 | no | no |  |  | no |  |  | 0 | 0 | 0 | 0
oh_line_8104601_200834350 |  | AD | node_8104601_200834349 | node_8104601_200834350 | 196.333 | bal_1P_1/0AC | 8104601 | no | no |  |  | no |  |  | 0 | 0 | 0 | 0
oh_line_8104601_200834353 |  | AD | node_8104601_200834368 | node_intto1_8104601_200834353 | 248.1 | bal_1P_1/0AA | 8104601 | no | no |  |  | no |  |  | 0 | 0 | 0 | 0
oh_line_8104601_200834354 |  | AD | node_8104601_200833976 | node_intto1_8104601_200834354 | 378.473 | bal_1P_2AC | 8104601 | no | no |  |  | no |  |  | 0 | 0 | 0 | 0
oh_line_8104601_200834355 |  | AD | node_8104601_200834354 | node_8104601_200834355 | 118.57 | bal_1P_2AC | 8104601 | no | no |  |  | no |  |  | 0 | 0 | 0 | 0
oh_line_8104601_200834357 |  | AD | node_8104601_200834379 | node_8104601_200834357 | 107.885 | bal_1P_1/0AA | 8104601 | no | no |  |  | no |  |  | 0 | 0 | 0 | 0
oh_line_8104601_200834358 |  | AD | node_8104601_200834357 | node_8104601_200834358 | 283.771 | bal_1P_1/0AA | 8104601 | no | no |  |  | no |  |  | 0 | 0 | 0 | 0
oh_line_8104601_200834359 |  | AD | node_8104601_200834357 | node_8104601_200834359 | 334.123 | bal_1P_1/0AA | 8104601 | no | no |  |  | no |  |  | 0 | 0 | 0 | 0
oh_line_8104601_200834360 |  | AD | node_8104601_200834359 | node_8104601_200834360 | 231.051 | bal_1P_1/0AA | 8104601 | no | no |  |  | no |  |  | 0 | 0 | 0 | 0
oh_line_8104601_200834361 |  | AD | node_8104601_200834355 | node_8104601_200834361 | 355.424 | bal_1P_2AC | 8104601 | no | no |  |  | no |  |  | 0 | 0 | 0 | 0
oh_line_8104601_200834363 |  | AD | node_8104601_200834361 | node_8104601_200834363 | 388.239 | bal_1P_2AC | 8104601 | no | no |  |  | no |  |  | 0 | 0 | 0 | 0
oh_line_8104601_200834364 |  | AD | node_8104601_200834363 | node_8104601_200834364 | 398.396 | bal_1P_2AC | 8104601 | no | no |  |  | no |  |  | 0 | 0 | 0 | 0
oh_line_8104601_200834365 |  | AD | node_8104601_200834364 | node_8104601_200834365 | 335.797 | bal_1P_2AC | 8104601 | no | no |  |  | no |  |  | 0 | 0 | 0 | 0
oh_line_8104601_200834366 |  | AD | node_8104601_200834365 | node_8104601_200834366 | 215.383 | bal_1P_2AC | 8104601 | no | no |  |  | no |  |  | 0 | 0 | 0 | 0
oh_line_8104601_200834367 |  | AD | node_8104601_200834366 | node_8104601_200834367 | 295.645 | bal_1P_2AC | 8104601 | no | no |  |  | no |  |  | 0 | 0 | 0 | 0
oh_line_8104601_200834368 |  | AD | node_8104601_200834367 | node_8104601_200834368 | 247.554 | bal_1P_2AC | 8104601 | no | no |  |  | no |  |  | 0 | 0 | 0 | 0
oh_line_8104601_200834369 |  | AD | node_8104601_311923082 | node_8104601_200834369 | 51.362 | bal_1P_2AC | 8104601 | no | no |  |  | no |  |  | 0 | 0 | 0 | 0
oh_line_8104601_200834371 |  | AD | node_8104601_200834369 | node_8104601_200834371 | 77.79 | bal_1P_2AC | 8104601 | no | no |  |  | no |  |  | 0 | 0 | 0 | 0
oh_line_8104601_200834372 |  | AD | node_8104601_200834371 | node_8104601_200834372 | 352.444 | bal_1P_2AC | 8104601 | no | no |  |  | no |  |  | 0 | 0 | 0 | 0
oh_line_8104601_200834373 |  | AD | node_8104601_200834372 | node_8104601_200834373 | 58.236 | bal_1P_1/0AA | 8104601 | no | no |  |  | no |  |  | 0 | 0 | 0 | 0
oh_line_8104601_200834374 |  | AD | node_8104601_200834373 | node_8104601_200834374 | 349.451 | bal_1P_1/0AA | 8104601 | no | no |  |  | no |  |  | 0 | 0 | 0 | 0
oh_line_8104601_200834375 |  | AD | node_8104601_200834372 | node_8104601_200834375 | 97.559 | bal_1P_2AC | 8104601 | no | no |  |  | no |  |  | 0 | 0 | 0 | 0
oh_line_8104601_200834376 |  | AD | node_8104601_200834375 | node_intto1_8104601_200834376 | 275.081 | bal_1P_1/0AA | 8104601 | no | no |  |  | no |  |  | 0 | 0 | 0 | 0
oh_line_8104601_200834377 |  | AD | node_8104601_200834376 | node_8104601_200834377 | 275.92 | bal_1P_1/0AA | 8104601 | no | no |  |  | no |  |  | 0 | 0 | 0 | 0
oh_line_8104601_200834378 |  | AD | node_8104601_200834377 | node_8104601_200834378 | 238.067 | bal_1P_1/0AA | 8104601 | no | no |  |  | no |  |  | 0 | 0 | 0 | 0
oh_line_8104601_200834379 |  | AD | node_8104601_200834375 | node_8104601_200834379 | 178.987 | bal_1P_2AC | 8104601 | no | no |  |  | no |  |  | 0 | 0 | 0 | 0
oh_line_8104601_200834391 |  | AD | node_8104601_311913695 | node_8104601_200834391 | 70.236 | bal_1P_1/0AA | 8104601 | no | no |  |  | no |  |  | 0 | 0 | 0 | 0
oh_line_8104601_200834392 |  | AD | node_8104601_200834391 | node_intto1_8104601_200834392 | 309.056 | bal_1P_1/0AC | 8104601 | no | no |  |  | no |  |  | 0 | 0 | 0 | 0
oh_line_8104601_200834393 |  | AD | node_8104601_200834392 | node_8104601_200834393 | 219.347 | bal_1P_1/0AC | 8104601 | no | no |  |  | no |  |  | 0 | 0 | 0 | 0
oh_line_8104601_200834395 |  | AD | node_8104601_200834393 | node_8104601_200834395 | 151.344 | bal_1P_1/0AC | 8104601 | no | no |  |  | no |  |  | 0 | 0 | 0 | 0
oh_line_8104601_200834396 |  | AD | node_8104601_200834395 | node_8104601_200834396 | 192.994 | bal_1P_1/0AC | 8104601 | no | no |  |  | no |  |  | 0 | 0 | 0 | 0
oh_line_8104601_200834397 |  | AD | node_8104601_200834396 | node_8104601_200834397 | 192 | bal_1P_1/0AC | 8104601 | no | no |  |  | no |  |  | 0 | 0 | 0 | 0
oh_line_8104601_200834398 |  | AD | node_8104601_200834397 | node_8104601_200834398 | 185.204 | bal_1P_1/0AC | 8104601 | no | no |  |  | no |  |  | 0 | 0 | 0 | 0
oh_line_8104601_200834399 |  | AD | node_8104601_200834398 | node_8104601_200834399 | 312.952 | bal_1P_1/0AC | 8104601 | no | no |  |  | no |  |  | 0 | 0 | 0 | 0
oh_line_8104601_200834400 |  | AD | node_8104601_200834399 | node_8104601_200834400 | 226.164 | bal_1P_4/0AA | 8104601 | no | no |  |  | no |  |  | 0 | 0 | 0 | 0
oh_line_8104601_200834401 |  | AN | node_8104601_200834091 | node_8104601_200834401 | 24.685 | bal_1P_1/0AC_1/0AC(N) | 8104601 | no | no |  |  | no |  |  | 0 | 0 | 0 | 0
oh_line_8104601_200834404 |  | AN | node_8104601_201009000 | node_8104601_200834404 | 169.898 | bal_1P_1/0AC_1/0AC(N) | 8104601 | no | no |  |  | no |  |  | 0 | 0 | 0 | 0
oh_line_8104601_200834405 |  | AN | node_8104601_200834404 | node_8104601_200834405 | 145.222 | bal_1P_1/0AC_1/0AC(N) | 8104601 | no | no |  |  | no |  |  | 0 | 0 | 0 | 0
oh_line_8104601_200834406 |  | AN | node_8104601_200834405 | node_8104601_200834406 | 148.683 | bal_1P_1/0AC_1/0AC(N) | 8104601 | no | no |  |  | no |  |  | 0 | 0 | 0 | 0
oh_line_8104601_200834407 |  | AN | node_8104601_200834406 | node_8104601_200834407 | 121.726 | bal_1P_1/0AC_1/0AC(N) | 8104601 | no | no |  |  | no |  |  | 0 | 0 | 0 | 0
oh_line_8104601_200834408 |  | AN | node_8104601_200834407 | node_8104601_200834408 | 173.345 | bal_1P_1/0AC_1/0AC(N) | 8104601 | no | no |  |  | no |  |  | 0 | 0 | 0 | 0
oh_line_8104601_200834409 |  | AN | node_8104601_200834095 | node_intto1_8104601_200834409 | 201.69 | bal_1P_1/0AC_1/0AC(N) | 8104601 | no | no |  |  | no |  |  | 0 | 0 | 0 | 0
oh_line_8104601_200834410 |  | AN | node_8104601_200834409 | node_8104601_200834410 | 187.852 | bal_1P_1/0AC_1/0AC(N) | 8104601 | no | no |  |  | no |  |  | 0 | 0 | 0 | 0
oh_line_8104601_200834411 |  | AN | node_8104601_200834410 | node_8104601_200834411 | 148.683 | bal_1P_1/0AC_1/0AC(N) | 8104601 | no | no |  |  | no |  |  | 0 | 0 | 0 | 0
oh_line_8104601_200834414 |  | AN | node_8104601_200834409 | node_8104601_200834414 | 57.614 | bal_1P_1/0AC_1/0AC(N) | 8104601 | no | no |  |  | no |  |  | 0 | 0 | 0 | 0
oh_line_8104601_200834415 |  | AN | node_8104601_200834414 | node_8104601_200834415 | 171.399 | bal_1P_1/0AC_1/0AC(N) | 8104601 | no | no |  |  | no |  |  | 0 | 0 | 0 | 0
oh_line_8104601_200834416 |  | AN | node_8104601_200834415 | node_8104601_200834416 | 127.433 | bal_1P_1/0AC_1/0AC(N) | 8104601 | no | no |  |  | no |  |  | 0 | 0 | 0 | 0
oh_line_8104601_200834417 |  | AN | node_8104601_200834416 | node_8104601_200834417 | 137.283 | bal_1P_1/0AC_1/0AC(N) | 8104601 | no | no |  |  | no |  |  | 0 | 0 | 0 | 0
oh_line_8104601_200834418 |  | AN | node_8104601_200834417 | node_8104601_200834418 | 152.725 | bal_1P_1/0AC_1/0AC(N) | 8104601 | no | no |  |  | no |  |  | 0 | 0 | 0 | 0
oh_line_8104601_200834419 |  | AN | node_8104601_200834418 | node_8104601_200834419 | 189.427 | bal_1P_1/0AC_1/0AC(N) | 8104601 | no | no |  |  | no |  |  | 0 | 0 | 0 | 0
oh_line_8104601_200834429 |  | AD | node_8104601_311913705 | node_8104601_200834429 | 47.706 | bal_1P_1AC | 8104601 | no | no |  |  | no |  |  | 0 | 0 | 0 | 0
oh_line_8104601_200834430 |  | AD | node_8104601_200834429 | node_intto1_8104601_200834430 | 108.151 | bal_1P_1/0AC | 8104601 | no | no |  |  | no |  |  | 0 | 0 | 0 | 0
oh_line_8104601_200834431 |  | AD | node_8104601_200834445 | node_8104601_200834431 | 160.712 | bal_1P_1/0AC | 8104601 | no | no |  |  | no |  |  | 0 | 0 | 0 | 0
oh_line_8104601_200834432 |  | AD | node_8104601_200834431 | node_8104601_200834432 | 182.784 | bal_1P_1/0AC | 8104601 | no | no |  |  | no |  |  | 0 | 0 | 0 | 0
oh_line_8104601_200834433 |  | AD | node_8104601_200834432 | node_8104601_200834433 | 179.136 | bal_1P_1/0AC | 8104601 | no | no |  |  | no |  |  | 0 | 0 | 0 | 0
oh_line_8104601_200834434 |  | AD | node_8104601_200834433 | node_8104601_200834434 | 158.801 | bal_1P_1/0AC | 8104601 | no | no |  |  | no |  |  | 0 | 0 | 0 | 0
oh_line_8104601_200834435 |  | AD | node_8104601_200834434 | node_8104601_200834435 | 187.151 | bal_1P_1/0AC | 8104601 | no | no |  |  | no |  |  | 0 | 0 | 0 | 0
oh_line_8104601_200834436 |  | AD | node_8104601_200834430 | node_8104601_200834436 | 71.799 | bal_1P_1/0AC | 8104601 | no | no |  |  | no |  |  | 0 | 0 | 0 | 0
oh_line_8104601_200834438 |  | AD | node_8104601_200834436 | node_8104601_200834438 | 195.585 | bal_1P_1/0AC | 8104601 | no | no |  |  | no |  |  | 0 | 0 | 0 | 0
oh_line_8104601_200834439 |  | AD | node_8104601_200834438 | node_8104601_200834439 | 137.077 | bal_1P_1/0AC | 8104601 | no | no |  |  | no |  |  | 0 | 0 | 0 | 0
oh_line_8104601_200834440 |  | AD | node_8104601_200834439 | node_8104601_200834440 | 164.604 | bal_1P_1/0AC | 8104601 | no | no |  |  | no |  |  | 0 | 0 | 0 | 0
oh_line_8104601_200834441 |  | AD | node_8104601_200834440 | node_8104601_200834441 | 169.112 | bal_1P_1/0AC | 8104601 | no | no |  |  | no |  |  | 0 | 0 | 0 | 0
oh_line_8104601_200834442 |  | AD | node_8104601_200834441 | node_8104601_200834442 | 199.992 | bal_1P_1/0AC | 8104601 | no | no |  |  | no |  |  | 0 | 0 | 0 | 0
oh_line_8104601_200834443 |  | AD | node_8104601_200834441 | node_8104601_200834443 | 139.018 | bal_1P_1/0AC | 8104601 | no | no |  |  | no |  |  | 0 | 0 | 0 | 0
oh_line_8104601_200834444 |  | AD | node_8104601_200834443 | node_8104601_200834444 | 155.241 | bal_1P_1/0AC | 8104601 | no | no |  |  | no |  |  | 0 | 0 | 0 | 0
oh_line_8104601_200834445 |  | AD | node_8104601_200834444 | node_8104601_200834445 | 170.634 | bal_1P_1/0AC | 8104601 | no | no |  |  | no |  |  | 0 | 0 | 0 | 0
oh_line_8104601_200834446 |  | AN | node_8104601_200835116 | node_intto1_8104601_200834446 | 212.834 | bal_1P_1/0AC_1/0AC(N) | 8104601 | no | no |  |  | no |  |  | 0 | 0 | 0 | 0
oh_line_8104601_200834447 |  | AD | node_8104601_200834467 | node_8104601_200834447 | 149.977 | bal_1P_1/0AC | 8104601 | no | no |  |  | no |  |  | 0 | 0 | 0 | 0
oh_line_8104601_200834448 |  | AD | node_8104601_200834447 | node_8104601_200834448 | 154.834 | bal_1P_1/0AC | 8104601 | no | no |  |  | no |  |  | 0 | 0 | 0 | 0
oh_line_8104601_200834449 |  | AD | node_8104601_200834448 | node_8104601_200834449 | 101.041 | bal_1P_1/0AC | 8104601 | no | no |  |  | no |  |  | 0 | 0 | 0 | 0
oh_line_8104601_200834450 |  | AD | node_8104601_200834449 | node_8104601_200834450 | 223.073 | bal_1P_1/0AC | 8104601 | no | no |  |  | no |  |  | 0 | 0 | 0 | 0
oh_line_8104601_200834451 |  | AD | node_8104601_200834450 | node_8104601_200834451 | 283.394 | bal_1P_1/0AC | 8104601 | no | no |  |  | no |  |  | 0 | 0 | 0 | 0
oh_line_8104601_200834452 |  | AD | node_8104601_200834451 | node_8104601_200834452 | 300.97 | bal_1P_1/0AA | 8104601 | no | no |  |  | no |  |  | 0 | 0 | 0 | 0
oh_line_8104601_200834453-1 |  | AN | node_8104601_200834446 | node_intto1_220388605 | 174.413 | bal_1P_1/0AC_1/0AA(N) | 8104601 | no | no |  |  | no |  |  | 0 | 0 | 0 | 0
oh_line_8104601_200834453-2 |  | AN | node_220388605 | node_intto1_220464505 | 12.691 | bal_1P_1/0AC_1/0AA(N) | 8104601 | no | no |  |  | no |  |  | 0 | 0 | 0 | 0
oh_line_8104601_200834453-3 |  | AN | node_220464505 | node_8104601_200834453 | 9.505 | bal_1P_1/0AC_1/0AA(N) | 8104601 | no | no |  |  | no |  |  | 0 | 0 | 0 | 0
oh_line_8104601_200834455 |  | AD | node_8104601_200834453 | node_8104601_200834455 | 82.557 | bal_1P_1/0AC | 8104601 | no | no |  |  | no |  |  | 0 | 0 | 0 | 0
oh_line_8104601_200834457 |  | AD | node_8104601_200834455 | node_8104601_200834457 | 95.432 | bal_1P_1/0AC | 8104601 | no | no |  |  | no |  |  | 0 | 0 | 0 | 0
oh_line_8104601_200834458 |  | AD | node_8104601_200834457 | node_intto1_8104601_200834458 | 39.645 | bal_1P_1/0AC | 8104601 | no | no |  |  | no |  |  | 0 | 0 | 0 | 0
oh_line_8104601_200834459 |  | AD | node_8104601_200834458 | node_8104601_200834459 | 247.486 | bal_1P_1/0AC | 8104601 | no | no |  |  | no |  |  | 0 | 0 | 0 | 0
oh_line_8104601_200834460 |  | AD | node_8104601_200834459 | node_8104601_200834460 | 155.293 | bal_1P_1/0AC | 8104601 | no | no |  |  | no |  |  | 0 | 0 | 0 | 0
oh_line_8104601_200834463 |  | AD | node_8104601_200834458 | node_8104601_200834463 | 175.493 | bal_1P_1/0AC | 8104601 | no | no |  |  | no |  |  | 0 | 0 | 0 | 0
oh_line_8104601_200834464 |  | AD | node_8104601_200834463 | node_8104601_200834464 | 170.504 | bal_1P_1/0AC | 8104601 | no | no |  |  | no |  |  | 0 | 0 | 0 | 0
oh_line_8104601_200834465 |  | AD | node_8104601_200834464 | node_8104601_200834465 | 150.472 | bal_1P_1/0AC | 8104601 | no | no |  |  | no |  |  | 0 | 0 | 0 | 0
oh_line_8104601_200834466 |  | AD | node_8104601_200834465 | node_8104601_200834466 | 146.953 | bal_1P_1/0AC | 8104601 | no | no |  |  | no |  |  | 0 | 0 | 0 | 0
oh_line_8104601_200834467 |  | AD | node_8104601_200834466 | node_8104601_200834467 | 147.39 | bal_1P_1/0AC | 8104601 | no | no |  |  | no |  |  | 0 | 0 | 0 | 0
oh_line_8104601_200834468 |  | AD | node_8104601_200835520 | node_8104601_200834468 | 136.384 | bal_1P_4CU | 8104601 | no | no |  |  | no |  |  | 0 | 0 | 0 | 0
oh_line_8104601_200834469 |  | AD | node_8104601_200834468 | node_8104601_200834469 | 186.823 | bal_1P_1/0AA | 8104601 | no | no |  |  | no |  |  | 0 | 0 | 0 | 0
oh_line_8104601_200834470 |  | AD | node_8104601_200834469 | node_8104601_200834470 | 199.512 | bal_1P_1/0AA | 8104601 | no | no |  |  | no |  |  | 0 | 0 | 0 | 0
oh_line_8104601_200834471 |  | AD | node_8104601_200834470 | node_8104601_200834471 | 199.143 | bal_1P_1/0AA | 8104601 | no | no |  |  | no |  |  | 0 | 0 | 0 | 0
oh_line_8104601_200834472 |  | AD | node_8104601_200834468 | node_8104601_200834472 | 174.949 | bal_1P_4CU | 8104601 | no | no |  |  | no |  |  | 0 | 0 | 0 | 0
oh_line_8104601_200834473 |  | AD | node_8104601_200834472 | node_intto1_8104601_200834473 | 231.498 | bal_1P_2AC | 8104601 | no | no |  |  | no |  |  | 0 | 0 | 0 | 0
oh_line_8104601_200834474 |  | AD | node_8104601_200834473 | node_8104601_200834474 | 270.234 | bal_1P_2AC | 8104601 | no | no |  |  | no |  |  | 0 | 0 | 0 | 0
oh_line_8104601_200834477 |  | AD | node_8104601_200834474 | node_8104601_200834477 | 208.695 | bal_1P_2AC | 8104601 | no | no |  |  | no |  |  | 0 | 0 | 0 | 0
oh_line_8104601_200834478 |  | AD | node_8104601_200834477 | node_8104601_200834478 | 87.096 | bal_1P_2AC | 8104601 | no | no |  |  | no |  |  | 0 | 0 | 0 | 0
oh_line_8104601_200834479 |  | AD | node_8104601_200834478 | node_8104601_200834479 | 144.449 | bal_1P_2AC | 8104601 | no | no |  |  | no |  |  | 0 | 0 | 0 | 0
oh_line_8104601_200834480 |  | AD | node_8104601_200834479 | node_8104601_200834480 | 250.221 | bal_1P_2AC | 8104601 | no | no |  |  | no |  |  | 0 | 0 | 0 | 0
oh_line_8104601_200834481 |  | AD | node_8104601_200834480 | node_8104601_200834481 | 249.662 | bal_1P_2AC | 8104601 | no | no |  |  | no |  |  | 0 | 0 | 0 | 0
oh_line_8104601_200834482 |  | AD | node_8104601_200834481 | node_8104601_200834482 | 256.92 | bal_1P_2AC | 8104601 | no | no |  |  | no |  |  | 0 | 0 | 0 | 0
oh_line_8104601_200834483 |  | AD | node_8104601_200834482 | node_8104601_200834483 | 154.981 | bal_1P_2AC | 8104601 | no | no |  |  | no |  |  | 0 | 0 | 0 | 0
oh_line_8104601_200834510 |  | AD | node_8104601_200834965 | node_intto1_8104601_200834510 | 253.634 | bal_1P_4ACW | 8104601 | no | no |  |  | no |  |  | 0 | 0 | 0 | 0
oh_line_8104601_200834511 |  | AD | node_8104601_200834510 | node_8104601_200834511 | 185.85 | bal_1P_4ACW | 8104601 | no | no |  |  | no |  |  | 0 | 0 | 0 | 0
oh_line_8104601_200834513 |  | AD | node_8104601_200834511 | node_8104601_200834513 | 321.013 | bal_1P_4ACW | 8104601 | no | no |  |  | no |  |  | 0 | 0 | 0 | 0
oh_line_8104601_200834514 |  | AD | node_8104601_200834513 | node_8104601_200834514 | 200.872 | bal_1P_1/0AC | 8104601 | no | no |  |  | no |  |  | 0 | 0 | 0 | 0
oh_line_8104601_200834517 |  | AD | node_8104601_200834513 | node_8104601_200834517 | 196.508 | bal_1P_2AC | 8104601 | no | no |  |  | no |  |  | 0 | 0 | 0 | 0
oh_line_8104601_200834518 |  | AD | node_8104601_200834517 | node_8104601_200834518 | 114.042 | bal_1P_2AC | 8104601 | no | no |  |  | no |  |  | 0 | 0 | 0 | 0
oh_line_8104601_200834519 |  | AD | node_8104601_200834518 | node_8104601_200834519 | 170.995 | bal_1P_1/0AC | 8104601 | no | no |  |  | no |  |  | 0 | 0 | 0 | 0
oh_line_8104601_200834520 |  | AD | node_8104601_200834519 | node_8104601_200834520 | 259.449 | bal_1P_1/0AC | 8104601 | no | no |  |  | no |  |  | 0 | 0 | 0 | 0
oh_line_8104601_200834532 |  | AD | node_8104601_200834435 | node_8104601_200834532 | 245.692 | bal_1P_1/0AC | 8104601 | no | no |  |  | no |  |  | 0 | 0 | 0 | 0
oh_line_8104601_200834533 |  | AD | node_8104601_200834532 | node_8104601_200834533 | 176.323 | bal_1P_1/0AC | 8104601 | no | no |  |  | no |  |  | 0 | 0 | 0 | 0
oh_line_8104601_200834534 |  | AD | node_8104601_200834533 | node_8104601_200834534 | 171.088 | bal_1P_1/0AC | 8104601 | no | no |  |  | no |  |  | 0 | 0 | 0 | 0
oh_line_8104601_200834535 |  | AD | node_8104601_200834534 | node_8104601_200834535 | 156.054 | bal_1P_1/0AC | 8104601 | no | no |  |  | no |  |  | 0 | 0 | 0 | 0
oh_line_8104601_200834536 |  | AD | node_8104601_200834535 | node_8104601_200834536 | 168.475 | bal_1P_1/0AC | 8104601 | no | no |  |  | no |  |  | 0 | 0 | 0 | 0
oh_line_8104601_200834537 |  | AD | node_8104601_200834536 | node_8104601_200834537 | 161.152 | bal_1P_1/0AC | 8104601 | no | no |  |  | no |  |  | 0 | 0 | 0 | 0
oh_line_8104601_200834539 |  | AD | node_8104601_200834532 | node_8104601_200834539 | 180.335 | bal_1P_1/0AC | 8104601 | no | no |  |  | no |  |  | 0 | 0 | 0 | 0
oh_line_8104601_200834540 |  | AD | node_8104601_200834539 | node_8104601_200834540 | 160.119 | bal_1P_1/0AC | 8104601 | no | no |  |  | no |  |  | 0 | 0 | 0 | 0
oh_line_8104601_200834541 |  | AD | node_8104601_200834540 | node_8104601_200834541 | 177.888 | bal_1P_1/0AC | 8104601 | no | no |  |  | no |  |  | 0 | 0 | 0 | 0
oh_line_8104601_200834542 |  | AD | node_8104601_200834541 | node_8104601_200834542 | 166.064 | bal_1P_1/0AC | 8104601 | no | no |  |  | no |  |  | 0 | 0 | 0 | 0
oh_line_8104601_200834550 |  | AD | node_8104601_200834578 | node_8104601_200834550 | 184.103 | bal_1P_1/0AC | 8104601 | no | no |  |  | no |  |  | 0 | 0 | 0 | 0
oh_line_8104601_200834552 |  | AD | node_8104601_200834550 | node_8104601_200834552 | 144.162 | bal_1P_1/0AC | 8104601 | no | no |  |  | no |  |  | 0 | 0 | 0 | 0
oh_line_8104601_200834553 |  | AD | node_8104601_200834552 | node_8104601_200834553 | 132.599 | bal_1P_1/0AC | 8104601 | no | no |  |  | no |  |  | 0 | 0 | 0 | 0
oh_line_8104601_200834554 |  | AD | node_8104601_200834553 | node_8104601_200834554 | 137.605 | bal_1P_1/0AC | 8104601 | no | no |  |  | no |  |  | 0 | 0 | 0 | 0
oh_line_8104601_200834557 |  | AD | node_8104601_200835315 | node_8104601_200834557 | 282.769 | bal_1P_2AC | 8104601 | no | no |  |  | no |  |  | 0 | 0 | 0 | 0
oh_line_8104601_200834558 |  | AD | node_8104601_200834572 | node_8104601_200834558 | 260.561 | bal_1P_1/0AA | 8104601 | no | no |  |  | no |  |  | 0 | 0 | 0 | 0
oh_line_8104601_200834559 |  | AD | node_8104601_200834558 | node_8104601_200834559 | 190.763 | bal_1P_1/0AA | 8104601 | no | no |  |  | no |  |  | 0 | 0 | 0 | 0
oh_line_8104601_200834561 |  | AD | node_8104601_200834557 | node_intto1_8104601_200834561 | 141.233 | bal_1P_2AC | 8104601 | no | no |  |  | no |  |  | 0 | 0 | 0 | 0
oh_line_8104601_200834562 |  | AD | node_8104601_200834561 | node_8104601_200834562 | 569.673 | bal_1P_2AC | 8104601 | no | no |  |  | no |  |  | 0 | 0 | 0 | 0
oh_line_8104601_200834563 |  | AD | node_8104601_200834562 | node_8104601_200834563 | 200.196 | bal_1P_2AC | 8104601 | no | no |  |  | no |  |  | 0 | 0 | 0 | 0
oh_line_8104601_200834565 |  | AD | node_8104601_200834562 | node_8104601_200834565 | 266.694 | bal_1P_1/0AA | 8104601 | no | no |  |  | no |  |  | 0 | 0 | 0 | 0
oh_line_8104601_200834566 |  | AD | node_8104601_200834562 | node_8104601_200834566 | 303.894 | bal_1P_1/0AA | 8104601 | no | no |  |  | no |  |  | 0 | 0 | 0 | 0
oh_line_8104601_200834567 |  | AD | node_8104601_200834566 | node_8104601_200834567 | 321.6 | bal_1P_1/0AA | 8104601 | no | no |  |  | no |  |  | 0 | 0 | 0 | 0
oh_line_8104601_200834568 |  | AD | node_8104601_200834567 | node_8104601_200834568 | 301.923 | bal_1P_1/0AA | 8104601 | no | no |  |  | no |  |  | 0 | 0 | 0 | 0
oh_line_8104601_200834569 |  | AD | node_8104601_200834568 | node_intto1_8104601_200834569 | 78.425 | bal_1P_1/0AA | 8104601 | no | no |  |  | no |  |  | 0 | 0 | 0 | 0
oh_line_8104601_200834570 |  | AD | node_8104601_200834568 | node_8104601_200834570 | 305.59 | bal_1P_1/0AA | 8104601 | no | no |  |  | no |  |  | 0 | 0 | 0 | 0
oh_line_8104601_200834571 |  | AD | node_8104601_200834570 | node_8104601_200834571 | 323.271 | bal_1P_1/0AA | 8104601 | no | no |  |  | no |  |  | 0 | 0 | 0 | 0
oh_line_8104601_200834572 |  | AD | node_8104601_200834571 | node_8104601_200834572 | 303.702 | bal_1P_1/0AA | 8104601 | no | no |  |  | no |  |  | 0 | 0 | 0 | 0
oh_line_8104601_200834578 |  | AD | node_8104601_200834455 | node_intto1_8104601_200834578 | 134.94 | bal_1P_1/0AC | 8104601 | no | no |  |  | no |  |  | 0 | 0 | 0 | 0
oh_line_8104601_200834579 |  | AD | node_8104601_200834578 | node_8104601_200834579 | 147.168 | bal_1P_1/0AC | 8104601 | no | no |  |  | no |  |  | 0 | 0 | 0 | 0
oh_line_8104601_200834580 |  | AD | node_8104601_200834579 | node_8104601_200834580 | 151.985 | bal_1P_1/0AC | 8104601 | no | no |  |  | no |  |  | 0 | 0 | 0 | 0
oh_line_8104601_200834581 |  | AD | node_8104601_200834580 | node_8104601_200834581 | 207.06 | bal_1P_2AC | 8104601 | no | no |  |  | no |  |  | 0 | 0 | 0 | 0
oh_line_8104601_200834582 |  | AD | node_8104601_200834581 | node_8104601_200834582 | 151.836 | bal_1P_2AC | 8104601 | no | no |  |  | no |  |  | 0 | 0 | 0 | 0
oh_line_8104601_200834583 |  | AD | node_8104601_200834582 | node_8104601_200834583 | 149.79 | bal_1P_2AC | 8104601 | no | no |  |  | no |  |  | 0 | 0 | 0 | 0
oh_line_8104601_200834586 |  | AD | node_8104601_200834580 | node_8104601_200834586 | 146.46 | bal_1P_1/0AC | 8104601 | no | no |  |  | no |  |  | 0 | 0 | 0 | 0
oh_line_8104601_200834588 |  | AD | node_8104601_200834590 | node_8104601_200834588 | 236.234 | bal_1P_2AC | 8104601 | no | no |  |  | no |  |  | 0 | 0 | 0 | 0
oh_line_8104601_200834589 |  | AD | node_8104601_200834588 | node_8104601_200834589 | 282.773 | bal_1P_1/0AA | 8104601 | no | no |  |  | no |  |  | 0 | 0 | 0 | 0
oh_line_8104601_200834590 |  | AD | node_8104601_200834591 | node_8104601_200834590 | 333.428 | bal_1P_2AC | 8104601 | no | no |  |  | no |  |  | 0 | 0 | 0 | 0
oh_line_8104601_200834591 |  | AD | node_8104601_200834592 | node_8104601_200834591 | 506.527 | bal_1P_2AC | 8104601 | no | no |  |  | no |  |  | 0 | 0 | 0 | 0
oh_line_8104601_200834592 |  | AD | node_8104601_200834593 | node_8104601_200834592 | 444.22 | bal_1P_2AC | 8104601 | no | no |  |  | no |  |  | 0 | 0 | 0 | 0
oh_line_8104601_200834593 |  | AD | node_8104601_200834594 | node_8104601_200834593 | 243.978 | bal_1P_1/0AA | 8104601 | no | no |  |  | no |  |  | 0 | 0 | 0 | 0
oh_line_8104601_200834594 |  | AD | node_8104601_200834595 | node_8104601_200834594 | 139.257 | bal_1P_1/0AA | 8104601 | no | no |  |  | no |  |  | 0 | 0 | 0 | 0
oh_line_8104601_200834595 |  | AD | node_8104601_200835443 | node_intto1_8104601_200834595 | 212.836 | bal_1P_1/0AA | 8104601 | no | no |  |  | no |  |  | 0 | 0 | 0 | 0
oh_line_8104601_200834596 |  | AD | node_8104601_311984692 | node_8104601_200834596 | 267.301 | bal_1P_1/0AC | 8104601 | no | no |  |  | no |  |  | 0 | 0 | 0 | 0
oh_line_8104601_200834597 |  | AD | node_8104601_200834596 | node_intto1_8104601_200834597 | 262.109 | bal_1P_1/0AC | 8104601 | no | no |  |  | no |  |  | 0 | 0 | 0 | 0
oh_line_8104601_200834598 |  | AD | node_8104601_200834597 | node_8104601_200834598 | 161.052 | bal_1P_1/0AC | 8104601 | no | no |  |  | no |  |  | 0 | 0 | 0 | 0
oh_line_8104601_200834600 |  | AD | node_8104601_200834598 | node_8104601_200834600 | 122.306 | bal_1P_1/0AC | 8104601 | no | no |  |  | no |  |  | 0 | 0 | 0 | 0
oh_line_8104601_200834601 |  | AD | node_8104601_200834600 | node_8104601_200834601 | 251.841 | bal_1P_1/0AC | 8104601 | no | no |  |  | no |  |  | 0 | 0 | 0 | 0
oh_line_8104601_200834602 |  | AD | node_8104601_200834601 | node_8104601_200834602 | 198.854 | bal_1P_1/0AC | 8104601 | no | no |  |  | no |  |  | 0 | 0 | 0 | 0
oh_line_8104601_200834603 |  | AD | node_8104601_200834602 | node_8104601_200834603 | 218.733 | bal_1P_1/0AC | 8104601 | no | no |  |  | no |  |  | 0 | 0 | 0 | 0
oh_line_8104601_200834604 |  | AD | node_8104601_200834602 | node_8104601_200834604 | 188.57 | bal_1P_1/0AC | 8104601 | no | no |  |  | no |  |  | 0 | 0 | 0 | 0
oh_line_8104601_200834605 |  | AD | node_8104601_200834604 | node_8104601_200834605 | 240.657 | bal_1P_1/0AC | 8104601 | no | no |  |  | no |  |  | 0 | 0 | 0 | 0
oh_line_8104601_200834606 |  | AD | node_8104601_200834605 | node_8104601_200834606 | 216.589 | bal_1P_1/0AC | 8104601 | no | no |  |  | no |  |  | 0 | 0 | 0 | 0
oh_line_8104601_200834607 |  | AD | node_8104601_200834070 | node_8104601_200834607 | 111.399 | bal_1P_2AC | 8104601 | no | no |  |  | no |  |  | 0 | 0 | 0 | 0
oh_line_8104601_200834608 |  | AD | node_8104601_200834607 | node_8104601_200834608 | 152.044 | bal_1P_2AC | 8104601 | no | no |  |  | no |  |  | 0 | 0 | 0 | 0
oh_line_8104601_200834611 |  | AD | node_8104601_200834600 | node_8104601_200834611 | 99.38 | bal_1P_2AC | 8104601 | no | no |  |  | no |  |  | 0 | 0 | 0 | 0
oh_line_8104601_200834612 |  | AD | node_8104601_200834611 | node_8104601_200834612 | 254.35 | bal_1P_2AC | 8104601 | no | no |  |  | no |  |  | 0 | 0 | 0 | 0
oh_line_8104601_200834613 |  | AD | node_8104601_200834612 | node_8104601_200834613 | 170.639 | bal_1P_2AC | 8104601 | no | no |  |  | no |  |  | 0 | 0 | 0 | 0
oh_line_8104601_200834615 |  | AD | node_8104601_200834611 | node_8104601_200834615 | 247.104 | bal_1P_2AC | 8104601 | no | no |  |  | no |  |  | 0 | 0 | 0 | 0
oh_line_8104601_200834616 |  | AD | node_8104601_200834615 | node_8104601_200834616 | 153.841 | bal_1P_2AC | 8104601 | no | no |  |  | no |  |  | 0 | 0 | 0 | 0
oh_line_8104601_200834617 |  | AD | node_8104601_200834616 | node_8104601_200834617 | 97.633 | bal_1P_2AC | 8104601 | no | no |  |  | no |  |  | 0 | 0 | 0 | 0
oh_line_8104601_200834664 |  | AD | node_8104601_200834947 | node_8104601_200834664 | 217.273 | bal_1P_1/0AA | 8104601 | no | no |  |  | no |  |  | 0 | 0 | 0 | 0
oh_line_8104601_200834665 |  | AD | node_8104601_200834664 | node_8104601_200834665 | 250.626 | bal_1P_1/0AA | 8104601 | no | no |  |  | no |  |  | 0 | 0 | 0 | 0
oh_line_8104601_200834666 |  | AD | node_8104601_200834665 | node_8104601_200834666 | 320.756 | bal_1P_1/0AA | 8104601 | no | no |  |  | no |  |  | 0 | 0 | 0 | 0
oh_line_8104601_200834668 |  | AD | node_8104601_200834666 | node_intto1_8104601_200834668 | 252.645 | bal_1P_4ACW | 8104601 | no | no |  |  | no |  |  | 0 | 0 | 0 | 0
oh_line_8104601_200834671 |  | AD | node_8104601_200834668 | node_8104601_200834671 | 357.149 | bal_1P_4ACW | 8104601 | no | no |  |  | no |  |  | 0 | 0 | 0 | 0
oh_line_8104601_200834673 |  | AD | node_8104601_200834671 | node_8104601_200834673 | 268.531 | bal_1P_2AC | 8104601 | no | no |  |  | no |  |  | 0 | 0 | 0 | 0
oh_line_8104601_200834674 |  | AD | node_8104601_200834673 | node_8104601_200834674 | 291.018 | bal_1P_2AC | 8104601 | no | no |  |  | no |  |  | 0 | 0 | 0 | 0
oh_line_8104601_200834675 |  | AD | node_8104601_200834674 | node_8104601_200834675 | 209.826 | bal_1P_1/0AC | 8104601 | no | no |  |  | no |  |  | 0 | 0 | 0 | 0
oh_line_8104601_200834680 |  | AN | node_8104601_200834677 | node_intto1_8104601_200834680 | 268.507 | bal_1P_1/0AA_1/0AA(N) | 8104601 | no | no |  |  | no |  |  | 0 | 0 | 0 | 0
oh_line_8104601_200834681 |  | AN | node_8104601_200834680 | node_8104601_200834681 | 276.594 | bal_1P_1/0AA_1/0AA(N) | 8104601 | no | no |  |  | no |  |  | 0 | 0 | 0 | 0
oh_line_8104601_200834682 |  | AN | node_8104601_200834681 | node_8104601_200834682 | 298.359 | bal_1P_1/0AA_1/0AA(N) | 8104601 | no | no |  |  | no |  |  | 0 | 0 | 0 | 0
oh_line_8104601_200834683 |  | AN | node_8104601_200834682 | node_8104601_200834683 | 185.925 | bal_1P_1/0AA_1/0AA(N) | 8104601 | no | no |  |  | no |  |  | 0 | 0 | 0 | 0
oh_line_8104601_200834684 |  | AN | node_8104601_200834683 | node_8104601_200834684 | 171.248 | bal_1P_1/0AA_1/0AA(N) | 8104601 | no | no |  |  | no |  |  | 0 | 0 | 0 | 0
oh_line_8104601_200834685 |  | AN | node_8104601_200834684 | node_8104601_200834685 | 54.61 | bal_1P_1/0AA_1/0AA(N) | 8104601 | no | no |  |  | no |  |  | 0 | 0 | 0 | 0
oh_line_8104601_200834686 |  | AN | node_8104601_200834685 | node_8104601_200834686 | 265.091 | bal_1P_1/0AA_1/0AA(N) | 8104601 | no | no |  |  | no |  |  | 0 | 0 | 0 | 0
oh_line_8104601_200834687 |  | AN | node_8104601_200834686 | node_8104601_200834687 | 159.331 | bal_1P_1/0AA_1/0AA(N) | 8104601 | no | no |  |  | no |  |  | 0 | 0 | 0 | 0
oh_line_8104601_200834688 |  | AN | node_8104601_200834684 | node_8104601_200834688 | 377.621 | bal_1P_1/0AA_1/0AA(N) | 8104601 | no | no |  |  | no |  |  | 0 | 0 | 0 | 0
oh_line_8104601_200834689 |  | AN | node_8104601_200979483 | node_8104601_200834689 | 36.393 | bal_1P_1/0AA_1/0AA(N) | 8104601 | no | no |  |  | no |  |  | 0 | 0 | 0 | 0
oh_line_8104601_200834731 |  | AD | node_8104601_200833930 | node_8104601_200834731 | 89.979 | bal_1P_2AC | 8104601 | no | no |  |  | no |  |  | 0 | 0 | 0 | 0
oh_line_8104601_200834732 |  | AD | node_8104601_200834731 | node_intto1_8104601_200834732 | 146.605 | bal_1P_2AC | 8104601 | no | no |  |  | no |  |  | 0 | 0 | 0 | 0
oh_line_8104601_200834734 |  | AD | node_8104601_200834732 | node_8104601_200834734 | 266.35 | bal_1P_2AC | 8104601 | no | no |  |  | no |  |  | 0 | 0 | 0 | 0
oh_line_8104601_200834735 |  | AD | node_8104601_200834734 | node_8104601_200834735 | 482.762 | bal_1P_2AC | 8104601 | no | no |  |  | no |  |  | 0 | 0 | 0 | 0
oh_line_8104601_200834737 |  | AD | node_8104601_200834735 | node_8104601_200834737 | 208.308 | bal_1P_1/0AA | 8104601 | no | no |  |  | no |  |  | 0 | 0 | 0 | 0
oh_line_8104601_200834738 |  | AD | node_8104601_200834737 | node_8104601_200834738 | 204.286 | bal_1P_1/0AA | 8104601 | no | no |  |  | no |  |  | 0 | 0 | 0 | 0
oh_line_8104601_200834739 |  | AD | node_8104601_200834738 | node_8104601_200834739 | 287.025 | bal_1P_1/0AA | 8104601 | no | no |  |  | no |  |  | 0 | 0 | 0 | 0
oh_line_8104601_200834740 |  | AD | node_8104601_200834739 | node_8104601_200834740 | 215.77 | bal_1P_1/0AA | 8104601 | no | no |  |  | no |  |  | 0 | 0 | 0 | 0
oh_line_8104601_200834741 |  | AD | node_8104601_200834740 | node_8104601_200834741 | 250.12 | bal_1P_1/0AA | 8104601 | no | no |  |  | no |  |  | 0 | 0 | 0 | 0
oh_line_8104601_200834768 |  | AD | node_8104601_200833995 | node_8104601_200834768 | 489.331 | bal_1P_4AC | 8104601 | no | no |  |  | no |  |  | 0 | 0 | 0 | 0
oh_line_8104601_200834769 |  | AD | node_8104601_200834768 | node_intto1_8104601_200834769 | 349.925 | bal_1P_4AC | 8104601 | no | no |  |  | no |  |  | 0 | 0 | 0 | 0
oh_line_8104601_200834770 |  | AD | node_8104601_200834769 | node_8104601_200834770 | 388.685 | bal_1P_4AC | 8104601 | no | no |  |  | no |  |  | 0 | 0 | 0 | 0
oh_line_8104601_200834771 |  | AD | node_8104601_200834770 | node_8104601_200834771 | 337.702 | bal_1P_1/0AC | 8104601 | no | no |  |  | no |  |  | 0 | 0 | 0 | 0
oh_line_8104601_200834772 |  | AD | node_8104601_200834771 | node_8104601_200834772 | 269.145 | bal_1P_1/0AC | 8104601 | no | no |  |  | no |  |  | 0 | 0 | 0 | 0
oh_line_8104601_200834780 |  | ABCN | node_8104601_200834816 | node_8104601_200834780 | 151.779 | bal_3P_336AC_4/0AA(N) | 8104601 | no | no |  |  | no |  |  | 0 | 0 | 0 | 0
oh_line_8104601_200834781 |  | AD | node_8104601_200834855 | node_8104601_200834781 | 150.456 | bal_1P_1/0AA | 8104601 | no | no |  |  | no |  |  | 0 | 0 | 0 | 0
oh_line_8104601_200834785 |  | ABCN | node_8104601_200834795 | node_8104601_200834785 | 233.219 | bal_3P_336AC_4/0AA(N) | 8104601 | no | no |  |  | no |  |  | 0 | 0 | 0 | 0
oh_line_8104601_200834786 |  | AD | node_8104601_311913832 | node_8104601_200834786 | 255.311 | bal_1P_2AC | 8104601 | no | no |  |  | no |  |  | 0 | 0 | 0 | 0
oh_line_8104601_200834787 |  | AD | node_8104601_200834786 | node_8104601_200834787 | 460.956 | bal_1P_2AC | 8104601 | no | no |  |  | no |  |  | 0 | 0 | 0 | 0
oh_line_8104601_200834788 |  | AD | node_8104601_200834787 | node_8104601_200834788 | 453.102 | bal_1P_2AC | 8104601 | no | no |  |  | no |  |  | 0 | 0 | 0 | 0
oh_line_8104601_200834789 |  | AD | node_8104601_200834788 | node_8104601_200834789 | 385.278 | bal_1P_2AC | 8104601 | no | no |  |  | no |  |  | 0 | 0 | 0 | 0
oh_line_8104601_200834790 |  | AD | node_8104601_200834789 | node_8104601_200834790 | 341.735 | bal_1P_2AC | 8104601 | no | no |  |  | no |  |  | 0 | 0 | 0 | 0
oh_line_8104601_200834791 |  | AD | node_8104601_200834790 | node_8104601_200834791 | 354.617 | bal_1P_2AC | 8104601 | no | no |  |  | no |  |  | 0 | 0 | 0 | 0
oh_line_8104601_200834794 |  | AD | node_8104601_200979590 | node_8104601_200834794 | 332.247 | bal_1P_2AC | 8104601 | no | no |  |  | no |  |  | 0 | 0 | 0 | 0
oh_line_8104601_200834795 |  | ABCN | node_8104601_200834797 | node_8104601_200834795 | 255.085 | bal_3P_336AC_4/0AA(N) | 8104601 | no | no |  |  | no |  |  | 0 | 0 | 0 | 0
oh_line_8104601_200834797 |  | ABCN | node_8104601_200834798 | node_8104601_200834797 | 227.215 | bal_3P_336AC_4/0AA(N) | 8104601 | no | no |  |  | no |  |  | 0 | 0 | 0 | 0
oh_line_8104601_200834798 |  | ABCN | node_8104601_200834799 | node_8104601_200834798 | 169.739 | bal_3P_336AC_4/0AC(N) | 8104601 | no | no |  |  | no |  |  | 0 | 0 | 0 | 0
oh_line_8104601_200834799 |  | ABCN | node_8104601_200834801 | node_8104601_200834799 | 154.908 | bal_3P_336AC_4/0AC(N) | 8104601 | no | no |  |  | no |  |  | 0 | 0 | 0 | 0
oh_line_8104601_200834801 |  | ABCN | node_8104601_200834804 | node_8104601_200834801 | 263.082 | bal_3P_336AC_4/0AA(N) | 8104601 | no | no |  |  | no |  |  | 0 | 0 | 0 | 0
oh_line_8104601_200834804 |  | ABCN | node_8104601_200834808 | node_8104601_200834804 | 275.953 | bal_3P_336AC_4/0AA(N) | 8104601 | no | no |  |  | no |  |  | 0 | 0 | 0 | 0
oh_line_8104601_200834808 |  | ABCN | node_8104601_200834812 | node_8104601_200834808 | 248.73 | bal_3P_336AC_4/0AA(N) | 8104601 | no | no |  |  | no |  |  | 0 | 0 | 0 | 0
oh_line_8104601_200834812 |  | ABCN | node_8104601_200834814 | node_8104601_200834812 | 264.555 | bal_3P_336AC_4/0AA(N) | 8104601 | no | no |  |  | no |  |  | 0 | 0 | 0 | 0
oh_line_8104601_200834814 |  | ABCN | node_8104601_200834818 | node_8104601_200834814 | 270.097 | bal_3P_336AC_4/0AA(N) | 8104601 | no | no |  |  | no |  |  | 0 | 0 | 0 | 0
oh_line_8104601_200834816 |  | ABCN | node_8104601_200834834 | node_8104601_200834816 | 314.324 | bal_3P_336AC_4/0AA(N) | 8104601 | no | no |  |  | no |  |  | 0 | 0 | 0 | 0
oh_line_8104601_200834818 |  | ABCN | node_8104601_200834823 | node_8104601_200834818 | 286.99 | bal_3P_336AC_4/0AA(N) | 8104601 | no | no |  |  | no |  |  | 0 | 0 | 0 | 0
oh_line_8104601_200834819 |  | AD | node_8104601_200834818 | node_intto1_8104601_200834819 | 83.451 | bal_1P_2AC | 8104601 | no | no |  |  | no |  |  | 0 | 0 | 0 | 0
oh_line_8104601_200834820 |  | AD | node_8104601_200834819 | node_8104601_200834820 | 404.7 | bal_1P_2AC | 8104601 | no | no |  |  | no |  |  | 0 | 0 | 0 | 0
oh_line_8104601_200834821 |  | AD | node_8104601_200834819 | node_8104601_200834821 | 245.923 | bal_1P_2AC | 8104601 | no | no |  |  | no |  |  | 0 | 0 | 0 | 0
oh_line_8104601_200834822 |  | AD | node_8104601_200834821 | node_8104601_200834822 | 270.381 | bal_1P_2AC | 8104601 | no | no |  |  | no |  |  | 0 | 0 | 0 | 0
oh_line_8104601_200834823 |  | ABCN | node_8104601_200834824 | node_8104601_200834823 | 276.368 | bal_3P_336AC_4/0AA(N) | 8104601 | no | no |  |  | no |  |  | 0 | 0 | 0 | 0
oh_line_8104601_200834824 |  | ABCN | node_8104601_200834826 | node_8104601_200834824 | 291.585 | bal_3P_336AC_4/0AA(N) | 8104601 | no | no |  |  | no |  |  | 0 | 0 | 0 | 0
oh_line_8104601_200834826 |  | ABCN | node_8104601_200834827 | node_8104601_200834826 | 227.462 | bal_3P_336AC_4/0AA(N) | 8104601 | no | no |  |  | no |  |  | 0 | 0 | 0 | 0
oh_line_8104601_200834827 |  | ABCN | node_8104601_200834828 | node_8104601_200834827 | 162.8 | bal_3P_336AC_4/0AA(N) | 8104601 | no | no |  |  | no |  |  | 0 | 0 | 0 | 0
oh_line_8104601_200834828 |  | ABCN | node_8104601_200834830 | node_8104601_200834828 | 330.297 | bal_3P_336AC_4/0AA(N) | 8104601 | no | no |  |  | no |  |  | 0 | 0 | 0 | 0
oh_line_8104601_200834830 |  | ABCN | node_8104601_200834831 | node_8104601_200834830 | 155.473 | bal_3P_336AC_4/0AA(N) | 8104601 | no | no |  |  | no |  |  | 0 | 0 | 0 | 0
oh_line_8104601_200834831 |  | ABCN | node_8104601_200834832 | node_8104601_200834831 | 203.654 | bal_3P_336AC_4/0AA(N) | 8104601 | no | no |  |  | no |  |  | 0 | 0 | 0 | 0
oh_line_8104601_200834832 |  | ABCN | node_8104601_200834833 | node_8104601_200834832 | 184.624 | bal_3P_336AC_4/0AA(N) | 8104601 | no | no |  |  | no |  |  | 0 | 0 | 0 | 0
oh_line_8104601_200834833 |  | ABCN | node_8104601_200834835 | node_8104601_200834833 | 196.003 | bal_3P_336AC_4/0AC(N) | 8104601 | no | no |  |  | no |  |  | 0 | 0 | 0 | 0
oh_line_8104601_200834834 |  | ABCN | node_8104601_200834852 | node_8104601_200834834 | 93.199 | bal_3P_336AC_4/0AC(N) | 8104601 | no | no |  |  | no |  |  | 0 | 0 | 0 | 0
oh_line_8104601_200834835 |  | ABCN | node_8104601_200834837 | node_8104601_200834835 | 131.194 | bal_3P_336AC_4/0AC(N) | 8104601 | no | no |  |  | no |  |  | 0 | 0 | 0 | 0
oh_line_8104601_200834837 |  | ABCN | node_8104601_200834842 | node_intto1_8104601_200834837 | 257.063 | bal_3P_336AC_4/0AA(N) | 8104601 | no | no |  |  | no |  |  | 0 | 0 | 0 | 0
oh_line_8104601_200834838 |  | AN | node_8104601_200834837 | node_intto1_8104601_200834838 | 102.893 | bal_1P_1/0AA_1/0AA(N) | 8104601 | no | no |  |  | no |  |  | 0 | 0 | 0 | 0
oh_line_8104601_200834839 |  | AN | node_8104601_200834838 | node_8104601_200834839 | 146.463 | bal_1P_1/0AA_1/0AA(N) | 8104601 | no | no |  |  | no |  |  | 0 | 0 | 0 | 0
oh_line_8104601_200834840 |  | AN | node_8104601_200834839 | node_8104601_200834840 | 231.515 | bal_1P_1/0AA_1/0AA(N) | 8104601 | no | no |  |  | no |  |  | 0 | 0 | 0 | 0
oh_line_8104601_200834841 |  | AN | node_8104601_200834840 | node_8104601_200834841 | 169.078 | bal_1P_1/0AA_1/0AA(N) | 8104601 | no | no |  |  | no |  |  | 0 | 0 | 0 | 0
oh_line_8104601_200834842 |  | ABCN | node_8104601_200834844 | node_8104601_200834842 | 194.592 | bal_3P_336AC_4/0AA(N) | 8104601 | no | no |  |  | no |  |  | 0 | 0 | 0 | 0
oh_line_8104601_200834844 |  | ABCN | node_8104601_200834845 | node_8104601_200834844 | 307.693 | bal_3P_336AC_4/0AA(N) | 8104601 | no | no |  |  | no |  |  | 0 | 0 | 0 | 0
oh_line_8104601_200834845 |  | ABCN | node_8104601_200834847 | node_8104601_200834845 | 212.68 | bal_3P_336AC_4/0AA(N) | 8104601 | no | no |  |  | no |  |  | 0 | 0 | 0 | 0
oh_line_8104601_200834847 |  | ABCN | node_8104601_200834848 | node_8104601_200834847 | 226.134 | bal_3P_336AC_4/0AA(N) | 8104601 | no | no |  |  | no |  |  | 0 | 0 | 0 | 0
oh_line_8104601_200834848 |  | ABCN | node_8104601_200834849 | node_8104601_200834848 | 296.786 | bal_3P_336AC_4/0AA(N) | 8104601 | no | no |  |  | no |  |  | 0 | 0 | 0 | 0
oh_line_8104601_200834849 |  | ABCN | node_8104601_200834850 | node_intto1_8104601_200834849 | 197.721 | bal_3P_336AC_4/0AA(N) | 8104601 | no | no |  |  | no |  |  | 0 | 0 | 0 | 0
oh_line_8104601_200834850 |  | ABCN | node_8104601_200834851 | node_8104601_200834850 | 262.848 | bal_3P_336AC_4/0AA(N) | 8104601 | no | no |  |  | no |  |  | 0 | 0 | 0 | 0
oh_line_8104601_200834851 |  | ABCN | node_8104601_200834853 | node_8104601_200834851 | 180.718 | bal_3P_336AC_4/0AA(N) | 8104601 | no | no |  |  | no |  |  | 0 | 0 | 0 | 0
oh_line_8104601_200834852 |  | ABCN | node_8104601_200834869 | node_8104601_200834852 | 97.676 | bal_3P_336AC_4/0AC(N) | 8104601 | no | no |  |  | no |  |  | 0 | 0 | 0 | 0
oh_line_8104601_200834853 |  | ABCN | node_8104601_200834854 | node_8104601_200834853 | 224.887 | bal_3P_336AC_4/0AA(N) | 8104601 | no | no |  |  | no |  |  | 0 | 0 | 0 | 0
oh_line_8104601_200834854 |  | ABCN | node_8104601_200834856 | node_8104601_200834854 | 211.835 | bal_3P_336AC_4/0AA(N) | 8104601 | no | no |  |  | no |  |  | 0 | 0 | 0 | 0
oh_line_8104601_200834855 |  | AD | node_8104601_200834854 | node_8104601_200834855 | 104.888 | bal_1P_1/0AA | 8104601 | no | no |  |  | no |  |  | 0 | 0 | 0 | 0
oh_line_8104601_200834856 |  | ABCN | node_8104601_200834857 | node_8104601_200834856 | 213.362 | bal_3P_336AC_4/0AA(N) | 8104601 | no | no |  |  | no |  |  | 0 | 0 | 0 | 0
oh_line_8104601_200834857 |  | ABCN | node_8104601_200834859 | node_8104601_200834857 | 175.456 | bal_3P_336AC_4/0AA(N) | 8104601 | no | no |  |  | no |  |  | 0 | 0 | 0 | 0
oh_line_8104601_200834859 |  | ABCN | node_8104601_200834860 | node_8104601_200834859 | 238.014 | bal_3P_336AC_4/0AA(N) | 8104601 | no | no |  |  | no |  |  | 0 | 0 | 0 | 0
oh_line_8104601_200834860 |  | ABCN | node_8104601_200834861 | node_8104601_200834860 | 132.479 | bal_3P_336AC_4/0AC(N) | 8104601 | no | no |  |  | no |  |  | 0 | 0 | 0 | 0
oh_line_8104601_200834861 |  | ABCN | node_8104601_200834862 | node_8104601_200834861 | 217.717 | bal_3P_336AC_4/0AA(N) | 8104601 | no | no |  |  | no |  |  | 0 | 0 | 0 | 0
oh_line_8104601_200834862 |  | ABCN | node_8104601_200834864 | node_8104601_200834862 | 227.471 | bal_3P_336AC_4/0AA(N) | 8104601 | no | no |  |  | no |  |  | 0 | 0 | 0 | 0
oh_line_8104601_200834864 |  | ABCN | node_8104601_200834865 | node_8104601_200834864 | 204.287 | bal_3P_336AC_4/0AA(N) | 8104601 | no | no |  |  | no |  |  | 0 | 0 | 0 | 0
oh_line_8104601_200834865 |  | ABCN | node_8104601_200834871 | node_8104601_200834865 | 191.887 | bal_3P_336AC_4/0AA(N) | 8104601 | no | no |  |  | no |  |  | 0 | 0 | 0 | 0
oh_line_8104601_200834866 |  | AN | node_8104601_200834865 | node_intto1_8104601_200834866 | 318.51 | bal_1P_1/0AC_1/0AC(N) | 8104601 | no | no |  |  | no |  |  | 0 | 0 | 0 | 0
oh_line_8104601_200834867 |  | AN | node_8104601_200834866 | node_8104601_200834867 | 206.828 | bal_1P_1/0AC_1/0AC(N) | 8104601 | no | no |  |  | no |  |  | 0 | 0 | 0 | 0
oh_line_8104601_200834868 |  | AN | node_8104601_200834867 | node_8104601_200834868 | 202.027 | bal_1P_1/0AC_1/0AC(N) | 8104601 | no | no |  |  | no |  |  | 0 | 0 | 0 | 0
oh_line_8104601_200834869 |  | ABCN | node_8104601_200834880 | node_8104601_200834869 | 206.531 | bal_3P_336AC_4/0AC(N) | 8104601 | no | no |  |  | no |  |  | 0 | 0 | 0 | 0
oh_line_8104601_200834871 |  | ABCN | node_8104601_200834872 | node_8104601_200834871 | 141.53 | bal_3P_336AC_4/0AA(N) | 8104601 | no | no |  |  | no |  |  | 0 | 0 | 0 | 0
oh_line_8104601_200834872 |  | ABCN | node_8104601_200834873 | node_8104601_200834872 | 187.135 | bal_3P_336AC_4/0AA(N) | 8104601 | no | no |  |  | no |  |  | 0 | 0 | 0 | 0
oh_line_8104601_200834873 |  | ABCN | node_8104601_200834874 | node_8104601_200834873 | 217.194 | bal_3P_336AC_4/0AC(N) | 8104601 | no | no |  |  | no |  |  | 0 | 0 | 0 | 0
oh_line_8104601_200834874 |  | ABCN | node_8104601_200834875 | node_8104601_200834874 | 274.42 | bal_3P_477AL_4/0AA(N) | 8104601 | no | no |  |  | no |  |  | 0 | 0 | 0 | 0
oh_line_8104601_200834875 |  | ABCN | node_8104601_200834876 | node_8104601_200834875 | 171.931 | bal_3P_477AL_4/0AC(N) | 8104601 | no | no |  |  | no |  |  | 0 | 0 | 0 | 0
oh_line_8104601_200834876 |  | ABCN | node_8104601_200834877 | node_intto1_8104601_200834876 | 193.741 | bal_3P_477AL_4/0AC(N) | 8104601 | no | no |  |  | no |  |  | 0 | 0 | 0 | 0
oh_line_8104601_200834877 |  | ABCN | node_8104601_201021450 | node_8104601_200834877 | 78.273 | bal_3P_477AL_4/0AA(N) | 8104601 | no | no |  |  | no |  |  | 0 | 0 | 0 | 0
oh_line_8104601_200834878 |  | ABCN | node_8104601_200835001 | node_8104601_200834878 | 125.46 | bal_3P_477AL_4/0AC(N) | 8104601 | no | no |  |  | no |  |  | 0 | 0 | 0 | 0
oh_line_8104601_200834879 |  | ABCN | node_8104601_201021449 | node_8104601_200834879 | 79.219 | bal_3P_477AL_4/0AA(N) | 8104601 | no | no |  |  | no |  |  | 0 | 0 | 0 | 0
oh_line_8104601_200834880 |  | ABCN | node_8104601_200834892 | node_8104601_200834880 | 100.544 | bal_3P_336AC_4/0AC(N) | 8104601 | no | no |  |  | no |  |  | 0 | 0 | 0 | 0
oh_line_8104601_200834881 |  | ABN | node_8104601_201021449 | node_8104601_200834881 | 222.971 | bal_2P_4/0AA_1/0AA(N) | 8104601 | no | no |  |  | no |  |  | 0 | 0 | 0 | 0
oh_line_8104601_200834883 |  | ABN | node_8104601_200834881 | node_8104601_200834883 | 166.281 | bal_2P_4/0AA_4/0AC(N) | 8104601 | no | no |  |  | no |  |  | 0 | 0 | 0 | 0
oh_line_8104601_200834884 |  | ABN | node_8104601_200834883 | node_8104601_200834884 | 189.909 | bal_2P_4/0AA_1/0AA(N) | 8104601 | no | no |  |  | no |  |  | 0 | 0 | 0 | 0
oh_line_8104601_200834885 |  | ABN | node_8104601_200834884 | node_intto1_8104601_200834885 | 191.192 | bal_2P_4/0AA_1/0AA(N) | 8104601 | no | no |  |  | no |  |  | 0 | 0 | 0 | 0
oh_line_8104601_200834887 |  | ABN | node_8104601_200834885 | node_8104601_200834887 | 256.82 | bal_2P_4/0AA_1/0AA(N) | 8104601 | no | no |  |  | no |  |  | 0 | 0 | 0 | 0
oh_line_8104601_200834888 |  | ABN | node_8104601_200834887 | node_8104601_200834888 | 147.057 | bal_2P_4/0AA_1/0AA(N) | 8104601 | no | no |  |  | no |  |  | 0 | 0 | 0 | 0
oh_line_8104601_200834889 |  | ABN | node_8104601_200834888 | node_8104601_200834889 | 309.429 | bal_2P_4/0AA_1/0AA(N) | 8104601 | no | no |  |  | no |  |  | 0 | 0 | 0 | 0
oh_line_8104601_200834891 |  | ABN | node_8104601_200834889 | node_8104601_200834891 | 306.679 | bal_2P_4/0AA_1/0AA(N) | 8104601 | no | no |  |  | no |  |  | 0 | 0 | 0 | 0
oh_line_8104601_200834892 |  | ABCN | node_8104601_200834902 | node_8104601_200834892 | 134.926 | bal_3P_336AC_4/0AC(N) | 8104601 | no | no |  |  | no |  |  | 0 | 0 | 0 | 0
oh_line_8104601_200834893 |  | ABN | node_8104601_200834891 | node_8104601_200834893 | 219.409 | bal_2P_4/0AA_1/0AA(N) | 8104601 | no | no |  |  | no |  |  | 0 | 0 | 0 | 0
oh_line_8104601_200834895 |  | ABN | node_8104601_200834893 | node_8104601_200834895 | 270.693 | bal_2P_4/0AA_1/0AA(N) | 8104601 | no | no |  |  | no |  |  | 0 | 0 | 0 | 0
oh_line_8104601_200834896 |  | ABN | node_8104601_200834895 | node_8104601_200834896 | 200.541 | bal_2P_4/0AA_1/0AA(N) | 8104601 | no | no |  |  | no |  |  | 0 | 0 | 0 | 0
oh_line_8104601_200834897 |  | ABN | node_8104601_200834896 | node_8104601_200834897 | 243.872 | bal_2P_4/0AA_1/0AA(N) | 8104601 | no | no |  |  | no |  |  | 0 | 0 | 0 | 0
oh_line_8104601_200834898 |  | ABN | node_8104601_200834897 | node_8104601_200834898 | 179.736 | bal_2P_4/0AA_1/0AA(N) | 8104601 | no | no |  |  | no |  |  | 0 | 0 | 0 | 0
oh_line_8104601_200834899 |  | ABN | node_8104601_200834898 | node_8104601_200834899 | 260.849 | bal_2P_4/0AA_1/0AA(N) | 8104601 | no | no |  |  | no |  |  | 0 | 0 | 0 | 0
oh_line_8104601_200834900 |  | ABN | node_8104601_200834899 | node_8104601_200834900 | 280.251 | bal_2P_4/0AA_1/0AA(N) | 8104601 | no | no |  |  | no |  |  | 0 | 0 | 0 | 0
oh_line_8104601_200834901 |  | ABN | node_8104601_200834900 | node_8104601_200834901 | 266.276 | bal_2P_4/0AA_1/0AA(N) | 8104601 | no | no |  |  | no |  |  | 0 | 0 | 0 | 0
oh_line_8104601_200834902 |  | ABCN | node_8104601_200834909 | node_8104601_200834902 | 256.515 | bal_3P_336AC_4/0AA(N) | 8104601 | no | no |  |  | no |  |  | 0 | 0 | 0 | 0
oh_line_8104601_200834904 |  | ABN | node_8104601_200834901 | node_8104601_200834904 | 211.084 | bal_2P_4/0AA_1/0AA(N) | 8104601 | no | no |  |  | no |  |  | 0 | 0 | 0 | 0
oh_line_8104601_200834905 |  | ABN | node_8104601_200834904 | node_8104601_200834905 | 199.771 | bal_2P_4/0AA_1/0AA(N) | 8104601 | no | no |  |  | no |  |  | 0 | 0 | 0 | 0
oh_line_8104601_200834907 |  | ABN | node_8104601_200834905 | node_8104601_200834907 | 200.884 | bal_2P_4/0AA_1/0AA(N) | 8104601 | no | no |  |  | no |  |  | 0 | 0 | 0 | 0
oh_line_8104601_200834908 |  | ABN | node_8104601_200834907 | node_8104601_200834908 | 182.346 | bal_2P_4/0AA_1/0AA(N) | 8104601 | no | no |  |  | no |  |  | 0 | 0 | 0 | 0
oh_line_8104601_200834909 |  | ABCN | node_8104601_200834785 | node_8104601_200834909 | 238.879 | bal_3P_336AC_4/0AA(N) | 8104601 | no | no |  |  | no |  |  | 0 | 0 | 0 | 0
oh_line_8104601_200834910 |  | AD | node_8104601_311913686 | node_8104601_200834910 | 98.29 | bal_1P_1/0AA | 8104601 | no | no |  |  | no |  |  | 0 | 0 | 0 | 0
oh_line_8104601_200834914 |  | AD | node_8104601_201043844 | node_8104601_200834914 | 31.114 | bal_1P_2AC | 8104601 | no | no |  |  | no |  |  | 0 | 0 | 0 | 0
oh_line_8104601_200834915 |  | AD | node_8104601_200834914 | node_8104601_200834915 | 186.446 | bal_1P_2AC | 8104601 | no | no |  |  | no |  |  | 0 | 0 | 0 | 0
oh_line_8104601_200834916 |  | AD | node_8104601_200834910 | node_8104601_200834916 | 310.06 | bal_1P_336AC | 8104601 | no | no |  |  | no |  |  | 0 | 0 | 0 | 0
oh_line_8104601_200834918 |  | AD | node_8104601_200834982 | node_8104601_200834918 | 321.597 | bal_1P_4ACW | 8104601 | no | no |  |  | no |  |  | 0 | 0 | 0 | 0
oh_line_8104601_200834921 |  | AD | node_8104601_200834918 | node_8104601_200834921 | 358.804 | bal_1P_4ACW | 8104601 | no | no |  |  | no |  |  | 0 | 0 | 0 | 0
oh_line_8104601_200834926-1 |  | AD | node_8104601_201021309 | node_1415903_93_15342032_933 | 5.214 | bal_1P_4ACW | 8104601 | no | no |  |  | no |  |  | 0 | 0 | 0 | 0
oh_line_8104601_200834926-2 |  | AD | node_1415903_93_15342032_933 | node_8104601_200834926 | 330.202 | bal_1P_4ACW | 8104601 | no | no |  |  | no |  |  | 0 | 0 | 0 | 0
oh_line_8104601_200834927 |  | AD | node_8104601_200834926 | node_8104601_200834927 | 324.457 | bal_1P_4ACW | 8104601 | no | no |  |  | no |  |  | 0 | 0 | 0 | 0
oh_line_8104601_200834928 |  | AD | node_8104601_200834927 | node_8104601_200834928 | 341.535 | bal_1P_4ACW | 8104601 | no | no |  |  | no |  |  | 0 | 0 | 0 | 0
oh_line_8104601_200834929 |  | AD | node_8104601_200834928 | node_8104601_200834929 | 315.557 | bal_1P_4ACW | 8104601 | no | no |  |  | no |  |  | 0 | 0 | 0 | 0
oh_line_8104601_200834930 |  | AD | node_8104601_200834929 | node_8104601_200834930 | 456.629 | bal_1P_4ACW | 8104601 | no | no |  |  | no |  |  | 0 | 0 | 0 | 0
oh_line_8104601_200834931 |  | AD | node_8104601_200834930 | node_intto1_8104601_200834931 | 347.936 | bal_1P_4ACW | 8104601 | no | no |  |  | no |  |  | 0 | 0 | 0 | 0
oh_line_8104601_200834933 |  | AD | node_8104601_200834931 | node_8104601_200834933 | 443.119 | bal_1P_4ACW | 8104601 | no | no |  |  | no |  |  | 0 | 0 | 0 | 0
oh_line_8104601_200834934 |  | AD | node_8104601_200834916 | node_intto1_8104601_200834934 | 383.985 | bal_1P_4ACW | 8104601 | no | no |  |  | no |  |  | 0 | 0 | 0 | 0
oh_line_8104601_200834935 |  | AD | node_8104601_200834933 | node_8104601_200834935 | 190.742 | bal_1P_4ACW | 8104601 | no | no |  |  | no |  |  | 0 | 0 | 0 | 0
oh_line_8104601_200834936 |  | AD | node_8104601_200834935 | node_8104601_200834936 | 290.635 | bal_1P_4ACW | 8104601 | no | no |  |  | no |  |  | 0 | 0 | 0 | 0
oh_line_8104601_200834940 |  | AD | node_8104601_200969961 | node_8104601_200834940 | 269.659 | bal_1P_2AC | 8104601 | no | no |  |  | no |  |  | 0 | 0 | 0 | 0
oh_line_8104601_200834941 |  | AD | node_8104601_200834940 | node_8104601_200834941 | 257.365 | bal_1P_2AC | 8104601 | no | no |  |  | no |  |  | 0 | 0 | 0 | 0
oh_line_8104601_200834942 |  | AD | node_8104601_200948306 | node_8104601_200834942 | 451.904 | bal_1P_4ACW | 8104601 | no | no |  |  | no |  |  | 0 | 0 | 0 | 0
oh_line_8104601_200834943 |  | AD | node_8104601_200834942 | node_8104601_200834943 | 225.584 | bal_1P_4ACW | 8104601 | no | no |  |  | no |  |  | 0 | 0 | 0 | 0
oh_line_8104601_200834944 |  | AD | node_8104601_200834943 | node_8104601_200834944 | 432.315 | bal_1P_2AC | 8104601 | no | no |  |  | no |  |  | 0 | 0 | 0 | 0
oh_line_8104601_200834945 |  | AD | node_8104601_200834943 | node_8104601_200834945 | 471.42 | bal_1P_4ACW | 8104601 | no | no |  |  | no |  |  | 0 | 0 | 0 | 0
oh_line_8104601_200834946 |  | AD | node_8104601_200834945 | node_8104601_200834946 | 296.757 | bal_1P_4ACW | 8104601 | no | no |  |  | no |  |  | 0 | 0 | 0 | 0
oh_line_8104601_200834947 |  | AD | node_8104601_200834946 | node_8104601_200834947 | 218.245 | bal_1P_4ACW | 8104601 | no | no |  |  | no |  |  | 0 | 0 | 0 | 0
oh_line_8104601_200834948 |  | AD | node_8104601_200834947 | node_intto1_8104601_200834948 | 254.733 | bal_1P_1/0AC | 8104601 | no | no |  |  | no |  |  | 0 | 0 | 0 | 0
oh_line_8104601_200834949 |  | AD | node_8104601_200834948 | node_8104601_200834949 | 285.076 | bal_1P_1/0AC | 8104601 | no | no |  |  | no |  |  | 0 | 0 | 0 | 0
oh_line_8104601_200834950 |  | AD | node_8104601_200834949 | node_8104601_200834950 | 51.644 | bal_1P_1/0AA | 8104601 | no | no |  |  | no |  |  | 0 | 0 | 0 | 0
oh_line_8104601_200834951 |  | AD | node_8104601_200834950 | node_8104601_200834951 | 338.044 | bal_1P_1/0AA | 8104601 | no | no |  |  | no |  |  | 0 | 0 | 0 | 0
oh_line_8104601_200834952 |  | AD | node_8104601_200834947 | node_8104601_200834952 | 315.382 | bal_1P_4ACW | 8104601 | no | no |  |  | no |  |  | 0 | 0 | 0 | 0
oh_line_8104601_200834953 |  | AD | node_8104601_200834952 | node_8104601_200834953 | 384.349 | bal_1P_4ACW | 8104601 | no | no |  |  | no |  |  | 0 | 0 | 0 | 0
oh_line_8104601_200834955 |  | AD | node_8104601_200834934 | node_8104601_200834955 | 273.557 | bal_1P_4ACW | 8104601 | no | no |  |  | no |  |  | 0 | 0 | 0 | 0
oh_line_8104601_200834956 |  | AD | node_8104601_200834953 | node_8104601_200834956 | 341.981 | bal_1P_4ACW | 8104601 | no | no |  |  | no |  |  | 0 | 0 | 0 | 0
oh_line_8104601_200834958 |  | AD | node_8104601_200834956 | node_8104601_200834958 | 221.662 | bal_1P_4ACW | 8104601 | no | no |  |  | no |  |  | 0 | 0 | 0 | 0
oh_line_8104601_200834959 |  | AD | node_8104601_200834958 | node_8104601_200834959 | 106.115 | bal_1P_4ACW | 8104601 | no | no |  |  | no |  |  | 0 | 0 | 0 | 0
oh_line_8104601_200834960 |  | AD | node_8104601_200834959 | node_intto1_8104601_200834960 | 306.081 | bal_1P_4ACW | 8104601 | no | no |  |  | no |  |  | 0 | 0 | 0 | 0
oh_line_8104601_200834962 |  | AD | node_8104601_200834960 | node_8104601_200834962 | 324.247 | bal_1P_4ACW | 8104601 | no | no |  |  | no |  |  | 0 | 0 | 0 | 0
oh_line_8104601_200834963 |  | AD | node_8104601_200834962 | node_8104601_200834963 | 106.68 | bal_1P_2AC | 8104601 | no | no |  |  | no |  |  | 0 | 0 | 0 | 0
oh_line_8104601_200834964 |  | AD | node_8104601_200834963 | node_8104601_200834964 | 202.452 | bal_1P_2AC | 8104601 | no | no |  |  | no |  |  | 0 | 0 | 0 | 0
oh_line_8104601_200834965 |  | AD | node_8104601_200834962 | node_8104601_200834965 | 168.615 | bal_1P_4ACW | 8104601 | no | no |  |  | no |  |  | 0 | 0 | 0 | 0
oh_line_8104601_200834966 |  | AD | node_8104601_200834965 | node_8104601_200834966 | 438.884 | bal_1P_4ACW | 8104601 | no | no |  |  | no |  |  | 0 | 0 | 0 | 0
oh_line_8104601_200834967 |  | AD | node_8104601_200834966 | node_8104601_200834967 | 280.899 | bal_1P_4ACW | 8104601 | no | no |  |  | no |  |  | 0 | 0 | 0 | 0
oh_line_8104601_200834968 |  | AD | node_8104601_200834967 | node_8104601_200834968 | 289.453 | bal_1P_4ACW | 8104601 | no | no |  |  | no |  |  | 0 | 0 | 0 | 0
oh_line_8104601_200834970 |  | AD | node_8104601_200834968 | node_8104601_200834970 | 352.729 | bal_1P_4ACW | 8104601 | no | no |  |  | no |  |  | 0 | 0 | 0 | 0
oh_line_8104601_200834971 |  | AD | node_8104601_200834970 | node_8104601_200834971 | 240.033 | bal_1P_2AC | 8104601 | no | no |  |  | no |  |  | 0 | 0 | 0 | 0
oh_line_8104601_200834974 |  | AD | node_8104601_200834955 | node_8104601_200834974 | 233.823 | bal_1P_4ACW | 8104601 | no | no |  |  | no |  |  | 0 | 0 | 0 | 0
oh_line_8104601_200834975 |  | AD | node_8104601_200834974 | node_intto1_8104601_200834975 | 265.659 | bal_1P_2AC | 8104601 | no | no |  |  | no |  |  | 0 | 0 | 0 | 0
oh_line_8104601_200834976 |  | AD | node_8104601_200834974 | node_8104601_200834976 | 324.778 | bal_1P_4ACW | 8104601 | no | no |  |  | no |  |  | 0 | 0 | 0 | 0
oh_line_8104601_200834977 |  | AD | node_8104601_200834976 | node_8104601_200834977 | 286.81 | bal_1P_4ACW | 8104601 | no | no |  |  | no |  |  | 0 | 0 | 0 | 0
oh_line_8104601_200834978 |  | AD | node_8104601_200834977 | node_8104601_200834978 | 260.642 | bal_1P_4ACW | 8104601 | no | no |  |  | no |  |  | 0 | 0 | 0 | 0
oh_line_8104601_200834979 |  | AD | node_8104601_200834978 | node_8104601_200834979 | 584.714 | bal_1P_4ACW | 8104601 | no | no |  |  | no |  |  | 0 | 0 | 0 | 0
oh_line_8104601_200834980 |  | AD | node_8104601_200834979 | node_8104601_200834980 | 40.317 | bal_1P_2AC | 8104601 | no | no |  |  | no |  |  | 0 | 0 | 0 | 0
oh_line_8104601_200834981 |  | AD | node_8104601_200834980 | node_8104601_200834981 | 208.885 | bal_1P_2AC | 8104601 | no | no |  |  | no |  |  | 0 | 0 | 0 | 0
oh_line_8104601_200834982 |  | AD | node_8104601_200834979 | node_8104601_200834982 | 354.283 | bal_1P_4ACW | 8104601 | no | no |  |  | no |  |  | 0 | 0 | 0 | 0
oh_line_8104601_200834983 |  | ABCN | node_8104601_200834848 | node_8104601_200834983 | 236.277 | bal_3P_336AC_4/0AA(N) | 8104601 | no | no |  |  | no |  |  | 0 | 0 | 0 | 0
oh_line_8104601_200834984-1 |  | ABCN | node_220638620 | node_8104601_200834984 | 5.864 | bal_3P_336AC_4/0AA(N) | 8104601 | no | no |  |  | no |  |  | 0 | 0 | 0 | 0
oh_line_8104601_200834984-2 |  | ABCN | node_220388718 | node_intto1_220638620 | 5.833 | bal_3P_336AC_4/0AA(N) | 8104601 | no | no |  |  | no |  |  | 0 | 0 | 0 | 0
oh_line_8104601_200834984-3 |  | ABCN | node_8104601_200834983 | node_intto1_220388718 | 230.195 | bal_3P_336AC_4/0AA(N) | 8104601 | no | no |  |  | no |  |  | 0 | 0 | 0 | 0
oh_line_8104601_200834985 |  | ABCD | node_8104601_200834984 | node_8104601_200834985 | 229.203 | bal_3P_1/0AA | 8104601 | no | no |  |  | no |  |  | 0 | 0 | 0 | 0
oh_line_8104601_200834987 |  | AN | node_8104601_200834874 | node_8104601_200834987 | 55.005 | bal_1P_1/0AC_1/0AC(N) | 8104601 | no | no |  |  | no |  |  | 0 | 0 | 0 | 0
oh_line_8104601_200834989 |  | AN | node_8104601_201003146 | node_8104601_200834989 | 244.481 | bal_1P_1/0AC_1/0AC(N) | 8104601 | no | no |  |  | no |  |  | 0 | 0 | 0 | 0
oh_line_8104601_200834991 |  | AN | node_8104601_200834874 | node_intto1_8104601_200834991 | 192.106 | bal_1P_1/0AA_1/0AA(N) | 8104601 | no | no |  |  | no |  |  | 0 | 0 | 0 | 0
oh_line_8104601_200834993 |  | AN | node_8104601_200834991 | node_8104601_200834993 | 248.593 | bal_1P_1/0AA_1/0AA(N) | 8104601 | no | no |  |  | no |  |  | 0 | 0 | 0 | 0
oh_line_8104601_200834994 |  | AN | node_8104601_200834993 | node_8104601_200834994 | 238.663 | bal_1P_1/0AA_1/0AA(N) | 8104601 | no | no |  |  | no |  |  | 0 | 0 | 0 | 0
oh_line_8104601_200835001 |  | ABCN | node_8104601_200835003 | node_8104601_200835001 | 257.772 | bal_3P_477AL_4/0AA(N) | 8104601 | no | no |  |  | no |  |  | 0 | 0 | 0 | 0
oh_line_8104601_200835003 |  | ABCN | node_8104601_200835005 | node_8104601_200835003 | 272.278 | bal_3P_477AL_4/0AA(N) | 8104601 | no | no |  |  | no |  |  | 0 | 0 | 0 | 0
oh_line_8104601_200835005 |  | ABCN | node_8104601_200835006 | node_8104601_200835005 | 267.219 | bal_3P_477AL_4/0AA(N) | 8104601 | no | no |  |  | no |  |  | 0 | 0 | 0 | 0
oh_line_8104601_200835006 |  | ABCN | node_8104601_200835007 | node_8104601_200835006 | 216.295 | bal_3P_477AL_4/0AA(N) | 8104601 | no | no |  |  | no |  |  | 0 | 0 | 0 | 0
oh_line_8104601_200835007 |  | ABCN | node_8104601_200835008 | node_8104601_200835007 | 219.459 | bal_3P_477AL_4/0AA(N) | 8104601 | no | no |  |  | no |  |  | 0 | 0 | 0 | 0
oh_line_8104601_200835008 |  | ABCN | node_8104601_200835009 | node_intto1_8104601_200835008 | 209.231 | bal_3P_477AL_4/0AA(N) | 8104601 | no | no |  |  | no |  |  | 0 | 0 | 0 | 0
oh_line_8104601_200835009 |  | ABCN | node_8104601_200835010 | node_8104601_200835009 | 146.33 | bal_3P_477AL_4/0AA(N) | 8104601 | no | no |  |  | no |  |  | 0 | 0 | 0 | 0
oh_line_8104601_200835010 |  | ABCN | node_8104601_200835011 | node_8104601_200835010 | 158.869 | bal_3P_477AL_4/0AA(N) | 8104601 | no | no |  |  | no |  |  | 0 | 0 | 0 | 0
oh_line_8104601_200835011 |  | ABCN | node_8104601_200835013 | node_8104601_200835011 | 305.735 | bal_3P_477AL_4/0AA(N) | 8104601 | no | no |  |  | no |  |  | 0 | 0 | 0 | 0
oh_line_8104601_200835013-1 |  | ABCN | node_1424879_612_15342142_073 | node_8104601_200835013 | 256.333 | bal_3P_477AL_4/0AA(N) | 8104601 | no | no |  |  | no |  |  | 0 | 0 | 0 | 0
oh_line_8104601_200835013-2 |  | ABCN | node_220599187 | node_1424879_612_15342142_073 | 14.918 | bal_3P_477AL_4/0AA(N) | 8104601 | no | no |  |  | no |  |  | 0 | 0 | 0 | 0
oh_line_8104601_200835013-3 |  | ABCN | node_8104601_200835015 | node_intto1_220599187 | 6.646 | bal_3P_477AL_4/0AA(N) | 8104601 | no | no |  |  | no |  |  | 0 | 0 | 0 | 0
oh_line_8104601_200835015 |  | ABCN | node_8104601_200835016 | node_8104601_200835015 | 285.407 | bal_3P_477AL_4/0AA(N) | 8104601 | no | no |  |  | no |  |  | 0 | 0 | 0 | 0
oh_line_8104601_200835016 |  | ABCN | node_8104601_200835024 | node_8104601_200835016 | 274.763 | bal_3P_477AL_4/0AA(N) | 8104601 | no | no |  |  | no |  |  | 0 | 0 | 0 | 0
oh_line_8104601_200835017 |  | AN | node_8104601_200835016 | node_intto1_8104601_200835017 | 120.799 | bal_1P_1/0AA_1/0AA(N) | 8104601 | no | no |  |  | no |  |  | 0 | 0 | 0 | 0
oh_line_8104601_200835018 |  | AN | node_8104601_200835017 | node_8104601_200835018 | 179.305 | bal_1P_1/0AA_1/0AA(N) | 8104601 | no | no |  |  | no |  |  | 0 | 0 | 0 | 0
oh_line_8104601_200835019 |  | AN | node_8104601_200835018 | node_8104601_200835019 | 206.348 | bal_1P_1/0AA_1/0AA(N) | 8104601 | no | no |  |  | no |  |  | 0 | 0 | 0 | 0
oh_line_8104601_200835020 |  | AN | node_8104601_200835019 | node_8104601_200835020 | 179.577 | bal_1P_1/0AA_1/0AA(N) | 8104601 | no | no |  |  | no |  |  | 0 | 0 | 0 | 0
oh_line_8104601_200835021 |  | AN | node_8104601_200835017 | node_8104601_200835021 | 237.264 | bal_1P_1/0AA_1/0AA(N) | 8104601 | no | no |  |  | no |  |  | 0 | 0 | 0 | 0
oh_line_8104601_200835024 |  | ABCN | node_8104601_200835025 | node_8104601_200835024 | 276.847 | bal_3P_477AL_4/0AA(N) | 8104601 | no | no |  |  | no |  |  | 0 | 0 | 0 | 0
oh_line_8104601_200835025 |  | ABCN | node_8104601_200835026 | node_8104601_200835025 | 176.695 | bal_3P_477AL_4/0AA(N) | 8104601 | no | no |  |  | no |  |  | 0 | 0 | 0 | 0
oh_line_8104601_200835026 |  | ABCN | node_8104601_200835027 | node_8104601_200835026 | 142.731 | bal_3P_477AL_4/0AC(N) | 8104601 | no | no |  |  | no |  |  | 0 | 0 | 0 | 0
oh_line_8104601_200835027 |  | ABCN | node_8104601_200835028 | node_8104601_200835027 | 308.597 | bal_3P_477AL_4/0AA(N) | 8104601 | no | no |  |  | no |  |  | 0 | 0 | 0 | 0
oh_line_8104601_200835028 |  | ABCN | node_8104601_200835032 | node_intto1_8104601_200835028 | 119.326 | bal_3P_477AL_4/0AA(N) | 8104601 | no | no |  |  | no |  |  | 0 | 0 | 0 | 0
oh_line_8104601_200835029 |  | AN | node_8104601_200835028 | node_8104601_200835029 | 222.611 | bal_1P_1/0AA_1/0AC(N) | 8104601 | no | no |  |  | no |  |  | 0 | 0 | 0 | 0
oh_line_8104601_200835030 |  | AN | node_8104601_200835029 | node_8104601_200835030 | 191.806 | bal_1P_1/0AA_1/0AC(N) | 8104601 | no | no |  |  | no |  |  | 0 | 0 | 0 | 0
oh_line_8104601_200835032 |  | ABCN | node_8104601_200835034 | node_8104601_200835032 | 207.621 | bal_3P_477AL_4/0AA(N) | 8104601 | no | no |  |  | no |  |  | 0 | 0 | 0 | 0
oh_line_8104601_200835033 |  | AN | node_8104601_200835032 | node_8104601_200835033 | 155.82 | bal_1P_1/0AA_1/0AA(N) | 8104601 | no | no |  |  | no |  |  | 0 | 0 | 0 | 0
oh_line_8104601_200835034 |  | ABCN | node_8104601_200835036 | node_8104601_200835034 | 281 | bal_3P_477AL_4/0AA(N) | 8104601 | no | no |  |  | no |  |  | 0 | 0 | 0 | 0
oh_line_8104601_200835036 |  | ABCN | node_8104601_200835038 | node_8104601_200835036 | 228.289 | bal_3P_477AL_4/0AA(N) | 8104601 | no | no |  |  | no |  |  | 0 | 0 | 0 | 0
oh_line_8104601_200835038 |  | ABCN | node_8104601_200835039 | node_8104601_200835038 | 240.859 | bal_3P_477AL_4/0AA(N) | 8104601 | no | no |  |  | no |  |  | 0 | 0 | 0 | 0
oh_line_8104601_200835039 |  | ABCN | node_8104601_200835040 | node_8104601_200835039 | 238.719 | bal_3P_477AL_4/0AA(N) | 8104601 | no | no |  |  | no |  |  | 0 | 0 | 0 | 0
oh_line_8104601_200835040 |  | ABCN | node_8104601_200835041 | node_8104601_200835040 | 235.347 | bal_3P_477AL_4/0AA(N) | 8104601 | no | no |  |  | no |  |  | 0 | 0 | 0 | 0
oh_line_8104601_200835041 |  | ABCN | node_8104601_200835042 | node_8104601_200835041 | 185.704 | bal_3P_477AL_4/0AA(N) | 8104601 | no | no |  |  | no |  |  | 0 | 0 | 0 | 0
oh_line_8104601_200835042 |  | ABCN | node_8104601_200835043 | node_8104601_200835042 | 184.074 | bal_3P_477AL_4/0AA(N) | 8104601 | no | no |  |  | no |  |  | 0 | 0 | 0 | 0
oh_line_8104601_200835043 |  | ABCN | node_8104601_200835045 | node_8104601_200835043 | 249.791 | bal_3P_477AL_4/0AA(N) | 8104601 | no | no |  |  | no |  |  | 0 | 0 | 0 | 0
oh_line_8104601_200835045 |  | ABCN | node_8104601_200835046 | node_8104601_200835045 | 157.51 | bal_3P_477AL_4/0AA(N) | 8104601 | no | no |  |  | no |  |  | 0 | 0 | 0 | 0
oh_line_8104601_200835046 |  | ABCN | node_8104601_200835047 | node_8104601_200835046 | 165.815 | bal_3P_477AL_4/0AA(N) | 8104601 | no | no |  |  | no |  |  | 0 | 0 | 0 | 0
oh_line_8104601_200835047 |  | ABCN | node_8104601_200835048 | node_8104601_200835047 | 290.189 | bal_3P_477AL_4/0AA(N) | 8104601 | no | no |  |  | no |  |  | 0 | 0 | 0 | 0
oh_line_8104601_200835048 |  | ABCN | node_8104601_200835050 | node_8104601_200835048 | 306.941 | bal_3P_477AL_4/0AA(N) | 8104601 | no | no |  |  | no |  |  | 0 | 0 | 0 | 0
oh_line_8104601_200835049 |  | AN | node_8104601_200835048 | node_8104601_200835049 | 367.438 | bal_1P_2AC_2AC(N) | 8104601 | no | no |  |  | no |  |  | 0 | 0 | 0 | 0
oh_line_8104601_200835050 |  | ABCN | node_8104601_200835051 | node_8104601_200835050 | 238.192 | bal_3P_477AL_4/0AA(N) | 8104601 | no | no |  |  | no |  |  | 0 | 0 | 0 | 0
oh_line_8104601_200835051 |  | ABCN | node_8104601_200835052 | node_8104601_200835051 | 160.139 | bal_3P_477AL_4/0AA(N) | 8104601 | no | no |  |  | no |  |  | 0 | 0 | 0 | 0
oh_line_8104601_200835052 |  | ABCN | node_8104601_200835053 | node_8104601_200835052 | 265.481 | bal_3P_477AL_4/0AA(N) | 8104601 | no | no |  |  | no |  |  | 0 | 0 | 0 | 0
oh_line_8104601_200835053 |  | ABCN | node_8104601_200835054 | node_8104601_200835053 | 269.277 | bal_3P_477AL_4/0AA(N) | 8104601 | no | no |  |  | no |  |  | 0 | 0 | 0 | 0
oh_line_8104601_200835054 |  | ABCN | node_8104601_200835055 | node_8104601_200835054 | 266.932 | bal_3P_477AL_4/0AA(N) | 8104601 | no | no |  |  | no |  |  | 0 | 0 | 0 | 0
oh_line_8104601_200835055 |  | ABCN | node_8104601_200835057 | node_8104601_200835055 | 261.184 | bal_3P_477AL_4/0AA(N) | 8104601 | no | no |  |  | no |  |  | 0 | 0 | 0 | 0
oh_line_8104601_200835057 |  | ABCN | node_8104601_200835058 | node_8104601_200835057 | 319.571 | bal_3P_477AL_4/0AA(N) | 8104601 | no | no |  |  | no |  |  | 0 | 0 | 0 | 0
oh_line_8104601_200835058 |  | ABCN | node_8104601_200835062 | node_8104601_200835058 | 168.311 | bal_3P_477AL_4/0AA(N) | 8104601 | no | no |  |  | no |  |  | 0 | 0 | 0 | 0
oh_line_8104601_200835059 |  | AN | node_8104601_200835062 | node_8104601_200835059 | 211.689 | bal_1P_1/0AA_1/0AA(N) | 8104601 | no | no |  |  | no |  |  | 0 | 0 | 0 | 0
oh_line_8104601_200835060 |  | AN | node_8104601_200835059 | node_8104601_200835060 | 159.701 | bal_1P_1/0AA_1/0AA(N) | 8104601 | no | no |  |  | no |  |  | 0 | 0 | 0 | 0
oh_line_8104601_200835062 |  | ABCN | node_8104601_200835063 | node_8104601_200835062 | 166.512 | bal_3P_477AL_4/0AA(N) | 8104601 | no | no |  |  | no |  |  | 0 | 0 | 0 | 0
oh_line_8104601_200835063 |  | ABCN | node_8104601_200835064 | node_8104601_200835063 | 177.277 | bal_3P_477AL_4/0AA(N) | 8104601 | no | no |  |  | no |  |  | 0 | 0 | 0 | 0
oh_line_8104601_200835064 |  | ABCN | node_8104601_200835065 | node_8104601_200835064 | 177.21 | bal_3P_477AL_4/0AA(N) | 8104601 | no | no |  |  | no |  |  | 0 | 0 | 0 | 0
oh_line_8104601_200835065 |  | ABCN | node_8104601_200835066 | node_8104601_200835065 | 267.103 | bal_3P_477AL_4/0AA(N) | 8104601 | no | no |  |  | no |  |  | 0 | 0 | 0 | 0
oh_line_8104601_200835066 |  | ABCN | node_8104601_200835068 | node_8104601_200835066 | 299.215 | bal_3P_477AL_4/0AA(N) | 8104601 | no | no |  |  | no |  |  | 0 | 0 | 0 | 0
oh_line_8104601_200835068 |  | ABCN | node_8104601_200835069 | node_8104601_200835068 | 301.494 | bal_3P_477AL_4/0AA(N) | 8104601 | no | no |  |  | no |  |  | 0 | 0 | 0 | 0
oh_line_8104601_200835069 |  | ABCN | node_8104601_200835070 | node_8104601_200835069 | 167.299 | bal_3P_477AL_4/0AA(N) | 8104601 | no | no |  |  | no |  |  | 0 | 0 | 0 | 0
oh_line_8104601_200835070 |  | ABCN | node_8104601_200835074 | node_8104601_200835070 | 188.076 | bal_3P_477AL_4/0AA(N) | 8104601 | no | no |  |  | no |  |  | 0 | 0 | 0 | 0
oh_line_8104601_200835071 |  | AN | node_8104601_200835070 | node_intto1_8104601_200835071 | 243.875 | bal_1P_1/0AA_1/0AA(N) | 8104601 | no | no |  |  | no |  |  | 0 | 0 | 0 | 0
oh_line_8104601_200835074 |  | ABCN | node_8104601_200835075 | node_8104601_200835074 | 190.45 | bal_3P_477AL_4/0AA(N) | 8104601 | no | no |  |  | no |  |  | 0 | 0 | 0 | 0
oh_line_8104601_200835075 |  | ABCN | node_8104601_200835077 | node_8104601_200835075 | 158.597 | bal_3P_477AL_4/0AA(N) | 8104601 | no | no |  |  | no |  |  | 0 | 0 | 0 | 0
oh_line_8104601_200835077 |  | ABCN | node_8104601_200835078 | node_8104601_200835077 | 168.845 | bal_3P_477AL_4/0AA(N) | 8104601 | no | no |  |  | no |  |  | 0 | 0 | 0 | 0
oh_line_8104601_200835078 |  | ABCN | node_8104601_200835079 | node_8104601_200835078 | 176.139 | bal_3P_477AL_4/0AA(N) | 8104601 | no | no |  |  | no |  |  | 0 | 0 | 0 | 0
oh_line_8104601_200835079 |  | ABCN | node_8104601_200835080 | node_8104601_200835079 | 186.621 | bal_3P_477AL_4/0AA(N) | 8104601 | no | no |  |  | no |  |  | 0 | 0 | 0 | 0
oh_line_8104601_200835080 |  | ABCN | node_8104601_200835081 | node_8104601_200835080 | 272.245 | bal_3P_477AL_4/0AA(N) | 8104601 | no | no |  |  | no |  |  | 0 | 0 | 0 | 0
oh_line_8104601_200835081 |  | ABCN | node_8104601_200835083 | node_8104601_200835081 | 235.976 | bal_3P_477AL_4/0AA(N) | 8104601 | no | no |  |  | no |  |  | 0 | 0 | 0 | 0
oh_line_8104601_200835083 |  | ABCN | node_8104601_200835085 | node_8104601_200835083 | 210.361 | bal_3P_477AL_4/0AA(N) | 8104601 | no | no |  |  | no |  |  | 0 | 0 | 0 | 0
oh_line_8104601_200835085 |  | ABCN | node_8104601_200835089 | node_8104601_200835085 | 272.252 | bal_3P_477AL_4/0AA(N) | 8104601 | no | no |  |  | no |  |  | 0 | 0 | 0 | 0
oh_line_8104601_200835089 |  | ABCN | node_8104601_200835092 | node_8104601_200835089 | 188.034 | bal_3P_477AL_4/0AA(N) | 8104601 | no | no |  |  | no |  |  | 0 | 0 | 0 | 0
oh_line_8104601_200835092 |  | ABCN | node_8104601_200835093 | node_8104601_200835092 | 303.758 | bal_3P_477AL_4/0AA(N) | 8104601 | no | no |  |  | no |  |  | 0 | 0 | 0 | 0
oh_line_8104601_200835093 |  | ABCN | node_8104601_200835096 | node_8104601_200835093 | 303.714 | bal_3P_477AL_4/0AA(N) | 8104601 | no | no |  |  | no |  |  | 0 | 0 | 0 | 0
oh_line_8104601_200835094 |  | ABCN | node_8104601_200835093 | node_8104601_200835094 | 191.464 | bal_3P_1/0AA_1/0AA(N) | 8104601 | no | no |  |  | no |  |  | 0 | 0 | 0 | 0
oh_line_8104601_200835095 |  | ABCN | node_8104601_200835094 | node_8104601_200835095 | 196.811 | bal_3P_1/0AA_1/0AA(N) | 8104601 | no | no |  |  | no |  |  | 0 | 0 | 0 | 0
oh_line_8104601_200835096 |  | ABCN | node_8104601_200835102 | node_intto1_8104601_200835096 | 155.743 | bal_3P_477AL_4/0AA(N) | 8104601 | no | no |  |  | no |  |  | 0 | 0 | 0 | 0
oh_line_8104601_200835098 |  | AN | node_8104601_200835096 | node_intto1_8104601_200835098 | 455.579 | bal_1P_2AC_2AC(N) | 8104601 | no | no |  |  | no |  |  | 0 | 0 | 0 | 0
oh_line_8104601_200835099 |  | AN | node_8104601_200835098 | node_8104601_200835099 | 393.208 | bal_1P_2AC_2AC(N) | 8104601 | no | no |  |  | no |  |  | 0 | 0 | 0 | 0
oh_line_8104601_200835100 |  | AN | node_8104601_200835099 | node_8104601_200835100 | 164.405 | bal_1P_1/0AA_1/0AA(N) | 8104601 | no | no |  |  | no |  |  | 0 | 0 | 0 | 0
oh_line_8104601_200835101 |  | AN | node_8104601_200835100 | node_8104601_200835101 | 202.645 | bal_1P_1/0AA_1/0AA(N) | 8104601 | no | no |  |  | no |  |  | 0 | 0 | 0 | 0
oh_line_8104601_200835102 |  | ABCN | node_8104601_200835104 | node_8104601_200835102 | 258.54 | bal_3P_477AL_4/0AA(N) | 8104601 | no | no |  |  | no |  |  | 0 | 0 | 0 | 0
oh_line_8104601_200835104 |  | ABCN | node_8104601_200835106 | node_8104601_200835104 | 218.623 | bal_3P_477AL_4/0AA(N) | 8104601 | no | no |  |  | no |  |  | 0 | 0 | 0 | 0
oh_line_8104601_200835106 |  | ABCN | node_8104601_200835107 | node_8104601_200835106 | 133.714 | bal_3P_477AL_4/0AA(N) | 8104601 | no | no |  |  | no |  |  | 0 | 0 | 0 | 0
oh_line_8104601_200835107 |  | ABCN | node_8104601_200835108 | node_8104601_200835107 | 195.086 | bal_3P_477AL_4/0AC(N) | 8104601 | no | no |  |  | no |  |  | 0 | 0 | 0 | 0
oh_line_8104601_200835108 |  | ABCN | node_8104601_200835109 | node_8104601_200835108 | 209.553 | bal_3P_477AL_4/0AA(N) | 8104601 | no | no |  |  | no |  |  | 0 | 0 | 0 | 0
oh_line_8104601_200835109-1 |  | ABCN | node_8104601_312122380 | node_intto1_312126434 | 4.495 | bal_3P_477AL_4/0AA(N) | 8104601 | no | no |  |  | no |  |  | 0 | 0 | 0 | 0
oh_line_8104601_200835109-2 |  | ABCN | node_312126434 | node_intto1_312126435 | 4.783 | bal_3P_477AL_4/0AA(N) | 8104601 | no | no |  |  | no |  |  | 0 | 0 | 0 | 0
oh_line_8104601_200835109-3 |  | ABCN | node_312126435 | node_intto1_422AX6-312126438 | 5.164 | bal_3P_477AL_4/0AA(N) | 8104601 | no | no |  |  | no |  |  | 0 | 0 | 0 | 0
oh_line_8104601_200835109-4 |  | ABCN | node_422AX6-312126438 | node_8104601_200835109 | 123.743 | bal_3P_477AL_4/0AA(N) | 8104601 | no | no |  |  | no |  |  | 0 | 0 | 0 | 0
oh_line_8104601_200835110 |  | ABCN | node_8104601_201010417 | node_8104601_200835110 | 76.655 | bal_3P_477AL_4/0AC(N) | 8104601 | no | no |  |  | no |  |  | 0 | 0 | 0 | 0
oh_line_8104601_200835114 |  | ABCN | node_8104601_200835115 | node_8104601_200835114 | 104.46 | bal_3P_477AL_4/0AC(N) | 8104601 | no | no |  |  | no |  |  | 0 | 0 | 0 | 0
oh_line_8104601_200835115 |  | ABCN | node_8104601_200835116 | node_8104601_200835115 | 343.248 | bal_3P_477AL_4/0AC(N) | 8104601 | no | no |  |  | no |  |  | 0 | 0 | 0 | 0
oh_line_8104601_200835116 |  | ABCN | node_8104601_200835117 | node_8104601_200835116 | 226.606 | bal_3P_477AL_4/0AC(N) | 8104601 | no | no |  |  | no |  |  | 0 | 0 | 0 | 0
oh_line_8104601_200835117 |  | ABCN | node_8104601_200835120 | node_8104601_200835117 | 66.475 | bal_3P_477AL_4/0AC(N) | 8104601 | no | no |  |  | no |  |  | 0 | 0 | 0 | 0
oh_line_8104601_200835118 |  | AN | node_8104601_200835117 | node_8104601_200835118 | 213.8 | bal_1P_1/0AA_1/0AA(N) | 8104601 | no | no |  |  | no |  |  | 0 | 0 | 0 | 0
oh_line_8104601_200835119 |  | AN | node_8104601_200835118 | node_8104601_200835119 | 281.735 | bal_1P_1/0AA_1/0AA(N) | 8104601 | no | no |  |  | no |  |  | 0 | 0 | 0 | 0
oh_line_8104601_200835120 |  | ABCN | node_8104601_200835122 | node_8104601_200835120 | 272.259 | bal_3P_477AL_4/0AC(N) | 8104601 | no | no |  |  | no |  |  | 0 | 0 | 0 | 0
oh_line_8104601_200835122 |  | ABCN | node_8104601_200835124 | node_8104601_200835122 | 310.165 | bal_3P_477AL_4/0AC(N) | 8104601 | no | no |  |  | no |  |  | 0 | 0 | 0 | 0
oh_line_8104601_200835124 |  | ABCN | node_8104601_200835126 | node_8104601_200835124 | 188.942 | bal_3P_477AL_4/0AC(N) | 8104601 | no | no |  |  | no |  |  | 0 | 0 | 0 | 0
oh_line_8104601_200835126 |  | ABCN | node_8104601_200835127 | node_8104601_200835126 | 103.933 | bal_3P_477AL_4/0AC(N) | 8104601 | no | no |  |  | no |  |  | 0 | 0 | 0 | 0
oh_line_8104601_200835127 |  | ABCN | node_8104601_200835130 | node_8104601_200835127 | 300.327 | bal_3P_477AL_4/0AC(N) | 8104601 | no | no |  |  | no |  |  | 0 | 0 | 0 | 0
oh_line_8104601_200835129 |  | AN | node_8104601_200835127 | node_8104601_200835129 | 256.187 | bal_1P_1/0AC_1/0AC(N) | 8104601 | no | no |  |  | no |  |  | 0 | 0 | 0 | 0
oh_line_8104601_200835130 |  | ABCN | node_8104601_200835131 | node_8104601_200835130 | 302.422 | bal_3P_477AL_4/0AC(N) | 8104601 | no | no |  |  | no |  |  | 0 | 0 | 0 | 0
oh_line_8104601_200835131 |  | ABCN | node_8104601_200835132 | node_8104601_200835131 | 274.339 | bal_3P_477AL_4/0AC(N) | 8104601 | no | no |  |  | no |  |  | 0 | 0 | 0 | 0
oh_line_8104601_200835132 |  | ABCN | node_8104601_200835134 | node_8104601_200835132 | 227.325 | bal_3P_477AL_4/0AC(N) | 8104601 | no | no |  |  | no |  |  | 0 | 0 | 0 | 0
oh_line_8104601_200835134 |  | ABCN | node_8104601_200835138 | node_8104601_200835134 | 226.613 | bal_3P_477AL_4/0AC(N) | 8104601 | no | no |  |  | no |  |  | 0 | 0 | 0 | 0
oh_line_8104601_200835138 |  | ABCN | node_8104601_200835140 | node_intto1_8104601_200835138 | 232.064 | bal_3P_477AL_4/0AC(N) | 8104601 | no | no |  |  | no |  |  | 0 | 0 | 0 | 0
oh_line_8104601_200835139 |  | AD | node_8104601_311913699 | node_8104601_200835139 | 161.555 | bal_1P_2AC | 8104601 | no | no |  |  | no |  |  | 0 | 0 | 0 | 0
oh_line_8104601_200835140 |  | ABCN | node_8104601_200835141 | node_8104601_200835140 | 96.125 | bal_3P_477AL_4/0AC(N) | 8104601 | no | no |  |  | no |  |  | 0 | 0 | 0 | 0
oh_line_8104601_200835141 |  | ABCN | node_8104601_200835142 | node_8104601_200835141 | 208.123 | bal_3P_477AL_4/0AC(N) | 8104601 | no | no |  |  | no |  |  | 0 | 0 | 0 | 0
oh_line_8104601_200835142 |  | ABCN | node_8104601_200835146 | node_8104601_200835142 | 112.576 | bal_3P_477AL_4/0AC(N) | 8104601 | no | no |  |  | no |  |  | 0 | 0 | 0 | 0
oh_line_8104601_200835143 |  | AN | node_8104601_200835142 | node_intto1_8104601_200835143 | 243.864 | bal_1P_1/0AA_1/0AA(N) | 8104601 | no | no |  |  | no |  |  | 0 | 0 | 0 | 0
oh_line_8104601_200835144 |  | AN | node_8104601_200835143 | node_8104601_200835144 | 296.206 | bal_1P_1/0AA_1/0AA(N) | 8104601 | no | no |  |  | no |  |  | 0 | 0 | 0 | 0
oh_line_8104601_200835145 |  | AN | node_8104601_200835144 | node_8104601_200835145 | 293.047 | bal_1P_1/0AA_1/0AA(N) | 8104601 | no | no |  |  | no |  |  | 0 | 0 | 0 | 0
oh_line_8104601_200835146 |  | ABCN | node_8104601_200835147 | node_8104601_200835146 | 144.469 | bal_3P_477AL_4/0AC(N) | 8104601 | no | no |  |  | no |  |  | 0 | 0 | 0 | 0
oh_line_8104601_200835147 |  | ABCN | node_8104601_200835148 | node_8104601_200835147 | 252.989 | bal_3P_477AL_4/0AC(N) | 8104601 | no | no |  |  | no |  |  | 0 | 0 | 0 | 0
oh_line_8104601_200835148 |  | ABCN | node_8104601_200834084 | node_8104601_200835148 | 209.446 | bal_3P_477AL_4/0AC(N) | 8104601 | no | no |  |  | no |  |  | 0 | 0 | 0 | 0
oh_line_8104601_200835150 |  | AN | node_8104601_200835148 | node_8104601_200835150 | 127.082 | bal_1P_2AC_4/0AL(N) | 8104601 | no | no |  |  | no |  |  | 0 | 0 | 0 | 0
oh_line_8104601_200835151-1 |  | ABCN | node_220465194 | node_8104601_200835151 | 21.407 | bal_3P_477AL_4/0AC(N) | 8104601 | no | no |  |  | no |  |  | 0 | 0 | 0 | 0
oh_line_8104601_200835151-2 |  | ABCN | node_220388451 | node_intto1_220465194 | 14.025 | bal_3P_477AL_4/0AC(N) | 8104601 | no | no |  |  | no |  |  | 0 | 0 | 0 | 0
oh_line_8104601_200835151-3 |  | ABCN | node_8104601_200835148 | node_intto1_220388451 | 178.416 | bal_3P_477AL_4/0AC(N) | 8104601 | no | no |  |  | no |  |  | 0 | 0 | 0 | 0
oh_line_8104601_200835152 |  | ABN | node_8104601_200835151 | node_8104601_200835152 | 232.815 | bal_2P_2AC_2AC(N) | 8104601 | no | no |  |  | no |  |  | 0 | 0 | 0 | 0
oh_line_8104601_200835154 |  | ABN | node_8104601_200835152 | node_intto1_8104601_200835154 | 116.68 | bal_2P_2AC_2AC(N) | 8104601 | no | no |  |  | no |  |  | 0 | 0 | 0 | 0
oh_line_8104601_200835156 |  | AD | node_8104601_200835154 | node_8104601_200835156 | 360.76 | bal_1P_1/0AA | 8104601 | no | no |  |  | no |  |  | 0 | 0 | 0 | 0
oh_line_8104601_200835157-1 |  | ABN | node_1417938_302_15327627_23 | node_8104601_200835157 | 4.917 | bal_2P_2AC_2AC(N) | 8104601 | no | no |  |  | no |  |  | 0 | 0 | 0 | 0
oh_line_8104601_200835157-2 |  | ABN | node_8104601_200835154 | node_1417938_302_15327627_23 | 228.786 | bal_2P_2AC_2AC(N) | 8104601 | no | no |  |  | no |  |  | 0 | 0 | 0 | 0
oh_line_8104601_200835158 |  | ABN | node_8104601_200835157 | node_8104601_200835158 | 349.004 | bal_2P_2AC_2AC(N) | 8104601 | no | no |  |  | no |  |  | 0 | 0 | 0 | 0
oh_line_8104601_200835160 |  | ABN | node_8104601_200835158 | node_8104601_200835160 | 240.842 | bal_2P_2AC_2AC(N) | 8104601 | no | no |  |  | no |  |  | 0 | 0 | 0 | 0
oh_line_8104601_200835163 |  | AD | node_8104601_200835160 | node_8104601_200835163 | 277.835 | bal_1P_2AC | 8104601 | no | no |  |  | no |  |  | 0 | 0 | 0 | 0
oh_line_8104601_200835164 |  | AD | node_8104601_200835163 | node_8104601_200835164 | 283.958 | bal_1P_2AC | 8104601 | no | no |  |  | no |  |  | 0 | 0 | 0 | 0
oh_line_8104601_200835165 |  | AD | node_8104601_200835164 | node_intto1_8104601_200835165 | 67.492 | bal_1P_2AC | 8104601 | no | no |  |  | no |  |  | 0 | 0 | 0 | 0
oh_line_8104601_200835166 |  | AD | node_8104601_200835165 | node_8104601_200835166 | 98.238 | bal_1P_2AC | 8104601 | no | no |  |  | no |  |  | 0 | 0 | 0 | 0
oh_line_8104601_200835167 |  | AD | node_8104601_200835166 | node_8104601_200835167 | 310.962 | bal_1P_2AC | 8104601 | no | no |  |  | no |  |  | 0 | 0 | 0 | 0
oh_line_8104601_200835168 |  | AD | node_8104601_200835167 | node_8104601_200835168 | 244.308 | bal_1P_2AC | 8104601 | no | no |  |  | no |  |  | 0 | 0 | 0 | 0
oh_line_8104601_200835169 |  | AD | node_8104601_200835164 | node_8104601_200835169 | 417.881 | bal_1P_2AC | 8104601 | no | no |  |  | no |  |  | 0 | 0 | 0 | 0
oh_line_8104601_200835170 |  | AD | node_8104601_200835169 | node_8104601_200835170 | 410.513 | bal_1P_2AC | 8104601 | no | no |  |  | no |  |  | 0 | 0 | 0 | 0
oh_line_8104601_200835171 |  | AD | node_8104601_200835170 | node_8104601_200835171 | 419.499 | bal_1P_2AC | 8104601 | no | no |  |  | no |  |  | 0 | 0 | 0 | 0
oh_line_8104601_200835172 |  | AD | node_8104601_200835171 | node_8104601_200835172 | 227.21 | bal_1P_2AC | 8104601 | no | no |  |  | no |  |  | 0 | 0 | 0 | 0
oh_line_8104601_200835173 |  | AD | node_8104601_200835172 | node_8104601_200835173 | 255.205 | bal_1P_2AC | 8104601 | no | no |  |  | no |  |  | 0 | 0 | 0 | 0
oh_line_8104601_200835174 |  | AD | node_8104601_200835173 | node_8104601_200835174 | 184.38 | bal_1P_1/0AA | 8104601 | no | no |  |  | no |  |  | 0 | 0 | 0 | 0
oh_line_8104601_200835175 |  | AD | node_8104601_200835173 | node_8104601_200835175 | 304.301 | bal_1P_2AC | 8104601 | no | no |  |  | no |  |  | 0 | 0 | 0 | 0
oh_line_8104601_200835176 |  | AD | node_8104601_200835175 | node_8104601_200835176 | 136.055 | bal_1P_1/0AC | 8104601 | no | no |  |  | no |  |  | 0 | 0 | 0 | 0
oh_line_8104601_200835177 |  | AD | node_8104601_200835175 | node_intto1_8104601_200835177 | 401.823 | bal_1P_2AC | 8104601 | no | no |  |  | no |  |  | 0 | 0 | 0 | 0
oh_line_8104601_200835178 |  | AD | node_8104601_200835177 | node_8104601_200835178 | 100.714 | bal_1P_2AC | 8104601 | no | no |  |  | no |  |  | 0 | 0 | 0 | 0
oh_line_8104601_200835179 |  | AD | node_8104601_200835178 | node_8104601_200835179 | 76.835 | bal_1P_2AC | 8104601 | no | no |  |  | no |  |  | 0 | 0 | 0 | 0
oh_line_8104601_200835180 |  | AD | node_8104601_200835179 | node_8104601_200835180 | 141.751 | bal_1P_2AC | 8104601 | no | no |  |  | no |  |  | 0 | 0 | 0 | 0
oh_line_8104601_200835181 |  | AD | node_8104601_200835177 | node_8104601_200835181 | 248.202 | bal_1P_8DCW | 8104601 | no | no |  |  | no |  |  | 0 | 0 | 0 | 0
oh_line_8104601_200835183 |  | AD | node_8104601_200835181 | node_intto1_8104601_200835183 | 170.254 | bal_1P_8DCW | 8104601 | no | no |  |  | no |  |  | 0 | 0 | 0 | 0
oh_line_8104601_200835184 |  | AD | node_8104601_200835183 | node_8104601_200835184 | 190.438 | bal_1P_8DCW | 8104601 | no | no |  |  | no |  |  | 0 | 0 | 0 | 0
oh_line_8104601_200835185 |  | AD | node_8104601_200835184 | node_8104601_200835185 | 109.959 | bal_1P_8DCW | 8104601 | no | no |  |  | no |  |  | 0 | 0 | 0 | 0
oh_line_8104601_200835186 |  | AD | node_8104601_200835185 | node_8104601_200835186 | 177.754 | bal_1P_8DCW | 8104601 | no | no |  |  | no |  |  | 0 | 0 | 0 | 0
oh_line_8104601_200835187 |  | AD | node_8104601_200835186 | node_8104601_200835187 | 178.305 | bal_1P_8DCW | 8104601 | no | no |  |  | no |  |  | 0 | 0 | 0 | 0
oh_line_8104601_200835188 |  | AD | node_8104601_200835187 | node_8104601_200835188 | 204.811 | bal_1P_8DCW | 8104601 | no | no |  |  | no |  |  | 0 | 0 | 0 | 0
oh_line_8104601_200835190 |  | AD | node_8104601_200835188 | node_8104601_200835190 | 594.125 | bal_1P_8DCW | 8104601 | no | no |  |  | no |  |  | 0 | 0 | 0 | 0
oh_line_8104601_200835191 |  | AD | node_8104601_200835190 | node_8104601_200835191 | 235.582 | bal_1P_2AC | 8104601 | no | no |  |  | no |  |  | 0 | 0 | 0 | 0
oh_line_8104601_200835194 |  | AD | node_8104601_201027916 | node_8104601_200835194 | 299.256 | bal_1P_2AC | 8104601 | no | no |  |  | no |  |  | 0 | 0 | 0 | 0
oh_line_8104601_200835195 |  | AD | node_8104601_200835190 | node_8104601_200835195 | 254.367 | bal_1P_2AC | 8104601 | no | no |  |  | no |  |  | 0 | 0 | 0 | 0
oh_line_8104601_200835197 |  | AN | node_8104601_200835206 | node_8104601_200835197 | 342.634 | bal_1P_1/0AA_1/0AA(N) | 8104601 | no | no |  |  | no |  |  | 0 | 0 | 0 | 0
oh_line_8104601_200835198 |  | AN | node_8104601_200835197 | node_8104601_200835198 | 290.36 | bal_1P_1/0AA_1/0AA(N) | 8104601 | no | no |  |  | no |  |  | 0 | 0 | 0 | 0
oh_line_8104601_200835199 |  | AN | node_8104601_200835036 | node_intto1_8104601_200835199 | 126.495 | bal_1P_1/0AA_1/0AA(N) | 8104601 | no | no |  |  | no |  |  | 0 | 0 | 0 | 0
oh_line_8104601_200835201 |  | AN | node_8104601_200835199 | node_8104601_200835201 | 137.437 | bal_1P_1/0AA_1/0AA(N) | 8104601 | no | no |  |  | no |  |  | 0 | 0 | 0 | 0
oh_line_8104601_200835202 |  | AN | node_8104601_200835201 | node_8104601_200835202 | 312.003 | bal_1P_1/0AA_1/0AA(N) | 8104601 | no | no |  |  | no |  |  | 0 | 0 | 0 | 0
oh_line_8104601_200835205 |  | AN | node_8104601_200835202 | node_8104601_200835205 | 273.183 | bal_1P_1/0AA_1/0AA(N) | 8104601 | no | no |  |  | no |  |  | 0 | 0 | 0 | 0
oh_line_8104601_200835206 |  | AN | node_8104601_200835205 | node_8104601_200835206 | 301.367 | bal_1P_1/0AA_1/0AA(N) | 8104601 | no | no |  |  | no |  |  | 0 | 0 | 0 | 0
oh_line_8104601_200835207 |  | AN | node_8104601_200835198 | node_8104601_200835207 | 303.133 | bal_1P_1/0AA_1/0AA(N) | 8104601 | no | no |  |  | no |  |  | 0 | 0 | 0 | 0
oh_line_8104601_200835208 |  | AN | node_8104601_200835207 | node_8104601_200835208 | 272.655 | bal_1P_1/0AA_1/0AA(N) | 8104601 | no | no |  |  | no |  |  | 0 | 0 | 0 | 0
oh_line_8104601_200835209 |  | AD | node_8104601_200835240 | node_8104601_200835209 | 292.171 | bal_1P_1/0AA | 8104601 | no | no |  |  | no |  |  | 0 | 0 | 0 | 0
oh_line_8104601_200835210 |  | AD | node_8104601_200835211 | node_8104601_200835210 | 187.773 | bal_1P_2AC | 8104601 | no | no |  |  | no |  |  | 0 | 0 | 0 | 0
oh_line_8104601_200835211 |  | AD | node_8104601_200835212 | node_8104601_200835211 | 202.405 | bal_1P_2AC | 8104601 | no | no |  |  | no |  |  | 0 | 0 | 0 | 0
oh_line_8104601_200835212 |  | AD | node_8104601_200835216 | node_8104601_200835212 | 235.498 | bal_1P_2AC | 8104601 | no | no |  |  | no |  |  | 0 | 0 | 0 | 0
oh_line_8104601_200835213 |  | AD | node_8104601_200835212 | node_intto1_8104601_200835213 | 314.646 | bal_1P_1/0AA | 8104601 | no | no |  |  | no |  |  | 0 | 0 | 0 | 0
oh_line_8104601_200835214 |  | AD | node_8104601_200835213 | node_8104601_200835214 | 314.851 | bal_1P_1/0AA | 8104601 | no | no |  |  | no |  |  | 0 | 0 | 0 | 0
oh_line_8104601_200835215 |  | AD | node_8104601_200835212 | node_8104601_200835215 | 191.544 | bal_1P_1/0AA | 8104601 | no | no |  |  | no |  |  | 0 | 0 | 0 | 0
oh_line_8104601_200835216 |  | AD | node_8104601_200835217 | node_8104601_200835216 | 301.072 | bal_1P_2AC | 8104601 | no | no |  |  | no |  |  | 0 | 0 | 0 | 0
oh_line_8104601_200835217 |  | AD | node_8104601_200835218 | node_8104601_200835217 | 72.77 | bal_1P_2AC | 8104601 | no | no |  |  | no |  |  | 0 | 0 | 0 | 0
oh_line_8104601_200835218 |  | AD | node_8104601_200835219 | node_8104601_200835218 | 216.005 | bal_1P_2AC | 8104601 | no | no |  |  | no |  |  | 0 | 0 | 0 | 0
oh_line_8104601_200835219 |  | AD | node_8104601_200835220 | node_8104601_200835219 | 94.296 | bal_1P_2AC | 8104601 | no | no |  |  | no |  |  | 0 | 0 | 0 | 0
oh_line_8104601_200835220 |  | AD | node_8104601_200835221 | node_8104601_200835220 | 183.521 | bal_1P_1/0AA | 8104601 | no | no |  |  | no |  |  | 0 | 0 | 0 | 0
oh_line_8104601_200835221 |  | AD | node_8104601_200835222 | node_8104601_200835221 | 198.487 | bal_1P_1/0AA | 8104601 | no | no |  |  | no |  |  | 0 | 0 | 0 | 0
oh_line_8104601_200835222 |  | AD | node_8104601_200835223 | node_8104601_200835222 | 308.694 | bal_1P_1/0AA | 8104601 | no | no |  |  | no |  |  | 0 | 0 | 0 | 0
oh_line_8104601_200835223 |  | AD | node_8104601_200835225 | node_8104601_200835223 | 369.46 | bal_1P_1/0AA | 8104601 | no | no |  |  | no |  |  | 0 | 0 | 0 | 0
oh_line_8104601_200835225 |  | AD | node_8104601_200835226 | node_8104601_200835225 | 347.275 | bal_1P_1/0AA | 8104601 | no | no |  |  | no |  |  | 0 | 0 | 0 | 0
oh_line_8104601_200835226 |  | AD | node_8104601_200835228 | node_8104601_200835226 | 390.042 | bal_1P_1/0AA | 8104601 | no | no |  |  | no |  |  | 0 | 0 | 0 | 0
oh_line_8104601_200835228 |  | AD | node_8104601_200835229 | node_8104601_200835228 | 252.256 | bal_1P_1/0AA | 8104601 | no | no |  |  | no |  |  | 0 | 0 | 0 | 0
oh_line_8104601_200835229 |  | AD | node_8104601_200835232 | node_8104601_200835229 | 310.113 | bal_1P_2AC | 8104601 | no | no |  |  | no |  |  | 0 | 0 | 0 | 0
oh_line_8104601_200835231 |  | AD | node_8104601_200835251 | node_8104601_200835231 | 357.198 | bal_1P_2AC | 8104601 | no | no |  |  | no |  |  | 0 | 0 | 0 | 0
oh_line_8104601_200835232 |  | AD | node_8104601_200835234 | node_8104601_200835232 | 291.26 | bal_1P_1/0AA | 8104601 | no | no |  |  | no |  |  | 0 | 0 | 0 | 0
oh_line_8104601_200835233 |  | AD | node_8104601_200835235 | node_8104601_200835233 | 325.895 | bal_1P_1/0AA | 8104601 | no | no |  |  | no |  |  | 0 | 0 | 0 | 0
oh_line_8104601_200835234 |  | AD | node_8104601_200835236 | node_8104601_200835234 | 348.218 | bal_1P_1/0AA | 8104601 | no | no |  |  | no |  |  | 0 | 0 | 0 | 0
oh_line_8104601_200835235 |  | AD | node_8104601_200835234 | node_8104601_200835235 | 103.297 | bal_1P_1/0AA | 8104601 | no | no |  |  | no |  |  | 0 | 0 | 0 | 0
oh_line_8104601_200835236 |  | AD | node_8104601_200835237 | node_intto1_8104601_200835236 | 309.78 | bal_1P_1/0AA | 8104601 | no | no |  |  | no |  |  | 0 | 0 | 0 | 0
oh_line_8104601_200835237 |  | AD | node_8104601_200835241 | node_8104601_200835237 | 334.908 | bal_1P_2AC | 8104601 | no | no |  |  | no |  |  | 0 | 0 | 0 | 0
oh_line_8104601_200835238 |  | AD | node_8104601_200835237 | node_intto1_8104601_200835238 | 336.127 | bal_1P_1/0AA | 8104601 | no | no |  |  | no |  |  | 0 | 0 | 0 | 0
oh_line_8104601_200835239 |  | AD | node_8104601_200835238 | node_8104601_200835239 | 305.342 | bal_1P_1/0AA | 8104601 | no | no |  |  | no |  |  | 0 | 0 | 0 | 0
oh_line_8104601_200835240 |  | AD | node_8104601_200835239 | node_8104601_200835240 | 53.002 | bal_1P_1/0AA | 8104601 | no | no |  |  | no |  |  | 0 | 0 | 0 | 0
oh_line_8104601_200835241 |  | AD | node_8104601_200835242 | node_8104601_200835241 | 329.267 | bal_1P_2AC | 8104601 | no | no |  |  | no |  |  | 0 | 0 | 0 | 0
oh_line_8104601_200835242 |  | AD | node_8104601_200835244 | node_8104601_200835242 | 323.462 | bal_1P_2AC | 8104601 | no | no |  |  | no |  |  | 0 | 0 | 0 | 0
oh_line_8104601_200835244 |  | AD | node_8104601_200835245 | node_8104601_200835244 | 310.703 | bal_1P_2AC | 8104601 | no | no |  |  | no |  |  | 0 | 0 | 0 | 0
oh_line_8104601_200835245 |  | AD | node_8104601_200835246 | node_8104601_200835245 | 203.135 | bal_1P_2AC | 8104601 | no | no |  |  | no |  |  | 0 | 0 | 0 | 0
oh_line_8104601_200835246 |  | AD | node_8104601_200835247 | node_8104601_200835246 | 152.554 | bal_1P_2AC | 8104601 | no | no |  |  | no |  |  | 0 | 0 | 0 | 0
oh_line_8104601_200835247 |  | AD | node_8104601_200835248 | node_8104601_200835247 | 339.611 | bal_1P_2AC | 8104601 | no | no |  |  | no |  |  | 0 | 0 | 0 | 0
oh_line_8104601_200835248 |  | AD | node_8104601_200835249 | node_8104601_200835248 | 303.753 | bal_1P_2AC | 8104601 | no | no |  |  | no |  |  | 0 | 0 | 0 | 0
oh_line_8104601_200835249 |  | AD | node_8104601_200835252 | node_8104601_200835249 | 258.049 | bal_1P_1/0AC | 8104601 | no | no |  |  | no |  |  | 0 | 0 | 0 | 0
oh_line_8104601_200835250 |  | AD | node_8104601_200835249 | node_8104601_200835250 | 137.283 | bal_1P_1/0AA | 8104601 | no | no |  |  | no |  |  | 0 | 0 | 0 | 0
oh_line_8104601_200835251 |  | AD | node_8104601_200835272 | node_8104601_200835251 | 545.108 | bal_1P_2AC | 8104601 | no | no |  |  | no |  |  | 0 | 0 | 0 | 0
oh_line_8104601_200835252 |  | AD | node_8104601_200835254 | node_8104601_200835252 | 207.887 | bal_1P_1/0AC | 8104601 | no | no |  |  | no |  |  | 0 | 0 | 0 | 0
oh_line_8104601_200835254 |  | AD | node_8104601_200835258 | node_8104601_200835254 | 218.054 | bal_1P_1/0AC | 8104601 | no | no |  |  | no |  |  | 0 | 0 | 0 | 0
oh_line_8104601_200835255 |  | AD | node_8104601_200835254 | node_8104601_200835255 | 203.268 | bal_1P_1/0AC | 8104601 | no | no |  |  | no |  |  | 0 | 0 | 0 | 0
oh_line_8104601_200835256 |  | AD | node_8104601_200835255 | node_8104601_200835256 | 219.527 | bal_1P_1/0AC | 8104601 | no | no |  |  | no |  |  | 0 | 0 | 0 | 0
oh_line_8104601_200835258 |  | AD | node_8104601_200835259 | node_8104601_200835258 | 180.246 | bal_1P_1/0AC | 8104601 | no | no |  |  | no |  |  | 0 | 0 | 0 | 0
oh_line_8104601_200835259 |  | AD | node_8104601_200835261 | node_8104601_200835259 | 331.122 | bal_1P_1/0AC | 8104601 | no | no |  |  | no |  |  | 0 | 0 | 0 | 0
oh_line_8104601_200835261 |  | AD | node_8104601_200835265 | node_8104601_200835261 | 249.23 | bal_1P_1/0AC | 8104601 | no | no |  |  | no |  |  | 0 | 0 | 0 | 0
oh_line_8104601_200835265 |  | AD | node_8104601_200835266 | node_8104601_200835265 | 100.927 | bal_1P_1/0AC | 8104601 | no | no |  |  | no |  |  | 0 | 0 | 0 | 0
oh_line_8104601_200835266 |  | AD | node_8104601_200835267 | node_8104601_200835266 | 180.545 | bal_1P_1/0AC | 8104601 | no | no |  |  | no |  |  | 0 | 0 | 0 | 0
oh_line_8104601_200835267 |  | AD | node_8104601_200835270 | node_8104601_200835267 | 157.662 | bal_1P_1/0AC | 8104601 | no | no |  |  | no |  |  | 0 | 0 | 0 | 0
oh_line_8104601_200835268 |  | AD | node_8104601_200835267 | node_8104601_200835268 | 121.002 | bal_1P_2AC | 8104601 | no | no |  |  | no |  |  | 0 | 0 | 0 | 0
oh_line_8104601_200835269 |  | AD | node_8104601_200835268 | node_8104601_200835269 | 99.088 | bal_1P_2AC | 8104601 | no | no |  |  | no |  |  | 0 | 0 | 0 | 0
oh_line_8104601_200835270 |  | AD | node_8104601_200835271 | node_8104601_200835270 | 186.322 | bal_1P_1/0AA | 8104601 | no | no |  |  | no |  |  | 0 | 0 | 0 | 0
oh_line_8104601_200835271 |  | AD | node_8104601_200835274 | node_8104601_200835271 | 191.439 | bal_1P_1/0AA | 8104601 | no | no |  |  | no |  |  | 0 | 0 | 0 | 0
oh_line_8104601_200835272 |  | AD | node_8104601_200835291 | node_8104601_200835272 | 409.854 | bal_1P_2AC | 8104601 | no | no |  |  | no |  |  | 0 | 0 | 0 | 0
oh_line_8104601_200835274 |  | AD | node_8104601_200835275 | node_8104601_200835274 | 262.08 | bal_1P_1/0AA | 8104601 | no | no |  |  | no |  |  | 0 | 0 | 0 | 0
oh_line_8104601_200835275 |  | AD | node_8104601_200835278 | node_8104601_200835275 | 205.434 | bal_1P_1/0AA | 8104601 | no | no |  |  | no |  |  | 0 | 0 | 0 | 0
oh_line_8104601_200835277 |  | AD | node_8104601_200835275 | node_8104601_200835277 | 317.812 | bal_1P_1/0AA | 8104601 | no | no |  |  | no |  |  | 0 | 0 | 0 | 0
oh_line_8104601_200835278 |  | AD | node_8104601_200835280 | node_8104601_200835278 | 220.548 | bal_1P_1/0AC | 8104601 | no | no |  |  | no |  |  | 0 | 0 | 0 | 0
oh_line_8104601_200835280 |  | AD | node_8104601_200835282 | node_8104601_200835280 | 405.939 | bal_1P_1/0AC | 8104601 | no | no |  |  | no |  |  | 0 | 0 | 0 | 0
oh_line_8104601_200835282 |  | AD | node_8104601_200835285 | node_8104601_200835282 | 396.123 | bal_1P_1/0AC | 8104601 | no | no |  |  | no |  |  | 0 | 0 | 0 | 0
oh_line_8104601_200835285 |  | AD | node_8104601_200835286 | node_8104601_200835285 | 166.729 | bal_1P_1/0AC | 8104601 | no | no |  |  | no |  |  | 0 | 0 | 0 | 0
oh_line_8104601_200835286 |  | AD | node_8104601_200835287 | node_8104601_200835286 | 231.17 | bal_1P_1/0AC | 8104601 | no | no |  |  | no |  |  | 0 | 0 | 0 | 0
oh_line_8104601_200835287 |  | AD | node_8104601_200835289 | node_8104601_200835287 | 141.53 | bal_1P_1/0AC | 8104601 | no | no |  |  | no |  |  | 0 | 0 | 0 | 0
oh_line_8104601_200835289 |  | AD | node_8104601_200835290 | node_intto1_8104601_200835289 | 253.329 | bal_1P_1/0AC | 8104601 | no | no |  |  | no |  |  | 0 | 0 | 0 | 0
oh_line_8104601_200835290 |  | AD | node_8104601_311913691 | node_8104601_200835290 | 210.924 | bal_1P_1/0AA | 8104601 | no | no |  |  | no |  |  | 0 | 0 | 0 | 0
oh_line_8104601_200835291 |  | AD | node_8104601_200835293 | node_8104601_200835291 | 211.438 | bal_1P_2AC | 8104601 | no | no |  |  | no |  |  | 0 | 0 | 0 | 0
oh_line_8104601_200835293 |  | AD | node_8104601_200835294 | node_8104601_200835293 | 253.696 | bal_1P_2AC | 8104601 | no | no |  |  | no |  |  | 0 | 0 | 0 | 0
oh_line_8104601_200835294 |  | AD | node_8104601_200835295 | node_8104601_200835294 | 334.373 | bal_1P_2AC | 8104601 | no | no |  |  | no |  |  | 0 | 0 | 0 | 0
oh_line_8104601_200835295 |  | AD | node_8104601_200835296 | node_8104601_200835295 | 272.313 | bal_1P_2AC | 8104601 | no | no |  |  | no |  |  | 0 | 0 | 0 | 0
oh_line_8104601_200835296 |  | AD | node_8104601_200835210 | node_8104601_200835296 | 212.846 | bal_1P_2AC | 8104601 | no | no |  |  | no |  |  | 0 | 0 | 0 | 0
oh_line_8104601_200835298 |  | ABN | node_8104601_200877901 | node_8104601_200835298 | 111.533 | bal_2P_477AL_4/0AC(N) | 8104601 | no | no |  |  | no |  |  | 0 | 0 | 0 | 0
oh_line_8104601_200835299 |  | ABN | node_8104601_200835298 | node_8104601_200835299 | 212.818 | bal_2P_477AL_4/0AC(N) | 8104601 | no | no |  |  | no |  |  | 0 | 0 | 0 | 0
oh_line_8104601_200835301 |  | AD | node_8104601_200878154 | node_8104601_200835301 | 344.467 | bal_1P_2AC | 8104601 | no | no |  |  | no |  |  | 0 | 0 | 0 | 0
oh_line_8104601_200835302 |  | AD | node_8104601_200835301 | node_8104601_200835302 | 358.9 | bal_1P_2AC | 8104601 | no | no |  |  | no |  |  | 0 | 0 | 0 | 0
oh_line_8104601_200835303 |  | AD | node_8104601_200835302 | node_8104601_200835303 | 247.792 | bal_1P_2AC | 8104601 | no | no |  |  | no |  |  | 0 | 0 | 0 | 0
oh_line_8104601_200835304 |  | AD | node_8104601_200835303 | node_8104601_200835304 | 242.18 | bal_1P_2AC | 8104601 | no | no |  |  | no |  |  | 0 | 0 | 0 | 0
oh_line_8104601_200835305 |  | AD | node_8104601_200835304 | node_8104601_200835305 | 161.078 | bal_1P_1/0AA | 8104601 | no | no |  |  | no |  |  | 0 | 0 | 0 | 0
oh_line_8104601_200835306 |  | AD | node_8104601_200835305 | node_8104601_200835306 | 199.334 | bal_1P_1/0AA | 8104601 | no | no |  |  | no |  |  | 0 | 0 | 0 | 0
oh_line_8104601_200835307 |  | AD | node_8104601_200835304 | node_8104601_200835307 | 136.468 | bal_1P_2AC | 8104601 | no | no |  |  | no |  |  | 0 | 0 | 0 | 0
oh_line_8104601_200835308 |  | AD | node_8104601_200835307 | node_8104601_200835308 | 236.519 | bal_1P_2AC | 8104601 | no | no |  |  | no |  |  | 0 | 0 | 0 | 0
oh_line_8104601_200835309 |  | AD | node_8104601_200835308 | node_8104601_200835309 | 532.669 | bal_1P_1/0AC | 8104601 | no | no |  |  | no |  |  | 0 | 0 | 0 | 0
oh_line_8104601_200835310 |  | AD | node_8104601_200835309 | node_8104601_200835310 | 309.239 | bal_1P_1/0AC | 8104601 | no | no |  |  | no |  |  | 0 | 0 | 0 | 0
oh_line_8104601_200835311 |  | AD | node_8104601_200835310 | node_8104601_200835311 | 204.05 | bal_1P_1/0AC | 8104601 | no | no |  |  | no |  |  | 0 | 0 | 0 | 0
oh_line_8104601_200835312 |  | AD | node_8104601_200835311 | node_8104601_200835312 | 369.963 | bal_1P_1/0AC | 8104601 | no | no |  |  | no |  |  | 0 | 0 | 0 | 0
oh_line_8104601_200835314 |  | AD | node_8104601_200835312 | node_8104601_200835314 | 131.173 | bal_1P_1/0AC | 8104601 | no | no |  |  | no |  |  | 0 | 0 | 0 | 0
oh_line_8104601_200835315 |  | AD | node_8104601_200835314 | node_8104601_200835315 | 274.72 | bal_1P_2AC | 8104601 | no | no |  |  | no |  |  | 0 | 0 | 0 | 0
oh_line_8104601_200835316 |  | AD | node_8104601_200835315 | node_8104601_200835316 | 352.688 | bal_1P_2AC | 8104601 | no | no |  |  | no |  |  | 0 | 0 | 0 | 0
oh_line_8104601_200835317 |  | AD | node_8104601_200835316 | node_8104601_200835317 | 208.417 | bal_1P_2AC | 8104601 | no | no |  |  | no |  |  | 0 | 0 | 0 | 0
oh_line_8104601_200835318 |  | AD | node_8104601_200835317 | node_8104601_200835318 | 446.651 | bal_1P_2AC | 8104601 | no | no |  |  | no |  |  | 0 | 0 | 0 | 0
oh_line_8104601_200835319 |  | AD | node_8104601_200835318 | node_8104601_200835319 | 194.937 | bal_1P_2AC | 8104601 | no | no |  |  | no |  |  | 0 | 0 | 0 | 0
oh_line_8104601_200835320 |  | AD | node_8104601_200835319 | node_intto1_8104601_200835320 | 237.456 | bal_1P_2AC | 8104601 | no | no |  |  | no |  |  | 0 | 0 | 0 | 0
oh_line_8104601_200835322 |  | AD | node_8104601_200835320 | node_8104601_200835322 | 532.442 | bal_1P_2AC | 8104601 | no | no |  |  | no |  |  | 0 | 0 | 0 | 0
oh_line_8104601_200835324 |  | AD | node_8104601_200835322 | node_8104601_200835324 | 467.967 | bal_1P_2AC | 8104601 | no | no |  |  | no |  |  | 0 | 0 | 0 | 0
oh_line_8104601_200835325 |  | AD | node_8104601_200835324 | node_8104601_200835325 | 168.425 | bal_1P_2AC | 8104601 | no | no |  |  | no |  |  | 0 | 0 | 0 | 0
oh_line_8104601_200835326 |  | AD | node_8104601_200835325 | node_8104601_200835326 | 312.124 | bal_1P_4/0AC | 8104601 | no | no |  |  | no |  |  | 0 | 0 | 0 | 0
oh_line_8104601_200835330 |  | AD | node_8104601_200835326 | node_8104601_200835330 | 301.067 | bal_1P_4/0AC | 8104601 | no | no |  |  | no |  |  | 0 | 0 | 0 | 0
oh_line_8104601_200835331 |  | AD | node_8104601_200835330 | node_8104601_200835331 | 288.01 | bal_1P_4/0AC | 8104601 | no | no |  |  | no |  |  | 0 | 0 | 0 | 0
oh_line_8104601_200835332 |  | AD | node_8104601_200835331 | node_8104601_200835332 | 315.905 | bal_1P_4/0AC | 8104601 | no | no |  |  | no |  |  | 0 | 0 | 0 | 0
oh_line_8104601_200835334 |  | AD | node_8104601_200835332 | node_8104601_200835334 | 313.006 | bal_1P_1/0AA | 8104601 | no | no |  |  | no |  |  | 0 | 0 | 0 | 0
oh_line_8104601_200835369 |  | ABCD | node_8104601_200835587 | node_8104601_200835369 | 128.188 | bal_3P_4/0AL | 8104601 | no | no |  |  | no |  |  | 0 | 0 | 0 | 0
oh_line_8104601_200835370 |  | ABCD | node_8104601_200835369 | node_8104601_200835370 | 58.15 | bal_3P_1/0AA | 8104601 | no | no |  |  | no |  |  | 0 | 0 | 0 | 0
oh_line_8104601_200835371 |  | ABCD | node_8104601_200835369 | node_8104601_200835371 | 113.059 | bal_3P_4/0AL | 8104601 | no | no |  |  | no |  |  | 0 | 0 | 0 | 0
oh_line_8104601_200835372 |  | ABCD | node_8104601_200835371 | node_8104601_200835372 | 131.077 | bal_3P_4/0AL | 8104601 | no | no |  |  | no |  |  | 0 | 0 | 0 | 0
oh_line_8104601_200835373 |  | AD | node_8104601_200835372 | node_8104601_200835373 | 142.233 | bal_1P_4/0AL | 8104601 | no | no |  |  | no |  |  | 0 | 0 | 0 | 0
oh_line_8104601_200835379 |  | ABCD | node_8104601_200835391 | node_8104601_200835379 | 143.58 | bal_3P_4/0AL | 8104601 | no | no |  |  | no |  |  | 0 | 0 | 0 | 0
oh_line_8104601_200835380 |  | ABCD | node_8104601_200833125 | node_8104601_200835380 | 154.448 | bal_3P_4/0AL | 8104601 | no | no |  |  | no |  |  | 0 | 0 | 0 | 0
oh_line_8104601_200835381 |  | ABCD | node_8104601_200835568 | node_8104601_200835381 | 317.956 | bal_3P_1/0AC | 8104601 | no | no |  |  | no |  |  | 0 | 0 | 0 | 0
oh_line_8104601_200835382 |  | ABCD | node_8104601_200835381 | node_8104601_200835382 | 266.144 | bal_3P_1/0AC | 8104601 | no | no |  |  | no |  |  | 0 | 0 | 0 | 0
oh_line_8104601_200835383 |  | ABCD | node_8104601_200835382 | node_8104601_200835383 | 140.983 | bal_3P_1/0AC | 8104601 | no | no |  |  | no |  |  | 0 | 0 | 0 | 0
oh_line_8104601_200835384 |  | AD | node_8104601_200835383 | node_8104601_200835384 | 137.766 | bal_1P_1/0AC | 8104601 | no | no |  |  | no |  |  | 0 | 0 | 0 | 0
oh_line_8104601_200835385 |  | AD | node_8104601_200835384 | node_8104601_200835385 | 276.654 | bal_1P_1/0AC | 8104601 | no | no |  |  | no |  |  | 0 | 0 | 0 | 0
oh_line_8104601_200835386 |  | AD | node_8104601_200835385 | node_8104601_200835386 | 208.573 | bal_1P_1/0AC | 8104601 | no | no |  |  | no |  |  | 0 | 0 | 0 | 0
oh_line_8104601_200835388 |  | AN | node_8104601_200835386 | node_8104601_200835388 | 201.458 | bal_1P_2AC_2AC(N) | 8104601 | no | no |  |  | no |  |  | 0 | 0 | 0 | 0
oh_line_8104601_200835391 |  | ABCD | node_8104601_200835397 | node_8104601_200835391 | 93.28 | bal_3P_4/0AL | 8104601 | no | no |  |  | no |  |  | 0 | 0 | 0 | 0
oh_line_8104601_200835394 |  | AN | node_8104601_201007738 | node_8104601_200835394 | 257.538 | bal_1P_1/0AC_1/0AC(N) | 8104601 | no | no |  |  | no |  |  | 0 | 0 | 0 | 0
oh_line_8104601_200835395 |  | AN | node_8104601_201007738 | node_8104601_200835395 | 449.958 | bal_1P_2AC_2AC(N) | 8104601 | no | no |  |  | no |  |  | 0 | 0 | 0 | 0
oh_line_8104601_200835396 |  | AN | node_8104601_200835395 | node_8104601_200835396 | 203.107 | bal_1P_2AC_2AC(N) | 8104601 | no | no |  |  | no |  |  | 0 | 0 | 0 | 0
oh_line_8104601_200835397 |  | ABCD | node_8104601_200835398 | node_8104601_200835397 | 102.576 | bal_3P_4/0AL | 8104601 | no | no |  |  | no |  |  | 0 | 0 | 0 | 0
oh_line_8104601_200835398 |  | ABCD | node_8104601_200835399 | node_8104601_200835398 | 98.675 | bal_3P_4/0AL | 8104601 | no | no |  |  | no |  |  | 0 | 0 | 0 | 0
oh_line_8104601_200835399 |  | ABCD | node_8104601_200835400 | node_8104601_200835399 | 91.312 | bal_3P_4/0AL | 8104601 | no | no |  |  | no |  |  | 0 | 0 | 0 | 0
oh_line_8104601_200835400 |  | ABCD | node_8104601_200835401 | node_8104601_200835400 | 94.203 | bal_3P_4/0AL | 8104601 | no | no |  |  | no |  |  | 0 | 0 | 0 | 0
oh_line_8104601_200835401 |  | ABCD | node_8104601_200835402 | node_8104601_200835401 | 73.9 | bal_3P_4/0AL | 8104601 | no | no |  |  | no |  |  | 0 | 0 | 0 | 0
oh_line_8104601_200835402 |  | ABCD | node_8104601_200835403 | node_8104601_200835402 | 35.507 | bal_3P_4/0AL | 8104601 | no | no |  |  | no |  |  | 0 | 0 | 0 | 0
oh_line_8104601_200835403 |  | ABCD | node_8104601_200835456 | node_8104601_200835403 | 30.152 | bal_3P_4/0AL | 8104601 | no | no |  |  | no |  |  | 0 | 0 | 0 | 0
oh_line_8104601_200835405 |  | AD | node_8104601_201042044 | node_intto1_8104601_200835405 | 147.356 | bal_1P_2AC | 8104601 | no | no |  |  | no |  |  | 0 | 0 | 0 | 0
oh_line_8104601_200835406 |  | AD | node_8104601_200835405 | node_8104601_200835406 | 164.231 | bal_1P_2AC | 8104601 | no | no |  |  | no |  |  | 0 | 0 | 0 | 0
oh_line_8104601_200835408 |  | AD | node_8104601_200833358 | node_8104601_200835408 | 184.134 | bal_1P_2AC | 8104601 | no | no |  |  | no |  |  | 0 | 0 | 0 | 0
oh_line_8104601_200835409 |  | AD | node_8104601_200835408 | node_8104601_200835409 | 242.042 | bal_1P_1/0AC | 8104601 | no | no |  |  | no |  |  | 0 | 0 | 0 | 0
oh_line_8104601_200835410 |  | AD | node_8104601_200835409 | node_8104601_200835410 | 237.42 | bal_1P_1/0AC | 8104601 | no | no |  |  | no |  |  | 0 | 0 | 0 | 0
oh_line_8104601_200835416 |  | AD | node_8104601_200835408 | node_8104601_200835416 | 362.8 | bal_1P_2AC | 8104601 | no | no |  |  | no |  |  | 0 | 0 | 0 | 0
oh_line_8104601_200835418 |  | AD | node_8104601_200835416 | node_8104601_200835418 | 251.002 | bal_1P_2AC | 8104601 | no | no |  |  | no |  |  | 0 | 0 | 0 | 0
oh_line_8104601_200835420 |  | AD | node_8104601_200947776 | node_8104601_200835420 | 166.376 | bal_1P_2AC | 8104601 | no | no |  |  | no |  |  | 0 | 0 | 0 | 0
oh_line_8104601_200835425 |  | AD | node_8104601_200835420 | node_8104601_200835425 | 68.583 | bal_1P_2AC | 8104601 | no | no |  |  | no |  |  | 0 | 0 | 0 | 0
oh_line_8104601_200835426 |  | AD | node_8104601_200835425 | node_8104601_200835426 | 264.36 | bal_1P_2AC | 8104601 | no | no |  |  | no |  |  | 0 | 0 | 0 | 0
oh_line_8104601_200835427 |  | AD | node_8104601_200835426 | node_8104601_200835427 | 366.234 | bal_1P_2AC | 8104601 | no | no |  |  | no |  |  | 0 | 0 | 0 | 0
oh_line_8104601_200835428 |  | AD | node_8104601_200835427 | node_8104601_200835428 | 186.318 | bal_1P_1/0AA | 8104601 | no | no |  |  | no |  |  | 0 | 0 | 0 | 0
oh_line_8104601_200835429 |  | AD | node_8104601_200835428 | node_8104601_200835429 | 149.132 | bal_1P_1/0AA | 8104601 | no | no |  |  | no |  |  | 0 | 0 | 0 | 0
oh_line_8104601_200835430 |  | AD | node_8104601_200835420 | node_8104601_200835430 | 209.011 | bal_1P_2AC | 8104601 | no | no |  |  | no |  |  | 0 | 0 | 0 | 0
oh_line_8104601_200835431 |  | AD | node_8104601_200835430 | node_8104601_200835431 | 180.686 | bal_1P_2AC | 8104601 | no | no |  |  | no |  |  | 0 | 0 | 0 | 0
oh_line_8104601_200835432 |  | AD | node_8104601_200835431 | node_8104601_200835432 | 240.696 | bal_1P_2AC | 8104601 | no | no |  |  | no |  |  | 0 | 0 | 0 | 0
oh_line_8104601_200835434 |  | AD | node_8104601_200835432 | node_8104601_200835434 | 229.723 | bal_1P_2AC | 8104601 | no | no |  |  | no |  |  | 0 | 0 | 0 | 0
oh_line_8104601_200835435 |  | AD | node_8104601_200835434 | node_8104601_200835435 | 122.122 | bal_1P_2AC | 8104601 | no | no |  |  | no |  |  | 0 | 0 | 0 | 0
oh_line_8104601_200835436 |  | AD | node_8104601_200835435 | node_8104601_200835436 | 201.062 | bal_1P_2AC | 8104601 | no | no |  |  | no |  |  | 0 | 0 | 0 | 0
oh_line_8104601_200835437 |  | AD | node_8104601_200835436 | node_8104601_200835437 | 254.616 | bal_1P_2AC | 8104601 | no | no |  |  | no |  |  | 0 | 0 | 0 | 0
oh_line_8104601_200835439 |  | AD | node_8104601_200835437 | node_8104601_200835439 | 115.802 | bal_1P_1/0AA | 8104601 | no | no |  |  | no |  |  | 0 | 0 | 0 | 0
oh_line_8104601_200835440 |  | AD | node_8104601_200835437 | node_8104601_200835440 | 356.661 | bal_1P_2AC | 8104601 | no | no |  |  | no |  |  | 0 | 0 | 0 | 0
oh_line_8104601_200835441 |  | AD | node_8104601_200835440 | node_8104601_200835441 | 337.216 | bal_1P_2AC | 8104601 | no | no |  |  | no |  |  | 0 | 0 | 0 | 0
oh_line_8104601_200835443 |  | AD | node_8104601_200835441 | node_8104601_200835443 | 250.661 | bal_1P_1/0AA | 8104601 | no | no |  |  | no |  |  | 0 | 0 | 0 | 0
oh_line_8104601_200835446 |  | AD | node_8104601_201042044 | node_8104601_200835446 | 62.813 | bal_1P_6CU | 8104601 | no | no |  |  | no |  |  | 0 | 0 | 0 | 0
oh_line_8104601_200835450 |  | AD | node_8104601_200835451 | node_8104601_200835450 | 144.646 | bal_1P_1/0AA | 8104601 | no | no |  |  | no |  |  | 0 | 0 | 0 | 0
oh_line_8104601_200835451 |  | AD | node_8104601_201018019 | node_8104601_200835451 | 148.246 | bal_1P_1/0AA | 8104601 | no | no |  |  | no |  |  | 0 | 0 | 0 | 0
oh_line_8104601_200835456 |  | ABCD | node_8104601_200973734 | node_8104601_200835456 | 155.249 | bal_3P_4/0AL | 8104601 | no | no |  |  | no |  |  | 0 | 0 | 0 | 0
oh_line_8104601_200835458 |  | AD | node_8104601_200835564 | node_8104601_200835458 | 129.217 | bal_1P_4/0AL | 8104601 | no | no |  |  | no |  |  | 0 | 0 | 0 | 0
oh_line_8104601_200835460 |  | AD | node_8104601_200835458 | node_intto1_8104601_200835460 | 122.726 | bal_1P_1/0AC | 8104601 | no | no |  |  | no |  |  | 0 | 0 | 0 | 0
oh_line_8104601_200835461 |  | AD | node_8104601_200835460 | node_8104601_200835461 | 125.331 | bal_1P_1/0AC | 8104601 | no | no |  |  | no |  |  | 0 | 0 | 0 | 0
oh_line_8104601_200835463 |  | AD | node_8104601_200835461 | node_8104601_200835463 | 124.012 | bal_1P_1/0AC | 8104601 | no | no |  |  | no |  |  | 0 | 0 | 0 | 0
oh_line_8104601_200835464 |  | AD | node_8104601_200835463 | node_8104601_200835464 | 172.165 | bal_1P_1/0AC | 8104601 | no | no |  |  | no |  |  | 0 | 0 | 0 | 0
oh_line_8104601_200835465 |  | AD | node_8104601_200835464 | node_8104601_200835465 | 94.583 | bal_1P_1/0AC | 8104601 | no | no |  |  | no |  |  | 0 | 0 | 0 | 0
oh_line_8104601_200835466 |  | AD | node_8104601_200835465 | node_8104601_200835466 | 118.711 | bal_1P_1/0AC | 8104601 | no | no |  |  | no |  |  | 0 | 0 | 0 | 0
oh_line_8104601_200835467 |  | AD | node_8104601_200835466 | node_8104601_200835467 | 184.349 | bal_1P_1/0AC | 8104601 | no | no |  |  | no |  |  | 0 | 0 | 0 | 0
oh_line_8104601_200835469 |  | AD | node_8104601_200835467 | node_8104601_200835469 | 138.605 | bal_1P_1/0AC | 8104601 | no | no |  |  | no |  |  | 0 | 0 | 0 | 0
oh_line_8104601_200835470 |  | AD | node_8104601_200835469 | node_8104601_200835470 | 156.097 | bal_1P_1/0AC | 8104601 | no | no |  |  | no |  |  | 0 | 0 | 0 | 0
oh_line_8104601_200835471 |  | ABCD | node_8104601_200835489 | node_8104601_200835471 | 106.942 | bal_3P_4/0AL | 8104601 | no | no |  |  | no |  |  | 0 | 0 | 0 | 0
oh_line_8104601_200835472 |  | AD | node_8104601_200835470 | node_8104601_200835472 | 200.058 | bal_1P_1/0AC | 8104601 | no | no |  |  | no |  |  | 0 | 0 | 0 | 0
oh_line_8104601_200835474 |  | AD | node_8104601_200835472 | node_intto1_8104601_200835474 | 199.422 | bal_1P_1/0AC | 8104601 | no | no |  |  | no |  |  | 0 | 0 | 0 | 0
oh_line_8104601_200835476 |  | AD | node_8104601_200835474 | node_8104601_200835476 | 216.011 | bal_1P_1/0AC | 8104601 | no | no |  |  | no |  |  | 0 | 0 | 0 | 0
oh_line_8104601_200835477 |  | AD | node_8104601_200835476 | node_8104601_200835477 | 184.28 | bal_1P_1/0AC | 8104601 | no | no |  |  | no |  |  | 0 | 0 | 0 | 0
oh_line_8104601_200835478 |  | AD | node_8104601_200835477 | node_8104601_200835478 | 214.844 | bal_1P_1/0AC | 8104601 | no | no |  |  | no |  |  | 0 | 0 | 0 | 0
oh_line_8104601_200835479 |  | AD | node_8104601_200835478 | node_8104601_200835479 | 189.326 | bal_1P_1/0AC | 8104601 | no | no |  |  | no |  |  | 0 | 0 | 0 | 0
oh_line_8104601_200835480 |  | AD | node_8104601_200835479 | node_8104601_200835480 | 196.489 | bal_1P_1/0AC | 8104601 | no | no |  |  | no |  |  | 0 | 0 | 0 | 0
oh_line_8104601_200835482 |  | AD | node_8104601_200835480 | node_8104601_200835482 | 217.728 | bal_1P_1/0AC | 8104601 | no | no |  |  | no |  |  | 0 | 0 | 0 | 0
oh_line_8104601_200835484 |  | AD | node_8104601_200835482 | node_8104601_200835484 | 197.498 | bal_1P_1/0AC | 8104601 | no | no |  |  | no |  |  | 0 | 0 | 0 | 0
oh_line_8104601_200835485 |  | AD | node_8104601_200835484 | node_8104601_200835485 | 191.366 | bal_1P_1/0AC | 8104601 | no | no |  |  | no |  |  | 0 | 0 | 0 | 0
oh_line_8104601_200835487 |  | AD | node_8104601_200835485 | node_8104601_200835487 | 115.951 | bal_1P_1/0AC | 8104601 | no | no |  |  | no |  |  | 0 | 0 | 0 | 0
oh_line_8104601_200835489 |  | ABCD | node_8104601_200835506 | node_intto1_8104601_200835489 | 120.403 | bal_3P_4/0AL | 8104601 | no | no |  |  | no |  |  | 0 | 0 | 0 | 0
oh_line_8104601_200835490-1 |  | AD | node_1418190_748_15319324_256 | node_8104601_200835490 | 31.157 | bal_1P_1/0AC | 8104601 | no | no |  |  | no |  |  | 0 | 0 | 0 | 0
oh_line_8104601_200835490-2 |  | AD | node_8104601_200835487 | node_1418190_748_15319324_256 | 75.113 | bal_1P_1/0AC | 8104601 | no | no |  |  | no |  |  | 0 | 0 | 0 | 0
oh_line_8104601_200835491 |  | AD | node_8104601_200835490 | node_8104601_200835491 | 186.211 | bal_1P_1/0AC | 8104601 | no | no |  |  | no |  |  | 0 | 0 | 0 | 0
oh_line_8104601_200835492 |  | AD | node_8104601_200835491 | node_8104601_200835492 | 201.123 | bal_1P_1/0AA | 8104601 | no | no |  |  | no |  |  | 0 | 0 | 0 | 0
oh_line_8104601_200835493 |  | AD | node_8104601_200835492 | node_8104601_200835493 | 203.442 | bal_1P_1/0AA | 8104601 | no | no |  |  | no |  |  | 0 | 0 | 0 | 0
oh_line_8104601_200835494 |  | AD | node_8104601_200835493 | node_8104601_200835494 | 204.118 | bal_1P_1/0AA | 8104601 | no | no |  |  | no |  |  | 0 | 0 | 0 | 0
oh_line_8104601_200835496 |  | AD | node_8104601_200835494 | node_8104601_200835496 | 192.84 | bal_1P_1/0AA | 8104601 | no | no |  |  | no |  |  | 0 | 0 | 0 | 0
oh_line_8104601_200835497 |  | AD | node_8104601_200835496 | node_8104601_200835497 | 131.556 | bal_1P_2AC | 8104601 | no | no |  |  | no |  |  | 0 | 0 | 0 | 0
oh_line_8104601_200835498 |  | AD | node_8104601_200835497 | node_8104601_200835498 | 60.477 | bal_1P_1/0AA | 8104601 | no | no |  |  | no |  |  | 0 | 0 | 0 | 0
oh_line_8104601_200835500 |  | AD | node_8104601_200835497 | node_8104601_200835500 | 249.175 | bal_1P_2AC | 8104601 | no | no |  |  | no |  |  | 0 | 0 | 0 | 0
oh_line_8104601_200835501 |  | AD | node_8104601_200835500 | node_8104601_200835501 | 43.708 | bal_1P_2AC | 8104601 | no | no |  |  | no |  |  | 0 | 0 | 0 | 0
oh_line_8104601_200835502 |  | AD | node_8104601_200983809 | node_intto1_8104601_200835502 | 138.84 | bal_1P_2AC | 8104601 | no | no |  |  | no |  |  | 0 | 0 | 0 | 0
oh_line_8104601_200835503 |  | AD | node_8104601_200835502 | node_8104601_200835503 | 216.076 | bal_1P_2AC | 8104601 | no | no |  |  | no |  |  | 0 | 0 | 0 | 0
oh_line_8104601_200835504 |  | AD | node_8104601_200835503 | node_8104601_200835504 | 254.265 | bal_1P_2AC | 8104601 | no | no |  |  | no |  |  | 0 | 0 | 0 | 0
oh_line_8104601_200835506 |  | ABCD | node_8104601_200835529 | node_8104601_200835506 | 155.256 | bal_3P_4/0AL | 8104601 | no | no |  |  | no |  |  | 0 | 0 | 0 | 0
oh_line_8104601_200835507 |  | AD | node_8104601_200983808 | node_8104601_200835507 | 488.108 | bal_1P_2AC | 8104601 | no | no |  |  | no |  |  | 0 | 0 | 0 | 0
oh_line_8104601_200835512 |  | AD | node_8104601_201021363 | node_8104601_200835512 | 318.363 | bal_1P_2AC | 8104601 | no | no |  |  | no |  |  | 0 | 0 | 0 | 0
oh_line_8104601_200835515 |  | AD | node_8104601_200835512 | node_8104601_200835515 | 287.179 | bal_1P_2AC | 8104601 | no | no |  |  | no |  |  | 0 | 0 | 0 | 0
oh_line_8104601_200835517 |  | AD | node_8104601_200835515 | node_8104601_200835517 | 277.447 | bal_1P_1/0AA | 8104601 | no | no |  |  | no |  |  | 0 | 0 | 0 | 0
oh_line_8104601_200835518 |  | AD | node_8104601_200835517 | node_8104601_200835518 | 209.498 | bal_1P_1/0AA | 8104601 | no | no |  |  | no |  |  | 0 | 0 | 0 | 0
oh_line_8104601_200835519 |  | AD | node_8104601_200835518 | node_8104601_200835519 | 149.981 | bal_1P_1/0AA | 8104601 | no | no |  |  | no |  |  | 0 | 0 | 0 | 0
oh_line_8104601_200835520 |  | AD | node_8104601_200835519 | node_8104601_200835520 | 186.579 | bal_1P_4CU | 8104601 | no | no |  |  | no |  |  | 0 | 0 | 0 | 0
oh_line_8104601_200835521-1 |  | AD | node_8104601_200835520 | node_intto1_8104601_200835521 | 506.948 | bal_1P_4CU | 8104601 | no | no |  |  | no |  |  | 0 | 0 | 0 | 0
oh_line_8104601_200835522 |  | AD | node_8104601_200835521 | node_8104601_200835522 | 282.285 | bal_1P_4CU | 8104601 | no | no |  |  | no |  |  | 0 | 0 | 0 | 0
oh_line_8104601_200835525 |  | AD | node_8104601_200835522 | node_8104601_200835525 | 326.392 | bal_1P_4CU | 8104601 | no | no |  |  | no |  |  | 0 | 0 | 0 | 0
oh_line_8104601_200835526 |  | AD | node_8104601_200835525 | node_8104601_200835526 | 286.514 | bal_1P_4CU | 8104601 | no | no |  |  | no |  |  | 0 | 0 | 0 | 0
oh_line_8104601_200835527 |  | AD | node_8104601_200835526 | node_8104601_200835527 | 409.852 | bal_1P_1/0AA | 8104601 | no | no |  |  | no |  |  | 0 | 0 | 0 | 0
oh_line_8104601_200835528 |  | AD | node_8104601_200835527 | node_8104601_200835528 | 199.065 | bal_1P_1/0AA | 8104601 | no | no |  |  | no |  |  | 0 | 0 | 0 | 0
oh_line_8104601_200835529 |  | ABCD | node_8104601_200835530 | node_8104601_200835529 | 101.541 | bal_3P_4/0AL | 8104601 | no | no |  |  | no |  |  | 0 | 0 | 0 | 0
oh_line_8104601_200835530 |  | ABCD | node_8104601_200835539 | node_8104601_200835530 | 82.915 | bal_3P_4/0AA | 8104601 | no | no |  |  | no |  |  | 0 | 0 | 0 | 0
oh_line_8104601_200835532 |  | AD | node_8104601_200835530 | node_8104601_200835532 | 289.851 | bal_1P_4/0AA | 8104601 | no | no |  |  | no |  |  | 0 | 0 | 0 | 0
oh_line_8104601_200835533 |  | AD | node_8104601_200835532 | node_8104601_200835533 | 197.472 | bal_1P_2CU | 8104601 | no | no |  |  | no |  |  | 0 | 0 | 0 | 0
oh_line_8104601_200835539 |  | ABCD | node_8104601_200835561 | node_8104601_200835539 | 108.992 | bal_3P_4/0AL | 8104601 | no | no |  |  | no |  |  | 0 | 0 | 0 | 0
oh_line_8104601_200835540 |  | AD | node_8104601_200835526 | node_8104601_200835540 | 220.543 | bal_1P_4CU | 8104601 | no | no |  |  | no |  |  | 0 | 0 | 0 | 0
oh_line_8104601_200835541 |  | AD | node_8104601_200835540 | node_8104601_200835541 | 186.908 | bal_1P_4CU | 8104601 | no | no |  |  | no |  |  | 0 | 0 | 0 | 0
oh_line_8104601_200835546 |  | AD | node_8104601_200950710 | node_8104601_200835546 | 173.609 | bal_1P_1/0AA | 8104601 | no | no |  |  | no |  |  | 0 | 0 | 0 | 0
oh_line_8104601_200835547 |  | AD | node_8104601_200835546 | node_8104601_200835547 | 171.363 | bal_1P_1/0AA | 8104601 | no | no |  |  | no |  |  | 0 | 0 | 0 | 0
oh_line_8104601_200835548 |  | AD | node_8104601_200950710 | node_intto1_8104601_200835548 | 245.604 | bal_1P_4ACW | 8104601 | no | no |  |  | no |  |  | 0 | 0 | 0 | 0
oh_line_8104601_200835549 |  | AD | node_8104601_200835548 | node_8104601_200835549 | 171.472 | bal_1P_4CU | 8104601 | no | no |  |  | no |  |  | 0 | 0 | 0 | 0
oh_line_8104601_200835550 |  | AD | node_8104601_200835549 | node_8104601_200835550 | 355.561 | bal_1P_1/0AA | 8104601 | no | no |  |  | no |  |  | 0 | 0 | 0 | 0
oh_line_8104601_200835551 |  | AD | node_8104601_200835550 | node_8104601_200835551 | 357.445 | bal_1P_1/0AA | 8104601 | no | no |  |  | no |  |  | 0 | 0 | 0 | 0
oh_line_8104601_200835552 |  | AD | node_8104601_200835549 | node_8104601_200835552 | 256.067 | bal_1P_4CU | 8104601 | no | no |  |  | no |  |  | 0 | 0 | 0 | 0
oh_line_8104601_200835553 |  | AD | node_8104601_200835552 | node_8104601_200835553 | 303.737 | bal_1P_4CU | 8104601 | no | no |  |  | no |  |  | 0 | 0 | 0 | 0
oh_line_8104601_200835554 |  | AD | node_8104601_200835553 | node_8104601_200835554 | 271.339 | bal_1P_4CU | 8104601 | no | no |  |  | no |  |  | 0 | 0 | 0 | 0
oh_line_8104601_200835555 |  | AD | node_8104601_200835554 | node_8104601_200835555 | 98.374 | bal_1P_4CU | 8104601 | no | no |  |  | no |  |  | 0 | 0 | 0 | 0
oh_line_8104601_200835556 |  | AD | node_8104601_200835555 | node_8104601_200835556 | 329.136 | bal_1P_1/0AC | 8104601 | no | no |  |  | no |  |  | 0 | 0 | 0 | 0
oh_line_8104601_200835559 |  | AD | node_8104601_201036191 | node_8104601_200835559 | 462.06 | bal_1P_1/0AC | 8104601 | no | no |  |  | no |  |  | 0 | 0 | 0 | 0
oh_line_8104601_200835561 |  | ABCD | node_8104601_200835563 | node_8104601_200835561 | 106.274 | bal_3P_4/0AL | 8104601 | no | no |  |  | no |  |  | 0 | 0 | 0 | 0
oh_line_8104601_200835562 |  | AD | node_8104601_200835559 | node_8104601_200835562 | 369.524 | bal_1P_1/0AC | 8104601 | no | no |  |  | no |  |  | 0 | 0 | 0 | 0
oh_line_8104601_200835563 |  | ABCD | node_8104601_200835564 | node_8104601_200835563 | 460.764 | bal_3P_4/0AC | 8104601 | no | no |  |  | no |  |  | 0 | 0 | 0 | 0
oh_line_8104601_200835564 |  | ABCD | node_8104601_200835565 | node_8104601_200835564 | 271.274 | bal_3P_4/0AL | 8104601 | no | no |  |  | no |  |  | 0 | 0 | 0 | 0
oh_line_8104601_200835565-1 |  | ABCD | node_1415748_563_15317198_276 | node_8104601_200835565 | 4.919 | bal_3P_4/0AL | 8104601 | no | no |  |  | no |  |  | 0 | 0 | 0 | 0
oh_line_8104601_200835565-2 |  | ABCD | node_8104601_200835566 | node_1415748_563_15317198_276 | 222.535 | bal_3P_4/0AL | 8104601 | no | no |  |  | no |  |  | 0 | 0 | 0 | 0
oh_line_8104601_200835566 |  | ABCD | node_8104601_200835567 | node_8104601_200835566 | 208.32 | bal_3P_4/0AL | 8104601 | no | no |  |  | no |  |  | 0 | 0 | 0 | 0
oh_line_8104601_200835567 |  | ABCD | node_8104601_200835568 | node_8104601_200835567 | 316.855 | bal_3P_4/0AL | 8104601 | no | no |  |  | no |  |  | 0 | 0 | 0 | 0
oh_line_8104601_200835568 |  | ABCD | node_8104601_200835380 | node_intto1_8104601_200835568 | 148.939 | bal_3P_4/0AL | 8104601 | no | no |  |  | no |  |  | 0 | 0 | 0 | 0
oh_line_8104601_200835570 |  | AD | node_8104601_200835470 | node_intto1_8104601_200835570 | 111.315 | bal_1P_2AC | 8104601 | no | no |  |  | no |  |  | 0 | 0 | 0 | 0
oh_line_8104601_200835572 |  | AD | node_8104601_200835570 | node_8104601_200835572 | 212.681 | bal_1P_2AC | 8104601 | no | no |  |  | no |  |  | 0 | 0 | 0 | 0
oh_line_8104601_200835573 |  | AD | node_8104601_200835572 | node_8104601_200835573 | 196.242 | bal_1P_2AC | 8104601 | no | no |  |  | no |  |  | 0 | 0 | 0 | 0
oh_line_8104601_200835574 |  | AD | node_8104601_200835573 | node_8104601_200835574 | 308.234 | bal_1P_2AC | 8104601 | no | no |  |  | no |  |  | 0 | 0 | 0 | 0
oh_line_8104601_200835575 |  | AD | node_8104601_200835574 | node_8104601_200835575 | 203.131 | bal_1P_2AC | 8104601 | no | no |  |  | no |  |  | 0 | 0 | 0 | 0
oh_line_8104601_200835576 |  | AD | node_8104601_200835575 | node_8104601_200835576 | 174.295 | bal_1P_2AC | 8104601 | no | no |  |  | no |  |  | 0 | 0 | 0 | 0
oh_line_8104601_200835577 |  | AD | node_8104601_200835576 | node_8104601_200835577 | 333.419 | bal_1P_2AC | 8104601 | no | no |  |  | no |  |  | 0 | 0 | 0 | 0
oh_line_8104601_200835578 |  | AD | node_8104601_200835577 | node_8104601_200835578 | 323.443 | bal_1P_2AC | 8104601 | no | no |  |  | no |  |  | 0 | 0 | 0 | 0
oh_line_8104601_200835581 |  | AD | node_8104601_200835578 | node_8104601_200835581 | 388.689 | bal_1P_2AC | 8104601 | no | no |  |  | no |  |  | 0 | 0 | 0 | 0
oh_line_8104601_200835582 |  | AD | node_8104601_200835581 | node_8104601_200835582 | 233.975 | bal_1P_2AC | 8104601 | no | no |  |  | no |  |  | 0 | 0 | 0 | 0
oh_line_8104601_200835583 |  | AD | node_8104601_200835582 | node_8104601_200835583 | 497.058 | bal_1P_2AC | 8104601 | no | no |  |  | no |  |  | 0 | 0 | 0 | 0
oh_line_8104601_200835584 |  | AD | node_8104601_200835583 | node_8104601_200835584 | 378.58 | bal_1P_2AC | 8104601 | no | no |  |  | no |  |  | 0 | 0 | 0 | 0
oh_line_8104601_200835585 |  | AD | node_8104601_200835584 | node_8104601_200835585 | 382.717 | bal_1P_2AC | 8104601 | no | no |  |  | no |  |  | 0 | 0 | 0 | 0
oh_line_8104601_200835587 |  | ABCD | node_8104601_200835379 | node_intto1_8104601_200835587 | 101.027 | bal_3P_4/0AL | 8104601 | no | no |  |  | no |  |  | 0 | 0 | 0 | 0
oh_line_8104601_200835588 |  | ABCD | node_8104601_200835587 | node_8104601_200835588 | 109.081 | bal_3P_1/0AA | 8104601 | no | no |  |  | no |  |  | 0 | 0 | 0 | 0
oh_line_8104601_200835590 |  | ABCD | node_8104601_200835690 | node_8104601_200835590 | 148.85 | bal_3P_4/0AA | 8104601 | no | no |  |  | no |  |  | 0 | 0 | 0 | 0
oh_line_8104601_200835591 |  | ABCD | node_8104601_200835590 | node_8104601_200835591 | 178.368 | bal_3P_4/0AA | 8104601 | no | no |  |  | no |  |  | 0 | 0 | 0 | 0
oh_line_8104601_200835592 |  | ABCD | node_8104601_200835591 | node_8104601_200835592 | 24.883 | bal_3P_1/0AA | 8104601 | no | no |  |  | no |  |  | 0 | 0 | 0 | 0
oh_line_8104601_200835594 |  | ABCD | node_8104601_200835592 | node_8104601_200835594 | 166.318 | bal_3P_1/0AA | 8104601 | no | no |  |  | no |  |  | 0 | 0 | 0 | 0
oh_line_8104601_200835595 |  | ABCD | node_8104601_200835594 | node_8104601_200835595 | 131.517 | bal_3P_1/0AA | 8104601 | no | no |  |  | no |  |  | 0 | 0 | 0 | 0
oh_line_8104601_200835596 |  | ABCD | node_8104601_200835591 | node_8104601_200835596 | 184.591 | bal_3P_4/0AA | 8104601 | no | no |  |  | no |  |  | 0 | 0 | 0 | 0
oh_line_8104601_200835598 |  | ABCD | node_8104601_200835596 | node_8104601_200835598 | 161.203 | bal_3P_4/0AA | 8104601 | no | no |  |  | no |  |  | 0 | 0 | 0 | 0
oh_line_8104601_200835599 |  | ABCD | node_8104601_200835598 | node_8104601_200835599 | 151.907 | bal_3P_4/0AA | 8104601 | no | no |  |  | no |  |  | 0 | 0 | 0 | 0
oh_line_8104601_200835604 |  | ABCD | node_8104601_200835587 | node_8104601_200835604 | 97.711 | bal_3P_4/0AA | 8104601 | no | no |  |  | no |  |  | 0 | 0 | 0 | 0
oh_line_8104601_200835617 |  | ABCD | node_8104601_200835604 | node_8104601_200835617 | 83.294 | bal_3P_4/0AA | 8104601 | no | no |  |  | no |  |  | 0 | 0 | 0 | 0
oh_line_8104601_200835631 |  | ABCD | node_8104601_200835617 | node_8104601_200835631 | 111.348 | bal_3P_4/0AA | 8104601 | no | no |  |  | no |  |  | 0 | 0 | 0 | 0
oh_line_8104601_200835650 |  | ABCD | node_8104601_201042044 | node_8104601_200835650 | 177.152 | bal_3P_4/0AA | 8104601 | no | no |  |  | no |  |  | 0 | 0 | 0 | 0
oh_line_8104601_200835666 |  | ABCD | node_8104601_200835650 | node_8104601_200835666 | 144.919 | bal_3P_4/0AA | 8104601 | no | no |  |  | no |  |  | 0 | 0 | 0 | 0
oh_line_8104601_200835681 |  | ABCD | node_8104601_200835666 | node_8104601_200835681 | 155.749 | bal_3P_4/0AA | 8104601 | no | no |  |  | no |  |  | 0 | 0 | 0 | 0
oh_line_8104601_200835690 |  | ABCD | node_8104601_200835681 | node_8104601_200835690 | 137.952 | bal_3P_4/0AA | 8104601 | no | no |  |  | no |  |  | 0 | 0 | 0 | 0
oh_line_8104601_200876456 |  | AD | node_8104601_200877940 | node_8104601_200876456 | 166.344 | bal_1P_1/0AA | 8104601 | no | no |  |  | no |  |  | 0 | 0 | 0 | 0
oh_line_8104601_200876457 |  | AD | node_8104601_200876456 | node_intto1_8104601_200876457 | 219.096 | bal_1P_1/0AA | 8104601 | no | no |  |  | no |  |  | 0 | 0 | 0 | 0
oh_line_8104601_200876458 |  | AD | node_8104601_200876476 | node_8104601_200876458 | 235.619 | bal_1P_1/0AA | 8104601 | no | no |  |  | no |  |  | 0 | 0 | 0 | 0
oh_line_8104601_200876459 |  | AD | node_8104601_200876458 | node_8104601_200876459 | 249.585 | bal_1P_1/0AA | 8104601 | no | no |  |  | no |  |  | 0 | 0 | 0 | 0
oh_line_8104601_200876461 |  | AD | node_8104601_200876457 | node_8104601_200876461 | 328.989 | bal_1P_1/0AA | 8104601 | no | no |  |  | no |  |  | 0 | 0 | 0 | 0
oh_line_8104601_200876462 |  | AD | node_8104601_200876461 | node_8104601_200876462 | 307.934 | bal_1P_1/0AA | 8104601 | no | no |  |  | no |  |  | 0 | 0 | 0 | 0
oh_line_8104601_200876463 |  | AD | node_8104601_200876462 | node_8104601_200876463 | 338.19 | bal_1P_1/0AA | 8104601 | no | no |  |  | no |  |  | 0 | 0 | 0 | 0
oh_line_8104601_200876464 |  | AD | node_8104601_200876463 | node_8104601_200876464 | 307.462 | bal_1P_1/0AA | 8104601 | no | no |  |  | no |  |  | 0 | 0 | 0 | 0
oh_line_8104601_200876465 |  | AD | node_8104601_200876463 | node_8104601_200876465 | 250.066 | bal_1P_1/0AA | 8104601 | no | no |  |  | no |  |  | 0 | 0 | 0 | 0
oh_line_8104601_200876466 |  | AD | node_8104601_200876465 | node_intto1_8104601_200876466 | 244.551 | bal_1P_1/0AC | 8104601 | no | no |  |  | no |  |  | 0 | 0 | 0 | 0
oh_line_8104601_200876467 |  | AD | node_8104601_200876466 | node_8104601_200876467 | 304.002 | bal_1P_1/0AC | 8104601 | no | no |  |  | no |  |  | 0 | 0 | 0 | 0
oh_line_8104601_200876468 |  | AD | node_8104601_200876466 | node_8104601_200876468 | 307.97 | bal_1P_1/0AA | 8104601 | no | no |  |  | no |  |  | 0 | 0 | 0 | 0
oh_line_8104601_200876470 |  | AD | node_8104601_200876465 | node_8104601_200876470 | 514.342 | bal_1P_6ACW | 8104601 | no | no |  |  | no |  |  | 0 | 0 | 0 | 0
oh_line_8104601_200876471 |  | AD | node_8104601_200876470 | node_8104601_200876471 | 134.279 | bal_1P_1/0AA | 8104601 | no | no |  |  | no |  |  | 0 | 0 | 0 | 0
oh_line_8104601_200876472 |  | AD | node_8104601_200876471 | node_8104601_200876472 | 374.369 | bal_1P_1/0AA | 8104601 | no | no |  |  | no |  |  | 0 | 0 | 0 | 0
oh_line_8104601_200876474 |  | AD | node_8104601_200876470 | node_8104601_200876474 | 247.415 | bal_1P_6ACW | 8104601 | no | no |  |  | no |  |  | 0 | 0 | 0 | 0
oh_line_8104601_200876475 |  | AD | node_8104601_200876474 | node_8104601_200876475 | 240.088 | bal_1P_6ACW | 8104601 | no | no |  |  | no |  |  | 0 | 0 | 0 | 0
oh_line_8104601_200876476 |  | AD | node_8104601_200876475 | node_8104601_200876476 | 220.598 | bal_1P_1/0AA | 8104601 | no | no |  |  | no |  |  | 0 | 0 | 0 | 0
oh_line_8104601_200876499 |  | AD | node_8104601_200878004 | node_intto1_8104601_200876499 | 170.732 | bal_1P_3-104CW | 8104601 | no | no |  |  | no |  |  | 0 | 0 | 0 | 0
oh_line_8104601_200876500 |  | AD | node_8104601_200876514 | node_8104601_200876500 | 285.442 | bal_1P_2AC | 8104601 | no | no |  |  | no |  |  | 0 | 0 | 0 | 0
oh_line_8104601_200876502 |  | AD | node_8104601_200876500 | node_8104601_200876502 | 281.069 | bal_1P_1/0AA | 8104601 | no | no |  |  | no |  |  | 0 | 0 | 0 | 0
oh_line_8104601_200876503 |  | AD | node_8104601_200876502 | node_8104601_200876503 | 298.692 | bal_1P_1/0AA | 8104601 | no | no |  |  | no |  |  | 0 | 0 | 0 | 0
oh_line_8104601_200876504 |  | AD | node_8104601_200876503 | node_8104601_200876504 | 295.964 | bal_1P_1/0AA | 8104601 | no | no |  |  | no |  |  | 0 | 0 | 0 | 0
oh_line_8104601_200876505 |  | AD | node_8104601_200876504 | node_8104601_200876505 | 299.336 | bal_1P_1/0AA | 8104601 | no | no |  |  | no |  |  | 0 | 0 | 0 | 0
oh_line_8104601_200876506 |  | AD | node_8104601_200876505 | node_8104601_200876506 | 303.885 | bal_1P_1/0AA | 8104601 | no | no |  |  | no |  |  | 0 | 0 | 0 | 0
oh_line_8104601_200876507 |  | AD | node_8104601_200876499 | node_8104601_200876507 | 346.418 | bal_1P_3-104CW | 8104601 | no | no |  |  | no |  |  | 0 | 0 | 0 | 0
oh_line_8104601_200876508 |  | AD | node_8104601_200876507 | node_8104601_200876508 | 412.605 | bal_1P_3-104CW | 8104601 | no | no |  |  | no |  |  | 0 | 0 | 0 | 0
oh_line_8104601_200876509 |  | AD | node_8104601_200876508 | node_8104601_200876509 | 320.564 | bal_1P_3-104CW | 8104601 | no | no |  |  | no |  |  | 0 | 0 | 0 | 0
oh_line_8104601_200876510 |  | AD | node_8104601_200876509 | node_8104601_200876510 | 357.265 | bal_1P_3-104CW | 8104601 | no | no |  |  | no |  |  | 0 | 0 | 0 | 0
oh_line_8104601_200876511 |  | AD | node_8104601_200876510 | node_8104601_200876511 | 327.945 | bal_1P_3-104CW | 8104601 | no | no |  |  | no |  |  | 0 | 0 | 0 | 0
oh_line_8104601_200876512 |  | AD | node_8104601_200876511 | node_8104601_200876512 | 352.129 | bal_1P_2AC | 8104601 | no | no |  |  | no |  |  | 0 | 0 | 0 | 0
oh_line_8104601_200876513 |  | AD | node_8104601_200876512 | node_8104601_200876513 | 526.766 | bal_1P_2AC | 8104601 | no | no |  |  | no |  |  | 0 | 0 | 0 | 0
oh_line_8104601_200876514 |  | AD | node_8104601_200876513 | node_8104601_200876514 | 421.885 | bal_1P_2AC | 8104601 | no | no |  |  | no |  |  | 0 | 0 | 0 | 0
oh_line_8104601_200876581 |  | AD | node_8104601_311913707 | node_8104601_200876581 | 106.862 | bal_1P_2AC | 8104601 | no | no |  |  | no |  |  | 0 | 0 | 0 | 0
oh_line_8104601_200876582 |  | AD | node_8104601_200876581 | node_intto1_8104601_200876582 | 161.688 | bal_1P_2AC | 8104601 | no | no |  |  | no |  |  | 0 | 0 | 0 | 0
oh_line_8104601_200876583 |  | AD | node_8104601_200988831 | node_8104601_200876583 | 360.643 | bal_1P_2AC | 8104601 | no | no |  |  | no |  |  | 0 | 0 | 0 | 0
oh_line_8104601_200876584 |  | AD | node_8104601_200876583 | node_8104601_200876584 | 456.271 | bal_1P_2AC | 8104601 | no | no |  |  | no |  |  | 0 | 0 | 0 | 0
oh_line_8104601_200876585 |  | AD | node_8104601_200876584 | node_8104601_200876585 | 599.92 | bal_1P_2AC | 8104601 | no | no |  |  | no |  |  | 0 | 0 | 0 | 0
oh_line_8104601_200876586 |  | AD | node_8104601_200876585 | node_8104601_200876586 | 375.119 | bal_1P_2AC | 8104601 | no | no |  |  | no |  |  | 0 | 0 | 0 | 0
oh_line_8104601_200876587 |  | AD | node_8104601_200876586 | node_8104601_200876587 | 324.623 | bal_1P_2AC | 8104601 | no | no |  |  | no |  |  | 0 | 0 | 0 | 0
oh_line_8104601_200876588 |  | AD | node_8104601_200876587 | node_intto1_8104601_200876588 | 584.169 | bal_1P_2AC | 8104601 | no | no |  |  | no |  |  | 0 | 0 | 0 | 0
oh_line_8104601_200876589 |  | AD | node_8104601_200876588 | node_8104601_200876589 | 341.142 | bal_1P_2AC | 8104601 | no | no |  |  | no |  |  | 0 | 0 | 0 | 0
oh_line_8104601_200876590 |  | AD | node_8104601_200876589 | node_8104601_200876590 | 424.205 | bal_1P_2AC | 8104601 | no | no |  |  | no |  |  | 0 | 0 | 0 | 0
oh_line_8104601_200876591 |  | AD | node_8104601_200876590 | node_8104601_200876591 | 297.247 | bal_1P_2AC | 8104601 | no | no |  |  | no |  |  | 0 | 0 | 0 | 0
oh_line_8104601_200876593 |  | AD | node_8104601_200876591 | node_8104601_200876593 | 304.085 | bal_1P_2AC | 8104601 | no | no |  |  | no |  |  | 0 | 0 | 0 | 0
oh_line_8104601_200876594 |  | AD | node_8104601_200876582 | node_8104601_200876594 | 469.457 | bal_1P_2AC | 8104601 | no | no |  |  | no |  |  | 0 | 0 | 0 | 0
oh_line_8104601_200876595 |  | AD | node_8104601_200876593 | node_8104601_200876595 | 379.406 | bal_1P_2AC | 8104601 | no | no |  |  | no |  |  | 0 | 0 | 0 | 0
oh_line_8104601_200876596 |  | AD | node_8104601_200876595 | node_8104601_200876596 | 322.09 | bal_1P_2AC | 8104601 | no | no |  |  | no |  |  | 0 | 0 | 0 | 0
oh_line_8104601_200876597 |  | AD | node_8104601_200876596 | node_intto1_8104601_200876597 | 321.576 | bal_1P_1/0AC | 8104601 | no | no |  |  | no |  |  | 0 | 0 | 0 | 0
oh_line_8104601_200876598 |  | AD | node_8104601_200876597 | node_8104601_200876598 | 307.615 | bal_1P_1/0AC | 8104601 | no | no |  |  | no |  |  | 0 | 0 | 0 | 0
oh_line_8104601_200876599 |  | AD | node_8104601_200876596 | node_8104601_200876599 | 292.812 | bal_1P_2AC | 8104601 | no | no |  |  | no |  |  | 0 | 0 | 0 | 0
oh_line_8104601_200876601 |  | AD | node_8104601_200876599 | node_8104601_200876601 | 297.746 | bal_1P_2AC | 8104601 | no | no |  |  | no |  |  | 0 | 0 | 0 | 0
oh_line_8104601_200876602 |  | AD | node_8104601_200876601 | node_8104601_200876602 | 232.422 | bal_1P_2AC | 8104601 | no | no |  |  | no |  |  | 0 | 0 | 0 | 0
oh_line_8104601_200876603 |  | AD | node_8104601_200876602 | node_8104601_200876603 | 205.31 | bal_1P_2AC | 8104601 | no | no |  |  | no |  |  | 0 | 0 | 0 | 0
oh_line_8104601_200876604 |  | AD | node_8104601_200876603 | node_8104601_200876604 | 299.015 | bal_1P_2AC | 8104601 | no | no |  |  | no |  |  | 0 | 0 | 0 | 0
oh_line_8104601_200876605 |  | AD | node_8104601_200876604 | node_8104601_200876605 | 451.124 | bal_1P_2AC | 8104601 | no | no |  |  | no |  |  | 0 | 0 | 0 | 0
oh_line_8104601_200876606 |  | AD | node_8104601_200876605 | node_8104601_200876606 | 348.488 | bal_1P_2AC | 8104601 | no | no |  |  | no |  |  | 0 | 0 | 0 | 0
oh_line_8104601_200876607 |  | AD | node_8104601_200876606 | node_8104601_200876607 | 387.77 | bal_1P_2AC | 8104601 | no | no |  |  | no |  |  | 0 | 0 | 0 | 0
oh_line_8104601_200876608 |  | AD | node_8104601_200876594 | node_8104601_200876608 | 475.344 | bal_1P_2AC | 8104601 | no | no |  |  | no |  |  | 0 | 0 | 0 | 0
oh_line_8104601_200876609 |  | AD | node_8104601_200876608 | node_8104601_200876609 | 344.623 | bal_1P_1/0AA | 8104601 | no | no |  |  | no |  |  | 0 | 0 | 0 | 0
oh_line_8104601_200876611 |  | AD | node_8104601_200876607 | node_8104601_200876611 | 359.14 | bal_1P_2AC | 8104601 | no | no |  |  | no |  |  | 0 | 0 | 0 | 0
oh_line_8104601_200876612 |  | AD | node_8104601_200876611 | node_8104601_200876612 | 310.798 | bal_1P_2AC | 8104601 | no | no |  |  | no |  |  | 0 | 0 | 0 | 0
oh_line_8104601_200876613 |  | AD | node_8104601_200876612 | node_8104601_200876613 | 496.92 | bal_1P_2AC | 8104601 | no | no |  |  | no |  |  | 0 | 0 | 0 | 0
oh_line_8104601_200876614 |  | AD | node_8104601_200876613 | node_8104601_200876614 | 372.912 | bal_1P_2AC | 8104601 | no | no |  |  | no |  |  | 0 | 0 | 0 | 0
oh_line_8104601_200876615 |  | AD | node_8104601_312131840 | node_8104601_200876615 | 117.177 | bal_1P_2AC | 8104601 | no | no |  |  | no |  |  | 0 | 0 | 0 | 0
oh_line_8104601_200876616 |  | AD | node_8104601_200876615 | node_intto1_8104601_200876616 | 178.043 | bal_1P_2AC | 8104601 | no | no |  |  | no |  |  | 0 | 0 | 0 | 0
oh_line_8104601_200876617 |  | AD | node_8104601_200876616 | node_8104601_200876617 | 342.627 | bal_1P_2AC | 8104601 | no | no |  |  | no |  |  | 0 | 0 | 0 | 0
oh_line_8104601_200876618 |  | AD | node_8104601_200876617 | node_8104601_200876618 | 284.864 | bal_1P_2AC | 8104601 | no | no |  |  | no |  |  | 0 | 0 | 0 | 0
oh_line_8104601_200876622 |  | AD | node_8104601_201010475 | node_8104601_200876622 | 347.276 | bal_1P_2AC | 8104601 | no | no |  |  | no |  |  | 0 | 0 | 0 | 0
oh_line_8104601_200876623 |  | AD | node_8104601_200876622 | node_8104601_200876623 | 295.258 | bal_1P_2AC | 8104601 | no | no |  |  | no |  |  | 0 | 0 | 0 | 0
oh_line_8104601_200876624 |  | AD | node_8104601_200876608 | node_8104601_200876624 | 301.773 | bal_1P_2AC | 8104601 | no | no |  |  | no |  |  | 0 | 0 | 0 | 0
oh_line_8104601_200876625 |  | AD | node_8104601_200876624 | node_8104601_200876625 | 71.529 | bal_1P_1/0AA | 8104601 | no | no |  |  | no |  |  | 0 | 0 | 0 | 0
oh_line_8104601_200876626 |  | AD | node_8104601_200876625 | node_8104601_200876626 | 168.005 | bal_1P_1/0AA | 8104601 | no | no |  |  | no |  |  | 0 | 0 | 0 | 0
oh_line_8104601_200876627 |  | AD | node_8104601_200876626 | node_8104601_200876627 | 84.133 | bal_1P_1/0AA | 8104601 | no | no |  |  | no |  |  | 0 | 0 | 0 | 0
oh_line_8104601_200876628 |  | AD | node_8104601_200876627 | node_intto1_8104601_200876628 | 305.516 | bal_1P_1/0AA | 8104601 | no | no |  |  | no |  |  | 0 | 0 | 0 | 0
oh_line_8104601_200876629 |  | AD | node_8104601_200876628 | node_8104601_200876629 | 300.514 | bal_1P_1/0AA | 8104601 | no | no |  |  | no |  |  | 0 | 0 | 0 | 0
oh_line_8104601_200876630 |  | AD | node_8104601_200876629 | node_8104601_200876630 | 289.819 | bal_1P_1/0AA | 8104601 | no | no |  |  | no |  |  | 0 | 0 | 0 | 0
oh_line_8104601_200876631 |  | AD | node_8104601_200876630 | node_8104601_200876631 | 189.32 | bal_1P_1/0AA | 8104601 | no | no |  |  | no |  |  | 0 | 0 | 0 | 0
oh_line_8104601_200876632 |  | AD | node_8104601_200876624 | node_8104601_200876632 | 165.115 | bal_1P_2AC | 8104601 | no | no |  |  | no |  |  | 0 | 0 | 0 | 0
oh_line_8104601_200876635 |  | AD | node_8104601_201022544 | node_8104601_200876635 | 345.803 | bal_1P_2AC | 8104601 | no | no |  |  | no |  |  | 0 | 0 | 0 | 0
oh_line_8104601_200876636 |  | AD | node_8104601_200876632 | node_8104601_200876636 | 197.456 | bal_1P_2AC | 8104601 | no | no |  |  | no |  |  | 0 | 0 | 0 | 0
oh_line_8104601_200876637 |  | AD | node_8104601_200876636 | node_8104601_200876637 | 437.483 | bal_1P_2AC | 8104601 | no | no |  |  | no |  |  | 0 | 0 | 0 | 0
oh_line_8104601_200876638 |  | AD | node_8104601_200876637 | node_8104601_200876638 | 334.909 | bal_1P_2AC | 8104601 | no | no |  |  | no |  |  | 0 | 0 | 0 | 0
oh_line_8104601_200876639 |  | AD | node_8104601_200876638 | node_8104601_200876639 | 348.815 | bal_1P_2AC | 8104601 | no | no |  |  | no |  |  | 0 | 0 | 0 | 0
oh_line_8104601_200876748 |  | AD | node_8104601_200876755 | node_8104601_200876748 | 289.903 | bal_1P_1/0AA | 8104601 | no | no |  |  | no |  |  | 0 | 0 | 0 | 0
oh_line_8104601_200876749 |  | AN | node_8104601_200911457 | node_8104601_200876749 | 899.822 | bal_1P_DELTACUST | 8104601 | no | no |  |  | no |  |  | 0 | 0 | 0 | 0
oh_line_8104601_200876750 |  | AD | node_8104601_201047118 | node_intto1_8104601_200876750 | 341.391 | bal_1P_1/0AA | 8104601 | no | no |  |  | no |  |  | 0 | 0 | 0 | 0
oh_line_8104601_200876753 |  | AD | node_8104601_201047118 | node_8104601_200876753 | 171.304 | bal_1P_1/0AA | 8104601 | no | no |  |  | no |  |  | 0 | 0 | 0 | 0
oh_line_8104601_200876754 |  | AD | node_8104601_200876753 | node_8104601_200876754 | 275.248 | bal_1P_1/0AA | 8104601 | no | no |  |  | no |  |  | 0 | 0 | 0 | 0
oh_line_8104601_200876755 |  | AD | node_8104601_200876754 | node_8104601_200876755 | 321.677 | bal_1P_1/0AA | 8104601 | no | no |  |  | no |  |  | 0 | 0 | 0 | 0
oh_line_8104601_200876757 |  | AD | node_8104601_200876758 | node_8104601_200876757 | 254.362 | bal_1P_1/0AA | 8104601 | no | no |  |  | no |  |  | 0 | 0 | 0 | 0
oh_line_8104601_200876758 |  | AD | node_8104601_200876759 | node_8104601_200876758 | 235.835 | bal_1P_1/0AA | 8104601 | no | no |  |  | no |  |  | 0 | 0 | 0 | 0
oh_line_8104601_200876759 |  | AD | node_8104601_200876761 | node_8104601_200876759 | 287.57 | bal_1P_1/0AA | 8104601 | no | no |  |  | no |  |  | 0 | 0 | 0 | 0
oh_line_8104601_200876761 |  | AD | node_8104601_200876762 | node_8104601_200876761 | 319.688 | bal_1P_1/0AA | 8104601 | no | no |  |  | no |  |  | 0 | 0 | 0 | 0
oh_line_8104601_200876762 |  | AD | node_8104601_200876763 | node_8104601_200876762 | 330.156 | bal_1P_1/0AA | 8104601 | no | no |  |  | no |  |  | 0 | 0 | 0 | 0
oh_line_8104601_200876763 |  | AD | node_8104601_200876764 | node_8104601_200876763 | 219.138 | bal_1P_2AC | 8104601 | no | no |  |  | no |  |  | 0 | 0 | 0 | 0
oh_line_8104601_200876764 |  | AD | node_8104601_200963942 | node_8104601_200876764 | 444.926 | bal_1P_2AC | 8104601 | no | no |  |  | no |  |  | 0 | 0 | 0 | 0
oh_line_8104601_200876864 |  | AD | node_8104601_200877887 | node_8104601_200876864 | 405.265 | bal_1P_2AC | 8104601 | no | no |  |  | no |  |  | 0 | 0 | 0 | 0
oh_line_8104601_200876865 |  | AD | node_8104601_200876864 | node_8104601_200876865 | 245.825 | bal_1P_2AC | 8104601 | no | no |  |  | no |  |  | 0 | 0 | 0 | 0
oh_line_8104601_200876866 |  | AD | node_8104601_200876865 | node_8104601_200876866 | 485.541 | bal_1P_2AC | 8104601 | no | no |  |  | no |  |  | 0 | 0 | 0 | 0
oh_line_8104601_200876899 |  | AD | node_8104601_311913708 | node_8104601_200876899 | 524.2 | bal_1P_2AC | 8104601 | no | no |  |  | no |  |  | 0 | 0 | 0 | 0
oh_line_8104601_200876900 |  | AD | node_8104601_200876899 | node_8104601_200876900 | 143.112 | bal_1P_2AC | 8104601 | no | no |  |  | no |  |  | 0 | 0 | 0 | 0
oh_line_8104601_200876901 |  | AD | node_8104601_200876900 | node_8104601_200876901 | 174.502 | bal_1P_2AC | 8104601 | no | no |  |  | no |  |  | 0 | 0 | 0 | 0
oh_line_8104601_200876902 |  | AD | node_8104601_200876901 | node_8104601_200876902 | 317.509 | bal_1P_2AC | 8104601 | no | no |  |  | no |  |  | 0 | 0 | 0 | 0
oh_line_8104601_200876903 |  | AD | node_8104601_200876899 | node_8104601_200876903 | 190.699 | bal_1P_2AC | 8104601 | no | no |  |  | no |  |  | 0 | 0 | 0 | 0
oh_line_8104601_200876904 |  | AD | node_8104601_200876903 | node_8104601_200876904 | 348.016 | bal_1P_2AC | 8104601 | no | no |  |  | no |  |  | 0 | 0 | 0 | 0
oh_line_8104601_200876905 |  | AD | node_8104601_200876904 | node_8104601_200876905 | 163.899 | bal_1P_2AC | 8104601 | no | no |  |  | no |  |  | 0 | 0 | 0 | 0
oh_line_8104601_200876914 |  | AD | node_8104601_200876605 | node_8104601_200876914 | 314.001 | bal_1P_2AC | 8104601 | no | no |  |  | no |  |  | 0 | 0 | 0 | 0
oh_line_8104601_200876915 |  | AD | node_8104601_200876914 | node_8104601_200876915 | 311.741 | bal_1P_2AC | 8104601 | no | no |  |  | no |  |  | 0 | 0 | 0 | 0
oh_line_8104601_200876916 |  | AD | node_8104601_200876915 | node_intto1_8104601_200876916 | 273.362 | bal_1P_2AC | 8104601 | no | no |  |  | no |  |  | 0 | 0 | 0 | 0
oh_line_8104601_200876917 |  | AD | node_8104601_200876916 | node_intto1_8104601_200876917 | 364.596 | bal_1P_2AC | 8104601 | no | no |  |  | no |  |  | 0 | 0 | 0 | 0
oh_line_8104601_200876918 |  | AD | node_8104601_200876917 | node_8104601_200876918 | 358.984 | bal_1P_2AC | 8104601 | no | no |  |  | no |  |  | 0 | 0 | 0 | 0
oh_line_8104601_200876919 |  | AD | node_8104601_200876918 | node_8104601_200876919 | 226.9 | bal_1P_2AC | 8104601 | no | no |  |  | no |  |  | 0 | 0 | 0 | 0
oh_line_8104601_200876920 |  | AD | node_8104601_200876916 | node_8104601_200876920 | 45.717 | bal_1P_2AC | 8104601 | no | no |  |  | no |  |  | 0 | 0 | 0 | 0
oh_line_8104601_200876921 |  | AD | node_8104601_200876920 | node_8104601_200876921 | 279.993 | bal_1P_2AC | 8104601 | no | no |  |  | no |  |  | 0 | 0 | 0 | 0
oh_line_8104601_200876922 |  | AD | node_8104601_200876921 | node_8104601_200876922 | 287.833 | bal_1P_2AC | 8104601 | no | no |  |  | no |  |  | 0 | 0 | 0 | 0
oh_line_8104601_200876933 |  | AD | node_8104601_200876922 | node_8104601_200876933 | 234.035 | bal_1P_2AC | 8104601 | no | no |  |  | no |  |  | 0 | 0 | 0 | 0
oh_line_8104601_200876934 |  | AD | node_8104601_200876933 | node_8104601_200876934 | 276.71 | bal_1P_2AC | 8104601 | no | no |  |  | no |  |  | 0 | 0 | 0 | 0
oh_line_8104601_200876936 |  | AD | node_8104601_200876934 | node_8104601_200876936 | 254.075 | bal_1P_2AC | 8104601 | no | no |  |  | no |  |  | 0 | 0 | 0 | 0
oh_line_8104601_200876937 |  | AD | node_8104601_200876936 | node_8104601_200876937 | 334.922 | bal_1P_2AC | 8104601 | no | no |  |  | no |  |  | 0 | 0 | 0 | 0
oh_line_8104601_200876938 |  | AD | node_8104601_200876936 | node_8104601_200876938 | 190.202 | bal_1P_2AC | 8104601 | no | no |  |  | no |  |  | 0 | 0 | 0 | 0
oh_line_8104601_200876939 |  | AD | node_8104601_200876938 | node_8104601_200876939 | 363.368 | bal_1P_2AC | 8104601 | no | no |  |  | no |  |  | 0 | 0 | 0 | 0
oh_line_8104601_200876940 |  | AD | node_8104601_200876939 | node_8104601_200876940 | 172.046 | bal_1P_1/0AA | 8104601 | no | no |  |  | no |  |  | 0 | 0 | 0 | 0
oh_line_8104601_200876971 |  | AD | node_8104601_201067474 | node_8104601_200876971 | 195.182 | bal_1P_1/0AA | 8104601 | no | no |  |  | no |  |  | 0 | 0 | 0 | 0
oh_line_8104601_200876972 |  | AD | node_8104601_200876614 | node_intto1_8104601_200876972 | 177.102 | bal_1P_2AC | 8104601 | no | no |  |  | no |  |  | 0 | 0 | 0 | 0
oh_line_8104601_200876973 |  | AD | node_8104601_200876988 | node_8104601_200876973 | 412.683 | bal_1P_2AC | 8104601 | no | no |  |  | no |  |  | 0 | 0 | 0 | 0
oh_line_8104601_200876974 |  | AD | node_8104601_200876973 | node_intto1_8104601_200876974 | 273.365 | bal_1P_1/0AA | 8104601 | no | no |  |  | no |  |  | 0 | 0 | 0 | 0
oh_line_8104601_200876975 |  | AD | node_8104601_200876974 | node_intto1_8104601_200876975 | 235.068 | bal_1P_1/0AA | 8104601 | no | no |  |  | no |  |  | 0 | 0 | 0 | 0
oh_line_8104601_200876976 |  | AD | node_8104601_200876975 | node_8104601_200876976 | 253.348 | bal_1P_1/0AA | 8104601 | no | no |  |  | no |  |  | 0 | 0 | 0 | 0
oh_line_8104601_200876978 |  | AD | node_8104601_200876972 | node_intto1_8104601_200876978 | 375.485 | bal_1P_2AC | 8104601 | no | no |  |  | no |  |  | 0 | 0 | 0 | 0
oh_line_8104601_200876979 |  | AD | node_8104601_200876978 | node_8104601_200876979 | 210.803 | bal_1P_2AC | 8104601 | no | no |  |  | no |  |  | 0 | 0 | 0 | 0
oh_line_8104601_200876981 |  | AD | node_8104601_200876979 | node_8104601_200876981 | 216.872 | bal_1P_2AC | 8104601 | no | no |  |  | no |  |  | 0 | 0 | 0 | 0
oh_line_8104601_200876982 |  | AD | node_8104601_200876981 | node_8104601_200876982 | 298.339 | bal_1P_2AC | 8104601 | no | no |  |  | no |  |  | 0 | 0 | 0 | 0
oh_line_8104601_200876983 |  | AD | node_8104601_200876982 | node_8104601_200876983 | 304.836 | bal_1P_2AC | 8104601 | no | no |  |  | no |  |  | 0 | 0 | 0 | 0
oh_line_8104601_200876984 |  | AD | node_8104601_200876983 | node_8104601_200876984 | 297.948 | bal_1P_2AC | 8104601 | no | no |  |  | no |  |  | 0 | 0 | 0 | 0
oh_line_8104601_200876986 |  | AD | node_8104601_200876984 | node_8104601_200876986 | 295.389 | bal_1P_2AC | 8104601 | no | no |  |  | no |  |  | 0 | 0 | 0 | 0
oh_line_8104601_200876988 |  | AD | node_8104601_200876986 | node_8104601_200876988 | 273.814 | bal_1P_2AC | 8104601 | no | no |  |  | no |  |  | 0 | 0 | 0 | 0
oh_line_8104601_200877158 |  | AD | node_8104601_200877902 | node_intto1_8104601_200877158 | 488.462 | bal_1P_2AC | 8104601 | no | no |  |  | no |  |  | 0 | 0 | 0 | 0
oh_line_8104601_200877159 |  | AD | node_8104601_200877158 | node_8104601_200877159 | 246.112 | bal_1P_2AC | 8104601 | no | no |  |  | no |  |  | 0 | 0 | 0 | 0
oh_line_8104601_200877160 |  | AD | node_8104601_200877159 | node_8104601_200877160 | 362.947 | bal_1P_2AC | 8104601 | no | no |  |  | no |  |  | 0 | 0 | 0 | 0
oh_line_8104601_200877161 |  | AD | node_8104601_200877160 | node_8104601_200877161 | 337.795 | bal_1P_2AC | 8104601 | no | no |  |  | no |  |  | 0 | 0 | 0 | 0
oh_line_8104601_200877162 |  | AD | node_8104601_200877161 | node_8104601_200877162 | 332.901 | bal_1P_2AC | 8104601 | no | no |  |  | no |  |  | 0 | 0 | 0 | 0
oh_line_8104601_200877164 |  | AD | node_8104601_200877162 | node_8104601_200877164 | 285.699 | bal_1P_2AC | 8104601 | no | no |  |  | no |  |  | 0 | 0 | 0 | 0
oh_line_8104601_200877218 |  | AD | node_8104601_200963942 | node_intto1_8104601_200877218 | 272.647 | bal_1P_1/0AA | 8104601 | no | no |  |  | no |  |  | 0 | 0 | 0 | 0
oh_line_8104601_200877219 |  | AD | node_8104601_200877218 | node_8104601_200877219 | 308.672 | bal_1P_1/0AA | 8104601 | no | no |  |  | no |  |  | 0 | 0 | 0 | 0
oh_line_8104601_200877220 |  | AD | node_8104601_200877219 | node_8104601_200877220 | 271.855 | bal_1P_2AC | 8104601 | no | no |  |  | no |  |  | 0 | 0 | 0 | 0
oh_line_8104601_200877221 |  | AD | node_8104601_200877220 | node_8104601_200877221 | 245.96 | bal_1P_2AC | 8104601 | no | no |  |  | no |  |  | 0 | 0 | 0 | 0
oh_line_8104601_200877223 |  | AD | node_8104601_200877221 | node_8104601_200877223 | 333.011 | bal_1P_2AC | 8104601 | no | no |  |  | no |  |  | 0 | 0 | 0 | 0
oh_line_8104601_200877224 |  | AD | node_8104601_200877223 | node_8104601_200877224 | 270.216 | bal_1P_1/0AC | 8104601 | no | no |  |  | no |  |  | 0 | 0 | 0 | 0
oh_line_8104601_200877225 |  | AD | node_8104601_200877224 | node_8104601_200877225 | 224.568 | bal_1P_1/0AC | 8104601 | no | no |  |  | no |  |  | 0 | 0 | 0 | 0
oh_line_8104601_200877226 |  | AD | node_8104601_200877225 | node_8104601_200877226 | 286.178 | bal_1P_1/0AA | 8104601 | no | no |  |  | no |  |  | 0 | 0 | 0 | 0
oh_line_8104601_200877334 |  | AD | node_8104601_200878010 | node_8104601_200877334 | 497.852 | bal_1P_4CU | 8104601 | no | no |  |  | no |  |  | 0 | 0 | 0 | 0
oh_line_8104601_200877335 |  | AD | node_8104601_200877334 | node_8104601_200877335 | 403.903 | bal_1P_4CU | 8104601 | no | no |  |  | no |  |  | 0 | 0 | 0 | 0
oh_line_8104601_200877337 |  | AD | node_8104601_200877335 | node_8104601_200877337 | 450.107 | bal_1P_1/0AA | 8104601 | no | no |  |  | no |  |  | 0 | 0 | 0 | 0
oh_line_8104601_200877339 |  | AD | node_8104601_200877337 | node_8104601_200877339 | 309.102 | bal_1P_1/0AA | 8104601 | no | no |  |  | no |  |  | 0 | 0 | 0 | 0
oh_line_8104601_200877357 |  | AN | node_8104601_200877359 | node_8104601_200877357 | 401.158 | bal_1P_DELTACUST | 8104601 | no | no |  |  | no |  |  | 0 | 0 | 0 | 0
oh_line_8104601_200877358 |  | AD | node_8104601_200877956 | node_intto1_8104601_200877358 | 323.559 | bal_1P_1/0AA | 8104601 | no | no |  |  | no |  |  | 0 | 0 | 0 | 0
oh_line_8104601_200877359 |  | AD | node_8104601_200877358 | node_intto1_8104601_200877359 | 81.898 | bal_1P_1/0AA | 8104601 | no | no |  |  | no |  |  | 0 | 0 | 0 | 0
oh_line_8104601_200877360 |  | AD | node_8104601_200877373 | node_8104601_200877360 | 257.725 | bal_1P_1/0AA | 8104601 | no | no |  |  | no |  |  | 0 | 0 | 0 | 0
oh_line_8104601_200877361 |  | AD | node_8104601_200877360 | node_8104601_200877361 | 167.628 | bal_1P_1/0AA | 8104601 | no | no |  |  | no |  |  | 0 | 0 | 0 | 0
oh_line_8104601_200877362 |  | AD | node_8104601_200877361 | node_8104601_200877362 | 338.459 | bal_1P_1/0AA | 8104601 | no | no |  |  | no |  |  | 0 | 0 | 0 | 0
oh_line_8104601_200877363 |  | AD | node_8104601_200877362 | node_8104601_200877363 | 333.426 | bal_1P_1/0AA | 8104601 | no | no |  |  | no |  |  | 0 | 0 | 0 | 0
oh_line_8104601_200877364 |  | AD | node_8104601_200877363 | node_8104601_200877364 | 214.777 | bal_1P_1/0AA | 8104601 | no | no |  |  | no |  |  | 0 | 0 | 0 | 0
oh_line_8104601_200877365 |  | AD | node_8104601_200877358 | node_8104601_200877365 | 338.838 | bal_1P_1/0AA | 8104601 | no | no |  |  | no |  |  | 0 | 0 | 0 | 0
oh_line_8104601_200877366 |  | AD | node_8104601_200877365 | node_8104601_200877366 | 317.925 | bal_1P_1/0AA | 8104601 | no | no |  |  | no |  |  | 0 | 0 | 0 | 0
oh_line_8104601_200877367 |  | AD | node_8104601_200877366 | node_8104601_200877367 | 333.386 | bal_1P_1/0AA | 8104601 | no | no |  |  | no |  |  | 0 | 0 | 0 | 0
oh_line_8104601_200877368 |  | AD | node_8104601_200877367 | node_8104601_200877368 | 263.312 | bal_1P_1/0AA | 8104601 | no | no |  |  | no |  |  | 0 | 0 | 0 | 0
oh_line_8104601_200877369 |  | AD | node_8104601_200877368 | node_8104601_200877369 | 244.635 | bal_1P_1/0AA | 8104601 | no | no |  |  | no |  |  | 0 | 0 | 0 | 0
oh_line_8104601_200877370 |  | AD | node_8104601_200877369 | node_8104601_200877370 | 294.894 | bal_1P_1/0AA | 8104601 | no | no |  |  | no |  |  | 0 | 0 | 0 | 0
oh_line_8104601_200877371 |  | AD | node_8104601_200877370 | node_8104601_200877371 | 224.242 | bal_1P_1/0AA | 8104601 | no | no |  |  | no |  |  | 0 | 0 | 0 | 0
oh_line_8104601_200877373 |  | AD | node_8104601_200877371 | node_8104601_200877373 | 318.616 | bal_1P_1/0AA | 8104601 | no | no |  |  | no |  |  | 0 | 0 | 0 | 0
oh_line_8104601_200877399 |  | AD | node_8104601_200877976 | node_intto1_8104601_200877399 | 199.581 | bal_1P_2AC | 8104601 | no | no |  |  | no |  |  | 0 | 0 | 0 | 0
oh_line_8104601_200877400 |  | AD | node_8104601_200877399 | node_8104601_200877400 | 466.141 | bal_1P_2AC | 8104601 | no | no |  |  | no |  |  | 0 | 0 | 0 | 0
oh_line_8104601_200877401 |  | AD | node_8104601_200877400 | node_8104601_200877401 | 182.194 | bal_1P_1/0AA | 8104601 | no | no |  |  | no |  |  | 0 | 0 | 0 | 0
oh_line_8104601_200877402 |  | AD | node_8104601_200877400 | node_8104601_200877402 | 481.097 | bal_1P_2AC | 8104601 | no | no |  |  | no |  |  | 0 | 0 | 0 | 0
oh_line_8104601_200877403 |  | AD | node_8104601_200877402 | node_8104601_200877403 | 212.807 | bal_1P_1/0AA | 8104601 | no | no |  |  | no |  |  | 0 | 0 | 0 | 0
oh_line_8104601_200877404 |  | AD | node_8104601_200877402 | node_8104601_200877404 | 206.56 | bal_1P_1/0AA | 8104601 | no | no |  |  | no |  |  | 0 | 0 | 0 | 0
oh_line_8104601_200877405 |  | AD | node_8104601_200877404 | node_8104601_200877405 | 341.486 | bal_1P_1/0AA | 8104601 | no | no |  |  | no |  |  | 0 | 0 | 0 | 0
oh_line_8104601_200877769 |  | ABCN | node_8104601_200834780 | node_intto1_1414042_466_15345473_72 | 448.767 | bal_3P_336AC_4/0AA(N) | 8104601 | no | no |  |  | no |  |  | 0 | 0 | 0 | 0
oh_line_8104601_200877858 |  | AD | node_8104601_200876750 | node_8104601_200877858 | 360.921 | bal_1P_2AC | 8104601 | no | no |  |  | no |  |  | 0 | 0 | 0 | 0
oh_line_8104601_200877859 |  | AD | node_8104601_200877858 | node_intto1_8104601_200877859 | 409.445 | bal_1P_2AC | 8104601 | no | no |  |  | no |  |  | 0 | 0 | 0 | 0
oh_line_8104601_200877860 |  | AD | node_8104601_200877859 | node_8104601_200877860 | 246.44 | bal_1P_2AC | 8104601 | no | no |  |  | no |  |  | 0 | 0 | 0 | 0
oh_line_8104601_200877861 |  | AD | node_8104601_200877860 | node_8104601_200877861 | 232.428 | bal_1P_2AC | 8104601 | no | no |  |  | no |  |  | 0 | 0 | 0 | 0
oh_line_8104601_200877862 |  | AD | node_8104601_200877861 | node_8104601_200877862 | 438.21 | bal_1P_2AC | 8104601 | no | no |  |  | no |  |  | 0 | 0 | 0 | 0
oh_line_8104601_200877863 |  | AD | node_8104601_200877862 | node_8104601_200877863 | 449.544 | bal_1P_2AC | 8104601 | no | no |  |  | no |  |  | 0 | 0 | 0 | 0
oh_line_8104601_200877866 |  | AD | node_8104601_200877863 | node_8104601_200877866 | 410.468 | bal_1P_2AC | 8104601 | no | no |  |  | no |  |  | 0 | 0 | 0 | 0
oh_line_8104601_200877867 |  | AD | node_8104601_200877866 | node_8104601_200877867 | 70.592 | bal_1P_2AC | 8104601 | no | no |  |  | no |  |  | 0 | 0 | 0 | 0
oh_line_8104601_200877868 |  | AD | node_8104601_200877867 | node_8104601_200877868 | 336.441 | bal_1P_2AC | 8104601 | no | no |  |  | no |  |  | 0 | 0 | 0 | 0
oh_line_8104601_200877869 |  | AD | node_8104601_200877866 | node_8104601_200877869 | 487.056 | bal_1P_2AC | 8104601 | no | no |  |  | no |  |  | 0 | 0 | 0 | 0
oh_line_8104601_200877871 |  | AD | node_8104601_200877869 | node_8104601_200877871 | 392.628 | bal_1P_2AC | 8104601 | no | no |  |  | no |  |  | 0 | 0 | 0 | 0
oh_line_8104601_200877872 |  | AD | node_8104601_200877871 | node_8104601_200877872 | 38.464 | bal_1P_2AC | 8104601 | no | no |  |  | no |  |  | 0 | 0 | 0 | 0
oh_line_8104601_200877873 |  | AD | node_8104601_200877872 | node_8104601_200877873 | 271.439 | bal_1P_2AC | 8104601 | no | no |  |  | no |  |  | 0 | 0 | 0 | 0
oh_line_8104601_200877874 |  | AD | node_8104601_200877871 | node_8104601_200877874 | 221.76 | bal_1P_2AC | 8104601 | no | no |  |  | no |  |  | 0 | 0 | 0 | 0
oh_line_8104601_200877876 |  | AD | node_8104601_200877874 | node_intto1_8104601_200877876 | 288.789 | bal_1P_2AC | 8104601 | no | no |  |  | no |  |  | 0 | 0 | 0 | 0
oh_line_8104601_200877878 |  | AD | node_8104601_200877876 | node_8104601_200877878 | 365.781 | bal_1P_2AC | 8104601 | no | no |  |  | no |  |  | 0 | 0 | 0 | 0
oh_line_8104601_200877879 |  | AD | node_8104601_200877878 | node_8104601_200877879 | 319.46 | bal_1P_2AC | 8104601 | no | no |  |  | no |  |  | 0 | 0 | 0 | 0
oh_line_8104601_200877880 |  | AD | node_8104601_200877878 | node_8104601_200877880 | 83.505 | bal_1P_2AC | 8104601 | no | no |  |  | no |  |  | 0 | 0 | 0 | 0
oh_line_8104601_200877881 |  | AD | node_8104601_200877880 | node_8104601_200877881 | 251.432 | bal_1P_2AC | 8104601 | no | no |  |  | no |  |  | 0 | 0 | 0 | 0
oh_line_8104601_200877882 |  | AD | node_8104601_200877881 | node_8104601_200877882 | 412.762 | bal_1P_2AC | 8104601 | no | no |  |  | no |  |  | 0 | 0 | 0 | 0
oh_line_8104601_200877883 |  | AD | node_8104601_200877882 | node_8104601_200877883 | 329.75 | bal_1P_2AC | 8104601 | no | no |  |  | no |  |  | 0 | 0 | 0 | 0
oh_line_8104601_200877884 |  | AD | node_8104601_200877883 | node_8104601_200877884 | 297.889 | bal_1P_2AC | 8104601 | no | no |  |  | no |  |  | 0 | 0 | 0 | 0
oh_line_8104601_200877886 |  | AD | node_8104601_200877884 | node_8104601_200877886 | 483.648 | bal_1P_2AC | 8104601 | no | no |  |  | no |  |  | 0 | 0 | 0 | 0
oh_line_8104601_200877887 |  | AD | node_8104601_200877886 | node_8104601_200877887 | 373.246 | bal_1P_2AC | 8104601 | no | no |  |  | no |  |  | 0 | 0 | 0 | 0
oh_line_8104601_200877889 |  | AD | node_8104601_200877887 | node_8104601_200877889 | 398.472 | bal_1P_2AC | 8104601 | no | no |  |  | no |  |  | 0 | 0 | 0 | 0
oh_line_8104601_200877890 |  | AD | node_8104601_200877889 | node_8104601_200877890 | 267.226 | bal_1P_2AC | 8104601 | no | no |  |  | no |  |  | 0 | 0 | 0 | 0
oh_line_8104601_200877891 |  | AD | node_8104601_200877890 | node_8104601_200877891 | 248.284 | bal_1P_1/0AA | 8104601 | no | no |  |  | no |  |  | 0 | 0 | 0 | 0
oh_line_8104601_200877892 |  | ABN | node_8104601_200834908 | node_8104601_200877892 | 205.279 | bal_2P_4/0AA_1/0AA(N) | 8104601 | no | no |  |  | no |  |  | 0 | 0 | 0 | 0
oh_line_8104601_200877894 |  | ABN | node_8104601_200877892 | node_8104601_200877894 | 300.422 | bal_2P_4/0AA_1/0AA(N) | 8104601 | no | no |  |  | no |  |  | 0 | 0 | 0 | 0
oh_line_8104601_200877895 |  | ABN | node_8104601_200877894 | node_8104601_200877895 | 192.435 | bal_2P_4/0AA_1/0AA(N) | 8104601 | no | no |  |  | no |  |  | 0 | 0 | 0 | 0
oh_line_8104601_200877896 |  | ABN | node_8104601_200877895 | node_8104601_200877896 | 203.551 | bal_2P_4/0AA_1/0AA(N) | 8104601 | no | no |  |  | no |  |  | 0 | 0 | 0 | 0
oh_line_8104601_200877897 |  | ABN | node_8104601_200877896 | node_8104601_200877897 | 202.992 | bal_2P_4/0AA_1/0AA(N) | 8104601 | no | no |  |  | no |  |  | 0 | 0 | 0 | 0
oh_line_8104601_200877898 |  | ABN | node_8104601_200877897 | node_8104601_200877898 | 231.05 | bal_2P_4/0AA_1/0AA(N) | 8104601 | no | no |  |  | no |  |  | 0 | 0 | 0 | 0
oh_line_8104601_200877900 |  | ABN | node_8104601_200877898 | node_8104601_200877900 | 244.391 | bal_2P_4/0AA_1/0AA(N) | 8104601 | no | no |  |  | no |  |  | 0 | 0 | 0 | 0
oh_line_8104601_200877901 |  | ABN | node_8104601_200877900 | node_8104601_200877901 | 235.965 | bal_2P_4/0AA_1/0AA(N) | 8104601 | no | no |  |  | no |  |  | 0 | 0 | 0 | 0
oh_line_8104601_200877902 |  | AD | node_8104601_200877922 | node_8104601_200877902 | 265.115 | bal_1P_1/0AA | 8104601 | no | no |  |  | no |  |  | 0 | 0 | 0 | 0
oh_line_8104601_200877903 |  | AD | node_8104601_200877902 | node_8104601_200877903 | 294.944 | bal_1P_2AC | 8104601 | no | no |  |  | no |  |  | 0 | 0 | 0 | 0
oh_line_8104601_200877904 |  | AD | node_8104601_200877903 | node_8104601_200877904 | 297.742 | bal_1P_2AC | 8104601 | no | no |  |  | no |  |  | 0 | 0 | 0 | 0
oh_line_8104601_200877905 |  | AD | node_8104601_200877904 | node_8104601_200877905 | 230.718 | bal_1P_2AC | 8104601 | no | no |  |  | no |  |  | 0 | 0 | 0 | 0
oh_line_8104601_200877906 |  | ABCD | node_8104601_200963946 | node_8104601_200877906 | 154.625 | bal_3P_1/0AA | 8104601 | no | no |  |  | no |  |  | 0 | 0 | 0 | 0
oh_line_8104601_200877907 |  | ABCD | node_8104601_200877906 | node_intto1_8104601_200877907 | 252.069 | bal_3P_1/0AA | 8104601 | no | no |  |  | no |  |  | 0 | 0 | 0 | 0
oh_line_8104601_200877908 |  | ABCD | node_8104601_200877907 | node_8104601_200877908 | 216.921 | bal_3P_1/0AA | 8104601 | no | no |  |  | no |  |  | 0 | 0 | 0 | 0
oh_line_8104601_200877909 |  | ABCD | node_8104601_200877908 | node_8104601_200877909 | 211.228 | bal_3P_1/0AA | 8104601 | no | no |  |  | no |  |  | 0 | 0 | 0 | 0
oh_line_8104601_200877910 |  | ABCD | node_8104601_200877909 | node_8104601_200877910 | 203.28 | bal_3P_1/0AA | 8104601 | no | no |  |  | no |  |  | 0 | 0 | 0 | 0
oh_line_8104601_200877911 |  | ABCD | node_8104601_200877910 | node_8104601_200877911 | 247.775 | bal_3P_1/0AA | 8104601 | no | no |  |  | no |  |  | 0 | 0 | 0 | 0
oh_line_8104601_200877912 |  | ABCD | node_8104601_200877911 | node_8104601_200877912 | 187.214 | bal_3P_1/0AA | 8104601 | no | no |  |  | no |  |  | 0 | 0 | 0 | 0
oh_line_8104601_200877913 |  | ABCD | node_8104601_200877912 | node_8104601_200877913 | 185.169 | bal_3P_1/0AA | 8104601 | no | no |  |  | no |  |  | 0 | 0 | 0 | 0
oh_line_8104601_200877914 |  | ABCD | node_8104601_200877913 | node_8104601_200877914 | 235.536 | bal_3P_1/0AA | 8104601 | no | no |  |  | no |  |  | 0 | 0 | 0 | 0
oh_line_8104601_200877915 |  | ABCD | node_8104601_200877914 | node_8104601_200877915 | 160.766 | bal_3P_1/0AA | 8104601 | no | no |  |  | no |  |  | 0 | 0 | 0 | 0
oh_line_8104601_200877918 |  | ABCD | node_8104601_200877915 | node_8104601_200877918 | 233.755 | bal_3P_1/0AA | 8104601 | no | no |  |  | no |  |  | 0 | 0 | 0 | 0
oh_line_8104601_200877919 |  | ABCD | node_8104601_200877918 | node_8104601_200877919 | 237.503 | bal_3P_1/0AA | 8104601 | no | no |  |  | no |  |  | 0 | 0 | 0 | 0
oh_line_8104601_200877920 |  | ABCD | node_8104601_200877919 | node_8104601_200877920 | 219.527 | bal_3P_1/0AA | 8104601 | no | no |  |  | no |  |  | 0 | 0 | 0 | 0
oh_line_8104601_200877921 |  | ABCD | node_8104601_200877920 | node_8104601_200877921 | 225.221 | bal_3P_1/0AA | 8104601 | no | no |  |  | no |  |  | 0 | 0 | 0 | 0
oh_line_8104601_200877922 |  | AD | node_8104601_200877921 | node_8104601_200877922 | 217.986 | bal_1P_1/0AA | 8104601 | no | no |  |  | no |  |  | 0 | 0 | 0 | 0
oh_line_8104601_200877925-1 |  | AN | node_220465329 | node_8104601_200877925 | 3.529 | bal_1P_1/0AA_1/0AA(N) | 8104601 | no | no |  |  | no |  |  | 0 | 0 | 0 | 0
oh_line_8104601_200877925-2 |  | AN | node_220386097 | node_intto1_220465329 | 4.49 | bal_1P_1/0AA_1/0AA(N) | 8104601 | no | no |  |  | no |  |  | 0 | 0 | 0 | 0
oh_line_8104601_200877925-3 |  | AN | node_8104601_200877901 | node_intto1_220386097 | 35.399 | bal_1P_1/0AA_1/0AA(N) | 8104601 | no | no |  |  | no |  |  | 0 | 0 | 0 | 0
oh_line_8104601_200877926 |  | AD | node_8104601_200877925 | node_8104601_200877926 | 128.574 | bal_1P_2AC | 8104601 | no | no |  |  | no |  |  | 0 | 0 | 0 | 0
oh_line_8104601_200877927 |  | AD | node_8104601_200877926 | node_intto1_8104601_200877927 | 187.815 | bal_1P_2AC | 8104601 | no | no |  |  | no |  |  | 0 | 0 | 0 | 0
oh_line_8104601_200877928 |  | AD | node_8104601_200877927 | node_8104601_200877928 | 232.02 | bal_1P_2AC | 8104601 | no | no |  |  | no |  |  | 0 | 0 | 0 | 0
oh_line_8104601_200877929 |  | AD | node_8104601_200877928 | node_8104601_200877929 | 300.821 | bal_1P_2AC | 8104601 | no | no |  |  | no |  |  | 0 | 0 | 0 | 0
oh_line_8104601_200877930 |  | AD | node_8104601_200877929 | node_8104601_200877930 | 295.848 | bal_1P_2AC | 8104601 | no | no |  |  | no |  |  | 0 | 0 | 0 | 0
oh_line_8104601_200877931 |  | AD | node_8104601_200877930 | node_8104601_200877931 | 113.498 | bal_1P_2AC | 8104601 | no | no |  |  | no |  |  | 0 | 0 | 0 | 0
oh_line_8104601_200877932 |  | AD | node_8104601_200877931 | node_8104601_200877932 | 296.119 | bal_1P_2AC | 8104601 | no | no |  |  | no |  |  | 0 | 0 | 0 | 0
oh_line_8104601_200877933 |  | AD | node_8104601_200877932 | node_8104601_200877933 | 394.92 | bal_1P_2AC | 8104601 | no | no |  |  | no |  |  | 0 | 0 | 0 | 0
oh_line_8104601_200877934 |  | AD | node_8104601_200877933 | node_8104601_200877934 | 404.611 | bal_1P_2AC | 8104601 | no | no |  |  | no |  |  | 0 | 0 | 0 | 0
oh_line_8104601_200877935 |  | AD | node_8104601_200877934 | node_8104601_200877935 | 408.508 | bal_1P_2AC | 8104601 | no | no |  |  | no |  |  | 0 | 0 | 0 | 0
oh_line_8104601_200877936 |  | AD | node_8104601_200877935 | node_8104601_200877936 | 450.178 | bal_1P_2AC | 8104601 | no | no |  |  | no |  |  | 0 | 0 | 0 | 0
oh_line_8104601_200877937 |  | AD | node_8104601_200877936 | node_8104601_200877937 | 443.287 | bal_1P_2AC | 8104601 | no | no |  |  | no |  |  | 0 | 0 | 0 | 0
oh_line_8104601_200877939 |  | AD | node_8104601_200877937 | node_8104601_200877939 | 234.974 | bal_1P_2AC | 8104601 | no | no |  |  | no |  |  | 0 | 0 | 0 | 0
oh_line_8104601_200877940 |  | AD | node_8104601_200877939 | node_8104601_200877940 | 192.162 | bal_1P_2AC | 8104601 | no | no |  |  | no |  |  | 0 | 0 | 0 | 0
oh_line_8104601_200877941 |  | AD | node_8104601_200877940 | node_8104601_200877941 | 199.925 | bal_1P_2AC | 8104601 | no | no |  |  | no |  |  | 0 | 0 | 0 | 0
oh_line_8104601_200877942 |  | AD | node_8104601_200877941 | node_8104601_200877942 | 124.286 | bal_1P_2AC | 8104601 | no | no |  |  | no |  |  | 0 | 0 | 0 | 0
oh_line_8104601_200877944 |  | AD | node_8104601_200877942 | node_8104601_200877944 | 111.84 | bal_1P_2AC | 8104601 | no | no |  |  | no |  |  | 0 | 0 | 0 | 0
oh_line_8104601_200877945 |  | AD | node_8104601_200877944 | node_8104601_200877945 | 45.251 | bal_1P_1/0AC | 8104601 | no | no |  |  | no |  |  | 0 | 0 | 0 | 0
oh_line_8104601_200877946 |  | AD | node_8104601_200877945 | node_8104601_200877946 | 288.082 | bal_1P_1/0AC | 8104601 | no | no |  |  | no |  |  | 0 | 0 | 0 | 0
oh_line_8104601_200877947 |  | AD | node_8104601_200877946 | node_8104601_200877947 | 253.983 | bal_1P_1/0AC | 8104601 | no | no |  |  | no |  |  | 0 | 0 | 0 | 0
oh_line_8104601_200877948 |  | AD | node_8104601_200877944 | node_8104601_200877948 | 206.618 | bal_1P_2AC | 8104601 | no | no |  |  | no |  |  | 0 | 0 | 0 | 0
oh_line_8104601_200877952 |  | AD | node_8104601_201059669 | node_8104601_200877952 | 161.498 | bal_1P_1/0AA | 8104601 | no | no |  |  | no |  |  | 0 | 0 | 0 | 0
oh_line_8104601_200877953 |  | AD | node_8104601_200877952 | node_8104601_200877953 | 317.92 | bal_1P_1/0AA | 8104601 | no | no |  |  | no |  |  | 0 | 0 | 0 | 0
oh_line_8104601_200877955 |  | AD | node_8104601_201055700 | node_8104601_200877955 | 122.68 | bal_1P_2AC | 8104601 | no | no |  |  | no |  |  | 0 | 0 | 0 | 0
oh_line_8104601_200877956 |  | AD | node_8104601_200877955 | node_8104601_200877956 | 128.611 | bal_1P_2AC | 8104601 | no | no |  |  | no |  |  | 0 | 0 | 0 | 0
oh_line_8104601_200877957 |  | AD | node_8104601_200877956 | node_8104601_200877957 | 301.963 | bal_1P_2AC | 8104601 | no | no |  |  | no |  |  | 0 | 0 | 0 | 0
oh_line_8104601_200877958 |  | AD | node_8104601_200877957 | node_8104601_200877958 | 303.774 | bal_1P_2AC | 8104601 | no | no |  |  | no |  |  | 0 | 0 | 0 | 0
oh_line_8104601_200877959 |  | AD | node_8104601_200877958 | node_8104601_200877959 | 247.349 | bal_1P_2AC | 8104601 | no | no |  |  | no |  |  | 0 | 0 | 0 | 0
oh_line_8104601_200877960 |  | AD | node_8104601_200877959 | node_intto1_8104601_200877960 | 537.561 | bal_1P_2AC | 8104601 | no | no |  |  | no |  |  | 0 | 0 | 0 | 0
oh_line_8104601_200877961 |  | AD | node_8104601_200877960 | node_intto1_8104601_200877961 | 435.135 | bal_1P_2AC | 8104601 | no | no |  |  | no |  |  | 0 | 0 | 0 | 0
oh_line_8104601_200877962 |  | AD | node_8104601_200877961 | node_8104601_200877962 | 483.882 | bal_1P_2AC | 8104601 | no | no |  |  | no |  |  | 0 | 0 | 0 | 0
oh_line_8104601_200877963 |  | AD | node_8104601_200877960 | node_8104601_200877963 | 434.568 | bal_1P_2AC | 8104601 | no | no |  |  | no |  |  | 0 | 0 | 0 | 0
oh_line_8104601_200877964 |  | AD | node_8104601_200877963 | node_8104601_200877964 | 396.582 | bal_1P_2AC | 8104601 | no | no |  |  | no |  |  | 0 | 0 | 0 | 0
oh_line_8104601_200877966 |  | AD | node_8104601_200877964 | node_8104601_200877966 | 432.52 | bal_1P_2AC | 8104601 | no | no |  |  | no |  |  | 0 | 0 | 0 | 0
oh_line_8104601_200877967 |  | AD | node_8104601_200877966 | node_intto1_8104601_200877967 | 293.03 | bal_1P_2AC | 8104601 | no | no |  |  | no |  |  | 0 | 0 | 0 | 0
oh_line_8104601_200877968 |  | AD | node_8104601_200877967 | node_8104601_200877968 | 560.008 | bal_1P_2AC | 8104601 | no | no |  |  | no |  |  | 0 | 0 | 0 | 0
oh_line_8104601_200877969 |  | AD | node_8104601_200877968 | node_8104601_200877969 | 306.203 | bal_1P_2AC | 8104601 | no | no |  |  | no |  |  | 0 | 0 | 0 | 0
oh_line_8104601_200877971 |  | AD | node_8104601_200877969 | node_8104601_200877971 | 401.399 | bal_1P_2AC | 8104601 | no | no |  |  | no |  |  | 0 | 0 | 0 | 0
oh_line_8104601_200877974 |  | AD | node_8104601_200877971 | node_8104601_200877974 | 230.499 | bal_1P_1/0AC | 8104601 | no | no |  |  | no |  |  | 0 | 0 | 0 | 0
oh_line_8104601_200877975 |  | AD | node_8104601_200877971 | node_8104601_200877975 | 402.502 | bal_1P_2AC | 8104601 | no | no |  |  | no |  |  | 0 | 0 | 0 | 0
oh_line_8104601_200877976 |  | AD | node_8104601_200877975 | node_8104601_200877976 | 298.518 | bal_1P_2AC | 8104601 | no | no |  |  | no |  |  | 0 | 0 | 0 | 0
oh_line_8104601_200877977 |  | AD | node_8104601_200877976 | node_8104601_200877977 | 176.189 | bal_1P_2AC | 8104601 | no | no |  |  | no |  |  | 0 | 0 | 0 | 0
oh_line_8104601_200877980 |  | AD | node_8104601_200877977 | node_8104601_200877980 | 145.197 | bal_1P_2AC | 8104601 | no | no |  |  | no |  |  | 0 | 0 | 0 | 0
oh_line_8104601_200877981 |  | AD | node_8104601_200877980 | node_8104601_200877981 | 361.987 | bal_1P_2AC | 8104601 | no | no |  |  | no |  |  | 0 | 0 | 0 | 0
oh_line_8104601_200877982 |  | AD | node_8104601_200877981 | node_8104601_200877982 | 426.114 | bal_1P_2AC | 8104601 | no | no |  |  | no |  |  | 0 | 0 | 0 | 0
oh_line_8104601_200877984 |  | AD | node_8104601_200877982 | node_8104601_200877984 | 425.585 | bal_1P_2AC | 8104601 | no | no |  |  | no |  |  | 0 | 0 | 0 | 0
oh_line_8104601_200877985 |  | AD | node_8104601_200877984 | node_8104601_200877985 | 348.539 | bal_1P_2AC | 8104601 | no | no |  |  | no |  |  | 0 | 0 | 0 | 0
oh_line_8104601_200877987 |  | AD | node_8104601_200877985 | node_8104601_200877987 | 434.103 | bal_1P_2AC | 8104601 | no | no |  |  | no |  |  | 0 | 0 | 0 | 0
oh_line_8104601_200877988 |  | AD | node_8104601_200877987 | node_8104601_200877988 | 360.18 | bal_1P_2AC | 8104601 | no | no |  |  | no |  |  | 0 | 0 | 0 | 0
oh_line_8104601_200877989 |  | AD | node_8104601_200877988 | node_8104601_200877989 | 309.844 | bal_1P_2AC | 8104601 | no | no |  |  | no |  |  | 0 | 0 | 0 | 0
oh_line_8104601_200877990 |  | AD | node_8104601_200877989 | node_8104601_200877990 | 396.46 | bal_1P_2AC | 8104601 | no | no |  |  | no |  |  | 0 | 0 | 0 | 0
oh_line_8104601_200877991 |  | AD | node_8104601_200877990 | node_8104601_200877991 | 401.087 | bal_1P_2AC | 8104601 | no | no |  |  | no |  |  | 0 | 0 | 0 | 0
oh_line_8104601_200877993-1 |  | AD | node_1440593_401_15358269_842 | node_8104601_200877993 | 6.434 | bal_1P_2AC | 8104601 | no | no |  |  | no |  |  | 0 | 0 | 0 | 0
oh_line_8104601_200877993-2 |  | AD | node_8104601_200877991 | node_1440593_401_15358269_842 | 394.593 | bal_1P_2AC | 8104601 | no | no |  |  | no |  |  | 0 | 0 | 0 | 0
oh_line_8104601_200877994 |  | AD | node_8104601_200877993 | node_8104601_200877994 | 137.536 | bal_1P_4ACW | 8104601 | no | no |  |  | no |  |  | 0 | 0 | 0 | 0
oh_line_8104601_200877995 |  | AD | node_8104601_200877994 | node_8104601_200877995 | 267.608 | bal_1P_4ACW | 8104601 | no | no |  |  | no |  |  | 0 | 0 | 0 | 0
oh_line_8104601_200877996 |  | AD | node_8104601_200877995 | node_8104601_200877996 | 174.689 | bal_1P_1/0AA | 8104601 | no | no |  |  | no |  |  | 0 | 0 | 0 | 0
oh_line_8104601_200877997 |  | AD | node_8104601_200877995 | node_8104601_200877997 | 521.032 | bal_1P_4ACW | 8104601 | no | no |  |  | no |  |  | 0 | 0 | 0 | 0
oh_line_8104601_200877999 |  | AD | node_8104601_200877997 | node_8104601_200877999 | 416.659 | bal_1P_4ACW | 8104601 | no | no |  |  | no |  |  | 0 | 0 | 0 | 0
oh_line_8104601_200878001 |  | AD | node_8104601_200877999 | node_8104601_200878001 | 421.051 | bal_1P_4ACW | 8104601 | no | no |  |  | no |  |  | 0 | 0 | 0 | 0
oh_line_8104601_200878002 |  | AD | node_8104601_200878001 | node_8104601_200878002 | 417.53 | bal_1P_4ACW | 8104601 | no | no |  |  | no |  |  | 0 | 0 | 0 | 0
oh_line_8104601_200878003 |  | AD | node_8104601_200878002 | node_8104601_200878003 | 354.478 | bal_1P_4ACW | 8104601 | no | no |  |  | no |  |  | 0 | 0 | 0 | 0
oh_line_8104601_200878004 |  | AD | node_8104601_200878003 | node_8104601_200878004 | 675.353 | bal_1P_2AC | 8104601 | no | no |  |  | no |  |  | 0 | 0 | 0 | 0
oh_line_8104601_200878005 |  | AD | node_8104601_200878004 | node_8104601_200878005 | 589.781 | bal_1P_2AC | 8104601 | no | no |  |  | no |  |  | 0 | 0 | 0 | 0
oh_line_8104601_200878006 |  | AD | node_8104601_200878005 | node_8104601_200878006 | 562.539 | bal_1P_2AC | 8104601 | no | no |  |  | no |  |  | 0 | 0 | 0 | 0
oh_line_8104601_200878007 |  | AD | node_8104601_200878006 | node_intto1_8104601_200878007 | 390.785 | bal_1P_2AC | 8104601 | no | no |  |  | no |  |  | 0 | 0 | 0 | 0
oh_line_8104601_200878009 |  | AD | node_8104601_200878007 | node_8104601_200878009 | 350.865 | bal_1P_2AC | 8104601 | no | no |  |  | no |  |  | 0 | 0 | 0 | 0
oh_line_8104601_200878010 |  | AD | node_8104601_200878009 | node_8104601_200878010 | 418.23 | bal_1P_2AC | 8104601 | no | no |  |  | no |  |  | 0 | 0 | 0 | 0
oh_line_8104601_200878011 |  | AD | node_8104601_200878010 | node_8104601_200878011 | 470.286 | bal_1P_2AC | 8104601 | no | no |  |  | no |  |  | 0 | 0 | 0 | 0
oh_line_8104601_200878148 |  | ABN | node_8104601_200835299 | node_8104601_200878148 | 256.084 | bal_2P_477AL_4/0AA(N) | 8104601 | no | no |  |  | no |  |  | 0 | 0 | 0 | 0
oh_line_8104601_200878149-1 |  | AN | node_220465358 | node_8104601_200878149 | 14.791 | bal_1P_477AL_4/0AA(N) | 8104601 | no | no |  |  | no |  |  | 0 | 0 | 0 | 0
oh_line_8104601_200878149-2 |  | AN | node_220386017 | node_intto1_220465358 | 11.347 | bal_1P_477AL_4/0AA(N) | 8104601 | no | no |  |  | no |  |  | 0 | 0 | 0 | 0
oh_line_8104601_200878149-3 |  | AN | node_8104601_200878148 | node_intto1_220386017 | 201.493 | bal_1P_477AL_4/0AA(N) | 8104601 | no | no |  |  | no |  |  | 0 | 0 | 0 | 0
oh_line_8104601_200878150 |  | AD | node_8104601_200878149 | node_8104601_200878150 | 218.53 | bal_1P_477AL | 8104601 | no | no |  |  | no |  |  | 0 | 0 | 0 | 0
oh_line_8104601_200878151 |  | AD | node_8104601_200878150 | node_intto1_8104601_200878151 | 222.934 | bal_1P_477AL | 8104601 | no | no |  |  | no |  |  | 0 | 0 | 0 | 0
oh_line_8104601_200878152 |  | AD | node_8104601_200878151 | node_8104601_200878152 | 396.163 | bal_1P_2AC | 8104601 | no | no |  |  | no |  |  | 0 | 0 | 0 | 0
oh_line_8104601_200878153 |  | AD | node_8104601_200878152 | node_8104601_200878153 | 334.066 | bal_1P_1/0AC | 8104601 | no | no |  |  | no |  |  | 0 | 0 | 0 | 0
oh_line_8104601_200878154 |  | AD | node_8104601_200878153 | node_8104601_200878154 | 248.219 | bal_1P_2AC | 8104601 | no | no |  |  | no |  |  | 0 | 0 | 0 | 0
oh_line_8104601_200878155 |  | AD | node_8104601_200835301 | node_8104601_200878155 | 153.834 | bal_1P_2AC | 8104601 | no | no |  |  | no |  |  | 0 | 0 | 0 | 0
oh_line_8104601_200911457 |  | AD | node_8104601_200876757 | node_intto1_8104601_200911457 | 55.569 | bal_1P_1/0AA | 8104601 | no | no |  |  | no |  |  | 0 | 0 | 0 | 0
oh_line_8104601_200914580 |  | AD | node_8104601_311913693 | node_8104601_200914580 | 67.873 | bal_1P_2AC | 8104601 | no | no |  |  | no |  |  | 0 | 0 | 0 | 0
oh_line_8104601_200914586 |  | ABCD | node_8104601_200824054 | node_intto1_8104601_200914586 | 277.692 | bal_3P_1/0AA | 8104601 | no | no |  |  | no |  |  | 0 | 0 | 0 | 0
oh_line_8104601_200914591 |  | ABCD | node_8104601_200833136 | node_8104601_200914591 | 210.314 | bal_3P_2AC | 8104601 | no | no |  |  | no |  |  | 0 | 0 | 0 | 0
oh_line_8104601_200914594 |  | ABCD | node_8104601_200978983 | node_8104601_200914594 | 349.584 | bal_3P_1/0AA | 8104601 | no | no |  |  | no |  |  | 0 | 0 | 0 | 0
oh_line_8104601_200914613-1 |  | AN | node_8104601_200822213 | node_intto1_220539693 | 28.583 | bal_1P_4/0AA_1/0AA(N) | 8104601 | no | no |  |  | no |  |  | 0 | 0 | 0 | 0
oh_line_8104601_200914613-2 |  | AN | node_220539693 | node_intto1_220523542 | 9.041 | bal_1P_4/0AA_1/0AA(N) | 8104601 | no | no |  |  | no |  |  | 0 | 0 | 0 | 0
oh_line_8104601_200914613-3 |  | AN | node_220523542 | node_8104601_200914613 | 9.942 | bal_1P_4/0AA_1/0AA(N) | 8104601 | no | no |  |  | no |  |  | 0 | 0 | 0 | 0
oh_line_8104601_200914632 |  | AN | node_8104601_200975114 | node_intto1_8104601_200914632 | 288.279 | bal_1P_DELTACUST | 8104601 | no | no |  |  | no |  |  | 0 | 0 | 0 | 0
oh_line_8104601_200940792 |  | AD | node_8104601_200834025 | node_8104601_200940792 | 274.12 | bal_1P_1/0AA | 8104601 | no | no |  |  | no |  |  | 0 | 0 | 0 | 0
oh_line_8104601_200940793 |  | AD | node_8104601_200940792 | node_8104601_200940793 | 324.918 | bal_1P_1/0AA | 8104601 | no | no |  |  | no |  |  | 0 | 0 | 0 | 0
oh_line_8104601_200941362 |  | AD | node_8104601_200876459 | node_8104601_200941362 | 214.823 | bal_1P_1/0AA | 8104601 | no | no |  |  | no |  |  | 0 | 0 | 0 | 0
oh_line_8104601_200946447 |  | ABCN | node_8104601_200822236 | node_8104601_200946447 | 104.662 | bal_3P_4/0AA_4/0AC(N) | 8104601 | no | no |  |  | no |  |  | 0 | 0 | 0 | 0
oh_line_8104601_200947776 |  | AD | node_8104601_200966590 | node_8104601_200947776 | 173.322 | bal_1P_2AC | 8104601 | no | no |  |  | no |  |  | 0 | 0 | 0 | 0
oh_line_8104601_200948235 |  | AD | node_8104601_200834040 | node_8104601_200948235 | 370.82 | bal_1P_4ACW | 8104601 | no | no |  |  | no |  |  | 0 | 0 | 0 | 0
oh_line_8104601_200948237 |  | AD | node_8104601_200948618 | node_8104601_200948237 | 224.36 | bal_1P_4ACW | 8104601 | no | no |  |  | no |  |  | 0 | 0 | 0 | 0
oh_line_8104601_200948238 |  | AD | node_8104601_200948237 | node_8104601_200948238 | 131.517 | bal_1P_4ACW | 8104601 | no | no |  |  | no |  |  | 0 | 0 | 0 | 0
oh_line_8104601_200948306 |  | AD | node_8104601_200834936 | node_8104601_200948306 | 265.074 | bal_1P_4ACW | 8104601 | no | no |  |  | no |  |  | 0 | 0 | 0 | 0
oh_line_8104601_200948618 |  | AD | node_8104601_200948235 | node_8104601_200948618 | 337.32 | bal_1P_4ACW | 8104601 | no | no |  |  | no |  |  | 0 | 0 | 0 | 0
oh_line_8104601_200949218 |  | AD | node_8104601_200822923 | node_8104601_200949218 | 499.648 | bal_1P_2AC | 8104601 | no | no |  |  | no |  |  | 0 | 0 | 0 | 0
oh_line_8104601_200950710 |  | AD | node_8104601_200835541 | node_8104601_200950710 | 385.225 | bal_1P_4ACW | 8104601 | no | no |  |  | no |  |  | 0 | 0 | 0 | 0
oh_line_8104601_200951764 |  | AD | node_8104601_200833625 | node_8104601_200951764 | 275.201 | bal_1P_6ACW | 8104601 | no | no |  |  | no |  |  | 0 | 0 | 0 | 0
oh_line_8104601_200951765 |  | AD | node_8104601_200833623 | node_8104601_200951765 | 222.524 | bal_1P_6ACW | 8104601 | no | no |  |  | no |  |  | 0 | 0 | 0 | 0
oh_line_8104601_200952057 |  | ABCN | node_8104601_200822251 | node_intto1_8104601_200952057 | 20.565 | bal_3P_4/0AA_1/0AA(N) | 8104601 | no | no |  |  | no |  |  | 0 | 0 | 0 | 0
oh_line_8104601_200953675 |  | AD | node_8104601_200835585 | node_8104601_200953675 | 441.29 | bal_1P_2AC | 8104601 | no | no |  |  | no |  |  | 0 | 0 | 0 | 0
oh_line_8104601_200954935 |  | ABCN | node_8104601_200835140 | node_intto1_8104601_200954935 | 245.339 | bal_3P_477AL_4/0AC(N) | 8104601 | no | no |  |  | no |  |  | 0 | 0 | 0 | 0
oh_line_8104601_200961943 |  | AD | node_8104601_201009830 | node_8104601_200961943 | 233.827 | bal_1P_1/0AA | 8104601 | no | no |  |  | no |  |  | 0 | 0 | 0 | 0
oh_line_8104601_200963942 |  | AD | node_8104601_200963943 | node_8104601_200963942 | 279.088 | bal_1P_1/0AA | 8104601 | no | no |  |  | no |  |  | 0 | 0 | 0 | 0
oh_line_8104601_200963943 |  | AD | node_8104601_200963944 | node_8104601_200963943 | 261.953 | bal_1P_1/0AA | 8104601 | no | no |  |  | no |  |  | 0 | 0 | 0 | 0
oh_line_8104601_200963944 |  | AD | node_8104601_200963945 | node_8104601_200963944 | 253.027 | bal_1P_1/0AA | 8104601 | no | no |  |  | no |  |  | 0 | 0 | 0 | 0
oh_line_8104601_200963945 |  | AD | node_8104601_200877905 | node_8104601_200963945 | 98.563 | bal_1P_1/0AA | 8104601 | no | no |  |  | no |  |  | 0 | 0 | 0 | 0
oh_line_8104601_200963946 |  | ABCD | node_8104601_200834985 | node_8104601_200963946 | 197.765 | bal_3P_1/0AA | 8104601 | no | no |  |  | no |  |  | 0 | 0 | 0 | 0
oh_line_8104601_200964470 |  | AD | node_8104601_200877948 | node_8104601_200964470 | 260.913 | bal_1P_2AC | 8104601 | no | no |  |  | no |  |  | 0 | 0 | 0 | 0
oh_line_8104601_200966590 |  | AD | node_8104601_200835418 | node_8104601_200966590 | 364.669 | bal_1P_2AC | 8104601 | no | no |  |  | no |  |  | 0 | 0 | 0 | 0
oh_line_8104601_200967150 |  | AD | node_8104601_200833946 | node_8104601_200967150 | 353.056 | bal_1P_4AC | 8104601 | no | no |  |  | no |  |  | 0 | 0 | 0 | 0
oh_line_8104601_200969755 |  | AD | node_8104601_200834073 | node_8104601_200969755 | 331.64 | bal_1P_4ACW | 8104601 | no | no |  |  | no |  |  | 0 | 0 | 0 | 0
oh_line_8104601_200969961 |  | AD | node_8104601_200948306 | node_intto1_8104601_200969961 | 381.6 | bal_1P_2AC | 8104601 | no | no |  |  | no |  |  | 0 | 0 | 0 | 0
oh_line_8104601_200970144 |  | AD | node_8104601_200969755 | node_8104601_200970144 | 309.69 | bal_1P_4ACW | 8104601 | no | no |  |  | no |  |  | 0 | 0 | 0 | 0
oh_line_8104601_200970336 |  | ABCD | node_8104601_200823917 | node_intto1_8104601_200970336 | 37.62 | unb_3P_2-1/0AC_1/0AA | 8104601 | no | no |  |  | no |  |  | 0 | 0 | 0 | 0
oh_line_8104601_200970337 |  | ABCD | node_8104601_200822621 | node_8104601_200970337 | 119.614 | unb_3P_2-2AC_1/0AA | 8104601 | no | no |  |  | no |  |  | 0 | 0 | 0 | 0
oh_line_8104601_200970410 |  | ABCD | node_8104601_200970336 | node_8104601_200970410 | 101.294 | unb_3P_2-1/0AC_1/0AA | 8104601 | no | no |  |  | no |  |  | 0 | 0 | 0 | 0
oh_line_8104601_200973734 |  | ABCD | node_8104601_200835471 | node_8104601_200973734 | 110.583 | bal_3P_4/0AL | 8104601 | no | no |  |  | no |  |  | 0 | 0 | 0 | 0
oh_line_8104601_200974352 |  | ABCN | node_8104601_200822252 | node_intto1_8104601_200974352 | 30.218 | bal_3P_336AL_4/0AA(N) | 8104601 | no | no |  |  | no |  |  | 0 | 0 | 0 | 0
oh_line_8104601_200975088 |  | ABCN | node_8104601_200834097 | node_8104601_200975088 | 161.016 | bal_3P_477AL_4/0AC(N) | 8104601 | no | no |  |  | no |  |  | 0 | 0 | 0 | 0
oh_line_8104601_200975114 |  | AN | node_8104601_200822902 | node_8104601_200975114 | 71.764 | bal_1P_DELTACUST | 8104601 | no | no |  |  | no |  |  | 0 | 0 | 0 | 0
oh_line_8104601_200975920 |  | AN | node_8104601_200975921 | node_intto1_8104601_200975920 | 211.889 | bal_1P_DELTACUST | 8104601 | no | no |  |  | no |  |  | 0 | 0 | 0 | 0
oh_line_8104601_200975921 |  | AD | node_8104601_200975922 | node_8104601_200975921 | 26.022 | bal_1P_1/0AC | 8104601 | no | no |  |  | no |  |  | 0 | 0 | 0 | 0
oh_line_8104601_200975922 |  | AD | node_8104601_200834036 | node_8104601_200975922 | 193.12 | bal_1P_1/0AC | 8104601 | no | no |  |  | no |  |  | 0 | 0 | 0 | 0
oh_line_8104601_200977061 |  | AD | node_8104601_200822619 | node_8104601_200977061 | 39.306 | bal_1P_2AC | 8104601 | no | no |  |  | no |  |  | 0 | 0 | 0 | 0
oh_line_8104601_200978538 |  | ABCN | node_8104601_200974352 | node_8104601_200978538 | 32.371 | bal_3P_336AL_4/0AA(N) | 8104601 | no | no |  |  | no |  |  | 0 | 0 | 0 | 0
oh_line_8104601_200978983 |  | ABCD | node_8104601_200914586 | node_8104601_200978983 | 288.639 | bal_3P_1/0AA | 8104601 | no | no |  |  | no |  |  | 0 | 0 | 0 | 0
oh_line_8104601_200979483 |  | AN | node_8104601_200834688 | node_8104601_200979483 | 150.434 | bal_1P_1/0AA_1/0AA(N) | 8104601 | no | no |  |  | no |  |  | 0 | 0 | 0 | 0
oh_line_8104601_200979540 |  | ABCN | node_8104601_200979541 | node_8104601_200979540 | 12.783 | bal_3P_1/0AC_1/0AA(N) | 8104601 | no | no |  |  | no |  |  | 0 | 0 | 0 | 0
oh_line_8104601_200979541-1 |  | ABCN | node_8104601_200824053 | node_intto1_220549634 | 47.183 | bal_3P_1/0AA_1/0AC(N) | 8104601 | no | no |  |  | no |  |  | 0 | 0 | 0 | 0
oh_line_8104601_200979541-2 |  | ABCN | node_220549634 | node_intto1_220549637 | 7.476 | bal_3P_1/0AA_1/0AC(N) | 8104601 | no | no |  |  | no |  |  | 0 | 0 | 0 | 0
oh_line_8104601_200979541-3 |  | ABCN | node_220549637 | node_8104601_200979541 | 25.731 | bal_3P_1/0AA_1/0AC(N) | 8104601 | no | no |  |  | no |  |  | 0 | 0 | 0 | 0
oh_line_8104601_200979590 |  | AD | node_8104601_200834789 | node_8104601_200979590 | 386.568 | bal_1P_2AC | 8104601 | no | no |  |  | no |  |  | 0 | 0 | 0 | 0
oh_line_8104601_200982241 |  | AD | node_8104601_200982882 | node_8104601_200982241 | 106.485 | bal_1P_1/0AA | 8104601 | no | no |  |  | no |  |  | 0 | 0 | 0 | 0
oh_line_8104601_200982801 |  | AD | node_8104601_200834206 | node_8104601_200982801 | 355.722 | bal_1P_2AC | 8104601 | no | no |  |  | no |  |  | 0 | 0 | 0 | 0
oh_line_8104601_200982882 |  | AD | node_8104601_200835225 | node_8104601_200982882 | 133.721 | bal_1P_1/0AA | 8104601 | no | no |  |  | no |  |  | 0 | 0 | 0 | 0
oh_line_8104601_200983808 |  | AD | node_8104601_200835504 | node_8104601_200983808 | 562.665 | bal_1P_2AC | 8104601 | no | no |  |  | no |  |  | 0 | 0 | 0 | 0
oh_line_8104601_200983809 |  | AD | node_8104601_200835500 | node_8104601_200983809 | 38.248 | bal_1P_2AC | 8104601 | no | no |  |  | no |  |  | 0 | 0 | 0 | 0
oh_line_8104601_200983810 |  | AD | node_8104601_200835562 | node_8104601_200983810 | 111.043 | bal_1P_1/0AA | 8104601 | no | no |  |  | no |  |  | 0 | 0 | 0 | 0
oh_line_8104601_200983811 |  | AD | node_8104601_200983810 | node_8104601_200983811 | 155.023 | bal_1P_1/0AA | 8104601 | no | no |  |  | no |  |  | 0 | 0 | 0 | 0
oh_line_8104601_200986826 |  | AD | node_8104601_200834673 | node_8104601_200986826 | 142.797 | bal_1P_1/0AA | 8104601 | no | no |  |  | no |  |  | 0 | 0 | 0 | 0
oh_line_8104601_200988831 |  | AD | node_8104601_200876639 | node_8104601_200988831 | 390.814 | bal_1P_2AC | 8104601 | no | no |  |  | no |  |  | 0 | 0 | 0 | 0
oh_line_8104601_201003146 |  | AN | node_8104601_200834987 | node_8104601_201003146 | 214.988 | bal_1P_1/0AC_1/0AA(N) | 8104601 | no | no |  |  | no |  |  | 0 | 0 | 0 | 0
oh_line_8104601_201007738 |  | AN | node_8104601_200835388 | node_8104601_201007738 | 417.006 | bal_1P_2AC_2AC(N) | 8104601 | no | no |  |  | no |  |  | 0 | 0 | 0 | 0
oh_line_8104601_201008349 |  | AD | node_8104601_200821473 | node_8104601_201008349 | 206.618 | bal_1P_2AC | 8104601 | no | no |  |  | no |  |  | 0 | 0 | 0 | 0
oh_line_8104601_201009000 |  | AN | node_8104601_200834401 | node_intto1_8104601_201009000 | 204.701 | bal_1P_1/0AC_1/0AC(N) | 8104601 | no | no |  |  | no |  |  | 0 | 0 | 0 | 0
oh_line_8104601_201009459 |  | ABCN | node_8104601_200822193 | node_8104601_201009459 | 247.714 | bal_3P_4/0AA_1/0AA(N) | 8104601 | no | no |  |  | no |  |  | 0 | 0 | 0 | 0
oh_line_8104601_201009830 |  | AD | node_8104601_200833681 | node_8104601_201009830 | 13.711 | bal_1P_1/0AA | 8104601 | no | no |  |  | no |  |  | 0 | 0 | 0 | 0
oh_line_8104601_201010417 |  | ABCN | node_8104601_200835114 | node_intto1_8104601_201010417 | 109.593 | bal_3P_477AL_4/0AC(N) | 8104601 | no | no |  |  | no |  |  | 0 | 0 | 0 | 0
oh_line_8104601_201010475 |  | AD | node_8104601_200876618 | node_8104601_201010475 | 296.912 | bal_1P_2AC | 8104601 | no | no |  |  | no |  |  | 0 | 0 | 0 | 0
oh_line_8104601_201011605 |  | ABCD | node_8104601_200824231 | node_8104601_201011605 | 186.263 | bal_3P_1/0AC | 8104601 | no | no |  |  | no |  |  | 0 | 0 | 0 | 0
oh_line_8104601_201012075 |  | AD | node_8104601_200824264 | node_intto1_8104601_201012075 | 278.229 | bal_1P_2AC | 8104601 | no | no |  |  | no |  |  | 0 | 0 | 0 | 0
oh_line_8104601_201012076 |  | AD | node_8104601_201012075 | node_8104601_201012076 | 220.525 | bal_1P_2AC | 8104601 | no | no |  |  | no |  |  | 0 | 0 | 0 | 0
oh_line_8104601_201012099 |  | ABCN | node_8104601_200822233 | node_8104601_201012099 | 183.827 | bal_3P_4/0AA_4/0AC(N) | 8104601 | no | no |  |  | no |  |  | 0 | 0 | 0 | 0
oh_line_8104601_201012109 |  | AD | node_8104601_201012076 | node_8104601_201012109 | 114.197 | bal_1P_2AC | 8104601 | no | no |  |  | no |  |  | 0 | 0 | 0 | 0
oh_line_8104601_201013184 |  | AD | node_8104601_200833861 | node_8104601_201013184 | 165.543 | bal_1P_2AC | 8104601 | no | no |  |  | no |  |  | 0 | 0 | 0 | 0
oh_line_8104601_201013771 |  | AD | node_8104601_200821453 | node_8104601_201013771 | 112.816 | bal_1P_2AC | 8104601 | no | no |  |  | no |  |  | 0 | 0 | 0 | 0
oh_line_8104601_201014978 |  | AD | node_8104601_200835139 | node_intto1_8104601_201014978 | 241.826 | bal_1P_6ACW | 8104601 | no | no |  |  | no |  |  | 0 | 0 | 0 | 0
oh_line_8104601_201017781 |  | AD | node_8104601_200834254 | node_8104601_201017781 | 90.882 | bal_1P_1/0AA | 8104601 | no | no |  |  | no |  |  | 0 | 0 | 0 | 0
oh_line_8104601_201018019 |  | AD | node_8104601_200835489 | node_intto1_8104601_201018019 | 102.543 | bal_1P_1/0AA | 8104601 | no | no |  |  | no |  |  | 0 | 0 | 0 | 0
oh_line_8104601_201018873 |  | AN | node_8104601_200823921 | node_intto1_8104601_201018873 | 145.355 | bal_1P_1/0AA_1/0AA(N) | 8104601 | no | no |  |  | no |  |  | 0 | 0 | 0 | 0
oh_line_8104601_201021309 |  | AD | node_8104601_200834921 | node_8104601_201021309 | 335.893 | bal_1P_4ACW | 8104601 | no | no |  |  | no |  |  | 0 | 0 | 0 | 0
oh_line_8104601_201021363 |  | AD | node_8104601_200835507 | node_8104601_201021363 | 179.808 | bal_1P_2AC | 8104601 | no | no |  |  | no |  |  | 0 | 0 | 0 | 0
oh_line_8104601_201021365 |  | AD | node_8104601_201014978 | node_8104601_201021365 | 169.714 | bal_1P_2AC | 8104601 | no | no |  |  | no |  |  | 0 | 0 | 0 | 0
oh_line_8104601_201021371 |  | AD | node_8104601_200877995 | node_intto1_8104601_201021371 | 849.464 | bal_1P_1/0AA | 8104601 | no | no |  |  | no |  |  | 0 | 0 | 0 | 0
oh_line_8104601_201021449 |  | ABCN | node_8104601_201021450 | node_intto1_8104601_201021449 | 210.557 | bal_3P_477AL_4/0AA(N) | 8104601 | no | no |  |  | no |  |  | 0 | 0 | 0 | 0
oh_line_8104601_201021450 |  | ABCN | node_8104601_200834878 | node_8104601_201021450 | 130.409 | bal_3P_477AL_4/0AA(N) | 8104601 | no | no |  |  | no |  |  | 0 | 0 | 0 | 0
oh_line_8104601_201021689 |  | AD | node_8104601_200834916 | node_intto1_8104601_201021689 | 310.913 | bal_1P_1/0AC | 8104601 | no | no |  |  | no |  |  | 0 | 0 | 0 | 0
oh_line_8104601_201022544 |  | AD | node_8104601_200876623 | node_8104601_201022544 | 301.867 | bal_1P_2AC | 8104601 | no | no |  |  | no |  |  | 0 | 0 | 0 | 0
oh_line_8104601_201026837 |  | ABCN | node_8104601_200822177 | node_8104601_201026837 | 622.61 | bal_3P_336AC_336AC(N) | 8104601 | no | no |  |  | no |  |  | 0 | 0 | 0 | 0
oh_line_8104601_201026838 |  | ABCN | node_8104601_201026837 | node_8104601_201026838 | 11.612 | bal_3P_336AC_336AC(N) | 8104601 | no | no |  |  | no |  |  | 0 | 0 | 0 | 0
oh_line_8104601_201027915 |  | AD | node_8104601_200834004 | node_8104601_201027915 | 186.036 | bal_1P_2AC | 8104601 | no | no |  |  | no |  |  | 0 | 0 | 0 | 0
oh_line_8104601_201027916 |  | AD | node_8104601_200835191 | node_8104601_201027916 | 158.025 | bal_1P_2AC | 8104601 | no | no |  |  | no |  |  | 0 | 0 | 0 | 0
oh_line_8104601_201036191 |  | AD | node_8104601_200835556 | node_8104601_201036191 | 337.329 | bal_1P_1/0AC | 8104601 | no | no |  |  | no |  |  | 0 | 0 | 0 | 0
oh_line_8104601_201041082 |  | AN | node_8104601_200834739 | node_8104601_201041082 | 97.793 | bal_1P_DELTACUST | 8104601 | no | no |  |  | no |  |  | 0 | 0 | 0 | 0
oh_line_8104601_201042044 |  | ABCD | node_8104601_200835631 | node_8104601_201042044 | 83.319 | bal_3P_4/0AA | 8104601 | no | no |  |  | no |  |  | 0 | 0 | 0 | 0
oh_line_8104601_201043844 |  | AD | node_8104601_201021689 | node_8104601_201043844 | 408.021 | bal_1P_2AC | 8104601 | no | no |  |  | no |  |  | 0 | 0 | 0 | 0
oh_line_8104601_201046978 |  | ABCN | node_8104601_200822246 | node_8104601_201046978 | 154.345 | bal_3P_4/0AA_1/0AA(N) | 8104601 | no | no |  |  | no |  |  | 0 | 0 | 0 | 0
oh_line_8104601_201047118 |  | AD | node_8104601_201048023 | node_8104601_201047118 | 182.884 | bal_1P_1/0AA | 8104601 | no | no |  |  | no |  |  | 0 | 0 | 0 | 0
oh_line_8104601_201048023 |  | AD | node_8104601_200876757 | node_8104601_201048023 | 249.848 | bal_1P_1/0AA | 8104601 | no | no |  |  | no |  |  | 0 | 0 | 0 | 0
oh_line_8104601_201053640 |  | AD | node_8104601_200876594 | node_8104601_201053640 | 243.93 | bal_1P_2AC | 8104601 | no | no |  |  | no |  |  | 0 | 0 | 0 | 0
oh_line_8104601_201055700 |  | AD | node_8104601_200877953 | node_8104601_201055700 | 393.19 | bal_1P_2AC | 8104601 | no | no |  |  | no |  |  | 0 | 0 | 0 | 0
oh_line_8104601_201059669 |  | AD | node_8104601_310004381 | node_8104601_201059669 | 110.653 | bal_1P_2AC | 8104601 | no | no |  |  | no |  |  | 0 | 0 | 0 | 0
oh_line_8104601_201063659 |  | ABCN | node_8104601_200822870 | node_intto1_8104601_201063659 | 602.205 | bal_3P_WYECUST | 8104601 | no | no |  |  | no |  |  | 0 | 0 | 0 | 0
oh_line_8104601_201067474 |  | AD | node_8104601_200876976 | node_8104601_201067474 | 280.034 | bal_1P_1/0AA | 8104601 | no | no |  |  | no |  |  | 0 | 0 | 0 | 0
oh_line_8104601_310004381 |  | AD | node_8104601_200964470 | node_8104601_310004381 | 286.338 | bal_1P_2AC | 8104601 | no | no |  |  | no |  |  | 0 | 0 | 0 | 0
oh_line_8104601_311899386 |  | AN | node_8104601_200835440 | node_8104601_311899386 | 83.237 | bal_1P_DELTACUST | 8104601 | no | no |  |  | no |  |  | 0 | 0 | 0 | 0
oh_line_8104601_311899390 |  | AN | node_8104601_311899386 | node_intto1_8104601_311899390 | 547.89 | bal_1P_DELTACUST | 8104601 | no | no |  |  | no |  |  | 0 | 0 | 0 | 0
oh_line_8104601_311901317 |  | AD | node_8104601_200834364 | node_8104601_311901317 | 60.348 | bal_1P_1/0AA | 8104601 | no | no |  |  | no |  |  | 0 | 0 | 0 | 0
oh_line_8104601_311912945-1 |  | AD | node_220415430 | node_8104601_311912945 | 3.884 | bal_1P_1/0AC | 8104601 | no | no |  |  | no |  |  | 0 | 0 | 0 | 0
oh_line_8104601_311912945-2 |  | AD | node_220388443 | node_intto1_220415430 | 6.087 | bal_1P_1/0AC | 8104601 | no | no |  |  | no |  |  | 0 | 0 | 0 | 0
oh_line_8104601_311912945-3 |  | AD | node_220465154 | node_intto1_220388443 | 5.438 | bal_1P_1/0AC | 8104601 | no | no |  |  | no |  |  | 0 | 0 | 0 | 0
oh_line_8104601_311912945-4 |  | AD | node_220592470 | node_intto1_220465154 | 5.388 | bal_1P_1/0AC | 8104601 | no | no |  |  | no |  |  | 0 | 0 | 0 | 0
oh_line_8104601_311912945-5 |  | AD | node_8104601_200835385 | node_intto1_220592470 | 5.362 | bal_1P_1/0AC | 8104601 | no | no |  |  | no |  |  | 0 | 0 | 0 | 0
oh_line_8104601_311912947-1 |  | AD | node_8104601_200823932 | node_intto1_220382607 | 33.719 | bal_1P_4/0AL | 8104601 | no | no |  |  | no |  |  | 0 | 0 | 0 | 0
oh_line_8104601_311912947-2 |  | AD | node_220382607 | node_intto1_220462810 | 9.908 | bal_1P_4/0AL | 8104601 | no | no |  |  | no |  |  | 0 | 0 | 0 | 0
oh_line_8104601_311912947-3 |  | AD | node_220462810 | node_intto1_220557262 | 7.513 | bal_1P_4/0AL | 8104601 | no | no |  |  | no |  |  | 0 | 0 | 0 | 0
oh_line_8104601_311912947-4 |  | AD | node_220557262 | node_8104601_311912947 | 8.15 | bal_1P_4/0AL | 8104601 | no | no |  |  | no |  |  | 0 | 0 | 0 | 0
oh_line_8104601_311912949-1 |  | AN | node_220523584 | node_8104601_311912949 | 7.514 | bal_1P_1/0AC_4/0AL(N) | 8104601 | no | no |  |  | no |  |  | 0 | 0 | 0 | 0
oh_line_8104601_311912949-2 |  | AN | node_220539695 | node_intto1_220523584 | 6.596 | bal_1P_1/0AC_4/0AL(N) | 8104601 | no | no |  |  | no |  |  | 0 | 0 | 0 | 0
oh_line_8104601_311912949-3 |  | AN | node_8104601_200824083 | node_intto1_220539695 | 16.069 | bal_1P_1/0AC_4/0AL(N) | 8104601 | no | no |  |  | no |  |  | 0 | 0 | 0 | 0
oh_line_8104601_311913368-1 |  | AD | node_8104601_200824355 | node_intto1_220382576 | 21.245 | bal_1P_1/0AC | 8104601 | no | no |  |  | no |  |  | 0 | 0 | 0 | 0
oh_line_8104601_311913368-2 |  | AD | node_220382576 | node_intto1_220465425 | 8.326 | bal_1P_1/0AC | 8104601 | no | no |  |  | no |  |  | 0 | 0 | 0 | 0
oh_line_8104601_311913368-3 |  | AD | node_220465425 | node_intto1_220557263 | 7.277 | bal_1P_1/0AC | 8104601 | no | no |  |  | no |  |  | 0 | 0 | 0 | 0
oh_line_8104601_311913368-4 |  | AD | node_220557263 | node_8104601_311913368 | 7.078 | bal_1P_1/0AC | 8104601 | no | no |  |  | no |  |  | 0 | 0 | 0 | 0
oh_line_8104601_311913532-1 |  | AN | node_8104601_200822204 | node_intto1_220523603 | 64.589 | bal_1P_4/0AA_1/0AA(N) | 8104601 | no | no |  |  | no |  |  | 0 | 0 | 0 | 0
oh_line_8104601_311913532-2 |  | AN | node_220523603 | node_intto1_220523338 | 20.525 | bal_1P_4/0AA_1/0AA(N) | 8104601 | no | no |  |  | no |  |  | 0 | 0 | 0 | 0
oh_line_8104601_311913532-3 |  | AN | node_220523338 | node_8104601_311913532 | 21.201 | bal_1P_4/0AA_1/0AA(N) | 8104601 | no | no |  |  | no |  |  | 0 | 0 | 0 | 0
oh_line_8104601_311913686-1 |  | AN | node_8104601_200834818 | node_intto1_220539699 | 12.756 | bal_1P_336AC_4/0AC(N) | 8104601 | no | no |  |  | no |  |  | 0 | 0 | 0 | 0
oh_line_8104601_311913686-2 |  | AN | node_220539699 | node_intto1_220523555 | 12.801 | bal_1P_336AC_4/0AC(N) | 8104601 | no | no |  |  | no |  |  | 0 | 0 | 0 | 0
oh_line_8104601_311913686-3 |  | AN | node_220523555 | node_8104601_311913686 | 9.271 | bal_1P_336AC_4/0AC(N) | 8104601 | no | no |  |  | no |  |  | 0 | 0 | 0 | 0
oh_line_8104601_311913687-1 |  | AN | node_8104601_200835025 | node_intto1_220539801 | 37.89 | bal_1P_477AL_4/0AA(N) | 8104601 | no | no |  |  | no |  |  | 0 | 0 | 0 | 0
oh_line_8104601_311913687-2 |  | AN | node_220539801 | node_intto1_220523572 | 11.971 | bal_1P_477AL_4/0AA(N) | 8104601 | no | no |  |  | no |  |  | 0 | 0 | 0 | 0
oh_line_8104601_311913687-3 |  | AN | node_220523572 | node_intto1_220545163 | 11.842 | bal_1P_477AL_4/0AA(N) | 8104601 | no | no |  |  | no |  |  | 0 | 0 | 0 | 0
oh_line_8104601_311913687-4 |  | AN | node_220545163 | node_8104601_311913687 | 12.784 | bal_1P_477AL_4/0AA(N) | 8104601 | no | no |  |  | no |  |  | 0 | 0 | 0 | 0
oh_line_8104601_311913691-1 |  | AD | node_220523544 | node_8104601_311913691 | 9.222 | bal_1P_1/0AA | 8104601 | no | no |  |  | no |  |  | 0 | 0 | 0 | 0
oh_line_8104601_311913691-2 |  | AD | node_220539703 | node_intto1_220523544 | 12.772 | bal_1P_1/0AA | 8104601 | no | no |  |  | no |  |  | 0 | 0 | 0 | 0
oh_line_8104601_311913691-3 |  | AD | node_8104601_200835026 | node_intto1_220539703 | 21.707 | bal_1P_1/0AA | 8104601 | no | no |  |  | no |  |  | 0 | 0 | 0 | 0
oh_line_8104601_311913692-1 |  | AD | node_8104601_200834860 | node_intto1_220539702 | 12.569 | bal_1P_2AC | 8104601 | no | no |  |  | no |  |  | 0 | 0 | 0 | 0
oh_line_8104601_311913692-2 |  | AD | node_220539702 | node_intto1_220465517 | 8.418 | bal_1P_2AC | 8104601 | no | no |  |  | no |  |  | 0 | 0 | 0 | 0
oh_line_8104601_311913692-3 |  | AD | node_220465517 | node_8104601_311913692 | 4.958 | bal_1P_2AC | 8104601 | no | no |  |  | no |  |  | 0 | 0 | 0 | 0
oh_line_8104601_311913693-1 |  | AN | node_220523371 | node_8104601_311913693 | 12.958 | bal_1P_477AL_4/0AA(N) | 8104601 | no | no |  |  | no |  |  | 0 | 0 | 0 | 0
oh_line_8104601_311913693-2 |  | AN | node_312011932 | node_intto1_220523371 | 16.956 | bal_1P_477AL_4/0AA(N) | 8104601 | no | no |  |  | no |  |  | 0 | 0 | 0 | 0
oh_line_8104601_311913693-3 |  | AN | node_8104601_200835109 | node_intto1_312011932 | 16.028 | bal_1P_477AL_4/0AA(N) | 8104601 | no | no |  |  | no |  |  | 0 | 0 | 0 | 0
oh_line_8104601_311913695-1 |  | AN | node_8104601_200835107 | node_intto1_220539705 | 9.998 | bal_1P_1/0AA_1/0AA(N) | 8104601 | no | no |  |  | no |  |  | 0 | 0 | 0 | 0
oh_line_8104601_311913695-2 |  | AN | node_220539705 | node_intto1_220523558 | 4.201 | bal_1P_1/0AA_1/0AA(N) | 8104601 | no | no |  |  | no |  |  | 0 | 0 | 0 | 0
oh_line_8104601_311913695-3 |  | AN | node_220523558 | node_8104601_311913695 | 2.906 | bal_1P_1/0AA_1/0AA(N) | 8104601 | no | no |  |  | no |  |  | 0 | 0 | 0 | 0
oh_line_8104601_311913699-1 |  | AN | node_220523539 | node_8104601_311913699 | 8.672 | bal_1P_477AL_4/0AC(N) | 8104601 | no | no |  |  | no |  |  | 0 | 0 | 0 | 0
oh_line_8104601_311913699-2 |  | AN | node_220539706 | node_intto1_220523539 | 10.62 | bal_1P_477AL_4/0AC(N) | 8104601 | no | no |  |  | no |  |  | 0 | 0 | 0 | 0
oh_line_8104601_311913699-3 |  | AN | node_8104601_200835138 | node_intto1_220539706 | 36.409 | bal_1P_477AL_4/0AC(N) | 8104601 | no | no |  |  | no |  |  | 0 | 0 | 0 | 0
oh_line_8104601_311913705-1 |  | AN | node_8104601_200835081 | node_intto1_220539704 | 6.051 | bal_1P_477AL_4/0AA(N) | 8104601 | no | no |  |  | no |  |  | 0 | 0 | 0 | 0
oh_line_8104601_311913705-2 |  | AN | node_220539704 | node_intto1_220523554 | 2.548 | bal_1P_477AL_4/0AA(N) | 8104601 | no | no |  |  | no |  |  | 0 | 0 | 0 | 0
oh_line_8104601_311913705-3 |  | AN | node_220523554 | node_8104601_311913705 | 2.348 | bal_1P_477AL_4/0AA(N) | 8104601 | no | no |  |  | no |  |  | 0 | 0 | 0 | 0
oh_line_8104601_311913707-1 |  | AN | node_8104601_200877892 | node_intto1_220436609 | 0.614 | bal_1P_4/0AA_1/0AA(N) | 8104601 | no | no |  |  | no |  |  | 0 | 0 | 0 | 0
oh_line_8104601_311913707-2 |  | AN | node_220436609 | node_intto1_220523593 | 3.999 | bal_1P_4/0AA_1/0AA(N) | 8104601 | no | no |  |  | no |  |  | 0 | 0 | 0 | 0
oh_line_8104601_311913707-3 |  | AN | node_220523593 | node_8104601_311913707 | 15.969 | bal_1P_4/0AA_1/0AA(N) | 8104601 | no | no |  |  | no |  |  | 0 | 0 | 0 | 0
oh_line_8104601_311913708-1 |  | AN | node_8104601_200834798 | node_intto1_220539697 | 17.716 | bal_1P_336AC_4/0AC(N) | 8104601 | no | no |  |  | no |  |  | 0 | 0 | 0 | 0
oh_line_8104601_311913708-2 |  | AN | node_220539697 | node_intto1_220523571 | 9.997 | bal_1P_336AC_4/0AC(N) | 8104601 | no | no |  |  | no |  |  | 0 | 0 | 0 | 0
oh_line_8104601_311913708-3 |  | AN | node_220523571 | node_8104601_311913708 | 11.089 | bal_1P_336AC_4/0AC(N) | 8104601 | no | no |  |  | no |  |  | 0 | 0 | 0 | 0
oh_line_8104601_311913832-1 |  | AN | node_8104601_200834830 | node_intto1_220539700 | 17.73 | bal_1P_336AC_4/0AC(N) | 8104601 | no | no |  |  | no |  |  | 0 | 0 | 0 | 0
oh_line_8104601_311913832-2 |  | AN | node_220539700 | node_intto1_220523181 | 6.954 | bal_1P_336AC_4/0AC(N) | 8104601 | no | no |  |  | no |  |  | 0 | 0 | 0 | 0
oh_line_8104601_311913832-3 |  | AN | node_220523181 | node_8104601_311913832 | 10.803 | bal_1P_336AC_4/0AC(N) | 8104601 | no | no |  |  | no |  |  | 0 | 0 | 0 | 0
oh_line_8104601_311921889 |  | AD | node_8104601_200876757 | node_8104601_311921889 | 184.166 | bal_1P_1/0AA | 8104601 | no | no |  |  | no |  |  | 0 | 0 | 0 | 0
oh_line_8104601_311923082 |  | AD | node_8104601_200834368 | node_8104601_311923082 | 73.501 | bal_1P_2AC | 8104601 | no | no |  |  | no |  |  | 0 | 0 | 0 | 0
oh_line_8104601_311984692 |  | AN | node_8104601_200835114 | node_8104601_311984692 | 50.731 | bal_1P_1/0AA_1/0AA(N) | 8104601 | no | no |  |  | no |  |  | 0 | 0 | 0 | 0
oh_line_8104601_311990731 |  | ABCD | node_8104601_200835383 | node_8104601_311990731 | 89.693 | bal_3P_1/0AA | 8104601 | no | no |  |  | no |  |  | 0 | 0 | 0 | 0
oh_line_8104601_311991875 |  | AD | node_8104601_200876635 | node_intto1_8104601_311991875 | 70.205 | bal_1P_1/0AA | 8104601 | no | no |  |  | no |  |  | 0 | 0 | 0 | 0
oh_line_8104601_311991879 |  | AN | node_8104601_311991875 | node_8104601_311991879 | 319.382 | bal_1P_DELTACUST | 8104601 | no | no |  |  | no |  |  | 0 | 0 | 0 | 0
oh_line_8104601_312009329 |  | AD | node_8104601_201018873 | node_intto1_8104601_312009329 | 137.822 | bal_1P_1/0AA | 8104601 | no | no |  |  | no |  |  | 0 | 0 | 0 | 0
oh_line_8104601_312009330 |  | AD | node_8104601_312009329 | node_8104601_312009330 | 282.022 | bal_1P_1/0AA | 8104601 | no | no |  |  | no |  |  | 0 | 0 | 0 | 0
oh_line_8104601_312013695 |  | AD | node_8104601_200835410 | node_8104601_312013695 | 84.94 | bal_1P_1/0AA | 8104601 | no | no |  |  | no |  |  | 0 | 0 | 0 | 0
oh_line_8104601_312013696 |  | AD | node_8104601_312013695 | node_8104601_312013696 | 237.527 | bal_1P_1/0AA | 8104601 | no | no |  |  | no |  |  | 0 | 0 | 0 | 0
oh_line_8104601_312034390 |  | AD | node_8104601_200834978 | node_8104601_312034390 | 199.587 | bal_1P_1/0AA | 8104601 | no | no |  |  | no |  |  | 0 | 0 | 0 | 0
oh_line_8104601_312034392 |  | AD | node_8104601_312034390 | node_8104601_312034392 | 252.246 | bal_1P_1/0AA | 8104601 | no | no |  |  | no |  |  | 0 | 0 | 0 | 0
oh_line_8104601_312078608 |  | AD | node_8104601_200834259 | node_8104601_312078608 | 89.787 | bal_1P_1/0AA | 8104601 | no | no |  |  | no |  |  | 0 | 0 | 0 | 0
oh_line_8104601_312104823 |  | AD | node_8104601_200835501 | node_8104601_312104823 | 122.104 | bal_1P_2AC | 8104601 | no | no |  |  | no |  |  | 0 | 0 | 0 | 0
oh_line_8104601_312116434 |  | AD | node_8104601_200824062 | node_8104601_312116434 | 52.036 | bal_1P_1/0AA | 8104601 | no | no |  |  | no |  |  | 0 | 0 | 0 | 0
oh_line_8104601_312122380 |  | ABCN | node_8104601_200835110 | node_intto1_8104601_312122380 | 146.057 | bal_3P_477AL_4/0AA(N) | 8104601 | no | no |  |  | no |  |  | 0 | 0 | 0 | 0
oh_line_8104601_312123466 |  | AD | node_8104601_200834060 | node_8104601_312123466 | 282.834 | bal_1P_4ACW | 8104601 | no | no |  |  | no |  |  | 0 | 0 | 0 | 0
oh_line_8104601_312130270 |  | AD | node_8104601_200835236 | node_8104601_312130270 | 52.709 | bal_1P_1/0AA | 8104601 | no | no |  |  | no |  |  | 0 | 0 | 0 | 0
oh_line_8104601_312131840 |  | AD | node_8104601_200876614 | node_8104601_312131840 | 318.634 | bal_1P_2AC | 8104601 | no | no |  |  | no |  |  | 0 | 0 | 0 | 0
oh_line_8104601_312140050 |  | AD | node_8104601_312131840 | node_8104601_312140050 | 62.39 | bal_1P_1/0AA | 8104601 | no | no |  |  | no |  |  | 0 | 0 | 0 | 0
oh_line_TAP_OH_894604 |  | AN | node_8104601_200820751 | node_1413161_705_15323099_594 | 0.033 | unb_TAPWIRE_OH | 8104601 | no | no |  |  | no |  |  | 0 | 0 | 0 | 0
oh_line_TAP_OH_894605 |  | AN | node_8104601_200821189 | node_1410618_594_15334055_952 | 0.033 | unb_TAPWIRE_OH | 8104601 | no | no |  |  | no |  |  | 0 | 0 | 0 | 0
oh_line_TAP_OH_894682 |  | AN | node_8104601_200821450 | node_1408507_774_15330808_327 | 0.033 | unb_TAPWIRE_OH | 8104601 | no | no |  |  | no |  |  | 0 | 0 | 0 | 0
oh_line_TAP_OH_894683 |  | AN | node_8104601_200821455 | node_1409091_762_15331454_157 | 0.033 | unb_TAPWIRE_OH | 8104601 | no | no |  |  | no |  |  | 0 | 0 | 0 | 0
oh_line_TAP_OH_894684 |  | AN | node_8104601_200821456 | node_1409166_008_15331662_864 | 0.033 | unb_TAPWIRE_OH | 8104601 | no | no |  |  | no |  |  | 0 | 0 | 0 | 0
oh_line_TAP_OH_894685 |  | AN | node_8104601_200821458 | node_1409371_084_15331889_035 | 0.033 | unb_TAPWIRE_OH | 8104601 | no | no |  |  | no |  |  | 0 | 0 | 0 | 0
oh_line_TAP_OH_894686 |  | AN | node_8104601_200821461 | node_1409647_341_15331924_744 | 0.033 | unb_TAPWIRE_OH | 8104601 | no | no |  |  | no |  |  | 0 | 0 | 0 | 0
oh_line_TAP_OH_894687 |  | AN | node_8104601_200821463 | node_1409874_169_15332154_483 | 0.033 | unb_TAPWIRE_OH | 8104601 | no | no |  |  | no |  |  | 0 | 0 | 0 | 0
oh_line_TAP_OH_894688 |  | AN | node_8104601_200821464 | node_1409971_661_15332311_148 | 0.033 | unb_TAPWIRE_OH | 8104601 | no | no |  |  | no |  |  | 0 | 0 | 0 | 0
oh_line_TAP_OH_894689 |  | AN | node_8104601_200821465 | node_1409877_634_15332536_418 | 0.033 | unb_TAPWIRE_OH | 8104601 | no | no |  |  | no |  |  | 0 | 0 | 0 | 0
oh_line_TAP_OH_894690 |  | AN | node_8104601_200821467 | node_1410156_277_15332965_045 | 0.033 | unb_TAPWIRE_OH | 8104601 | no | no |  |  | no |  |  | 0 | 0 | 0 | 0
oh_line_TAP_OH_894691 |  | AN | node_8104601_200821468 | node_1410234_003_15333335_7 | 0.033 | unb_TAPWIRE_OH | 8104601 | no | no |  |  | no |  |  | 0 | 0 | 0 | 0
oh_line_TAP_OH_894692 |  | AN | node_8104601_200821472 | node_1410301_902_15333620_421 | 0.033 | unb_TAPWIRE_OH | 8104601 | no | no |  |  | no |  |  | 0 | 0 | 0 | 0
oh_line_TAP_OH_894845 |  | ABCN | node_8104601_200822178 | node_1414109_686_15318831_472 | 0.033 | unb_TAPWIRE_OH | 8104601 | no | no |  |  | no |  |  | 0 | 0 | 0 | 0
oh_line_TAP_OH_894846 |  | ABCN | node_8104601_200822182 | node_1414221_285_15319434_452 | 0.033 | unb_TAPWIRE_OH | 8104601 | no | no |  |  | no |  |  | 0 | 0 | 0 | 0
oh_line_TAP_OH_894847 |  | ABCN | node_8104601_200822184 | node_1414354_983_15319600_044 | 0.033 | unb_TAPWIRE_OH | 8104601 | no | no |  |  | no |  |  | 0 | 0 | 0 | 0
oh_line_TAP_OH_894849 |  | ABCN | node_8104601_200822193 | node_1414308_655_15320299_746 | 0.033 | unb_TAPWIRE_OH | 8104601 | no | no |  |  | no |  |  | 0 | 0 | 0 | 0
oh_line_TAP_OH_894850 |  | ABCN | node_8104601_200822195 | node_1414416_169_15320631_135 | 0.033 | unb_TAPWIRE_OH | 8104601 | no | no |  |  | no |  |  | 0 | 0 | 0 | 0
oh_line_TAP_OH_894851 |  | ABCN | node_8104601_200822201 | node_1414188_197_15321312_568 | 0.033 | unb_TAPWIRE_OH | 8104601 | no | no |  |  | no |  |  | 0 | 0 | 0 | 0
oh_line_TAP_OH_894852 |  | ABCN | node_8104601_200822206 | node_1414214_532_15322261_519 | 0.033 | unb_TAPWIRE_OH | 8104601 | no | no |  |  | no |  |  | 0 | 0 | 0 | 0
oh_line_TAP_OH_894853 |  | ABCN | node_8104601_200822212 | node_1414295_143_15322957_441 | 0.033 | unb_TAPWIRE_OH | 8104601 | no | no |  |  | no |  |  | 0 | 0 | 0 | 0
oh_line_TAP_OH_894854 |  | ABCN | node_8104601_200822215 | node_1414571_978_15323428_082 | 0.033 | unb_TAPWIRE_OH | 8104601 | no | no |  |  | no |  |  | 0 | 0 | 0 | 0
oh_line_TAP_OH_894855 |  | ABCN | node_8104601_200822218 | node_1414588_246_15323780_715 | 0.033 | unb_TAPWIRE_OH | 8104601 | no | no |  |  | no |  |  | 0 | 0 | 0 | 0
oh_line_TAP_OH_894856 |  | ABCN | node_8104601_200822223 | node_1414513_769_15324705_435 | 0.033 | unb_TAPWIRE_OH | 8104601 | no | no |  |  | no |  |  | 0 | 0 | 0 | 0
oh_line_TAP_OH_894858 |  | ABCN | node_8104601_200822227 | node_1414520_244_15325097_989 | 0.033 | unb_TAPWIRE_OH | 8104601 | no | no |  |  | no |  |  | 0 | 0 | 0 | 0
oh_line_TAP_OH_894859 |  | ABCN | node_8104601_200822230 | node_1414575_115_15325676_686 | 0.033 | unb_TAPWIRE_OH | 8104601 | no | no |  |  | no |  |  | 0 | 0 | 0 | 0
oh_line_TAP_OH_894860 |  | ABCN | node_8104601_200822238 | node_1414619_755_15326774_001 | 0.033 | unb_TAPWIRE_OH | 8104601 | no | no |  |  | no |  |  | 0 | 0 | 0 | 0
oh_line_TAP_OH_894861 |  | ABCN | node_8104601_200822243 | node_1414529_497_15327246_093 | 0.033 | unb_TAPWIRE_OH | 8104601 | no | no |  |  | no |  |  | 0 | 0 | 0 | 0
oh_line_TAP_OH_894862 |  | ABCN | node_8104601_200822247 | node_1414333_197_15327678_054 | 0.033 | unb_TAPWIRE_OH | 8104601 | no | no |  |  | no |  |  | 0 | 0 | 0 | 0
oh_line_TAP_OH_894863 |  | ABCN | node_8104601_200822249 | node_1414255_592_15327918_35 | 0.033 | unb_TAPWIRE_OH | 8104601 | no | no |  |  | no |  |  | 0 | 0 | 0 | 0
oh_line_TAP_OH_894864 |  | ABCN | node_8104601_200822252 | node_1414154_349_15328126_893 | 0.033 | unb_TAPWIRE_OH | 8104601 | no | no |  |  | no |  |  | 0 | 0 | 0 | 0
oh_line_TAP_OH_894865 |  | ABCN | node_8104601_200822258 | node_1413805_48_15328275_698 | 0.033 | unb_TAPWIRE_OH | 8104601 | no | no |  |  | no |  |  | 0 | 0 | 0 | 0
oh_line_TAP_OH_894866 |  | AN | node_8104601_200822261 | node_1413703_785_15327666_819 | 0.033 | unb_TAPWIRE_OH | 8104601 | no | no |  |  | no |  |  | 0 | 0 | 0 | 0
oh_line_TAP_OH_894867 |  | AN | node_8104601_200822263 | node_1413554_522_15328270_24 | 0.033 | unb_TAPWIRE_OH | 8104601 | no | no |  |  | no |  |  | 0 | 0 | 0 | 0
oh_line_TAP_OH_894868 |  | AN | node_8104601_200822265 | node_1413704_856_15328608_989 | 0.033 | unb_TAPWIRE_OH | 8104601 | no | no |  |  | no |  |  | 0 | 0 | 0 | 0
oh_line_TAP_OH_894869 |  | ABCN | node_8104601_200822267 | node_1413469_303_15328186_16 | 0.033 | unb_TAPWIRE_OH | 8104601 | no | no |  |  | no |  |  | 0 | 0 | 0 | 0
oh_line_TAP_OH_894870 |  | ABCN | node_8104601_200822268 | node_1413236_525_15328240_126 | 0.033 | unb_TAPWIRE_OH | 8104601 | no | no |  |  | no |  |  | 0 | 0 | 0 | 0
oh_line_TAP_OH_894871 |  | AN | node_8104601_200822270 | node_1413230_361_15327912_372 | 0.033 | unb_TAPWIRE_OH | 8104601 | no | no |  |  | no |  |  | 0 | 0 | 0 | 0
oh_line_TAP_OH_894872 |  | ABCN | node_8104601_200822271 | node_1413056_152_15328212_103 | 0.033 | unb_TAPWIRE_OH | 8104601 | no | no |  |  | no |  |  | 0 | 0 | 0 | 0
oh_line_TAP_OH_894873 |  | AN | node_8104601_200822273 | node_1413052_964_15328411_133 | 0.033 | unb_TAPWIRE_OH | 8104601 | no | no |  |  | no |  |  | 0 | 0 | 0 | 0
oh_line_TAP_OH_894874 |  | ABCN | node_8104601_200822276 | node_1412562_358_15328082_76 | 0.033 | unb_TAPWIRE_OH | 8104601 | no | no |  |  | no |  |  | 0 | 0 | 0 | 0
oh_line_TAP_OH_894875 |  | ABCN | node_8104601_200822280 | node_1412108_083_15328063_656 | 0.033 | unb_TAPWIRE_OH | 8104601 | no | no |  |  | no |  |  | 0 | 0 | 0 | 0
oh_line_TAP_OH_894876 |  | ABCN | node_8104601_200822281 | node_1411965_401_15328062_644 | 0.033 | unb_TAPWIRE_OH | 8104601 | no | no |  |  | no |  |  | 0 | 0 | 0 | 0
oh_line_TAP_OH_894877 |  | ABCN | node_8104601_200822284 | node_1411633_36_15328029_105 | 0.033 | unb_TAPWIRE_OH | 8104601 | no | no |  |  | no |  |  | 0 | 0 | 0 | 0
oh_line_TAP_OH_894878 |  | ABCN | node_8104601_200822285 | node_1411447_677_15328028_544 | 0.033 | unb_TAPWIRE_OH | 8104601 | no | no |  |  | no |  |  | 0 | 0 | 0 | 0
oh_line_TAP_OH_894879 |  | ABCN | node_8104601_200822289 | node_1411072_35_15327995_52 | 0.033 | unb_TAPWIRE_OH | 8104601 | no | no |  |  | no |  |  | 0 | 0 | 0 | 0
oh_line_TAP_OH_894880 |  | ABCN | node_8104601_200822293 | node_1410615_194_15327963_406 | 0.033 | unb_TAPWIRE_OH | 8104601 | no | no |  |  | no |  |  | 0 | 0 | 0 | 0
oh_line_TAP_OH_894882 |  | ABCN | node_8104601_200822300 | node_1409793_673_15327951_931 | 0.033 | unb_TAPWIRE_OH | 8104601 | no | no |  |  | no |  |  | 0 | 0 | 0 | 0
oh_line_TAP_OH_894883 |  | ABCN | node_8104601_200822301 | node_1409550_666_15328007_439 | 0.033 | unb_TAPWIRE_OH | 8104601 | no | no |  |  | no |  |  | 0 | 0 | 0 | 0
oh_line_TAP_OH_894885 |  | ABCN | node_8104601_200822306 | node_1409141_041_15327980_847 | 0.033 | unb_TAPWIRE_OH | 8104601 | no | no |  |  | no |  |  | 0 | 0 | 0 | 0
oh_line_TAP_OH_894886 |  | AN | node_8104601_200822309 | node_1408956_91_15328366_766 | 0.033 | unb_TAPWIRE_OH | 8104601 | no | no |  |  | no |  |  | 0 | 0 | 0 | 0
oh_line_TAP_OH_894887 |  | ABCN | node_8104601_200822312 | node_1408412_707_15328212_767 | 0.033 | unb_TAPWIRE_OH | 8104601 | no | no |  |  | no |  |  | 0 | 0 | 0 | 0
oh_line_TAP_OH_894888 |  | AN | node_8104601_200822315 | node_1408130_611_15328285_427 | 0.033 | unb_TAPWIRE_OH | 8104601 | no | no |  |  | no |  |  | 0 | 0 | 0 | 0
oh_line_TAP_OH_894965 |  | AN | node_8104601_200822612 | node_1409787_186_15324672_338 | 0.033 | unb_TAPWIRE_OH | 8104601 | no | no |  |  | no |  |  | 0 | 0 | 0 | 0
oh_line_TAP_OH_894966 |  | AN | node_8104601_200822617 | node_1410165_46_15324692_585 | 0.033 | unb_TAPWIRE_OH | 8104601 | no | no |  |  | no |  |  | 0 | 0 | 0 | 0
oh_line_TAP_OH_894967 |  | ABCN | node_8104601_200822623 | node_1411335_305_15324680_854 | 0.033 | unb_TAPWIRE_OH | 8104601 | no | no |  |  | no |  |  | 0 | 0 | 0 | 0
oh_line_TAP_OH_894968 |  | ABCN | node_8104601_200822625 | node_1411585_282_15324647_376 | 0.033 | unb_TAPWIRE_OH | 8104601 | no | no |  |  | no |  |  | 0 | 0 | 0 | 0
oh_line_TAP_OH_894969 |  | ABCN | node_8104601_200822627 | node_1411794_011_15324615_068 | 0.033 | unb_TAPWIRE_OH | 8104601 | no | no |  |  | no |  |  | 0 | 0 | 0 | 0
oh_line_TAP_OH_894970 |  | ABCN | node_8104601_200822629 | node_1412307_183_15324761_833 | 0.033 | unb_TAPWIRE_OH | 8104601 | no | no |  |  | no |  |  | 0 | 0 | 0 | 0
oh_line_TAP_OH_894971 |  | ABCN | node_8104601_200822631 | node_1412660_288_15324853_798 | 0.033 | unb_TAPWIRE_OH | 8104601 | no | no |  |  | no |  |  | 0 | 0 | 0 | 0
oh_line_TAP_OH_894972 |  | ABCN | node_8104601_200822632 | node_1412833_229_15324897_15 | 0.033 | unb_TAPWIRE_OH | 8104601 | no | no |  |  | no |  |  | 0 | 0 | 0 | 0
oh_line_TAP_OH_894973 |  | ABCN | node_8104601_200822635 | node_1413287_79_15325028_481 | 0.033 | unb_TAPWIRE_OH | 8104601 | no | no |  |  | no |  |  | 0 | 0 | 0 | 0
oh_line_TAP_OH_895041 |  | ABCN | node_8104601_200822846 | node_1407545_859_15327943_245 | 0.033 | unb_TAPWIRE_OH | 8104601 | no | no |  |  | no |  |  | 0 | 0 | 0 | 0
oh_line_TAP_OH_895042 |  | ABCN | node_8104601_200822848 | node_1407533_38_15327753_775 | 0.033 | unb_TAPWIRE_OH | 8104601 | no | no |  |  | no |  |  | 0 | 0 | 0 | 0
oh_line_TAP_OH_895043 |  | ABCN | node_8104601_200822851 | node_1407552_057_15327494_296 | 0.033 | unb_TAPWIRE_OH | 8104601 | no | no |  |  | no |  |  | 0 | 0 | 0 | 0
oh_line_TAP_OH_895044 |  | ABCN | node_8104601_200822853 | node_1407562_09_15327284_8 | 0.033 | unb_TAPWIRE_OH | 8104601 | no | no |  |  | no |  |  | 0 | 0 | 0 | 0
oh_line_TAP_OH_895045 |  | AN | node_8104601_200822856 | node_1407433_561_15327178_833 | 0.033 | unb_TAPWIRE_OH | 8104601 | no | no |  |  | no |  |  | 0 | 0 | 0 | 0
oh_line_TAP_OH_895046 |  | AN | node_8104601_200822857 | node_1407182_541_15327123_157 | 0.033 | unb_TAPWIRE_OH | 8104601 | no | no |  |  | no |  |  | 0 | 0 | 0 | 0
oh_line_TAP_OH_895047 |  | ABCN | node_8104601_200822858 | node_1407568_084_15326977_72 | 0.033 | unb_TAPWIRE_OH | 8104601 | no | no |  |  | no |  |  | 0 | 0 | 0 | 0
oh_line_TAP_OH_895048 |  | ABCN | node_8104601_200822862 | node_1407648_999_15326592_453 | 0.033 | unb_TAPWIRE_OH | 8104601 | no | no |  |  | no |  |  | 0 | 0 | 0 | 0
oh_line_TAP_OH_895049 |  | ABCN | node_8104601_200822866 | node_1407722_938_15326143_392 | 0.033 | unb_TAPWIRE_OH | 8104601 | no | no |  |  | no |  |  | 0 | 0 | 0 | 0
oh_line_TAP_OH_895050 |  | ABCN | node_8104601_200822867 | node_1407539_402_15326017_05 | 0.033 | unb_TAPWIRE_OH | 8104601 | no | no |  |  | no |  |  | 0 | 0 | 0 | 0
oh_line_TAP_OH_895052 |  | ABN | node_8104601_200822872 | node_1407298_775_15325613_458 | 0.033 | unb_TAPWIRE_OH | 8104601 | no | no |  |  | no |  |  | 0 | 0 | 0 | 0
oh_line_TAP_OH_895053 |  | ABN | node_8104601_200822873 | node_1407195_72_15325444_842 | 0.033 | unb_TAPWIRE_OH | 8104601 | no | no |  |  | no |  |  | 0 | 0 | 0 | 0
oh_line_TAP_OH_895054 |  | AN | node_8104601_200822877 | node_1407062_5_15325119_616 | 0.033 | unb_TAPWIRE_OH | 8104601 | no | no |  |  | no |  |  | 0 | 0 | 0 | 0
oh_line_TAP_OH_895055 |  | ABCN | node_8104601_200822878 | node_1407633_987_15328908_449 | 0.033 | unb_TAPWIRE_OH | 8104601 | no | no |  |  | no |  |  | 0 | 0 | 0 | 0
oh_line_TAP_OH_895056 |  | ABCN | node_8104601_200822882 | node_1407642_041_15328359_569 | 0.033 | unb_TAPWIRE_OH | 8104601 | no | no |  |  | no |  |  | 0 | 0 | 0 | 0
oh_line_TAP_OH_895057 |  | AN | node_8104601_200822889 | node_1407959_305_15328781_383 | 0.033 | unb_TAPWIRE_OH | 8104601 | no | no |  |  | no |  |  | 0 | 0 | 0 | 0
oh_line_TAP_OH_895058 |  | AN | node_8104601_200822891 | node_1408109_854_15328525_663 | 0.033 | unb_TAPWIRE_OH | 8104601 | no | no |  |  | no |  |  | 0 | 0 | 0 | 0
oh_line_TAP_OH_895059 |  | AN | node_8104601_200822892 | node_1408285_019_15328395_803 | 0.033 | unb_TAPWIRE_OH | 8104601 | no | no |  |  | no |  |  | 0 | 0 | 0 | 0
oh_line_TAP_OH_895060 |  | AN | node_8104601_200822893 | node_1408521_777_15328305_026 | 0.033 | unb_TAPWIRE_OH | 8104601 | no | no |  |  | no |  |  | 0 | 0 | 0 | 0
oh_line_TAP_OH_895061 |  | AN | node_8104601_200822896 | node_1406450_373_15337945_371 | 0.033 | unb_TAPWIRE_OH | 8104601 | no | no |  |  | no |  |  | 0 | 0 | 0 | 0
oh_line_TAP_OH_895062 |  | AN | node_8104601_200822897 | node_1406065_37_15336867_031 | 0.033 | unb_TAPWIRE_OH | 8104601 | no | no |  |  | no |  |  | 0 | 0 | 0 | 0
oh_line_TAP_OH_895063 |  | AN | node_8104601_200822901 | node_1405571_191_15337237_356 | 0.033 | unb_TAPWIRE_OH | 8104601 | no | no |  |  | no |  |  | 0 | 0 | 0 | 0
oh_line_TAP_OH_895064 |  | AN | node_8104601_200822902 | node_1405977_626_15337470_281 | 0.033 | unb_TAPWIRE_OH | 8104601 | no | no |  |  | no |  |  | 0 | 0 | 0 | 0
oh_line_TAP_OH_895065 |  | AN | node_8104601_200822905 | node_1406025_617_15337881_292 | 0.033 | unb_TAPWIRE_OH | 8104601 | no | no |  |  | no |  |  | 0 | 0 | 0 | 0
oh_line_TAP_OH_895066 |  | AN | node_8104601_200822909 | node_1405924_846_15338616_744 | 0.033 | unb_TAPWIRE_OH | 8104601 | no | no |  |  | no |  |  | 0 | 0 | 0 | 0
oh_line_TAP_OH_895067 |  | AN | node_8104601_200822911 | node_1406426_326_15338609_33 | 0.033 | unb_TAPWIRE_OH | 8104601 | no | no |  |  | no |  |  | 0 | 0 | 0 | 0
oh_line_TAP_OH_895068 |  | AN | node_8104601_200822914 | node_1405971_229_15338852_732 | 0.033 | unb_TAPWIRE_OH | 8104601 | no | no |  |  | no |  |  | 0 | 0 | 0 | 0
oh_line_TAP_OH_895069 |  | AN | node_8104601_200822917 | node_1406041_656_15339390_771 | 0.033 | unb_TAPWIRE_OH | 8104601 | no | no |  |  | no |  |  | 0 | 0 | 0 | 0
oh_line_TAP_OH_895070 |  | AN | node_8104601_200822918 | node_1406526_868_15339397_49 | 0.033 | unb_TAPWIRE_OH | 8104601 | no | no |  |  | no |  |  | 0 | 0 | 0 | 0
oh_line_TAP_OH_895073 |  | AN | node_8104601_200822923 | node_1407125_384_15334215_684 | 0.033 | unb_TAPWIRE_OH | 8104601 | no | no |  |  | no |  |  | 0 | 0 | 0 | 0
oh_line_TAP_OH_895074 |  | AN | node_8104601_200822925 | node_1406695_718_15334796_501 | 0.033 | unb_TAPWIRE_OH | 8104601 | no | no |  |  | no |  |  | 0 | 0 | 0 | 0
oh_line_TAP_OH_895075 |  | AN | node_8104601_200822926 | node_1406615_814_15335002_4 | 0.033 | unb_TAPWIRE_OH | 8104601 | no | no |  |  | no |  |  | 0 | 0 | 0 | 0
oh_line_TAP_OH_895076 |  | AN | node_8104601_200822933 | node_1407396_64_15334959_67 | 0.033 | unb_TAPWIRE_OH | 8104601 | no | no |  |  | no |  |  | 0 | 0 | 0 | 0
oh_line_TAP_OH_895077 |  | AN | node_8104601_200822934 | node_1406382_34_15335441_262 | 0.033 | unb_TAPWIRE_OH | 8104601 | no | no |  |  | no |  |  | 0 | 0 | 0 | 0
oh_line_TAP_OH_895078 |  | AN | node_8104601_200822935 | node_1406428_829_15335652_323 | 0.033 | unb_TAPWIRE_OH | 8104601 | no | no |  |  | no |  |  | 0 | 0 | 0 | 0
oh_line_TAP_OH_895079 |  | AN | node_8104601_200822938 | node_1406327_56_15336048_191 | 0.033 | unb_TAPWIRE_OH | 8104601 | no | no |  |  | no |  |  | 0 | 0 | 0 | 0
oh_line_TAP_OH_895080 |  | AN | node_8104601_200822939 | node_1406206_933_15336218_17 | 0.033 | unb_TAPWIRE_OH | 8104601 | no | no |  |  | no |  |  | 0 | 0 | 0 | 0
oh_line_TAP_OH_895081 |  | AN | node_8104601_200822943 | node_1406746_697_15336449_536 | 0.033 | unb_TAPWIRE_OH | 8104601 | no | no |  |  | no |  |  | 0 | 0 | 0 | 0
oh_line_TAP_OH_895082 |  | AN | node_8104601_200822947 | node_1413930_206_15328593_246 | 0.033 | unb_TAPWIRE_OH | 8104601 | no | no |  |  | no |  |  | 0 | 0 | 0 | 0
oh_line_TAP_OH_895421 |  | ABCN | node_8104601_200823915 | node_1410286_636_15324597_438 | 0.033 | unb_TAPWIRE_OH | 8104601 | no | no |  |  | no |  |  | 0 | 0 | 0 | 0
oh_line_TAP_OH_895422 |  | ABCN | node_8104601_200823916 | node_1410124_53_15324454_914 | 0.033 | unb_TAPWIRE_OH | 8104601 | no | no |  |  | no |  |  | 0 | 0 | 0 | 0
oh_line_TAP_OH_895423 |  | AN | node_8104601_200823918 | node_1409352_889_15321746_65 | 0.033 | unb_TAPWIRE_OH | 8104601 | no | no |  |  | no |  |  | 0 | 0 | 0 | 0
oh_line_TAP_OH_895424 |  | AN | node_8104601_200823923 | node_1409807_436_15323226_336 | 0.033 | unb_TAPWIRE_OH | 8104601 | no | no |  |  | no |  |  | 0 | 0 | 0 | 0
oh_line_TAP_OH_895425 |  | AN | node_8104601_200823925 | node_1409669_371_15322767_184 | 0.033 | unb_TAPWIRE_OH | 8104601 | no | no |  |  | no |  |  | 0 | 0 | 0 | 0
oh_line_TAP_OH_895426 |  | AN | node_8104601_200823927 | node_1409613_341_15322577_713 | 0.033 | unb_TAPWIRE_OH | 8104601 | no | no |  |  | no |  |  | 0 | 0 | 0 | 0
oh_line_TAP_OH_895427 |  | AN | node_8104601_200823930 | node_1409477_761_15322229_584 | 0.033 | unb_TAPWIRE_OH | 8104601 | no | no |  |  | no |  |  | 0 | 0 | 0 | 0
oh_line_TAP_OH_895428 |  | AN | node_8104601_200823931 | node_1409509_676_15322035_126 | 0.033 | unb_TAPWIRE_OH | 8104601 | no | no |  |  | no |  |  | 0 | 0 | 0 | 0
oh_line_TAP_OH_895456 |  | AN | node_8104601_200824050 | node_1410139_069_15326480_028 | 0.033 | unb_TAPWIRE_OH | 8104601 | no | no |  |  | no |  |  | 0 | 0 | 0 | 0
oh_line_TAP_OH_895457 |  | ABCN | node_8104601_200824056 | node_1409857_341_15326499_263 | 0.033 | unb_TAPWIRE_OH | 8104601 | no | no |  |  | no |  |  | 0 | 0 | 0 | 0
oh_line_TAP_OH_895458 |  | ABCN | node_8104601_200824058 | node_1410179_048_15326178_666 | 0.033 | unb_TAPWIRE_OH | 8104601 | no | no |  |  | no |  |  | 0 | 0 | 0 | 0
oh_line_TAP_OH_895459 |  | ABCN | node_8104601_200824059 | node_1410207_644_15326012_627 | 0.033 | unb_TAPWIRE_OH | 8104601 | no | no |  |  | no |  |  | 0 | 0 | 0 | 0
oh_line_TAP_OH_895460 |  | AN | node_8104601_200824062 | node_1410460_932_15325442_417 | 0.033 | unb_TAPWIRE_OH | 8104601 | no | no |  |  | no |  |  | 0 | 0 | 0 | 0
oh_line_TAP_OH_895461 |  | AN | node_8104601_200824064 | node_1410408_002_15325125_469 | 0.033 | unb_TAPWIRE_OH | 8104601 | no | no |  |  | no |  |  | 0 | 0 | 0 | 0
oh_line_TAP_OH_895462 |  | AN | node_8104601_200824065 | node_1410403_11_15324890_82 | 0.033 | unb_TAPWIRE_OH | 8104601 | no | no |  |  | no |  |  | 0 | 0 | 0 | 0
oh_line_TAP_OH_895463 |  | ABCN | node_8104601_200824066 | node_1409529_666_15327623_94 | 0.033 | unb_TAPWIRE_OH | 8104601 | no | no |  |  | no |  |  | 0 | 0 | 0 | 0
oh_line_TAP_OH_895464 |  | ABCN | node_8104601_200824071 | node_1409597_539_15326986_483 | 0.033 | unb_TAPWIRE_OH | 8104601 | no | no |  |  | no |  |  | 0 | 0 | 0 | 0
oh_line_TAP_OH_895465 |  | ABCN | node_8104601_200824074 | node_1409706_262_15326938_968 | 0.033 | unb_TAPWIRE_OH | 8104601 | no | no |  |  | no |  |  | 0 | 0 | 0 | 0
oh_line_TAP_OH_895466 |  | AN | node_8104601_200824080 | node_1410065_986_15327480_101 | 0.033 | unb_TAPWIRE_OH | 8104601 | no | no |  |  | no |  |  | 0 | 0 | 0 | 0
oh_line_TAP_OH_895467 |  | AN | node_8104601_200824082 | node_1410247_019_15327717_52 | 0.033 | unb_TAPWIRE_OH | 8104601 | no | no |  |  | no |  |  | 0 | 0 | 0 | 0
oh_line_TAP_OH_895468 |  | AN | node_8104601_200824084 | node_1410433_155_15327440_744 | 0.033 | unb_TAPWIRE_OH | 8104601 | no | no |  |  | no |  |  | 0 | 0 | 0 | 0
oh_line_TAP_OH_895469 |  | AN | node_8104601_200824085 | node_1410476_083_15327252_568 | 0.033 | unb_TAPWIRE_OH | 8104601 | no | no |  |  | no |  |  | 0 | 0 | 0 | 0
oh_line_TAP_OH_895495 |  | AN | node_8104601_200824148 | node_1412192_227_15328077_702 | 0.033 | unb_TAPWIRE_OH | 8104601 | no | no |  |  | no |  |  | 0 | 0 | 0 | 0
oh_line_TAP_OH_895496 |  | AN | node_8104601_200824151 | node_1412182_249_15327637_743 | 0.033 | unb_TAPWIRE_OH | 8104601 | no | no |  |  | no |  |  | 0 | 0 | 0 | 0
oh_line_TAP_OH_895497 |  | AN | node_8104601_200824155 | node_1412170_088_15327157_223 | 0.033 | unb_TAPWIRE_OH | 8104601 | no | no |  |  | no |  |  | 0 | 0 | 0 | 0
oh_line_TAP_OH_895498 |  | AN | node_8104601_200824158 | node_1412017_683_15327926_544 | 0.033 | unb_TAPWIRE_OH | 8104601 | no | no |  |  | no |  |  | 0 | 0 | 0 | 0
oh_line_TAP_OH_895499 |  | AN | node_8104601_200824164 | node_1411766_933_15327411_458 | 0.033 | unb_TAPWIRE_OH | 8104601 | no | no |  |  | no |  |  | 0 | 0 | 0 | 0
oh_line_TAP_OH_895500 |  | AN | node_8104601_200824167 | node_1411592_336_15327811_595 | 0.033 | unb_TAPWIRE_OH | 8104601 | no | no |  |  | no |  |  | 0 | 0 | 0 | 0
oh_line_TAP_OH_895527 |  | ABCN | node_8104601_200824228 | node_1410751_05_15326059_995 | 0.033 | unb_TAPWIRE_OH | 8104601 | no | no |  |  | no |  |  | 0 | 0 | 0 | 0
oh_line_TAP_OH_895528 |  | ABCN | node_8104601_200824235 | node_1410988_908_15324870_616 | 0.033 | unb_TAPWIRE_OH | 8104601 | no | no |  |  | no |  |  | 0 | 0 | 0 | 0
oh_line_TAP_OH_895529 |  | ABCN | node_8104601_200824238 | node_1410971_372_15325191_602 | 0.033 | unb_TAPWIRE_OH | 8104601 | no | no |  |  | no |  |  | 0 | 0 | 0 | 0
oh_line_TAP_OH_895530 |  | ABCN | node_8104601_200824240 | node_1410806_796_15325482_963 | 0.033 | unb_TAPWIRE_OH | 8104601 | no | no |  |  | no |  |  | 0 | 0 | 0 | 0
oh_line_TAP_OH_895531 |  | ABCN | node_8104601_200824242 | node_1410860_901_15325724_755 | 0.033 | unb_TAPWIRE_OH | 8104601 | no | no |  |  | no |  |  | 0 | 0 | 0 | 0
oh_line_TAP_OH_895532 |  | ABCN | node_8104601_200824245 | node_1407764_138_15329844_585 | 0.033 | unb_TAPWIRE_OH | 8104601 | no | no |  |  | no |  |  | 0 | 0 | 0 | 0
oh_line_TAP_OH_895533 |  | AN | node_8104601_200824248 | node_1407521_614_15329846_361 | 0.033 | unb_TAPWIRE_OH | 8104601 | no | no |  |  | no |  |  | 0 | 0 | 0 | 0
oh_line_TAP_OH_895534 |  | ABCN | node_8104601_200824250 | node_1407589_268_15329460_701 | 0.033 | unb_TAPWIRE_OH | 8104601 | no | no |  |  | no |  |  | 0 | 0 | 0 | 0
oh_line_TAP_OH_895535 |  | AN | node_8104601_200824254 | node_1404270_521_15335268_906 | 0.033 | unb_TAPWIRE_OH | 8104601 | no | no |  |  | no |  |  | 0 | 0 | 0 | 0
oh_line_TAP_OH_895536 |  | AN | node_8104601_200824255 | node_1405836_858_15336649_697 | 0.033 | unb_TAPWIRE_OH | 8104601 | no | no |  |  | no |  |  | 0 | 0 | 0 | 0
oh_line_TAP_OH_895537 |  | AN | node_8104601_200824257 | node_1405521_084_15336950_398 | 0.033 | unb_TAPWIRE_OH | 8104601 | no | no |  |  | no |  |  | 0 | 0 | 0 | 0
oh_line_TAP_OH_895538 |  | AN | node_8104601_200824258 | node_1405430_288_15336360_509 | 0.033 | unb_TAPWIRE_OH | 8104601 | no | no |  |  | no |  |  | 0 | 0 | 0 | 0
oh_line_TAP_OH_895539 |  | AN | node_8104601_200824260 | node_1405216_629_15336095_359 | 0.033 | unb_TAPWIRE_OH | 8104601 | no | no |  |  | no |  |  | 0 | 0 | 0 | 0
oh_line_TAP_OH_895540 |  | AN | node_8104601_200824261 | node_1405001_04_15335793_529 | 0.033 | unb_TAPWIRE_OH | 8104601 | no | no |  |  | no |  |  | 0 | 0 | 0 | 0
oh_line_TAP_OH_895541 |  | AN | node_8104601_200824264 | node_1404931_281_15335568_207 | 0.033 | unb_TAPWIRE_OH | 8104601 | no | no |  |  | no |  |  | 0 | 0 | 0 | 0
oh_line_TAP_OH_895542 |  | AN | node_8104601_200824265 | node_1404726_697_15335411_91 | 0.033 | unb_TAPWIRE_OH | 8104601 | no | no |  |  | no |  |  | 0 | 0 | 0 | 0
oh_line_TAP_OH_895543 |  | AN | node_8104601_200824267 | node_1404658_358_15335196_288 | 0.033 | unb_TAPWIRE_OH | 8104601 | no | no |  |  | no |  |  | 0 | 0 | 0 | 0
oh_line_TAP_OH_895544 |  | AN | node_8104601_200824269 | node_1404490_281_15335092_908 | 0.033 | unb_TAPWIRE_OH | 8104601 | no | no |  |  | no |  |  | 0 | 0 | 0 | 0
oh_line_TAP_OH_895545 |  | AN | node_8104601_200824273 | node_1404146_307_15335027_912 | 0.033 | unb_TAPWIRE_OH | 8104601 | no | no |  |  | no |  |  | 0 | 0 | 0 | 0
oh_line_TAP_OH_895546 |  | AN | node_8104601_200824275 | node_1412609_769_15327517_335 | 0.033 | unb_TAPWIRE_OH | 8104601 | no | no |  |  | no |  |  | 0 | 0 | 0 | 0
oh_line_TAP_OH_895562 |  | AN | node_8104601_200824320 | node_1406081_547_15331961_481 | 0.033 | unb_TAPWIRE_OH | 8104601 | no | no |  |  | no |  |  | 0 | 0 | 0 | 0
oh_line_TAP_OH_895563 |  | AN | node_8104601_200824321 | node_1407157_007_15330272_257 | 0.033 | unb_TAPWIRE_OH | 8104601 | no | no |  |  | no |  |  | 0 | 0 | 0 | 0
oh_line_TAP_OH_895564 |  | AN | node_8104601_200824323 | node_1406909_434_15330571_035 | 0.033 | unb_TAPWIRE_OH | 8104601 | no | no |  |  | no |  |  | 0 | 0 | 0 | 0
oh_line_TAP_OH_895565 |  | AN | node_8104601_200824325 | node_1406819_585_15330966_766 | 0.033 | unb_TAPWIRE_OH | 8104601 | no | no |  |  | no |  |  | 0 | 0 | 0 | 0
oh_line_TAP_OH_895566 |  | AN | node_8104601_200824327 | node_1406670_083_15331410_186 | 0.033 | unb_TAPWIRE_OH | 8104601 | no | no |  |  | no |  |  | 0 | 0 | 0 | 0
oh_line_TAP_OH_895567 |  | ABCN | node_8104601_200824335 | node_1413318_214_15324564_261 | 0.033 | unb_TAPWIRE_OH | 8104601 | no | no |  |  | no |  |  | 0 | 0 | 0 | 0
oh_line_TAP_OH_895573 |  | AN | node_8104601_200824353 | node_1409246_412_15322734_468 | 0.033 | unb_TAPWIRE_OH | 8104601 | no | no |  |  | no |  |  | 0 | 0 | 0 | 0
oh_line_TAP_OH_895574 |  | AN | node_8104601_200824354 | node_1409017_362_15322697_264 | 0.033 | unb_TAPWIRE_OH | 8104601 | no | no |  |  | no |  |  | 0 | 0 | 0 | 0
oh_line_TAP_OH_895575 |  | AN | node_8104601_200824356 | node_1408931_292_15323028_687 | 0.033 | unb_TAPWIRE_OH | 8104601 | no | no |  |  | no |  |  | 0 | 0 | 0 | 0
oh_line_TAP_OH_895596 |  | AN | node_8104601_200824413 | node_1409552_674_15326361_451 | 0.033 | unb_TAPWIRE_OH | 8104601 | no | no |  |  | no |  |  | 0 | 0 | 0 | 0
oh_line_TAP_OH_895597 |  | AN | node_8104601_200824414 | node_1409436_651_15326546_795 | 0.033 | unb_TAPWIRE_OH | 8104601 | no | no |  |  | no |  |  | 0 | 0 | 0 | 0
oh_line_TAP_OH_895612 |  | AN | node_8104601_200824455 | node_1407853_889_15332204_246 | 0.033 | unb_TAPWIRE_OH | 8104601 | no | no |  |  | no |  |  | 0 | 0 | 0 | 0
oh_line_TAP_OH_895613 |  | AN | node_8104601_200824458 | node_1407612_384_15332845_079 | 0.033 | unb_TAPWIRE_OH | 8104601 | no | no |  |  | no |  |  | 0 | 0 | 0 | 0
oh_line_TAP_OH_895614 |  | AN | node_8104601_200824461 | node_1407845_737_15330517_356 | 0.033 | unb_TAPWIRE_OH | 8104601 | no | no |  |  | no |  |  | 0 | 0 | 0 | 0
oh_line_TAP_OH_895615 |  | AN | node_8104601_200824464 | node_1407791_261_15330796_137 | 0.033 | unb_TAPWIRE_OH | 8104601 | no | no |  |  | no |  |  | 0 | 0 | 0 | 0
oh_line_TAP_OH_895616 |  | AN | node_8104601_200824466 | node_1407397_976_15330783_801 | 0.033 | unb_TAPWIRE_OH | 8104601 | no | no |  |  | no |  |  | 0 | 0 | 0 | 0
oh_line_TAP_OH_895617 |  | AN | node_8104601_200824468 | node_1408000_25_15330802_145 | 0.033 | unb_TAPWIRE_OH | 8104601 | no | no |  |  | no |  |  | 0 | 0 | 0 | 0
oh_line_TAP_OH_895618 |  | AN | node_8104601_200824469 | node_1408032_751_15330993_012 | 0.033 | unb_TAPWIRE_OH | 8104601 | no | no |  |  | no |  |  | 0 | 0 | 0 | 0
oh_line_TAP_OH_895619 |  | AN | node_8104601_200824471 | node_1407904_585_15331095_113 | 0.033 | unb_TAPWIRE_OH | 8104601 | no | no |  |  | no |  |  | 0 | 0 | 0 | 0
oh_line_TAP_OH_895620 |  | AN | node_8104601_200824472 | node_1407863_961_15331484_461 | 0.033 | unb_TAPWIRE_OH | 8104601 | no | no |  |  | no |  |  | 0 | 0 | 0 | 0
oh_line_TAP_OH_895621 |  | AN | node_8104601_200824474 | node_1407800_952_15331707_237 | 0.033 | unb_TAPWIRE_OH | 8104601 | no | no |  |  | no |  |  | 0 | 0 | 0 | 0
oh_line_TAP_OH_895622 |  | AN | node_8104601_200824479 | node_1411310_236_15325789_384 | 0.033 | unb_TAPWIRE_OH | 8104601 | no | no |  |  | no |  |  | 0 | 0 | 0 | 0
oh_line_TAP_OH_895623 |  | AN | node_8104601_200824482 | node_1411204_519_15325301_023 | 0.033 | unb_TAPWIRE_OH | 8104601 | no | no |  |  | no |  |  | 0 | 0 | 0 | 0
oh_line_TAP_OH_895624 |  | AN | node_8104601_200824484 | node_1411310_534_15325014_334 | 0.033 | unb_TAPWIRE_OH | 8104601 | no | no |  |  | no |  |  | 0 | 0 | 0 | 0
oh_line_TAP_OH_895625 |  | AN | node_8104601_200824486 | node_1411343_92_15324774_3 | 0.033 | unb_TAPWIRE_OH | 8104601 | no | no |  |  | no |  |  | 0 | 0 | 0 | 0
oh_line_TAP_OH_895631 |  | ABN | node_8104601_200824506 | node_1409925_232_15327058_151 | 0.033 | unb_TAPWIRE_OH | 8104601 | no | no |  |  | no |  |  | 0 | 0 | 0 | 0
oh_line_TAP_OH_895632 |  | ABN | node_8104601_200824507 | node_1410069_263_15327130_874 | 0.033 | unb_TAPWIRE_OH | 8104601 | no | no |  |  | no |  |  | 0 | 0 | 0 | 0
oh_line_TAP_OH_895633 |  | AN | node_8104601_200824509 | node_1410073_212_15326919_071 | 0.033 | unb_TAPWIRE_OH | 8104601 | no | no |  |  | no |  |  | 0 | 0 | 0 | 0
oh_line_TAP_OH_895634 |  | AN | node_8104601_200824510 | node_1410156_018_15326719_704 | 0.033 | unb_TAPWIRE_OH | 8104601 | no | no |  |  | no |  |  | 0 | 0 | 0 | 0
oh_line_TAP_OH_895635 |  | ABN | node_8104601_200824512 | node_1410400_864_15327141_599 | 0.033 | unb_TAPWIRE_OH | 8104601 | no | no |  |  | no |  |  | 0 | 0 | 0 | 0
oh_line_TAP_OH_895636 |  | ABN | node_8104601_200824513 | node_1410651_899_15327090_962 | 0.033 | unb_TAPWIRE_OH | 8104601 | no | no |  |  | no |  |  | 0 | 0 | 0 | 0
oh_line_TAP_OH_895665 |  | AN | node_8104601_200824588 | node_1407920_443_15327219_565 | 0.033 | unb_TAPWIRE_OH | 8104601 | no | no |  |  | no |  |  | 0 | 0 | 0 | 0
oh_line_TAP_OH_895666 |  | AN | node_8104601_200824592 | node_1407919_809_15327533_48 | 0.033 | unb_TAPWIRE_OH | 8104601 | no | no |  |  | no |  |  | 0 | 0 | 0 | 0
oh_line_TAP_OH_895667 |  | AN | node_8104601_200824593 | node_1407923_979_15327730_653 | 0.033 | unb_TAPWIRE_OH | 8104601 | no | no |  |  | no |  |  | 0 | 0 | 0 | 0
oh_line_TAP_OH_895668 |  | AN | node_8104601_200824594 | node_1407906_184_15327996_593 | 0.033 | unb_TAPWIRE_OH | 8104601 | no | no |  |  | no |  |  | 0 | 0 | 0 | 0
oh_line_TAP_OH_895669 |  | AN | node_8104601_200824602 | node_1407365_683_15329857_918 | 0.033 | unb_TAPWIRE_OH | 8104601 | no | no |  |  | no |  |  | 0 | 0 | 0 | 0
oh_line_TAP_OH_895670 |  | AN | node_8104601_200824606 | node_1407858_588_15330194_531 | 0.033 | unb_TAPWIRE_OH | 8104601 | no | no |  |  | no |  |  | 0 | 0 | 0 | 0
oh_line_TAP_OH_895671 |  | AN | node_8104601_200824608 | node_1407954_599_15330499_222 | 0.033 | unb_TAPWIRE_OH | 8104601 | no | no |  |  | no |  |  | 0 | 0 | 0 | 0
oh_line_TAP_OH_895700 |  | AN | node_8104601_200824691 | node_1405413_251_15339014_053 | 0.033 | unb_TAPWIRE_OH | 8104601 | no | no |  |  | no |  |  | 0 | 0 | 0 | 0
oh_line_TAP_OH_895701 |  | AN | node_8104601_200824693 | node_1404902_538_15338958_109 | 0.033 | unb_TAPWIRE_OH | 8104601 | no | no |  |  | no |  |  | 0 | 0 | 0 | 0
oh_line_TAP_OH_895705 |  | AN | node_8104601_200824704 | node_1415380_715_15321071_088 | 0.033 | unb_TAPWIRE_OH | 8104601 | no | no |  |  | no |  |  | 0 | 0 | 0 | 0
oh_line_TAP_OH_895706 |  | AN | node_8104601_200824708 | node_1415080_42_15320648_451 | 0.033 | unb_TAPWIRE_OH | 8104601 | no | no |  |  | no |  |  | 0 | 0 | 0 | 0
oh_line_TAP_OH_898074 |  | AN | node_8104601_200833066 | node_1424383_398_15341344_678 | 0.033 | unb_TAPWIRE_OH | 8104601 | no | no |  |  | no |  |  | 0 | 0 | 0 | 0
oh_line_TAP_OH_898075 |  | ABCN | node_8104601_200833134 | node_1414870_736_15328642_667 | 0.033 | unb_TAPWIRE_OH | 8104601 | no | no |  |  | no |  |  | 0 | 0 | 0 | 0
oh_line_TAP_OH_898076 |  | AN | node_8104601_200833138 | node_1415415_095_15328109_693 | 0.033 | unb_TAPWIRE_OH | 8104601 | no | no |  |  | no |  |  | 0 | 0 | 0 | 0
oh_line_TAP_OH_898077 |  | AN | node_8104601_200833143 | node_1415413_097_15327657_715 | 0.033 | unb_TAPWIRE_OH | 8104601 | no | no |  |  | no |  |  | 0 | 0 | 0 | 0
oh_line_TAP_OH_898078 |  | AN | node_8104601_200833146 | node_1415439_556_15327357_69 | 0.033 | unb_TAPWIRE_OH | 8104601 | no | no |  |  | no |  |  | 0 | 0 | 0 | 0
oh_line_TAP_OH_898079 |  | AN | node_8104601_200833149 | node_1415673_19_15326748_396 | 0.033 | unb_TAPWIRE_OH | 8104601 | no | no |  |  | no |  |  | 0 | 0 | 0 | 0
oh_line_TAP_OH_898124 |  | AN | node_8104601_200833358 | node_1414505_11_15315671_649 | 0.033 | unb_TAPWIRE_OH | 8104601 | no | no |  |  | no |  |  | 0 | 0 | 0 | 0
oh_line_TAP_OH_898197 |  | AN | node_8104601_200833616 | node_1418664_741_15332642_375 | 0.033 | unb_TAPWIRE_OH | 8104601 | no | no |  |  | no |  |  | 0 | 0 | 0 | 0
oh_line_TAP_OH_898198 |  | AN | node_8104601_200833617 | node_1418941_512_15332743_792 | 0.033 | unb_TAPWIRE_OH | 8104601 | no | no |  |  | no |  |  | 0 | 0 | 0 | 0
oh_line_TAP_OH_898199 |  | AN | node_8104601_200833619 | node_1422012_739_15332914_532 | 0.033 | unb_TAPWIRE_OH | 8104601 | no | no |  |  | no |  |  | 0 | 0 | 0 | 0
oh_line_TAP_OH_898200 |  | AN | node_8104601_200833620 | node_1422237_463_15332908_391 | 0.033 | unb_TAPWIRE_OH | 8104601 | no | no |  |  | no |  |  | 0 | 0 | 0 | 0
oh_line_TAP_OH_898201 |  | AN | node_8104601_200833623 | node_1422819_068_15332909_843 | 0.033 | unb_TAPWIRE_OH | 8104601 | no | no |  |  | no |  |  | 0 | 0 | 0 | 0
oh_line_TAP_OH_898202 |  | AN | node_8104601_200833628 | node_1423921_448_15332915_97 | 0.033 | unb_TAPWIRE_OH | 8104601 | no | no |  |  | no |  |  | 0 | 0 | 0 | 0
oh_line_TAP_OH_898203 |  | AN | node_8104601_200833630 | node_1424291_023_15332949_523 | 0.033 | unb_TAPWIRE_OH | 8104601 | no | no |  |  | no |  |  | 0 | 0 | 0 | 0
oh_line_TAP_OH_898204 |  | AN | node_8104601_200833631 | node_1424635_54_15332952_722 | 0.033 | unb_TAPWIRE_OH | 8104601 | no | no |  |  | no |  |  | 0 | 0 | 0 | 0
oh_line_TAP_OH_898205 |  | AN | node_8104601_200833632 | node_1424952_647_15333022_333 | 0.033 | unb_TAPWIRE_OH | 8104601 | no | no |  |  | no |  |  | 0 | 0 | 0 | 0
oh_line_TAP_OH_898206 |  | AN | node_8104601_200833634 | node_1424987_637_15332862_986 | 0.033 | unb_TAPWIRE_OH | 8104601 | no | no |  |  | no |  |  | 0 | 0 | 0 | 0
oh_line_TAP_OH_898207 |  | AN | node_8104601_200833635 | node_1425232_789_15333104_031 | 0.033 | unb_TAPWIRE_OH | 8104601 | no | no |  |  | no |  |  | 0 | 0 | 0 | 0
oh_line_TAP_OH_898208 |  | AN | node_8104601_200833638 | node_1419275_276_15332750_896 | 0.033 | unb_TAPWIRE_OH | 8104601 | no | no |  |  | no |  |  | 0 | 0 | 0 | 0
oh_line_TAP_OH_898209 |  | AN | node_8104601_200833641 | node_1425868_432_15333302_462 | 0.033 | unb_TAPWIRE_OH | 8104601 | no | no |  |  | no |  |  | 0 | 0 | 0 | 0
oh_line_TAP_OH_898210 |  | AN | node_8104601_200833645 | node_1426178_338_15333324_251 | 0.033 | unb_TAPWIRE_OH | 8104601 | no | no |  |  | no |  |  | 0 | 0 | 0 | 0
oh_line_TAP_OH_898211 |  | AN | node_8104601_200833647 | node_1426811_422_15333586_359 | 0.033 | unb_TAPWIRE_OH | 8104601 | no | no |  |  | no |  |  | 0 | 0 | 0 | 0
oh_line_TAP_OH_898212 |  | AN | node_8104601_200833649 | node_1427162_056_15333686_382 | 0.033 | unb_TAPWIRE_OH | 8104601 | no | no |  |  | no |  |  | 0 | 0 | 0 | 0
oh_line_TAP_OH_898213 |  | AN | node_8104601_200833650 | node_1426878_213_15333753_406 | 0.033 | unb_TAPWIRE_OH | 8104601 | no | no |  |  | no |  |  | 0 | 0 | 0 | 0
oh_line_TAP_OH_898214 |  | AN | node_8104601_200833652 | node_1426737_543_15334044_91 | 0.033 | unb_TAPWIRE_OH | 8104601 | no | no |  |  | no |  |  | 0 | 0 | 0 | 0
oh_line_TAP_OH_898215 |  | AN | node_8104601_200833655 | node_1426754_598_15334537_146 | 0.033 | unb_TAPWIRE_OH | 8104601 | no | no |  |  | no |  |  | 0 | 0 | 0 | 0
oh_line_TAP_OH_898216 |  | AN | node_8104601_200833658 | node_1427196_211_15334811_335 | 0.033 | unb_TAPWIRE_OH | 8104601 | no | no |  |  | no |  |  | 0 | 0 | 0 | 0
oh_line_TAP_OH_898217 |  | AN | node_8104601_200833661 | node_1419701_49_15332762_683 | 0.033 | unb_TAPWIRE_OH | 8104601 | no | no |  |  | no |  |  | 0 | 0 | 0 | 0
oh_line_TAP_OH_898218 |  | AN | node_8104601_200833662 | node_1419948_002_15332771_063 | 0.033 | unb_TAPWIRE_OH | 8104601 | no | no |  |  | no |  |  | 0 | 0 | 0 | 0
oh_line_TAP_OH_898219 |  | AN | node_8104601_200833663 | node_1426695_182_15335278_725 | 0.033 | unb_TAPWIRE_OH | 8104601 | no | no |  |  | no |  |  | 0 | 0 | 0 | 0
oh_line_TAP_OH_898220 |  | AN | node_8104601_200833665 | node_1426788_925_15335631_813 | 0.033 | unb_TAPWIRE_OH | 8104601 | no | no |  |  | no |  |  | 0 | 0 | 0 | 0
oh_line_TAP_OH_898221 |  | AN | node_8104601_200833667 | node_1426788_79_15336041_256 | 0.033 | unb_TAPWIRE_OH | 8104601 | no | no |  |  | no |  |  | 0 | 0 | 0 | 0
oh_line_TAP_OH_898222 |  | AN | node_8104601_200833670 | node_1426787_169_15336560_935 | 0.033 | unb_TAPWIRE_OH | 8104601 | no | no |  |  | no |  |  | 0 | 0 | 0 | 0
oh_line_TAP_OH_898223 |  | AN | node_8104601_200833672 | node_1426773_024_15336807_922 | 0.033 | unb_TAPWIRE_OH | 8104601 | no | no |  |  | no |  |  | 0 | 0 | 0 | 0
oh_line_TAP_OH_898224 |  | AN | node_8104601_200833673 | node_1426801_986_15336748_296 | 0.033 | unb_TAPWIRE_OH | 8104601 | no | no |  |  | no |  |  | 0 | 0 | 0 | 0
oh_line_TAP_OH_898225 |  | AN | node_8104601_200833675 | node_1427550_166_15336766_172 | 0.033 | unb_TAPWIRE_OH | 8104601 | no | no |  |  | no |  |  | 0 | 0 | 0 | 0
oh_line_TAP_OH_898226 |  | AN | node_8104601_200833677 | node_1426678_723_15336942_528 | 0.033 | unb_TAPWIRE_OH | 8104601 | no | no |  |  | no |  |  | 0 | 0 | 0 | 0
oh_line_TAP_OH_898227 |  | AN | node_8104601_200833678 | node_1426756_431_15337191_581 | 0.033 | unb_TAPWIRE_OH | 8104601 | no | no |  |  | no |  |  | 0 | 0 | 0 | 0
oh_line_TAP_OH_898228 |  | AN | node_8104601_200833679 | node_1426761_85_15337564_582 | 0.033 | unb_TAPWIRE_OH | 8104601 | no | no |  |  | no |  |  | 0 | 0 | 0 | 0
oh_line_TAP_OH_898229 |  | AN | node_8104601_200833680 | node_1426613_34_15337791_753 | 0.033 | unb_TAPWIRE_OH | 8104601 | no | no |  |  | no |  |  | 0 | 0 | 0 | 0
oh_line_TAP_OH_898230 |  | AN | node_8104601_200833681 | node_1426311_439_15338061_232 | 0.033 | unb_TAPWIRE_OH | 8104601 | no | no |  |  | no |  |  | 0 | 0 | 0 | 0
oh_line_TAP_OH_898231 |  | AN | node_8104601_200833682 | node_1420119_783_15332841_739 | 0.033 | unb_TAPWIRE_OH | 8104601 | no | no |  |  | no |  |  | 0 | 0 | 0 | 0
oh_line_TAP_OH_898232 |  | AN | node_8104601_200833686 | node_1420035_235_15333334_455 | 0.033 | unb_TAPWIRE_OH | 8104601 | no | no |  |  | no |  |  | 0 | 0 | 0 | 0
oh_line_TAP_OH_898233 |  | AN | node_8104601_200833690 | node_1420941_864_15333013_479 | 0.033 | unb_TAPWIRE_OH | 8104601 | no | no |  |  | no |  |  | 0 | 0 | 0 | 0
oh_line_TAP_OH_898234 |  | AN | node_8104601_200833695 | node_1421403_772_15332938_605 | 0.033 | unb_TAPWIRE_OH | 8104601 | no | no |  |  | no |  |  | 0 | 0 | 0 | 0
oh_line_TAP_OH_898235 |  | AN | node_8104601_200833698 | node_1421820_208_15332913_863 | 0.033 | unb_TAPWIRE_OH | 8104601 | no | no |  |  | no |  |  | 0 | 0 | 0 | 0
oh_line_TAP_OH_898299 |  | AN | node_8104601_200833851 | node_1420819_086_15339787_075 | 0.033 | unb_TAPWIRE_OH | 8104601 | no | no |  |  | no |  |  | 0 | 0 | 0 | 0
oh_line_TAP_OH_898300 |  | AN | node_8104601_200833853 | node_1420745_877_15336865_957 | 0.033 | unb_TAPWIRE_OH | 8104601 | no | no |  |  | no |  |  | 0 | 0 | 0 | 0
oh_line_TAP_OH_898301 |  | AN | node_8104601_200833855 | node_1420275_8_15336847_482 | 0.033 | unb_TAPWIRE_OH | 8104601 | no | no |  |  | no |  |  | 0 | 0 | 0 | 0
oh_line_TAP_OH_898302 |  | AN | node_8104601_200833858 | node_1419517_412_15339332_761 | 0.033 | unb_TAPWIRE_OH | 8104601 | no | no |  |  | no |  |  | 0 | 0 | 0 | 0
oh_line_TAP_OH_898303 |  | AN | node_8104601_200833862 | node_1420222_161_15337929_872 | 0.033 | unb_TAPWIRE_OH | 8104601 | no | no |  |  | no |  |  | 0 | 0 | 0 | 0
oh_line_TAP_OH_898304 |  | AN | node_8104601_200833864 | node_1420544_698_15338620_893 | 0.033 | unb_TAPWIRE_OH | 8104601 | no | no |  |  | no |  |  | 0 | 0 | 0 | 0
oh_line_TAP_OH_898305 |  | AN | node_8104601_200833867 | node_1420643_799_15338824_103 | 0.033 | unb_TAPWIRE_OH | 8104601 | no | no |  |  | no |  |  | 0 | 0 | 0 | 0
oh_line_TAP_OH_898306 |  | AN | node_8104601_200833868 | node_1420881_558_15339101_604 | 0.033 | unb_TAPWIRE_OH | 8104601 | no | no |  |  | no |  |  | 0 | 0 | 0 | 0
oh_line_TAP_OH_898307 |  | AN | node_8104601_200833869 | node_1421046_004_15339400_227 | 0.033 | unb_TAPWIRE_OH | 8104601 | no | no |  |  | no |  |  | 0 | 0 | 0 | 0
oh_line_TAP_OH_898308 |  | AN | node_8104601_200833871 | node_1421150_36_15339860_251 | 0.033 | unb_TAPWIRE_OH | 8104601 | no | no |  |  | no |  |  | 0 | 0 | 0 | 0
oh_line_TAP_OH_898309 |  | AN | node_8104601_200833872 | node_1421521_812_15339853_273 | 0.033 | unb_TAPWIRE_OH | 8104601 | no | no |  |  | no |  |  | 0 | 0 | 0 | 0
oh_line_TAP_OH_898310 |  | AN | node_8104601_200833873 | node_1420661_374_15339361_781 | 0.033 | unb_TAPWIRE_OH | 8104601 | no | no |  |  | no |  |  | 0 | 0 | 0 | 0
oh_line_TAP_OH_898311 |  | AN | node_8104601_200833874 | node_1420293_665_15339327_844 | 0.033 | unb_TAPWIRE_OH | 8104601 | no | no |  |  | no |  |  | 0 | 0 | 0 | 0
oh_line_TAP_OH_898312 |  | AN | node_8104601_200833875 | node_1419942_204_15339313_416 | 0.033 | unb_TAPWIRE_OH | 8104601 | no | no |  |  | no |  |  | 0 | 0 | 0 | 0
oh_line_TAP_OH_898337 |  | AN | node_8104601_200833927 | node_1427290_884_15333477_999 | 0.033 | unb_TAPWIRE_OH | 8104601 | no | no |  |  | no |  |  | 0 | 0 | 0 | 0
oh_line_TAP_OH_898338 |  | AN | node_8104601_200833929 | node_1427383_352_15333183_557 | 0.033 | unb_TAPWIRE_OH | 8104601 | no | no |  |  | no |  |  | 0 | 0 | 0 | 0
oh_line_TAP_OH_898339 |  | AN | node_8104601_200833930 | node_1426973_724_15330616_703 | 0.033 | unb_TAPWIRE_OH | 8104601 | no | no |  |  | no |  |  | 0 | 0 | 0 | 0
oh_line_TAP_OH_898340 |  | AN | node_8104601_200833931 | node_1426763_261_15330405_31 | 0.033 | unb_TAPWIRE_OH | 8104601 | no | no |  |  | no |  |  | 0 | 0 | 0 | 0
oh_line_TAP_OH_898341 |  | AN | node_8104601_200833933 | node_1426341_346_15329909_543 | 0.033 | unb_TAPWIRE_OH | 8104601 | no | no |  |  | no |  |  | 0 | 0 | 0 | 0
oh_line_TAP_OH_898342 |  | AN | node_8104601_200833934 | node_1426265_198_15329824_211 | 0.033 | unb_TAPWIRE_OH | 8104601 | no | no |  |  | no |  |  | 0 | 0 | 0 | 0
oh_line_TAP_OH_898343 |  | AN | node_8104601_200833935 | node_1426177_103_15329710_363 | 0.033 | unb_TAPWIRE_OH | 8104601 | no | no |  |  | no |  |  | 0 | 0 | 0 | 0
oh_line_TAP_OH_898344 |  | AN | node_8104601_200833937 | node_1425990_295_15329368_78 | 0.033 | unb_TAPWIRE_OH | 8104601 | no | no |  |  | no |  |  | 0 | 0 | 0 | 0
oh_line_TAP_OH_898345 |  | AN | node_8104601_200833939 | node_1425796_277_15329110_892 | 0.033 | unb_TAPWIRE_OH | 8104601 | no | no |  |  | no |  |  | 0 | 0 | 0 | 0
oh_line_TAP_OH_898346 |  | AN | node_8104601_200833942 | node_1425606_619_15329106_636 | 0.033 | unb_TAPWIRE_OH | 8104601 | no | no |  |  | no |  |  | 0 | 0 | 0 | 0
oh_line_TAP_OH_898347 |  | AN | node_8104601_200833943 | node_1425536_632_15328890_396 | 0.033 | unb_TAPWIRE_OH | 8104601 | no | no |  |  | no |  |  | 0 | 0 | 0 | 0
oh_line_TAP_OH_898348 |  | AN | node_8104601_200833945 | node_1425244_611_15328693_775 | 0.033 | unb_TAPWIRE_OH | 8104601 | no | no |  |  | no |  |  | 0 | 0 | 0 | 0
oh_line_TAP_OH_898349 |  | AN | node_8104601_200833946 | node_1424987_519_15328357_663 | 0.033 | unb_TAPWIRE_OH | 8104601 | no | no |  |  | no |  |  | 0 | 0 | 0 | 0
oh_line_TAP_OH_898350 |  | AN | node_8104601_200833951 | node_1424408_535_15327868_294 | 0.033 | unb_TAPWIRE_OH | 8104601 | no | no |  |  | no |  |  | 0 | 0 | 0 | 0
oh_line_TAP_OH_898351 |  | AN | node_8104601_200833952 | node_1427639_386_15332475_791 | 0.033 | unb_TAPWIRE_OH | 8104601 | no | no |  |  | no |  |  | 0 | 0 | 0 | 0
oh_line_TAP_OH_898352 |  | AN | node_8104601_200833953 | node_1427754_213_15332145_072 | 0.033 | unb_TAPWIRE_OH | 8104601 | no | no |  |  | no |  |  | 0 | 0 | 0 | 0
oh_line_TAP_OH_898353 |  | AN | node_8104601_200833955 | node_1427559_494_15331897_318 | 0.033 | unb_TAPWIRE_OH | 8104601 | no | no |  |  | no |  |  | 0 | 0 | 0 | 0
oh_line_TAP_OH_898354 |  | AN | node_8104601_200833958 | node_1427551_444_15331549_903 | 0.033 | unb_TAPWIRE_OH | 8104601 | no | no |  |  | no |  |  | 0 | 0 | 0 | 0
oh_line_TAP_OH_898355 |  | AN | node_8104601_200833962 | node_1427534_38_15331083_066 | 0.033 | unb_TAPWIRE_OH | 8104601 | no | no |  |  | no |  |  | 0 | 0 | 0 | 0
oh_line_TAP_OH_898356 |  | AN | node_8104601_200833963 | node_1427251_479_15330899_599 | 0.033 | unb_TAPWIRE_OH | 8104601 | no | no |  |  | no |  |  | 0 | 0 | 0 | 0
oh_line_TAP_OH_898357 |  | AN | node_8104601_200833966 | node_1427005_861_15330682_14 | 0.033 | unb_TAPWIRE_OH | 8104601 | no | no |  |  | no |  |  | 0 | 0 | 0 | 0
oh_line_TAP_OH_898358 |  | AN | node_8104601_200833968 | node_1426887_599_15331138_64 | 0.033 | unb_TAPWIRE_OH | 8104601 | no | no |  |  | no |  |  | 0 | 0 | 0 | 0
oh_line_TAP_OH_898359 |  | AN | node_8104601_200833969 | node_1427756_672_15331515_685 | 0.033 | unb_TAPWIRE_OH | 8104601 | no | no |  |  | no |  |  | 0 | 0 | 0 | 0
oh_line_TAP_OH_898360 |  | AN | node_8104601_200833971 | node_1427916_498_15331515_261 | 0.033 | unb_TAPWIRE_OH | 8104601 | no | no |  |  | no |  |  | 0 | 0 | 0 | 0
oh_line_TAP_OH_898361 |  | AN | node_8104601_200833974 | node_1431225_37_15331805_456 | 0.033 | unb_TAPWIRE_OH | 8104601 | no | no |  |  | no |  |  | 0 | 0 | 0 | 0
oh_line_TAP_OH_898362 |  | AN | node_8104601_200833978 | node_1431172_31_15331049_488 | 0.033 | unb_TAPWIRE_OH | 8104601 | no | no |  |  | no |  |  | 0 | 0 | 0 | 0
oh_line_TAP_OH_898363 |  | AN | node_8104601_200833982 | node_1431663_23_15330229_433 | 0.033 | unb_TAPWIRE_OH | 8104601 | no | no |  |  | no |  |  | 0 | 0 | 0 | 0
oh_line_TAP_OH_898364 |  | AN | node_8104601_200833984 | node_1432222_378_15330000_084 | 0.033 | unb_TAPWIRE_OH | 8104601 | no | no |  |  | no |  |  | 0 | 0 | 0 | 0
oh_line_TAP_OH_898365 |  | AN | node_8104601_200833985 | node_1432411_548_15329710_103 | 0.033 | unb_TAPWIRE_OH | 8104601 | no | no |  |  | no |  |  | 0 | 0 | 0 | 0
oh_line_TAP_OH_898366 |  | AN | node_8104601_200833986 | node_1428140_007_15331506_612 | 0.033 | unb_TAPWIRE_OH | 8104601 | no | no |  |  | no |  |  | 0 | 0 | 0 | 0
oh_line_TAP_OH_898368 |  | AN | node_8104601_200833991 | node_1428909_971_15331553_176 | 0.033 | unb_TAPWIRE_OH | 8104601 | no | no |  |  | no |  |  | 0 | 0 | 0 | 0
oh_line_TAP_OH_898369 |  | AN | node_8104601_200833995 | node_1429513_261_15331484_868 | 0.033 | unb_TAPWIRE_OH | 8104601 | no | no |  |  | no |  |  | 0 | 0 | 0 | 0
oh_line_TAP_OH_898370 |  | AN | node_8104601_200833997 | node_1429797_777_15331467_832 | 0.033 | unb_TAPWIRE_OH | 8104601 | no | no |  |  | no |  |  | 0 | 0 | 0 | 0
oh_line_TAP_OH_898371 |  | AN | node_8104601_200833998 | node_1430145_341_15331465_308 | 0.033 | unb_TAPWIRE_OH | 8104601 | no | no |  |  | no |  |  | 0 | 0 | 0 | 0
oh_line_TAP_OH_898372 |  | AN | node_8104601_200833999 | node_1430303_836_15331465_166 | 0.033 | unb_TAPWIRE_OH | 8104601 | no | no |  |  | no |  |  | 0 | 0 | 0 | 0
oh_line_TAP_OH_898373 |  | AN | node_8104601_200834002 | node_1421203_162_15322660_437 | 0.033 | unb_TAPWIRE_OH | 8104601 | no | no |  |  | no |  |  | 0 | 0 | 0 | 0
oh_line_TAP_OH_898374 |  | AN | node_8104601_200834004 | node_1420755_883_15322542_423 | 0.033 | unb_TAPWIRE_OH | 8104601 | no | no |  |  | no |  |  | 0 | 0 | 0 | 0
oh_line_TAP_OH_898375 |  | AN | node_8104601_200834006 | node_1420417_834_15322113_727 | 0.033 | unb_TAPWIRE_OH | 8104601 | no | no |  |  | no |  |  | 0 | 0 | 0 | 0
oh_line_TAP_OH_898376 |  | AN | node_8104601_200834010 | node_1421844_095_15322215_715 | 0.033 | unb_TAPWIRE_OH | 8104601 | no | no |  |  | no |  |  | 0 | 0 | 0 | 0
oh_line_TAP_OH_898377 |  | AN | node_8104601_200834013 | node_1422579_541_15321899_242 | 0.033 | unb_TAPWIRE_OH | 8104601 | no | no |  |  | no |  |  | 0 | 0 | 0 | 0
oh_line_TAP_OH_898378 |  | AN | node_8104601_200834021 | node_1420640_029_15324054_532 | 0.033 | unb_TAPWIRE_OH | 8104601 | no | no |  |  | no |  |  | 0 | 0 | 0 | 0
oh_line_TAP_OH_898379 |  | AN | node_8104601_200834022 | node_1418989_938_15322766_225 | 0.033 | unb_TAPWIRE_OH | 8104601 | no | no |  |  | no |  |  | 0 | 0 | 0 | 0
oh_line_TAP_OH_898380 |  | AN | node_8104601_200834023 | node_1418901_012_15322490_706 | 0.033 | unb_TAPWIRE_OH | 8104601 | no | no |  |  | no |  |  | 0 | 0 | 0 | 0
oh_line_TAP_OH_898381 |  | AN | node_8104601_200834025 | node_1420006_025_15324100_691 | 0.033 | unb_TAPWIRE_OH | 8104601 | no | no |  |  | no |  |  | 0 | 0 | 0 | 0
oh_line_TAP_OH_898382 |  | AN | node_8104601_200834031 | node_1419441_995_15323427_999 | 0.033 | unb_TAPWIRE_OH | 8104601 | no | no |  |  | no |  |  | 0 | 0 | 0 | 0
oh_line_TAP_OH_898383 |  | AN | node_8104601_200834032 | node_1419226_686_15323138_266 | 0.033 | unb_TAPWIRE_OH | 8104601 | no | no |  |  | no |  |  | 0 | 0 | 0 | 0
oh_line_TAP_OH_898384 |  | AN | node_8104601_200834034 | node_1419090_923_15322985_528 | 0.033 | unb_TAPWIRE_OH | 8104601 | no | no |  |  | no |  |  | 0 | 0 | 0 | 0
oh_line_TAP_OH_898385 |  | AN | node_8104601_200834036 | node_1419236_19_15322763_638 | 0.033 | unb_TAPWIRE_OH | 8104601 | no | no |  |  | no |  |  | 0 | 0 | 0 | 0
oh_line_TAP_OH_898386 |  | AN | node_8104601_200834037 | node_1419061_162_15322565_934 | 0.033 | unb_TAPWIRE_OH | 8104601 | no | no |  |  | no |  |  | 0 | 0 | 0 | 0
oh_line_TAP_OH_898387 |  | AN | node_8104601_200834038 | node_1418933_461_15322255_967 | 0.033 | unb_TAPWIRE_OH | 8104601 | no | no |  |  | no |  |  | 0 | 0 | 0 | 0
oh_line_TAP_OH_898388 |  | AN | node_8104601_200834040 | node_1418278_021_15341163_722 | 0.033 | unb_TAPWIRE_OH | 8104601 | no | no |  |  | no |  |  | 0 | 0 | 0 | 0
oh_line_TAP_OH_898389 |  | AN | node_8104601_200834046 | node_1418632_986_15340133_299 | 0.033 | unb_TAPWIRE_OH | 8104601 | no | no |  |  | no |  |  | 0 | 0 | 0 | 0
oh_line_TAP_OH_898390 |  | AN | node_8104601_200834047 | node_1418271_333_15339911_305 | 0.033 | unb_TAPWIRE_OH | 8104601 | no | no |  |  | no |  |  | 0 | 0 | 0 | 0
oh_line_TAP_OH_898391 |  | AN | node_8104601_200834052 | node_1417486_264_15339416_628 | 0.033 | unb_TAPWIRE_OH | 8104601 | no | no |  |  | no |  |  | 0 | 0 | 0 | 0
oh_line_TAP_OH_898392 |  | AN | node_8104601_200834053 | node_1418503_67_15339323_609 | 0.033 | unb_TAPWIRE_OH | 8104601 | no | no |  |  | no |  |  | 0 | 0 | 0 | 0
oh_line_TAP_OH_898393 |  | AN | node_8104601_200834054 | node_1417783_538_15343764_297 | 0.033 | unb_TAPWIRE_OH | 8104601 | no | no |  |  | no |  |  | 0 | 0 | 0 | 0
oh_line_TAP_OH_898394 |  | AN | node_8104601_200834057 | node_1418125_978_15343569_125 | 0.033 | unb_TAPWIRE_OH | 8104601 | no | no |  |  | no |  |  | 0 | 0 | 0 | 0
oh_line_TAP_OH_898395 |  | AN | node_8104601_200834059 | node_1418407_712_15343214_781 | 0.033 | unb_TAPWIRE_OH | 8104601 | no | no |  |  | no |  |  | 0 | 0 | 0 | 0
oh_line_TAP_OH_898396 |  | AN | node_8104601_200834061 | node_1418378_444_15342704_787 | 0.033 | unb_TAPWIRE_OH | 8104601 | no | no |  |  | no |  |  | 0 | 0 | 0 | 0
oh_line_TAP_OH_898397 |  | AN | node_8104601_200834062 | node_1418231_92_15342255_619 | 0.033 | unb_TAPWIRE_OH | 8104601 | no | no |  |  | no |  |  | 0 | 0 | 0 | 0
oh_line_TAP_OH_898398 |  | AN | node_8104601_200834064 | node_1418282_959_15341965_862 | 0.033 | unb_TAPWIRE_OH | 8104601 | no | no |  |  | no |  |  | 0 | 0 | 0 | 0
oh_line_TAP_OH_898399 |  | AN | node_8104601_200834066 | node_1418281_287_15341688_623 | 0.033 | unb_TAPWIRE_OH | 8104601 | no | no |  |  | no |  |  | 0 | 0 | 0 | 0
oh_line_TAP_OH_898400 |  | AN | node_8104601_200834067 | node_1418286_632_15341464_684 | 0.033 | unb_TAPWIRE_OH | 8104601 | no | no |  |  | no |  |  | 0 | 0 | 0 | 0
oh_line_TAP_OH_898401 |  | AN | node_8104601_200834070 | node_1413972_492_15341501_12 | 0.033 | unb_TAPWIRE_OH | 8104601 | no | no |  |  | no |  |  | 0 | 0 | 0 | 0
oh_line_TAP_OH_898402 |  | AN | node_8104601_200834073 | node_1414065_394_15342126_105 | 0.033 | unb_TAPWIRE_OH | 8104601 | no | no |  |  | no |  |  | 0 | 0 | 0 | 0
oh_line_TAP_OH_898403 |  | AN | node_8104601_200834078 | node_1414141_912_15342976_014 | 0.033 | unb_TAPWIRE_OH | 8104601 | no | no |  |  | no |  |  | 0 | 0 | 0 | 0
oh_line_TAP_OH_898404 |  | AN | node_8104601_200834079 | node_1414066_838_15343244_309 | 0.033 | unb_TAPWIRE_OH | 8104601 | no | no |  |  | no |  |  | 0 | 0 | 0 | 0
oh_line_TAP_OH_898405 |  | ABCN | node_8104601_200834080 | node_1415132_983_15328330_857 | 0.033 | unb_TAPWIRE_OH | 8104601 | no | no |  |  | no |  |  | 0 | 0 | 0 | 0
oh_line_TAP_OH_898406 |  | ABCN | node_8104601_200834082 | node_1417198_328_15328286_238 | 0.033 | unb_TAPWIRE_OH | 8104601 | no | no |  |  | no |  |  | 0 | 0 | 0 | 0
oh_line_TAP_OH_898407 |  | AN | node_8104601_200834087 | node_1415302_691_15328573_171 | 0.033 | unb_TAPWIRE_OH | 8104601 | no | no |  |  | no |  |  | 0 | 0 | 0 | 0
oh_line_TAP_OH_898408 |  | AN | node_8104601_200834088 | node_1415268_697_15328804_459 | 0.033 | unb_TAPWIRE_OH | 8104601 | no | no |  |  | no |  |  | 0 | 0 | 0 | 0
oh_line_TAP_OH_898409 |  | ABCN | node_8104601_200834090 | node_1415577_959_15328284_612 | 0.033 | unb_TAPWIRE_OH | 8104601 | no | no |  |  | no |  |  | 0 | 0 | 0 | 0
oh_line_TAP_OH_898410 |  | AN | node_8104601_200834092 | node_1415776_111_15328666_044 | 0.033 | unb_TAPWIRE_OH | 8104601 | no | no |  |  | no |  |  | 0 | 0 | 0 | 0
oh_line_TAP_OH_898411 |  | ABCN | node_8104601_200834093 | node_1415965_893_15328384_402 | 0.033 | unb_TAPWIRE_OH | 8104601 | no | no |  |  | no |  |  | 0 | 0 | 0 | 0
oh_line_TAP_OH_898412 |  | ABCN | node_8104601_200834096 | node_1416501_263_15328268_044 | 0.033 | unb_TAPWIRE_OH | 8104601 | no | no |  |  | no |  |  | 0 | 0 | 0 | 0
oh_line_TAP_OH_898444 |  | AN | node_8104601_200834191 | node_1422090_938_15341948_145 | 0.033 | unb_TAPWIRE_OH | 8104601 | no | no |  |  | no |  |  | 0 | 0 | 0 | 0
oh_line_TAP_OH_898445 |  | AN | node_8104601_200834192 | node_1422277_158_15341704_832 | 0.033 | unb_TAPWIRE_OH | 8104601 | no | no |  |  | no |  |  | 0 | 0 | 0 | 0
oh_line_TAP_OH_898446 |  | AN | node_8104601_200834193 | node_1422023_799_15341785_717 | 0.033 | unb_TAPWIRE_OH | 8104601 | no | no |  |  | no |  |  | 0 | 0 | 0 | 0
oh_line_TAP_OH_898447 |  | AN | node_8104601_200834194 | node_1421939_068_15341596_332 | 0.033 | unb_TAPWIRE_OH | 8104601 | no | no |  |  | no |  |  | 0 | 0 | 0 | 0
oh_line_TAP_OH_898448 |  | AN | node_8104601_200834195 | node_1421749_142_15341182_829 | 0.033 | unb_TAPWIRE_OH | 8104601 | no | no |  |  | no |  |  | 0 | 0 | 0 | 0
oh_line_TAP_OH_898449 |  | AN | node_8104601_200834196 | node_1421638_945_15340820_23 | 0.033 | unb_TAPWIRE_OH | 8104601 | no | no |  |  | no |  |  | 0 | 0 | 0 | 0
oh_line_TAP_OH_898450 |  | AN | node_8104601_200834197 | node_1421548_121_15340445_117 | 0.033 | unb_TAPWIRE_OH | 8104601 | no | no |  |  | no |  |  | 0 | 0 | 0 | 0
oh_line_TAP_OH_898451 |  | AN | node_8104601_200834199 | node_1421457_997_15340198_377 | 0.033 | unb_TAPWIRE_OH | 8104601 | no | no |  |  | no |  |  | 0 | 0 | 0 | 0
oh_line_TAP_OH_898452 |  | AN | node_8104601_200834201 | node_1422995_02_15344410_413 | 0.033 | unb_TAPWIRE_OH | 8104601 | no | no |  |  | no |  |  | 0 | 0 | 0 | 0
oh_line_TAP_OH_898453 |  | AN | node_8104601_200834205 | node_1422873_105_15343371_014 | 0.033 | unb_TAPWIRE_OH | 8104601 | no | no |  |  | no |  |  | 0 | 0 | 0 | 0
oh_line_TAP_OH_898454 |  | AN | node_8104601_200834208 | node_1422417_937_15342563_335 | 0.033 | unb_TAPWIRE_OH | 8104601 | no | no |  |  | no |  |  | 0 | 0 | 0 | 0
oh_line_TAP_OH_898455 |  | AN | node_8104601_200834210 | node_1422333_766_15342247_066 | 0.033 | unb_TAPWIRE_OH | 8104601 | no | no |  |  | no |  |  | 0 | 0 | 0 | 0
oh_line_TAP_OH_898460 |  | AN | node_8104601_200834224 | node_1416803_434_15328757_707 | 0.033 | unb_TAPWIRE_OH | 8104601 | no | no |  |  | no |  |  | 0 | 0 | 0 | 0
oh_line_TAP_OH_898464 |  | AN | node_8104601_200834244 | node_1420460_886_15329262_996 | 0.033 | unb_TAPWIRE_OH | 8104601 | no | no |  |  | no |  |  | 0 | 0 | 0 | 0
oh_line_TAP_OH_898466 |  | AN | node_8104601_200834248 | node_1420638_788_15328319_458 | 0.033 | unb_TAPWIRE_OH | 8104601 | no | no |  |  | no |  |  | 0 | 0 | 0 | 0
oh_line_TAP_OH_898467 |  | AN | node_8104601_200834254 | node_1421058_448_15326962_588 | 0.033 | unb_TAPWIRE_OH | 8104601 | no | no |  |  | no |  |  | 0 | 0 | 0 | 0
oh_line_TAP_OH_898468 |  | AN | node_8104601_200834256 | node_1421159_596_15326750_42 | 0.033 | unb_TAPWIRE_OH | 8104601 | no | no |  |  | no |  |  | 0 | 0 | 0 | 0
oh_line_TAP_OH_898469 |  | AN | node_8104601_200834262 | node_1421212_344_15325923_732 | 0.033 | unb_TAPWIRE_OH | 8104601 | no | no |  |  | no |  |  | 0 | 0 | 0 | 0
oh_line_TAP_OH_898470 |  | AN | node_8104601_200834264 | node_1418948_688_15329468_595 | 0.033 | unb_TAPWIRE_OH | 8104601 | no | no |  |  | no |  |  | 0 | 0 | 0 | 0
oh_line_TAP_OH_898471 |  | AN | node_8104601_200834267 | node_1419468_429_15329546_334 | 0.033 | unb_TAPWIRE_OH | 8104601 | no | no |  |  | no |  |  | 0 | 0 | 0 | 0
oh_line_TAP_OH_898472 |  | AN | node_8104601_200834268 | node_1419693_116_15329737_591 | 0.033 | unb_TAPWIRE_OH | 8104601 | no | no |  |  | no |  |  | 0 | 0 | 0 | 0
oh_line_TAP_OH_898473 |  | AN | node_8104601_200834271 | node_1420131_086_15329704_568 | 0.033 | unb_TAPWIRE_OH | 8104601 | no | no |  |  | no |  |  | 0 | 0 | 0 | 0
oh_line_TAP_OH_898474 |  | AN | node_8104601_200834272 | node_1420256_685_15329437_126 | 0.033 | unb_TAPWIRE_OH | 8104601 | no | no |  |  | no |  |  | 0 | 0 | 0 | 0
oh_line_TAP_OH_898496 |  | AN | node_8104601_200834338 | node_1418141_247_15332653_503 | 0.033 | unb_TAPWIRE_OH | 8104601 | no | no |  |  | no |  |  | 0 | 0 | 0 | 0
oh_line_TAP_OH_898497 |  | AN | node_8104601_200834339 | node_1417931_47_15332646_186 | 0.033 | unb_TAPWIRE_OH | 8104601 | no | no |  |  | no |  |  | 0 | 0 | 0 | 0
oh_line_TAP_OH_898498 |  | AN | node_8104601_200834340 | node_1417809_816_15332644_271 | 0.033 | unb_TAPWIRE_OH | 8104601 | no | no |  |  | no |  |  | 0 | 0 | 0 | 0
oh_line_TAP_OH_898499 |  | AN | node_8104601_200834341 | node_1417590_028_15332594_879 | 0.033 | unb_TAPWIRE_OH | 8104601 | no | no |  |  | no |  |  | 0 | 0 | 0 | 0
oh_line_TAP_OH_898500 |  | AN | node_8104601_200834343 | node_1417691_606_15332827_383 | 0.033 | unb_TAPWIRE_OH | 8104601 | no | no |  |  | no |  |  | 0 | 0 | 0 | 0
oh_line_TAP_OH_898503 |  | AN | node_8104601_200834348 | node_1418712_987_15319869_077 | 0.033 | unb_TAPWIRE_OH | 8104601 | no | no |  |  | no |  |  | 0 | 0 | 0 | 0
oh_line_TAP_OH_898504 |  | AN | node_8104601_200834350 | node_1418486_011_15320122_652 | 0.033 | unb_TAPWIRE_OH | 8104601 | no | no |  |  | no |  |  | 0 | 0 | 0 | 0
oh_line_TAP_OH_898505 |  | AN | node_8104601_200834353 | node_1433944_043_15331764_013 | 0.033 | unb_TAPWIRE_OH | 8104601 | no | no |  |  | no |  |  | 0 | 0 | 0 | 0
oh_line_TAP_OH_898506 |  | AN | node_8104601_200834355 | node_1431705_139_15331502_213 | 0.033 | unb_TAPWIRE_OH | 8104601 | no | no |  |  | no |  |  | 0 | 0 | 0 | 0
oh_line_TAP_OH_898507 |  | AN | node_8104601_200834358 | node_1434866_044_15331808_116 | 0.033 | unb_TAPWIRE_OH | 8104601 | no | no |  |  | no |  |  | 0 | 0 | 0 | 0
oh_line_TAP_OH_898508 |  | AN | node_8104601_200834360 | node_1435201_611_15331754_821 | 0.033 | unb_TAPWIRE_OH | 8104601 | no | no |  |  | no |  |  | 0 | 0 | 0 | 0
oh_line_TAP_OH_898509 |  | AN | node_8104601_200834361 | node_1432052_506_15331512_3 | 0.033 | unb_TAPWIRE_OH | 8104601 | no | no |  |  | no |  |  | 0 | 0 | 0 | 0
oh_line_TAP_OH_898510 |  | AN | node_8104601_200834363 | node_1432438_539_15331441_775 | 0.033 | unb_TAPWIRE_OH | 8104601 | no | no |  |  | no |  |  | 0 | 0 | 0 | 0
oh_line_TAP_OH_898511 |  | AN | node_8104601_200834364 | node_1432837_56_15331449_434 | 0.033 | unb_TAPWIRE_OH | 8104601 | no | no |  |  | no |  |  | 0 | 0 | 0 | 0
oh_line_TAP_OH_898512 |  | AN | node_8104601_200834365 | node_1433167_967_15331440_217 | 0.033 | unb_TAPWIRE_OH | 8104601 | no | no |  |  | no |  |  | 0 | 0 | 0 | 0
oh_line_TAP_OH_898513 |  | AN | node_8104601_200834366 | node_1433388_166_15331449_78 | 0.033 | unb_TAPWIRE_OH | 8104601 | no | no |  |  | no |  |  | 0 | 0 | 0 | 0
oh_line_TAP_OH_898514 |  | AN | node_8104601_200834369 | node_1434055_992_15331453_894 | 0.033 | unb_TAPWIRE_OH | 8104601 | no | no |  |  | no |  |  | 0 | 0 | 0 | 0
oh_line_TAP_OH_898515 |  | AN | node_8104601_200834374 | node_1434470_667_15331055_26 | 0.033 | unb_TAPWIRE_OH | 8104601 | no | no |  |  | no |  |  | 0 | 0 | 0 | 0
oh_line_TAP_OH_898516 |  | AN | node_8104601_200834378 | node_1434608_233_15332310_321 | 0.033 | unb_TAPWIRE_OH | 8104601 | no | no |  |  | no |  |  | 0 | 0 | 0 | 0
oh_line_TAP_OH_898517 |  | AN | node_8104601_200834379 | node_1434765_995_15331459_941 | 0.033 | unb_TAPWIRE_OH | 8104601 | no | no |  |  | no |  |  | 0 | 0 | 0 | 0
oh_line_TAP_OH_898522 |  | AN | node_8104601_200834392 | node_1418096_373_15333073_304 | 0.033 | unb_TAPWIRE_OH | 8104601 | no | no |  |  | no |  |  | 0 | 0 | 0 | 0
oh_line_TAP_OH_898523 |  | AN | node_8104601_200834395 | node_1417743_399_15333091_668 | 0.033 | unb_TAPWIRE_OH | 8104601 | no | no |  |  | no |  |  | 0 | 0 | 0 | 0
oh_line_TAP_OH_898524 |  | AN | node_8104601_200834397 | node_1417358_544_15333102_233 | 0.033 | unb_TAPWIRE_OH | 8104601 | no | no |  |  | no |  |  | 0 | 0 | 0 | 0
oh_line_TAP_OH_898525 |  | AN | node_8104601_200834399 | node_1416847_303_15333198_592 | 0.033 | unb_TAPWIRE_OH | 8104601 | no | no |  |  | no |  |  | 0 | 0 | 0 | 0
oh_line_TAP_OH_898526 |  | AN | node_8104601_200834400 | node_1416877_339_15333442_722 | 0.033 | unb_TAPWIRE_OH | 8104601 | no | no |  |  | no |  |  | 0 | 0 | 0 | 0
oh_line_TAP_OH_898527 |  | AN | node_8104601_200834405 | node_1415731_91_15327773_35 | 0.033 | unb_TAPWIRE_OH | 8104601 | no | no |  |  | no |  |  | 0 | 0 | 0 | 0
oh_line_TAP_OH_898529 |  | AN | node_8104601_200834411 | node_1416389_751_15327752_729 | 0.033 | unb_TAPWIRE_OH | 8104601 | no | no |  |  | no |  |  | 0 | 0 | 0 | 0
oh_line_TAP_OH_898530 |  | AN | node_8104601_200834414 | node_1416374_408_15328025_91 | 0.033 | unb_TAPWIRE_OH | 8104601 | no | no |  |  | no |  |  | 0 | 0 | 0 | 0
oh_line_TAP_OH_898531 |  | AN | node_8104601_200834417 | node_1416034_847_15327847_393 | 0.033 | unb_TAPWIRE_OH | 8104601 | no | no |  |  | no |  |  | 0 | 0 | 0 | 0
oh_line_TAP_OH_898532 |  | AN | node_8104601_200834419 | node_1416079_57_15327473_628 | 0.033 | unb_TAPWIRE_OH | 8104601 | no | no |  |  | no |  |  | 0 | 0 | 0 | 0
oh_line_TAP_OH_898533 |  | AN | node_8104601_200834429 | node_1419276_812_15335199_861 | 0.033 | unb_TAPWIRE_OH | 8104601 | no | no |  |  | no |  |  | 0 | 0 | 0 | 0
oh_line_TAP_OH_898534 |  | AN | node_8104601_200834433 | node_1418459_016_15336182_468 | 0.033 | unb_TAPWIRE_OH | 8104601 | no | no |  |  | no |  |  | 0 | 0 | 0 | 0
oh_line_TAP_OH_898535 |  | AN | node_8104601_200834435 | node_1418410_527_15336545_301 | 0.033 | unb_TAPWIRE_OH | 8104601 | no | no |  |  | no |  |  | 0 | 0 | 0 | 0
oh_line_TAP_OH_898536 |  | AN | node_8104601_200834438 | node_1419043_877_15335506_156 | 0.033 | unb_TAPWIRE_OH | 8104601 | no | no |  |  | no |  |  | 0 | 0 | 0 | 0
oh_line_TAP_OH_898537 |  | AN | node_8104601_200834441 | node_1418607_44_15335252_08 | 0.033 | unb_TAPWIRE_OH | 8104601 | no | no |  |  | no |  |  | 0 | 0 | 0 | 0
oh_line_TAP_OH_898538 |  | AN | node_8104601_200834442 | node_1418791_554_15335119_931 | 0.033 | unb_TAPWIRE_OH | 8104601 | no | no |  |  | no |  |  | 0 | 0 | 0 | 0
oh_line_TAP_OH_898539 |  | AN | node_8104601_200834445 | node_1418454_578_15335662_105 | 0.033 | unb_TAPWIRE_OH | 8104601 | no | no |  |  | no |  |  | 0 | 0 | 0 | 0
oh_line_TAP_OH_898540 |  | AN | node_8104601_200834448 | node_1417358_947_15331325_101 | 0.033 | unb_TAPWIRE_OH | 8104601 | no | no |  |  | no |  |  | 0 | 0 | 0 | 0
oh_line_TAP_OH_898541 |  | AN | node_8104601_200834451 | node_1417246_362_15331765_231 | 0.033 | unb_TAPWIRE_OH | 8104601 | no | no |  |  | no |  |  | 0 | 0 | 0 | 0
oh_line_TAP_OH_898542 |  | AN | node_8104601_200834452 | node_1417029_677_15332039_669 | 0.033 | unb_TAPWIRE_OH | 8104601 | no | no |  |  | no |  |  | 0 | 0 | 0 | 0
oh_line_TAP_OH_898543 |  | AN | node_8104601_200834455 | node_1418154_084_15331865_019 | 0.033 | unb_TAPWIRE_OH | 8104601 | no | no |  |  | no |  |  | 0 | 0 | 0 | 0
oh_line_TAP_OH_898544 |  | AN | node_8104601_200834458 | node_1418027_514_15331928_442 | 0.033 | unb_TAPWIRE_OH | 8104601 | no | no |  |  | no |  |  | 0 | 0 | 0 | 0
oh_line_TAP_OH_898545 |  | AN | node_8104601_200834460 | node_1417678_509_15331742_606 | 0.033 | unb_TAPWIRE_OH | 8104601 | no | no |  |  | no |  |  | 0 | 0 | 0 | 0
oh_line_TAP_OH_898546 |  | AN | node_8104601_200834463 | node_1418022_674_15331724_846 | 0.033 | unb_TAPWIRE_OH | 8104601 | no | no |  |  | no |  |  | 0 | 0 | 0 | 0
oh_line_TAP_OH_898547 |  | AN | node_8104601_200834466 | node_1417781_629_15331480_245 | 0.033 | unb_TAPWIRE_OH | 8104601 | no | no |  |  | no |  |  | 0 | 0 | 0 | 0
oh_line_TAP_OH_898548 |  | AN | node_8104601_200834468 | node_1420921_552_15323038_967 | 0.033 | unb_TAPWIRE_OH | 8104601 | no | no |  |  | no |  |  | 0 | 0 | 0 | 0
oh_line_TAP_OH_898549 |  | AN | node_8104601_200834471 | node_1421416_045_15323006_51 | 0.033 | unb_TAPWIRE_OH | 8104601 | no | no |  |  | no |  |  | 0 | 0 | 0 | 0
oh_line_TAP_OH_898550 |  | AN | node_8104601_200834473 | node_1420973_665_15323442_034 | 0.033 | unb_TAPWIRE_OH | 8104601 | no | no |  |  | no |  |  | 0 | 0 | 0 | 0
oh_line_TAP_OH_898551 |  | AN | node_8104601_200834474 | node_1420965_581_15323722_695 | 0.033 | unb_TAPWIRE_OH | 8104601 | no | no |  |  | no |  |  | 0 | 0 | 0 | 0
oh_line_TAP_OH_898552 |  | AN | node_8104601_200834477 | node_1420965_356_15323930_374 | 0.033 | unb_TAPWIRE_OH | 8104601 | no | no |  |  | no |  |  | 0 | 0 | 0 | 0
oh_line_TAP_OH_898553 |  | AN | node_8104601_200834479 | node_1420962_474_15324160_721 | 0.033 | unb_TAPWIRE_OH | 8104601 | no | no |  |  | no |  |  | 0 | 0 | 0 | 0
oh_line_TAP_OH_898554 |  | AN | node_8104601_200834480 | node_1420997_917_15324398_367 | 0.033 | unb_TAPWIRE_OH | 8104601 | no | no |  |  | no |  |  | 0 | 0 | 0 | 0
oh_line_TAP_OH_898555 |  | AN | node_8104601_200834481 | node_1421043_317_15324643_109 | 0.033 | unb_TAPWIRE_OH | 8104601 | no | no |  |  | no |  |  | 0 | 0 | 0 | 0
oh_line_TAP_OH_898556 |  | AN | node_8104601_200834482 | node_1421034_245_15324913_683 | 0.033 | unb_TAPWIRE_OH | 8104601 | no | no |  |  | no |  |  | 0 | 0 | 0 | 0
oh_line_TAP_OH_898557 |  | AN | node_8104601_200834483 | node_1421170_505_15325042_044 | 0.033 | unb_TAPWIRE_OH | 8104601 | no | no |  |  | no |  |  | 0 | 0 | 0 | 0
oh_line_TAP_OH_898569 |  | AN | node_8104601_200834510 | node_1416381_458_15336119_084 | 0.033 | unb_TAPWIRE_OH | 8104601 | no | no |  |  | no |  |  | 0 | 0 | 0 | 0
oh_line_TAP_OH_898570 |  | AN | node_8104601_200834511 | node_1416563_726_15336112_792 | 0.033 | unb_TAPWIRE_OH | 8104601 | no | no |  |  | no |  |  | 0 | 0 | 0 | 0
oh_line_TAP_OH_898571 |  | AN | node_8104601_200834514 | node_1416998_512_15336323_807 | 0.033 | unb_TAPWIRE_OH | 8104601 | no | no |  |  | no |  |  | 0 | 0 | 0 | 0
oh_line_TAP_OH_898572 |  | AN | node_8104601_200834518 | node_1416799_875_15335852_526 | 0.033 | unb_TAPWIRE_OH | 8104601 | no | no |  |  | no |  |  | 0 | 0 | 0 | 0
oh_line_TAP_OH_898573 |  | AN | node_8104601_200834520 | node_1416807_611_15335390_176 | 0.033 | unb_TAPWIRE_OH | 8104601 | no | no |  |  | no |  |  | 0 | 0 | 0 | 0
oh_line_TAP_OH_898575 |  | AN | node_8104601_200834533 | node_1418828_887_15336421_9 | 0.033 | unb_TAPWIRE_OH | 8104601 | no | no |  |  | no |  |  | 0 | 0 | 0 | 0
oh_line_TAP_OH_898576 |  | AN | node_8104601_200834534 | node_1419024_528_15336406_603 | 0.033 | unb_TAPWIRE_OH | 8104601 | no | no |  |  | no |  |  | 0 | 0 | 0 | 0
oh_line_TAP_OH_898577 |  | AN | node_8104601_200834537 | node_1419384_046_15336755_821 | 0.033 | unb_TAPWIRE_OH | 8104601 | no | no |  |  | no |  |  | 0 | 0 | 0 | 0
oh_line_TAP_OH_898578 |  | AN | node_8104601_200834539 | node_1418622_669_15336303_846 | 0.033 | unb_TAPWIRE_OH | 8104601 | no | no |  |  | no |  |  | 0 | 0 | 0 | 0
oh_line_TAP_OH_898579 |  | AN | node_8104601_200834542 | node_1418583_936_15335779_677 | 0.033 | unb_TAPWIRE_OH | 8104601 | no | no |  |  | no |  |  | 0 | 0 | 0 | 0
oh_line_TAP_OH_898583 |  | AN | node_8104601_200834550 | node_1417985_553_15332003_759 | 0.033 | unb_TAPWIRE_OH | 8104601 | no | no |  |  | no |  |  | 0 | 0 | 0 | 0
oh_line_TAP_OH_898584 |  | AN | node_8104601_200834552 | node_1417843_787_15332065_379 | 0.033 | unb_TAPWIRE_OH | 8104601 | no | no |  |  | no |  |  | 0 | 0 | 0 | 0
oh_line_TAP_OH_898585 |  | AN | node_8104601_200834553 | node_1417709_002_15332065_836 | 0.033 | unb_TAPWIRE_OH | 8104601 | no | no |  |  | no |  |  | 0 | 0 | 0 | 0
oh_line_TAP_OH_898586 |  | AN | node_8104601_200834554 | node_1417573_222_15332065_586 | 0.033 | unb_TAPWIRE_OH | 8104601 | no | no |  |  | no |  |  | 0 | 0 | 0 | 0
oh_line_TAP_OH_898587 |  | AN | node_8104601_200834557 | node_1435598_986_15344613_46 | 0.033 | unb_TAPWIRE_OH | 8104601 | no | no |  |  | no |  |  | 0 | 0 | 0 | 0
oh_line_TAP_OH_898588 |  | AN | node_8104601_200834559 | node_1435558_421_15341672_454 | 0.033 | unb_TAPWIRE_OH | 8104601 | no | no |  |  | no |  |  | 0 | 0 | 0 | 0
oh_line_TAP_OH_898589 |  | AN | node_8104601_200834563 | node_1435737_19_15343969_82 | 0.033 | unb_TAPWIRE_OH | 8104601 | no | no |  |  | no |  |  | 0 | 0 | 0 | 0
oh_line_TAP_OH_898590 |  | AN | node_8104601_200834565 | node_1435278_391_15343794_323 | 0.033 | unb_TAPWIRE_OH | 8104601 | no | no |  |  | no |  |  | 0 | 0 | 0 | 0
oh_line_TAP_OH_898591 |  | AN | node_8104601_200834566 | node_1435506_771_15343647_187 | 0.033 | unb_TAPWIRE_OH | 8104601 | no | no |  |  | no |  |  | 0 | 0 | 0 | 0
oh_line_TAP_OH_898592 |  | AN | node_8104601_200834571 | node_1435565_64_15342404_056 | 0.033 | unb_TAPWIRE_OH | 8104601 | no | no |  |  | no |  |  | 0 | 0 | 0 | 0
oh_line_TAP_OH_898593 |  | AN | node_8104601_200834572 | node_1435589_239_15342114_873 | 0.033 | unb_TAPWIRE_OH | 8104601 | no | no |  |  | no |  |  | 0 | 0 | 0 | 0
oh_line_TAP_OH_898596 |  | AN | node_8104601_200834579 | node_1418191_563_15332172_972 | 0.033 | unb_TAPWIRE_OH | 8104601 | no | no |  |  | no |  |  | 0 | 0 | 0 | 0
oh_line_TAP_OH_898597 |  | AN | node_8104601_200834581 | node_1417939_615_15332364_439 | 0.033 | unb_TAPWIRE_OH | 8104601 | no | no |  |  | no |  |  | 0 | 0 | 0 | 0
oh_line_TAP_OH_898598 |  | AN | node_8104601_200834582 | node_1417784_165_15332362_534 | 0.033 | unb_TAPWIRE_OH | 8104601 | no | no |  |  | no |  |  | 0 | 0 | 0 | 0
oh_line_TAP_OH_898599 |  | AN | node_8104601_200834583 | node_1417633_609_15332359_987 | 0.033 | unb_TAPWIRE_OH | 8104601 | no | no |  |  | no |  |  | 0 | 0 | 0 | 0
oh_line_TAP_OH_898600 |  | AN | node_8104601_200834586 | node_1418172_601_15332465_895 | 0.033 | unb_TAPWIRE_OH | 8104601 | no | no |  |  | no |  |  | 0 | 0 | 0 | 0
oh_line_TAP_OH_898601 |  | AN | node_8104601_200834589 | node_1417879_831_15310991_14 | 0.033 | unb_TAPWIRE_OH | 8104601 | no | no |  |  | no |  |  | 0 | 0 | 0 | 0
oh_line_TAP_OH_898602 |  | AN | node_8104601_200834591 | node_1417623_841_15311381_404 | 0.033 | unb_TAPWIRE_OH | 8104601 | no | no |  |  | no |  |  | 0 | 0 | 0 | 0
oh_line_TAP_OH_898603 |  | AN | node_8104601_200834593 | node_1417191_451_15312241_817 | 0.033 | unb_TAPWIRE_OH | 8104601 | no | no |  |  | no |  |  | 0 | 0 | 0 | 0
oh_line_TAP_OH_898604 |  | AN | node_8104601_200834596 | node_1418890_806_15332150_271 | 0.033 | unb_TAPWIRE_OH | 8104601 | no | no |  |  | no |  |  | 0 | 0 | 0 | 0
oh_line_TAP_OH_898605 |  | AN | node_8104601_200834598 | node_1419221_309_15332305_891 | 0.033 | unb_TAPWIRE_OH | 8104601 | no | no |  |  | no |  |  | 0 | 0 | 0 | 0
oh_line_TAP_OH_898606 |  | AN | node_8104601_200834602 | node_1419690_327_15332398_478 | 0.033 | unb_TAPWIRE_OH | 8104601 | no | no |  |  | no |  |  | 0 | 0 | 0 | 0
oh_line_TAP_OH_898607 |  | AN | node_8104601_200834603 | node_1419511_428_15332206_451 | 0.033 | unb_TAPWIRE_OH | 8104601 | no | no |  |  | no |  |  | 0 | 0 | 0 | 0
oh_line_TAP_OH_898608 |  | AN | node_8104601_200834605 | node_1420130_196_15332347_254 | 0.033 | unb_TAPWIRE_OH | 8104601 | no | no |  |  | no |  |  | 0 | 0 | 0 | 0
oh_line_TAP_OH_898609 |  | AN | node_8104601_200834606 | node_1420123_772_15332087_489 | 0.033 | unb_TAPWIRE_OH | 8104601 | no | no |  |  | no |  |  | 0 | 0 | 0 | 0
oh_line_TAP_OH_898610 |  | AN | node_8104601_200834608 | node_1413897_111_15341253_647 | 0.033 | unb_TAPWIRE_OH | 8104601 | no | no |  |  | no |  |  | 0 | 0 | 0 | 0
oh_line_TAP_OH_898611 |  | AN | node_8104601_200834611 | node_1419305_362_15332541_86 | 0.033 | unb_TAPWIRE_OH | 8104601 | no | no |  |  | no |  |  | 0 | 0 | 0 | 0
oh_line_TAP_OH_898612 |  | AN | node_8104601_200834612 | node_1419052_602_15332589_285 | 0.033 | unb_TAPWIRE_OH | 8104601 | no | no |  |  | no |  |  | 0 | 0 | 0 | 0
oh_line_TAP_OH_898613 |  | AN | node_8104601_200834613 | node_1418860_359_15332586_435 | 0.033 | unb_TAPWIRE_OH | 8104601 | no | no |  |  | no |  |  | 0 | 0 | 0 | 0
oh_line_TAP_OH_898614 |  | AN | node_8104601_200834615 | node_1419544_258_15332470_181 | 0.033 | unb_TAPWIRE_OH | 8104601 | no | no |  |  | no |  |  | 0 | 0 | 0 | 0
oh_line_TAP_OH_898615 |  | AN | node_8104601_200834616 | node_1419696_316_15332465_291 | 0.033 | unb_TAPWIRE_OH | 8104601 | no | no |  |  | no |  |  | 0 | 0 | 0 | 0
oh_line_TAP_OH_898631 |  | AN | node_8104601_200834664 | node_1415158_548_15338005_853 | 0.033 | unb_TAPWIRE_OH | 8104601 | no | no |  |  | no |  |  | 0 | 0 | 0 | 0
oh_line_TAP_OH_898632 |  | AN | node_8104601_200834665 | node_1415408_615_15337927_154 | 0.033 | unb_TAPWIRE_OH | 8104601 | no | no |  |  | no |  |  | 0 | 0 | 0 | 0
oh_line_TAP_OH_898633 |  | AN | node_8104601_200834666 | node_1415734_86_15337982_489 | 0.033 | unb_TAPWIRE_OH | 8104601 | no | no |  |  | no |  |  | 0 | 0 | 0 | 0
oh_line_TAP_OH_898634 |  | AN | node_8104601_200834668 | node_1415946_359_15338129_326 | 0.033 | unb_TAPWIRE_OH | 8104601 | no | no |  |  | no |  |  | 0 | 0 | 0 | 0
oh_line_TAP_OH_898635 |  | AN | node_8104601_200834671 | node_1416280_591_15338272_233 | 0.033 | unb_TAPWIRE_OH | 8104601 | no | no |  |  | no |  |  | 0 | 0 | 0 | 0
oh_line_TAP_OH_898636 |  | AN | node_8104601_200834673 | node_1416561_467_15338300_314 | 0.033 | unb_TAPWIRE_OH | 8104601 | no | no |  |  | no |  |  | 0 | 0 | 0 | 0
oh_line_TAP_OH_898637 |  | AN | node_8104601_200834674 | node_1416810_3_15338462_662 | 0.033 | unb_TAPWIRE_OH | 8104601 | no | no |  |  | no |  |  | 0 | 0 | 0 | 0
oh_line_TAP_OH_898638 |  | AN | node_8104601_200834675 | node_1417068_506_15338450_497 | 0.033 | unb_TAPWIRE_OH | 8104601 | no | no |  |  | no |  |  | 0 | 0 | 0 | 0
oh_line_TAP_OH_898639 |  | AN | node_8104601_200834680 | node_1417087_188_15319740_166 | 0.033 | unb_TAPWIRE_OH | 8104601 | no | no |  |  | no |  |  | 0 | 0 | 0 | 0
oh_line_TAP_OH_898640 |  | AN | node_8104601_200834681 | node_1417282_469_15319919_522 | 0.033 | unb_TAPWIRE_OH | 8104601 | no | no |  |  | no |  |  | 0 | 0 | 0 | 0
oh_line_TAP_OH_898641 |  | AN | node_8104601_200834684 | node_1417769_524_15320352_951 | 0.033 | unb_TAPWIRE_OH | 8104601 | no | no |  |  | no |  |  | 0 | 0 | 0 | 0
oh_line_TAP_OH_898642 |  | AN | node_8104601_200834687 | node_1417312_857_15320636_974 | 0.033 | unb_TAPWIRE_OH | 8104601 | no | no |  |  | no |  |  | 0 | 0 | 0 | 0
oh_line_TAP_OH_898643 |  | AN | node_8104601_200834688 | node_1417944_859_15320678_296 | 0.033 | unb_TAPWIRE_OH | 8104601 | no | no |  |  | no |  |  | 0 | 0 | 0 | 0
oh_line_TAP_OH_898644 |  | AN | node_8104601_200834689 | node_1418025_39_15320893_539 | 0.033 | unb_TAPWIRE_OH | 8104601 | no | no |  |  | no |  |  | 0 | 0 | 0 | 0
oh_line_TAP_OH_898658 |  | AN | node_8104601_200834732 | node_1427198_959_15330482_951 | 0.033 | unb_TAPWIRE_OH | 8104601 | no | no |  |  | no |  |  | 0 | 0 | 0 | 0
oh_line_TAP_OH_898659 |  | AN | node_8104601_200834735 | node_1427493_801_15329802_77 | 0.033 | unb_TAPWIRE_OH | 8104601 | no | no |  |  | no |  |  | 0 | 0 | 0 | 0
oh_line_TAP_OH_898660 |  | AN | node_8104601_200834741 | node_1428100_222_15329190_23 | 0.033 | unb_TAPWIRE_OH | 8104601 | no | no |  |  | no |  |  | 0 | 0 | 0 | 0
oh_line_TAP_OH_898668 |  | AN | node_8104601_200834768 | node_1429527_687_15332002_924 | 0.033 | unb_TAPWIRE_OH | 8104601 | no | no |  |  | no |  |  | 0 | 0 | 0 | 0
oh_line_TAP_OH_898669 |  | AN | node_8104601_200834772 | node_1429645_152_15333296_489 | 0.033 | unb_TAPWIRE_OH | 8104601 | no | no |  |  | no |  |  | 0 | 0 | 0 | 0
oh_line_TAP_OH_898670 |  | AN | node_8104601_200834781 | node_1422193_195_15345358_401 | 0.033 | unb_TAPWIRE_OH | 8104601 | no | no |  |  | no |  |  | 0 | 0 | 0 | 0
oh_line_TAP_OH_898671 |  | ABCN | node_8104601_200834785 | node_1415497_919_15345539_338 | 0.033 | unb_TAPWIRE_OH | 8104601 | no | no |  |  | no |  |  | 0 | 0 | 0 | 0
oh_line_TAP_OH_898672 |  | AN | node_8104601_200834787 | node_1419070_021_15345262 | 0.033 | unb_TAPWIRE_OH | 8104601 | no | no |  |  | no |  |  | 0 | 0 | 0 | 0
oh_line_TAP_OH_898673 |  | AN | node_8104601_200834790 | node_1418689_68_15344231_914 | 0.033 | unb_TAPWIRE_OH | 8104601 | no | no |  |  | no |  |  | 0 | 0 | 0 | 0
oh_line_TAP_OH_898674 |  | AN | node_8104601_200834791 | node_1418378_359_15343990_62 | 0.033 | unb_TAPWIRE_OH | 8104601 | no | no |  |  | no |  |  | 0 | 0 | 0 | 0
oh_line_TAP_OH_898675 |  | AN | node_8104601_200834794 | node_1418969_186_15343671_353 | 0.033 | unb_TAPWIRE_OH | 8104601 | no | no |  |  | no |  |  | 0 | 0 | 0 | 0
oh_line_TAP_OH_898676 |  | ABCN | node_8104601_200834795 | node_1415719_226_15345569_114 | 0.033 | unb_TAPWIRE_OH | 8104601 | no | no |  |  | no |  |  | 0 | 0 | 0 | 0
oh_line_TAP_OH_898677 |  | ABCN | node_8104601_200834797 | node_1415977_693_15345637_531 | 0.033 | unb_TAPWIRE_OH | 8104601 | no | no |  |  | no |  |  | 0 | 0 | 0 | 0
oh_line_TAP_OH_898678 |  | ABCN | node_8104601_200834801 | node_1416508_691_15345748_305 | 0.033 | unb_TAPWIRE_OH | 8104601 | no | no |  |  | no |  |  | 0 | 0 | 0 | 0
oh_line_TAP_OH_898679 |  | ABCN | node_8104601_200834804 | node_1416688_972_15345918_152 | 0.033 | unb_TAPWIRE_OH | 8104601 | no | no |  |  | no |  |  | 0 | 0 | 0 | 0
oh_line_TAP_OH_898680 |  | ABCN | node_8104601_200834808 | node_1416974_104_15345807_399 | 0.033 | unb_TAPWIRE_OH | 8104601 | no | no |  |  | no |  |  | 0 | 0 | 0 | 0
oh_line_TAP_OH_898681 |  | ABCN | node_8104601_200834812 | node_1417216_341_15345747_145 | 0.033 | unb_TAPWIRE_OH | 8104601 | no | no |  |  | no |  |  | 0 | 0 | 0 | 0
oh_line_TAP_OH_898682 |  | ABCN | node_8104601_200834814 | node_1417499_401_15345741_696 | 0.033 | unb_TAPWIRE_OH | 8104601 | no | no |  |  | no |  |  | 0 | 0 | 0 | 0
oh_line_TAP_OH_898683 |  | ABCN | node_8104601_200834816 | node_1414240_891_15344902_241 | 0.033 | unb_TAPWIRE_OH | 8104601 | no | no |  |  | no |  |  | 0 | 0 | 0 | 0
oh_line_TAP_OH_898684 |  | AN | node_8104601_200834820 | node_1417798_003_15346162_159 | 0.033 | unb_TAPWIRE_OH | 8104601 | no | no |  |  | no |  |  | 0 | 0 | 0 | 0
oh_line_TAP_OH_898685 |  | AN | node_8104601_200834822 | node_1417493_099_15346148_15 | 0.033 | unb_TAPWIRE_OH | 8104601 | no | no |  |  | no |  |  | 0 | 0 | 0 | 0
oh_line_TAP_OH_898686 |  | ABCN | node_8104601_200834824 | node_1418294_685_15345773_551 | 0.033 | unb_TAPWIRE_OH | 8104601 | no | no |  |  | no |  |  | 0 | 0 | 0 | 0
oh_line_TAP_OH_898687 |  | ABCN | node_8104601_200834826 | node_1418583_154_15345813_144 | 0.033 | unb_TAPWIRE_OH | 8104601 | no | no |  |  | no |  |  | 0 | 0 | 0 | 0
oh_line_TAP_OH_898688 |  | ABCN | node_8104601_200834828 | node_1418966_179_15345866_592 | 0.033 | unb_TAPWIRE_OH | 8104601 | no | no |  |  | no |  |  | 0 | 0 | 0 | 0
oh_line_TAP_OH_898689 |  | ABCN | node_8104601_200834835 | node_1419983_481_15346168_512 | 0.033 | unb_TAPWIRE_OH | 8104601 | no | no |  |  | no |  |  | 0 | 0 | 0 | 0
oh_line_TAP_OH_898690 |  | AN | node_8104601_200834839 | node_1420201_672_15345887_034 | 0.033 | unb_TAPWIRE_OH | 8104601 | no | no |  |  | no |  |  | 0 | 0 | 0 | 0
oh_line_TAP_OH_898691 |  | AN | node_8104601_200834841 | node_1419771_546_15345730_538 | 0.033 | unb_TAPWIRE_OH | 8104601 | no | no |  |  | no |  |  | 0 | 0 | 0 | 0
oh_line_TAP_OH_898692 |  | ABCN | node_8104601_200834842 | node_1420382_657_15346193_741 | 0.033 | unb_TAPWIRE_OH | 8104601 | no | no |  |  | no |  |  | 0 | 0 | 0 | 0
oh_line_TAP_OH_898693 |  | ABCN | node_8104601_200834844 | node_1420571_443_15346208_806 | 0.033 | unb_TAPWIRE_OH | 8104601 | no | no |  |  | no |  |  | 0 | 0 | 0 | 0
oh_line_TAP_OH_898694 |  | ABCN | node_8104601_200834845 | node_1420882_554_15346226_296 | 0.033 | unb_TAPWIRE_OH | 8104601 | no | no |  |  | no |  |  | 0 | 0 | 0 | 0
oh_line_TAP_OH_898695 |  | ABCN | node_8104601_200834847 | node_1421091_013_15346172_13 | 0.033 | unb_TAPWIRE_OH | 8104601 | no | no |  |  | no |  |  | 0 | 0 | 0 | 0
oh_line_TAP_OH_898696 |  | ABCN | node_8104601_200834848 | node_1421294_134_15346056_215 | 0.033 | unb_TAPWIRE_OH | 8104601 | no | no |  |  | no |  |  | 0 | 0 | 0 | 0
oh_line_TAP_OH_898697 |  | ABCN | node_8104601_200834849 | node_1421598_665_15346045_127 | 0.033 | unb_TAPWIRE_OH | 8104601 | no | no |  |  | no |  |  | 0 | 0 | 0 | 0
oh_line_TAP_OH_898698 |  | ABCN | node_8104601_200834852 | node_1414555_068_15345143_419 | 0.033 | unb_TAPWIRE_OH | 8104601 | no | no |  |  | no |  |  | 0 | 0 | 0 | 0
oh_line_TAP_OH_898699 |  | ABCN | node_8104601_200834859 | node_1422905_557_15345390_754 | 0.033 | unb_TAPWIRE_OH | 8104601 | no | no |  |  | no |  |  | 0 | 0 | 0 | 0
oh_line_TAP_OH_898700 |  | ABCN | node_8104601_200834861 | node_1423228_227_15345233_759 | 0.033 | unb_TAPWIRE_OH | 8104601 | no | no |  |  | no |  |  | 0 | 0 | 0 | 0
oh_line_TAP_OH_898701 |  | ABCN | node_8104601_200834862 | node_1423413_764_15345095_452 | 0.033 | unb_TAPWIRE_OH | 8104601 | no | no |  |  | no |  |  | 0 | 0 | 0 | 0
oh_line_TAP_OH_898702 |  | ABCN | node_8104601_200834864 | node_1423651_668_15345083_189 | 0.033 | unb_TAPWIRE_OH | 8104601 | no | no |  |  | no |  |  | 0 | 0 | 0 | 0
oh_line_TAP_OH_898703 |  | ABCN | node_8104601_200834865 | node_1423816_671_15344947_392 | 0.033 | unb_TAPWIRE_OH | 8104601 | no | no |  |  | no |  |  | 0 | 0 | 0 | 0
oh_line_TAP_OH_898704 |  | AN | node_8104601_200834868 | node_1423811_919_15345739_556 | 0.033 | unb_TAPWIRE_OH | 8104601 | no | no |  |  | no |  |  | 0 | 0 | 0 | 0
oh_line_TAP_OH_898705 |  | ABCN | node_8104601_200834871 | node_1424008_94_15344943_904 | 0.033 | unb_TAPWIRE_OH | 8104601 | no | no |  |  | no |  |  | 0 | 0 | 0 | 0
oh_line_TAP_OH_898706 |  | ABCN | node_8104601_200834872 | node_1424148_417_15344896_832 | 0.033 | unb_TAPWIRE_OH | 8104601 | no | no |  |  | no |  |  | 0 | 0 | 0 | 0
oh_line_TAP_OH_898707 |  | ABCN | node_8104601_200834873 | node_1424326_713_15344838_131 | 0.033 | unb_TAPWIRE_OH | 8104601 | no | no |  |  | no |  |  | 0 | 0 | 0 | 0
oh_line_TAP_OH_898708 |  | ABCN | node_8104601_200834876 | node_1424954_684_15344621_147 | 0.033 | unb_TAPWIRE_OH | 8104601 | no | no |  |  | no |  |  | 0 | 0 | 0 | 0
oh_line_TAP_OH_898709 |  | ABN | node_8104601_200834883 | node_1425592_801_15344918_893 | 0.033 | unb_TAPWIRE_OH | 8104601 | no | no |  |  | no |  |  | 0 | 0 | 0 | 0
oh_line_TAP_OH_898710 |  | ABN | node_8104601_200834885 | node_1425809_889_15345245_417 | 0.033 | unb_TAPWIRE_OH | 8104601 | no | no |  |  | no |  |  | 0 | 0 | 0 | 0
oh_line_TAP_OH_898711 |  | ABN | node_8104601_200834887 | node_1426042_499_15345364_744 | 0.033 | unb_TAPWIRE_OH | 8104601 | no | no |  |  | no |  |  | 0 | 0 | 0 | 0
oh_line_TAP_OH_898712 |  | ABN | node_8104601_200834888 | node_1426143_035_15345477_866 | 0.033 | unb_TAPWIRE_OH | 8104601 | no | no |  |  | no |  |  | 0 | 0 | 0 | 0
oh_line_TAP_OH_898713 |  | ABN | node_8104601_200834889 | node_1426310_439_15345741_236 | 0.033 | unb_TAPWIRE_OH | 8104601 | no | no |  |  | no |  |  | 0 | 0 | 0 | 0
oh_line_TAP_OH_898714 |  | ABCN | node_8104601_200834892 | node_1414874_152_15345414_824 | 0.033 | unb_TAPWIRE_OH | 8104601 | no | no |  |  | no |  |  | 0 | 0 | 0 | 0
oh_line_TAP_OH_898715 |  | ABN | node_8104601_200834893 | node_1426706_023_15346102_628 | 0.033 | unb_TAPWIRE_OH | 8104601 | no | no |  |  | no |  |  | 0 | 0 | 0 | 0
oh_line_TAP_OH_898716 |  | ABN | node_8104601_200834897 | node_1427404_485_15346255_284 | 0.033 | unb_TAPWIRE_OH | 8104601 | no | no |  |  | no |  |  | 0 | 0 | 0 | 0
oh_line_TAP_OH_898717 |  | ABN | node_8104601_200834900 | node_1428105_619_15346446_702 | 0.033 | unb_TAPWIRE_OH | 8104601 | no | no |  |  | no |  |  | 0 | 0 | 0 | 0
oh_line_TAP_OH_898718 |  | ABN | node_8104601_200834905 | node_1428754_086_15346652_904 | 0.033 | unb_TAPWIRE_OH | 8104601 | no | no |  |  | no |  |  | 0 | 0 | 0 | 0
oh_line_TAP_OH_898719 |  | ABN | node_8104601_200834908 | node_1429101_76_15346811_369 | 0.033 | unb_TAPWIRE_OH | 8104601 | no | no |  |  | no |  |  | 0 | 0 | 0 | 0
oh_line_TAP_OH_898720 |  | AN | node_8104601_201043844 | node_1417865_403_15344484_569 | 0.033 | unb_TAPWIRE_OH | 8104601 | no | no |  |  | no |  |  | 0 | 0 | 0 | 0
oh_line_TAP_OH_898721 |  | AN | node_8104601_200834915 | node_1418088_99_15344383_702 | 0.033 | unb_TAPWIRE_OH | 8104601 | no | no |  |  | no |  |  | 0 | 0 | 0 | 0
oh_line_TAP_OH_898722 |  | AN | node_8104601_200834916 | node_1417670_632_15345213_7 | 0.033 | unb_TAPWIRE_OH | 8104601 | no | no |  |  | no |  |  | 0 | 0 | 0 | 0
oh_line_TAP_OH_898723 |  | AN | node_8104601_200834918 | node_1416267_505_15342631_313 | 0.033 | unb_TAPWIRE_OH | 8104601 | no | no |  |  | no |  |  | 0 | 0 | 0 | 0
oh_line_TAP_OH_898724 |  | AN | node_8104601_200834921 | node_1416089_615_15342323_429 | 0.033 | unb_TAPWIRE_OH | 8104601 | no | no |  |  | no |  |  | 0 | 0 | 0 | 0
oh_line_TAP_OH_898725 |  | AN | node_8104601_200834926 | node_1415679_58_15341809_569 | 0.033 | unb_TAPWIRE_OH | 8104601 | no | no |  |  | no |  |  | 0 | 0 | 0 | 0
oh_line_TAP_OH_898726 |  | AN | node_8104601_200834927 | node_1415465_701_15341556_775 | 0.033 | unb_TAPWIRE_OH | 8104601 | no | no |  |  | no |  |  | 0 | 0 | 0 | 0
oh_line_TAP_OH_898727 |  | AN | node_8104601_200834928 | node_1415243_475_15341294_125 | 0.033 | unb_TAPWIRE_OH | 8104601 | no | no |  |  | no |  |  | 0 | 0 | 0 | 0
oh_line_TAP_OH_898728 |  | AN | node_8104601_200834933 | node_1414486_543_15340274_638 | 0.033 | unb_TAPWIRE_OH | 8104601 | no | no |  |  | no |  |  | 0 | 0 | 0 | 0
oh_line_TAP_OH_898729 |  | AN | node_8104601_200834934 | node_1417566_622_15344845_924 | 0.033 | unb_TAPWIRE_OH | 8104601 | no | no |  |  | no |  |  | 0 | 0 | 0 | 0
oh_line_TAP_OH_898730 |  | AN | node_8104601_200834940 | node_1413882_412_15339608_814 | 0.033 | unb_TAPWIRE_OH | 8104601 | no | no |  |  | no |  |  | 0 | 0 | 0 | 0
oh_line_TAP_OH_898731 |  | AN | node_8104601_200834941 | node_1413800_621_15339893_097 | 0.033 | unb_TAPWIRE_OH | 8104601 | no | no |  |  | no |  |  | 0 | 0 | 0 | 0
oh_line_TAP_OH_898732 |  | AN | node_8104601_200834943 | node_1414663_417_15338901_992 | 0.033 | unb_TAPWIRE_OH | 8104601 | no | no |  |  | no |  |  | 0 | 0 | 0 | 0
oh_line_TAP_OH_898733 |  | AN | node_8104601_200834944 | node_1414196_235_15338765_097 | 0.033 | unb_TAPWIRE_OH | 8104601 | no | no |  |  | no |  |  | 0 | 0 | 0 | 0
oh_line_TAP_OH_898734 |  | AN | node_8104601_200834945 | node_1414744_421_15338420_054 | 0.033 | unb_TAPWIRE_OH | 8104601 | no | no |  |  | no |  |  | 0 | 0 | 0 | 0
oh_line_TAP_OH_898735 |  | AN | node_8104601_200834947 | node_1414954_297_15337967_833 | 0.033 | unb_TAPWIRE_OH | 8104601 | no | no |  |  | no |  |  | 0 | 0 | 0 | 0
oh_line_TAP_OH_898736 |  | AN | node_8104601_200834949 | node_1414396_757_15337825_534 | 0.033 | unb_TAPWIRE_OH | 8104601 | no | no |  |  | no |  |  | 0 | 0 | 0 | 0
oh_line_TAP_OH_898737 |  | AN | node_8104601_200834951 | node_1414211_142_15338220_949 | 0.033 | unb_TAPWIRE_OH | 8104601 | no | no |  |  | no |  |  | 0 | 0 | 0 | 0
oh_line_TAP_OH_898738 |  | AN | node_8104601_200834952 | node_1415070_277_15337720_767 | 0.033 | unb_TAPWIRE_OH | 8104601 | no | no |  |  | no |  |  | 0 | 0 | 0 | 0
oh_line_TAP_OH_898739 |  | AN | node_8104601_200834953 | node_1415361_163_15337412_37 | 0.033 | unb_TAPWIRE_OH | 8104601 | no | no |  |  | no |  |  | 0 | 0 | 0 | 0
oh_line_TAP_OH_898740 |  | AN | node_8104601_200834956 | node_1415592_851_15337149_413 | 0.033 | unb_TAPWIRE_OH | 8104601 | no | no |  |  | no |  |  | 0 | 0 | 0 | 0
oh_line_TAP_OH_898741 |  | AN | node_8104601_200834958 | node_1415653_482_15336920_23 | 0.033 | unb_TAPWIRE_OH | 8104601 | no | no |  |  | no |  |  | 0 | 0 | 0 | 0
oh_line_TAP_OH_898742 |  | AN | node_8104601_200834960 | node_1415913_665_15336596_255 | 0.033 | unb_TAPWIRE_OH | 8104601 | no | no |  |  | no |  |  | 0 | 0 | 0 | 0
oh_line_TAP_OH_898743 |  | AN | node_8104601_200834962 | node_1416055_208_15336301_626 | 0.033 | unb_TAPWIRE_OH | 8104601 | no | no |  |  | no |  |  | 0 | 0 | 0 | 0
oh_line_TAP_OH_898744 |  | AN | node_8104601_200834964 | node_1415735_114_15336162_939 | 0.033 | unb_TAPWIRE_OH | 8104601 | no | no |  |  | no |  |  | 0 | 0 | 0 | 0
oh_line_TAP_OH_898745 |  | AN | node_8104601_200834965 | node_1416097_927_15336144_358 | 0.033 | unb_TAPWIRE_OH | 8104601 | no | no |  |  | no |  |  | 0 | 0 | 0 | 0
oh_line_TAP_OH_898746 |  | AN | node_8104601_200834966 | node_1416091_903_15335711_7 | 0.033 | unb_TAPWIRE_OH | 8104601 | no | no |  |  | no |  |  | 0 | 0 | 0 | 0
oh_line_TAP_OH_898747 |  | AN | node_8104601_200834967 | node_1416090_235_15335435_2 | 0.033 | unb_TAPWIRE_OH | 8104601 | no | no |  |  | no |  |  | 0 | 0 | 0 | 0
oh_line_TAP_OH_898748 |  | AN | node_8104601_200834968 | node_1416155_446_15335145_496 | 0.033 | unb_TAPWIRE_OH | 8104601 | no | no |  |  | no |  |  | 0 | 0 | 0 | 0
oh_line_TAP_OH_898749 |  | AN | node_8104601_200834970 | node_1416243_563_15334802_954 | 0.033 | unb_TAPWIRE_OH | 8104601 | no | no |  |  | no |  |  | 0 | 0 | 0 | 0
oh_line_TAP_OH_898750 |  | AN | node_8104601_200834971 | node_1416238_879_15334560_016 | 0.033 | unb_TAPWIRE_OH | 8104601 | no | no |  |  | no |  |  | 0 | 0 | 0 | 0
oh_line_TAP_OH_898751 |  | AN | node_8104601_200834975 | node_1417708_735_15344529_821 | 0.033 | unb_TAPWIRE_OH | 8104601 | no | no |  |  | no |  |  | 0 | 0 | 0 | 0
oh_line_TAP_OH_898752 |  | AN | node_8104601_200834976 | node_1417206_177_15344150_626 | 0.033 | unb_TAPWIRE_OH | 8104601 | no | no |  |  | no |  |  | 0 | 0 | 0 | 0
oh_line_TAP_OH_898753 |  | AN | node_8104601_200834978 | node_1416819_776_15343800_201 | 0.033 | unb_TAPWIRE_OH | 8104601 | no | no |  |  | no |  |  | 0 | 0 | 0 | 0
oh_line_TAP_OH_898755 |  | AN | node_8104601_200834981 | node_1416860_403_15343218_851 | 0.033 | unb_TAPWIRE_OH | 8104601 | no | no |  |  | no |  |  | 0 | 0 | 0 | 0
oh_line_TAP_OH_898756 |  | ABCN | node_8104601_200834983 | node_1421422_995_15346297_842 | 0.033 | unb_TAPWIRE_OH | 8104601 | no | no |  |  | no |  |  | 0 | 0 | 0 | 0
oh_line_TAP_OH_898757 |  | ABCN | node_8104601_200834985 | node_1421597_783_15346738_956 | 0.033 | unb_TAPWIRE_OH | 8104601 | no | no |  |  | no |  |  | 0 | 0 | 0 | 0
oh_line_TAP_OH_898758 |  | AN | node_8104601_200834989 | node_1424551_143_15345256_526 | 0.033 | unb_TAPWIRE_OH | 8104601 | no | no |  |  | no |  |  | 0 | 0 | 0 | 0
oh_line_TAP_OH_898759 |  | AN | node_8104601_200834994 | node_1424349_389_15344050_222 | 0.033 | unb_TAPWIRE_OH | 8104601 | no | no |  |  | no |  |  | 0 | 0 | 0 | 0
oh_line_TAP_OH_898760 |  | ABCN | node_8104601_200835001 | node_1425337_261_15344330_287 | 0.033 | unb_TAPWIRE_OH | 8104601 | no | no |  |  | no |  |  | 0 | 0 | 0 | 0
oh_line_TAP_OH_898761 |  | ABCN | node_8104601_200835003 | node_1425138_569_15344130_298 | 0.033 | unb_TAPWIRE_OH | 8104601 | no | no |  |  | no |  |  | 0 | 0 | 0 | 0
oh_line_TAP_OH_898762 |  | ABCN | node_8104601_200835009 | node_1425111_099_15342979_965 | 0.033 | unb_TAPWIRE_OH | 8104601 | no | no |  |  | no |  |  | 0 | 0 | 0 | 0
oh_line_TAP_OH_898763 |  | ABCN | node_8104601_200835011 | node_1425031_519_15342672_685 | 0.033 | unb_TAPWIRE_OH | 8104601 | no | no |  |  | no |  |  | 0 | 0 | 0 | 0
oh_line_TAP_OH_898764 |  | ABCN | node_8104601_200835013 | node_1424852_199_15342410_143 | 0.033 | unb_TAPWIRE_OH | 8104601 | no | no |  |  | no |  |  | 0 | 0 | 0 | 0
oh_line_TAP_OH_898765 |  | AN | node_8104601_200835020 | node_1425235_272_15341400_01 | 0.033 | unb_TAPWIRE_OH | 8104601 | no | no |  |  | no |  |  | 0 | 0 | 0 | 0
oh_line_TAP_OH_898766 |  | AN | node_8104601_200835021 | node_1425239_047_15341944_408 | 0.033 | unb_TAPWIRE_OH | 8104601 | no | no |  |  | no |  |  | 0 | 0 | 0 | 0
oh_line_TAP_OH_898767 |  | ABCN | node_8104601_200835024 | node_1424871_643_15341556_341 | 0.033 | unb_TAPWIRE_OH | 8104601 | no | no |  |  | no |  |  | 0 | 0 | 0 | 0
oh_line_TAP_OH_898768 |  | ABCN | node_8104601_200835027 | node_1424705_317_15340982_45 | 0.033 | unb_TAPWIRE_OH | 8104601 | no | no |  |  | no |  |  | 0 | 0 | 0 | 0
oh_line_TAP_OH_898769 |  | AN | node_8104601_200835030 | node_1424925_765_15340876_178 | 0.033 | unb_TAPWIRE_OH | 8104601 | no | no |  |  | no |  |  | 0 | 0 | 0 | 0
oh_line_TAP_OH_898770 |  | AN | node_8104601_200835033 | node_1424693_811_15340537_549 | 0.033 | unb_TAPWIRE_OH | 8104601 | no | no |  |  | no |  |  | 0 | 0 | 0 | 0
oh_line_TAP_OH_898771 |  | ABCN | node_8104601_200835034 | node_1424522_053_15340382_733 | 0.033 | unb_TAPWIRE_OH | 8104601 | no | no |  |  | no |  |  | 0 | 0 | 0 | 0
oh_line_TAP_OH_898772 |  | ABCN | node_8104601_200835036 | node_1424290_891_15340171_166 | 0.033 | unb_TAPWIRE_OH | 8104601 | no | no |  |  | no |  |  | 0 | 0 | 0 | 0
oh_line_TAP_OH_898773 |  | ABCN | node_8104601_200835039 | node_1423942_011_15339865_218 | 0.033 | unb_TAPWIRE_OH | 8104601 | no | no |  |  | no |  |  | 0 | 0 | 0 | 0
oh_line_TAP_OH_898774 |  | ABCN | node_8104601_200835043 | node_1423530_903_15339134_953 | 0.033 | unb_TAPWIRE_OH | 8104601 | no | no |  |  | no |  |  | 0 | 0 | 0 | 0
oh_line_TAP_OH_898775 |  | ABCN | node_8104601_200835047 | node_1423283_073_15338605_548 | 0.033 | unb_TAPWIRE_OH | 8104601 | no | no |  |  | no |  |  | 0 | 0 | 0 | 0
oh_line_TAP_OH_898776 |  | ABCN | node_8104601_200835048 | node_1423263_623_15338319_761 | 0.033 | unb_TAPWIRE_OH | 8104601 | no | no |  |  | no |  |  | 0 | 0 | 0 | 0
oh_line_TAP_OH_898777 |  | AN | node_8104601_200835049 | node_1423629_922_15338076_706 | 0.033 | unb_TAPWIRE_OH | 8104601 | no | no |  |  | no |  |  | 0 | 0 | 0 | 0
oh_line_TAP_OH_898778 |  | ABCN | node_8104601_200835050 | node_1423089_869_15338068_28 | 0.033 | unb_TAPWIRE_OH | 8104601 | no | no |  |  | no |  |  | 0 | 0 | 0 | 0
oh_line_TAP_OH_898779 |  | ABCN | node_8104601_200835051 | node_1422911_758_15337907_554 | 0.033 | unb_TAPWIRE_OH | 8104601 | no | no |  |  | no |  |  | 0 | 0 | 0 | 0
oh_line_TAP_OH_898780 |  | ABCN | node_8104601_200835055 | node_1422149_43_15337333_386 | 0.033 | unb_TAPWIRE_OH | 8104601 | no | no |  |  | no |  |  | 0 | 0 | 0 | 0
oh_line_TAP_OH_898781 |  | ABCN | node_8104601_200835058 | node_1421683_815_15336983_604 | 0.033 | unb_TAPWIRE_OH | 8104601 | no | no |  |  | no |  |  | 0 | 0 | 0 | 0
oh_line_TAP_OH_898782 |  | AN | node_8104601_200835060 | node_1421688_333_15337193_334 | 0.033 | unb_TAPWIRE_OH | 8104601 | no | no |  |  | no |  |  | 0 | 0 | 0 | 0
oh_line_TAP_OH_898783 |  | ABCN | node_8104601_200835069 | node_1420485_764_15335996_066 | 0.033 | unb_TAPWIRE_OH | 8104601 | no | no |  |  | no |  |  | 0 | 0 | 0 | 0
oh_line_TAP_OH_898784 |  | ABCN | node_8104601_200835070 | node_1420297_123_15335952_12 | 0.033 | unb_TAPWIRE_OH | 8104601 | no | no |  |  | no |  |  | 0 | 0 | 0 | 0
oh_line_TAP_OH_898785 |  | AN | node_8104601_200835071 | node_1420346_012_15335642_659 | 0.033 | unb_TAPWIRE_OH | 8104601 | no | no |  |  | no |  |  | 0 | 0 | 0 | 0
oh_line_TAP_OH_898786 |  | ABCN | node_8104601_200835075 | node_1420070_738_15335660_242 | 0.033 | unb_TAPWIRE_OH | 8104601 | no | no |  |  | no |  |  | 0 | 0 | 0 | 0
oh_line_TAP_OH_898787 |  | ABCN | node_8104601_200835083 | node_1419178_144_15334912_577 | 0.033 | unb_TAPWIRE_OH | 8104601 | no | no |  |  | no |  |  | 0 | 0 | 0 | 0
oh_line_TAP_OH_898788 |  | ABCN | node_8104601_200835085 | node_1419129_824_15334720_069 | 0.033 | unb_TAPWIRE_OH | 8104601 | no | no |  |  | no |  |  | 0 | 0 | 0 | 0
oh_line_TAP_OH_898789 |  | ABCN | node_8104601_200835089 | node_1419020_031_15334462_587 | 0.033 | unb_TAPWIRE_OH | 8104601 | no | no |  |  | no |  |  | 0 | 0 | 0 | 0
oh_line_TAP_OH_898790 |  | ABCN | node_8104601_200835092 | node_1418906_935_15334285_744 | 0.033 | unb_TAPWIRE_OH | 8104601 | no | no |  |  | no |  |  | 0 | 0 | 0 | 0
oh_line_TAP_OH_898792 |  | ABCN | node_8104601_200835096 | node_1418782_87_15333719_774 | 0.033 | unb_TAPWIRE_OH | 8104601 | no | no |  |  | no |  |  | 0 | 0 | 0 | 0
oh_line_TAP_OH_898793 |  | AN | node_8104601_200835099 | node_1417938_76_15333772_858 | 0.033 | unb_TAPWIRE_OH | 8104601 | no | no |  |  | no |  |  | 0 | 0 | 0 | 0
oh_line_TAP_OH_898794 |  | AN | node_8104601_200835101 | node_1417713_077_15334095_717 | 0.033 | unb_TAPWIRE_OH | 8104601 | no | no |  |  | no |  |  | 0 | 0 | 0 | 0
oh_line_TAP_OH_898795 |  | ABCN | node_8104601_200835104 | node_1418545_188_15333367_614 | 0.033 | unb_TAPWIRE_OH | 8104601 | no | no |  |  | no |  |  | 0 | 0 | 0 | 0
oh_line_TAP_OH_898796 |  | ABCN | node_8104601_200835106 | node_1418561_108_15333142_566 | 0.033 | unb_TAPWIRE_OH | 8104601 | no | no |  |  | no |  |  | 0 | 0 | 0 | 0
oh_line_TAP_OH_898797 |  | ABCN | node_8104601_200835108 | node_1418488_995_15332816_388 | 0.033 | unb_TAPWIRE_OH | 8104601 | no | no |  |  | no |  |  | 0 | 0 | 0 | 0
oh_line_TAP_OH_898798 |  | ABCN | node_8104601_200835116 | node_1418657_04_15331742_535 | 0.033 | unb_TAPWIRE_OH | 8104601 | no | no |  |  | no |  |  | 0 | 0 | 0 | 0
oh_line_TAP_OH_898799 |  | AN | node_8104601_200835119 | node_1419015_224_15331785_819 | 0.033 | unb_TAPWIRE_OH | 8104601 | no | no |  |  | no |  |  | 0 | 0 | 0 | 0
oh_line_TAP_OH_898800 |  | ABCN | node_8104601_200835120 | node_1418664_664_15331442_587 | 0.033 | unb_TAPWIRE_OH | 8104601 | no | no |  |  | no |  |  | 0 | 0 | 0 | 0
oh_line_TAP_OH_898801 |  | ABCN | node_8104601_200835122 | node_1418607_895_15331164_407 | 0.033 | unb_TAPWIRE_OH | 8104601 | no | no |  |  | no |  |  | 0 | 0 | 0 | 0
oh_line_TAP_OH_898802 |  | ABCN | node_8104601_200835124 | node_1418486_621_15330882_931 | 0.033 | unb_TAPWIRE_OH | 8104601 | no | no |  |  | no |  |  | 0 | 0 | 0 | 0
oh_line_TAP_OH_898803 |  | ABCN | node_8104601_200835127 | node_1418496_357_15330582_827 | 0.033 | unb_TAPWIRE_OH | 8104601 | no | no |  |  | no |  |  | 0 | 0 | 0 | 0
oh_line_TAP_OH_898804 |  | AN | node_8104601_200835129 | node_1418196_215_15330484_318 | 0.033 | unb_TAPWIRE_OH | 8104601 | no | no |  |  | no |  |  | 0 | 0 | 0 | 0
oh_line_TAP_OH_898805 |  | ABCN | node_8104601_200835130 | node_1418443_11_15330292_071 | 0.033 | unb_TAPWIRE_OH | 8104601 | no | no |  |  | no |  |  | 0 | 0 | 0 | 0
oh_line_TAP_OH_898806 |  | ABCN | node_8104601_200835134 | node_1418078_877_15329562_674 | 0.033 | unb_TAPWIRE_OH | 8104601 | no | no |  |  | no |  |  | 0 | 0 | 0 | 0
oh_line_TAP_OH_898807 |  | AN | node_8104601_200835139 | node_1418316_034_15329215_355 | 0.033 | unb_TAPWIRE_OH | 8104601 | no | no |  |  | no |  |  | 0 | 0 | 0 | 0
oh_line_TAP_OH_898808 |  | AN | node_8104601_200835143 | node_1418314_713_15328752_78 | 0.033 | unb_TAPWIRE_OH | 8104601 | no | no |  |  | no |  |  | 0 | 0 | 0 | 0
oh_line_TAP_OH_898809 |  | AN | node_8104601_200835145 | node_1418942_338_15328781_969 | 0.033 | unb_TAPWIRE_OH | 8104601 | no | no |  |  | no |  |  | 0 | 0 | 0 | 0
oh_line_TAP_OH_898810 |  | ABCN | node_8104601_200835146 | node_1418053_254_15328690_825 | 0.033 | unb_TAPWIRE_OH | 8104601 | no | no |  |  | no |  |  | 0 | 0 | 0 | 0
oh_line_TAP_OH_898811 |  | AN | node_8104601_200835150 | node_1417936_501_15328320_164 | 0.033 | unb_TAPWIRE_OH | 8104601 | no | no |  |  | no |  |  | 0 | 0 | 0 | 0
oh_line_TAP_OH_898812 |  | ABN | node_8104601_200835152 | node_1417879_296_15327965_084 | 0.033 | unb_TAPWIRE_OH | 8104601 | no | no |  |  | no |  |  | 0 | 0 | 0 | 0
oh_line_TAP_OH_898813 |  | ABN | node_8104601_200835154 | node_1417946_833_15327835_081 | 0.033 | unb_TAPWIRE_OH | 8104601 | no | no |  |  | no |  |  | 0 | 0 | 0 | 0
oh_line_TAP_OH_898814 |  | AN | node_8104601_200835156 | node_1418306_817_15327928_775 | 0.033 | unb_TAPWIRE_OH | 8104601 | no | no |  |  | no |  |  | 0 | 0 | 0 | 0
oh_line_TAP_OH_898815 |  | ABN | node_8104601_200835158 | node_1417998_863_15327276_074 | 0.033 | unb_TAPWIRE_OH | 8104601 | no | no |  |  | no |  |  | 0 | 0 | 0 | 0
oh_line_TAP_OH_898817 |  | AN | node_8104601_200835166 | node_1417852_184_15326446_913 | 0.033 | unb_TAPWIRE_OH | 8104601 | no | no |  |  | no |  |  | 0 | 0 | 0 | 0
oh_line_TAP_OH_898818 |  | AN | node_8104601_200835167 | node_1417558_947_15326578_178 | 0.033 | unb_TAPWIRE_OH | 8104601 | no | no |  |  | no |  |  | 0 | 0 | 0 | 0
oh_line_TAP_OH_898819 |  | AN | node_8104601_200835168 | node_1417278_597_15326599_598 | 0.033 | unb_TAPWIRE_OH | 8104601 | no | no |  |  | no |  |  | 0 | 0 | 0 | 0
oh_line_TAP_OH_898820 |  | AN | node_8104601_200835173 | node_1417792_097_15324765_926 | 0.033 | unb_TAPWIRE_OH | 8104601 | no | no |  |  | no |  |  | 0 | 0 | 0 | 0
oh_line_TAP_OH_898821 |  | AN | node_8104601_200835174 | node_1417546_331_15324793_675 | 0.033 | unb_TAPWIRE_OH | 8104601 | no | no |  |  | no |  |  | 0 | 0 | 0 | 0
oh_line_TAP_OH_898822 |  | AN | node_8104601_200835175 | node_1417623_702_15324503_216 | 0.033 | unb_TAPWIRE_OH | 8104601 | no | no |  |  | no |  |  | 0 | 0 | 0 | 0
oh_line_TAP_OH_898823 |  | AN | node_8104601_200835178 | node_1417569_384_15324021_286 | 0.033 | unb_TAPWIRE_OH | 8104601 | no | no |  |  | no |  |  | 0 | 0 | 0 | 0
oh_line_TAP_OH_898824 |  | AN | node_8104601_200835179 | node_1417684_867_15324011_507 | 0.033 | unb_TAPWIRE_OH | 8104601 | no | no |  |  | no |  |  | 0 | 0 | 0 | 0
oh_line_TAP_OH_898825 |  | AN | node_8104601_200835180 | node_1417691_535_15324206_219 | 0.033 | unb_TAPWIRE_OH | 8104601 | no | no |  |  | no |  |  | 0 | 0 | 0 | 0
oh_line_TAP_OH_898826 |  | AN | node_8104601_200835181 | node_1417489_11_15323865_741 | 0.033 | unb_TAPWIRE_OH | 8104601 | no | no |  |  | no |  |  | 0 | 0 | 0 | 0
oh_line_TAP_OH_898827 |  | AN | node_8104601_200835183 | node_1417384_692_15323721_593 | 0.033 | unb_TAPWIRE_OH | 8104601 | no | no |  |  | no |  |  | 0 | 0 | 0 | 0
oh_line_TAP_OH_898828 |  | AN | node_8104601_200835185 | node_1417312_785_15323428_973 | 0.033 | unb_TAPWIRE_OH | 8104601 | no | no |  |  | no |  |  | 0 | 0 | 0 | 0
oh_line_TAP_OH_898829 |  | AN | node_8104601_200835188 | node_1417180_34_15322887_947 | 0.033 | unb_TAPWIRE_OH | 8104601 | no | no |  |  | no |  |  | 0 | 0 | 0 | 0
oh_line_TAP_OH_898830 |  | AN | node_8104601_200835190 | node_1416821_219_15322435_96 | 0.033 | unb_TAPWIRE_OH | 8104601 | no | no |  |  | no |  |  | 0 | 0 | 0 | 0
oh_line_TAP_OH_898831 |  | AN | node_8104601_200835194 | node_1416678_623_15323097_176 | 0.033 | unb_TAPWIRE_OH | 8104601 | no | no |  |  | no |  |  | 0 | 0 | 0 | 0
oh_line_TAP_OH_898832 |  | AN | node_8104601_200835195 | node_1416766_302_15322198_07 | 0.033 | unb_TAPWIRE_OH | 8104601 | no | no |  |  | no |  |  | 0 | 0 | 0 | 0
oh_line_TAP_OH_898833 |  | AN | node_8104601_200835199 | node_1424420_299_15340180_331 | 0.033 | unb_TAPWIRE_OH | 8104601 | no | no |  |  | no |  |  | 0 | 0 | 0 | 0
oh_line_TAP_OH_898834 |  | AN | node_8104601_200835202 | node_1424633_148_15339808_777 | 0.033 | unb_TAPWIRE_OH | 8104601 | no | no |  |  | no |  |  | 0 | 0 | 0 | 0
oh_line_TAP_OH_898835 |  | AN | node_8104601_200835206 | node_1424860_891_15339296_05 | 0.033 | unb_TAPWIRE_OH | 8104601 | no | no |  |  | no |  |  | 0 | 0 | 0 | 0
oh_line_TAP_OH_898836 |  | AN | node_8104601_200835208 | node_1425774_257_15339260_633 | 0.033 | unb_TAPWIRE_OH | 8104601 | no | no |  |  | no |  |  | 0 | 0 | 0 | 0
oh_line_TAP_OH_898837 |  | AN | node_8104601_200835209 | node_1431837_179_15338937_314 | 0.033 | unb_TAPWIRE_OH | 8104601 | no | no |  |  | no |  |  | 0 | 0 | 0 | 0
oh_line_TAP_OH_898838 |  | AN | node_8104601_200835211 | node_1431717_046_15343732_632 | 0.033 | unb_TAPWIRE_OH | 8104601 | no | no |  |  | no |  |  | 0 | 0 | 0 | 0
oh_line_TAP_OH_898839 |  | AN | node_8104601_200835214 | node_1432362_601_15343518_97 | 0.033 | unb_TAPWIRE_OH | 8104601 | no | no |  |  | no |  |  | 0 | 0 | 0 | 0
oh_line_TAP_OH_898840 |  | AN | node_8104601_200835215 | node_1431489_467_15343611_79 | 0.033 | unb_TAPWIRE_OH | 8104601 | no | no |  |  | no |  |  | 0 | 0 | 0 | 0
oh_line_TAP_OH_898841 |  | AN | node_8104601_200835216 | node_1431741_637_15343294_49 | 0.033 | unb_TAPWIRE_OH | 8104601 | no | no |  |  | no |  |  | 0 | 0 | 0 | 0
oh_line_TAP_OH_898842 |  | AN | node_8104601_200835218 | node_1431759_848_15342921_394 | 0.033 | unb_TAPWIRE_OH | 8104601 | no | no |  |  | no |  |  | 0 | 0 | 0 | 0
oh_line_TAP_OH_898843 |  | AN | node_8104601_200835222 | node_1431609_539_15342411_762 | 0.033 | unb_TAPWIRE_OH | 8104601 | no | no |  |  | no |  |  | 0 | 0 | 0 | 0
oh_line_TAP_OH_898844 |  | AN | node_8104601_200835223 | node_1431620_291_15342109_513 | 0.033 | unb_TAPWIRE_OH | 8104601 | no | no |  |  | no |  |  | 0 | 0 | 0 | 0
oh_line_TAP_OH_898845 |  | AN | node_8104601_200835226 | node_1431633_961_15341388_688 | 0.033 | unb_TAPWIRE_OH | 8104601 | no | no |  |  | no |  |  | 0 | 0 | 0 | 0
oh_line_TAP_OH_898846 |  | AN | node_8104601_200835229 | node_1431681_283_15340760_79 | 0.033 | unb_TAPWIRE_OH | 8104601 | no | no |  |  | no |  |  | 0 | 0 | 0 | 0
oh_line_TAP_OH_898847 |  | AN | node_8104601_200835231 | node_1431504_446_15346539_672 | 0.033 | unb_TAPWIRE_OH | 8104601 | no | no |  |  | no |  |  | 0 | 0 | 0 | 0
oh_line_TAP_OH_898848 |  | AN | node_8104601_200835233 | node_1431265_677_15340389_325 | 0.033 | unb_TAPWIRE_OH | 8104601 | no | no |  |  | no |  |  | 0 | 0 | 0 | 0
oh_line_TAP_OH_898849 |  | AN | node_8104601_200835246 | node_1430048_86_15340309_401 | 0.033 | unb_TAPWIRE_OH | 8104601 | no | no |  |  | no |  |  | 0 | 0 | 0 | 0
oh_line_TAP_OH_898850 |  | AN | node_8104601_200835247 | node_1429918_224_15340379_357 | 0.033 | unb_TAPWIRE_OH | 8104601 | no | no |  |  | no |  |  | 0 | 0 | 0 | 0
oh_line_TAP_OH_898851 |  | AN | node_8104601_200835250 | node_1429513_032_15340630_344 | 0.033 | unb_TAPWIRE_OH | 8104601 | no | no |  |  | no |  |  | 0 | 0 | 0 | 0
oh_line_TAP_OH_898852 |  | AN | node_8104601_200835251 | node_1431591_289_15346163_614 | 0.033 | unb_TAPWIRE_OH | 8104601 | no | no |  |  | no |  |  | 0 | 0 | 0 | 0
oh_line_TAP_OH_898853 |  | AN | node_8104601_200835252 | node_1429112_196_15340709_235 | 0.033 | unb_TAPWIRE_OH | 8104601 | no | no |  |  | no |  |  | 0 | 0 | 0 | 0
oh_line_TAP_OH_898854 |  | AN | node_8104601_200835256 | node_1428705_991_15341008_059 | 0.033 | unb_TAPWIRE_OH | 8104601 | no | no |  |  | no |  |  | 0 | 0 | 0 | 0
oh_line_TAP_OH_898855 |  | AN | node_8104601_200835259 | node_1428544_799_15340536_876 | 0.033 | unb_TAPWIRE_OH | 8104601 | no | no |  |  | no |  |  | 0 | 0 | 0 | 0
oh_line_TAP_OH_898856 |  | AN | node_8104601_200835261 | node_1428234_799_15340625_007 | 0.033 | unb_TAPWIRE_OH | 8104601 | no | no |  |  | no |  |  | 0 | 0 | 0 | 0
oh_line_TAP_OH_898857 |  | AN | node_8104601_200835265 | node_1427967_69_15340645_9 | 0.033 | unb_TAPWIRE_OH | 8104601 | no | no |  |  | no |  |  | 0 | 0 | 0 | 0
oh_line_TAP_OH_898858 |  | AN | node_8104601_200835269 | node_1427637_392_15340905_93 | 0.033 | unb_TAPWIRE_OH | 8104601 | no | no |  |  | no |  |  | 0 | 0 | 0 | 0
oh_line_TAP_OH_898859 |  | AN | node_8104601_200835272 | node_1431611_113_15345610_296 | 0.033 | unb_TAPWIRE_OH | 8104601 | no | no |  |  | no |  |  | 0 | 0 | 0 | 0
oh_line_TAP_OH_898860 |  | AN | node_8104601_200835275 | node_1426994_943_15340902_23 | 0.033 | unb_TAPWIRE_OH | 8104601 | no | no |  |  | no |  |  | 0 | 0 | 0 | 0
oh_line_TAP_OH_898861 |  | AN | node_8104601_200835277 | node_1427187_663_15341194_406 | 0.033 | unb_TAPWIRE_OH | 8104601 | no | no |  |  | no |  |  | 0 | 0 | 0 | 0
oh_line_TAP_OH_898862 |  | AN | node_8104601_200835278 | node_1426768_515_15340986_277 | 0.033 | unb_TAPWIRE_OH | 8104601 | no | no |  |  | no |  |  | 0 | 0 | 0 | 0
oh_line_TAP_OH_898863 |  | AN | node_8104601_200835280 | node_1426573_214_15341080_201 | 0.033 | unb_TAPWIRE_OH | 8104601 | no | no |  |  | no |  |  | 0 | 0 | 0 | 0
oh_line_TAP_OH_898864 |  | AN | node_8104601_200835282 | node_1426152_236_15341122_077 | 0.033 | unb_TAPWIRE_OH | 8104601 | no | no |  |  | no |  |  | 0 | 0 | 0 | 0
oh_line_TAP_OH_898865 |  | AN | node_8104601_200835285 | node_1425774_558_15341084_36 | 0.033 | unb_TAPWIRE_OH | 8104601 | no | no |  |  | no |  |  | 0 | 0 | 0 | 0
oh_line_TAP_OH_898866 |  | AN | node_8104601_200835286 | node_1425607_836_15341098_035 | 0.033 | unb_TAPWIRE_OH | 8104601 | no | no |  |  | no |  |  | 0 | 0 | 0 | 0
oh_line_TAP_OH_898867 |  | AN | node_8104601_200835287 | node_1425376_713_15341175_541 | 0.033 | unb_TAPWIRE_OH | 8104601 | no | no |  |  | no |  |  | 0 | 0 | 0 | 0
oh_line_TAP_OH_898868 |  | AN | node_8104601_200835290 | node_1424976_611_15341196_511 | 0.033 | unb_TAPWIRE_OH | 8104601 | no | no |  |  | no |  |  | 0 | 0 | 0 | 0
oh_line_TAP_OH_898869 |  | AN | node_8104601_200835291 | node_1431634_42_15345200_287 | 0.033 | unb_TAPWIRE_OH | 8104601 | no | no |  |  | no |  |  | 0 | 0 | 0 | 0
oh_line_TAP_OH_898870 |  | ABN | node_8104601_200835299 | node_1431198_596_15346888_938 | 0.033 | unb_TAPWIRE_OH | 8104601 | no | no |  |  | no |  |  | 0 | 0 | 0 | 0
oh_line_TAP_OH_898871 |  | AN | node_8104601_200835303 | node_1433910_805_15346577_568 | 0.033 | unb_TAPWIRE_OH | 8104601 | no | no |  |  | no |  |  | 0 | 0 | 0 | 0
oh_line_TAP_OH_898872 |  | AN | node_8104601_200835306 | node_1433980_3_15346080_697 | 0.033 | unb_TAPWIRE_OH | 8104601 | no | no |  |  | no |  |  | 0 | 0 | 0 | 0
oh_line_TAP_OH_898873 |  | AN | node_8104601_200835309 | node_1434799_249_15345845_152 | 0.033 | unb_TAPWIRE_OH | 8104601 | no | no |  |  | no |  |  | 0 | 0 | 0 | 0
oh_line_TAP_OH_898874 |  | AN | node_8104601_200835312 | node_1435208_68_15345028_777 | 0.033 | unb_TAPWIRE_OH | 8104601 | no | no |  |  | no |  |  | 0 | 0 | 0 | 0
oh_line_TAP_OH_898875 |  | AN | node_8104601_200835315 | node_1435587_224_15344932_463 | 0.033 | unb_TAPWIRE_OH | 8104601 | no | no |  |  | no |  |  | 0 | 0 | 0 | 0
oh_line_TAP_OH_898876 |  | AN | node_8104601_200835318 | node_1436513_419_15344634_712 | 0.033 | unb_TAPWIRE_OH | 8104601 | no | no |  |  | no |  |  | 0 | 0 | 0 | 0
oh_line_TAP_OH_898877 |  | AN | node_8104601_200835319 | node_1436715_001_15344624_266 | 0.033 | unb_TAPWIRE_OH | 8104601 | no | no |  |  | no |  |  | 0 | 0 | 0 | 0
oh_line_TAP_OH_898878 |  | AN | node_8104601_200835320 | node_1436942_313_15344673_556 | 0.033 | unb_TAPWIRE_OH | 8104601 | no | no |  |  | no |  |  | 0 | 0 | 0 | 0
oh_line_TAP_OH_898879 |  | AN | node_8104601_200835322 | node_1437475_932_15344691_921 | 0.033 | unb_TAPWIRE_OH | 8104601 | no | no |  |  | no |  |  | 0 | 0 | 0 | 0
oh_line_TAP_OH_898880 |  | AN | node_8104601_200835325 | node_1438090_609_15344756_008 | 0.033 | unb_TAPWIRE_OH | 8104601 | no | no |  |  | no |  |  | 0 | 0 | 0 | 0
oh_line_TAP_OH_898881 |  | AN | node_8104601_200835326 | node_1438397_374_15344686_869 | 0.033 | unb_TAPWIRE_OH | 8104601 | no | no |  |  | no |  |  | 0 | 0 | 0 | 0
oh_line_TAP_OH_898882 |  | AN | node_8104601_200835332 | node_1439240_963_15344368_877 | 0.033 | unb_TAPWIRE_OH | 8104601 | no | no |  |  | no |  |  | 0 | 0 | 0 | 0
oh_line_TAP_OH_898883 |  | AN | node_8104601_200835334 | node_1439521_138_15344160_716 | 0.033 | unb_TAPWIRE_OH | 8104601 | no | no |  |  | no |  |  | 0 | 0 | 0 | 0
oh_line_TAP_OH_898901 |  | ABCN | node_8104601_200835371 | node_1413995_855_15316064_908 | 0.033 | unb_TAPWIRE_OH | 8104601 | no | no |  |  | no |  |  | 0 | 0 | 0 | 0
oh_line_TAP_OH_898902 |  | AN | node_8104601_200835373 | node_1413822_802_15315858_961 | 0.033 | unb_TAPWIRE_OH | 8104601 | no | no |  |  | no |  |  | 0 | 0 | 0 | 0
oh_line_TAP_OH_898903 |  | AN | node_8104601_200835384 | node_1415473_788_15318444_784 | 0.033 | unb_TAPWIRE_OH | 8104601 | no | no |  |  | no |  |  | 0 | 0 | 0 | 0
oh_line_TAP_OH_898904 |  | AN | node_8104601_200835386 | node_1415417_049_15318898_668 | 0.033 | unb_TAPWIRE_OH | 8104601 | no | no |  |  | no |  |  | 0 | 0 | 0 | 0
oh_line_TAP_OH_898905 |  | AN | node_8104601_200835388 | node_1415446_802_15319109_949 | 0.033 | unb_TAPWIRE_OH | 8104601 | no | no |  |  | no |  |  | 0 | 0 | 0 | 0
oh_line_TAP_OH_898906 |  | AN | node_8104601_200835394 | node_1415787_866_15319457_325 | 0.033 | unb_TAPWIRE_OH | 8104601 | no | no |  |  | no |  |  | 0 | 0 | 0 | 0
oh_line_TAP_OH_898907 |  | AN | node_8104601_200835395 | node_1415834_831_15319875_152 | 0.033 | unb_TAPWIRE_OH | 8104601 | no | no |  |  | no |  |  | 0 | 0 | 0 | 0
oh_line_TAP_OH_898908 |  | AN | node_8104601_200835396 | node_1415575_317_15319817_491 | 0.033 | unb_TAPWIRE_OH | 8104601 | no | no |  |  | no |  |  | 0 | 0 | 0 | 0
oh_line_TAP_OH_898909 |  | ABCN | node_8104601_200835399 | node_1414481_357_15316679_271 | 0.033 | unb_TAPWIRE_OH | 8104601 | no | no |  |  | no |  |  | 0 | 0 | 0 | 0
oh_line_TAP_OH_898910 |  | AN | node_8104601_200835408 | node_1414509_039_15315433_352 | 0.033 | unb_TAPWIRE_OH | 8104601 | no | no |  |  | no |  |  | 0 | 0 | 0 | 0
oh_line_TAP_OH_898911 |  | AN | node_8104601_200835410 | node_1414041_416_15315410_475 | 0.033 | unb_TAPWIRE_OH | 8104601 | no | no |  |  | no |  |  | 0 | 0 | 0 | 0
oh_line_TAP_OH_898912 |  | AN | node_8104601_200835416 | node_1414752_328_15315182_869 | 0.033 | unb_TAPWIRE_OH | 8104601 | no | no |  |  | no |  |  | 0 | 0 | 0 | 0
oh_line_TAP_OH_898913 |  | AN | node_8104601_200835418 | node_1414925_236_15314999_865 | 0.033 | unb_TAPWIRE_OH | 8104601 | no | no |  |  | no |  |  | 0 | 0 | 0 | 0
oh_line_TAP_OH_898914 |  | AN | node_8104601_200835420 | node_1415364_985_15314464_144 | 0.033 | unb_TAPWIRE_OH | 8104601 | no | no |  |  | no |  |  | 0 | 0 | 0 | 0
oh_line_TAP_OH_898915 |  | AN | node_8104601_200835427 | node_1416001_963_15314543_183 | 0.033 | unb_TAPWIRE_OH | 8104601 | no | no |  |  | no |  |  | 0 | 0 | 0 | 0
oh_line_TAP_OH_898916 |  | AN | node_8104601_200835429 | node_1416264_377_15314788_229 | 0.033 | unb_TAPWIRE_OH | 8104601 | no | no |  |  | no |  |  | 0 | 0 | 0 | 0
oh_line_TAP_OH_898917 |  | AN | node_8104601_200835431 | node_1415504_248_15314091_483 | 0.033 | unb_TAPWIRE_OH | 8104601 | no | no |  |  | no |  |  | 0 | 0 | 0 | 0
oh_line_TAP_OH_898918 |  | AN | node_8104601_200835432 | node_1415684_842_15313922_168 | 0.033 | unb_TAPWIRE_OH | 8104601 | no | no |  |  | no |  |  | 0 | 0 | 0 | 0
oh_line_TAP_OH_898919 |  | AN | node_8104601_200835435 | node_1415848_86_15313606_034 | 0.033 | unb_TAPWIRE_OH | 8104601 | no | no |  |  | no |  |  | 0 | 0 | 0 | 0
oh_line_TAP_OH_898920 |  | AN | node_8104601_200835437 | node_1416215_47_15313429_649 | 0.033 | unb_TAPWIRE_OH | 8104601 | no | no |  |  | no |  |  | 0 | 0 | 0 | 0
oh_line_TAP_OH_898921 |  | AN | node_8104601_200835439 | node_1416380_446_15313378_353 | 0.033 | unb_TAPWIRE_OH | 8104601 | no | no |  |  | no |  |  | 0 | 0 | 0 | 0
oh_line_TAP_OH_898922 |  | AN | node_8104601_200835440 | node_1416532_294_15313187_425 | 0.033 | unb_TAPWIRE_OH | 8104601 | no | no |  |  | no |  |  | 0 | 0 | 0 | 0
oh_line_TAP_OH_898923 |  | AN | node_8104601_200835441 | node_1416775_72_15312919_692 | 0.033 | unb_TAPWIRE_OH | 8104601 | no | no |  |  | no |  |  | 0 | 0 | 0 | 0
oh_line_TAP_OH_898924 |  | AN | node_8104601_200835443 | node_1416903_688_15312711_02 | 0.033 | unb_TAPWIRE_OH | 8104601 | no | no |  |  | no |  |  | 0 | 0 | 0 | 0
oh_line_TAP_OH_898925 |  | AN | node_8104601_200835446 | node_1414538_237_15316023_431 | 0.033 | unb_TAPWIRE_OH | 8104601 | no | no |  |  | no |  |  | 0 | 0 | 0 | 0
oh_line_TAP_OH_898926 |  | AN | node_8104601_200835450 | node_1414778_027_15316428_265 | 0.033 | unb_TAPWIRE_OH | 8104601 | no | no |  |  | no |  |  | 0 | 0 | 0 | 0
oh_line_TAP_OH_898927 |  | AN | node_8104601_312104823 | node_1419321_933_15320327_866 | 0.033 | unb_TAPWIRE_OH | 8104601 | no | no |  |  | no |  |  | 0 | 0 | 0 | 0
oh_line_TAP_OH_898928 |  | AN | node_8104601_200835460 | node_1416160_194_15316923_159 | 0.033 | unb_TAPWIRE_OH | 8104601 | no | no |  |  | no |  |  | 0 | 0 | 0 | 0
oh_line_TAP_OH_898929 |  | AN | node_8104601_200835466 | node_1416752_225_15317131_143 | 0.033 | unb_TAPWIRE_OH | 8104601 | no | no |  |  | no |  |  | 0 | 0 | 0 | 0
oh_line_TAP_OH_898930 |  | AN | node_8104601_200835472 | node_1417206_364_15317599_397 | 0.033 | unb_TAPWIRE_OH | 8104601 | no | no |  |  | no |  |  | 0 | 0 | 0 | 0
oh_line_TAP_OH_898931 |  | AN | node_8104601_200835476 | node_1417443_978_15317958_083 | 0.033 | unb_TAPWIRE_OH | 8104601 | no | no |  |  | no |  |  | 0 | 0 | 0 | 0
oh_line_TAP_OH_898932 |  | AN | node_8104601_200835479 | node_1417679_886_15318474_591 | 0.033 | unb_TAPWIRE_OH | 8104601 | no | no |  |  | no |  |  | 0 | 0 | 0 | 0
oh_line_TAP_OH_898933 |  | AN | node_8104601_200835480 | node_1417764_794_15318635_152 | 0.033 | unb_TAPWIRE_OH | 8104601 | no | no |  |  | no |  |  | 0 | 0 | 0 | 0
oh_line_TAP_OH_898934 |  | AN | node_8104601_200835484 | node_1418001_289_15318991_926 | 0.033 | unb_TAPWIRE_OH | 8104601 | no | no |  |  | no |  |  | 0 | 0 | 0 | 0
oh_line_TAP_OH_898935 |  | AN | node_8104601_200835487 | node_1418155_137_15319255_817 | 0.033 | unb_TAPWIRE_OH | 8104601 | no | no |  |  | no |  |  | 0 | 0 | 0 | 0
oh_line_TAP_OH_898936 |  | AN | node_8104601_200835492 | node_1418513_243_15319561_882 | 0.033 | unb_TAPWIRE_OH | 8104601 | no | no |  |  | no |  |  | 0 | 0 | 0 | 0
oh_line_TAP_OH_898937 |  | AN | node_8104601_200835496 | node_1418972_821_15319975_731 | 0.033 | unb_TAPWIRE_OH | 8104601 | no | no |  |  | no |  |  | 0 | 0 | 0 | 0
oh_line_TAP_OH_898938 |  | AN | node_8104601_200835498 | node_1419062_008_15320168_038 | 0.033 | unb_TAPWIRE_OH | 8104601 | no | no |  |  | no |  |  | 0 | 0 | 0 | 0
oh_line_TAP_OH_898939 |  | AN | node_8104601_200835502 | node_1419256_979_15320474_37 | 0.033 | unb_TAPWIRE_OH | 8104601 | no | no |  |  | no |  |  | 0 | 0 | 0 | 0
oh_line_TAP_OH_898940 |  | AN | node_8104601_200835503 | node_1419369_931_15320666_242 | 0.033 | unb_TAPWIRE_OH | 8104601 | no | no |  |  | no |  |  | 0 | 0 | 0 | 0
oh_line_TAP_OH_898941 |  | AN | node_8104601_200835512 | node_1420153_664_15322259_944 | 0.033 | unb_TAPWIRE_OH | 8104601 | no | no |  |  | no |  |  | 0 | 0 | 0 | 0
oh_line_TAP_OH_898942 |  | AN | node_8104601_200835515 | node_1420285_375_15322486_174 | 0.033 | unb_TAPWIRE_OH | 8104601 | no | no |  |  | no |  |  | 0 | 0 | 0 | 0
oh_line_TAP_OH_898943 |  | AN | node_8104601_200835518 | node_1420685_4_15322738_369 | 0.033 | unb_TAPWIRE_OH | 8104601 | no | no |  |  | no |  |  | 0 | 0 | 0 | 0
oh_line_TAP_OH_898944 |  | AN | node_8104601_200835522 | node_1421710_631_15323215_295 | 0.033 | unb_TAPWIRE_OH | 8104601 | no | no |  |  | no |  |  | 0 | 0 | 0 | 0
oh_line_TAP_OH_898945 |  | AN | node_8104601_200835525 | node_1422059_37_15323276_836 | 0.033 | unb_TAPWIRE_OH | 8104601 | no | no |  |  | no |  |  | 0 | 0 | 0 | 0
oh_line_TAP_OH_898946 |  | AN | node_8104601_200835526 | node_1422282_56_15323433_541 | 0.033 | unb_TAPWIRE_OH | 8104601 | no | no |  |  | no |  |  | 0 | 0 | 0 | 0
oh_line_TAP_OH_898947 |  | AN | node_8104601_200835528 | node_1422530_927_15322796_62 | 0.033 | unb_TAPWIRE_OH | 8104601 | no | no |  |  | no |  |  | 0 | 0 | 0 | 0
oh_line_TAP_OH_898948 |  | ABCN | node_8104601_200835530 | node_1415346_658_15316483_372 | 0.033 | unb_TAPWIRE_OH | 8104601 | no | no |  |  | no |  |  | 0 | 0 | 0 | 0
oh_line_TAP_OH_898949 |  | AN | node_8104601_200835533 | node_1415732_18_15316184_383 | 0.033 | unb_TAPWIRE_OH | 8104601 | no | no |  |  | no |  |  | 0 | 0 | 0 | 0
oh_line_TAP_OH_898950 |  | AN | node_8104601_200835540 | node_1422508_798_15323448_428 | 0.033 | unb_TAPWIRE_OH | 8104601 | no | no |  |  | no |  |  | 0 | 0 | 0 | 0
oh_line_TAP_OH_898951 |  | AN | node_8104601_200835547 | node_1422807_224_15324258_764 | 0.033 | unb_TAPWIRE_OH | 8104601 | no | no |  |  | no |  |  | 0 | 0 | 0 | 0
oh_line_TAP_OH_898952 |  | AN | node_8104601_200835548 | node_1422999_986_15324092_333 | 0.033 | unb_TAPWIRE_OH | 8104601 | no | no |  |  | no |  |  | 0 | 0 | 0 | 0
oh_line_TAP_OH_898953 |  | AN | node_8104601_200835551 | node_1423719_074_15323991_941 | 0.033 | unb_TAPWIRE_OH | 8104601 | no | no |  |  | no |  |  | 0 | 0 | 0 | 0
oh_line_TAP_OH_898954 |  | AN | node_8104601_200835553 | node_1423362_635_15324710_115 | 0.033 | unb_TAPWIRE_OH | 8104601 | no | no |  |  | no |  |  | 0 | 0 | 0 | 0
oh_line_TAP_OH_898955 |  | AN | node_8104601_200835555 | node_1423564_651_15325031_078 | 0.033 | unb_TAPWIRE_OH | 8104601 | no | no |  |  | no |  |  | 0 | 0 | 0 | 0
oh_line_TAP_OH_898956 |  | AN | node_8104601_200835556 | node_1423745_819_15325308_87 | 0.033 | unb_TAPWIRE_OH | 8104601 | no | no |  |  | no |  |  | 0 | 0 | 0 | 0
oh_line_TAP_OH_898957 |  | AN | node_8104601_200835559 | node_1423852_971_15326105_062 | 0.033 | unb_TAPWIRE_OH | 8104601 | no | no |  |  | no |  |  | 0 | 0 | 0 | 0
oh_line_TAP_OH_898958 |  | AN | node_8104601_200835562 | node_1423992_108_15326468_971 | 0.033 | unb_TAPWIRE_OH | 8104601 | no | no |  |  | no |  |  | 0 | 0 | 0 | 0
oh_line_TAP_OH_898959 |  | ABCN | node_8104601_200835568 | node_1415180_135_15317642_861 | 0.033 | unb_TAPWIRE_OH | 8104601 | no | no |  |  | no |  |  | 0 | 0 | 0 | 0
oh_line_TAP_OH_898960 |  | AN | node_8104601_200835572 | node_1417354_503_15317338_81 | 0.033 | unb_TAPWIRE_OH | 8104601 | no | no |  |  | no |  |  | 0 | 0 | 0 | 0
oh_line_TAP_OH_898961 |  | AN | node_8104601_200835573 | node_1417547_971_15317277_396 | 0.033 | unb_TAPWIRE_OH | 8104601 | no | no |  |  | no |  |  | 0 | 0 | 0 | 0
oh_line_TAP_OH_898962 |  | AN | node_8104601_200835574 | node_1417836_301_15317184_817 | 0.033 | unb_TAPWIRE_OH | 8104601 | no | no |  |  | no |  |  | 0 | 0 | 0 | 0
oh_line_TAP_OH_898963 |  | AN | node_8104601_200835575 | node_1418033_745_15317123_496 | 0.033 | unb_TAPWIRE_OH | 8104601 | no | no |  |  | no |  |  | 0 | 0 | 0 | 0
oh_line_TAP_OH_898964 |  | AN | node_8104601_200835576 | node_1418202_507_15317077_779 | 0.033 | unb_TAPWIRE_OH | 8104601 | no | no |  |  | no |  |  | 0 | 0 | 0 | 0
oh_line_TAP_OH_898965 |  | AN | node_8104601_200835577 | node_1418508_915_15317004_08 | 0.033 | unb_TAPWIRE_OH | 8104601 | no | no |  |  | no |  |  | 0 | 0 | 0 | 0
oh_line_TAP_OH_898966 |  | AN | node_8104601_200835578 | node_1418857_201_15316999_676 | 0.033 | unb_TAPWIRE_OH | 8104601 | no | no |  |  | no |  |  | 0 | 0 | 0 | 0
oh_line_TAP_OH_898967 |  | AN | node_8104601_200835583 | node_1419924_654_15316622_869 | 0.033 | unb_TAPWIRE_OH | 8104601 | no | no |  |  | no |  |  | 0 | 0 | 0 | 0
oh_line_TAP_OH_898969 |  | ABCN | node_8104601_200835590 | node_1415124_364_15315588_328 | 0.033 | unb_TAPWIRE_OH | 8104601 | no | no |  |  | no |  |  | 0 | 0 | 0 | 0
oh_line_TAP_OH_898970 |  | ABCN | node_8104601_200835594 | node_1415126_695_15315461_441 | 0.033 | unb_TAPWIRE_OH | 8104601 | no | no |  |  | no |  |  | 0 | 0 | 0 | 0
oh_line_TAP_OH_898972 |  | ABCN | node_8104601_200835596 | node_1415477_511_15315602_71 | 0.033 | unb_TAPWIRE_OH | 8104601 | no | no |  |  | no |  |  | 0 | 0 | 0 | 0
oh_line_TAP_OH_898974 |  | ABCN | node_8104601_200835604 | node_1414241_178_15316148_593 | 0.033 | unb_TAPWIRE_OH | 8104601 | no | no |  |  | no |  |  | 0 | 0 | 0 | 0
oh_line_TAP_OH_909887 |  | AN | node_8104601_200876461 | node_1433274_189_15350870_143 | 0.033 | unb_TAPWIRE_OH | 8104601 | no | no |  |  | no |  |  | 0 | 0 | 0 | 0
oh_line_TAP_OH_909888 |  | AN | node_8104601_200876462 | node_1433143_541_15351149_636 | 0.033 | unb_TAPWIRE_OH | 8104601 | no | no |  |  | no |  |  | 0 | 0 | 0 | 0
oh_line_TAP_OH_909889 |  | AN | node_8104601_200876464 | node_1432576_736_15351328_558 | 0.033 | unb_TAPWIRE_OH | 8104601 | no | no |  |  | no |  |  | 0 | 0 | 0 | 0
oh_line_TAP_OH_909890 |  | AN | node_8104601_200876465 | node_1432925_33_15351652_822 | 0.033 | unb_TAPWIRE_OH | 8104601 | no | no |  |  | no |  |  | 0 | 0 | 0 | 0
oh_line_TAP_OH_909891 |  | AN | node_8104601_200876466 | node_1433186_851_15351604_656 | 0.033 | unb_TAPWIRE_OH | 8104601 | no | no |  |  | no |  |  | 0 | 0 | 0 | 0
oh_line_TAP_OH_909892 |  | AN | node_8104601_200876467 | node_1433462_019_15351429_296 | 0.033 | unb_TAPWIRE_OH | 8104601 | no | no |  |  | no |  |  | 0 | 0 | 0 | 0
oh_line_TAP_OH_909893 |  | AN | node_8104601_200876468 | node_1433180_206_15351963_249 | 0.033 | unb_TAPWIRE_OH | 8104601 | no | no |  |  | no |  |  | 0 | 0 | 0 | 0
oh_line_TAP_OH_909894 |  | AN | node_8104601_200876472 | node_1432667_128_15352153_853 | 0.033 | unb_TAPWIRE_OH | 8104601 | no | no |  |  | no |  |  | 0 | 0 | 0 | 0
oh_line_TAP_OH_909895 |  | AN | node_8104601_200876475 | node_1433246_576_15352587_206 | 0.033 | unb_TAPWIRE_OH | 8104601 | no | no |  |  | no |  |  | 0 | 0 | 0 | 0
oh_line_TAP_OH_909904 |  | AN | node_8104601_200876504 | node_1438529_487_15361867_159 | 0.033 | unb_TAPWIRE_OH | 8104601 | no | no |  |  | no |  |  | 0 | 0 | 0 | 0
oh_line_TAP_OH_909905 |  | AN | node_8104601_200876506 | node_1437897_283_15361828_528 | 0.033 | unb_TAPWIRE_OH | 8104601 | no | no |  |  | no |  |  | 0 | 0 | 0 | 0
oh_line_TAP_OH_909906 |  | AN | node_8104601_200876511 | node_1440994_703_15361867_756 | 0.033 | unb_TAPWIRE_OH | 8104601 | no | no |  |  | no |  |  | 0 | 0 | 0 | 0
oh_line_TAP_OH_909907 |  | AN | node_8104601_200876512 | node_1440647_198_15361920_168 | 0.033 | unb_TAPWIRE_OH | 8104601 | no | no |  |  | no |  |  | 0 | 0 | 0 | 0
oh_line_TAP_OH_909933 |  | AN | node_8104601_200876581 | node_1429252_974_15347064_58 | 0.033 | unb_TAPWIRE_OH | 8104601 | no | no |  |  | no |  |  | 0 | 0 | 0 | 0
oh_line_TAP_OH_909934 |  | AN | node_8104601_200876584 | node_1427947_888_15350946_494 | 0.033 | unb_TAPWIRE_OH | 8104601 | no | no |  |  | no |  |  | 0 | 0 | 0 | 0
oh_line_TAP_OH_909935 |  | AN | node_8104601_200876586 | node_1428031_616_15351928_29 | 0.033 | unb_TAPWIRE_OH | 8104601 | no | no |  |  | no |  |  | 0 | 0 | 0 | 0
oh_line_TAP_OH_909936 |  | AN | node_8104601_200876589 | node_1428056_988_15353176_956 | 0.033 | unb_TAPWIRE_OH | 8104601 | no | no |  |  | no |  |  | 0 | 0 | 0 | 0
oh_line_TAP_OH_909937 |  | AN | node_8104601_200876591 | node_1428071_699_15353896_399 | 0.033 | unb_TAPWIRE_OH | 8104601 | no | no |  |  | no |  |  | 0 | 0 | 0 | 0
oh_line_TAP_OH_909938 |  | AN | node_8104601_200876593 | node_1428077_51_15354203_798 | 0.033 | unb_TAPWIRE_OH | 8104601 | no | no |  |  | no |  |  | 0 | 0 | 0 | 0
oh_line_TAP_OH_909939 |  | AN | node_8104601_200876598 | node_1427409_82_15354873_658 | 0.033 | unb_TAPWIRE_OH | 8104601 | no | no |  |  | no |  |  | 0 | 0 | 0 | 0
oh_line_TAP_OH_909940 |  | AN | node_8104601_200876599 | node_1428098_962_15355196_165 | 0.033 | unb_TAPWIRE_OH | 8104601 | no | no |  |  | no |  |  | 0 | 0 | 0 | 0
oh_line_TAP_OH_909941 |  | AN | node_8104601_200876603 | node_1428236_753_15355866_572 | 0.033 | unb_TAPWIRE_OH | 8104601 | no | no |  |  | no |  |  | 0 | 0 | 0 | 0
oh_line_TAP_OH_909942 |  | AN | node_8104601_200876609 | node_1428735_933_15347736_59 | 0.033 | unb_TAPWIRE_OH | 8104601 | no | no |  |  | no |  |  | 0 | 0 | 0 | 0
oh_line_TAP_OH_909943 |  | AN | node_8104601_200876612 | node_1430366_415_15356303_677 | 0.033 | unb_TAPWIRE_OH | 8104601 | no | no |  |  | no |  |  | 0 | 0 | 0 | 0
oh_line_TAP_OH_909944 |  | AN | node_8104601_200876616 | node_1431042_974_15357551_11 | 0.033 | unb_TAPWIRE_OH | 8104601 | no | no |  |  | no |  |  | 0 | 0 | 0 | 0
oh_line_TAP_OH_909945 |  | AN | node_8104601_200876618 | node_1431082_985_15358177_039 | 0.033 | unb_TAPWIRE_OH | 8104601 | no | no |  |  | no |  |  | 0 | 0 | 0 | 0
oh_line_TAP_OH_909946 |  | AN | node_8104601_200876623 | node_1431401_214_15359028_482 | 0.033 | unb_TAPWIRE_OH | 8104601 | no | no |  |  | no |  |  | 0 | 0 | 0 | 0
oh_line_TAP_OH_909947 |  | AN | node_8104601_200876624 | node_1428658_811_15348352_715 | 0.033 | unb_TAPWIRE_OH | 8104601 | no | no |  |  | no |  |  | 0 | 0 | 0 | 0
oh_line_TAP_OH_909948 |  | AN | node_8104601_200876631 | node_1427618_965_15347944_156 | 0.033 | unb_TAPWIRE_OH | 8104601 | no | no |  |  | no |  |  | 0 | 0 | 0 | 0
oh_line_TAP_OH_909949 |  | AN | node_8104601_200876632 | node_1428619_362_15348510_489 | 0.033 | unb_TAPWIRE_OH | 8104601 | no | no |  |  | no |  |  | 0 | 0 | 0 | 0
oh_line_TAP_OH_909950 |  | AN | node_8104601_200876635 | node_1431585_91_15359678_423 | 0.033 | unb_TAPWIRE_OH | 8104601 | no | no |  |  | no |  |  | 0 | 0 | 0 | 0
oh_line_TAP_OH_910000 |  | AN | node_8104601_200876748 | node_1424353_15_15353768_62 | 0.033 | unb_TAPWIRE_OH | 8104601 | no | no |  |  | no |  |  | 0 | 0 | 0 | 0
oh_line_TAP_OH_910001 |  | AN | node_8104601_200876749 | node_1422564_086_15353857_91 | 0.033 | unb_TAPWIRE_OH | 8104601 | no | no |  |  | no |  |  | 0 | 0 | 0 | 0
oh_line_TAP_OH_910002 |  | AN | node_8104601_200876750 | node_1423796_135_15354513_69 | 0.033 | unb_TAPWIRE_OH | 8104601 | no | no |  |  | no |  |  | 0 | 0 | 0 | 0
oh_line_TAP_OH_910003 |  | AN | node_8104601_200876755 | node_1424393_416_15354121_67 | 0.033 | unb_TAPWIRE_OH | 8104601 | no | no |  |  | no |  |  | 0 | 0 | 0 | 0
oh_line_TAP_OH_910004 |  | AN | node_8104601_200876758 | node_1423434_103_15353546_418 | 0.033 | unb_TAPWIRE_OH | 8104601 | no | no |  |  | no |  |  | 0 | 0 | 0 | 0
oh_line_TAP_OH_910005 |  | AN | node_8104601_200876759 | node_1423493_852_15353299_007 | 0.033 | unb_TAPWIRE_OH | 8104601 | no | no |  |  | no |  |  | 0 | 0 | 0 | 0
oh_line_TAP_OH_910006 |  | AN | node_8104601_200876761 | node_1423379_615_15353030_001 | 0.033 | unb_TAPWIRE_OH | 8104601 | no | no |  |  | no |  |  | 0 | 0 | 0 | 0
oh_line_TAP_OH_910007 |  | AN | node_8104601_200876763 | node_1423122_178_15352431_994 | 0.033 | unb_TAPWIRE_OH | 8104601 | no | no |  |  | no |  |  | 0 | 0 | 0 | 0
oh_line_TAP_OH_910045 |  | AN | node_8104601_200876866 | node_1423354_903_15361214_181 | 0.033 | unb_TAPWIRE_OH | 8104601 | no | no |  |  | no |  |  | 0 | 0 | 0 | 0
oh_line_TAP_OH_910058 |  | AN | node_8104601_200876899 | node_1416115_736_15346191_918 | 0.033 | unb_TAPWIRE_OH | 8104601 | no | no |  |  | no |  |  | 0 | 0 | 0 | 0
oh_line_TAP_OH_910059 |  | AN | node_8104601_200876900 | node_1415986_233_15346127_746 | 0.033 | unb_TAPWIRE_OH | 8104601 | no | no |  |  | no |  |  | 0 | 0 | 0 | 0
oh_line_TAP_OH_910060 |  | AN | node_8104601_200876901 | node_1415826_116_15346048_666 | 0.033 | unb_TAPWIRE_OH | 8104601 | no | no |  |  | no |  |  | 0 | 0 | 0 | 0
oh_line_TAP_OH_910061 |  | AN | node_8104601_200876902 | node_1415532_918_15345849_741 | 0.033 | unb_TAPWIRE_OH | 8104601 | no | no |  |  | no |  |  | 0 | 0 | 0 | 0
oh_line_TAP_OH_910062 |  | AN | node_8104601_200876905 | node_1416621_322_15346648_861 | 0.033 | unb_TAPWIRE_OH | 8104601 | no | no |  |  | no |  |  | 0 | 0 | 0 | 0
oh_line_TAP_OH_910067 |  | AN | node_8104601_200876917 | node_1429089_684_15356838_504 | 0.033 | unb_TAPWIRE_OH | 8104601 | no | no |  |  | no |  |  | 0 | 0 | 0 | 0
oh_line_TAP_OH_910068 |  | AN | node_8104601_200876919 | node_1429711_284_15356871_036 | 0.033 | unb_TAPWIRE_OH | 8104601 | no | no |  |  | no |  |  | 0 | 0 | 0 | 0
oh_line_TAP_OH_910069 |  | AN | node_8104601_200876922 | node_1428572_618_15357494_197 | 0.033 | unb_TAPWIRE_OH | 8104601 | no | no |  |  | no |  |  | 0 | 0 | 0 | 0
oh_line_TAP_OH_910073 |  | AN | node_8104601_200876933 | node_1428332_645_15357365_495 | 0.033 | unb_TAPWIRE_OH | 8104601 | no | no |  |  | no |  |  | 0 | 0 | 0 | 0
oh_line_TAP_OH_910074 |  | AN | node_8104601_200876934 | node_1428143_621_15357154_895 | 0.033 | unb_TAPWIRE_OH | 8104601 | no | no |  |  | no |  |  | 0 | 0 | 0 | 0
oh_line_TAP_OH_910075 |  | AN | node_8104601_200876937 | node_1427755_841_15357222_909 | 0.033 | unb_TAPWIRE_OH | 8104601 | no | no |  |  | no |  |  | 0 | 0 | 0 | 0
oh_line_TAP_OH_910076 |  | AN | node_8104601_200876938 | node_1427931_639_15356759_173 | 0.033 | unb_TAPWIRE_OH | 8104601 | no | no |  |  | no |  |  | 0 | 0 | 0 | 0
oh_line_TAP_OH_910077 |  | AN | node_8104601_200876939 | node_1428056_74_15356405_309 | 0.033 | unb_TAPWIRE_OH | 8104601 | no | no |  |  | no |  |  | 0 | 0 | 0 | 0
oh_line_TAP_OH_910078 |  | AN | node_8104601_200876940 | node_1427979_392_15356213_348 | 0.033 | unb_TAPWIRE_OH | 8104601 | no | no |  |  | no |  |  | 0 | 0 | 0 | 0
oh_line_TAP_OH_910093 |  | AN | node_8104601_200876971 | node_1431566_295_15354658_782 | 0.033 | unb_TAPWIRE_OH | 8104601 | no | no |  |  | no |  |  | 0 | 0 | 0 | 0
oh_line_TAP_OH_910094 |  | AN | node_8104601_200876972 | node_1430939_23_15356760_392 | 0.033 | unb_TAPWIRE_OH | 8104601 | no | no |  |  | no |  |  | 0 | 0 | 0 | 0
oh_line_TAP_OH_910095 |  | AN | node_8104601_200876973 | node_1432212_164_15354489_392 | 0.033 | unb_TAPWIRE_OH | 8104601 | no | no |  |  | no |  |  | 0 | 0 | 0 | 0
oh_line_TAP_OH_910096 |  | AN | node_8104601_200876979 | node_1430970_693_15356171_378 | 0.033 | unb_TAPWIRE_OH | 8104601 | no | no |  |  | no |  |  | 0 | 0 | 0 | 0
oh_line_TAP_OH_910097 |  | AN | node_8104601_200876983 | node_1431390_978_15355479_558 | 0.033 | unb_TAPWIRE_OH | 8104601 | no | no |  |  | no |  |  | 0 | 0 | 0 | 0
oh_line_TAP_OH_910098 |  | AN | node_8104601_200876984 | node_1431627_955_15355282_093 | 0.033 | unb_TAPWIRE_OH | 8104601 | no | no |  |  | no |  |  | 0 | 0 | 0 | 0
oh_line_TAP_OH_910099 |  | AN | node_8104601_200876986 | node_1431763_254_15355009_616 | 0.033 | unb_TAPWIRE_OH | 8104601 | no | no |  |  | no |  |  | 0 | 0 | 0 | 0
oh_line_TAP_OH_910100 |  | AN | node_8104601_200876988 | node_1431928_024_15354797_24 | 0.033 | unb_TAPWIRE_OH | 8104601 | no | no |  |  | no |  |  | 0 | 0 | 0 | 0
oh_line_TAP_OH_910144 |  | AN | node_8104601_200877162 | node_1420503_537_15350415_56 | 0.033 | unb_TAPWIRE_OH | 8104601 | no | no |  |  | no |  |  | 0 | 0 | 0 | 0
oh_line_TAP_OH_910162 |  | AN | node_8104601_200877220 | node_1421915_893_15351831_048 | 0.033 | unb_TAPWIRE_OH | 8104601 | no | no |  |  | no |  |  | 0 | 0 | 0 | 0
oh_line_TAP_OH_910163 |  | AN | node_8104601_200877221 | node_1421702_812_15351707_885 | 0.033 | unb_TAPWIRE_OH | 8104601 | no | no |  |  | no |  |  | 0 | 0 | 0 | 0
oh_line_TAP_OH_910164 |  | AN | node_8104601_200877223 | node_1421381_068_15351628_555 | 0.033 | unb_TAPWIRE_OH | 8104601 | no | no |  |  | no |  |  | 0 | 0 | 0 | 0
oh_line_TAP_OH_910165 |  | AN | node_8104601_200877225 | node_1421038_9_15352015_391 | 0.033 | unb_TAPWIRE_OH | 8104601 | no | no |  |  | no |  |  | 0 | 0 | 0 | 0
oh_line_TAP_OH_910210 |  | AN | node_8104601_200877335 | node_1444633_028_15361305_393 | 0.033 | unb_TAPWIRE_OH | 8104601 | no | no |  |  | no |  |  | 0 | 0 | 0 | 0
oh_line_TAP_OH_910211 |  | AN | node_8104601_200877337 | node_1444794_742_15360889_622 | 0.033 | unb_TAPWIRE_OH | 8104601 | no | no |  |  | no |  |  | 0 | 0 | 0 | 0
oh_line_TAP_OH_910212 |  | AN | node_8104601_200877339 | node_1444890_381_15360561_017 | 0.033 | unb_TAPWIRE_OH | 8104601 | no | no |  |  | no |  |  | 0 | 0 | 0 | 0
oh_line_TAP_OH_910218 |  | AN | node_8104601_200877357 | node_1436116_386_15350363_034 | 0.033 | unb_TAPWIRE_OH | 8104601 | no | no |  |  | no |  |  | 0 | 0 | 0 | 0
oh_line_TAP_OH_910219 |  | AN | node_8104601_200877358 | node_1436057_373_15350893_929 | 0.033 | unb_TAPWIRE_OH | 8104601 | no | no |  |  | no |  |  | 0 | 0 | 0 | 0
oh_line_TAP_OH_910220 |  | AN | node_8104601_200877360 | node_1438614_43_15350558_679 | 0.033 | unb_TAPWIRE_OH | 8104601 | no | no |  |  | no |  |  | 0 | 0 | 0 | 0
oh_line_TAP_OH_910221 |  | AN | node_8104601_200877361 | node_1438793_116_15350540_529 | 0.033 | unb_TAPWIRE_OH | 8104601 | no | no |  |  | no |  |  | 0 | 0 | 0 | 0
oh_line_TAP_OH_910222 |  | AN | node_8104601_200877364 | node_1439536_414_15350429_093 | 0.033 | unb_TAPWIRE_OH | 8104601 | no | no |  |  | no |  |  | 0 | 0 | 0 | 0
oh_line_TAP_OH_910223 |  | AN | node_8104601_200877367 | node_1437059_434_15350937_942 | 0.033 | unb_TAPWIRE_OH | 8104601 | no | no |  |  | no |  |  | 0 | 0 | 0 | 0
oh_line_TAP_OH_910224 |  | AN | node_8104601_200877368 | node_1437306_234_15350822_456 | 0.033 | unb_TAPWIRE_OH | 8104601 | no | no |  |  | no |  |  | 0 | 0 | 0 | 0
oh_line_TAP_OH_910225 |  | AN | node_8104601_200877369 | node_1437552_32_15350786_297 | 0.033 | unb_TAPWIRE_OH | 8104601 | no | no |  |  | no |  |  | 0 | 0 | 0 | 0
oh_line_TAP_OH_910226 |  | AN | node_8104601_200877371 | node_1438075_13_15350759_958 | 0.033 | unb_TAPWIRE_OH | 8104601 | no | no |  |  | no |  |  | 0 | 0 | 0 | 0
oh_line_TAP_OH_910227 |  | AN | node_8104601_200877373 | node_1438358_397_15350596_772 | 0.033 | unb_TAPWIRE_OH | 8104601 | no | no |  |  | no |  |  | 0 | 0 | 0 | 0
oh_line_TAP_OH_910237 |  | AN | node_8104601_200877400 | node_1437518_851_15354854_139 | 0.033 | unb_TAPWIRE_OH | 8104601 | no | no |  |  | no |  |  | 0 | 0 | 0 | 0
oh_line_TAP_OH_910238 |  | AN | node_8104601_200877401 | node_1437618_881_15355071_875 | 0.033 | unb_TAPWIRE_OH | 8104601 | no | no |  |  | no |  |  | 0 | 0 | 0 | 0
oh_line_TAP_OH_910239 |  | AN | node_8104601_200877403 | node_1436993_212_15355111_28 | 0.033 | unb_TAPWIRE_OH | 8104601 | no | no |  |  | no |  |  | 0 | 0 | 0 | 0
oh_line_TAP_OH_910240 |  | AN | node_8104601_200877404 | node_1436878_723_15354724_296 | 0.033 | unb_TAPWIRE_OH | 8104601 | no | no |  |  | no |  |  | 0 | 0 | 0 | 0
oh_line_TAP_OH_910241 |  | AN | node_8104601_200877405 | node_1436485_525_15354781_958 | 0.033 | unb_TAPWIRE_OH | 8104601 | no | no |  |  | no |  |  | 0 | 0 | 0 | 0
oh_line_TAP_OH_910362 |  | AN | node_8104601_200877859 | node_1423995_16_15355259_581 | 0.033 | unb_TAPWIRE_OH | 8104601 | no | no |  |  | no |  |  | 0 | 0 | 0 | 0
oh_line_TAP_OH_910363 |  | AN | node_8104601_200877861 | node_1424132_249_15355716_036 | 0.033 | unb_TAPWIRE_OH | 8104601 | no | no |  |  | no |  |  | 0 | 0 | 0 | 0
oh_line_TAP_OH_910364 |  | AN | node_8104601_200877862 | node_1424243_735_15356139_477 | 0.033 | unb_TAPWIRE_OH | 8104601 | no | no |  |  | no |  |  | 0 | 0 | 0 | 0
oh_line_TAP_OH_910365 |  | AN | node_8104601_200877863 | node_1424332_999_15356601_279 | 0.033 | unb_TAPWIRE_OH | 8104601 | no | no |  |  | no |  |  | 0 | 0 | 0 | 0
oh_line_TAP_OH_910366 |  | AN | node_8104601_200877866 | node_1424368_845_15356989_57 | 0.033 | unb_TAPWIRE_OH | 8104601 | no | no |  |  | no |  |  | 0 | 0 | 0 | 0
oh_line_TAP_OH_910367 |  | AN | node_8104601_200877868 | node_1423896_498_15357019_384 | 0.033 | unb_TAPWIRE_OH | 8104601 | no | no |  |  | no |  |  | 0 | 0 | 0 | 0
oh_line_TAP_OH_910368 |  | AN | node_8104601_200877869 | node_1424313_574_15357477_786 | 0.033 | unb_TAPWIRE_OH | 8104601 | no | no |  |  | no |  |  | 0 | 0 | 0 | 0
oh_line_TAP_OH_910369 |  | AN | node_8104601_200877872 | node_1424287_801_15357818_588 | 0.033 | unb_TAPWIRE_OH | 8104601 | no | no |  |  | no |  |  | 0 | 0 | 0 | 0
oh_line_TAP_OH_910370 |  | AN | node_8104601_200877873 | node_1423976_129_15357890_401 | 0.033 | unb_TAPWIRE_OH | 8104601 | no | no |  |  | no |  |  | 0 | 0 | 0 | 0
oh_line_TAP_OH_910371 |  | AN | node_8104601_200877874 | node_1424256_663_15358091_349 | 0.033 | unb_TAPWIRE_OH | 8104601 | no | no |  |  | no |  |  | 0 | 0 | 0 | 0
oh_line_TAP_OH_910372 |  | AN | node_8104601_200877876 | node_1424227_233_15358379_651 | 0.033 | unb_TAPWIRE_OH | 8104601 | no | no |  |  | no |  |  | 0 | 0 | 0 | 0
oh_line_TAP_OH_910373 |  | AN | node_8104601_200877879 | node_1424559_756_15358862_068 | 0.033 | unb_TAPWIRE_OH | 8104601 | no | no |  |  | no |  |  | 0 | 0 | 0 | 0
oh_line_TAP_OH_910374 |  | AN | node_8104601_200877880 | node_1424259_815_15358825_094 | 0.033 | unb_TAPWIRE_OH | 8104601 | no | no |  |  | no |  |  | 0 | 0 | 0 | 0
oh_line_TAP_OH_910375 |  | AN | node_8104601_200877882 | node_1424260_223_15359483_641 | 0.033 | unb_TAPWIRE_OH | 8104601 | no | no |  |  | no |  |  | 0 | 0 | 0 | 0
oh_line_TAP_OH_910376 |  | AN | node_8104601_200877884 | node_1424264_785_15360120_089 | 0.033 | unb_TAPWIRE_OH | 8104601 | no | no |  |  | no |  |  | 0 | 0 | 0 | 0
oh_line_TAP_OH_910377 |  | AN | node_8104601_200877887 | node_1424429_968_15360931_954 | 0.033 | unb_TAPWIRE_OH | 8104601 | no | no |  |  | no |  |  | 0 | 0 | 0 | 0
oh_line_TAP_OH_910378 |  | AN | node_8104601_200877890 | node_1424569_251_15361600_991 | 0.033 | unb_TAPWIRE_OH | 8104601 | no | no |  |  | no |  |  | 0 | 0 | 0 | 0
oh_line_TAP_OH_910379 |  | AN | node_8104601_200877891 | node_1424648_847_15361863_343 | 0.033 | unb_TAPWIRE_OH | 8104601 | no | no |  |  | no |  |  | 0 | 0 | 0 | 0
oh_line_TAP_OH_910380 |  | ABN | node_8104601_200877897 | node_1430170_448_15346919_672 | 0.033 | unb_TAPWIRE_OH | 8104601 | no | no |  |  | no |  |  | 0 | 0 | 0 | 0
oh_line_TAP_OH_910381 |  | ABN | node_8104601_200877898 | node_1430412_733_15346986_344 | 0.033 | unb_TAPWIRE_OH | 8104601 | no | no |  |  | no |  |  | 0 | 0 | 0 | 0
oh_line_TAP_OH_910382 |  | ABN | node_8104601_200877900 | node_1430644_051_15346924_723 | 0.033 | unb_TAPWIRE_OH | 8104601 | no | no |  |  | no |  |  | 0 | 0 | 0 | 0
oh_line_TAP_OH_910383 |  | AN | node_8104601_200877902 | node_1422327_766_15350242_762 | 0.033 | unb_TAPWIRE_OH | 8104601 | no | no |  |  | no |  |  | 0 | 0 | 0 | 0
oh_line_TAP_OH_910384 |  | AN | node_8104601_200877904 | node_1422457_06_15350820_309 | 0.033 | unb_TAPWIRE_OH | 8104601 | no | no |  |  | no |  |  | 0 | 0 | 0 | 0
oh_line_TAP_OH_910385 |  | AN | node_8104601_200877905 | node_1422491_312_15351044_871 | 0.033 | unb_TAPWIRE_OH | 8104601 | no | no |  |  | no |  |  | 0 | 0 | 0 | 0
oh_line_TAP_OH_910386 |  | ABCN | node_8104601_200877909 | node_1421978_338_15347702_274 | 0.033 | unb_TAPWIRE_OH | 8104601 | no | no |  |  | no |  |  | 0 | 0 | 0 | 0
oh_line_TAP_OH_910387 |  | ABCN | node_8104601_200877915 | node_1422036_937_15348907_332 | 0.033 | unb_TAPWIRE_OH | 8104601 | no | no |  |  | no |  |  | 0 | 0 | 0 | 0
oh_line_TAP_OH_910388 |  | AN | node_8104601_200877922 | node_1422314_899_15349986_268 | 0.033 | unb_TAPWIRE_OH | 8104601 | no | no |  |  | no |  |  | 0 | 0 | 0 | 0
oh_line_TAP_OH_910389 |  | AN | node_8104601_200877926 | node_1430969_925_15347116_351 | 0.033 | unb_TAPWIRE_OH | 8104601 | no | no |  |  | no |  |  | 0 | 0 | 0 | 0
oh_line_TAP_OH_910390 |  | AN | node_8104601_200877928 | node_1431314_875_15347358_707 | 0.033 | unb_TAPWIRE_OH | 8104601 | no | no |  |  | no |  |  | 0 | 0 | 0 | 0
oh_line_TAP_OH_910391 |  | AN | node_8104601_200877929 | node_1431507_842_15347586_788 | 0.033 | unb_TAPWIRE_OH | 8104601 | no | no |  |  | no |  |  | 0 | 0 | 0 | 0
oh_line_TAP_OH_910392 |  | AN | node_8104601_200877930 | node_1431704_365_15347818_587 | 0.033 | unb_TAPWIRE_OH | 8104601 | no | no |  |  | no |  |  | 0 | 0 | 0 | 0
oh_line_TAP_OH_910393 |  | AN | node_8104601_200877935 | node_1432605_537_15349130_663 | 0.033 | unb_TAPWIRE_OH | 8104601 | no | no |  |  | no |  |  | 0 | 0 | 0 | 0
oh_line_TAP_OH_910394 |  | AN | node_8104601_200877936 | node_1432879_606_15349503_606 | 0.033 | unb_TAPWIRE_OH | 8104601 | no | no |  |  | no |  |  | 0 | 0 | 0 | 0
oh_line_TAP_OH_910395 |  | AN | node_8104601_200877937 | node_1433134_069_15349858_908 | 0.033 | unb_TAPWIRE_OH | 8104601 | no | no |  |  | no |  |  | 0 | 0 | 0 | 0
oh_line_TAP_OH_910396 |  | AN | node_8104601_200877940 | node_1433382_529_15350187_584 | 0.033 | unb_TAPWIRE_OH | 8104601 | no | no |  |  | no |  |  | 0 | 0 | 0 | 0
oh_line_TAP_OH_910397 |  | AN | node_8104601_200877942 | node_1433743_6_15350211_499 | 0.033 | unb_TAPWIRE_OH | 8104601 | no | no |  |  | no |  |  | 0 | 0 | 0 | 0
oh_line_TAP_OH_910398 |  | AN | node_8104601_200877946 | node_1433743_849_15349938_91 | 0.033 | unb_TAPWIRE_OH | 8104601 | no | no |  |  | no |  |  | 0 | 0 | 0 | 0
oh_line_TAP_OH_910399 |  | AN | node_8104601_200877947 | node_1434042_748_15349819_798 | 0.033 | unb_TAPWIRE_OH | 8104601 | no | no |  |  | no |  |  | 0 | 0 | 0 | 0
oh_line_TAP_OH_910400 |  | AN | node_8104601_200877952 | node_1434819_46_15350524_344 | 0.033 | unb_TAPWIRE_OH | 8104601 | no | no |  |  | no |  |  | 0 | 0 | 0 | 0
oh_line_TAP_OH_910401 |  | AN | node_8104601_200877953 | node_1435140_759_15350580_082 | 0.033 | unb_TAPWIRE_OH | 8104601 | no | no |  |  | no |  |  | 0 | 0 | 0 | 0
oh_line_TAP_OH_910402 |  | AN | node_8104601_200877955 | node_1435641_182_15350703_013 | 0.033 | unb_TAPWIRE_OH | 8104601 | no | no |  |  | no |  |  | 0 | 0 | 0 | 0
oh_line_TAP_OH_910403 |  | AN | node_8104601_200877956 | node_1435769_013_15350731_634 | 0.033 | unb_TAPWIRE_OH | 8104601 | no | no |  |  | no |  |  | 0 | 0 | 0 | 0
oh_line_TAP_OH_910404 |  | AN | node_8104601_200877958 | node_1435836_356_15351366_468 | 0.033 | unb_TAPWIRE_OH | 8104601 | no | no |  |  | no |  |  | 0 | 0 | 0 | 0
oh_line_TAP_OH_910405 |  | AN | node_8104601_200877962 | node_1435521_241_15352430_337 | 0.033 | unb_TAPWIRE_OH | 8104601 | no | no |  |  | no |  |  | 0 | 0 | 0 | 0
oh_line_TAP_OH_910406 |  | AN | node_8104601_200877964 | node_1436907_998_15352577_854 | 0.033 | unb_TAPWIRE_OH | 8104601 | no | no |  |  | no |  |  | 0 | 0 | 0 | 0
oh_line_TAP_OH_910407 |  | AN | node_8104601_200877967 | node_1437362_674_15353127_297 | 0.033 | unb_TAPWIRE_OH | 8104601 | no | no |  |  | no |  |  | 0 | 0 | 0 | 0
oh_line_TAP_OH_910408 |  | AN | node_8104601_200877968 | node_1437547_488_15353655_089 | 0.033 | unb_TAPWIRE_OH | 8104601 | no | no |  |  | no |  |  | 0 | 0 | 0 | 0
oh_line_TAP_OH_910409 |  | AN | node_8104601_200877969 | node_1437649_828_15353932_082 | 0.033 | unb_TAPWIRE_OH | 8104601 | no | no |  |  | no |  |  | 0 | 0 | 0 | 0
oh_line_TAP_OH_910410 |  | AN | node_8104601_200877971 | node_1437796_445_15354306_825 | 0.033 | unb_TAPWIRE_OH | 8104601 | no | no |  |  | no |  |  | 0 | 0 | 0 | 0
oh_line_TAP_OH_910412 |  | AN | node_8104601_200877975 | node_1438061_225_15354631_393 | 0.033 | unb_TAPWIRE_OH | 8104601 | no | no |  |  | no |  |  | 0 | 0 | 0 | 0
oh_line_TAP_OH_910413 |  | AN | node_8104601_200877977 | node_1438250_477_15355072_152 | 0.033 | unb_TAPWIRE_OH | 8104601 | no | no |  |  | no |  |  | 0 | 0 | 0 | 0
oh_line_TAP_OH_910414 |  | AN | node_8104601_200877981 | node_1438567_822_15355463_889 | 0.033 | unb_TAPWIRE_OH | 8104601 | no | no |  |  | no |  |  | 0 | 0 | 0 | 0
oh_line_TAP_OH_910415 |  | AN | node_8104601_200877982 | node_1438740_045_15355863_793 | 0.033 | unb_TAPWIRE_OH | 8104601 | no | no |  |  | no |  |  | 0 | 0 | 0 | 0
oh_line_TAP_OH_910416 |  | AN | node_8104601_200877984 | node_1439019_978_15356188_847 | 0.033 | unb_TAPWIRE_OH | 8104601 | no | no |  |  | no |  |  | 0 | 0 | 0 | 0
oh_line_TAP_OH_910417 |  | AN | node_8104601_200877985 | node_1439152_334_15356534_151 | 0.033 | unb_TAPWIRE_OH | 8104601 | no | no |  |  | no |  |  | 0 | 0 | 0 | 0
oh_line_TAP_OH_910418 |  | AN | node_8104601_200877988 | node_1439717_937_15357063_794 | 0.033 | unb_TAPWIRE_OH | 8104601 | no | no |  |  | no |  |  | 0 | 0 | 0 | 0
oh_line_TAP_OH_910419 |  | AN | node_8104601_200877989 | node_1439941_605_15357278_616 | 0.033 | unb_TAPWIRE_OH | 8104601 | no | no |  |  | no |  |  | 0 | 0 | 0 | 0
oh_line_TAP_OH_910420 |  | AN | node_8104601_200877990 | node_1440235_36_15357557_944 | 0.033 | unb_TAPWIRE_OH | 8104601 | no | no |  |  | no |  |  | 0 | 0 | 0 | 0
oh_line_TAP_OH_910422 |  | AN | node_8104601_200877996 | node_1440556_889_15358696_994 | 0.033 | unb_TAPWIRE_OH | 8104601 | no | no |  |  | no |  |  | 0 | 0 | 0 | 0
oh_line_TAP_OH_910423 |  | AN | node_8104601_200877997 | node_1441120_751_15359020_055 | 0.033 | unb_TAPWIRE_OH | 8104601 | no | no |  |  | no |  |  | 0 | 0 | 0 | 0
oh_line_TAP_OH_910424 |  | AN | node_8104601_200877999 | node_1441396_34_15359339_033 | 0.033 | unb_TAPWIRE_OH | 8104601 | no | no |  |  | no |  |  | 0 | 0 | 0 | 0
oh_line_TAP_OH_910425 |  | AN | node_8104601_200878003 | node_1442149_487_15360237_694 | 0.033 | unb_TAPWIRE_OH | 8104601 | no | no |  |  | no |  |  | 0 | 0 | 0 | 0
oh_line_TAP_OH_910426 |  | AN | node_8104601_200878004 | node_1442622_228_15360742_086 | 0.033 | unb_TAPWIRE_OH | 8104601 | no | no |  |  | no |  |  | 0 | 0 | 0 | 0
oh_line_TAP_OH_910427 |  | AN | node_8104601_200878007 | node_1443626_246_15361893_188 | 0.033 | unb_TAPWIRE_OH | 8104601 | no | no |  |  | no |  |  | 0 | 0 | 0 | 0
oh_line_TAP_OH_910428 |  | AN | node_8104601_200878009 | node_1443951_551_15361997_586 | 0.033 | unb_TAPWIRE_OH | 8104601 | no | no |  |  | no |  |  | 0 | 0 | 0 | 0
oh_line_TAP_OH_910429 |  | AN | node_8104601_200878011 | node_1444812_969_15362344_087 | 0.033 | unb_TAPWIRE_OH | 8104601 | no | no |  |  | no |  |  | 0 | 0 | 0 | 0
oh_line_TAP_OH_910477 |  | AN | node_8104601_200878150 | node_1431894_265_15347015_297 | 0.033 | unb_TAPWIRE_OH | 8104601 | no | no |  |  | no |  |  | 0 | 0 | 0 | 0
oh_line_TAP_OH_910478 |  | AN | node_8104601_200878151 | node_1432106_565_15347037_61 | 0.033 | unb_TAPWIRE_OH | 8104601 | no | no |  |  | no |  |  | 0 | 0 | 0 | 0
oh_line_TAP_OH_910479 |  | AN | node_8104601_200878152 | node_1432511_989_15347098_399 | 0.033 | unb_TAPWIRE_OH | 8104601 | no | no |  |  | no |  |  | 0 | 0 | 0 | 0
oh_line_TAP_OH_910480 |  | AN | node_8104601_200878153 | node_1432819_651_15346938_81 | 0.033 | unb_TAPWIRE_OH | 8104601 | no | no |  |  | no |  |  | 0 | 0 | 0 | 0
oh_line_TAP_OH_910481 |  | AN | node_8104601_200878155 | node_1433453_684_15346924_994 | 0.033 | unb_TAPWIRE_OH | 8104601 | no | no |  |  | no |  |  | 0 | 0 | 0 | 0
oh_line_TAP_OH_920471 |  | AN | node_8104601_200948237 | node_1418341_193_15340234_856 | 0.033 | unb_TAPWIRE_OH | 8104601 | no | no |  |  | no |  |  | 0 | 0 | 0 | 0
oh_line_TAP_OH_920490 |  | AN | node_8104601_200948306 | node_1414468_978_15339525_553 | 0.033 | unb_TAPWIRE_OH | 8104601 | no | no |  |  | no |  |  | 0 | 0 | 0 | 0
oh_line_TAP_OH_920662 |  | AN | node_8104601_200949218 | node_1406723_818_15334533_281 | 0.033 | unb_TAPWIRE_OH | 8104601 | no | no |  |  | no |  |  | 0 | 0 | 0 | 0
oh_line_TAP_OH_921006 |  | AN | node_8104601_200951764 | node_1423553_155_15332912_998 | 0.033 | unb_TAPWIRE_OH | 8104601 | no | no |  |  | no |  |  | 0 | 0 | 0 | 0
oh_line_TAP_OH_921007 |  | AN | node_8104601_200951765 | node_1423042_758_15332905_399 | 0.033 | unb_TAPWIRE_OH | 8104601 | no | no |  |  | no |  |  | 0 | 0 | 0 | 0
oh_line_TAP_OH_921312 |  | AN | node_8104601_200953675 | node_1421021_082_15316068_837 | 0.033 | unb_TAPWIRE_OH | 8104601 | no | no |  |  | no |  |  | 0 | 0 | 0 | 0
oh_line_TAP_OH_922474 |  | AN | node_8104601_200961943 | node_1426072_936_15338213_3 | 0.033 | unb_TAPWIRE_OH | 8104601 | no | no |  |  | no |  |  | 0 | 0 | 0 | 0
oh_line_TAP_OH_922894 |  | AN | node_8104601_200963942 | node_1422785_154_15351878_181 | 0.033 | unb_TAPWIRE_OH | 8104601 | no | no |  |  | no |  |  | 0 | 0 | 0 | 0
oh_line_TAP_OH_923478 |  | AN | node_8104601_200966590 | node_1415228_386_15314786_112 | 0.033 | unb_TAPWIRE_OH | 8104601 | no | no |  |  | no |  |  | 0 | 0 | 0 | 0
oh_line_TAP_OH_923608 |  | AN | node_8104601_200967150 | node_1424727_77_15328127_469 | 0.033 | unb_TAPWIRE_OH | 8104601 | no | no |  |  | no |  |  | 0 | 0 | 0 | 0
oh_line_TAP_OH_924144 |  | AN | node_8104601_200969961 | node_1414032_85_15339396_204 | 0.033 | unb_TAPWIRE_OH | 8104601 | no | no |  |  | no |  |  | 0 | 0 | 0 | 0
oh_line_TAP_OH_924176 |  | AN | node_8104601_200970144 | node_1414087_361_15342771_651 | 0.033 | unb_TAPWIRE_OH | 8104601 | no | no |  |  | no |  |  | 0 | 0 | 0 | 0
oh_line_TAP_OH_924217 |  | ABCN | node_8104601_200970337 | node_1410683_078_15324744_083 | 0.033 | unb_TAPWIRE_OH | 8104601 | no | no |  |  | no |  |  | 0 | 0 | 0 | 0
oh_line_TAP_OH_924697 |  | ABCN | node_8104601_200973734 | node_1414869_586_15316834_246 | 0.033 | unb_TAPWIRE_OH | 8104601 | no | no |  |  | no |  |  | 0 | 0 | 0 | 0
oh_line_TAP_OH_925088 |  | AN | node_8104601_200975920 | node_1419553_996_15322966_143 | 0.033 | unb_TAPWIRE_OH | 8104601 | no | no |  |  | no |  |  | 0 | 0 | 0 | 0
oh_line_TAP_OH_925820 |  | AN | node_8104601_200979590 | node_1418939_382_15344047_005 | 0.033 | unb_TAPWIRE_OH | 8104601 | no | no |  |  | no |  |  | 0 | 0 | 0 | 0
oh_line_TAP_OH_926371 |  | AN | node_8104601_200982241 | node_1431436_581_15341855_027 | 0.033 | unb_TAPWIRE_OH | 8104601 | no | no |  |  | no |  |  | 0 | 0 | 0 | 0
oh_line_TAP_OH_926470 |  | AN | node_8104601_200982801 | node_1422599_005_15342857_715 | 0.033 | unb_TAPWIRE_OH | 8104601 | no | no |  |  | no |  |  | 0 | 0 | 0 | 0
oh_line_TAP_OH_926659 |  | AN | node_8104601_200983808 | node_1419597_108_15321425_679 | 0.033 | unb_TAPWIRE_OH | 8104601 | no | no |  |  | no |  |  | 0 | 0 | 0 | 0
oh_line_TAP_OH_926660 |  | AN | node_8104601_200983811 | node_1423975_9_15326748_657 | 0.033 | unb_TAPWIRE_OH | 8104601 | no | no |  |  | no |  |  | 0 | 0 | 0 | 0
oh_line_TAP_OH_927180 |  | AN | node_8104601_200986826 | node_1416467_85_15338505_941 | 0.033 | unb_TAPWIRE_OH | 8104601 | no | no |  |  | no |  |  | 0 | 0 | 0 | 0
oh_line_TAP_OH_928237 |  | AN | node_8104601_201008349 | node_1410437_248_15334113_415 | 0.033 | unb_TAPWIRE_OH | 8104601 | no | no |  |  | no |  |  | 0 | 0 | 0 | 0
oh_line_TAP_OH_928352 |  | AN | node_8104601_201009000 | node_1415789_683_15328066_525 | 0.033 | unb_TAPWIRE_OH | 8104601 | no | no |  |  | no |  |  | 0 | 0 | 0 | 0
oh_line_TAP_OH_928453 |  | ABCN | node_8104601_201009459 | node_1414390_563_15320115_048 | 0.033 | unb_TAPWIRE_OH | 8104601 | no | no |  |  | no |  |  | 0 | 0 | 0 | 0
oh_line_TAP_OH_928655 |  | ABCN | node_8104601_201010417 | node_1418526_226_15332296_414 | 0.033 | unb_TAPWIRE_OH | 8104601 | no | no |  |  | no |  |  | 0 | 0 | 0 | 0
oh_line_TAP_OH_928669 |  | AN | node_8104601_201010475 | node_1431047_043_15358494_063 | 0.033 | unb_TAPWIRE_OH | 8104601 | no | no |  |  | no |  |  | 0 | 0 | 0 | 0
oh_line_TAP_OH_929004 |  | AN | node_8104601_201012076 | node_1404396_868_15335656_592 | 0.033 | unb_TAPWIRE_OH | 8104601 | no | no |  |  | no |  |  | 0 | 0 | 0 | 0
oh_line_TAP_OH_929010 |  | AN | node_8104601_201012109 | node_1404249_316_15335638_979 | 0.033 | unb_TAPWIRE_OH | 8104601 | no | no |  |  | no |  |  | 0 | 0 | 0 | 0
oh_line_TAP_OH_931055 |  | AN | node_8104601_201021363 | node_1419901_778_15322018_622 | 0.033 | unb_TAPWIRE_OH | 8104601 | no | no |  |  | no |  |  | 0 | 0 | 0 | 0
oh_line_TAP_OH_931057 |  | AN | node_8104601_201021365 | node_1418687_184_15329471_269 | 0.033 | unb_TAPWIRE_OH | 8104601 | no | no |  |  | no |  |  | 0 | 0 | 0 | 0
oh_line_TAP_OH_931139 |  | AN | node_8104601_201021689 | node_1417733_505_15344899_327 | 0.033 | unb_TAPWIRE_OH | 8104601 | no | no |  |  | no |  |  | 0 | 0 | 0 | 0
oh_line_TAP_OH_931312 |  | AN | node_8104601_201022544 | node_1431493_627_15359315_533 | 0.033 | unb_TAPWIRE_OH | 8104601 | no | no |  |  | no |  |  | 0 | 0 | 0 | 0
oh_line_TAP_OH_932331 |  | AN | node_8104601_201027916 | node_1416544_956_15322774_315 | 0.033 | unb_TAPWIRE_OH | 8104601 | no | no |  |  | no |  |  | 0 | 0 | 0 | 0
oh_line_TAP_OH_933451 |  | AN | node_8104601_201036191 | node_1423821_319_15325629_259 | 0.033 | unb_TAPWIRE_OH | 8104601 | no | no |  |  | no |  |  | 0 | 0 | 0 | 0
oh_line_TAP_OH_934142 |  | AN | node_8104601_201041082 | node_1427476_881_15329109_825 | 0.033 | unb_TAPWIRE_OH | 8104601 | no | no |  |  | no |  |  | 0 | 0 | 0 | 0
oh_line_TAP_OH_935079 |  | AN | node_8104601_201047118 | node_1423649_596_15354201_943 | 0.033 | unb_TAPWIRE_OH | 8104601 | no | no |  |  | no |  |  | 0 | 0 | 0 | 0
oh_line_TAP_OH_935246 |  | AN | node_8104601_201048023 | node_1423640_74_15354015_623 | 0.033 | unb_TAPWIRE_OH | 8104601 | no | no |  |  | no |  |  | 0 | 0 | 0 | 0
oh_line_TAP_OH_935923 |  | AN | node_8104601_201053640 | node_1428875_253_15347384_014 | 0.033 | unb_TAPWIRE_OH | 8104601 | no | no |  |  | no |  |  | 0 | 0 | 0 | 0
oh_line_TAP_OH_936134 |  | AN | node_8104601_201055700 | node_1435523_905_15350669_5 | 0.033 | unb_TAPWIRE_OH | 8104601 | no | no |  |  | no |  |  | 0 | 0 | 0 | 0
oh_line_TAP_OH_937250 |  | ABCN | node_8104601_201063659 | node_1408187_514_15325728_44 | 0.033 | unb_TAPWIRE_OH | 8104601 | no | no |  |  | no |  |  | 0 | 0 | 0 | 0
oh_line_TAP_OH_938003 |  | AN | node_8104601_201067474 | node_1431804_535_15354639_926 | 0.033 | unb_TAPWIRE_OH | 8104601 | no | no |  |  | no |  |  | 0 | 0 | 0 | 0
oh_line_TAP_OH_1372794 |  | AN | node_8104601_200964470 | node_1434269_362_15350512_714 | 0.033 | unb_TAPWIRE_OH | 8104601 | no | no |  |  | no |  |  | 0 | 0 | 0 | 0
oh_line_TAP_OH_1440842 |  | ABCN | node_8104601_200833136 | node_1414632_459_15328961_118 | 0.033 | unb_TAPWIRE_OH | 8104601 | no | no |  |  | no |  |  | 0 | 0 | 0 | 0
oh_line_TAP_OH_1507253 |  | AN | node_8104601_200941362 | node_1433219_456_15353506_916 | 0.033 | unb_TAPWIRE_OH | 8104601 | no | no |  |  | no |  |  | 0 | 0 | 0 | 0
oh_line_TAP_OH_1507254 |  | AN | node_8104601_200876500 | node_1439375_908_15361957_299 | 0.033 | unb_TAPWIRE_OH | 8104601 | no | no |  |  | no |  |  | 0 | 0 | 0 | 0
oh_line_TAP_OH_1507255 |  | AN | node_8104601_200876639 | node_1428261_358_15349784_52 | 0.033 | unb_TAPWIRE_OH | 8104601 | no | no |  |  | no |  |  | 0 | 0 | 0 | 0
oh_line_TAP_OH_1945678 |  | AN | node_8104601_200877955 | node_1435631_233_15350699_271 | 0.033 | unb_TAPWIRE_OH | 8104601 | no | no |  |  | no |  |  | 0 | 0 | 0 | 0
oh_line_TAP_OH_1950484 |  | AN | node_8104601_200834474 | node_1420962_245_15323735_193 | 0.033 | unb_TAPWIRE_OH | 8104601 | no | no |  |  | no |  |  | 0 | 0 | 0 | 0
oh_line_TAP_OH_2300520 |  | ABCN | node_8104601_200835588 | node_1414244_907_15316387_817 | 0.033 | unb_TAPWIRE_OH | 8104601 | no | no |  |  | no |  |  | 0 | 0 | 0 | 0
oh_line_TAP_OH_2300521 |  | ABCN | node_8104601_200835588 | node_1414233_237_15316409_242 | 0.033 | unb_TAPWIRE_OH | 8104601 | no | no |  |  | no |  |  | 0 | 0 | 0 | 0
oh_line_TAP_OH_2300522 |  | ABCN | node_8104601_200835588 | node_1414252_036_15316363_03 | 0.033 | unb_TAPWIRE_OH | 8104601 | no | no |  |  | no |  |  | 0 | 0 | 0 | 0
oh_line_TAP_OH_2300523 |  | ABCN | node_8104601_200835095 | node_1419302_651_15334009_285 | 0.033 | unb_TAPWIRE_OH | 8104601 | no | no |  |  | no |  |  | 0 | 0 | 0 | 0
oh_line_TAP_OH_2300524 |  | ABCN | node_8104601_200835095 | node_1419300_136_15334035_677 | 0.033 | unb_TAPWIRE_OH | 8104601 | no | no |  |  | no |  |  | 0 | 0 | 0 | 0
oh_line_TAP_OH_2300525 |  | ABCN | node_8104601_200835095 | node_1419299_998_15333982_877 | 0.033 | unb_TAPWIRE_OH | 8104601 | no | no |  |  | no |  |  | 0 | 0 | 0 | 0
oh_line_TAP_OH_2300526 |  | ABCN | node_8104601_201011605 | node_1411146_216_15326019_337 | 0.033 | unb_TAPWIRE_OH | 8104601 | no | no |  |  | no |  |  | 0 | 0 | 0 | 0
oh_line_TAP_OH_2300527 |  | ABCN | node_8104601_201011605 | node_1411164_436_15326029_915 | 0.033 | unb_TAPWIRE_OH | 8104601 | no | no |  |  | no |  |  | 0 | 0 | 0 | 0
oh_line_TAP_OH_2300528 |  | ABCN | node_8104601_200822297 | node_1410118_976_15327886_686 | 0.033 | unb_TAPWIRE_OH | 8104601 | no | no |  |  | no |  |  | 0 | 0 | 0 | 0
oh_line_TAP_OH_2300529 |  | ABCN | node_8104601_200822297 | node_1410138_693_15327889_31 | 0.033 | unb_TAPWIRE_OH | 8104601 | no | no |  |  | no |  |  | 0 | 0 | 0 | 0
oh_line_TAP_OH_2300530 |  | ABCN | node_8104601_200970410 | node_1410302_966_15324283_609 | 0.033 | unb_TAPWIRE_OH | 8104601 | no | no |  |  | no |  |  | 0 | 0 | 0 | 0
oh_line_TAP_OH_2300531 |  | ABCN | node_8104601_200970410 | node_1410302_81_15324310_234 | 0.033 | unb_TAPWIRE_OH | 8104601 | no | no |  |  | no |  |  | 0 | 0 | 0 | 0
oh_line_TAP_OH_2300532 |  | ABCN | node_8104601_200835595 | node_1414918_378_15315494_763 | 0.033 | unb_TAPWIRE_OH | 8104601 | no | no |  |  | no |  |  | 0 | 0 | 0 | 0
oh_line_TAP_OH_2300533 |  | ABCN | node_8104601_200835595 | node_1414920_769_15315468_349 | 0.033 | unb_TAPWIRE_OH | 8104601 | no | no |  |  | no |  |  | 0 | 0 | 0 | 0
oh_line_TAP_OH_2300534 |  | AN | node_8104601_200822919 | node_1407683_767_15333236_255 | 0.033 | unb_TAPWIRE_OH | 8104601 | no | no |  |  | no |  |  | 0 | 0 | 0 | 0
oh_line_TAP_OH_2300535 |  | AN | node_8104601_200822921 | node_1407556_394_15333543_479 | 0.033 | unb_TAPWIRE_OH | 8104601 | no | no |  |  | no |  |  | 0 | 0 | 0 | 0
oh_line_TAP_OH_2300536 |  | ABCN | node_8104601_200822870 | node_1407563_472_15325444_95 | 0.033 | unb_TAPWIRE_OH | 8104601 | no | no |  |  | no |  |  | 0 | 0 | 0 | 0
oh_line_TAP_OH_2300537 |  | ABCN | node_8104601_200822870 | node_1407583_223_15325443_174 | 0.033 | unb_TAPWIRE_OH | 8104601 | no | no |  |  | no |  |  | 0 | 0 | 0 | 0
oh_line_TAP_OH_2300538 |  | ABCN | node_8104601_200822870 | node_1407544_767_15325453_542 | 0.033 | unb_TAPWIRE_OH | 8104601 | no | no |  |  | no |  |  | 0 | 0 | 0 | 0
oh_line_TAP_OH_2300539 |  | ABN | node_8104601_200835160 | node_1418060_748_15327035_051 | 0.033 | unb_TAPWIRE_OH | 8104601 | no | no |  |  | no |  |  | 0 | 0 | 0 | 0
oh_line_TAP_OH_2300540 |  | ABN | node_8104601_200835160 | node_1418057_244_15327061_231 | 0.033 | unb_TAPWIRE_OH | 8104601 | no | no |  |  | no |  |  | 0 | 0 | 0 | 0
oh_line_TAP_OH_2300541 |  | ABCN | node_8104601_200835370 | node_1413959_286_15316146_844 | 0.033 | unb_TAPWIRE_OH | 8104601 | no | no |  |  | no |  |  | 0 | 0 | 0 | 0
oh_line_TAP_OH_2300542 |  | ABCN | node_8104601_200835370 | node_1413960_824_15316120_309 | 0.033 | unb_TAPWIRE_OH | 8104601 | no | no |  |  | no |  |  | 0 | 0 | 0 | 0
oh_line_TAP_OH_2692977 |  | AN | node_8104601_200835504 | node_1419267_432_15320952_314 | 0.033 | unb_TAPWIRE_OH | 8104601 | no | no |  |  | no |  |  | 0 | 0 | 0 | 0
oh_line_TAP_OH_3056965 |  | AN | node_8104601_311899390 | node_1416156_835_15312628_006 | 0.033 | unb_TAPWIRE_OH | 8104601 | no | no |  |  | no |  |  | 0 | 0 | 0 | 0
oh_line_TAP_OH_3141849 |  | AN | node_8104601_200833698 | node_1421812_944_15332914_129 | 0.033 | unb_TAPWIRE_OH | 8104601 | no | no |  |  | no |  |  | 0 | 0 | 0 | 0
oh_line_TAP_OH_3256460 |  | AN | node_8104601_311921889 | node_1423769_153_15353776_353 | 0.033 | unb_TAPWIRE_OH | 8104601 | no | no |  |  | no |  |  | 0 | 0 | 0 | 0
oh_line_TAP_OH_3280456 |  | AN | node_8104601_311923082 | node_1433997_059_15331451_525 | 0.033 | unb_TAPWIRE_OH | 8104601 | no | no |  |  | no |  |  | 0 | 0 | 0 | 0
oh_line_TAP_OH_3607774 |  | AN | node_8104601_200835270 | node_1427556_025_15340652_529 | 0.033 | unb_TAPWIRE_OH | 8104601 | no | no |  |  | no |  |  | 0 | 0 | 0 | 0
oh_line_TAP_OH_3655014 |  | AN | node_8104601_311991879 | node_1432002_406_15359597_306 | 0.033 | unb_TAPWIRE_OH | 8104601 | no | no |  |  | no |  |  | 0 | 0 | 0 | 0
oh_line_TAP_OH_3841437 |  | AN | node_8104601_312009330 | node_1410071_665_15323913_953 | 0.033 | unb_TAPWIRE_OH | 8104601 | no | no |  |  | no |  |  | 0 | 0 | 0 | 0
oh_line_TAP_OH_3889474 |  | AN | node_8104601_312013696 | node_1413959_161_15315133_269 | 0.033 | unb_TAPWIRE_OH | 8104601 | no | no |  |  | no |  |  | 0 | 0 | 0 | 0
oh_line_TAP_OH_4163914 |  | AN | node_8104601_312034392 | node_1416299_929_15343832_475 | 0.033 | unb_TAPWIRE_OH | 8104601 | no | no |  |  | no |  |  | 0 | 0 | 0 | 0
oh_line_TAP_OH_4661156 |  | AN | node_8104601_312078608 | node_1421073_596_15326547_52 | 0.033 | unb_TAPWIRE_OH | 8104601 | no | no |  |  | no |  |  | 0 | 0 | 0 | 0
oh_line_TAP_OH_4734764 |  | ABCN | node_8104601_200835093 | node_1418801_418_15334005_757 | 0.033 | unb_TAPWIRE_OH | 8104601 | no | no |  |  | no |  |  | 0 | 0 | 0 | 0
oh_line_TAP_OH_5028817 |  | AN | node_8104601_201021371 | node_1441558_99_15358297_625 | 0.033 | unb_TAPWIRE_OH | 8104601 | no | no |  |  | no |  |  | 0 | 0 | 0 | 0
oh_line_TAP_OH_5173991 |  | AN | node_8104601_200822945 | node_1414171_692_15328336_523 | 0.033 | unb_TAPWIRE_OH | 8104601 | no | no |  |  | no |  |  | 0 | 0 | 0 | 0
oh_line_TAP_OH_5426026 |  | AN | node_8104601_312130270 | node_1431514_393_15339862_853 | 0.033 | unb_TAPWIRE_OH | 8104601 | no | no |  |  | no |  |  | 0 | 0 | 0 | 0
oh_line_TAP_OH_5487234 |  | ABCN | node_8104601_200822220 | node_1414474_919_15324023_098 | 0.033 | unb_TAPWIRE_OH | 8104601 | no | no |  |  | no |  |  | 0 | 0 | 0 | 0
oh_line_TAP_OH_5573238 |  | AN | node_8104601_312140050 | node_1430908_376_15357259_338 | 0.033 | unb_TAPWIRE_OH | 8104601 | no | no |  |  | no |  |  | 0 | 0 | 0 | 0

## overhead_line_conductor
data_type | static
owner_type | feeder
owner | 8104601
object | overhead_line_conductor
name | groupid | geometric_mean_radius | resistance | diameter | rating_summer_continuous | rating_summer_emergency | rating_winter_continuous | rating_winter_emergency | dcircuit | selected | comments
oh_cond_1/0_AAAC |  | 0.012 | 0.876 | 0.398 | 235 | 235 | 310 | 310 |  | no
oh_cond_1/0_ACSR |  | 0.012 | 0.888 | 0.398 | 265 | 265 | 330 | 330 |  | no
oh_cond_1/0_AL |  | 0.011 | 0.885 | 0.368 | 235 | 235 | 310 | 310 |  | no
oh_cond_1_ACSR |  | 0.01 | 1.12 | 0.328 | 225 | 225 | 285 | 285 |  | no
oh_cond_1_CU |  | 0.01 | 0.699 | 0.328 | 230 | 230 | 325 | 325 |  | no
oh_cond_2/0_CU |  | 0.013 | 0.44 | 0.414 | 295 | 295 | 425 | 425 |  | no
oh_cond_2_ACSR |  | 0.01 | 1.41 | 0.325 | 195 | 195 | 245 | 245 |  | no
oh_cond_2_CU |  | 0.009 | 0.873 | 0.292 | 190 | 190 | 270 | 270 |  | no
oh_cond_3_#7_CWD_30% |  | 0.005 | 3.07 | 0.311 | 125 | 125 | 195 | 195 |  | no
oh_cond_3_#104_CWD |  | 0.003 | 5.945 | 0.224 | 90 | 90 | 130 | 130 |  | no
oh_cond_4/0_AAAC |  | 0.017 | 0.439 | 0.563 | 365 | 365 | 480 | 480 |  | no
oh_cond_4/0_ACSR |  | 0.017 | 0.445 | 0.563 | 410 | 410 | 515 | 515 |  | no
oh_cond_4/0_AL |  | 0.016 | 0.442 | 0.522 | 365 | 365 | 480 | 480 |  | no
oh_cond_4A_CWD |  | 0.006 | 1.395 | 0.29 | 150 | 150 | 220 | 220 |  | no
oh_cond_4_ACSR |  | 0.008 | 2.24 | 0.25 | 145 | 145 | 185 | 185 |  | no
oh_cond_4_CU |  | 0.007 | 1.388 | 0.232 | 140 | 140 | 200 | 200 |  | no
oh_cond_6A_CWD |  | 0.005 | 2.21 | 0.23 | 115 | 115 | 165 | 165 |  | no
oh_cond_6C_CWD |  | 0.005 | 2.21 | 0.225 | 105 | 105 | 155 | 155 |  | no
oh_cond_6D_CWD |  | 0.004 | 2.22 | 0.276 | 120 | 120 | 170 | 170 |  | no
oh_cond_6_CU |  | 0.006 | 2.18 | 0.184 | 110 | 110 | 150 | 150 |  | no
oh_cond_8D_CWD |  | 0.004 | 3.51 | 0.219 | 85 | 85 | 135 | 135 |  | no
oh_cond_336_5_ACSR |  | 0.024 | 0.278 | 0.684 | 555 | 555 | 705 | 705 |  | no
oh_cond_336_5_MCM_AL |  | 0.021 | 0.279 | 0.666 | 490 | 490 | 644 | 644 |  | no
oh_cond_477_ACSR |  | 0.028 | 0.196 | 0.849 | 695 | 695 | 880 | 880 |  | no
oh_cond_477_MCM_AL |  | 0.025 | 0.198 | 0.792 | 605 | 605 | 810 | 810 |  | no
oh_cond_WP-4/0-CU |  | 0.015 | 0.273 | 0.81 | 340 | 340 | 390 | 390 |  | no

## recloser
data_type | static
owner_type | feeder
owner | 8104601
object | recloser
name | groupid | phases | fr | to | phase_A_state | phase_B_state | phase_C_state | operating_mode | retry_time | max_number_of_tries | status | dcircuit | selected | monitored | monitored_fields | class_monitored_fields | played | played_fields | comments
recloser_422AX2-220655313 |  | ABCN | node_intto1_422AX2-220655313 | node_422AX2-220655313 | CLOSED | CLOSED | CLOSED | INDIVIDUAL |  |  |  | 8104601 | no | no |  |  | no
recloser_422AY32-220655314 |  | ABCN | node_intto1_8104601_200822249 | node_8104601_200822249 | CLOSED | CLOSED | CLOSED | INDIVIDUAL |  |  |  | 8104601 | no | no |  |  | no

## regulator
data_type | static
owner_type | feeder
owner | 8104601
object | regulator
name | groupid | phases | fr | to | configuration | sense_node | dcircuit | selected | monitored | monitored_fields | class_monitored_fields | played | played_fields | comments
regulator_220370610 |  | AD | node_intto1_8104601_200833646 | node_8104601_200833646 | config_regulator_220370610 |  | 8104601 | no | no |  |  | no
regulator_220563247 |  | AD | node_intto1_8104601_200835502 | node_8104601_200835502 | config_regulator_220563247 |  | 8104601 | no | no |  |  | no
regulator_311932660 |  | AD | node_intto1_8104601_200877960 | node_8104601_200877960 | config_regulator_311932660 |  | 8104601 | no | no |  |  | no

## regulator_configuration
data_type | static
owner_type | feeder
owner | 8104601
object | regulator_configuration
name | groupid | connect_type | band_center | band_width | time_delay | dwell_time | raise_taps | lower_taps | current_transducer_ratio | power_transducer_ratio | compensator_r_setting_A | compensator_x_setting_A | compensator_r_setting_B | compensator_x_setting_B | compensator_r_setting_C | compensator_x_setting_C | CT_phase | PT_phase | regulation | control_level | Control | Type | tap_pos_A | tap_pos_B | tap_pos_C | dcircuit | selected | comments
config_regulator_220370610 |  | WYE_WYE | 123 | 3 |  |  | 16 | 16 | 100 | 40 | 0 | 0 | 0 | 0 | 0 | 0 | A | A | 0.1 | INDIVIDUAL | OUTPUT_VOLTAGE | A | 0 | 0 | 0 |  | no
config_regulator_220563247 |  | WYE_WYE | 123 | 3 |  |  | 16 | 16 | 100 | 60 | 0 | 0 | 0 | 0 | 0 | 0 | A | A | 0.1 | INDIVIDUAL | OUTPUT_VOLTAGE | A | 0 | 0 | 0 |  | no
config_regulator_311932660 |  | WYE_WYE | 123 | 3 |  |  | 16 | 16 | 250 | 60 | 0 | 0 | 0 | 0 | 0 | 0 | A | A | 0.1 | INDIVIDUAL | OUTPUT_VOLTAGE | A | 0 | 0 | 0 |  | no

## switch
data_type | static
owner_type | feeder
owner | 8104601
object | switch
name | groupid | phases | fr | to | phase_A_state | phase_B_state | phase_C_state | operating_mode | status | dcircuit | selected | monitored | monitored_fields | class_monitored_fields | played | played_fields | comments
switch_422AX1C-312086505 |  | ABCN | node_intto1_8104601_200822878 | node_8104601_200822878 | CLOSED | CLOSED | CLOSED | INDIVIDUAL |  | 8104601 | no | no |  |  | no
switch_422AX1D-220415709 |  | ABCN | node_intto1_8104601_200822314 | node_8104601_200822314 | CLOSED | CLOSED | CLOSED | INDIVIDUAL |  | 8104601 | no | no |  |  | no
switch_422AX2-220415702 |  | ABCN | node_intto1_8104601_200822297 | node_8104601_200822297 | CLOSED | CLOSED | CLOSED | INDIVIDUAL |  | 8104601 | no | no |  |  | no
switch_422AX3-220415707 |  | ABCN | node_intto1_8104601_200822254 | node_8104601_200822254 | CLOSED | CLOSED | CLOSED | INDIVIDUAL |  | 8104601 | no | no |  |  | no
switch_422AX4-220415735 |  | ABCN | node_intto1_8104601_200974352 | node_8104601_200974352 | CLOSED | CLOSED | CLOSED | INDIVIDUAL |  | 8104601 | no | no |  |  | no
switch_422AX4A-220416116 |  | ABCN | node_intto1_422AX4A-220416116 | node_422AX4A-220416116 | CLOSED | CLOSED | CLOSED | INDIVIDUAL |  | 8104601 | no | no |  |  | no
switch_422AX6-220415528 |  | ABCN | node_intto1_8104601_312122380 | node_8104601_312122380 | CLOSED | CLOSED | CLOSED | INDIVIDUAL |  | 8104601 | no | no |  |  | no
switch_422AX6-312126438 |  | ABCN | node_intto1_422AX6-312126438 | node_422AX6-312126438 | CLOSED | CLOSED | CLOSED | INDIVIDUAL |  | 8104601 | no | no |  |  | no
switch_422AX7-220415522 |  | ABCN | node_intto1_8104601_200835096 | node_8104601_200835096 | CLOSED | CLOSED | CLOSED | INDIVIDUAL |  | 8104601 | no | no |  |  | no
switch_422AX8-220415548 |  | ABCN | node_intto1_8104601_200835028 | node_8104601_200835028 | CLOSED | CLOSED | CLOSED | INDIVIDUAL |  | 8104601 | no | no |  |  | no
switch_422AX9-220415552 |  | ABCN | node_intto1_8104601_200835008 | node_8104601_200835008 | CLOSED | CLOSED | CLOSED | INDIVIDUAL |  | 8104601 | no | no |  |  | no
switch_422AY1_NO-220415749 |  | ABCN | node_intto1_8104601_200952057 | node_8104601_200952057 | CLOSED | CLOSED | CLOSED | INDIVIDUAL |  | 8104601 | no | no |  |  | no
switch_422AY2-220415754 |  | ABCN | node_intto1_8104601_200822202 | node_8104601_200822202 | CLOSED | CLOSED | CLOSED | INDIVIDUAL |  | 8104601 | no | no |  |  | no
switch_422AY3-220415741 |  | ABCN | node_intto1_8104601_200822177 | node_8104601_200822177 | CLOSED | CLOSED | CLOSED | INDIVIDUAL |  | 8104601 | no | no |  |  | no
switch_422AY4-220416142 |  | ABCN | node_intto1_422AY4-220416142 | node_422AY4-220416142 | CLOSED | CLOSED | CLOSED | INDIVIDUAL |  | 8104601 | no | no |  |  | no
switch_422X10-220415380 |  | ABN | node_intto1_8104601_200834885 | node_8104601_200834885 | CLOSED | CLOSED | CLOSED | INDIVIDUAL |  | 8104601 | no | no |  |  | no
switch_422X11-220415403 |  | ABCN | node_intto1_8104601_200834876 | node_8104601_200834876 | CLOSED | CLOSED | CLOSED | INDIVIDUAL |  | 8104601 | no | no |  |  | no
switch_422X12-220415333 |  | ABCN | node_intto1_8104601_200834837 | node_8104601_200834837 | CLOSED | CLOSED | CLOSED | INDIVIDUAL |  | 8104601 | no | no |  |  | no
switch_426T422-220557319 |  | ABCN | node_intto1_1414042_466_15345473_72 | node_1414042_466_15345473_72 | CLOSED | CLOSED | CLOSED | INDIVIDUAL |  | 8104601 | no | no |  |  | no
switch_220415281 |  | AN | node_intto1_8104601_200834680 | node_8104601_200834680 | CLOSED | CLOSED | CLOSED | INDIVIDUAL |  | 8104601 | no | no |  |  | no
switch_220415314 |  | AD | node_intto1_8104601_200834931 | node_8104601_200834931 | CLOSED | CLOSED | CLOSED | INDIVIDUAL |  | 8104601 | no | no |  |  | no
switch_220415340 |  | ABCN | node_intto1_8104601_200824246 | node_8104601_200824246 | CLOSED | CLOSED | CLOSED | INDIVIDUAL |  | 8104601 | no | no |  |  | no
switch_220415345 |  | AD | node_intto1_220415345 | node_220415345 | CLOSED | CLOSED | CLOSED | INDIVIDUAL |  | 8104601 | no | no |  |  | no
switch_220415408 |  | ABCD | node_intto1_8104601_200835568 | node_8104601_200835568 | CLOSED | CLOSED | CLOSED | INDIVIDUAL |  | 8104601 | no | no |  |  | no
switch_220415430 |  | AD | node_intto1_220415430 | node_220415430 | CLOSED | CLOSED | CLOSED | INDIVIDUAL |  | 8104601 | no | no |  |  | no
switch_220415554 |  | AN | node_intto1_8104601_311978566 | node_8104601_311978566 | CLOSED | CLOSED | CLOSED | INDIVIDUAL |  | 8104601 | no | no |  |  | no
switch_220415580 |  | ABCN | node_intto1_8104601_201063774 | node_8104601_201063774 | CLOSED | CLOSED | CLOSED | INDIVIDUAL |  | 8104601 | no | no |  |  | no
switch_220415612 |  | ABCN | node_intto1_8104601_200835138 | node_8104601_200835138 | CLOSED | CLOSED | CLOSED | INDIVIDUAL |  | 8104601 | no | no |  |  | no
switch_220415631 |  | AN | node_intto1_8104601_200824588 | node_8104601_200824588 | CLOSED | CLOSED | CLOSED | INDIVIDUAL |  | 8104601 | no | no |  |  | no
switch_220415796 |  | AD | node_intto1_8104601_200821453 | node_8104601_200821453 | CLOSED | CLOSED | CLOSED | INDIVIDUAL |  | 8104601 | no | no |  |  | no
switch_220415916 |  | AD | node_intto1_220415916 | node_220415916 | CLOSED | CLOSED | CLOSED | INDIVIDUAL |  | 8104601 | no | no |  |  | no
switch_220415922 |  | AD | node_intto1_8104601_200833952 | node_8104601_200833952 | CLOSED | CLOSED | CLOSED | INDIVIDUAL |  | 8104601 | no | no |  |  | no
switch_220417486 |  | AD | node_intto1_8104601_200877876 | node_8104601_200877876 | CLOSED | CLOSED | CLOSED | INDIVIDUAL |  | 8104601 | no | no |  |  | no
switch_220417617 |  | AD | node_intto1_8104601_200877218 | node_8104601_200877218 | CLOSED | CLOSED | CLOSED | INDIVIDUAL |  | 8104601 | no | no |  |  | no
switch_220417624 |  | AD | node_intto1_8104601_200876978 | node_8104601_200876978 | CLOSED | CLOSED | CLOSED | INDIVIDUAL |  | 8104601 | no | no |  |  | no
switch_220513707 |  | ABCN | node_intto1_8104601_200834849 | node_8104601_200834849 | CLOSED | CLOSED | CLOSED | INDIVIDUAL |  | 8104601 | no | no |  |  | no
switch_220526694 |  | ABCN | node_intto1_8104601_200834082 | node_8104601_200834082 | CLOSED | CLOSED | CLOSED | INDIVIDUAL |  | 8104601 | no | no |  |  | no
switch_220526697 |  | ABCN | node_intto1_8104601_200834096 | node_8104601_200834096 | CLOSED | CLOSED | CLOSED | INDIVIDUAL |  | 8104601 | no | no |  |  | no
switch_220535456 |  | ABCN | node_intto1_220535456 | node_220535456 | CLOSED | CLOSED | CLOSED | INDIVIDUAL |  | 8104601 | no | no |  |  | no
switch_220545163 |  | AN | node_intto1_220545163 | node_220545163 | CLOSED | CLOSED | CLOSED | INDIVIDUAL |  | 8104601 | no | no |  |  | no
switch_220545164 |  | AN | node_intto1_220545164 | node_220545164 | CLOSED | CLOSED | CLOSED | INDIVIDUAL |  | 8104601 | no | no |  |  | no
switch_220557262 |  | AD | node_intto1_220557262 | node_220557262 | CLOSED | CLOSED | CLOSED | INDIVIDUAL |  | 8104601 | no | no |  |  | no
switch_220557263 |  | AD | node_intto1_220557263 | node_220557263 | CLOSED | CLOSED | CLOSED | INDIVIDUAL |  | 8104601 | no | no |  |  | no
switch_220557264 |  | AD | node_intto1_220557264 | node_220557264 | CLOSED | CLOSED | CLOSED | INDIVIDUAL |  | 8104601 | no | no |  |  | no
switch_220576998 |  | ABCN | node_intto1_8104601_201010417 | node_8104601_201010417 | CLOSED | CLOSED | CLOSED | INDIVIDUAL |  | 8104601 | no | no |  |  | no
switch_310033759 |  | AN | node_intto1_8104601_200833021 | node_8104601_200833021 | CLOSED | CLOSED | CLOSED | INDIVIDUAL |  | 8104601 | no | no |  |  | no
switch_310064441 |  | AN | node_intto1_8104601_200820802 | node_8104601_200820802 | CLOSED | CLOSED | CLOSED | INDIVIDUAL |  | 8104601 | no | no |  |  | no
switch_312126434 |  | ABCN | node_intto1_312126434 | node_312126434 | CLOSED | CLOSED | CLOSED | INDIVIDUAL |  | 8104601 | no | no |  |  | no
switch_312126435 |  | ABCN | node_intto1_312126435 | node_312126435 | CLOSED | CLOSED | CLOSED | INDIVIDUAL |  | 8104601 | no | no |  |  | no

## transformer
data_type | static
owner_type | feeder
owner | 8104601
object | transformer
name | groupid | phases | fr | to | configuration | climate | aging_constant | use_thermal_model | aging_granularity | dcircuit | selected | monitored | monitored_fields | class_monitored_fields | played | played_fields | comments
transformer_220462578 |  | ABCN | node_220462578 | node_intto1_220462578 | config_transformer_220462578 |  | 0 |  | 0 | 8104601 | no | no |  |  | no
transformer_220462810 |  | AD | node_intto1_220462810 | node_220462810 | config_transformer_220462810 |  | 0 |  | 0 | 8104601 | no | no |  |  | no
transformer_220464379 |  | ABCN | node_220464379 | node_intto1_220464379 | config_transformer_220464379 |  | 0 |  | 0 | 8104601 | no | no |  |  | no
transformer_220464505 |  | AN | node_220464505 | node_intto1_220464505 | config_transformer_220464505 |  | 0 |  | 0 | 8104601 | no | no |  |  | no
transformer_220464694 |  | ABCD | node_intto1_220464694 | node_220464694 | config_transformer_220464694 |  | 0 |  | 0 | 8104601 | no | no |  |  | no
transformer_220464865 |  | ABN | node_intto1_220464865 | node_220464865 | config_transformer_220464865 |  | 0 |  | 0 | 8104601 | no | no |  |  | no
transformer_220465130 |  | AD | node_intto1_220465130 | node_220465130 | config_transformer_220465130 |  | 0 |  | 0 | 8104601 | no | no |  |  | no
transformer_220465154 |  | AD | node_intto1_220465154 | node_220465154 | config_transformer_220465154 |  | 0 |  | 0 | 8104601 | no | no |  |  | no
transformer_220465173 |  | AD | node_intto1_220465173 | node_220465173 | config_transformer_220465173 |  | 0 |  | 0 | 8104601 | no | no |  |  | no
transformer_220465194 |  | ABCN | node_220465194 | node_intto1_220465194 | config_transformer_220465194 |  | 0 |  | 0 | 8104601 | no | no |  |  | no
transformer_220465269 |  | ABCN | node_220465269 | node_intto1_220465269 | config_transformer_220465269 |  | 0 |  | 0 | 8104601 | no | no |  |  | no
transformer_220465300 |  | AN | node_220465300 | node_intto1_220465300 | config_transformer_220465300 |  | 0 |  | 0 | 8104601 | no | no |  |  | no
transformer_220465329 |  | AN | node_220465329 | node_intto1_220465329 | config_transformer_220465329 |  | 0 |  | 0 | 8104601 | no | no |  |  | no
transformer_220465358 |  | AN | node_220465358 | node_intto1_220465358 | config_transformer_220465358 |  | 0 |  | 0 | 8104601 | no | no |  |  | no
transformer_220465425 |  | AD | node_intto1_220465425 | node_220465425 | config_transformer_220465425 |  | 0 |  | 0 | 8104601 | no | no |  |  | no
transformer_220465517 |  | AD | node_220465517 | node_intto1_220465517 | config_transformer_220465517 |  | 0 |  | 0 | 8104601 | no | no |  |  | no
transformer_220523181 |  | AN | node_220523181 | node_intto1_220523181 | config_transformer_220523181 |  | 0 |  | 0 | 8104601 | no | no |  |  | no
transformer_220523338 |  | AN | node_intto1_220523338 | node_220523338 | config_transformer_220523338 |  | 0 |  | 0 | 8104601 | no | no |  |  | no
transformer_220523371 |  | AN | node_220523371 | node_intto1_220523371 | config_transformer_220523371 |  | 0 |  | 0 | 8104601 | no | no |  |  | no
transformer_220523537 |  | AN | node_intto1_220523537 | node_220523537 | config_transformer_220523537 |  | 0 |  | 0 | 8104601 | no | no |  |  | no
transformer_220523539 |  | AN | node_220523539 | node_intto1_220523539 | config_transformer_220523539 |  | 0 |  | 0 | 8104601 | no | no |  |  | no
transformer_220523542 |  | AN | node_intto1_220523542 | node_220523542 | config_transformer_220523542 |  | 0 |  | 0 | 8104601 | no | no |  |  | no
transformer_220523544 |  | AD | node_220523544 | node_intto1_220523544 | config_transformer_220523544 |  | 0 |  | 0 | 8104601 | no | no |  |  | no
transformer_220523554 |  | AN | node_220523554 | node_intto1_220523554 | config_transformer_220523554 |  | 0 |  | 0 | 8104601 | no | no |  |  | no
transformer_220523555 |  | AN | node_220523555 | node_intto1_220523555 | config_transformer_220523555 |  | 0 |  | 0 | 8104601 | no | no |  |  | no
transformer_220523558 |  | AN | node_220523558 | node_intto1_220523558 | config_transformer_220523558 |  | 0 |  | 0 | 8104601 | no | no |  |  | no
transformer_220523571 |  | AN | node_220523571 | node_intto1_220523571 | config_transformer_220523571 |  | 0 |  | 0 | 8104601 | no | no |  |  | no
transformer_220523572 |  | AN | node_intto1_220523572 | node_220523572 | config_transformer_220523572 |  | 0 |  | 0 | 8104601 | no | no |  |  | no
transformer_220523584 |  | AN | node_intto1_220523584 | node_220523584 | config_transformer_220523584 |  | 0 |  | 0 | 8104601 | no | no |  |  | no
transformer_220523593 |  | AN | node_220523593 | node_intto1_220523593 | config_transformer_220523593 |  | 0 |  | 0 | 8104601 | no | no |  |  | no
transformer_220549637 |  | ABCN | node_220549637 | node_intto1_220549637 | config_transformer_220549637 |  | 0 |  | 0 | 8104601 | no | no |  |  | no
transformer_220594458 |  | ABCN | node_220594458 | node_intto1_220594458 | config_transformer_220594458 |  | 0 |  | 0 | 8104601 | no | no |  |  | no
transformer_220638620 |  | ABCN | node_220638620 | node_intto1_220638620 | config_transformer_220638620 |  | 0 |  | 0 | 8104601 | no | no |  |  | no

## transformer_configuration
data_type | static
owner_type | feeder
owner | 8104601
object | transformer_configuration
name | groupid | connect_type | install_type | coolant_type | cooling_type | primary_voltage | secondary_voltage | power_rating | powerA_rating | powerB_rating | powerC_rating | impedance | shunt_impedance | core_coil_weight | tank_fittings_weight | oil_volume | rated_winding_time_constant | rated_winding_hot_spot_rise | rated_top_oil_rise | no_load_loss | full_load_loss | reactance_resistance_ratio | installed_insulation_life | dcircuit | selected | comments
config_transformer_220462578 |  | DELTA_GWYE |  |  |  | 4800 | 34500 | 1500 | 0 | 0 | 0 | 0.005+0.047j | 0 | 0 | 0 | 0 | 0 | 0 | 0 | 0 | 0 | 10 | 0 |  | no
config_transformer_220462810 |  | DELTA_GWYE |  |  |  | 4800 | 12470 | 250 | 0 | 0 | 0 | 0.004+0.043j | 0 | 0 | 0 | 0 | 0 | 0 | 0 | 0 | 0 | 10 | 0 |  | no
config_transformer_220464379 |  | DELTA_GWYE |  |  |  | 4800 | 34500 | 999 | 0 | 0 | 0 | 0.005+0.047j | 0 | 0 | 0 | 0 | 0 | 0 | 0 | 0 | 0 | 10 | 0 |  | no
config_transformer_220464505 |  | DELTA_GWYE |  |  |  | 4800 | 34500 | 250 | 0 | 0 | 0 | 0.004+0.043j | 0 | 0 | 0 | 0 | 0 | 0 | 0 | 0 | 0 | 10 | 0 |  | no
config_transformer_220464694 |  | DELTA_GWYE |  |  |  | 4800 | 12470 | 501 | 0 | 0 | 0 | 0.004+0.04j | 0 | 0 | 0 | 0 | 0 | 0 | 0 | 0 | 0 | 10 | 0 |  | no
config_transformer_220464865 |  | WYE_WYE |  |  |  | 34500 | 12470 | 500 | 0 | 0 | 0 | 0.004+0.043j | 0 | 0 | 0 | 0 | 0 | 0 | 0 | 0 | 0 | 10 | 0 |  | no
config_transformer_220465130 |  | DELTA_GWYE |  |  |  | 4800 | 12470 | 167 | 0 | 0 | 0 | 0.004+0.04j | 0 | 0 | 0 | 0 | 0 | 0 | 0 | 0 | 0 | 10 | 0 |  | no
config_transformer_220465154 |  | DELTA_GWYE |  |  |  | 4800 | 12470 | 333 | 0 | 0 | 0 | 0.005+0.047j | 0 | 0 | 0 | 0 | 0 | 0 | 0 | 0 | 0 | 10 | 0 |  | no
config_transformer_220465173 |  | DELTA_GWYE |  |  |  | 4800 | 12470 | 250 | 0 | 0 | 0 | 0.004+0.043j | 0 | 0 | 0 | 0 | 0 | 0 | 0 | 0 | 0 | 10 | 0 |  | no
config_transformer_220465194 |  | DELTA_GWYE |  |  |  | 4800 | 34500 | 750 | 0 | 0 | 0 | 0.004+0.043j | 0 | 0 | 0 | 0 | 0 | 0 | 0 | 0 | 0 | 10 | 0 |  | no
config_transformer_220465269 |  | DELTA_GWYE |  |  |  | 4800 | 34500 | 999 | 0 | 0 | 0 | 0.005+0.047j | 0 | 0 | 0 | 0 | 0 | 0 | 0 | 0 | 0 | 10 | 0 |  | no
config_transformer_220465300 |  | DELTA_GWYE |  |  |  | 4800 | 34500 | 100 | 0 | 0 | 0 | 0.004+0.04j | 0 | 0 | 0 | 0 | 0 | 0 | 0 | 0 | 0 | 10 | 0 |  | no
config_transformer_220465329 |  | DELTA_GWYE |  |  |  | 4800 | 34500 | 250 | 0 | 0 | 0 | 0.004+0.043j | 0 | 0 | 0 | 0 | 0 | 0 | 0 | 0 | 0 | 10 | 0 |  | no
config_transformer_220465358 |  | DELTA_GWYE |  |  |  | 4800 | 34500 | 100 | 0 | 0 | 0 | 0.004+0.04j | 0 | 0 | 0 | 0 | 0 | 0 | 0 | 0 | 0 | 10 | 0 |  | no
config_transformer_220465425 |  | DELTA_GWYE |  |  |  | 4800 | 12470 | 100 | 0 | 0 | 0 | 0.004+0.04j | 0 | 0 | 0 | 0 | 0 | 0 | 0 | 0 | 0 | 10 | 0 |  | no
config_transformer_220465517 |  | DELTA_GWYE |  |  |  | 4800 | 34500 | 167 | 0 | 0 | 0 | 0.004+0.04j | 0 | 0 | 0 | 0 | 0 | 0 | 0 | 0 | 0 | 10 | 0 |  | no
config_transformer_220523181 |  | DELTA_GWYE |  |  |  | 4800 | 34500 | 100 | 0 | 0 | 0 | 0.004+0.04j | 0 | 0 | 0 | 0 | 0 | 0 | 0 | 0 | 0 | 10 | 0 |  | no
config_transformer_220523338 |  | WYE_WYE |  |  |  | 34500 | 12470 | 333 | 0 | 0 | 0 | 0.005+0.047j | 0 | 0 | 0 | 0 | 0 | 0 | 0 | 0 | 0 | 10 | 0 |  | no
config_transformer_220523371 |  | DELTA_GWYE |  |  |  | 4800 | 34500 | 500 | 0 | 0 | 0 | 0.005+0.047j | 0 | 0 | 0 | 0 | 0 | 0 | 0 | 0 | 0 | 10 | 0 |  | no
config_transformer_220523537 |  | DELTA_GWYE |  |  |  | 4800 | 12470 | 333 | 0 | 0 | 0 | 0.005+0.047j | 0 | 0 | 0 | 0 | 0 | 0 | 0 | 0 | 0 | 10 | 0 |  | no
config_transformer_220523539 |  | DELTA_GWYE |  |  |  | 4800 | 34500 | 100 | 0 | 0 | 0 | 0.004+0.04j | 0 | 0 | 0 | 0 | 0 | 0 | 0 | 0 | 0 | 10 | 0 |  | no
config_transformer_220523542 |  | WYE_WYE |  |  |  | 34500 | 12470 | 333 | 0 | 0 | 0 | 0.005+0.047j | 0 | 0 | 0 | 0 | 0 | 0 | 0 | 0 | 0 | 10 | 0 |  | no
config_transformer_220523544 |  | DELTA_GWYE |  |  |  | 4800 | 34500 | 250 | 0 | 0 | 0 | 0.004+0.043j | 0 | 0 | 0 | 0 | 0 | 0 | 0 | 0 | 0 | 10 | 0 |  | no
config_transformer_220523554 |  | DELTA_GWYE |  |  |  | 4800 | 34500 | 167 | 0 | 0 | 0 | 0.004+0.04j | 0 | 0 | 0 | 0 | 0 | 0 | 0 | 0 | 0 | 10 | 0 |  | no
config_transformer_220523555 |  | DELTA_GWYE |  |  |  | 4800 | 34500 | 333 | 0 | 0 | 0 | 0.005+0.047j | 0 | 0 | 0 | 0 | 0 | 0 | 0 | 0 | 0 | 10 | 0 |  | no
config_transformer_220523558 |  | DELTA_GWYE |  |  |  | 4800 | 34500 | 100 | 0 | 0 | 0 | 0.004+0.04j | 0 | 0 | 0 | 0 | 0 | 0 | 0 | 0 | 0 | 10 | 0 |  | no
config_transformer_220523571 |  | DELTA_GWYE |  |  |  | 4800 | 34500 | 100 | 0 | 0 | 0 | 0.004+0.04j | 0 | 0 | 0 | 0 | 0 | 0 | 0 | 0 | 0 | 10 | 0 |  | no
config_transformer_220523572 |  | WYE_WYE |  |  |  | 34500 | 12470 | 100 | 0 | 0 | 0 | 0.004+0.04j | 0 | 0 | 0 | 0 | 0 | 0 | 0 | 0 | 0 | 10 | 0 |  | no
config_transformer_220523584 |  | WYE_WYE |  |  |  | 34500 | 12470 | 333 | 0 | 0 | 0 | 0.005+0.047j | 0 | 0 | 0 | 0 | 0 | 0 | 0 | 0 | 0 | 10 | 0 |  | no
config_transformer_220523593 |  | DELTA_GWYE |  |  |  | 4800 | 34500 | 167 | 0 | 0 | 0 | 0.004+0.04j | 0 | 0 | 0 | 0 | 0 | 0 | 0 | 0 | 0 | 10 | 0 |  | no
config_transformer_220549637 |  | DELTA_GWYE |  |  |  | 4800 | 34500 | 1500 | 0 | 0 | 0 | 0.005+0.047j | 0 | 0 | 0 | 0 | 0 | 0 | 0 | 0 | 0 | 10 | 0 |  | no
config_transformer_220594458 |  | DELTA_GWYE |  |  |  | 4800 | 34500 | 501 | 0 | 0 | 0 | 0.004+0.04j | 0 | 0 | 0 | 0 | 0 | 0 | 0 | 0 | 0 | 10 | 0 |  | no
config_transformer_220638620 |  | DELTA_GWYE |  |  |  | 4800 | 34500 | 750 | 0 | 0 | 0 | 0.004+0.043j | 0 | 0 | 0 | 0 | 0 | 0 | 0 | 0 | 0 | 10 | 0 |  | no

## underground_line
data_type | static
owner_type | feeder
owner | 8104601
object | underground_line
name | groupid | phases | fr | to | length | configuration | dcircuit | selected | monitored | monitored_fields | class_monitored_fields | played | played_fields | comments
und_line_8104601_200820577 |  | AN | node_8104601_311912949 | node_8104601_200820577 | 199.281 | und_1P_2ALURD_2AL(N) | 8104601 | no | no |  |  | no
und_line_8104601_200820582 |  | AN | node_8104601_200820577 | node_8104601_200820582 | 144.095 | und_1P_2ALURD_2AL(N) | 8104601 | no | no |  |  | no
und_line_8104601_200820584 |  | AN | node_8104601_200820582 | node_8104601_200820584 | 142.179 | und_1P_2ALURD_2AL(N) | 8104601 | no | no |  |  | no
und_line_8104601_200820586 |  | AN | node_8104601_200820584 | node_8104601_200820586 | 138.112 | und_1P_2ALURD_2AL(N) | 8104601 | no | no |  |  | no
und_line_8104601_200820588 |  | AN | node_8104601_200820586 | node_8104601_200820588 | 140.062 | und_1P_2ALURD_2AL(N) | 8104601 | no | no |  |  | no
und_line_8104601_200820590 |  | AN | node_8104601_200820588 | node_8104601_200820590 | 141.553 | und_1P_2ALURD_2AL(N) | 8104601 | no | no |  |  | no
und_line_8104601_200820592 |  | AN | node_8104601_200820590 | node_8104601_200820592 | 208.505 | und_1P_2ALURD_2AL(N) | 8104601 | no | no |  |  | no
und_line_8104601_200820594 |  | AN | node_8104601_200820592 | node_8104601_200820594 | 170.857 | und_1P_2ALURD_2AL(N) | 8104601 | no | no |  |  | no
und_line_8104601_200820596 |  | AN | node_8104601_200820594 | node_8104601_200820596 | 212.672 | und_1P_2ALURD_2AL(N) | 8104601 | no | no |  |  | no
und_line_8104601_200820604 |  | ABCN | node_8104601_201063774 | node_8104601_200820604 | 299.174 | und_3P_750ALURD_750AL(N) | 8104601 | no | no |  |  | no
und_line_8104601_200820625 |  | AN | node_8104601_311878816 | node_8104601_200820625 | 344.392 | und_1P_4CUURD_4CU(N) | 8104601 | no | no |  |  | no
und_line_8104601_200820630 |  | AN | node_8104601_311978566 | node_8104601_200820630 | 542.548 | und_1P_4CUURD_4CU(N) | 8104601 | no | no |  |  | no
und_line_8104601_200820666 |  | AN | node_8104601_200824357 | node_8104601_200820666 | 198.19 | und_1P_2ALURD_2AL(N) | 8104601 | no | no |  |  | no
und_line_8104601_200820667 |  | AN | node_8104601_200820666 | node_8104601_200820667 | 306.652 | und_1P_2ALURD_2AL(N) | 8104601 | no | no |  |  | no
und_line_8104601_200820670 |  | AN | node_8104601_201039264 | node_8104601_200820670 | 197.894 | und_1P_2ALURD_2AL(N) | 8104601 | no | no |  |  | no
und_line_8104601_200820672 |  | AN | node_8104601_201039264 | node_8104601_200820672 | 192.842 | und_1P_2ALURD_2AL(N) | 8104601 | no | no |  |  | no
und_line_8104601_200820675 |  | AN | node_8104601_200820672 | node_8104601_200820675 | 520.678 | und_1P_2ALURD_2AL(N) | 8104601 | no | no |  |  | no
und_line_8104601_200820679 |  | AN | node_8104601_200824512 | node_intto1_8104601_200820679 | 285.94 | und_1P_2ALURD_2AL(N) | 8104601 | no | no |  |  | no
und_line_8104601_200820682 |  | AN | node_8104601_200820679 | node_8104601_200820682 | 162.61 | und_1P_2ALURD_2AL(N) | 8104601 | no | no |  |  | no
und_line_8104601_200820684 |  | AN | node_8104601_200820682 | node_8104601_200820684 | 147.82 | und_1P_2ALURD_2AL(N) | 8104601 | no | no |  |  | no
und_line_8104601_200820686 |  | AN | node_8104601_200820684 | node_8104601_200820686 | 156.847 | und_1P_2ALURD_2AL(N) | 8104601 | no | no |  |  | no
und_line_8104601_200820689 |  | AN | node_8104601_200820686 | node_8104601_200820689 | 453.007 | und_1P_2ALURD_2AL(N) | 8104601 | no | no |  |  | no
und_line_8104601_200820693 |  | AN | node_8104601_200820689 | node_8104601_200820693 | 230.168 | und_1P_2ALURD_2AL(N) | 8104601 | no | no |  |  | no
und_line_8104601_200820697 |  | AN | node_8104601_200820693 | node_8104601_200820697 | 267.107 | und_1P_2ALURD_2AL(N) | 8104601 | no | no |  |  | no
und_line_8104601_200820703 |  | AN | node_8104601_311878814 | node_8104601_200820703 | 156.197 | und_1P_2ALURD_2AL(N) | 8104601 | no | no |  |  | no
und_line_8104601_200820707 |  | AN | node_8104601_200820703 | node_8104601_200820707 | 282.715 | und_1P_2ALURD_2AL(N) | 8104601 | no | no |  |  | no
und_line_8104601_200820709 |  | AN | node_8104601_200820707 | node_8104601_200820709 | 178.277 | und_1P_1/0ALURD_1/0AL(N) | 8104601 | no | no |  |  | no
und_line_8104601_200820714 |  | AN | node_8104601_200914613 | node_8104601_200820714 | 227.731 | und_1P_1/0ALURD_1/0AL(N) | 8104601 | no | no |  |  | no
und_line_8104601_200820715 |  | AN | node_8104601_200820714 | node_8104601_200820715 | 262.332 | und_1P_1/0ALURD_1/0AL(N) | 8104601 | no | no |  |  | no
und_line_8104601_200820719 |  | AN | node_8104601_200820715 | node_8104601_200820719 | 282.026 | und_1P_1/0ALURD_1/0AL(N) | 8104601 | no | no |  |  | no
und_line_8104601_200820723 |  | AN | node_8104601_200820719 | node_8104601_200820723 | 246.902 | und_1P_1/0ALURD_1/0AL(N) | 8104601 | no | no |  |  | no
und_line_8104601_200820731 |  | AN | node_8104601_200820732 | node_8104601_200820731 | 60.239 | und_1P_1/0ALURD_1/0AL(N) | 8104601 | no | no |  |  | no
und_line_8104601_200820732 |  | AN | node_8104601_200824234 | node_8104601_200820732 | 152.082 | und_1P_1/0ALURD_1/0AL(N) | 8104601 | no | no |  |  | no
und_line_8104601_200820734 |  | AN | node_8104601_200820732 | node_8104601_200820734 | 310.809 | und_1P_1/0ALURD_1/0AL(N) | 8104601 | no | no |  |  | no
und_line_8104601_200820742 |  | AN | node_8104601_200820743 | node_8104601_200820742 | 359.272 | und_1P_1/0ALURD_1/0AL(N) | 8104601 | no | no |  |  | no
und_line_8104601_200820743 |  | AN | node_8104601_200820723 | node_8104601_200820743 | 161.42 | und_1P_1/0ALURD_1/0AL(N) | 8104601 | no | no |  |  | no
und_line_8104601_200820747 |  | AN | node_8104601_200820743 | node_8104601_200820747 | 449.395 | und_1P_1/0ALURD_1/0AL(N) | 8104601 | no | no |  |  | no
und_line_8104601_200820755 |  | AN | node_8104601_200820751 | node_8104601_200820755 | 343.457 | und_1P_1/0ALURD_1/0AL(N) | 8104601 | no | no |  |  | no
und_line_8104601_200820760 |  | AN | node_8104601_200820755 | node_8104601_200820760 | 280.278 | und_1P_2ALURD_2AL(N) | 8104601 | no | no |  |  | no
und_line_8104601_200820768 |  | AN | node_8104601_200970873 | node_8104601_200820768 | 574.53 | und_1P_1/0ALURD_1/0AL(N) | 8104601 | no | no |  |  | no
und_line_8104601_200820769 |  | AN | node_8104601_200820768 | node_8104601_200820769 | 187.757 | und_1P_1/0ALURD_1/0AL(N) | 8104601 | no | no |  |  | no
und_line_8104601_200820774 |  | AN | node_8104601_200820768 | node_8104601_200820774 | 453.22 | und_1P_1/0ALURD_1/0AL(N) | 8104601 | no | no |  |  | no
und_line_8104601_200820777 |  | AN | node_8104601_200820774 | node_8104601_200820777 | 235.85 | und_1P_1/0ALURD_1/0AL(N) | 8104601 | no | no |  |  | no
und_line_8104601_200820779 |  | AN | node_8104601_200820777 | node_8104601_200820779 | 365.154 | und_1P_1/0ALURD_1/0AL(N) | 8104601 | no | no |  |  | no
und_line_8104601_200820802 |  | AN | node_8104601_200974003 | node_intto1_8104601_200820802 | 299.843 | und_1P_1/0ALURD_1/0AL(N) | 8104601 | no | no |  |  | no
und_line_8104601_200820805 |  | AN | node_8104601_200820802 | node_8104601_200820805 | 175.801 | und_1P_1/0ALURD_1/0AL(N) | 8104601 | no | no |  |  | no
und_line_8104601_200820808 |  | AN | node_8104601_200820805 | node_8104601_200820808 | 336.758 | und_1P_1/0ALURD_1/0AL(N) | 8104601 | no | no |  |  | no
und_line_8104601_200820823 |  | AN | node_8104601_200820805 | node_8104601_200820823 | 355.767 | und_1P_1/0ALURD_1/0AL(N) | 8104601 | no | no |  |  | no
und_line_8104601_200820829 |  | AN | node_8104601_200820823 | node_8104601_200820829 | 502.294 | und_1P_1/0ALURD_1/0AL(N) | 8104601 | no | no |  |  | no
und_line_8104601_200820834 |  | AN | node_8104601_200820779 | node_8104601_200820834 | 523.818 | und_1P_1/0ALURD_1/0AL(N) | 8104601 | no | no |  |  | no
und_line_8104601_200820835 |  | AN | node_8104601_200820834 | node_8104601_200820835 | 216.98 | und_1P_1/0ALURD_1/0AL(N) | 8104601 | no | no |  |  | no
und_line_8104601_200820837 |  | AN | node_8104601_200820835 | node_8104601_200820837 | 282.723 | und_1P_1/0ALURD_1/0AL(N) | 8104601 | no | no |  |  | no
und_line_8104601_200820840 |  | AN | node_8104601_200820837 | node_8104601_200820840 | 299.123 | und_1P_1/0ALURD_1/0AL(N) | 8104601 | no | no |  |  | no
und_line_8104601_200820845 |  | AN | node_8104601_311912947 | node_8104601_200820845 | 591.263 | und_1P_2ALURD_2AL(N) | 8104601 | no | no |  |  | no
und_line_8104601_200820847 |  | AN | node_8104601_200820845 | node_8104601_200820847 | 623.957 | und_1P_2ALURD_2AL(N) | 8104601 | no | no |  |  | no
und_line_8104601_200820849 |  | AN | node_8104601_200820847 | node_8104601_200820849 | 876.674 | und_1P_2ALURD_2AL(N) | 8104601 | no | no |  |  | no
und_line_8104601_200820851 |  | AN | node_8104601_200820849 | node_8104601_200820851 | 349.824 | und_1P_2ALURD_2AL(N) | 8104601 | no | no |  |  | no
und_line_8104601_200820853 |  | AN | node_8104601_200820851 | node_8104601_200820853 | 346.869 | und_1P_2ALURD_2AL(N) | 8104601 | no | no |  |  | no
und_line_8104601_200820855 |  | AN | node_8104601_200820853 | node_8104601_200820855 | 238.794 | und_1P_2ALURD_2AL(N) | 8104601 | no | no |  |  | no
und_line_8104601_200820856 |  | AN | node_8104601_200820853 | node_8104601_200820856 | 276.683 | und_1P_2ALURD_2AL(N) | 8104601 | no | no |  |  | no
und_line_8104601_200820891 |  | AN | node_8104601_200914613 | node_8104601_200820891 | 120.29 | und_1P_1/0ALURD_1/0AL(N) | 8104601 | no | no |  |  | no
und_line_8104601_200820893 |  | AN | node_8104601_200820891 | node_8104601_200820893 | 173.215 | und_1P_1/0ALURD_1/0AL(N) | 8104601 | no | no |  |  | no
und_line_8104601_200820895 |  | AN | node_8104601_200820893 | node_8104601_200820895 | 170.757 | und_1P_1/0ALURD_1/0AL(N) | 8104601 | no | no |  |  | no
und_line_8104601_200820900 |  | AN | node_8104601_311913368 | node_8104601_200820900 | 244.807 | und_1P_2ALURD_2AL(N) | 8104601 | no | no |  |  | no
und_line_8104601_200821195 |  | AN | node_8104601_200821462 | node_intto1_8104601_200821195 | 400.579 | und_1P_DELTACUST | 8104601 | no | no |  |  | no
und_line_8104601_200822894 |  | AN | node_8104601_200822904 | node_intto1_8104601_200822894 | 840.193 | und_1P_2ALURD | 8104601 | no | no |  |  | no
und_line_8104601_200822895 |  | AN | node_8104601_200822937 | node_intto1_8104601_200822895 | 431.945 | und_1P_2ALURD | 8104601 | no | no |  |  | no
und_line_8104601_200823914 |  | AN | node_8104601_200823921 | node_intto1_8104601_200823914 | 379.138 | und_1P_2ALURD | 8104601 | no | no |  |  | no
und_line_8104601_200824046 |  | ABCN | node_8104601_200914585 | node_8104601_200824046 | 221.385 | und_3P_1/0ALURD | 8104601 | no | no |  |  | no
und_line_8104601_200824047 |  | ABCN | node_8104601_200914585 | node_8104601_200824047 | 526.418 | und_3P_1/0ALURD | 8104601 | no | no |  |  | no
und_line_8104601_200824048 |  | ABCN | node_8104601_200978983 | node_intto1_8104601_200824048 | 102.32 | und_3P_DELTACUST | 8104601 | no | no |  |  | no
und_line_8104601_200824246 |  | ABCN | node_8104601_200820604 | node_intto1_8104601_200824246 | 527.05 | und_3P_750ALURD_750AL(N) | 8104601 | no | no |  |  | no
und_line_8104601_200832999 |  | AN | node_8104601_200974004 | node_8104601_200832999 | 522.221 | und_1P_2ALURD_2AL(N) | 8104601 | no | no |  |  | no
und_line_8104601_200833005 |  | AN | node_8104601_200833021 | node_8104601_200833005 | 432.722 | und_1P_2ALURD_2AL(N) | 8104601 | no | no |  |  | no
und_line_8104601_200833009 |  | AN | node_8104601_200835394 | node_intto1_8104601_200833009 | 396.177 | und_1P_2ALURD_2AL(N) | 8104601 | no | no |  |  | no
und_line_8104601_200833010 |  | AN | node_8104601_200833009 | node_8104601_200833010 | 292.379 | und_1P_2ALURD_2AL(N) | 8104601 | no | no |  |  | no
und_line_8104601_200833013 |  | AN | node_8104601_200833009 | node_8104601_200833013 | 270.814 | und_1P_2ALURD_2AL(N) | 8104601 | no | no |  |  | no
und_line_8104601_200833018 |  | AN | node_8104601_311912945 | node_8104601_200833018 | 231.489 | und_1P_2ALURD_2AL(N) | 8104601 | no | no |  |  | no
und_line_8104601_200833021 |  | AN | node_8104601_200974005 | node_intto1_8104601_200833021 | 330.292 | und_1P_2ALURD_2AL(N) | 8104601 | no | no |  |  | no
und_line_8104601_200833039 |  | AN | node_8104601_311912943 | node_8104601_200833039 | 230.107 | und_1P_2ALURD_2AL(N) | 8104601 | no | no |  |  | no
und_line_8104601_200833042 |  | AN | node_8104601_200833039 | node_8104601_200833042 | 295.594 | und_1P_2ALURD_2AL(N) | 8104601 | no | no |  |  | no
und_line_8104601_200833045 |  | AN | node_8104601_200833042 | node_8104601_200833045 | 278.583 | und_1P_2ALURD_2AL(N) | 8104601 | no | no |  |  | no
und_line_8104601_200833048 |  | AN | node_8104601_200833045 | node_8104601_200833048 | 329.645 | und_1P_2ALURD_2AL(N) | 8104601 | no | no |  |  | no
und_line_8104601_200833051 |  | AN | node_8104601_200833048 | node_8104601_200833051 | 443.274 | und_1P_2ALURD_2AL(N) | 8104601 | no | no |  |  | no
und_line_8104601_200833058 |  | AN | node_8104601_200833051 | node_8104601_200833058 | 378.479 | und_1P_2ALURD_2AL(N) | 8104601 | no | no |  |  | no
und_line_8104601_200833064 |  | AN | node_8104601_200833058 | node_8104601_200833064 | 529.106 | und_1P_2ALURD_2AL(N) | 8104601 | no | no |  |  | no
und_line_8104601_200833066 |  | AN | node_8104601_311913687 | node_8104601_200833066 | 333.647 | und_1P_2ALURD_2AL(N) | 8104601 | no | no |  |  | no
und_line_8104601_200833069 |  | AN | node_8104601_200833066 | node_8104601_200833069 | 384.288 | und_1P_2ALURD_2AL(N) | 8104601 | no | no |  |  | no
und_line_8104601_200833071 |  | AN | node_8104601_200833069 | node_8104601_200833071 | 419.856 | und_1P_2ALURD_2AL(N) | 8104601 | no | no |  |  | no
und_line_8104601_200834001 |  | AN | node_8104601_200834012 | node_intto1_8104601_200834001 | 230.503 | und_1P_2ALURD | 8104601 | no | no |  |  | no
und_line_8104601_200834556 |  | AN | node_8104601_200834569 | node_8104601_200834556 | 647.359 | und_1P_2ALURD | 8104601 | no | no |  |  | no
und_line_8104601_200834676 |  | AN | node_8104601_200834681 | node_intto1_8104601_200834676 | 489.435 | und_1P_2ALURD_2AL(N) | 8104601 | no | no |  |  | no
und_line_8104601_200834677 |  | AN | node_8104601_200833010 | node_8104601_200834677 | 396.828 | und_1P_2ALURD_2AL(N) | 8104601 | no | no |  |  | no
und_line_8104601_200914585 |  | ABCN | node_8104601_200914594 | node_8104601_200914585 | 371.782 | und_3P_1/0ALURD | 8104601 | no | no |  |  | no
und_line_8104601_200970873 |  | AN | node_8104601_311913532 | node_8104601_200970873 | 149.76 | und_1P_1/0ALURD_1/0AL(N) | 8104601 | no | no |  |  | no
und_line_8104601_200972546 |  | AN | node_8104601_200876459 | node_intto1_8104601_200972546 | 678.224 | und_1P_DELTACUST | 8104601 | no | no |  |  | no
und_line_8104601_200974003 |  | AN | node_8104601_200820747 | node_8104601_200974003 | 206.274 | und_1P_1/0ALURD_1/0AL(N) | 8104601 | no | no |  |  | no
und_line_8104601_200974004 |  | AN | node_8104601_200833013 | node_8104601_200974004 | 72.525 | und_1P_2ALURD_2AL(N) | 8104601 | no | no |  |  | no
und_line_8104601_200974005 |  | AN | node_8104601_200833018 | node_8104601_200974005 | 211.932 | und_1P_2ALURD_2AL(N) | 8104601 | no | no |  |  | no
und_line_8104601_200979482 |  | AN | node_8104601_200979483 | node_intto1_8104601_200979482 | 430.962 | und_1P_DELTACUST | 8104601 | no | no |  |  | no
und_line_8104601_201009836 |  | AN | node_8104601_201009830 | node_intto1_8104601_201009836 | 271.622 | und_1P_DELTACUST | 8104601 | no | no |  |  | no
und_line_8104601_201013347 |  | AN | node_8104601_200833940 | node_intto1_8104601_201013347 | 435.671 | und_1P_DELTACUST | 8104601 | no | no |  |  | no
und_line_8104601_201013348 |  | AN | node_8104601_200834242 | node_intto1_8104601_201013348 | 859.704 | und_1P_DELTACUST | 8104601 | no | no |  |  | no
und_line_8104601_201013440 |  | AN | node_8104601_200835221 | node_intto1_8104601_201013440 | 413.365 | und_1P_DELTACUST | 8104601 | no | no |  |  | no
und_line_8104601_201017782 |  | AN | node_8104601_201017781 | node_intto1_8104601_201017782 | 583.188 | und_1P_DELTACUST | 8104601 | no | no |  |  | no
und_line_8104601_201039264 |  | AN | node_8104601_200820667 | node_8104601_201039264 | 232.034 | und_1P_2ALURD_2AL(N) | 8104601 | no | no |  |  | no
und_line_8104601_201046193 |  | AN | node_8104601_311878813 | node_8104601_201046193 | 492.046 | und_1P_1/0ALURD_1/0AL(N) | 8104601 | no | no |  |  | no
und_line_8104601_201046636 |  | AN | node_8104601_200833993 | node_8104601_201046636 | 823.293 | und_1P_DELTACUST | 8104601 | no | no |  |  | no
und_line_8104601_201046817 |  | AN | node_8104601_200833148 | node_8104601_201046817 | 353.808 | und_1P_WYECUST | 8104601 | no | no |  |  | no
und_line_8104601_201063774 |  | ABCN | node_8104601_200824597 | node_intto1_8104601_201063774 | 166.544 | und_3P_750ALURD_750AL(N) | 8104601 | no | no |  |  | no
und_line_8104601_310004663 |  | AN | node_8104601_200948235 | node_intto1_8104601_310004663 | 1558.56 | und_1P_DELTACUST | 8104601 | no | no |  |  | no
und_line_8104601_310029209 |  | AN | node_8104601_200822622 | node_intto1_8104601_310029209 | 572.246 | und_1P_DELTACUST | 8104601 | no | no |  |  | no
und_line_8104601_311856994 |  | AN | node_8104601_200820596 | node_8104601_311856994 | 187.391 | und_1P_2ALURD_2AL(N) | 8104601 | no | no |  |  | no
und_line_8104601_311857013 |  | AN | node_8104601_200820630 | node_8104601_311857013 | 401.095 | und_1P_4CUURD_4CU(N) | 8104601 | no | no |  |  | no
und_line_8104601_311857014 |  | AN | node_8104601_311878816 | node_8104601_311857014 | 120.813 | und_1P_4CUURD_4CU(N) | 8104601 | no | no |  |  | no
und_line_8104601_311871274 |  | AN | node_8104601_200833009 | node_8104601_311871274 | 151.154 | und_1P_2ALURD_2AL(N) | 8104601 | no | no |  |  | no
und_line_8104601_311871585 |  | AN | node_8104601_200833051 | node_8104601_311871585 | 21.393 | und_1P_2ALURD_2AL(N) | 8104601 | no | no |  |  | no
und_line_8104601_311878813 |  | AN | node_8104601_200820808 | node_8104601_311878813 | 429.599 | und_1P_1/0ALURD_1/0AL(N) | 8104601 | no | no |  |  | no
und_line_8104601_311878814 |  | AN | node_8104601_200824513 | node_8104601_311878814 | 172.929 | und_1P_2ALURD_2AL(N) | 8104601 | no | no |  |  | no
und_line_8104601_311878816 |  | AN | node_8104601_200820630 | node_8104601_311878816 | 250.758 | und_1P_4CUURD_4CU(N) | 8104601 | no | no |  |  | no
und_line_8104601_311901318 |  | AN | node_8104601_311901317 | node_intto1_8104601_311901318 | 203.906 | und_1P_DELTACUST | 8104601 | no | no |  |  | no
und_line_8104601_311912943-1 |  | AN | node_220545164 | node_8104601_311912943 | 4.34 | und_1P_2ALURD_2AL(N) | 8104601 | no | no |  |  | no
und_line_8104601_311912943-2 |  | AN | node_220523537 | node_intto1_220545164 | 6.622 | und_1P_2ALURD_2AL(N) | 8104601 | no | no |  |  | no
und_line_8104601_311912943-3 |  | AN | node_220539802 | node_intto1_220523537 | 7.047 | und_1P_2ALURD_2AL(N) | 8104601 | no | no |  |  | no
und_line_8104601_311912943-4 |  | AN | node_8104601_200835382 | node_intto1_220539802 | 13.915 | und_1P_2ALURD_2AL(N) | 8104601 | no | no |  |  | no
und_line_8104601_311978566 |  | AN | node_8104601_200824338 | node_intto1_8104601_311978566 | 97.424 | und_1P_4CUURD_4CU(N) | 8104601 | no | no |  |  | no
und_line_8104601_311987099 |  | ABCN | node_8104601_200914594 | node_8104601_311987099 | 149.733 | und_3P_DELTACUST | 8104601 | no | no |  |  | no
und_line_8104601_311990732 |  | ABCN | node_8104601_311990731 | node_8104601_311990732 | 176.267 | und_3P_DELTACUST | 8104601 | no | no |  |  | no
und_line_8104601_312116435 |  | AN | node_8104601_312116434 | node_intto1_8104601_312116435 | 179.995 | und_1P_DELTACUST | 8104601 | no | no |  |  | no
und_line_8104601_312123910 |  | AN | node_8104601_200822920 | node_intto1_8104601_312123910 | 200.699 | und_1P_DELTACUST | 8104601 | no | no |  |  | no
und_line_TAP_UG_58784 |  | AN | node_8104601_200820577 | node_1410692_584_15327571_265 | 0.033 | und_TAPWIRE_UG | 8104601 | no | no |  |  | no
und_line_TAP_UG_58785 |  | AN | node_8104601_311856994 | node_1411158_465_15327450_229 | 0.033 | und_TAPWIRE_UG | 8104601 | no | no |  |  | no
und_line_TAP_UG_58786 |  | AN | node_8104601_200820582 | node_1410816_281_15327659_949 | 0.033 | und_TAPWIRE_UG | 8104601 | no | no |  |  | no
und_line_TAP_UG_58787 |  | AN | node_8104601_200820584 | node_1410864_729_15327816_445 | 0.033 | und_TAPWIRE_UG | 8104601 | no | no |  |  | no
und_line_TAP_UG_58788 |  | AN | node_8104601_200820586 | node_1410985_157_15327902_911 | 0.033 | und_TAPWIRE_UG | 8104601 | no | no |  |  | no
und_line_TAP_UG_58789 |  | AN | node_8104601_200820588 | node_1411135_749_15327937_01 | 0.033 | und_TAPWIRE_UG | 8104601 | no | no |  |  | no
und_line_TAP_UG_58790 |  | AN | node_8104601_200820590 | node_1411272_238_15327852_593 | 0.033 | und_TAPWIRE_UG | 8104601 | no | no |  |  | no
und_line_TAP_UG_58791 |  | AN | node_8104601_200820592 | node_1411509_188_15327883_439 | 0.033 | und_TAPWIRE_UG | 8104601 | no | no |  |  | no
und_line_TAP_UG_58792 |  | AN | node_8104601_200820594 | node_1411493_509_15327678_965 | 0.033 | und_TAPWIRE_UG | 8104601 | no | no |  |  | no
und_line_TAP_UG_58793 |  | AN | node_8104601_200820596 | node_1411359_011_15327489_483 | 0.033 | und_TAPWIRE_UG | 8104601 | no | no |  |  | no
und_line_TAP_UG_58800 |  | AN | node_8104601_311878816 | node_1413458_032_15323850_479 | 0.033 | und_TAPWIRE_UG | 8104601 | no | no |  |  | no
und_line_TAP_UG_58801 |  | AN | node_8104601_200820625 | node_1413471_769_15324196_499 | 0.033 | und_TAPWIRE_UG | 8104601 | no | no |  |  | no
und_line_TAP_UG_58802 |  | AN | node_8104601_200820630 | node_1413760_635_15323761_246 | 0.033 | und_TAPWIRE_UG | 8104601 | no | no |  |  | no
und_line_TAP_UG_58816 |  | AN | node_8104601_200820666 | node_1408726_098_15323239_075 | 0.033 | und_TAPWIRE_UG | 8104601 | no | no |  |  | no
und_line_TAP_UG_58817 |  | AN | node_8104601_200820667 | node_1408416_415_15323224_042 | 0.033 | und_TAPWIRE_UG | 8104601 | no | no |  |  | no
und_line_TAP_UG_58818 |  | AN | node_8104601_200820670 | node_1408045_961_15323144_255 | 0.033 | und_TAPWIRE_UG | 8104601 | no | no |  |  | no
und_line_TAP_UG_58819 |  | AN | node_8104601_200820672 | node_1408135_961_15322901_573 | 0.033 | und_TAPWIRE_UG | 8104601 | no | no |  |  | no
und_line_TAP_UG_58820 |  | AN | node_8104601_200820675 | node_1408110_007_15322292_113 | 0.033 | und_TAPWIRE_UG | 8104601 | no | no |  |  | no
und_line_TAP_UG_58821 |  | AN | node_8104601_200820679 | node_1410419_348_15326816_962 | 0.033 | und_TAPWIRE_UG | 8104601 | no | no |  |  | no
und_line_TAP_UG_58822 |  | AN | node_8104601_200820682 | node_1410425_917_15326661_122 | 0.033 | und_TAPWIRE_UG | 8104601 | no | no |  |  | no
und_line_TAP_UG_58823 |  | AN | node_8104601_200820684 | node_1410439_028_15326495_943 | 0.033 | und_TAPWIRE_UG | 8104601 | no | no |  |  | no
und_line_TAP_UG_58824 |  | AN | node_8104601_200820686 | node_1410490_341_15326326_928 | 0.033 | und_TAPWIRE_UG | 8104601 | no | no |  |  | no
und_line_TAP_UG_58825 |  | AN | node_8104601_200820689 | node_1410904_262_15326570_514 | 0.033 | und_TAPWIRE_UG | 8104601 | no | no |  |  | no
und_line_TAP_UG_58826 |  | AN | node_8104601_200820693 | node_1411007_742_15326795_177 | 0.033 | und_TAPWIRE_UG | 8104601 | no | no |  |  | no
und_line_TAP_UG_58827 |  | AN | node_8104601_200820697 | node_1411282_781_15326926_708 | 0.033 | und_TAPWIRE_UG | 8104601 | no | no |  |  | no
und_line_TAP_UG_58828 |  | AN | node_8104601_311878814 | node_1410811_446_15327151_103 | 0.033 | und_TAPWIRE_UG | 8104601 | no | no |  |  | no
und_line_TAP_UG_58829 |  | AN | node_8104601_200820703 | node_1410951_549_15327254_892 | 0.033 | und_TAPWIRE_UG | 8104601 | no | no |  |  | no
und_line_TAP_UG_58830 |  | AN | node_8104601_200820707 | node_1411215_133_15327293_003 | 0.033 | und_TAPWIRE_UG | 8104601 | no | no |  |  | no
und_line_TAP_UG_58831 |  | AN | node_8104601_200820709 | node_1411449_213_15327258_333 | 0.033 | und_TAPWIRE_UG | 8104601 | no | no |  |  | no
und_line_TAP_UG_58832 |  | AN | node_8104601_200820714 | node_1414190_395_15322834_431 | 0.033 | und_TAPWIRE_UG | 8104601 | no | no |  |  | no
und_line_TAP_UG_58833 |  | AN | node_8104601_200820715 | node_1413894_077_15322816_536 | 0.033 | und_TAPWIRE_UG | 8104601 | no | no |  |  | no
und_line_TAP_UG_58834 |  | AN | node_8104601_200820719 | node_1413730_002_15323065_252 | 0.033 | und_TAPWIRE_UG | 8104601 | no | no |  |  | no
und_line_TAP_UG_58835 |  | AN | node_8104601_200820723 | node_1413773_595_15323335_071 | 0.033 | und_TAPWIRE_UG | 8104601 | no | no |  |  | no
und_line_TAP_UG_58836 |  | AN | node_8104601_200820731 | node_1411639_373_15326246_962 | 0.033 | und_TAPWIRE_UG | 8104601 | no | no |  |  | no
und_line_TAP_UG_58837 |  | AN | node_8104601_200820734 | node_1411514_85_15325992_985 | 0.033 | und_TAPWIRE_UG | 8104601 | no | no |  |  | no
und_line_TAP_UG_58838 |  | AN | node_8104601_200820742 | node_1414141_451_15323511_339 | 0.033 | und_TAPWIRE_UG | 8104601 | no | no |  |  | no
und_line_TAP_UG_58839 |  | AN | node_8104601_200820743 | node_1413743_533_15323522_194 | 0.033 | und_TAPWIRE_UG | 8104601 | no | no |  |  | no
und_line_TAP_UG_58840 |  | AN | node_8104601_200820747 | node_1413290_222_15323454_647 | 0.033 | und_TAPWIRE_UG | 8104601 | no | no |  |  | no
und_line_TAP_UG_58841 |  | AN | node_8104601_200820755 | node_1413087_803_15322763_169 | 0.033 | und_TAPWIRE_UG | 8104601 | no | no |  |  | no
und_line_TAP_UG_58842 |  | AN | node_8104601_200820760 | node_1413025_557_15322460_762 | 0.033 | und_TAPWIRE_UG | 8104601 | no | no |  |  | no
und_line_TAP_UG_58843 |  | AN | node_8104601_200820768 | node_1413364_23_15321905_73 | 0.033 | und_TAPWIRE_UG | 8104601 | no | no |  |  | no
und_line_TAP_UG_58844 |  | AN | node_8104601_200820769 | node_1413285_008_15321687_164 | 0.033 | und_TAPWIRE_UG | 8104601 | no | no |  |  | no
und_line_TAP_UG_58845 |  | AN | node_8104601_200820774 | node_1412931_518_15322013_396 | 0.033 | und_TAPWIRE_UG | 8104601 | no | no |  |  | no
und_line_TAP_UG_58846 |  | AN | node_8104601_200820777 | node_1412731_928_15322170_191 | 0.033 | und_TAPWIRE_UG | 8104601 | no | no |  |  | no
und_line_TAP_UG_58847 |  | AN | node_8104601_200820779 | node_1412712_83_15321730_093 | 0.033 | und_TAPWIRE_UG | 8104601 | no | no |  |  | no
und_line_TAP_UG_58852 |  | AN | node_8104601_200820802 | node_1412869_334_15323435_843 | 0.033 | und_TAPWIRE_UG | 8104601 | no | no |  |  | no
und_line_TAP_UG_58853 |  | AN | node_8104601_200820805 | node_1412693_688_15323429_115 | 0.033 | und_TAPWIRE_UG | 8104601 | no | no |  |  | no
und_line_TAP_UG_58854 |  | AN | node_8104601_200820808 | node_1412335_946_15323397_659 | 0.033 | und_TAPWIRE_UG | 8104601 | no | no |  |  | no
und_line_TAP_UG_58855 |  | AN | node_8104601_311878813 | node_1412182_994_15322973_361 | 0.033 | und_TAPWIRE_UG | 8104601 | no | no |  |  | no
und_line_TAP_UG_58857 |  | AN | node_8104601_200820823 | node_1412711_435_15323031_297 | 0.033 | und_TAPWIRE_UG | 8104601 | no | no |  |  | no
und_line_TAP_UG_58858 |  | AN | node_8104601_200820829 | node_1412700_368_15322533_023 | 0.033 | und_TAPWIRE_UG | 8104601 | no | no |  |  | no
und_line_TAP_UG_58859 |  | AN | node_8104601_200820834 | node_1412705_624_15322314_112 | 0.033 | und_TAPWIRE_UG | 8104601 | no | no |  |  | no
und_line_TAP_UG_58860 |  | AN | node_8104601_200820835 | node_1412448_13_15322273_951 | 0.033 | und_TAPWIRE_UG | 8104601 | no | no |  |  | no
und_line_TAP_UG_58861 |  | AN | node_8104601_200820837 | node_1412321_007_15322029_237 | 0.033 | und_TAPWIRE_UG | 8104601 | no | no |  |  | no
und_line_TAP_UG_58862 |  | AN | node_8104601_200820840 | node_1412274_452_15321695_851 | 0.033 | und_TAPWIRE_UG | 8104601 | no | no |  |  | no
und_line_TAP_UG_58863 |  | AN | node_8104601_200820845 | node_1408815_213_15322182_16 | 0.033 | und_TAPWIRE_UG | 8104601 | no | no |  |  | no
und_line_TAP_UG_58864 |  | AN | node_8104601_200820847 | node_1408188_96_15322148_821 | 0.033 | und_TAPWIRE_UG | 8104601 | no | no |  |  | no
und_line_TAP_UG_58865 |  | AN | node_8104601_200820849 | node_1407283_538_15322189_878 | 0.033 | und_TAPWIRE_UG | 8104601 | no | no |  |  | no
und_line_TAP_UG_58866 |  | AN | node_8104601_200820851 | node_1407254_456_15322530_514 | 0.033 | und_TAPWIRE_UG | 8104601 | no | no |  |  | no
und_line_TAP_UG_58867 |  | AN | node_8104601_200820853 | node_1407138_533_15322838_487 | 0.033 | und_TAPWIRE_UG | 8104601 | no | no |  |  | no
und_line_TAP_UG_58868 |  | AN | node_8104601_200820855 | node_1406892_734_15322852_127 | 0.033 | und_TAPWIRE_UG | 8104601 | no | no |  |  | no
und_line_TAP_UG_58869 |  | AN | node_8104601_200820856 | node_1407082_714_15323161_972 | 0.033 | und_TAPWIRE_UG | 8104601 | no | no |  |  | no
und_line_TAP_UG_58882 |  | AN | node_8104601_200820891 | node_1414171_107_15322999_05 | 0.033 | und_TAPWIRE_UG | 8104601 | no | no |  |  | no
und_line_TAP_UG_58883 |  | AN | node_8104601_200820893 | node_1414213_183_15323195_511 | 0.033 | und_TAPWIRE_UG | 8104601 | no | no |  |  | no
und_line_TAP_UG_58884 |  | AN | node_8104601_200820895 | node_1414099_595_15323379_25 | 0.033 | und_TAPWIRE_UG | 8104601 | no | no |  |  | no
und_line_TAP_UG_58886 |  | AN | node_8104601_200820900 | node_1408639_608_15322900_111 | 0.033 | und_TAPWIRE_UG | 8104601 | no | no |  |  | no
und_line_TAP_UG_58891 |  | AN | node_8104601_200821195 | node_1410095_597_15331796_511 | 0.033 | und_TAPWIRE_UG | 8104601 | no | no |  |  | no
und_line_TAP_UG_58896 |  | AN | node_8104601_200822894 | node_1405085_215_15337552_92 | 0.033 | und_TAPWIRE_UG | 8104601 | no | no |  |  | no
und_line_TAP_UG_58897 |  | AN | node_8104601_200822895 | node_1406761_772_15335654_839 | 0.033 | und_TAPWIRE_UG | 8104601 | no | no |  |  | no
und_line_TAP_UG_58902 |  | AN | node_8104601_200823914 | node_1409505_063_15323630_082 | 0.033 | und_TAPWIRE_UG | 8104601 | no | no |  |  | no
und_line_TAP_UG_58903 |  | ABCN | node_8104601_200824046 | node_1408680_479_15326577_939 | 0.033 | und_TAPWIRE_UG | 8104601 | no | no |  |  | no
und_line_TAP_UG_58904 |  | ABCN | node_8104601_200824047 | node_1408672_383_15326261_525 | 0.033 | und_TAPWIRE_UG | 8104601 | no | no |  |  | no
und_line_TAP_UG_58905 |  | ABCN | node_8104601_200824048 | node_1409037_41_15327525_398 | 0.033 | und_TAPWIRE_UG | 8104601 | no | no |  |  | no
und_line_TAP_UG_58976 |  | AN | node_8104601_200832999 | node_1416865_94_15319081_735 | 0.033 | und_TAPWIRE_UG | 8104601 | no | no |  |  | no
und_line_TAP_UG_58977 |  | AN | node_8104601_200833005 | node_1416380_381_15318006_238 | 0.033 | und_TAPWIRE_UG | 8104601 | no | no |  |  | no
und_line_TAP_UG_58978 |  | AN | node_8104601_200833009 | node_1416179_043_15319458_902 | 0.033 | und_TAPWIRE_UG | 8104601 | no | no |  |  | no
und_line_TAP_UG_58979 |  | AN | node_8104601_200833013 | node_1416220_462_15319175_404 | 0.033 | und_TAPWIRE_UG | 8104601 | no | no |  |  | no
und_line_TAP_UG_58980 |  | AN | node_8104601_200833018 | node_1415781_352_15318683_625 | 0.033 | und_TAPWIRE_UG | 8104601 | no | no |  |  | no
und_line_TAP_UG_58981 |  | AN | node_8104601_200833021 | node_1416121_083_15318353_379 | 0.033 | und_TAPWIRE_UG | 8104601 | no | no |  |  | no
und_line_TAP_UG_58982 |  | AN | node_8104601_200833039 | node_1415576_215_15318038_571 | 0.033 | und_TAPWIRE_UG | 8104601 | no | no |  |  | no
und_line_TAP_UG_58983 |  | AN | node_8104601_200833042 | node_1415819_795_15317832_764 | 0.033 | und_TAPWIRE_UG | 8104601 | no | no |  |  | no
und_line_TAP_UG_58984 |  | AN | node_8104601_200833045 | node_1415881_203_15317547_193 | 0.033 | und_TAPWIRE_UG | 8104601 | no | no |  |  | no
und_line_TAP_UG_58985 |  | AN | node_8104601_200833048 | node_1416236_033_15317496_106 | 0.033 | und_TAPWIRE_UG | 8104601 | no | no |  |  | no
und_line_TAP_UG_58986 |  | AN | node_8104601_311871585 | node_1416541_82_15317829_621 | 0.033 | und_TAPWIRE_UG | 8104601 | no | no |  |  | no
und_line_TAP_UG_58987 |  | AN | node_8104601_200833058 | node_1416695_341_15318173_713 | 0.033 | und_TAPWIRE_UG | 8104601 | no | no |  |  | no
und_line_TAP_UG_58988 |  | AN | node_8104601_200833064 | node_1417110_401_15318592_197 | 0.033 | und_TAPWIRE_UG | 8104601 | no | no |  |  | no
und_line_TAP_UG_58989 |  | AN | node_8104601_200833069 | node_1424027_944_15341556_589 | 0.033 | und_TAPWIRE_UG | 8104601 | no | no |  |  | no
und_line_TAP_UG_58990 |  | AN | node_8104601_200833071 | node_1424246_533_15341981_363 | 0.033 | und_TAPWIRE_UG | 8104601 | no | no |  |  | no
und_line_TAP_UG_58995 |  | AN | node_8104601_200834001 | node_1422314_288_15322301_484 | 0.033 | und_TAPWIRE_UG | 8104601 | no | no |  |  | no
und_line_TAP_UG_58998 |  | AN | node_8104601_200834556 | node_1434840_393_15343058_264 | 0.033 | und_TAPWIRE_UG | 8104601 | no | no |  |  | no
und_line_TAP_UG_59001 |  | AN | node_8104601_200834676 | node_1417749_63_15319636_476 | 0.033 | und_TAPWIRE_UG | 8104601 | no | no |  |  | no
und_line_TAP_UG_59002 |  | AN | node_8104601_200834677 | node_1416824_564_15319624_377 | 0.033 | und_TAPWIRE_UG | 8104601 | no | no |  |  | no
und_line_TAP_UG_61214 |  | AN | node_8104601_200972546 | node_1433843_641_15353763_046 | 0.033 | und_TAPWIRE_UG | 8104601 | no | no |  |  | no
und_line_TAP_UG_61891 |  | AN | node_8104601_200970873 | node_1413892_754_15321794_524 | 0.033 | und_TAPWIRE_UG | 8104601 | no | no |  |  | no
und_line_TAP_UG_62519 |  | AN | node_8104601_200979482 | node_1418434_41_15320652_67 | 0.033 | und_TAPWIRE_UG | 8104601 | no | no |  |  | no
und_line_TAP_UG_63973 |  | AN | node_8104601_201009836 | node_1426376_217_15338338_148 | 0.033 | und_TAPWIRE_UG | 8104601 | no | no |  |  | no
und_line_TAP_UG_64369 |  | AN | node_8104601_201013347 | node_1425335_605_15329453_083 | 0.033 | und_TAPWIRE_UG | 8104601 | no | no |  |  | no
und_line_TAP_UG_64370 |  | AN | node_8104601_201013348 | node_1421557_194_15329249_322 | 0.033 | und_TAPWIRE_UG | 8104601 | no | no |  |  | no
und_line_TAP_UG_64772 |  | AN | node_8104601_201017782 | node_1421677_49_15327324_242 | 0.033 | und_TAPWIRE_UG | 8104601 | no | no |  |  | no
und_line_TAP_UG_68423 |  | AN | node_8104601_201046193 | node_1412226_438_15322430_707 | 0.033 | und_TAPWIRE_UG | 8104601 | no | no |  |  | no
und_line_TAP_UG_347365 |  | AN | node_8104601_310004663 | node_1416788_466_15340597_071 | 0.033 | und_TAPWIRE_UG | 8104601 | no | no |  |  | no
und_line_TAP_UG_531809 |  | AN | node_8104601_201046817 | node_1415968_103_15326845_051 | 0.033 | und_TAPWIRE_UG | 8104601 | no | no |  |  | no
und_line_TAP_UG_639418 |  | AN | node_8104601_310029209 | node_1410848_164_15324090_608 | 0.033 | und_TAPWIRE_UG | 8104601 | no | no |  |  | no
und_line_TAP_UG_1396688 |  | AN | node_8104601_311901318 | node_1432937_15_15331805_533 | 0.033 | und_TAPWIRE_UG | 8104601 | no | no |  |  | no
und_line_TAP_UG_1722370 |  | ABCN | node_8104601_311987099 | node_1408797_767_15326983_581 | 0.033 | und_TAPWIRE_UG | 8104601 | no | no |  |  | no
und_line_TAP_UG_1758789 |  | ABCN | node_8104601_311990732 | node_1415349_572_15318552_263 | 0.033 | und_TAPWIRE_UG | 8104601 | no | no |  |  | no
und_line_TAP_UG_2583398 |  | AN | node_8104601_311871274 | node_1416000_54_15319471_614 | 0.033 | und_TAPWIRE_UG | 8104601 | no | no |  |  | no
und_line_TAP_UG_2614601 |  | AN | node_8104601_312116435 | node_1410180_138_15325467_184 | 0.033 | und_TAPWIRE_UG | 8104601 | no | no |  |  | no
und_line_TAP_UG_2667825 |  | AN | node_8104601_312123910 | node_1407223_334_15333373_924 | 0.033 | und_TAPWIRE_UG | 8104601 | no | no |  |  | no

## underground_line_conductor
data_type | static
owner_type | feeder
owner | 8104601
object | underground_line_conductor
name | groupid | outer_diameter | conductor_gmr | conductor_diameter | conductor_resistance | neutral_gmr | neutral_diameter | neutral_resistance | neutral_strands | insulation_relative_permitivitty | shield_gmr | shield_resistance | rating_summer_continuous | rating_summer_emergency | rating_winter_continuous | rating_winter_emergency | dcircuit | selected | comments
und_cond_1P_1/0ALURD_1/0AL(N) | [12 empty] | 160 | 160 | 180 | 180 |  | no
und_cond_1P_2ALURD | [12 empty] | 125 | 125 | 140 | 140 |  | no
und_cond_1P_2ALURD_2AL(N) | [12 empty] | 125 | 125 | 140 | 140 |  | no
und_cond_1P_4CUURD_4CU(N) | [12 empty] | 109 | 109 | 114 | 114 |  | no
und_cond_1P_DELTACUST | [12 empty] | 685 | 685 | 685 | 685 |  | no
und_cond_1P_WYECUST | [12 empty] | 685 | 685 | 685 | 685 |  | no
und_cond_3P_1/0ALURD | [12 empty] | 160 | 160 | 180 | 180 |  | no
und_cond_3P_750ALURD_750AL(N) | [12 empty] | 475 | 475 | 525 | 525 |  | no
und_cond_3P_DELTACUST | [12 empty] | 685 | 685 | 685 | 685 |  | no
und_cond_TAPWIRE_UG | [12 empty] | 99999999 | 99999999 | 99999999 | 99999999 |  | no