## capacitor
data_type | static
owner_type | feeder
owner | 8102702
object | capacitor
name | groupid | parent | phases | nominal_voltage | pt_phase | phases_connected | switchA | switchB | switchC | control | voltage_set_high | voltage_set_low | VAr_set_high | VAr_set_low | current_set_high | current_set_low | capacitor_A | capacitor_B | capacitor_C | cap_nominal_voltage | time_delay | dwell_time | lockout_time | remote_sense | remote_sense_B | control_level | dcircuit | selected | monitored | monitored_fields | class_monitored_fields | played | played_fields | comments
cap_220369007 |  | node_1421257_667_15276917_985 | ABCN | 0 |  | ABCN | CLOSED | CLOSED | CLOSED | MANUAL | [6 empty] | 100000 | 100000 | 100000 | 7200 | [6 empty] | 8102702 | no | no |  |  | no
cap_220369112 |  | node_1421868_374_15281865_708 | ABCN | 0 |  | ABCN | CLOSED | CLOSED | CLOSED | MANUAL | [6 empty] | 200000 | 200000 | 200000 | 19920 | [6 empty] | 8102702 | no | no |  |  | no
cap_220369428 |  | node_1432837_214_15279172_72 | AN | 0 |  | AN | CLOSED |  |  | MANUAL | [6 empty] | 100000 |  |  | 4800 | [6 empty] | 8102702 | no | no |  |  | no
cap_220369437 |  | node_1431081_21_15291828_484 | ABCN | 0 |  | ABCN | CLOSED | CLOSED | CLOSED | MANUAL | [6 empty] | 100000 | 100000 | 100000 | 4800 | [6 empty] | 8102702 | no | no |  |  | no
cap_310061770 |  | node_1418766_845_15273314_939 | ABCN | 0 |  | ABCN | CLOSED | CLOSED | CLOSED | MANUAL | [6 empty] | 200000 | 200000 | 200000 | 19920 | [6 empty] | 8102702 | no | no |  |  | no

## feeder
data_type | static
owner_type | feeder
owner | 8102702
object | feeder
name | transmission_bus | ARC | ADR | slack_bus | nom_voltages | num_nodes | num_ohlines | num_uglines | num_transformers | num_generators | num_pvs | num_storages | num_loads | miles | mw | mvar | losses_mw | losses_mvar | comments | use_feeder_load_shape | load_shape_scale | use_feeder_pv_shape | pv_shape_scale | description | restore_time | griddisconnect_scenario_probability | gridconnect_scenario_probability | use_energy_not_served | VOLL | discount_rate | yearly_load_growth_percent | planning_horizon | enable_traditional_project_deferral | lifetime_of_investment_years | start_year | base_year | year_the_investment_is_committed | revenue_requirement_scaling_factor | discount_rate | inflation_rate_for_investment | traditional_project_invested_capital | periodicity_of_investment_in_years | priority | maximum_total_investment_cost | DER_portfolio_NPV | DER_portfolio_BC_ratio | total_system_energy_avoided_cost_NPV | total_system_capacity_avoided_cost_NPV | total_system_ancillary_services_avoided_cost_NPV | total_system_CO2_avoided_cost_NPV | total_system_loss_of_load_avoided_cost_NPV | total_system_distribution_capacity_avoided_cost_NPV | total_system_investment_and_operational_cost_NPV | feeder_solar_pv_operating_cost_USdollarperkWh | feeder_energy_storage_operating_cost_USdollarperkWh | feeder_distributed_generator_operating_cost_USdollarperkWh | feeder_distributed_generator_CO2_cost_USdollarperkWh | feeder_demand_response_operating_cost_USdollarperkWh | feeder_solar_pv_investment_cost_USdollarperkW | feeder_energy_storage_investment_cost_USdollarperkW | feeder_distributed_generator_investment_cost_USdollarperkW | feeder_demand_response_investment_cost_USdollarperkW
8102702 |  | ts_slack | none | node_SOURCE_8102702 | 19918.584,2771.281,7199.558 | 1703 | 1454 | 70 | 14 | 0 | 0 | 0 | 456 | 36.74 | 20.744 | 8.837 | 0 | 0 |  | 0 | 0 | 1 | 0 |  | 0 | 0 | 0 | 0 | 0 | 0 | 0 | 0 | 0 | 0 | 0 | 0 | 0 | 0 | 0 | 0 | 0 | 0 | 0 | 999999999 | 0 | 0 | 0 | 0 | 0 | 0 | 0 | 0 | 0 | 0 | 0 | 0 | 0 | 0 | 0 | 0 | 0 | 0

## fuse
data_type | static
owner_type | feeder
owner | 8102702
object | fuse
name | groupid | phases | fr | to | phase_A_status | phase_B_status | phase_C_status | repair_dist_type | current_limit | mean_replacement_time | status | dcircuit | selected | monitored | monitored_fields | class_monitored_fields | played | played_fields | comments
fuse_220388219 |  | ABCD | node_intto1_8102702_200830515 | node_8102702_200830515 | GOOD | GOOD | GOOD |  | 100 |  |  | 8102702 | no | no |  |  | no
fuse_220388223 |  | ABCD | node_intto1_8102702_200830485 | node_8102702_200830485 | GOOD | GOOD | GOOD |  | 40 |  |  | 8102702 | no | no |  |  | no
fuse_220388251 |  | ABCN | node_intto1_220388251 | node_220388251 | GOOD | GOOD | GOOD |  | 20 |  |  | 8102702 | no | no |  |  | no
fuse_220388319 |  | ABCN | node_intto1_220388319 | node_220388319 | GOOD | GOOD | GOOD |  | 8 |  |  | 8102702 | no | no |  |  | no
fuse_220388351 |  | AN | node_intto1_8102702_200831228 | node_8102702_200831228 | GOOD | GOOD | GOOD |  | 40 |  |  | 8102702 | no | no |  |  | no
fuse_220388380 |  | ABCN | node_intto1_8102702_200951344 | node_8102702_200951344 | GOOD | GOOD | GOOD |  | 100 |  |  | 8102702 | no | no |  |  | no
fuse_220388441 |  | AN | node_intto1_220388441 | node_220388441 | GOOD | GOOD | GOOD |  | 20 |  |  | 8102702 | no | no |  |  | no
fuse_220388442 |  | AN | node_intto1_8102702_200838587 | node_8102702_200838587 | GOOD | GOOD | GOOD |  | 40 |  |  | 8102702 | no | no |  |  | no
fuse_220388448 |  | AN | node_intto1_220388448 | node_220388448 | GOOD | GOOD | GOOD |  | 12 |  |  | 8102702 | no | no |  |  | no
fuse_220388458 |  | AN | node_intto1_220388458 | node_220388458 | GOOD | GOOD | GOOD |  | 40 |  |  | 8102702 | no | no |  |  | no
fuse_220388468 |  | AN | node_intto1_8102702_200836697 | node_8102702_200836697 | GOOD | GOOD | GOOD |  | 40 |  |  | 8102702 | no | no |  |  | no
fuse_220388470 |  | AN | node_intto1_8102702_200837122 | node_8102702_200837122 | GOOD | GOOD | GOOD |  | 40 |  |  | 8102702 | no | no |  |  | no
fuse_220388501 |  | AN | node_intto1_8102702_200836933 | node_8102702_200836933 | GOOD | GOOD | GOOD |  | 40 |  |  | 8102702 | no | no |  |  | no
fuse_220388502 |  | AN | node_intto1_8102702_200837104 | node_8102702_200837104 | GOOD | GOOD | GOOD |  | 40 |  |  | 8102702 | no | no |  |  | no
fuse_220388524 |  | AN | node_intto1_8102702_200837864 | node_8102702_200837864 | GOOD | GOOD | GOOD |  | 2 |  |  | 8102702 | no | no |  |  | no
fuse_220388525 |  | AN | node_intto1_8102702_200837865 | node_8102702_200837865 | GOOD | GOOD | GOOD |  | 2 |  |  | 8102702 | no | no |  |  | no
fuse_220388557 |  | AN | node_intto1_8102702_200837869 | node_8102702_200837869 | GOOD | GOOD | GOOD |  | 40 |  |  | 8102702 | no | no |  |  | no
fuse_220388864 |  | ABCN | node_intto1_8102702_200829935 | node_8102702_200829935 | GOOD | GOOD | GOOD |  | 300 |  |  | 8102702 | no | no |  |  | no
fuse_220388868 |  | ABCN | node_intto1_8102702_201014067 | node_8102702_201014067 | GOOD | GOOD | GOOD |  | 100 |  |  | 8102702 | no | no |  |  | no
fuse_220388875 |  | ABCN | node_intto1_8102702_200914861 | node_8102702_200914861 | GOOD | GOOD | GOOD |  | 100 |  |  | 8102702 | no | no |  |  | no
fuse_220388880 |  | AN | node_intto1_8102702_200830034 | node_8102702_200830034 | GOOD | GOOD | GOOD |  | 40 |  |  | 8102702 | no | no |  |  | no
fuse_220388882 |  | ABCN | node_intto1_8102702_200830002 | node_8102702_200830002 | GOOD | GOOD | GOOD |  | 65 |  |  | 8102702 | no | no |  |  | no
fuse_220388886 |  | ABCN | node_intto1_220388886 | node_220388886 | GOOD | GOOD | GOOD |  | 40 |  |  | 8102702 | no | no |  |  | no
fuse_220388911 |  | AN | node_intto1_8102702_200829852 | node_8102702_200829852 | GOOD | GOOD | GOOD |  | 40 |  |  | 8102702 | no | no |  |  | no
fuse_220389111 |  | ABCN | node_intto1_8102702_200830124 | node_8102702_200830124 | GOOD | GOOD | GOOD |  | 8 |  |  | 8102702 | no | no |  |  | no
fuse_220389117 |  | AN | node_intto1_8102702_200830425 | node_8102702_200830425 | GOOD | GOOD | GOOD |  | 40 |  |  | 8102702 | no | no |  |  | no
fuse_220389129 |  | ABCN | node_intto1_8102702_200830058 | node_8102702_200830058 | GOOD | GOOD | GOOD |  | 15 |  |  | 8102702 | no | no |  |  | no
fuse_220389179 |  | ABCN | node_intto1_220389179 | node_220389179 | GOOD | GOOD | GOOD |  | 50 |  |  | 8102702 | no | no |  |  | no
fuse_220389187 |  | ABCN | node_intto1_8102702_201012441 | node_8102702_201012441 | GOOD | GOOD | GOOD |  | 65 |  |  | 8102702 | no | no |  |  | no
fuse_220389195 |  | ABCN | node_intto1_8102702_201065902 | node_8102702_201065902 | GOOD | GOOD | GOOD |  | 50 |  |  | 8102702 | no | no |  |  | no
fuse_220389197 |  | ABCN | node_intto1_8102702_200830057 | node_8102702_200830057 | GOOD | GOOD | GOOD |  | 20 |  |  | 8102702 | no | no |  |  | no
fuse_220389202 |  | ABCN | node_intto1_8102702_200829022 | node_8102702_200829022 | GOOD | GOOD | GOOD |  | 100 |  |  | 8102702 | no | no |  |  | no
fuse_220389205 |  | ABCN | node_intto1_220389205 | node_220389205 | GOOD | GOOD | GOOD |  | 150 |  |  | 8102702 | no | no |  |  | no
fuse_220389221 |  | ABCN | node_intto1_8102702_200914869 | node_8102702_200914869 | GOOD | GOOD | GOOD |  | 40 |  |  | 8102702 | no | no |  |  | no
fuse_220389224 |  | ABCN | node_intto1_8102702_200830074 | node_8102702_200830074 | GOOD | GOOD | GOOD |  | 20 |  |  | 8102702 | no | no |  |  | no
fuse_220489832 |  | ABCN | node_intto1_8102702_200830163 | node_8102702_200830163 | GOOD | GOOD | GOOD |  | 100 |  |  | 8102702 | no | no |  |  | no
fuse_220517576 |  | AD | node_intto1_8102702_201054532 | node_8102702_201054532 | GOOD | GOOD | GOOD |  | 300 |  |  | 8102702 | no | no |  |  | no
fuse_220525732 |  | ABCN | node_intto1_8102702_200983563 | node_8102702_200983563 | GOOD | GOOD | GOOD |  | 20 |  |  | 8102702 | no | no |  |  | no
fuse_220541684 |  | ABCN | node_intto1_8102702_200978314 | node_8102702_200978314 | GOOD | GOOD | GOOD |  | 20 |  |  | 8102702 | no | no |  |  | no
fuse_220545626 |  | ABCN | node_intto1_8102702_200830079 | node_8102702_200830079 | GOOD | GOOD | GOOD |  | 300 |  |  | 8102702 | no | no |  |  | no
fuse_220546129 |  | ABCN | node_intto1_8102702_200830082 | node_8102702_200830082 | GOOD | GOOD | GOOD |  | 100 |  |  | 8102702 | no | no |  |  | no
fuse_220552735 |  | ABCN | node_intto1_220552735 | node_220552735 | GOOD | GOOD | GOOD |  | 40 |  |  | 8102702 | no | no |  |  | no
fuse_220552738 |  | ABCN | node_intto1_8102702_200829946 | node_8102702_200829946 | GOOD | GOOD | GOOD |  | 40 |  |  | 8102702 | no | no |  |  | no
fuse_220552869 |  | ABCN | node_intto1_8102702_200984062 | node_8102702_200984062 | GOOD | GOOD | GOOD |  | 100 |  |  | 8102702 | no | no |  |  | no
fuse_220579987 |  | ABCN | node_intto1_220579987 | node_220579987 | GOOD | GOOD | GOOD |  | 20 |  |  | 8102702 | no | no |  |  | no
fuse_220580080 |  | ABCN | node_intto1_8102702_200830446 | node_8102702_200830446 | GOOD | GOOD | GOOD |  | 40 |  |  | 8102702 | no | no |  |  | no
fuse_220580087 |  | ABCN | node_intto1_8102702_200829945 | node_8102702_200829945 | GOOD | GOOD | GOOD |  | 300 |  |  | 8102702 | no | no |  |  | no
fuse_220580094 |  | ABCN | node_intto1_8102702_200830480 | node_8102702_200830480 | GOOD | GOOD | GOOD |  | 65 |  |  | 8102702 | no | no |  |  | no
fuse_220580155 |  | ABCN | node_intto1_8102702_200830110 | node_8102702_200830110 | GOOD | GOOD | GOOD |  | 40 |  |  | 8102702 | no | no |  |  | no
fuse_220580234 |  | AD | node_intto1_8102702_200837326 | node_8102702_200837326 | GOOD | GOOD | GOOD |  | 40 |  |  | 8102702 | no | no |  |  | no
fuse_220580235 |  | AD | node_intto1_8102702_200837542 | node_8102702_200837542 | GOOD | GOOD | GOOD |  | 40 |  |  | 8102702 | no | no |  |  | no
fuse_220580236 |  | AD | node_intto1_8102702_200838702 | node_8102702_200838702 | GOOD | GOOD | GOOD |  | 65 |  |  | 8102702 | no | no |  |  | no
fuse_220580239 |  | ABCN | node_intto1_8102702_200830432 | node_8102702_200830432 | GOOD | GOOD | GOOD |  | 300 |  |  | 8102702 | no | no |  |  | no
fuse_220580242 |  | AD | node_intto1_8102702_200837247 | node_8102702_200837247 | GOOD | GOOD | GOOD |  | 40 |  |  | 8102702 | no | no |  |  | no
fuse_220580243 |  | AD | node_intto1_8102702_201037190 | node_8102702_201037190 | GOOD | GOOD | GOOD |  | 40 |  |  | 8102702 | no | no |  |  | no
fuse_220580320 |  | AN | node_intto1_8102702_201013443 | node_8102702_201013443 | GOOD | GOOD | GOOD |  | 2 |  |  | 8102702 | no | no |  |  | no
fuse_220580354 |  | ABCN | node_intto1_8102702_201013441 | node_8102702_201013441 | GOOD | GOOD | GOOD |  | 40 |  |  | 8102702 | no | no |  |  | no
fuse_220580402 |  | ABCN | node_intto1_8102702_311982543 | node_8102702_311982543 | GOOD | GOOD | GOOD |  | 50 |  |  | 8102702 | no | no |  |  | no
fuse_220580471 |  | ABCD | node_intto1_8102702_200830545 | node_8102702_200830545 | GOOD | GOOD | GOOD |  | 100 |  |  | 8102702 | no | no |  |  | no
fuse_220580474 |  | ABCD | node_intto1_8102702_200830535 | node_8102702_200830535 | GOOD | GOOD | GOOD |  | 40 |  |  | 8102702 | no | no |  |  | no
fuse_220580476 |  | ABCN | node_intto1_220580476 | node_220580476 | GOOD | GOOD | GOOD |  | 65 |  |  | 8102702 | no | no |  |  | no
fuse_220595021 |  | ABCN | node_intto1_8102702_201014034 | node_8102702_201014034 | GOOD | GOOD | GOOD |  | 150 |  |  | 8102702 | no | no |  |  | no
fuse_220602949 |  | ABCN | node_intto1_8102702_201056349 | node_8102702_201056349 | GOOD | GOOD | GOOD |  | 20 |  |  | 8102702 | no | no |  |  | no
fuse_310033423 |  | ABCN | node_intto1_8102702_311998935 | node_8102702_311998935 | GOOD | GOOD | GOOD |  | 100 |  |  | 8102702 | no | no |  |  | no
fuse_310040659 |  | ABCN | node_intto1_8102702_200830435 | node_8102702_200830435 | GOOD | GOOD | GOOD |  | 40 |  |  | 8102702 | no | no |  |  | no
fuse_311874201 |  | AN | node_intto1_8102702_200972957 | node_8102702_200972957 | GOOD | GOOD | GOOD |  | 25 |  |  | 8102702 | no | no |  |  | no
fuse_311874203 |  | ABCN | node_intto1_8102702_201013500 | node_8102702_201013500 | GOOD | GOOD | GOOD |  | 50 |  |  | 8102702 | no | no |  |  | no
fuse_311874305 |  | AN | node_intto1_8102702_200914838 | node_8102702_200914838 | GOOD | GOOD | GOOD |  | 20 |  |  | 8102702 | no | no |  |  | no
fuse_311874312 |  | AD | node_intto1_311874312 | node_311874312 | GOOD | GOOD | GOOD |  | 50 |  |  | 8102702 | no | no |  |  | no
fuse_311874375 |  | ABCN | node_intto1_8102702_200836559 | node_8102702_200836559 | GOOD | GOOD | GOOD |  | 40 |  |  | 8102702 | no | no |  |  | no
fuse_311874376 |  | ABCD | node_intto1_8102702_200870592 | node_8102702_200870592 | GOOD | GOOD | GOOD |  | 140 |  |  | 8102702 | no | no |  |  | no
fuse_311874379 |  | ABCD | node_intto1_8102702_200870225 | node_8102702_200870225 | GOOD | GOOD | GOOD |  | 100 |  |  | 8102702 | no | no |  |  | no
fuse_311874383 |  | ABCD | node_intto1_311874383 | node_311874383 | GOOD | GOOD | GOOD |  | 300 |  |  | 8102702 | no | no |  |  | no
fuse_311874386 |  | ABCD | node_intto1_8102702_200870536 | node_8102702_200870536 | GOOD | GOOD | GOOD |  | 140 |  |  | 8102702 | no | no |  |  | no
fuse_311874389 |  | AD | node_intto1_8102702_200836616 | node_8102702_200836616 | GOOD | GOOD | GOOD |  | 25 |  |  | 8102702 | no | no |  |  | no
fuse_311874394 |  | AD | node_intto1_8102702_200836620 | node_8102702_200836620 | GOOD | GOOD | GOOD |  | 65 |  |  | 8102702 | no | no |  |  | no
fuse_311874396 |  | AN | node_intto1_8102702_200836635 | node_8102702_200836635 | GOOD | GOOD | GOOD |  | 65 |  |  | 8102702 | no | no |  |  | no
fuse_311874404 |  | AN | node_intto1_311874404 | node_311874404 | GOOD | GOOD | GOOD |  | 8 |  |  | 8102702 | no | no |  |  | no
fuse_311874418 |  | AD | node_intto1_8102702_201011639 | node_8102702_201011639 | GOOD | GOOD | GOOD |  | 40 |  |  | 8102702 | no | no |  |  | no
fuse_311874426 |  | ABCD | node_intto1_8102702_200836916 | node_8102702_200836916 | GOOD | GOOD | GOOD |  | 40 |  |  | 8102702 | no | no |  |  | no
fuse_311874454 |  | AD | node_intto1_8102702_200837030 | node_8102702_200837030 | GOOD | GOOD | GOOD |  | 65 |  |  | 8102702 | no | no |  |  | no
fuse_311874456 |  | AD | node_intto1_8102702_200870026 | node_8102702_200870026 | GOOD | GOOD | GOOD |  | 65 |  |  | 8102702 | no | no |  |  | no
fuse_311874458 |  | AD | node_intto1_8102702_200870038 | node_8102702_200870038 | GOOD | GOOD | GOOD |  | 100 |  |  | 8102702 | no | no |  |  | no
fuse_311874460 |  | AD | node_intto1_8102702_200870027 | node_8102702_200870027 | GOOD | GOOD | GOOD |  | 40 |  |  | 8102702 | no | no |  |  | no
fuse_311874462 |  | AD | node_intto1_8102702_200870034 | node_8102702_200870034 | GOOD | GOOD | GOOD |  | 40 |  |  | 8102702 | no | no |  |  | no
fuse_311874465 |  | AD | node_intto1_8102702_200870663 | node_8102702_200870663 | GOOD | GOOD | GOOD |  | 140 |  |  | 8102702 | no | no |  |  | no
fuse_311874469 |  | AD | node_intto1_8102702_200870617 | node_8102702_200870617 | GOOD | GOOD | GOOD |  | 50 |  |  | 8102702 | no | no |  |  | no
fuse_311874472 |  | AN | node_intto1_8102702_200972391 | node_8102702_200972391 | GOOD | GOOD | GOOD |  | 30 |  |  | 8102702 | no | no |  |  | no
fuse_311874474 |  | AD | node_intto1_8102702_200870633 | node_8102702_200870633 | GOOD | GOOD | GOOD |  | 100 |  |  | 8102702 | no | no |  |  | no
fuse_311874476 |  | AD | node_intto1_8102702_200870656 | node_8102702_200870656 | GOOD | GOOD | GOOD |  | 65 |  |  | 8102702 | no | no |  |  | no
fuse_311874481 |  | AN | node_intto1_8102702_200837855 | node_8102702_200837855 | GOOD | GOOD | GOOD |  | 300 |  |  | 8102702 | no | no |  |  | no
fuse_311874647 |  | AD | node_intto1_8102702_200869572 | node_8102702_200869572 | GOOD | GOOD | GOOD |  | 100 |  |  | 8102702 | no | no |  |  | no
fuse_311874696 |  | AD | node_intto1_8102702_200868297 | node_8102702_200868297 | GOOD | GOOD | GOOD |  | 40 |  |  | 8102702 | no | no |  |  | no
fuse_311874698 |  | AD | node_intto1_8102702_200868310 | node_8102702_200868310 | GOOD | GOOD | GOOD |  | 40 |  |  | 8102702 | no | no |  |  | no
fuse_311874836 |  | AN | node_intto1_8102702_310047963 | node_8102702_310047963 | GOOD | GOOD | GOOD |  | 15 |  |  | 8102702 | no | no |  |  | no
fuse_311874870 |  | AN | node_intto1_8102702_310014660 | node_8102702_310014660 | GOOD | GOOD | GOOD |  | 12 |  |  | 8102702 | no | no |  |  | no
fuse_311874882 |  | AD | node_intto1_8102702_200836521 | node_8102702_200836521 | GOOD | GOOD | GOOD |  | 40 |  |  | 8102702 | no | no |  |  | no
fuse_311874937 |  | AD | node_intto1_8102702_200836773 | node_8102702_200836773 | GOOD | GOOD | GOOD |  | 65 |  |  | 8102702 | no | no |  |  | no
fuse_311874974 |  | ABCN | node_intto1_8102702_200959606 | node_8102702_200959606 | GOOD | GOOD | GOOD |  | 40 |  |  | 8102702 | no | no |  |  | no
fuse_311874983 |  | ABCD | node_intto1_311874983 | node_311874983 | GOOD | GOOD | GOOD |  | 100 |  |  | 8102702 | no | no |  |  | no
fuse_311874991 |  | ABCD | node_intto1_8102702_200838954 | node_8102702_200838954 | GOOD | GOOD | GOOD |  | 140 |  |  | 8102702 | no | no |  |  | no
fuse_311875009 |  | AD | node_intto1_8102702_200837887 | node_8102702_200837887 | GOOD | GOOD | GOOD |  | 65 |  |  | 8102702 | no | no |  |  | no
fuse_311898539 |  | AN | node_intto1_8102702_201066563 | node_8102702_201066563 | GOOD | GOOD | GOOD |  | 15 |  |  | 8102702 | no | no |  |  | no
fuse_311908014 |  | ABCN | node_intto1_311908014 | node_311908014 | GOOD | GOOD | GOOD |  | 100 |  |  | 8102702 | no | no |  |  | no
fuse_311908052 |  | ABCD | node_intto1_311908052 | node_311908052 | GOOD | GOOD | GOOD |  | 40 |  |  | 8102702 | no | no |  |  | no
fuse_311908060 |  | ABCN | node_intto1_311908060 | node_311908060 | GOOD | GOOD | GOOD |  | 100 |  |  | 8102702 | no | no |  |  | no
fuse_311917081 |  | AN | node_intto1_8102702_311917080 | node_8102702_311917080 | GOOD | GOOD | GOOD |  | 15 |  |  | 8102702 | no | no |  |  | no
fuse_311934738 |  | ABCN | node_intto1_8102702_311934736 | node_8102702_311934736 | GOOD | GOOD | GOOD |  | 40 |  |  | 8102702 | no | no |  |  | no
fuse_311934745 |  | ABCN | node_intto1_8102702_311934737 | node_8102702_311934737 | GOOD | GOOD | GOOD |  | 40 |  |  | 8102702 | no | no |  |  | no
fuse_311978909 |  | ABCN | node_intto1_8102702_311978906 | node_8102702_311978906 | GOOD | GOOD | GOOD |  | 40 |  |  | 8102702 | no | no |  |  | no
fuse_312012090 |  | AN | node_intto1_312012090 | node_312012090 | GOOD | GOOD | GOOD |  | 12 |  |  | 8102702 | no | no |  |  | no
fuse_312053147 |  | ABCN | node_intto1_8102702_200831102 | node_8102702_200831102 | GOOD | GOOD | GOOD |  | 8 |  |  | 8102702 | no | no |  |  | no
fuse_312055728 |  | ABCN | node_intto1_8102702_312055727 | node_8102702_312055727 | GOOD | GOOD | GOOD |  | 100 |  |  | 8102702 | no | no |  |  | no

## line_configuration
data_type | static
owner_type | feeder
owner | 8102702
object | line_configuration
name | groupid | conductor_A | conductor_B | conductor_C | conductor_N | spacing | z11 | z12 | z13 | z21 | z22 | z23 | z31 | z32 | z33 | c11 | c12 | c13 | c21 | c22 | c23 | c31 | c32 | c33 | dcircuit | selected | comments
bal_1P_1/0AA |  | oh_cond_1/0_AAAC | oh_cond_1/0_AAAC | oh_cond_1/0_AAAC |  |  | 0.972+1.499j | 0.095+0.781j | 0.095+0.781j | 0.095+0.781j | 0.972+1.499j | 0.095+0.781j | 0.095+0.781j | 0.095+0.781j | 0.972+1.499j | 12.796 | -3.172 | -3.172 | -3.172 | 12.796 | -3.172 | -3.172 | -3.172 | 12.796 |  | no
bal_1P_1/0AA_1/0AA(N) |  | oh_cond_1/0_AAAC | oh_cond_1/0_AAAC | oh_cond_1/0_AAAC | oh_cond_1/0_AAAC |  | 1.078+1.186j | 0.201+0.467j | 0.201+0.467j | 0.201+0.467j | 1.078+1.186j | 0.201+0.467j | 0.201+0.467j | 0.201+0.467j | 1.078+1.186j | 13.243 | -2.726 | -2.726 | -2.726 | 13.243 | -2.726 | -2.726 | -2.726 | 13.243 |  | no
bal_1P_1/0AA_1/0AC(N) |  | oh_cond_1/0_AAAC | oh_cond_1/0_AAAC | oh_cond_1/0_AAAC | oh_cond_1/0_ACSR |  | 1.08+1.187j | 0.203+0.469j | 0.203+0.469j | 0.203+0.469j | 1.08+1.187j | 0.203+0.469j | 0.203+0.469j | 0.203+0.469j | 1.08+1.187j | 13.243 | -2.726 | -2.726 | -2.726 | 13.243 | -2.726 | -2.726 | -2.726 | 13.243 |  | no
bal_1P_1/0AC |  | oh_cond_1/0_ACSR | oh_cond_1/0_ACSR | oh_cond_1/0_ACSR |  |  | 0.983+1.218j | 0.095+0.781j | 0.095+0.781j | 0.095+0.781j | 0.983+1.218j | 0.095+0.781j | 0.095+0.781j | 0.095+0.781j | 0.983+1.218j | 12.796 | -3.172 | -3.172 | -3.172 | 12.796 | -3.172 | -3.172 | -3.172 | 12.796 |  | no
bal_1P_1/0AC_1/0AA(N) |  | oh_cond_1/0_ACSR | oh_cond_1/0_ACSR | oh_cond_1/0_ACSR | oh_cond_1/0_AAAC |  | 1.089+1.184j | 0.201+0.467j | 0.201+0.467j | 0.201+0.467j | 1.089+1.184j | 0.201+0.467j | 0.201+0.467j | 0.201+0.467j | 1.089+1.184j | 13.243 | -2.726 | -2.726 | -2.726 | 13.243 | -2.726 | -2.726 | -2.726 | 13.243 |  | no
bal_1P_1/0AC_1/0AC(N) |  | oh_cond_1/0_ACSR | oh_cond_1/0_ACSR | oh_cond_1/0_ACSR | oh_cond_1/0_ACSR |  | 1.091+1.185j | 0.203+0.469j | 0.203+0.469j | 0.203+0.469j | 1.091+1.185j | 0.203+0.469j | 0.203+0.469j | 0.203+0.469j | 1.091+1.185j | 13.243 | -2.726 | -2.726 | -2.726 | 13.243 | -2.726 | -2.726 | -2.726 | 13.243 |  | no
bal_1P_1/0AC_4/0AL(N) |  | oh_cond_1/0_ACSR | oh_cond_1/0_ACSR | oh_cond_1/0_ACSR | oh_cond_4/0_AL |  | 1.022+1.12j | 0.134+0.404j | 0.134+0.404j | 0.134+0.404j | 1.022+1.12j | 0.134+0.404j | 0.134+0.404j | 0.134+0.404j | 1.022+1.12j | 13.261 | -2.707 | -2.707 | -2.707 | 13.261 | -2.707 | -2.707 | -2.707 | 13.261 |  | no
bal_1P_1/0AL_1/0AL(N) |  | oh_cond_1/0_AL | oh_cond_1/0_AL | oh_cond_1/0_AL | oh_cond_1/0_AL |  | 1.086+1.198j | 0.201+0.47j | 0.201+0.47j | 0.201+0.47j | 1.086+1.198j | 0.201+0.47j | 0.201+0.47j | 0.201+0.47j | 1.086+1.198j | 13.073 | -2.675 | -2.675 | -2.675 | 13.073 | -2.675 | -2.675 | -2.675 | 13.073 |  | no
bal_1P_2AC |  | oh_cond_2_ACSR | oh_cond_2_ACSR | oh_cond_2_ACSR |  |  | 1.505+1.527j | 0.095+0.781j | 0.095+0.781j | 0.095+0.781j | 1.505+1.527j | 0.095+0.781j | 0.095+0.781j | 0.095+0.781j | 1.505+1.527j | 12.393 | -3.017 | -3.017 | -3.017 | 12.393 | -3.017 | -3.017 | -3.017 | 12.393 |  | no
bal_1P_2AC_1/0AA(N) |  | oh_cond_2_ACSR | oh_cond_2_ACSR | oh_cond_2_ACSR | oh_cond_1/0_AAAC |  | 1.611+1.214j | 0.201+0.467j | 0.201+0.467j | 0.201+0.467j | 1.611+1.214j | 0.201+0.467j | 0.201+0.467j | 0.201+0.467j | 1.611+1.214j | 12.826 | -2.585 | -2.585 | -2.585 | 12.826 | -2.585 | -2.585 | -2.585 | 12.826 |  | no
bal_1P_2AC_1/0AC(N) |  | oh_cond_2_ACSR | oh_cond_2_ACSR | oh_cond_2_ACSR | oh_cond_1/0_ACSR |  | 1.613+1.215j | 0.203+0.469j | 0.203+0.469j | 0.203+0.469j | 1.613+1.215j | 0.203+0.469j | 0.203+0.469j | 0.203+0.469j | 1.613+1.215j | 12.826 | -2.585 | -2.585 | -2.585 | 12.826 | -2.585 | -2.585 | -2.585 | 12.826 |  | no
bal_1P_2AC_2AC(N) |  | oh_cond_2_ACSR | oh_cond_2_ACSR | oh_cond_2_ACSR | oh_cond_2_ACSR |  | 1.645+1.289j | 0.235+0.543j | 0.235+0.543j | 0.235+0.543j | 1.645+1.289j | 0.235+0.543j | 0.235+0.543j | 0.235+0.543j | 1.645+1.289j | 12.813 | -2.597 | -2.597 | -2.597 | 12.813 | -2.597 | -2.597 | -2.597 | 12.813 |  | no
bal_1P_3-104CW |  | oh_cond_3_#104_CWD | oh_cond_3_#104_CWD | oh_cond_3_#104_CWD |  |  | 6.041+1.65j | 0.095+0.781j | 0.095+0.781j | 0.095+0.781j | 6.041+1.65j | 0.095+0.781j | 0.095+0.781j | 0.095+0.781j | 6.041+1.65j | 11.719 | -2.762 | -2.762 | -2.762 | 11.719 | -2.762 | -2.762 | -2.762 | 11.719 |  | no
bal_1P_4/0AC |  | oh_cond_4/0_ACSR | oh_cond_4/0_ACSR | oh_cond_4/0_ACSR |  |  | 0.54+1.457j | 0.095+0.781j | 0.095+0.781j | 0.095+0.781j | 0.54+1.457j | 0.095+0.781j | 0.095+0.781j | 0.095+0.781j | 0.54+1.457j | 13.554 | -3.469 | -3.469 | -3.469 | 13.554 | -3.469 | -3.469 | -3.469 | 13.554 |  | no
bal_1P_4AC |  | oh_cond_4_ACSR | oh_cond_4_ACSR | oh_cond_4_ACSR |  |  | 2.335+1.555j | 0.095+0.781j | 0.095+0.781j | 0.095+0.781j | 2.335+1.555j | 0.095+0.781j | 0.095+0.781j | 0.095+0.781j | 2.335+1.555j | 11.91 | -2.834 | -2.834 | -2.834 | 11.91 | -2.834 | -2.834 | -2.834 | 11.91 |  | no
bal_1P_4ACW |  | oh_cond_4A_CWD | oh_cond_4A_CWD | oh_cond_4A_CWD |  |  | 1.49+1.583j | 0.095+0.781j | 0.095+0.781j | 0.095+0.781j | 1.49+1.583j | 0.095+0.781j | 0.095+0.781j | 0.095+0.781j | 1.49+1.583j | 12.178 | -2.935 | -2.935 | -2.935 | 12.178 | -2.935 | -2.935 | -2.935 | 12.178 |  | no
bal_1P_4AC_4AC(N) |  | oh_cond_4_ACSR | oh_cond_4_ACSR | oh_cond_4_ACSR | oh_cond_4_ACSR |  | 2.477+1.399j | 0.237+0.624j | 0.237+0.624j | 0.237+0.624j | 2.477+1.399j | 0.237+0.624j | 0.237+0.624j | 0.237+0.624j | 2.477+1.399j | 12.299 | -2.445 | -2.445 | -2.445 | 12.299 | -2.445 | -2.445 | -2.445 | 12.299 |  | no
bal_1P_4CU |  | oh_cond_4_CU | oh_cond_4_CU | oh_cond_4_CU |  |  | 1.483+1.565j | 0.095+0.781j | 0.095+0.781j | 0.095+0.781j | 1.483+1.565j | 0.095+0.781j | 0.095+0.781j | 0.095+0.781j | 1.483+1.565j | 11.78 | -2.785 | -2.785 | -2.785 | 11.78 | -2.785 | -2.785 | -2.785 | 11.78 |  | no
bal_1P_6CU |  | oh_cond_6_CU | oh_cond_6_CU | oh_cond_6_CU |  |  | 2.275+1.583j | 0.095+0.781j | 0.095+0.781j | 0.095+0.781j | 2.275+1.583j | 0.095+0.781j | 0.095+0.781j | 0.095+0.781j | 2.275+1.583j | 11.393 | -2.641 | -2.641 | -2.641 | 11.393 | -2.641 | -2.641 | -2.641 | 11.393 |  | no
bal_1P_336AL |  | oh_cond_336_5_MCM_AL | oh_cond_336_5_MCM_AL | oh_cond_336_5_MCM_AL |  |  | 0.374+1.431j | 0.095+0.781j | 0.095+0.781j | 0.095+0.781j | 0.374+1.431j | 0.095+0.781j | 0.095+0.781j | 0.095+0.781j | 0.374+1.431j | 13.957 | -3.628 | -3.628 | -3.628 | 13.957 | -3.628 | -3.628 | -3.628 | 13.957 |  | no
bal_1P_477AL |  | oh_cond_477_MCM_AL | oh_cond_477_MCM_AL | oh_cond_477_MCM_AL |  |  | 0.293+1.41j | 0.095+0.781j | 0.095+0.781j | 0.095+0.781j | 0.293+1.41j | 0.095+0.781j | 0.095+0.781j | 0.095+0.781j | 0.293+1.41j | 14.4 | -3.806 | -3.806 | -3.806 | 14.4 | -3.806 | -3.806 | -3.806 | 14.4 |  | no
bal_1P_477AL_4/0AA(N) |  | oh_cond_477_MCM_AL | oh_cond_477_MCM_AL | oh_cond_477_MCM_AL | oh_cond_4/0_AAAC |  | 0.332+1.031j | 0.134+0.402j | 0.134+0.402j | 0.134+0.402j | 0.332+1.031j | 0.134+0.402j | 0.134+0.402j | 0.134+0.402j | 0.332+1.031j | 14.927 | -3.279 | -3.279 | -3.279 | 14.927 | -3.279 | -3.279 | -3.279 | 14.927 |  | no
bal_1P_477AL_4/0AC(N) |  | oh_cond_477_ACSR | oh_cond_477_ACSR | oh_cond_477_ACSR | oh_cond_4/0_ACSR |  | 0.332+1.017j | 0.136+0.403j | 0.136+0.403j | 0.136+0.403j | 0.332+1.017j | 0.136+0.403j | 0.136+0.403j | 0.136+0.403j | 0.332+1.017j | 15.118 | -3.347 | -3.347 | -3.347 | 15.118 | -3.347 | -3.347 | -3.347 | 15.118 |  | no
bal_1P_WYECUST |  | oh_cond_2/0_CU | oh_cond_2/0_CU | oh_cond_2/0_CU | oh_cond_3_#7_CWD_30% |  | 0.66+1.378j | 0.22+0.666j | 0.22+0.666j | 0.22+0.666j | 0.66+1.378j | 0.22+0.666j | 0.22+0.666j | 0.22+0.666j | 0.66+1.378j | 13.24 | -2.712 | -2.712 | -2.712 | 13.24 | -2.712 | -2.712 | -2.712 | 13.24 |  | no
bal_3P_1/0AA |  | oh_cond_1/0_AAAC | oh_cond_1/0_AAAC | oh_cond_1/0_AAAC |  |  | 0.972+1.499j | 0.095+0.781j | 0.095+0.781j | 0.095+0.781j | 0.972+1.499j | 0.095+0.781j | 0.095+0.781j | 0.095+0.781j | 0.972+1.499j | 12.796 | -3.172 | -3.172 | -3.172 | 12.796 | -3.172 | -3.172 | -3.172 | 12.796 |  | no
bal_3P_1/0AA_1/0AA(N) |  | oh_cond_1/0_AAAC | oh_cond_1/0_AAAC | oh_cond_1/0_AAAC | oh_cond_1/0_AAAC |  | 1.078+1.186j | 0.201+0.467j | 0.201+0.467j | 0.201+0.467j | 1.078+1.186j | 0.201+0.467j | 0.201+0.467j | 0.201+0.467j | 1.078+1.186j | 13.243 | -2.726 | -2.726 | -2.726 | 13.243 | -2.726 | -2.726 | -2.726 | 13.243 |  | no
bal_3P_1/0AA_1/0AC(N) |  | oh_cond_1/0_AAAC | oh_cond_1/0_AAAC | oh_cond_1/0_AAAC | oh_cond_1/0_ACSR |  | 1.08+1.187j | 0.203+0.469j | 0.203+0.469j | 0.203+0.469j | 1.08+1.187j | 0.203+0.469j | 0.203+0.469j | 0.203+0.469j | 1.08+1.187j | 13.243 | -2.726 | -2.726 | -2.726 | 13.243 | -2.726 | -2.726 | -2.726 | 13.243 |  | no
bal_3P_1/0AA_4/0AL(N) |  | oh_cond_1/0_AAAC | oh_cond_1/0_AAAC | oh_cond_1/0_AAAC | oh_cond_4/0_AL |  | 1.011+1.123j | 0.134+0.404j | 0.134+0.404j | 0.134+0.404j | 1.011+1.123j | 0.134+0.404j | 0.134+0.404j | 0.134+0.404j | 1.011+1.123j | 13.261 | -2.707 | -2.707 | -2.707 | 13.261 | -2.707 | -2.707 | -2.707 | 13.261 |  | no
bal_3P_1/0AC |  | oh_cond_1/0_ACSR | oh_cond_1/0_ACSR | oh_cond_1/0_ACSR |  |  | 0.983+1.497j | 0.095+0.781j | 0.095+0.781j | 0.095+0.781j | 0.983+1.497j | 0.095+0.781j | 0.095+0.781j | 0.095+0.781j | 0.983+1.497j | 12.796 | -3.172 | -3.172 | -3.172 | 12.796 | -3.172 | -3.172 | -3.172 | 12.796 |  | no
bal_3P_1/0AC_1/0AA(N) |  | oh_cond_1/0_ACSR | oh_cond_1/0_ACSR | oh_cond_1/0_ACSR | oh_cond_1/0_AAAC |  | 1.089+1.184j | 0.201+0.467j | 0.201+0.467j | 0.201+0.467j | 1.089+1.184j | 0.201+0.467j | 0.201+0.467j | 0.201+0.467j | 1.089+1.184j | 13.243 | -2.726 | -2.726 | -2.726 | 13.243 | -2.726 | -2.726 | -2.726 | 13.243 |  | no
bal_3P_1/0AC_1/0AC(N) |  | oh_cond_1/0_ACSR | oh_cond_1/0_ACSR | oh_cond_1/0_ACSR | oh_cond_1/0_ACSR |  | 1.091+1.185j | 0.203+0.469j | 0.203+0.469j | 0.203+0.469j | 1.091+1.185j | 0.203+0.469j | 0.203+0.469j | 0.203+0.469j | 1.091+1.185j | 13.243 | -2.726 | -2.726 | -2.726 | 13.243 | -2.726 | -2.726 | -2.726 | 13.243 |  | no
bal_3P_1/0AC_4/0AL(N) |  | oh_cond_1/0_ACSR | oh_cond_1/0_ACSR | oh_cond_1/0_ACSR | oh_cond_4/0_AL |  | 1.022+1.12j | 0.134+0.404j | 0.134+0.404j | 0.134+0.404j | 1.022+1.12j | 0.134+0.404j | 0.134+0.404j | 0.134+0.404j | 1.022+1.12j | 13.261 | -2.707 | -2.707 | -2.707 | 13.261 | -2.707 | -2.707 | -2.707 | 13.261 |  | no
bal_3P_1AC_1/0AC(N) |  | oh_cond_1_ACSR | oh_cond_1_ACSR | oh_cond_1_ACSR | oh_cond_1/0_ACSR |  | 1.323+1.211j | 0.203+0.469j | 0.203+0.469j | 0.203+0.469j | 1.323+1.211j | 0.203+0.469j | 0.203+0.469j | 0.203+0.469j | 1.323+1.211j | 12.844 | -2.591 | -2.591 | -2.591 | 12.844 | -2.591 | -2.591 | -2.591 | 12.844 |  | no
bal_3P_2AC |  | oh_cond_2_ACSR | oh_cond_2_ACSR | oh_cond_2_ACSR |  |  | 1.505+1.527j | 0.095+0.781j | 0.095+0.781j | 0.095+0.781j | 1.505+1.527j | 0.095+0.781j | 0.095+0.781j | 0.095+0.781j | 1.505+1.527j | 12.393 | -3.017 | -3.017 | -3.017 | 12.393 | -3.017 | -3.017 | -3.017 | 12.393 |  | no
bal_3P_2AC_1/0AA(N) |  | oh_cond_2_ACSR | oh_cond_2_ACSR | oh_cond_2_ACSR | oh_cond_1/0_AAAC |  | 1.611+1.214j | 0.201+0.467j | 0.201+0.467j | 0.201+0.467j | 1.611+1.214j | 0.201+0.467j | 0.201+0.467j | 0.201+0.467j | 1.611+1.214j | 12.826 | -2.585 | -2.585 | -2.585 | 12.826 | -2.585 | -2.585 | -2.585 | 12.826 |  | no
bal_3P_2AC_4/0AA(N) |  | oh_cond_2_ACSR | oh_cond_2_ACSR | oh_cond_2_ACSR | oh_cond_4/0_AAAC |  | 1.544+1.148j | 0.134+0.402j | 0.134+0.402j | 0.134+0.402j | 1.544+1.148j | 0.134+0.402j | 0.134+0.402j | 0.134+0.402j | 1.544+1.148j | 12.849 | -2.562 | -2.562 | -2.562 | 12.849 | -2.562 | -2.562 | -2.562 | 12.849 |  | no
bal_3P_4/0AA |  | oh_cond_4/0_AAAC | oh_cond_4/0_AAAC | oh_cond_4/0_AAAC |  |  | 0.534+1.457j | 0.095+0.781j | 0.095+0.781j | 0.095+0.781j | 0.534+1.457j | 0.095+0.781j | 0.095+0.781j | 0.095+0.781j | 0.534+1.457j | 13.554 | -3.469 | -3.469 | -3.469 | 13.554 | -3.469 | -3.469 | -3.469 | 13.554 |  | no
bal_3P_4/0AA_1/0AA(N) |  | oh_cond_4/0_AAAC | oh_cond_4/0_AAAC | oh_cond_4/0_AAAC | oh_cond_1/0_AAAC |  | 0.64+1.144j | 0.201+0.467j | 0.201+0.467j | 0.201+0.467j | 0.64+1.144j | 0.201+0.467j | 0.201+0.467j | 0.201+0.467j | 0.64+1.144j | 14.027 | -2.996 | -2.996 | -2.996 | 14.027 | -2.996 | -2.996 | -2.996 | 14.027 |  | no
bal_3P_4/0AA_4/0AA(N) |  | oh_cond_4/0_AAAC | oh_cond_4/0_AAAC | oh_cond_4/0_AAAC | oh_cond_4/0_AAAC |  | 0.573+1.078j | 0.134+0.402j | 0.134+0.402j | 0.134+0.402j | 0.573+1.078j | 0.134+0.402j | 0.134+0.402j | 0.134+0.402j | 0.573+1.078j | 14.052 | -2.971 | -2.971 | -2.971 | 14.052 | -2.971 | -2.971 | -2.971 | 14.052 |  | no
bal_3P_4/0AC_4/0AA(N) |  | oh_cond_4/0_ACSR | oh_cond_4/0_ACSR | oh_cond_4/0_ACSR | oh_cond_4/0_AAAC |  | 0.579+1.078j | 0.134+0.402j | 0.134+0.402j | 0.134+0.402j | 0.579+1.078j | 0.134+0.402j | 0.134+0.402j | 0.134+0.402j | 0.579+1.078j | 14.052 | -2.971 | -2.971 | -2.971 | 14.052 | -2.971 | -2.971 | -2.971 | 14.052 |  | no
bal_3P_4/0AC_4/0AC(N) |  | oh_cond_4/0_ACSR | oh_cond_4/0_ACSR | oh_cond_4/0_ACSR | oh_cond_4/0_ACSR |  | 0.581+1.079j | 0.136+0.403j | 0.136+0.403j | 0.136+0.403j | 0.581+1.079j | 0.136+0.403j | 0.136+0.403j | 0.136+0.403j | 0.581+1.079j | 14.052 | -2.971 | -2.971 | -2.971 | 14.052 | -2.971 | -2.971 | -2.971 | 14.052 |  | no
bal_3P_4/0AL_1/0AC(N) |  | oh_cond_4/0_AL | oh_cond_4/0_AL | oh_cond_4/0_AL | oh_cond_1/0_ACSR |  | 0.645+1.154j | 0.203+0.469j | 0.203+0.469j | 0.203+0.469j | 0.645+1.154j | 0.203+0.469j | 0.203+0.469j | 0.203+0.469j | 0.645+1.154j | 13.848 | -2.934 | -2.934 | -2.934 | 13.848 | -2.934 | -2.934 | -2.934 | 13.848 |  | no
bal_3P_4CU |  | oh_cond_4_CU | oh_cond_4_CU | oh_cond_4_CU |  |  | 1.483+1.565j | 0.095+0.781j | 0.095+0.781j | 0.095+0.781j | 1.483+1.565j | 0.095+0.781j | 0.095+0.781j | 0.095+0.781j | 1.483+1.565j | 11.78 | -2.785 | -2.785 | -2.785 | 11.78 | -2.785 | -2.785 | -2.785 | 11.78 |  | no
bal_3P_477AC_4/0AA(N) |  | oh_cond_477_ACSR | oh_cond_477_ACSR | oh_cond_477_ACSR | oh_cond_4/0_AAAC |  | 0.33+1.016j | 0.134+0.402j | 0.134+0.402j | 0.134+0.402j | 0.33+1.016j | 0.134+0.402j | 0.134+0.402j | 0.134+0.402j | 0.33+1.016j | 15.118 | -3.347 | -3.347 | -3.347 | 15.118 | -3.347 | -3.347 | -3.347 | 15.118 |  | no
bal_3P_477AL |  | oh_cond_477_MCM_AL | oh_cond_477_MCM_AL | oh_cond_477_MCM_AL |  |  | 0.293+1.41j | 0.095+0.775j | 0.095+0.775j | 0.095+0.775j | 0.293+1.41j | 0.095+0.775j | 0.095+0.775j | 0.095+0.775j | 0.293+1.41j | 14.305 | -3.735 | -3.735 | -3.735 | 14.305 | -3.735 | -3.735 | -3.735 | 14.305 |  | no
bal_3P_477AL_1/0AA(N) |  | oh_cond_477_MCM_AL | oh_cond_477_MCM_AL | oh_cond_477_MCM_AL | oh_cond_1/0_AAAC |  | 0.399+1.097j | 0.201+0.467j | 0.201+0.467j | 0.201+0.467j | 0.399+1.097j | 0.201+0.467j | 0.201+0.467j | 0.201+0.467j | 0.399+1.097j | 14.9 | -3.306 | -3.306 | -3.306 | 14.9 | -3.306 | -3.306 | -3.306 | 14.9 |  | no
bal_3P_477AL_2/0CU(N) |  | oh_cond_477_MCM_AL | oh_cond_477_MCM_AL | oh_cond_477_MCM_AL | oh_cond_2/0_CU |  | 0.329+1.038j | 0.131+0.409j | 0.131+0.409j | 0.131+0.409j | 0.329+1.038j | 0.131+0.409j | 0.131+0.409j | 0.131+0.409j | 0.329+1.038j | 14.903 | -3.303 | -3.303 | -3.303 | 14.903 | -3.303 | -3.303 | -3.303 | 14.903 |  | no
bal_3P_477AL_4/0AA(N) |  | oh_cond_477_MCM_AL | oh_cond_477_MCM_AL | oh_cond_477_MCM_AL | oh_cond_4/0_AAAC |  | 0.332+1.031j | 0.134+0.402j | 0.134+0.402j | 0.134+0.402j | 0.332+1.031j | 0.134+0.402j | 0.134+0.402j | 0.134+0.402j | 0.332+1.031j | 14.927 | -3.279 | -3.279 | -3.279 | 14.927 | -3.279 | -3.279 | -3.279 | 14.927 |  | no
bal_3P_477AL_4/0AC(N) |  | oh_cond_477_MCM_AL | oh_cond_477_MCM_AL | oh_cond_477_MCM_AL | oh_cond_4/0_ACSR |  | 0.334+1.032j | 0.136+0.403j | 0.136+0.403j | 0.136+0.403j | 0.334+1.032j | 0.136+0.403j | 0.136+0.403j | 0.136+0.403j | 0.334+1.032j | 14.927 | -3.279 | -3.279 | -3.279 | 14.927 | -3.279 | -3.279 | -3.279 | 14.927 |  | no
bal_3P_477AL_4/0AL(N) |  | oh_cond_477_MCM_AL | oh_cond_477_MCM_AL | oh_cond_477_MCM_AL | oh_cond_4/0_AL |  | 0.332+1.034j | 0.134+0.404j | 0.134+0.404j | 0.134+0.404j | 0.332+1.034j | 0.134+0.404j | 0.134+0.404j | 0.134+0.404j | 0.332+1.034j | 14.921 | -3.285 | -3.285 | -3.285 | 14.921 | -3.285 | -3.285 | -3.285 | 14.921 |  | no
bal_3P_WYECUST |  | oh_cond_2/0_CU | oh_cond_2/0_CU | oh_cond_2/0_CU | oh_cond_3_#7_CWD_30% |  | 0.66+1.378j | 0.22+0.666j | 0.22+0.666j | 0.22+0.666j | 0.66+1.378j | 0.22+0.666j | 0.22+0.666j | 0.22+0.666j | 0.66+1.378j | 13.24 | -2.712 | -2.712 | -2.712 | 13.24 | -2.712 | -2.712 | -2.712 | 13.24 |  | no
unb_3P_2-2AC_1/0AA |  | oh_cond_2_ACSR | oh_cond_2_ACSR | oh_cond_1/0_AAAC |  |  | 1.505+1.527j | 0.095+0.781j | 0.095+0.781j | 0.095+0.781j | 1.505+1.527j | 0.095+0.781j | 0.095+0.781j | 0.095+0.781j | 0.972+1.499j | 12.427 | -3.072 | -3.072 | -3.072 | 12.427 | -3.072 | -3.072 | -3.072 | 12.764 |  | no
unb_TAPWIRE_OH |  | oh_cond_WP-4/0-CU | oh_cond_WP-4/0-CU | oh_cond_WP-4/0-CU | oh_cond_WP-4/0-CU |  | 0.365+1.097j | 0.093+0.433j | 0.094+0.34j | 0.093+0.433j | 0.368+1.078j | 0.095+0.401j | 0.094+0.34j | 0.095+0.401j | 0.368+1.077j | 14.911 | -4.341 | -1.953 | -4.341 | 15.781 | -3.724 | -1.953 | -3.724 | 14.818 |  | no
und_1P_1/0ALURD_1/0AL(N) |  | und_cond_1P_1/0ALURD_1/0AL(N) | und_cond_1P_1/0ALURD_1/0AL(N) | und_cond_1P_1/0ALURD_1/0AL(N) |  |  | 1.674+0.526j | 0.0+0.0j | 0.0+0.0j | 0.0+0.0j | 1.674+0.526j | 0.0+0.0j | 0.0+0.0j | 0.0+0.0j | 1.674+0.526j | 530.19 | 0 | 0 | 0 | 530.19 | 0 | 0 | 0 | 530.19 |  | no
und_1P_2ALURD |  | und_cond_1P_2ALURD | und_cond_1P_2ALURD | und_cond_1P_2ALURD |  |  | 2.379+0.823j | 0.0+0.0j | 0.0+0.0j | 0.0+0.0j | 2.379+0.823j | 0.0+0.0j | 0.0+0.0j | 0.0+0.0j | 2.379+0.823j | 401.497 | 0 | 0 | 0 | 401.497 | 0 | 0 | 0 | 401.497 |  | no
und_1P_2ALURD_2AL(N) |  | und_cond_1P_2ALURD_2AL(N) | und_cond_1P_2ALURD_2AL(N) | und_cond_1P_2ALURD_2AL(N) |  |  | 2.379+0.823j | 0.0+0.0j | 0.0+0.0j | 0.0+0.0j | 2.379+0.823j | 0.0+0.0j | 0.0+0.0j | 0.0+0.0j | 2.379+0.823j | 401.497 | 0 | 0 | 0 | 401.497 | 0 | 0 | 0 | 401.497 |  | no
und_1P_DELTACUST |  | und_cond_1P_DELTACUST | und_cond_1P_DELTACUST | und_cond_1P_DELTACUST |  |  | 0.179+0.233j | 0.061-0.024j | 0.061-0.024j | 0.061-0.024j | 0.179+0.233j | 0.061-0.024j | 0.061-0.024j | 0.061-0.024j | 0.179+0.233j | 324.124 | 0 | 0 | 0 | 324.124 | 0 | 0 | 0 | 324.124 |  | no
und_1P_WYECUST |  | und_cond_1P_WYECUST | und_cond_1P_WYECUST | und_cond_1P_WYECUST |  |  | 0.179+0.233j | 0.061-0.024j | 0.061-0.024j | 0.061-0.024j | 0.179+0.233j | 0.061-0.024j | 0.061-0.024j | 0.061-0.024j | 0.179+0.233j | 324.124 | 0 | 0 | 0 | 324.124 | 0 | 0 | 0 | 324.124 |  | no
und_2P_1/0ALURD_1/0AL(N) |  | und_cond_2P_1/0ALURD_1/0AL(N) | und_cond_2P_1/0ALURD_1/0AL(N) | und_cond_2P_1/0ALURD_1/0AL(N) |  |  | 1.603+0.541j | 0.507+0.17j | 0.507+0.17j | 0.507+0.17j | 1.603+0.541j | 0.507+0.17j | 0.507+0.17j | 0.507+0.17j | 1.603+0.541j | 575.194 | 0 | 0 | 0 | 575.194 | 0 | 0 | 0 | 575.194 |  | no
und_3P_1/0ALURD_1/0AL(N) |  | und_cond_3P_1/0ALURD_1/0AL(N) | und_cond_3P_1/0ALURD_1/0AL(N) | und_cond_3P_1/0ALURD_1/0AL(N) |  |  | 1.489+0.467j | 0.385+0.07j | 0.385+0.07j | 0.385+0.07j | 1.489+0.467j | 0.385+0.07j | 0.385+0.07j | 0.385+0.07j | 1.489+0.467j | 530.19 | 0 | 0 | 0 | 530.19 | 0 | 0 | 0 | 530.19 |  | no
und_3P_2ALURD_2AL(N) |  | und_cond_3P_2ALURD_2AL(N) | und_cond_3P_2ALURD_2AL(N) | und_cond_3P_2ALURD_2AL(N) |  |  | 2.125+0.49j | 0.384+0.067j | 0.384+0.067j | 0.384+0.067j | 2.125+0.49j | 0.384+0.067j | 0.384+0.067j | 0.384+0.067j | 2.125+0.49j | 401.497 | 0 | 0 | 0 | 401.497 | 0 | 0 | 0 | 401.497 |  | no
und_3P_DELTACUST |  | und_cond_3P_DELTACUST | und_cond_3P_DELTACUST | und_cond_3P_DELTACUST |  |  | 0.179+0.233j | 0.061-0.024j | 0.061-0.024j | 0.061-0.024j | 0.179+0.233j | 0.061-0.024j | 0.061-0.024j | 0.061-0.024j | 0.179+0.233j | 324.124 | 0 | 0 | 0 | 324.124 | 0 | 0 | 0 | 324.124 |  | no
und_3P_WYECUST |  | und_cond_3P_WYECUST | und_cond_3P_WYECUST | und_cond_3P_WYECUST |  |  | 0.179+0.233j | 0.061-0.024j | 0.061-0.024j | 0.061-0.024j | 0.179+0.233j | 0.061-0.024j | 0.061-0.024j | 0.061-0.024j | 0.179+0.233j | 324.124 | 0 | 0 | 0 | 324.124 | 0 | 0 | 0 | 324.124 |  | no
und_TAPWIRE_UG |  | und_cond_TAPWIRE_UG | und_cond_TAPWIRE_UG | und_cond_TAPWIRE_UG |  |  | 0.001+0.001j | 0.0+0.0j | 0.0+0.0j | 0.0+0.0j | 0.001+0.001j | 0.0+0.0j | 0.0+0.0j | 0.0+0.0j | 0.001+0.001j | 0 | 0 | 0 | 0 | 0 | 0 | 0 | 0 | 0 |  | no

## load
data_type | static
owner_type | feeder
owner | 8102702
object | load
name | groupid | parent | bustype | phases | nominal_voltage | load_class | constant_power_A | constant_power_B | constant_power_C | constant_current_A | constant_current_B | constant_current_C | constant_impedance_A | constant_impedance_B | constant_impedance_C | base_power_A | base_power_B | base_power_C | power_pf_A | power_pf_B | power_pf_C | current_pf_A | current_pf_B | current_pf_C | impedance_pf_A | impedance_pf_B | impedance_pf_C | power_fraction_A | power_fraction_B | power_fraction_C | current_fraction_A | current_fraction_B | current_fraction_C | impedance_fraction_A | impedance_fraction_B | impedance_fraction_C | dcircuit | selected | monitored | monitored_fields | class_monitored_fields | played | played_fields | base_kw_A | base_kw_B | base_kw_C | kw_A | kw_B | kw_C | comments | critical_load | dem_resp_lb | dem_resp_ub | dem_resp_shortage_cost | dem_resp_surplus_cost | num_customers
load_220243618 |  | node_1420663_663_15278553_434 |  | AN | 0 | NonResidential | 32000+13631.943j | 0 | 0 | 0 | 0 | 0 | [24 empty] | 8102702 | no | no |  |  | no |  | 0 | 0 | 0 | 0 | 0 | 0 |  | 1 | 1 | 1 | 0 | 0 | 0
load_220337670 |  | node_1421231_97_15278331_469 |  | AN | 0 | Residential | 18064.8+7695.573j | 0 | 0 | 0 | 0 | 0 | [24 empty] | 8102702 | no | no |  |  | no |  | 0 | 0 | 0 | 0 | 0 | 0 |  | 1 | 1 | 1 | 0 | 0 | 0
load_220337671 |  | node_1421304_839_15277960_448 |  | AN | 0 | Residential | 44006.4+18746.648j | 0 | 0 | 0 | 0 | 0 | [24 empty] | 8102702 | no | no |  |  | no |  | 0 | 0 | 0 | 0 | 0 | 0 |  | 1 | 1 | 1 | 0 | 0 | 0
load_220337684 |  | node_1420464_572_15270476_27 |  | ABCN | 0 | NonResidential | 6666.667+2839.988j | 6666.667+2839.988j | 6666.667+2839.988j | 0 | 0 | 0 | [24 empty] | 8102702 | no | no |  |  | no |  | 0 | 0 | 0 | 0 | 0 | 0 |  | 1 | 1 | 1 | 0 | 0 | 0
load_220337993 |  | node_1420200_763_15277779_708 |  | AN | 0 | Residential | 25200+10735.155j | 0 | 0 | 0 | 0 | 0 | [24 empty] | 8102702 | no | no |  |  | no |  | 0 | 0 | 0 | 0 | 0 | 0 |  | 1 | 1 | 1 | 0 | 0 | 0
load_220337994 |  | node_1420609_675_15277972_047 |  | AN | 0 | Residential | 50061.6+21326.152j | 0 | 0 | 0 | 0 | 0 | [24 empty] | 8102702 | no | no |  |  | no |  | 0 | 0 | 0 | 0 | 0 | 0 |  | 1 | 1 | 1 | 0 | 0 | 0
load_220337995 |  | node_1420227_502_15278050_511 |  | AN | 0 | Residential | 13996.8+5962.612j | 0 | 0 | 0 | 0 | 0 | [24 empty] | 8102702 | no | no |  |  | no |  | 0 | 0 | 0 | 0 | 0 | 0 |  | 1 | 1 | 1 | 0 | 0 | 0
load_220337996 |  | node_1420649_472_15277639_257 |  | AN | 0 | Residential | 51249.6+21832.238j | 0 | 0 | 0 | 0 | 0 | [24 empty] | 8102702 | no | no |  |  | no |  | 0 | 0 | 0 | 0 | 0 | 0 |  | 1 | 1 | 1 | 0 | 0 | 0
load_220337997 |  | node_1420266_862_15277564_596 |  | AN | 0 | Residential | 12938.4+5511.735j | 0 | 0 | 0 | 0 | 0 | [24 empty] | 8102702 | no | no |  |  | no |  | 0 | 0 | 0 | 0 | 0 | 0 |  | 1 | 1 | 1 | 0 | 0 | 0
load_220338023 |  | node_1420720_728_15276572_95 |  | AN | 0 | Residential | 45043.2+19188.323j | 0 | 0 | 0 | 0 | 0 | [24 empty] | 8102702 | no | no |  |  | no |  | 0 | 0 | 0 | 0 | 0 | 0 |  | 1 | 1 | 1 | 0 | 0 | 0
load_220338025 |  | node_1419994_634_15276586_121 |  | AN | 0 | NonResidential | 2000+851.996j | 0 | 0 | 0 | 0 | 0 | [24 empty] | 8102702 | no | no |  |  | no |  | 0 | 0 | 0 | 0 | 0 | 0 |  | 1 | 1 | 1 | 0 | 0 | 0
load_220338026 |  | node_1419975_325_15276579_828 |  | BN | 0 | NonResidential | 0 | 2000+851.996j | 0 | 0 | 0 | 0 | [24 empty] | 8102702 | no | no |  |  | no |  | 0 | 0 | 0 | 0 | 0 | 0 |  | 1 | 1 | 1 | 0 | 0 | 0
load_220338027 |  | node_1420014_471_15276585_504 |  | CN | 0 | NonResidential | 0 | 0 | 2000+851.996j | 0 | 0 | 0 | [24 empty] | 8102702 | no | no |  |  | no |  | 0 | 0 | 0 | 0 | 0 | 0 |  | 1 | 1 | 1 | 0 | 0 | 0
load_220338050 |  | node_1420272_297_15276824_417 |  | AN | 0 | Residential | 5220+2223.711j | 0 | 0 | 0 | 0 | 0 | [24 empty] | 8102702 | no | no |  |  | no |  | 0 | 0 | 0 | 0 | 0 | 0 |  | 1 | 1 | 1 | 0 | 0 | 0
load_220338051 |  | node_1420740_719_15276861_272 |  | AN | 0 | Residential | 64692+27558.677j | 0 | 0 | 0 | 0 | 0 | [24 empty] | 8102702 | no | no |  |  | no |  | 0 | 0 | 0 | 0 | 0 | 0 |  | 1 | 1 | 1 | 0 | 0 | 0
load_220338052 |  | node_1421074_369_15276775_816 |  | AN | 0 | Residential | 9000+3833.984j | 0 | 0 | 0 | 0 | 0 | [24 empty] | 8102702 | no | no |  |  | no |  | 0 | 0 | 0 | 0 | 0 | 0 |  | 1 | 1 | 1 | 0 | 0 | 0
load_220338056 |  | node_1420674_635_15279796_867 |  | AN | 0 | Residential | 13392+5704.968j | 0 | 0 | 0 | 0 | 0 | [24 empty] | 8102702 | no | no |  |  | no |  | 0 | 0 | 0 | 0 | 0 | 0 |  | 1 | 1 | 1 | 0 | 0 | 0
load_220338057 |  | node_1421271_176_15279613_884 |  | AN | 0 | Other | 0 | 0 | 0 | 0 | 0 | 0 | [24 empty] | 8102702 | no | no |  |  | no |  | 0 | 0 | 0 | 0 | 0 | 0 |  | 1 | 1 | 1 | 0 | 0 | 0
load_220338058 |  | node_1421286_208_15279631_378 |  | AN | 0 | Other | 0 | 0 | 0 | 0 | 0 | 0 | [24 empty] | 8102702 | no | no |  |  | no |  | 0 | 0 | 0 | 0 | 0 | 0 |  | 1 | 1 | 1 | 0 | 0 | 0
load_220338070 |  | node_1420874_347_15277138_94 |  | AN | 0 | Residential | 61884+26362.474j | 0 | 0 | 0 | 0 | 0 | [24 empty] | 8102702 | no | no |  |  | no |  | 0 | 0 | 0 | 0 | 0 | 0 |  | 1 | 1 | 1 | 0 | 0 | 0
load_220338071 |  | node_1420507_221_15277180_062 |  | AN | 0 | Residential | 32004+13633.647j | 0 | 0 | 0 | 0 | 0 | [24 empty] | 8102702 | no | no |  |  | no |  | 0 | 0 | 0 | 0 | 0 | 0 |  | 1 | 1 | 1 | 0 | 0 | 0
load_220338089 |  | node_1418576_979_15277001_781 |  | AN | 0 | NonResidential | 1720.8+733.058j | 0 | 0 | 0 | 0 | 0 | [24 empty] | 8102702 | no | no |  |  | no |  | 0 | 0 | 0 | 0 | 0 | 0 |  | 1 | 1 | 1 | 0 | 0 | 0
load_220338097 |  | node_1418781_513_15279301_374 |  | AN | 0 | NonResidential | 13000+5537.977j | 0 | 0 | 0 | 0 | 0 | [24 empty] | 8102702 | no | no |  |  | no |  | 0 | 0 | 0 | 0 | 0 | 0 |  | 1 | 1 | 1 | 0 | 0 | 0
load_220338098 |  | node_1418777_068_15279353_8 |  | BN | 0 | NonResidential | 0 | 13000+5537.977j | 0 | 0 | 0 | 0 | [24 empty] | 8102702 | no | no |  |  | no |  | 0 | 0 | 0 | 0 | 0 | 0 |  | 1 | 1 | 1 | 0 | 0 | 0
load_220338099 |  | node_1418776_717_15279327_175 |  | CN | 0 | NonResidential | 0 | 0 | 13000+5537.977j | 0 | 0 | 0 | [24 empty] | 8102702 | no | no |  |  | no |  | 0 | 0 | 0 | 0 | 0 | 0 |  | 1 | 1 | 1 | 0 | 0 | 0
load_220338100 |  | node_1418821_638_15275347_147 |  | AN | 0 | NonResidential | 1850.4+788.267j | 0 | 0 | 0 | 0 | 0 | [24 empty] | 8102702 | no | no |  |  | no |  | 0 | 0 | 0 | 0 | 0 | 0 |  | 1 | 1 | 1 | 0 | 0 | 0
load_220338101 |  | node_1418674_047_15274339_934 |  | AN | 0 | NonResidential | 3000+1277.995j | 0 | 0 | 0 | 0 | 0 | [24 empty] | 8102702 | no | no |  |  | no |  | 0 | 0 | 0 | 0 | 0 | 0 |  | 1 | 1 | 1 | 0 | 0 | 0
load_220338102 |  | node_1418782_739_15279137_126 |  | AN | 0 | NonResidential | 8333.333+3549.985j | 0 | 0 | 0 | 0 | 0 | [24 empty] | 8102702 | no | no |  |  | no |  | 0 | 0 | 0 | 0 | 0 | 0 |  | 1 | 1 | 1 | 0 | 0 | 0
load_220338103 |  | node_1418785_375_15279110_755 |  | BN | 0 | NonResidential | 0 | 8333.333+3549.985j | 0 | 0 | 0 | 0 | [24 empty] | 8102702 | no | no |  |  | no |  | 0 | 0 | 0 | 0 | 0 | 0 |  | 1 | 1 | 1 | 0 | 0 | 0
load_220338104 |  | node_1418785_283_15279163_552 |  | CN | 0 | NonResidential | 0 | 0 | 8333.333+3549.985j | 0 | 0 | 0 | [24 empty] | 8102702 | no | no |  |  | no |  | 0 | 0 | 0 | 0 | 0 | 0 |  | 1 | 1 | 1 | 0 | 0 | 0
load_220338105 |  | node_1418781_445_15272996_479 |  | AN | 0 | Other | 0 | 0 | 0 | 0 | 0 | 0 | [24 empty] | 8102702 | no | no |  |  | no |  | 0 | 0 | 0 | 0 | 0 | 0 |  | 1 | 1 | 1 | 0 | 0 | 0
load_220338106 |  | node_1419511_163_15271190_321 |  | AN | 0 | Other | 0 | 0 | 0 | 0 | 0 | 0 | [24 empty] | 8102702 | no | no |  |  | no |  | 0 | 0 | 0 | 0 | 0 | 0 |  | 1 | 1 | 1 | 0 | 0 | 0
load_220338111 |  | node_1420201_954_15270182_423 |  | AN | 0 | Other | 0 | 0 | 0 | 0 | 0 | 0 | [24 empty] | 8102702 | no | no |  |  | no |  | 0 | 0 | 0 | 0 | 0 | 0 |  | 1 | 1 | 1 | 0 | 0 | 0
load_220338115 |  | node_1418359_13_15277991_437 |  | AN | 0 | Other | 0 | 0 | 0 | 0 | 0 | 0 | [24 empty] | 8102702 | no | no |  |  | no |  | 0 | 0 | 0 | 0 | 0 | 0 |  | 1 | 1 | 1 | 0 | 0 | 0
load_220338125 |  | node_1418092_165_15279990_276 |  | AN | 0 | NonResidential | 70000+29819.875j | 0 | 0 | 0 | 0 | 0 | [24 empty] | 8102702 | no | no |  |  | no |  | 0 | 0 | 0 | 0 | 0 | 0 |  | 1 | 1 | 1 | 0 | 0 | 0
load_220338126 |  | node_1418072_856_15279983_994 |  | BN | 0 | NonResidential | 0 | 70000+29819.875j | 0 | 0 | 0 | 0 | [24 empty] | 8102702 | no | no |  |  | no |  | 0 | 0 | 0 | 0 | 0 | 0 |  | 1 | 1 | 1 | 0 | 0 | 0
load_220338127 |  | node_1418111_999_15279989_646 |  | CN | 0 | NonResidential | 0 | 0 | 70000+29819.875j | 0 | 0 | 0 | [24 empty] | 8102702 | no | no |  |  | no |  | 0 | 0 | 0 | 0 | 0 | 0 |  | 1 | 1 | 1 | 0 | 0 | 0
load_220338128 |  | node_1418708_896_15279891_307 |  | AN | 0 | NonResidential | 82000+34931.854j | 0 | 0 | 0 | 0 | 0 | [24 empty] | 8102702 | no | no |  |  | no |  | 0 | 0 | 0 | 0 | 0 | 0 |  | 1 | 1 | 1 | 0 | 0 | 0
load_220338196 |  | node_1421517_66_15275397_474 |  | AN | 0 | Residential | 0 | 0 | 0 | 0 | 0 | 0 | [24 empty] | 8102702 | no | no |  |  | no |  | 0 | 0 | 0 | 0 | 0 | 0 |  | 1 | 1 | 1 | 0 | 0 | 0
load_220338197 |  | node_1421977_574_15275429_191 |  | AN | 0 | Residential | 72+30.672j | 0 | 0 | 0 | 0 | 0 | [24 empty] | 8102702 | no | no |  |  | no |  | 0 | 0 | 0 | 0 | 0 | 0 |  | 1 | 1 | 1 | 0 | 0 | 0
load_220338198 |  | node_1421470_032_15268951_131 |  | AN | 0 | NonResidential | 1641.6+699.319j | 0 | 0 | 0 | 0 | 0 | [24 empty] | 8102702 | no | no |  |  | no |  | 0 | 0 | 0 | 0 | 0 | 0 |  | 1 | 1 | 1 | 0 | 0 | 0
load_220338207 |  | node_1420665_048_15278541_562 |  | BN | 0 | NonResidential | 0 | 32000+13631.943j | 0 | 0 | 0 | 0 | [24 empty] | 8102702 | no | no |  |  | no |  | 0 | 0 | 0 | 0 | 0 | 0 |  | 1 | 1 | 1 | 0 | 0 | 0
load_220338209 |  | node_1420670_697_15278528_835 |  | CN | 0 | NonResidential | 0 | 0 | 32000+13631.943j | 0 | 0 | 0 | [24 empty] | 8102702 | no | no |  |  | no |  | 0 | 0 | 0 | 0 | 0 | 0 |  | 1 | 1 | 1 | 0 | 0 | 0
load_220338254 |  | node_1420117_112_15280770_107 |  | AN | 0 | Residential | 50450.4+21491.78j | 0 | 0 | 0 | 0 | 0 | [24 empty] | 8102702 | no | no |  |  | no |  | 0 | 0 | 0 | 0 | 0 | 0 |  | 1 | 1 | 1 | 0 | 0 | 0
load_220338256 |  | node_1420260_875_15280480_547 |  | AN | 0 | Other | 0 | 0 | 0 | 0 | 0 | 0 | [24 empty] | 8102702 | no | no |  |  | no |  | 0 | 0 | 0 | 0 | 0 | 0 |  | 1 | 1 | 1 | 0 | 0 | 0
load_220338257 |  | node_1420411_502_15279859_654 |  | AN | 0 | NonResidential | 30729.6+13090.755j | 0 | 0 | 0 | 0 | 0 | [24 empty] | 8102702 | no | no |  |  | no |  | 0 | 0 | 0 | 0 | 0 | 0 |  | 1 | 1 | 1 | 0 | 0 | 0
load_220338263 |  | node_1421445_545_15278799_183 |  | AN | 0 | NonResidential | 7000+2981.988j | 0 | 0 | 0 | 0 | 0 | [24 empty] | 8102702 | no | no |  |  | no |  | 0 | 0 | 0 | 0 | 0 | 0 |  | 1 | 1 | 1 | 0 | 0 | 0
load_220338264 |  | node_1421464_914_15278793_544 |  | AN | 0 | NonResidential | 7000+2981.988j | 0 | 0 | 0 | 0 | 0 | [24 empty] | 8102702 | no | no |  |  | no |  | 0 | 0 | 0 | 0 | 0 | 0 |  | 1 | 1 | 1 | 0 | 0 | 0
load_220338265 |  | node_1421708_126_15278487_393 |  | AN | 0 | Other | 0 | 0 | 0 | 0 | 0 | 0 | [24 empty] | 8102702 | no | no |  |  | no |  | 0 | 0 | 0 | 0 | 0 | 0 |  | 1 | 1 | 1 | 0 | 0 | 0
load_220338266 |  | node_1421727_469_15278493_484 |  | BN | 0 | Other | 0 | 0 | 0 | 0 | 0 | 0 | [24 empty] | 8102702 | no | no |  |  | no |  | 0 | 0 | 0 | 0 | 0 | 0 |  | 1 | 1 | 1 | 0 | 0 | 0
load_220338267 |  | node_1421688_296_15278488_219 |  | CN | 0 | Other | 0 | 0 | 0 | 0 | 0 | 0 | [24 empty] | 8102702 | no | no |  |  | no |  | 0 | 0 | 0 | 0 | 0 | 0 |  | 1 | 1 | 1 | 0 | 0 | 0
load_220338269 |  | node_1420831_448_15278233_314 |  | AN | 0 | Residential | 24832.8+10578.729j | 0 | 0 | 0 | 0 | 0 | [24 empty] | 8102702 | no | no |  |  | no |  | 0 | 0 | 0 | 0 | 0 | 0 |  | 1 | 1 | 1 | 0 | 0 | 0
load_220338271 |  | node_1421032_783_15277784_007 |  | AN | 0 | Residential | 55807.2+23773.768j | 0 | 0 | 0 | 0 | 0 | [24 empty] | 8102702 | no | no |  |  | no |  | 0 | 0 | 0 | 0 | 0 | 0 |  | 1 | 1 | 1 | 0 | 0 | 0
load_220338272 |  | node_1421126_829_15277252_693 |  | AN | 0 | Residential | 54396+23172.599j | 0 | 0 | 0 | 0 | 0 | [24 empty] | 8102702 | no | no |  |  | no |  | 0 | 0 | 0 | 0 | 0 | 0 |  | 1 | 1 | 1 | 0 | 0 | 0
load_220338273 |  | node_1421365_072_15276619_545 |  | AN | 0 | Residential | 53647.2+22853.612j | 0 | 0 | 0 | 0 | 0 | [24 empty] | 8102702 | no | no |  |  | no |  | 0 | 0 | 0 | 0 | 0 | 0 |  | 1 | 1 | 1 | 0 | 0 | 0
load_220338274 |  | node_1421386_994_15276213_501 |  | AN | 0 | Residential | 25120.8+10701.416j | 0 | 0 | 0 | 0 | 0 | [24 empty] | 8102702 | no | no |  |  | no |  | 0 | 0 | 0 | 0 | 0 | 0 |  | 1 | 1 | 1 | 0 | 0 | 0
load_220338275 |  | node_1421391_514_15275714_448 |  | AN | 0 | Residential | 45468+19369.287j | 0 | 0 | 0 | 0 | 0 | [24 empty] | 8102702 | no | no |  |  | no |  | 0 | 0 | 0 | 0 | 0 | 0 |  | 1 | 1 | 1 | 0 | 0 | 0
load_220338276 |  | node_1421470_596_15274843_954 |  | AN | 0 | Residential | 42019.2+17900.104j | 0 | 0 | 0 | 0 | 0 | [24 empty] | 8102702 | no | no |  |  | no |  | 0 | 0 | 0 | 0 | 0 | 0 |  | 1 | 1 | 1 | 0 | 0 | 0
load_220338277 |  | node_1421747_69_15274554_872 |  | AN | 0 | Residential | 29145.6+12415.974j | 0 | 0 | 0 | 0 | 0 | [24 empty] | 8102702 | no | no |  |  | no |  | 0 | 0 | 0 | 0 | 0 | 0 |  | 1 | 1 | 1 | 0 | 0 | 0
load_220338281 |  | node_1421376_285_15274074_664 |  | AN | 0 | NonResidential | 10000+4259.982j | 0 | 0 | 0 | 0 | 0 | [24 empty] | 8102702 | no | no |  |  | no |  | 0 | 0 | 0 | 0 | 0 | 0 |  | 1 | 1 | 1 | 0 | 0 | 0
load_220338282 |  | node_1421378_675_15274048_249 |  | AN | 0 | NonResidential | 10000+4259.982j | 0 | 0 | 0 | 0 | 0 | [24 empty] | 8102702 | no | no |  |  | no |  | 0 | 0 | 0 | 0 | 0 | 0 |  | 1 | 1 | 1 | 0 | 0 | 0
load_220338283 |  | node_1421420_701_15273871_5 |  | AN | 0 | Residential | 4543.2+1935.395j | 0 | 0 | 0 | 0 | 0 | [24 empty] | 8102702 | no | no |  |  | no |  | 0 | 0 | 0 | 0 | 0 | 0 |  | 1 | 1 | 1 | 0 | 0 | 0
load_220338284 |  | node_1421413_581_15273529_001 |  | AN | 0 | Residential | 25315.2+10784.23j | 0 | 0 | 0 | 0 | 0 | [24 empty] | 8102702 | no | no |  |  | no |  | 0 | 0 | 0 | 0 | 0 | 0 |  | 1 | 1 | 1 | 0 | 0 | 0
load_220338285 |  | node_1420705_225_15273328_377 |  | AN | 0 | NonResidential | 1333.333+567.997j | 0 | 0 | 0 | 0 | 0 | [24 empty] | 8102702 | no | no |  |  | no |  | 0 | 0 | 0 | 0 | 0 | 0 |  | 1 | 1 | 1 | 0 | 0 | 0
load_220338286 |  | node_1420709_308_15273302_35 |  | BN | 0 | NonResidential | 0 | 1333.333+567.997j | 0 | 0 | 0 | 0 | [24 empty] | 8102702 | no | no |  |  | no |  | 0 | 0 | 0 | 0 | 0 | 0 |  | 1 | 1 | 1 | 0 | 0 | 0
load_220338287 |  | node_1420706_308_15273354_972 |  | CN | 0 | NonResidential | 0 | 0 | 1333.333+567.997j | 0 | 0 | 0 | [24 empty] | 8102702 | no | no |  |  | no |  | 0 | 0 | 0 | 0 | 0 | 0 |  | 1 | 1 | 1 | 0 | 0 | 0
load_220338288 |  | node_1421466_632_15272903_175 |  | AN | 0 | Residential | 36892.8+15716.267j | 0 | 0 | 0 | 0 | 0 | [24 empty] | 8102702 | no | no |  |  | no |  | 0 | 0 | 0 | 0 | 0 | 0 |  | 1 | 1 | 1 | 0 | 0 | 0
load_220338295 |  | node_1421106_257_15270366_199 |  | AN | 0 | Other | 0 | 0 | 0 | 0 | 0 | 0 | [24 empty] | 8102702 | no | no |  |  | no |  | 0 | 0 | 0 | 0 | 0 | 0 |  | 1 | 1 | 1 | 0 | 0 | 0
load_220338299 |  | node_1421640_244_15269975_764 |  | AN | 0 | NonResidential | 1432.8+610.37j | 0 | 0 | 0 | 0 | 0 | [24 empty] | 8102702 | no | no |  |  | no |  | 0 | 0 | 0 | 0 | 0 | 0 |  | 1 | 1 | 1 | 0 | 0 | 0
load_220338303 |  | node_1421861_479_15269383_804 |  | AN | 0 | Residential | 3873.6+1650.147j | 0 | 0 | 0 | 0 | 0 | [24 empty] | 8102702 | no | no |  |  | no |  | 0 | 0 | 0 | 0 | 0 | 0 |  | 1 | 1 | 1 | 0 | 0 | 0
load_220338304 |  | node_1421956_415_15269116_624 |  | AN | 0 | Residential | 20080.8+8554.385j | 0 | 0 | 0 | 0 | 0 | [24 empty] | 8102702 | no | no |  |  | no |  | 0 | 0 | 0 | 0 | 0 | 0 |  | 1 | 1 | 1 | 0 | 0 | 0
load_220338488 |  | node_1420164_031_15279710_948 |  | AN | 0 | Residential | 15703.2+6689.535j | 0 | 0 | 0 | 0 | 0 | [24 empty] | 8102702 | no | no |  |  | no |  | 0 | 0 | 0 | 0 | 0 | 0 |  | 1 | 1 | 1 | 0 | 0 | 0
load_220338508 |  | node_1419617_795_15279728_511 |  | AN | 0 | Residential | 14767.2+6290.801j | 0 | 0 | 0 | 0 | 0 | [24 empty] | 8102702 | no | no |  |  | no |  | 0 | 0 | 0 | 0 | 0 | 0 |  | 1 | 1 | 1 | 0 | 0 | 0
load_220338510 |  | node_1419097_235_15279759_542 |  | AN | 0 | NonResidential | 11000+4685.98j | 0 | 0 | 0 | 0 | 0 | [24 empty] | 8102702 | no | no |  |  | no |  | 0 | 0 | 0 | 0 | 0 | 0 |  | 1 | 1 | 1 | 0 | 0 | 0
load_220338511 |  | node_1419077_824_15279753_875 |  | AN | 0 | NonResidential | 11000+4685.98j | 0 | 0 | 0 | 0 | 0 | [24 empty] | 8102702 | no | no |  |  | no |  | 0 | 0 | 0 | 0 | 0 | 0 |  | 1 | 1 | 1 | 0 | 0 | 0
load_220338512 |  | node_1418508_439_15279537_752 |  | AN | 0 | Residential | 13996.8+5962.612j | 0 | 0 | 0 | 0 | 0 | [24 empty] | 8102702 | no | no |  |  | no |  | 0 | 0 | 0 | 0 | 0 | 0 |  | 1 | 1 | 1 | 0 | 0 | 0
load_220338548 |  | node_1421490_631_15277309_029 |  | AN | 0 | Residential | 17229.6+7339.779j | 0 | 0 | 0 | 0 | 0 | [24 empty] | 8102702 | no | no |  |  | no |  | 0 | 0 | 0 | 0 | 0 | 0 |  | 1 | 1 | 1 | 0 | 0 | 0
load_220338549 |  | node_1421530_183_15277117_873 |  | AN | 0 | Residential | 37454.4+15955.508j | 0 | 0 | 0 | 0 | 0 | [24 empty] | 8102702 | no | no |  |  | no |  | 0 | 0 | 0 | 0 | 0 | 0 |  | 1 | 1 | 1 | 0 | 0 | 0
load_220338551 |  | node_1421824_784_15277305_098 |  | AN | 0 | Residential | 7056+3005.843j | 0 | 0 | 0 | 0 | 0 | [24 empty] | 8102702 | no | no |  |  | no |  | 0 | 0 | 0 | 0 | 0 | 0 |  | 1 | 1 | 1 | 0 | 0 | 0
load_220338552 |  | node_1421701_345_15271937_409 |  | AN | 0 | Residential | 9475.2+4036.418j | 0 | 0 | 0 | 0 | 0 | [24 empty] | 8102702 | no | no |  |  | no |  | 0 | 0 | 0 | 0 | 0 | 0 |  | 1 | 1 | 1 | 0 | 0 | 0
load_220338587 |  | node_1418183_646_15268223_935 |  | AN | 0 | Residential | 4190.4+1785.103j | 0 | 0 | 0 | 0 | 0 | [24 empty] | 8102702 | no | no |  |  | no |  | 0 | 0 | 0 | 0 | 0 | 0 |  | 1 | 1 | 1 | 0 | 0 | 0
load_220340352 |  | node_1424236_998_15282295_763 |  | AN | 0 | NonResidential | 4528.8+1929.261j | 0 | 0 | 0 | 0 | 0 | [24 empty] | 8102702 | no | no |  |  | no |  | 0 | 0 | 0 | 0 | 0 | 0 |  | 1 | 1 | 1 | 0 | 0 | 0
load_220340354 |  | node_1426308_435_15285659_452 |  | AN | 0 | Residential | 10296+4386.078j | 0 | 0 | 0 | 0 | 0 | [24 empty] | 8102702 | no | no |  |  | no |  | 0 | 0 | 0 | 0 | 0 | 0 |  | 1 | 1 | 1 | 0 | 0 | 0
load_220340355 |  | node_1426419_149_15285968_465 |  | AN | 0 | Residential | 11764.8+5011.784j | 0 | 0 | 0 | 0 | 0 | [24 empty] | 8102702 | no | no |  |  | no |  | 0 | 0 | 0 | 0 | 0 | 0 |  | 1 | 1 | 1 | 0 | 0 | 0
load_220340356 |  | node_1426200_306_15286478_53 |  | AN | 0 | Residential | 554.4+236.173j | 0 | 0 | 0 | 0 | 0 | [24 empty] | 8102702 | no | no |  |  | no |  | 0 | 0 | 0 | 0 | 0 | 0 |  | 1 | 1 | 1 | 0 | 0 | 0
load_220340357 |  | node_1427073_738_15286151_563 |  | AN | 0 | Residential | 7315.2+3116.262j | 0 | 0 | 0 | 0 | 0 | [24 empty] | 8102702 | no | no |  |  | no |  | 0 | 0 | 0 | 0 | 0 | 0 |  | 1 | 1 | 1 | 0 | 0 | 0
load_220340358 |  | node_1427212_175_15286216_268 |  | AN | 0 | Residential | 13888.8+5916.604j | 0 | 0 | 0 | 0 | 0 | [24 empty] | 8102702 | no | no |  |  | no |  | 0 | 0 | 0 | 0 | 0 | 0 |  | 1 | 1 | 1 | 0 | 0 | 0
load_220340359 |  | node_1427449_548_15286828_887 |  | AN | 0 | Residential | 10497.6+4471.959j | 0 | 0 | 0 | 0 | 0 | [24 empty] | 8102702 | no | no |  |  | no |  | 0 | 0 | 0 | 0 | 0 | 0 |  | 1 | 1 | 1 | 0 | 0 | 0
load_220340360 |  | node_1427641_703_15287619_333 |  | AN | 0 | Residential | 5140.8+2189.972j | 0 | 0 | 0 | 0 | 0 | [24 empty] | 8102702 | no | no |  |  | no |  | 0 | 0 | 0 | 0 | 0 | 0 |  | 1 | 1 | 1 | 0 | 0 | 0
load_220340361 |  | node_1427810_109_15287866_059 |  | AN | 0 | Residential | 13363.2+5692.699j | 0 | 0 | 0 | 0 | 0 | [24 empty] | 8102702 | no | no |  |  | no |  | 0 | 0 | 0 | 0 | 0 | 0 |  | 1 | 1 | 1 | 0 | 0 | 0
load_220340362 |  | node_1427909_959_15288114_783 |  | AN | 0 | Residential | 20124+8572.788j | 0 | 0 | 0 | 0 | 0 | [24 empty] | 8102702 | no | no |  |  | no |  | 0 | 0 | 0 | 0 | 0 | 0 |  | 1 | 1 | 1 | 0 | 0 | 0
load_220340363 |  | node_1424545_266_15282842_574 |  | AN | 0 | Residential | 21988.8+9367.19j | 0 | 0 | 0 | 0 | 0 | [24 empty] | 8102702 | no | no |  |  | no |  | 0 | 0 | 0 | 0 | 0 | 0 |  | 1 | 1 | 1 | 0 | 0 | 0
load_220340364 |  | node_1427832_962_15288283_092 |  | AN | 0 | Residential | 14760+6287.734j | 0 | 0 | 0 | 0 | 0 | [24 empty] | 8102702 | no | no |  |  | no |  | 0 | 0 | 0 | 0 | 0 | 0 |  | 1 | 1 | 1 | 0 | 0 | 0
load_220340366 |  | node_1427942_288_15288845_467 |  | AN | 0 | Residential | 17265.6+7355.115j | 0 | 0 | 0 | 0 | 0 | [24 empty] | 8102702 | no | no |  |  | no |  | 0 | 0 | 0 | 0 | 0 | 0 |  | 1 | 1 | 1 | 0 | 0 | 0
load_220340367 |  | node_1427558_167_15289215_81 |  | AN | 0 | Residential | 11412+4861.492j | 0 | 0 | 0 | 0 | 0 | [24 empty] | 8102702 | no | no |  |  | no |  | 0 | 0 | 0 | 0 | 0 | 0 |  | 1 | 1 | 1 | 0 | 0 | 0
load_220340368 |  | node_1427291_602_15289482_186 |  | AN | 0 | Residential | 11577.6+4932.037j | 0 | 0 | 0 | 0 | 0 | [24 empty] | 8102702 | no | no |  |  | no |  | 0 | 0 | 0 | 0 | 0 | 0 |  | 1 | 1 | 1 | 0 | 0 | 0
load_220340369 |  | node_1426860_842_15289094_949 |  | AN | 0 | NonResidential | 9666.667+4117.983j | 0 | 0 | 0 | 0 | 0 | [24 empty] | 8102702 | no | no |  |  | no |  | 0 | 0 | 0 | 0 | 0 | 0 |  | 1 | 1 | 1 | 0 | 0 | 0
load_220340372 |  | node_1424882_023_15283294_947 |  | AN | 0 | Residential | 36475.2+15538.37j | 0 | 0 | 0 | 0 | 0 | [24 empty] | 8102702 | no | no |  |  | no |  | 0 | 0 | 0 | 0 | 0 | 0 |  | 1 | 1 | 1 | 0 | 0 | 0
load_220340373 |  | node_1426812_637_15289892_501 |  | AN | 0 | Residential | 25308+10781.163j | 0 | 0 | 0 | 0 | 0 | [24 empty] | 8102702 | no | no |  |  | no |  | 0 | 0 | 0 | 0 | 0 | 0 |  | 1 | 1 | 1 | 0 | 0 | 0
load_220340374 |  | node_1426509_821_15290271_584 |  | AN | 0 | Residential | 23148+9861.007j | 0 | 0 | 0 | 0 | 0 | [24 empty] | 8102702 | no | no |  |  | no |  | 0 | 0 | 0 | 0 | 0 | 0 |  | 1 | 1 | 1 | 0 | 0 | 0
load_220340375 |  | node_1426500_786_15290576_701 |  | AN | 0 | NonResidential | 1972.8+840.409j | 0 | 0 | 0 | 0 | 0 | [24 empty] | 8102702 | no | no |  |  | no |  | 0 | 0 | 0 | 0 | 0 | 0 |  | 1 | 1 | 1 | 0 | 0 | 0
load_220340376 |  | node_1426496_516_15290876_133 |  | AN | 0 | NonResidential | 2808+1196.203j | 0 | 0 | 0 | 0 | 0 | [24 empty] | 8102702 | no | no |  |  | no |  | 0 | 0 | 0 | 0 | 0 | 0 |  | 1 | 1 | 1 | 0 | 0 | 0
load_220340377 |  | node_1426488_215_15291257_324 |  | AN | 0 | Residential | 11426.4+4867.626j | 0 | 0 | 0 | 0 | 0 | [24 empty] | 8102702 | no | no |  |  | no |  | 0 | 0 | 0 | 0 | 0 | 0 |  | 1 | 1 | 1 | 0 | 0 | 0
load_220340378 |  | node_1425312_643_15283437_088 |  | AN | 0 | Residential | 3470.4+1478.384j | 0 | 0 | 0 | 0 | 0 | [24 empty] | 8102702 | no | no |  |  | no |  | 0 | 0 | 0 | 0 | 0 | 0 |  | 1 | 1 | 1 | 0 | 0 | 0
load_220340379 |  | node_1425283_863_15283756_929 |  | AN | 0 | Residential | 2620.8+1116.456j | 0 | 0 | 0 | 0 | 0 | [24 empty] | 8102702 | no | no |  |  | no |  | 0 | 0 | 0 | 0 | 0 | 0 |  | 1 | 1 | 1 | 0 | 0 | 0
load_220340380 |  | node_1424952_771_15283987_204 |  | AN | 0 | NonResidential | 7.2+3.067j | 0 | 0 | 0 | 0 | 0 | [24 empty] | 8102702 | no | no |  |  | no |  | 0 | 0 | 0 | 0 | 0 | 0 |  | 1 | 1 | 1 | 0 | 0 | 0
load_220340381 |  | node_1425671_314_15283627_428 |  | AN | 0 | Residential | 7574.4+3226.681j | 0 | 0 | 0 | 0 | 0 | [24 empty] | 8102702 | no | no |  |  | no |  | 0 | 0 | 0 | 0 | 0 | 0 |  | 1 | 1 | 1 | 0 | 0 | 0
load_220340382 |  | node_1426488_226_15291559_819 |  | AN | 0 | NonResidential | 14.4+6.134j | 0 | 0 | 0 | 0 | 0 | [24 empty] | 8102702 | no | no |  |  | no |  | 0 | 0 | 0 | 0 | 0 | 0 |  | 1 | 1 | 1 | 0 | 0 | 0
load_220340383 |  | node_1426126_433_15291901_836 |  | AN | 0 | Residential | 7610.4+3242.017j | 0 | 0 | 0 | 0 | 0 | [24 empty] | 8102702 | no | no |  |  | no |  | 0 | 0 | 0 | 0 | 0 | 0 |  | 1 | 1 | 1 | 0 | 0 | 0
load_220340384 |  | node_1425366_991_15283976_952 |  | AN | 0 | Residential | 4212+1794.304j | 0 | 0 | 0 | 0 | 0 | [24 empty] | 8102702 | no | no |  |  | no |  | 0 | 0 | 0 | 0 | 0 | 0 |  | 1 | 1 | 1 | 0 | 0 | 0
load_220340385 |  | node_1425582_735_15283923_123 |  | AN | 0 | Residential | 8632.8+3677.557j | 0 | 0 | 0 | 0 | 0 | [24 empty] | 8102702 | no | no |  |  | no |  | 0 | 0 | 0 | 0 | 0 | 0 |  | 1 | 1 | 1 | 0 | 0 | 0
load_220340386 |  | node_1425568_408_15284141_709 |  | AN | 0 | Residential | 5436+2315.726j | 0 | 0 | 0 | 0 | 0 | [24 empty] | 8102702 | no | no |  |  | no |  | 0 | 0 | 0 | 0 | 0 | 0 |  | 1 | 1 | 1 | 0 | 0 | 0
load_220340387 |  | node_1425671_809_15284279_284 |  | AN | 0 | Residential | 4464+1901.656j | 0 | 0 | 0 | 0 | 0 | [24 empty] | 8102702 | no | no |  |  | no |  | 0 | 0 | 0 | 0 | 0 | 0 |  | 1 | 1 | 1 | 0 | 0 | 0
load_220340388 |  | node_1425901_526_15284590_821 |  | AN | 0 | Residential | 4723.2+2012.075j | 0 | 0 | 0 | 0 | 0 | [24 empty] | 8102702 | no | no |  |  | no |  | 0 | 0 | 0 | 0 | 0 | 0 |  | 1 | 1 | 1 | 0 | 0 | 0
load_220340389 |  | node_1426065_04_15284959_495 |  | AN | 0 | Residential | 4392+1870.984j | 0 | 0 | 0 | 0 | 0 | [24 empty] | 8102702 | no | no |  |  | no |  | 0 | 0 | 0 | 0 | 0 | 0 |  | 1 | 1 | 1 | 0 | 0 | 0
load_220340390 |  | node_1426192_694_15285314_881 |  | AN | 0 | Residential | 13680+5827.656j | 0 | 0 | 0 | 0 | 0 | [24 empty] | 8102702 | no | no |  |  | no |  | 0 | 0 | 0 | 0 | 0 | 0 |  | 1 | 1 | 1 | 0 | 0 | 0
load_220340392 |  | node_1432147_122_15278180_71 |  | AN | 0 | Residential | 3326.4+1417.04j | 0 | 0 | 0 | 0 | 0 | [24 empty] | 8102702 | no | no |  |  | no |  | 0 | 0 | 0 | 0 | 0 | 0 |  | 1 | 1 | 1 | 0 | 0 | 0
load_220340394 |  | node_1429587_449_15275192_555 |  | AN | 0 | Residential | 2728.8+1162.464j | 0 | 0 | 0 | 0 | 0 | [24 empty] | 8102702 | no | no |  |  | no |  | 0 | 0 | 0 | 0 | 0 | 0 |  | 1 | 1 | 1 | 0 | 0 | 0
load_220340395 |  | node_1430372_912_15276329_343 |  | AN | 0 | NonResidential | 2000+851.996j | 0 | 0 | 0 | 0 | 0 | [24 empty] | 8102702 | no | no |  |  | no |  | 0 | 0 | 0 | 0 | 0 | 0 |  | 1 | 1 | 1 | 0 | 0 | 0
load_220340397 |  | node_1428790_35_15292921_566 |  | AN | 0 | Residential | 4449.6+1895.522j | 0 | 0 | 0 | 0 | 0 | [24 empty] | 8102702 | no | no |  |  | no |  | 0 | 0 | 0 | 0 | 0 | 0 |  | 1 | 1 | 1 | 0 | 0 | 0
load_220340398 |  | node_1428745_369_15293122_515 |  | AN | 0 | Residential | 9799.2+4174.442j | 0 | 0 | 0 | 0 | 0 | [24 empty] | 8102702 | no | no |  |  | no |  | 0 | 0 | 0 | 0 | 0 | 0 |  | 1 | 1 | 1 | 0 | 0 | 0
load_220340399 |  | node_1428824_776_15294060_885 |  | AN | 0 | Residential | 9504+4048.687j | 0 | 0 | 0 | 0 | 0 | [24 empty] | 8102702 | no | no |  |  | no |  | 0 | 0 | 0 | 0 | 0 | 0 |  | 1 | 1 | 1 | 0 | 0 | 0
load_220340400 |  | node_1428905_234_15294461_326 |  | AN | 0 | Residential | 3348+1426.242j | 0 | 0 | 0 | 0 | 0 | [24 empty] | 8102702 | no | no |  |  | no |  | 0 | 0 | 0 | 0 | 0 | 0 |  | 1 | 1 | 1 | 0 | 0 | 0
load_220340403 |  | node_1427837_262_15293514_607 |  | AN | 0 | Residential | 17748+7560.616j | 0 | 0 | 0 | 0 | 0 | [24 empty] | 8102702 | no | no |  |  | no |  | 0 | 0 | 0 | 0 | 0 | 0 |  | 1 | 1 | 1 | 0 | 0 | 0
load_220340424 |  | node_1422000_259_15286033_689 |  | AN | 0 | Residential | 6264+2668.453j | 0 | 0 | 0 | 0 | 0 | [24 empty] | 8102702 | no | no |  |  | no |  | 0 | 0 | 0 | 0 | 0 | 0 |  | 1 | 1 | 1 | 0 | 0 | 0
load_220340425 |  | node_1422582_127_15286003_965 |  | AN | 0 | NonResidential | 7315.2+3116.262j | 0 | 0 | 0 | 0 | 0 | [24 empty] | 8102702 | no | no |  |  | no |  | 0 | 0 | 0 | 0 | 0 | 0 |  | 1 | 1 | 1 | 0 | 0 | 0
load_220340426 |  | node_1423064_844_15285864_081 |  | AN | 0 | Residential | 3225.6+1374.1j | 0 | 0 | 0 | 0 | 0 | [24 empty] | 8102702 | no | no |  |  | no |  | 0 | 0 | 0 | 0 | 0 | 0 |  | 1 | 1 | 1 | 0 | 0 | 0
load_220340427 |  | node_1422760_534_15285862_288 |  | AN | 0 | Residential | 9864+4202.046j | 0 | 0 | 0 | 0 | 0 | [24 empty] | 8102702 | no | no |  |  | no |  | 0 | 0 | 0 | 0 | 0 | 0 |  | 1 | 1 | 1 | 0 | 0 | 0
load_220340429 |  | node_1423785_36_15286132_698 |  | AN | 0 | Residential | 19245.6+8198.591j | 0 | 0 | 0 | 0 | 0 | [24 empty] | 8102702 | no | no |  |  | no |  | 0 | 0 | 0 | 0 | 0 | 0 |  | 1 | 1 | 1 | 0 | 0 | 0
load_220340430 |  | node_1424142_91_15286420_986 |  | AN | 0 | Residential | 3002.4+1279.017j | 0 | 0 | 0 | 0 | 0 | [24 empty] | 8102702 | no | no |  |  | no |  | 0 | 0 | 0 | 0 | 0 | 0 |  | 1 | 1 | 1 | 0 | 0 | 0
load_220340431 |  | node_1424314_946_15286654_74 |  | AN | 0 | Residential | 8121.6+3459.787j | 0 | 0 | 0 | 0 | 0 | [24 empty] | 8102702 | no | no |  |  | no |  | 0 | 0 | 0 | 0 | 0 | 0 |  | 1 | 1 | 1 | 0 | 0 | 0
load_220340432 |  | node_1424495_961_15287083_557 |  | AN | 0 | Residential | 8013.6+3413.779j | 0 | 0 | 0 | 0 | 0 | [24 empty] | 8102702 | no | no |  |  | no |  | 0 | 0 | 0 | 0 | 0 | 0 |  | 1 | 1 | 1 | 0 | 0 | 0
load_220340433 |  | node_1424702_525_15287235_815 |  | AN | 0 | Residential | 11246.4+4790.946j | 0 | 0 | 0 | 0 | 0 | [24 empty] | 8102702 | no | no |  |  | no |  | 0 | 0 | 0 | 0 | 0 | 0 |  | 1 | 1 | 1 | 0 | 0 | 0
load_220340434 |  | node_1424503_908_15287497_32 |  | AN | 0 | Residential | 6552+2791.14j | 0 | 0 | 0 | 0 | 0 | [24 empty] | 8102702 | no | no |  |  | no |  | 0 | 0 | 0 | 0 | 0 | 0 |  | 1 | 1 | 1 | 0 | 0 | 0
load_220340435 |  | node_1424885_133_15287363_551 |  | AN | 0 | Residential | 25560+10888.514j | 0 | 0 | 0 | 0 | 0 | [24 empty] | 8102702 | no | no |  |  | no |  | 0 | 0 | 0 | 0 | 0 | 0 |  | 1 | 1 | 1 | 0 | 0 | 0
load_220340436 |  | node_1425171_999_15287438_734 |  | AN | 0 | Residential | 29440.8+12541.728j | 0 | 0 | 0 | 0 | 0 | [24 empty] | 8102702 | no | no |  |  | no |  | 0 | 0 | 0 | 0 | 0 | 0 |  | 1 | 1 | 1 | 0 | 0 | 0
load_220340437 |  | node_1420195_727_15285796_436 |  | AN | 0 | Residential | 49773.6+21203.465j | 0 | 0 | 0 | 0 | 0 | [24 empty] | 8102702 | no | no |  |  | no |  | 0 | 0 | 0 | 0 | 0 | 0 |  | 1 | 1 | 1 | 0 | 0 | 0
load_220340438 |  | node_1425466_464_15287537_868 |  | AN | 0 | Residential | 3600+1533.594j | 0 | 0 | 0 | 0 | 0 | [24 empty] | 8102702 | no | no |  |  | no |  | 0 | 0 | 0 | 0 | 0 | 0 |  | 1 | 1 | 1 | 0 | 0 | 0
load_220340440 |  | node_1425869_837_15287642_977 |  | AN | 0 | Residential | 12132+5168.21j | 0 | 0 | 0 | 0 | 0 | [24 empty] | 8102702 | no | no |  |  | no |  | 0 | 0 | 0 | 0 | 0 | 0 |  | 1 | 1 | 1 | 0 | 0 | 0
load_220340441 |  | node_1426435_938_15287629_259 |  | AN | 0 | Residential | 6192+2637.781j | 0 | 0 | 0 | 0 | 0 | [24 empty] | 8102702 | no | no |  |  | no |  | 0 | 0 | 0 | 0 | 0 | 0 |  | 1 | 1 | 1 | 0 | 0 | 0
load_220340442 |  | node_1426694_62_15287325_443 |  | AN | 0 | Residential | 5760+2453.75j | 0 | 0 | 0 | 0 | 0 | [24 empty] | 8102702 | no | no |  |  | no |  | 0 | 0 | 0 | 0 | 0 | 0 |  | 1 | 1 | 1 | 0 | 0 | 0
load_220340444 |  | node_1426790_647_15287973_289 |  | AN | 0 | Residential | 8611.2+3668.356j | 0 | 0 | 0 | 0 | 0 | [24 empty] | 8102702 | no | no |  |  | no |  | 0 | 0 | 0 | 0 | 0 | 0 |  | 1 | 1 | 1 | 0 | 0 | 0
load_220340445 |  | node_1420769_366_15285875_907 |  | AN | 0 | Residential | 34473.6+14685.692j | 0 | 0 | 0 | 0 | 0 | [24 empty] | 8102702 | no | no |  |  | no |  | 0 | 0 | 0 | 0 | 0 | 0 |  | 1 | 1 | 1 | 0 | 0 | 0
load_220340446 |  | node_1421172_98_15285907_48 |  | AN | 0 | Residential | 12088.8+5149.807j | 0 | 0 | 0 | 0 | 0 | [24 empty] | 8102702 | no | no |  |  | no |  | 0 | 0 | 0 | 0 | 0 | 0 |  | 1 | 1 | 1 | 0 | 0 | 0
load_220340447 |  | node_1428448_54_15280311_191 |  | AN | 0 | Residential | 5796+2469.086j | 0 | 0 | 0 | 0 | 0 | [24 empty] | 8102702 | no | no |  |  | no |  | 0 | 0 | 0 | 0 | 0 | 0 |  | 1 | 1 | 1 | 0 | 0 | 0
load_220340448 |  | node_1428099_711_15280287_012 |  | AN | 0 | Residential | 5076+2162.367j | 0 | 0 | 0 | 0 | 0 | [24 empty] | 8102702 | no | no |  |  | no |  | 0 | 0 | 0 | 0 | 0 | 0 |  | 1 | 1 | 1 | 0 | 0 | 0
load_220340449 |  | node_1427821_271_15280276_889 |  | AN | 0 | Residential | 5616+2392.406j | 0 | 0 | 0 | 0 | 0 | [24 empty] | 8102702 | no | no |  |  | no |  | 0 | 0 | 0 | 0 | 0 | 0 |  | 1 | 1 | 1 | 0 | 0 | 0
load_220340450 |  | node_1427553_5_15280261_318 |  | AN | 0 | Residential | 4492.8+1913.925j | 0 | 0 | 0 | 0 | 0 | [24 empty] | 8102702 | no | no |  |  | no |  | 0 | 0 | 0 | 0 | 0 | 0 |  | 1 | 1 | 1 | 0 | 0 | 0
load_220340451 |  | node_1427144_27_15280382_519 |  | AN | 0 | Residential | 18324+7805.991j | 0 | 0 | 0 | 0 | 0 | [24 empty] | 8102702 | no | no |  |  | no |  | 0 | 0 | 0 | 0 | 0 | 0 |  | 1 | 1 | 1 | 0 | 0 | 0
load_220340452 |  | node_1426538_706_15280329_088 |  | AN | 0 | Residential | 33141.6+14118.262j | 0 | 0 | 0 | 0 | 0 | [24 empty] | 8102702 | no | no |  |  | no |  | 0 | 0 | 0 | 0 | 0 | 0 |  | 1 | 1 | 1 | 0 | 0 | 0
load_220340453 |  | node_1426208_572_15280305_456 |  | AN | 0 | Residential | 18252+7775.319j | 0 | 0 | 0 | 0 | 0 | [24 empty] | 8102702 | no | no |  |  | no |  | 0 | 0 | 0 | 0 | 0 | 0 |  | 1 | 1 | 1 | 0 | 0 | 0
load_220340454 |  | node_1425961_081_15280283_616 |  | AN | 0 | Residential | 11203.2+4772.543j | 0 | 0 | 0 | 0 | 0 | [24 empty] | 8102702 | no | no |  |  | no |  | 0 | 0 | 0 | 0 | 0 | 0 |  | 1 | 1 | 1 | 0 | 0 | 0
load_220340455 |  | node_1425713_234_15280258_746 |  | AN | 0 | Residential | 16754.4+7137.345j | 0 | 0 | 0 | 0 | 0 | [24 empty] | 8102702 | no | no |  |  | no |  | 0 | 0 | 0 | 0 | 0 | 0 |  | 1 | 1 | 1 | 0 | 0 | 0
load_220340456 |  | node_1425367_41_15280160_589 |  | AN | 0 | Residential | 10490.4+4468.892j | 0 | 0 | 0 | 0 | 0 | [24 empty] | 8102702 | no | no |  |  | no |  | 0 | 0 | 0 | 0 | 0 | 0 |  | 1 | 1 | 1 | 0 | 0 | 0
load_220340457 |  | node_1425248_348_15280449_37 |  | AN | 0 | Residential | 19396.8+8263.002j | 0 | 0 | 0 | 0 | 0 | [24 empty] | 8102702 | no | no |  |  | no |  | 0 | 0 | 0 | 0 | 0 | 0 |  | 1 | 1 | 1 | 0 | 0 | 0
load_220340458 |  | node_1431818_096_15280869_444 |  | AN | 0 | Residential | 25617.6+10913.052j | 0 | 0 | 0 | 0 | 0 | [24 empty] | 8102702 | no | no |  |  | no |  | 0 | 0 | 0 | 0 | 0 | 0 |  | 1 | 1 | 1 | 0 | 0 | 0
load_220340459 |  | node_1431657_616_15280794_122 |  | AN | 0 | Residential | 2361.6+1006.037j | 0 | 0 | 0 | 0 | 0 | [24 empty] | 8102702 | no | no |  |  | no |  | 0 | 0 | 0 | 0 | 0 | 0 |  | 1 | 1 | 1 | 0 | 0 | 0
load_220340460 |  | node_1431365_85_15280835_758 |  | AN | 0 | Residential | 16927.2+7210.957j | 0 | 0 | 0 | 0 | 0 | [24 empty] | 8102702 | no | no |  |  | no |  | 0 | 0 | 0 | 0 | 0 | 0 |  | 1 | 1 | 1 | 0 | 0 | 0
load_220340461 |  | node_1430955_112_15280737_825 |  | AN | 0 | Residential | 4816.8+2051.948j | 0 | 0 | 0 | 0 | 0 | [24 empty] | 8102702 | no | no |  |  | no |  | 0 | 0 | 0 | 0 | 0 | 0 |  | 1 | 1 | 1 | 0 | 0 | 0
load_220340462 |  | node_1430768_796_15281033_886 |  | AN | 0 | Residential | 11138.4+4744.939j | 0 | 0 | 0 | 0 | 0 | [24 empty] | 8102702 | no | no |  |  | no |  | 0 | 0 | 0 | 0 | 0 | 0 |  | 1 | 1 | 1 | 0 | 0 | 0
load_220340463 |  | node_1430597_615_15280705_613 |  | AN | 0 | Residential | 7329.6+3122.397j | 0 | 0 | 0 | 0 | 0 | [24 empty] | 8102702 | no | no |  |  | no |  | 0 | 0 | 0 | 0 | 0 | 0 |  | 1 | 1 | 1 | 0 | 0 | 0
load_220340464 |  | node_1430398_843_15280701_707 |  | AN | 0 | Residential | 4010.4+1708.423j | 0 | 0 | 0 | 0 | 0 | [24 empty] | 8102702 | no | no |  |  | no |  | 0 | 0 | 0 | 0 | 0 | 0 |  | 1 | 1 | 1 | 0 | 0 | 0
load_220340465 |  | node_1430298_661_15281138_496 |  | AN | 0 | Residential | 7401.6+3153.068j | 0 | 0 | 0 | 0 | 0 | [24 empty] | 8102702 | no | no |  |  | no |  | 0 | 0 | 0 | 0 | 0 | 0 |  | 1 | 1 | 1 | 0 | 0 | 0
load_220340466 |  | node_1430259_941_15280747_225 |  | AN | 0 | Residential | 9684+4125.367j | 0 | 0 | 0 | 0 | 0 | [24 empty] | 8102702 | no | no |  |  | no |  | 0 | 0 | 0 | 0 | 0 | 0 |  | 1 | 1 | 1 | 0 | 0 | 0
load_220340467 |  | node_1430033_726_15280543_378 |  | AN | 0 | Residential | 12549.6+5346.107j | 0 | 0 | 0 | 0 | 0 | [24 empty] | 8102702 | no | no |  |  | no |  | 0 | 0 | 0 | 0 | 0 | 0 |  | 1 | 1 | 1 | 0 | 0 | 0
load_220340469 |  | node_1429736_191_15280505_877 |  | AN | 0 | Residential | 8424+3588.609j | 0 | 0 | 0 | 0 | 0 | [24 empty] | 8102702 | no | no |  |  | no |  | 0 | 0 | 0 | 0 | 0 | 0 |  | 1 | 1 | 1 | 0 | 0 | 0
load_220340470 |  | node_1429371_865_15280511_721 |  | AN | 0 | Residential | 5659.2+2410.809j | 0 | 0 | 0 | 0 | 0 | [24 empty] | 8102702 | no | no |  |  | no |  | 0 | 0 | 0 | 0 | 0 | 0 |  | 1 | 1 | 1 | 0 | 0 | 0
load_220340523 |  | node_1430254_267_15291346_548 |  | AN | 0 | Residential | 48222+20542.486j | 0 | 0 | 0 | 0 | 0 | [24 empty] | 8102702 | no | no |  |  | no |  | 0 | 0 | 0 | 0 | 0 | 0 |  | 1 | 1 | 1 | 0 | 0 | 0
load_220340524 |  | node_1430582_778_15291084_72 |  | AN | 0 | Residential | 11210.4+4775.61j | 0 | 0 | 0 | 0 | 0 | [24 empty] | 8102702 | no | no |  |  | no |  | 0 | 0 | 0 | 0 | 0 | 0 |  | 1 | 1 | 1 | 0 | 0 | 0
load_220340525 |  | node_1429859_936_15291614_081 |  | AN | 0 | Residential | 47016+20028.732j | 0 | 0 | 0 | 0 | 0 | [24 empty] | 8102702 | no | no |  |  | no |  | 0 | 0 | 0 | 0 | 0 | 0 |  | 1 | 1 | 1 | 0 | 0 | 0
load_220340526 |  | node_1429633_008_15291789_468 |  | AN | 0 | NonResidential | 2000+851.996j | 0 | 0 | 0 | 0 | 0 | [24 empty] | 8102702 | no | no |  |  | no |  | 0 | 0 | 0 | 0 | 0 | 0 |  | 1 | 1 | 1 | 0 | 0 | 0
load_220340527 |  | node_1429619_143_15291770_329 |  | AN | 0 | NonResidential | 2000+851.996j | 0 | 0 | 0 | 0 | 0 | [24 empty] | 8102702 | no | no |  |  | no |  | 0 | 0 | 0 | 0 | 0 | 0 |  | 1 | 1 | 1 | 0 | 0 | 0
load_220340530 |  | node_1420694_465_15286266_688 |  | AN | 0 | Residential | 28137.6+11986.567j | 0 | 0 | 0 | 0 | 0 | [24 empty] | 8102702 | no | no |  |  | no |  | 0 | 0 | 0 | 0 | 0 | 0 |  | 1 | 1 | 1 | 0 | 0 | 0
load_220340531 |  | node_1420537_82_15286878_263 |  | AN | 0 | Residential | 57794.4+24620.311j | 0 | 0 | 0 | 0 | 0 | [24 empty] | 8102702 | no | no |  |  | no |  | 0 | 0 | 0 | 0 | 0 | 0 |  | 1 | 1 | 1 | 0 | 0 | 0
load_220340560 |  | node_1422546_494_15281747_62 |  | AN | 0 | Residential | 116056.8+49439.99j | 0 | 0 | 0 | 0 | 0 | [24 empty] | 8102702 | no | no |  |  | no |  | 0 | 0 | 0 | 0 | 0 | 0 |  | 1 | 1 | 1 | 0 | 0 | 0
load_220340561 |  | node_1424821_804_15280404_415 |  | AN | 0 | Residential | 81691.2+34800.305j | 0 | 0 | 0 | 0 | 0 | [24 empty] | 8102702 | no | no |  |  | no |  | 0 | 0 | 0 | 0 | 0 | 0 |  | 1 | 1 | 1 | 0 | 0 | 0
load_220340562 |  | node_1424047_98_15280147_075 |  | AN | 0 | Residential | 73807.2+31441.736j | 0 | 0 | 0 | 0 | 0 | [24 empty] | 8102702 | no | no |  |  | no |  | 0 | 0 | 0 | 0 | 0 | 0 |  | 1 | 1 | 1 | 0 | 0 | 0
load_220340569 |  | node_1421926_56_15284049_034 |  | AN | 0 | NonResidential | 23333.333+9939.958j | 0 | 0 | 0 | 0 | 0 | [24 empty] | 8102702 | no | no |  |  | no |  | 0 | 0 | 0 | 0 | 0 | 0 |  | 1 | 1 | 1 | 0 | 0 | 0
load_220340570 |  | node_1421922_352_15284075_023 |  | BN | 0 | NonResidential | 0 | 23333.333+9939.958j | 0 | 0 | 0 | 0 | [24 empty] | 8102702 | no | no |  |  | no |  | 0 | 0 | 0 | 0 | 0 | 0 |  | 1 | 1 | 1 | 0 | 0 | 0
load_220340571 |  | node_1421925_606_15284022_43 |  | CN | 0 | NonResidential | 0 | 0 | 23333.333+9939.958j | 0 | 0 | 0 | [24 empty] | 8102702 | no | no |  |  | no |  | 0 | 0 | 0 | 0 | 0 | 0 |  | 1 | 1 | 1 | 0 | 0 | 0
load_220340572 |  | node_1421324_47_15283961_77 |  | AN | 0 | Residential | 8200.8+3493.526j | 0 | 0 | 0 | 0 | 0 | [24 empty] | 8102702 | no | no |  |  | no |  | 0 | 0 | 0 | 0 | 0 | 0 |  | 1 | 1 | 1 | 0 | 0 | 0
load_220340573 |  | node_1421318_427_15284208_132 |  | AN | 0 | Residential | 46245.6+19700.543j | 0 | 0 | 0 | 0 | 0 | [24 empty] | 8102702 | no | no |  |  | no |  | 0 | 0 | 0 | 0 | 0 | 0 |  | 1 | 1 | 1 | 0 | 0 | 0
load_220340574 |  | node_1421417_688_15283602_601 |  | AN | 0 | Residential | 5061.6+2156.233j | 0 | 0 | 0 | 0 | 0 | [24 empty] | 8102702 | no | no |  |  | no |  | 0 | 0 | 0 | 0 | 0 | 0 |  | 1 | 1 | 1 | 0 | 0 | 0
load_220340594 |  | node_1420086_215_15285446_039 |  | AN | 0 | Residential | 9194.4+3916.798j | 0 | 0 | 0 | 0 | 0 | [24 empty] | 8102702 | no | no |  |  | no |  | 0 | 0 | 0 | 0 | 0 | 0 |  | 1 | 1 | 1 | 0 | 0 | 0
load_220340595 |  | node_1420679_892_15285437_433 |  | AN | 0 | Residential | 53820+22927.224j | 0 | 0 | 0 | 0 | 0 | [24 empty] | 8102702 | no | no |  |  | no |  | 0 | 0 | 0 | 0 | 0 | 0 |  | 1 | 1 | 1 | 0 | 0 | 0
load_220340596 |  | node_1421342_764_15285537_878 |  | AN | 0 | Residential | 10382.4+4422.884j | 0 | 0 | 0 | 0 | 0 | [24 empty] | 8102702 | no | no |  |  | no |  | 0 | 0 | 0 | 0 | 0 | 0 |  | 1 | 1 | 1 | 0 | 0 | 0
load_220340597 |  | node_1421344_837_15285251_516 |  | AN | 0 | Residential | 18367.2+7824.394j | 0 | 0 | 0 | 0 | 0 | [24 empty] | 8102702 | no | no |  |  | no |  | 0 | 0 | 0 | 0 | 0 | 0 |  | 1 | 1 | 1 | 0 | 0 | 0
load_220340598 |  | node_1422822_009_15284676_201 |  | AN | 0 | Residential | 0 | 0 | 0 | 0 | 0 | 0 | [24 empty] | 8102702 | no | no |  |  | no |  | 0 | 0 | 0 | 0 | 0 | 0 |  | 1 | 1 | 1 | 0 | 0 | 0
load_220340599 |  | node_1422994_721_15284732_999 |  | AN | 0 | Residential | 15912+6778.484j | 0 | 0 | 0 | 0 | 0 | [24 empty] | 8102702 | no | no |  |  | no |  | 0 | 0 | 0 | 0 | 0 | 0 |  | 1 | 1 | 1 | 0 | 0 | 0
load_220340600 |  | node_1422389_359_15285049_502 |  | AN | 0 | Residential | 21542.4+9177.024j | 0 | 0 | 0 | 0 | 0 | [24 empty] | 8102702 | no | no |  |  | no |  | 0 | 0 | 0 | 0 | 0 | 0 |  | 1 | 1 | 1 | 0 | 0 | 0
load_220340601 |  | node_1422176_619_15285384_363 |  | AN | 0 | Residential | 13377.6+5698.834j | 0 | 0 | 0 | 0 | 0 | [24 empty] | 8102702 | no | no |  |  | no |  | 0 | 0 | 0 | 0 | 0 | 0 |  | 1 | 1 | 1 | 0 | 0 | 0
load_220340602 |  | node_1422082_975_15285579_257 |  | AN | 0 | Residential | 11563.2+4925.903j | 0 | 0 | 0 | 0 | 0 | [24 empty] | 8102702 | no | no |  |  | no |  | 0 | 0 | 0 | 0 | 0 | 0 |  | 1 | 1 | 1 | 0 | 0 | 0
load_220340603 |  | node_1421994_281_15285758_447 |  | AN | 0 | Residential | 4276.8+1821.909j | 0 | 0 | 0 | 0 | 0 | [24 empty] | 8102702 | no | no |  |  | no |  | 0 | 0 | 0 | 0 | 0 | 0 |  | 1 | 1 | 1 | 0 | 0 | 0
load_220340624 |  | node_1421431_496_15285088_048 |  | AN | 0 | Residential | 5788.8+2466.018j | 0 | 0 | 0 | 0 | 0 | [24 empty] | 8102702 | no | no |  |  | no |  | 0 | 0 | 0 | 0 | 0 | 0 |  | 1 | 1 | 1 | 0 | 0 | 0
load_220340625 |  | node_1421218_011_15285071_813 |  | AN | 0 | Residential | 15264+6502.437j | 0 | 0 | 0 | 0 | 0 | [24 empty] | 8102702 | no | no |  |  | no |  | 0 | 0 | 0 | 0 | 0 | 0 |  | 1 | 1 | 1 | 0 | 0 | 0
load_220340626 |  | node_1420935_267_15285073_851 |  | AN | 0 | Residential | 16272+6931.843j | 0 | 0 | 0 | 0 | 0 | [24 empty] | 8102702 | no | no |  |  | no |  | 0 | 0 | 0 | 0 | 0 | 0 |  | 1 | 1 | 1 | 0 | 0 | 0
load_220340645 |  | node_1422610_512_15279966_023 |  | AN | 0 | Residential | 6156+2622.445j | 0 | 0 | 0 | 0 | 0 | [24 empty] | 8102702 | no | no |  |  | no |  | 0 | 0 | 0 | 0 | 0 | 0 |  | 1 | 1 | 1 | 0 | 0 | 0
load_220340646 |  | node_1422885_865_15279986_226 |  | AN | 0 | Residential | 10296+4386.078j | 0 | 0 | 0 | 0 | 0 | [24 empty] | 8102702 | no | no |  |  | no |  | 0 | 0 | 0 | 0 | 0 | 0 |  | 1 | 1 | 1 | 0 | 0 | 0
load_220340647 |  | node_1422968_934_15280270_562 |  | AN | 0 | NonResidential | 2000+851.996j | 0 | 0 | 0 | 0 | 0 | [24 empty] | 8102702 | no | no |  |  | no |  | 0 | 0 | 0 | 0 | 0 | 0 |  | 1 | 1 | 1 | 0 | 0 | 0
load_220340676 |  | node_1420920_698_15284546_293 |  | AN | 0 | Residential | 9302.4+3962.806j | 0 | 0 | 0 | 0 | 0 | [24 empty] | 8102702 | no | no |  |  | no |  | 0 | 0 | 0 | 0 | 0 | 0 |  | 1 | 1 | 1 | 0 | 0 | 0
load_220340677 |  | node_1420971_475_15284334_907 |  | AN | 0 | Residential | 14486.4+6171.181j | 0 | 0 | 0 | 0 | 0 | [24 empty] | 8102702 | no | no |  |  | no |  | 0 | 0 | 0 | 0 | 0 | 0 |  | 1 | 1 | 1 | 0 | 0 | 0
load_220340730 |  | node_1429191_162_15292085_944 |  | AN | 0 | Residential | 4910.4+2091.822j | 0 | 0 | 0 | 0 | 0 | [24 empty] | 8102702 | no | no |  |  | no |  | 0 | 0 | 0 | 0 | 0 | 0 |  | 1 | 1 | 1 | 0 | 0 | 0
load_220340750 |  | node_1420281_915_15284188_905 |  | AN | 0 | Residential | 4788+2039.679j | 0 | 0 | 0 | 0 | 0 | [24 empty] | 8102702 | no | no |  |  | no |  | 0 | 0 | 0 | 0 | 0 | 0 |  | 1 | 1 | 1 | 0 | 0 | 0
load_220340751 |  | node_1420300_075_15283952_812 |  | AN | 0 | Other | 0 | 0 | 0 | 0 | 0 | 0 | [24 empty] | 8102702 | no | no |  |  | no |  | 0 | 0 | 0 | 0 | 0 | 0 |  | 1 | 1 | 1 | 0 | 0 | 0
load_220340828 |  | node_1421785_87_15285033_483 |  | AN | 0 | Residential | 51055.2+21749.424j | 0 | 0 | 0 | 0 | 0 | [24 empty] | 8102702 | no | no |  |  | no |  | 0 | 0 | 0 | 0 | 0 | 0 |  | 1 | 1 | 1 | 0 | 0 | 0
load_220340871 |  | node_1421982_5_15288427_997 |  | AN | 0 | Residential | 10778.4+4591.579j | 0 | 0 | 0 | 0 | 0 | [24 empty] | 8102702 | no | no |  |  | no |  | 0 | 0 | 0 | 0 | 0 | 0 |  | 1 | 1 | 1 | 0 | 0 | 0
load_220340872 |  | node_1421793_193_15288582_773 |  | AN | 0 | Residential | 4903.2+2088.754j | 0 | 0 | 0 | 0 | 0 | [24 empty] | 8102702 | no | no |  |  | no |  | 0 | 0 | 0 | 0 | 0 | 0 |  | 1 | 1 | 1 | 0 | 0 | 0
load_220340873 |  | node_1422388_618_15286510_545 |  | AN | 0 | Residential | 14587.2+6214.121j | 0 | 0 | 0 | 0 | 0 | [24 empty] | 8102702 | no | no |  |  | no |  | 0 | 0 | 0 | 0 | 0 | 0 |  | 1 | 1 | 1 | 0 | 0 | 0
load_220340874 |  | node_1422100_815_15287243_024 |  | AN | 0 | Residential | 13564.8+5778.581j | 0 | 0 | 0 | 0 | 0 | [24 empty] | 8102702 | no | no |  |  | no |  | 0 | 0 | 0 | 0 | 0 | 0 |  | 1 | 1 | 1 | 0 | 0 | 0
load_220340875 |  | node_1422068_334_15287494_339 |  | AN | 0 | Residential | 6746.4+2873.954j | 0 | 0 | 0 | 0 | 0 | [24 empty] | 8102702 | no | no |  |  | no |  | 0 | 0 | 0 | 0 | 0 | 0 |  | 1 | 1 | 1 | 0 | 0 | 0
load_220340876 |  | node_1422049_923_15287605_899 |  | AN | 0 | Residential | 4593.6+1956.865j | 0 | 0 | 0 | 0 | 0 | [24 empty] | 8102702 | no | no |  |  | no |  | 0 | 0 | 0 | 0 | 0 | 0 |  | 1 | 1 | 1 | 0 | 0 | 0
load_220340877 |  | node_1421985_368_15287975_117 |  | AN | 0 | Residential | 4514.4+1923.126j | 0 | 0 | 0 | 0 | 0 | [24 empty] | 8102702 | no | no |  |  | no |  | 0 | 0 | 0 | 0 | 0 | 0 |  | 1 | 1 | 1 | 0 | 0 | 0
load_220340878 |  | node_1421958_388_15288151_09 |  | AN | 0 | Residential | 5306.4+2260.517j | 0 | 0 | 0 | 0 | 0 | [24 empty] | 8102702 | no | no |  |  | no |  | 0 | 0 | 0 | 0 | 0 | 0 |  | 1 | 1 | 1 | 0 | 0 | 0
load_220340882 |  | node_1428813_326_15298083_411 |  | AN | 0 | Residential | 0 | 0 | 0 | 0 | 0 | 0 | [24 empty] | 8102702 | no | no |  |  | no |  | 0 | 0 | 0 | 0 | 0 | 0 |  | 1 | 1 | 1 | 0 | 0 | 0
load_220341034 |  | node_1422970_829_15278232_723 |  | AN | 0 | Residential | 20606.4+8778.29j | 0 | 0 | 0 | 0 | 0 | [24 empty] | 8102702 | no | no |  |  | no |  | 0 | 0 | 0 | 0 | 0 | 0 |  | 1 | 1 | 1 | 0 | 0 | 0
load_220341035 |  | node_1423088_209_15277824_043 |  | AN | 0 | NonResidential | 3000+1277.995j | 0 | 0 | 0 | 0 | 0 | [24 empty] | 8102702 | no | no |  |  | no |  | 0 | 0 | 0 | 0 | 0 | 0 |  | 1 | 1 | 1 | 0 | 0 | 0
load_220341036 |  | node_1423088_885_15277162_255 |  | AN | 0 | NonResidential | 1260+536.758j | 0 | 0 | 0 | 0 | 0 | [24 empty] | 8102702 | no | no |  |  | no |  | 0 | 0 | 0 | 0 | 0 | 0 |  | 1 | 1 | 1 | 0 | 0 | 0
load_220341037 |  | node_1423085_007_15276921_945 |  | AN | 0 | Other | 0 | 0 | 0 | 0 | 0 | 0 | [24 empty] | 8102702 | no | no |  |  | no |  | 0 | 0 | 0 | 0 | 0 | 0 |  | 1 | 1 | 1 | 0 | 0 | 0
load_220341037-L-1 |  | node_1423085_007_15276921_945 |  | AN | 0 | Residential | 0 | 0 | 0 | 0 | 0 | 0 | [24 empty] | 8102702 | no | no |  |  | no |  | 0 | 0 | 0 | 0 | 0 | 0 |  | 1 | 1 | 1 | 0 | 0 | 0
load_220341038 |  | node_1423098_985_15276019_887 |  | AN | 0 | Residential | 0 | 0 | 0 | 0 | 0 | 0 | [24 empty] | 8102702 | no | no |  |  | no |  | 0 | 0 | 0 | 0 | 0 | 0 |  | 1 | 1 | 1 | 0 | 0 | 0
load_220341110 |  | node_1419525_912_15285980_545 |  | AN | 0 | Residential | 36237.6+15437.153j | 0 | 0 | 0 | 0 | 0 | [24 empty] | 8102702 | no | no |  |  | no |  | 0 | 0 | 0 | 0 | 0 | 0 |  | 1 | 1 | 1 | 0 | 0 | 0
load_220341111 |  | node_1419599_905_15285626_057 |  | AN | 0 | Other | 0 | 0 | 0 | 0 | 0 | 0 | [24 empty] | 8102702 | no | no |  |  | no |  | 0 | 0 | 0 | 0 | 0 | 0 |  | 1 | 1 | 1 | 0 | 0 | 0
load_220341112 |  | node_1420001_359_15285156_297 |  | AN | 0 | Residential | 9633.6+4103.896j | 0 | 0 | 0 | 0 | 0 | [24 empty] | 8102702 | no | no |  |  | no |  | 0 | 0 | 0 | 0 | 0 | 0 |  | 1 | 1 | 1 | 0 | 0 | 0
load_220341113 |  | node_1420025_412_15285022_2 |  | AN | 0 | NonResidential | 0 | 0 | 0 | 0 | 0 | 0 | [24 empty] | 8102702 | no | no |  |  | no |  | 0 | 0 | 0 | 0 | 0 | 0 |  | 1 | 1 | 1 | 0 | 0 | 0
load_220341114 |  | node_1420035_82_15284999_612 |  | BN | 0 | NonResidential | 0 | 0 | 0 | 0 | 0 | 0 | [24 empty] | 8102702 | no | no |  |  | no |  | 0 | 0 | 0 | 0 | 0 | 0 |  | 1 | 1 | 1 | 0 | 0 | 0
load_220341115 |  | node_1420019_729_15285047_668 |  | CN | 0 | NonResidential | 0 | 0 | 0 | 0 | 0 | 0 | [24 empty] | 8102702 | no | no |  |  | no |  | 0 | 0 | 0 | 0 | 0 | 0 |  | 1 | 1 | 1 | 0 | 0 | 0
load_220341116 |  | node_1420579_151_15285053_684 |  | AN | 0 | Residential | 11131.2+4741.871j | 0 | 0 | 0 | 0 | 0 | [24 empty] | 8102702 | no | no |  |  | no |  | 0 | 0 | 0 | 0 | 0 | 0 |  | 1 | 1 | 1 | 0 | 0 | 0
load_220341117 |  | node_1420288_547_15284803_693 |  | AN | 0 | Residential | 1396.8+595.034j | 0 | 0 | 0 | 0 | 0 | [24 empty] | 8102702 | no | no |  |  | no |  | 0 | 0 | 0 | 0 | 0 | 0 |  | 1 | 1 | 1 | 0 | 0 | 0
load_220341120 |  | node_1421266_093_15283141_98 |  | AN | 0 | NonResidential | 4000+1703.993j | 0 | 0 | 0 | 0 | 0 | [24 empty] | 8102702 | no | no |  |  | no |  | 0 | 0 | 0 | 0 | 0 | 0 |  | 1 | 1 | 1 | 0 | 0 | 0
load_220341127 |  | node_1422019_382_15281517_282 |  | AN | 0 | Residential | 8856+3772.64j | 0 | 0 | 0 | 0 | 0 | [24 empty] | 8102702 | no | no |  |  | no |  | 0 | 0 | 0 | 0 | 0 | 0 |  | 1 | 1 | 1 | 0 | 0 | 0
load_220341128 |  | node_1422205_695_15280675_178 |  | AN | 0 | NonResidential | 216+92.016j | 0 | 0 | 0 | 0 | 0 | [24 empty] | 8102702 | no | no |  |  | no |  | 0 | 0 | 0 | 0 | 0 | 0 |  | 1 | 1 | 1 | 0 | 0 | 0
load_220341130 |  | node_1422455_646_15280060_255 |  | AN | 0 | Residential | 9144+3895.328j | 0 | 0 | 0 | 0 | 0 | [24 empty] | 8102702 | no | no |  |  | no |  | 0 | 0 | 0 | 0 | 0 | 0 |  | 1 | 1 | 1 | 0 | 0 | 0
load_220341136 |  | node_1420666_352_15284340_959 |  | AN | 0 | Residential | 2988+1272.883j | 0 | 0 | 0 | 0 | 0 | [24 empty] | 8102702 | no | no |  |  | no |  | 0 | 0 | 0 | 0 | 0 | 0 |  | 1 | 1 | 1 | 0 | 0 | 0
load_220341137 |  | node_1420745_277_15284598_348 |  | AN | 0 | Residential | 3016.8+1285.151j | 0 | 0 | 0 | 0 | 0 | [24 empty] | 8102702 | no | no |  |  | no |  | 0 | 0 | 0 | 0 | 0 | 0 |  | 1 | 1 | 1 | 0 | 0 | 0
load_220341138 |  | node_1421363_691_15284562_569 |  | AN | 0 | Residential | 33494.4+14268.555j | 0 | 0 | 0 | 0 | 0 | [24 empty] | 8102702 | no | no |  |  | no |  | 0 | 0 | 0 | 0 | 0 | 0 |  | 1 | 1 | 1 | 0 | 0 | 0
load_220341139 |  | node_1422180_454_15284634_587 |  | AN | 0 | Residential | 20793.6+8858.037j | 0 | 0 | 0 | 0 | 0 | [24 empty] | 8102702 | no | no |  |  | no |  | 0 | 0 | 0 | 0 | 0 | 0 |  | 1 | 1 | 1 | 0 | 0 | 0
load_220341140 |  | node_1421918_495_15281994_372 |  | AN | 0 | Residential | 5644.8+2404.675j | 0 | 0 | 0 | 0 | 0 | [24 empty] | 8102702 | no | no |  |  | no |  | 0 | 0 | 0 | 0 | 0 | 0 |  | 1 | 1 | 1 | 0 | 0 | 0
load_220341143 |  | node_1422214_279_15282027_779 |  | AN | 0 | Residential | 17690.4+7536.079j | 0 | 0 | 0 | 0 | 0 | [24 empty] | 8102702 | no | no |  |  | no |  | 0 | 0 | 0 | 0 | 0 | 0 |  | 1 | 1 | 1 | 0 | 0 | 0
load_220341149 |  | node_1422415_744_15282105_8 |  | AN | 0 | Residential | 17409.6+7416.459j | 0 | 0 | 0 | 0 | 0 | [24 empty] | 8102702 | no | no |  |  | no |  | 0 | 0 | 0 | 0 | 0 | 0 |  | 1 | 1 | 1 | 0 | 0 | 0
load_220341156 |  | node_1422894_065_15282126_567 |  | AN | 0 | Residential | 23846.4+10158.524j | 0 | 0 | 0 | 0 | 0 | [24 empty] | 8102702 | no | no |  |  | no |  | 0 | 0 | 0 | 0 | 0 | 0 |  | 1 | 1 | 1 | 0 | 0 | 0
load_220341157 |  | node_1423585_42_15282057_673 |  | AN | 0 | Residential | 7488+3189.875j | 0 | 0 | 0 | 0 | 0 | [24 empty] | 8102702 | no | no |  |  | no |  | 0 | 0 | 0 | 0 | 0 | 0 |  | 1 | 1 | 1 | 0 | 0 | 0
load_220341158 |  | node_1423774_592_15282071_179 |  | AN | 0 | Residential | 29505.6+12569.333j | 0 | 0 | 0 | 0 | 0 | [24 empty] | 8102702 | no | no |  |  | no |  | 0 | 0 | 0 | 0 | 0 | 0 |  | 1 | 1 | 1 | 0 | 0 | 0
load_220341160 |  | node_1422505_511_15280417_18 |  | AN | 0 | NonResidential | 7333.333+3123.987j | 0 | 0 | 0 | 0 | 0 | [24 empty] | 8102702 | no | no |  |  | no |  | 0 | 0 | 0 | 0 | 0 | 0 |  | 1 | 1 | 1 | 0 | 0 | 0
load_220341161 |  | node_1422524_854_15280423_255 |  | BN | 0 | NonResidential | 0 | 7333.333+3123.987j | 0 | 0 | 0 | 0 | [24 empty] | 8102702 | no | no |  |  | no |  | 0 | 0 | 0 | 0 | 0 | 0 |  | 1 | 1 | 1 | 0 | 0 | 0
load_220341162 |  | node_1422485_683_15280418_021 |  | CN | 0 | NonResidential | 0 | 0 | 7333.333+3123.987j | 0 | 0 | 0 | [24 empty] | 8102702 | no | no |  |  | no |  | 0 | 0 | 0 | 0 | 0 | 0 |  | 1 | 1 | 1 | 0 | 0 | 0
load_220341163 |  | node_1424107_823_15280614_009 |  | AN | 0 | Residential | 43617.6+18581.02j | 0 | 0 | 0 | 0 | 0 | [24 empty] | 8102702 | no | no |  |  | no |  | 0 | 0 | 0 | 0 | 0 | 0 |  | 1 | 1 | 1 | 0 | 0 | 0
load_220341165 |  | node_1425041_726_15280682_526 |  | AN | 0 | Residential | 36187.2+15415.683j | 0 | 0 | 0 | 0 | 0 | [24 empty] | 8102702 | no | no |  |  | no |  | 0 | 0 | 0 | 0 | 0 | 0 |  | 1 | 1 | 1 | 0 | 0 | 0
load_220341166 |  | node_1425447_872_15280886_121 |  | AN | 0 | Residential | 36799.2+15676.394j | 0 | 0 | 0 | 0 | 0 | [24 empty] | 8102702 | no | no |  |  | no |  | 0 | 0 | 0 | 0 | 0 | 0 |  | 1 | 1 | 1 | 0 | 0 | 0
load_220341168 |  | node_1425808_885_15280891_575 |  | AN | 0 | Residential | 9720+4140.703j | 0 | 0 | 0 | 0 | 0 | [24 empty] | 8102702 | no | no |  |  | no |  | 0 | 0 | 0 | 0 | 0 | 0 |  | 1 | 1 | 1 | 0 | 0 | 0
load_220341169 |  | node_1422796_978_15280512_906 |  | AN | 0 | Residential | 15883.2+6766.215j | 0 | 0 | 0 | 0 | 0 | [24 empty] | 8102702 | no | no |  |  | no |  | 0 | 0 | 0 | 0 | 0 | 0 |  | 1 | 1 | 1 | 0 | 0 | 0
load_220341170 |  | node_1423114_784_15280536_049 |  | AN | 0 | Residential | 38066.4+16216.218j | 0 | 0 | 0 | 0 | 0 | [24 empty] | 8102702 | no | no |  |  | no |  | 0 | 0 | 0 | 0 | 0 | 0 |  | 1 | 1 | 1 | 0 | 0 | 0
load_220341237 |  | node_1426453_118_15292771_486 |  | AN | 0 | NonResidential | 784.8+334.323j | 0 | 0 | 0 | 0 | 0 | [24 empty] | 8102702 | no | no |  |  | no |  | 0 | 0 | 0 | 0 | 0 | 0 |  | 1 | 1 | 1 | 0 | 0 | 0
load_220341238 |  | node_1426007_997_15292726_066 |  | AN | 0 | Residential | 5752.8+2450.683j | 0 | 0 | 0 | 0 | 0 | [24 empty] | 8102702 | no | no |  |  | no |  | 0 | 0 | 0 | 0 | 0 | 0 |  | 1 | 1 | 1 | 0 | 0 | 0
load_220341239 |  | node_1426763_24_15292685_267 |  | AN | 0 | Residential | 8388+3573.273j | 0 | 0 | 0 | 0 | 0 | [24 empty] | 8102702 | no | no |  |  | no |  | 0 | 0 | 0 | 0 | 0 | 0 |  | 1 | 1 | 1 | 0 | 0 | 0
load_220341244 |  | node_1427878_367_15292482_961 |  | AN | 0 | Residential | 8942.4+3809.446j | 0 | 0 | 0 | 0 | 0 | [24 empty] | 8102702 | no | no |  |  | no |  | 0 | 0 | 0 | 0 | 0 | 0 |  | 1 | 1 | 1 | 0 | 0 | 0
load_220341245 |  | node_1428501_155_15292458_526 |  | AN | 0 | Residential | 18172.8+7741.58j | 0 | 0 | 0 | 0 | 0 | [24 empty] | 8102702 | no | no |  |  | no |  | 0 | 0 | 0 | 0 | 0 | 0 |  | 1 | 1 | 1 | 0 | 0 | 0
load_220341246 |  | node_1429288_907_15292841_491 |  | AN | 0 | Residential | 35956.8+15317.533j | 0 | 0 | 0 | 0 | 0 | [24 empty] | 8102702 | no | no |  |  | no |  | 0 | 0 | 0 | 0 | 0 | 0 |  | 1 | 1 | 1 | 0 | 0 | 0
load_220341247 |  | node_1429711_636_15292910_565 |  | AN | 0 | Residential | 10994.4+4683.595j | 0 | 0 | 0 | 0 | 0 | [24 empty] | 8102702 | no | no |  |  | no |  | 0 | 0 | 0 | 0 | 0 | 0 |  | 1 | 1 | 1 | 0 | 0 | 0
load_220341249 |  | node_1430198_754_15292426_783 |  | AN | 0 | NonResidential | 33666.667+14341.94j | 0 | 0 | 0 | 0 | 0 | [24 empty] | 8102702 | no | no |  |  | no |  | 0 | 0 | 0 | 0 | 0 | 0 |  | 1 | 1 | 1 | 0 | 0 | 0
load_220341250 |  | node_1430213_678_15292409_357 |  | BN | 0 | NonResidential | 0 | 33666.667+14341.94j | 0 | 0 | 0 | 0 | [24 empty] | 8102702 | no | no |  |  | no |  | 0 | 0 | 0 | 0 | 0 | 0 |  | 1 | 1 | 1 | 0 | 0 | 0
load_220341251 |  | node_1430187_718_15292448_826 |  | CN | 0 | NonResidential | 0 | 0 | 33666.667+14341.94j | 0 | 0 | 0 | [24 empty] | 8102702 | no | no |  |  | no |  | 0 | 0 | 0 | 0 | 0 | 0 |  | 1 | 1 | 1 | 0 | 0 | 0
load_220350803 |  | node_1433088_038_15279547_278 |  | AN | 0 | Residential | 22291.2+9496.011j | 0 | 0 | 0 | 0 | 0 | [24 empty] | 8102702 | no | no |  |  | no |  | 0 | 0 | 0 | 0 | 0 | 0 |  | 1 | 1 | 1 | 0 | 0 | 0
load_220350804 |  | node_1433101_263_15279965_355 |  | AN | 0 | Residential | 14191.2+6045.426j | 0 | 0 | 0 | 0 | 0 | [24 empty] | 8102702 | no | no |  |  | no |  | 0 | 0 | 0 | 0 | 0 | 0 |  | 1 | 1 | 1 | 0 | 0 | 0
load_220350805 |  | node_1433103_012_15280144_008 |  | AN | 0 | Residential | 10418.4+4438.22j | 0 | 0 | 0 | 0 | 0 | [24 empty] | 8102702 | no | no |  |  | no |  | 0 | 0 | 0 | 0 | 0 | 0 |  | 1 | 1 | 1 | 0 | 0 | 0
load_220350807 |  | node_1433096_555_15280711_514 |  | AN | 0 | Residential | 22680+9661.64j | 0 | 0 | 0 | 0 | 0 | [24 empty] | 8102702 | no | no |  |  | no |  | 0 | 0 | 0 | 0 | 0 | 0 |  | 1 | 1 | 1 | 0 | 0 | 0
load_220350808 |  | node_1433390_741_15280705_706 |  | AN | 0 | Residential | 7329.6+3122.397j | 0 | 0 | 0 | 0 | 0 | [24 empty] | 8102702 | no | no |  |  | no |  | 0 | 0 | 0 | 0 | 0 | 0 |  | 1 | 1 | 1 | 0 | 0 | 0
load_220350810 |  | node_1434545_377_15280661_095 |  | AN | 0 | Residential | 7236+3082.523j | 0 | 0 | 0 | 0 | 0 | [24 empty] | 8102702 | no | no |  |  | no |  | 0 | 0 | 0 | 0 | 0 | 0 |  | 1 | 1 | 1 | 0 | 0 | 0
load_220350811 |  | node_1434560_428_15280147_559 |  | AN | 0 | Residential | 6840+2913.828j | 0 | 0 | 0 | 0 | 0 | [24 empty] | 8102702 | no | no |  |  | no |  | 0 | 0 | 0 | 0 | 0 | 0 |  | 1 | 1 | 1 | 0 | 0 | 0
load_220350812 |  | node_1435063_377_15280755_434 |  | AN | 0 | Residential | 18676.8+7956.283j | 0 | 0 | 0 | 0 | 0 | [24 empty] | 8102702 | no | no |  |  | no |  | 0 | 0 | 0 | 0 | 0 | 0 |  | 1 | 1 | 1 | 0 | 0 | 0
load_220350813 |  | node_1435320_634_15280675_362 |  | AN | 0 | Residential | 655.2+279.114j | 0 | 0 | 0 | 0 | 0 | [24 empty] | 8102702 | no | no |  |  | no |  | 0 | 0 | 0 | 0 | 0 | 0 |  | 1 | 1 | 1 | 0 | 0 | 0
load_220350814 |  | node_1435776_246_15280774_549 |  | AN | 0 | Residential | 5385.6+2294.256j | 0 | 0 | 0 | 0 | 0 | [24 empty] | 8102702 | no | no |  |  | no |  | 0 | 0 | 0 | 0 | 0 | 0 |  | 1 | 1 | 1 | 0 | 0 | 0
load_220350815 |  | node_1435767_021_15280501_065 |  | AN | 0 | Residential | 10360.8+4413.682j | 0 | 0 | 0 | 0 | 0 | [24 empty] | 8102702 | no | no |  |  | no |  | 0 | 0 | 0 | 0 | 0 | 0 |  | 1 | 1 | 1 | 0 | 0 | 0
load_220350816 |  | node_1436008_01_15280570_194 |  | AN | 0 | Residential | 3182.4+1355.697j | 0 | 0 | 0 | 0 | 0 | [24 empty] | 8102702 | no | no |  |  | no |  | 0 | 0 | 0 | 0 | 0 | 0 |  | 1 | 1 | 1 | 0 | 0 | 0
load_220350817 |  | node_1435710_446_15280258_078 |  | AN | 0 | Residential | 1713.6+729.991j | 0 | 0 | 0 | 0 | 0 | [24 empty] | 8102702 | no | no |  |  | no |  | 0 | 0 | 0 | 0 | 0 | 0 |  | 1 | 1 | 1 | 0 | 0 | 0
load_220350818 |  | node_1435841_762_15279971_141 |  | AN | 0 | Residential | 9266.4+3947.47j | 0 | 0 | 0 | 0 | 0 | [24 empty] | 8102702 | no | no |  |  | no |  | 0 | 0 | 0 | 0 | 0 | 0 |  | 1 | 1 | 1 | 0 | 0 | 0
load_220351162 |  | node_1433016_334_15280727_76 |  | AN | 0 | Residential | 13176+5612.952j | 0 | 0 | 0 | 0 | 0 | [24 empty] | 8102702 | no | no |  |  | no |  | 0 | 0 | 0 | 0 | 0 | 0 |  | 1 | 1 | 1 | 0 | 0 | 0
load_220351163 |  | node_1432783_683_15280783_485 |  | AN | 0 | Residential | 25012.8+10655.408j | 0 | 0 | 0 | 0 | 0 | [24 empty] | 8102702 | no | no |  |  | no |  | 0 | 0 | 0 | 0 | 0 | 0 |  | 1 | 1 | 1 | 0 | 0 | 0
load_220351164 |  | node_1432573_552_15280826_806 |  | AN | 0 | Residential | 4536+1932.328j | 0 | 0 | 0 | 0 | 0 | [24 empty] | 8102702 | no | no |  |  | no |  | 0 | 0 | 0 | 0 | 0 | 0 |  | 1 | 1 | 1 | 0 | 0 | 0
load_220351165 |  | node_1432320_586_15280892_624 |  | AN | 0 | Residential | 4521.6+1926.194j | 0 | 0 | 0 | 0 | 0 | [24 empty] | 8102702 | no | no |  |  | no |  | 0 | 0 | 0 | 0 | 0 | 0 |  | 1 | 1 | 1 | 0 | 0 | 0
load_220351303 |  | node_1432335_327_15290790_366 |  | AN | 0 | Residential | 60264+25672.356j | 0 | 0 | 0 | 0 | 0 | [24 empty] | 8102702 | no | no |  |  | no |  | 0 | 0 | 0 | 0 | 0 | 0 |  | 1 | 1 | 1 | 0 | 0 | 0
load_220351341 |  | node_1432151_189_15292270_321 |  | AN | 0 | Other | 0 | 0 | 0 | 0 | 0 | 0 | [24 empty] | 8102702 | no | no |  |  | no |  | 0 | 0 | 0 | 0 | 0 | 0 |  | 1 | 1 | 1 | 0 | 0 | 0
load_220351342 |  | node_1433257_981_15292604_284 |  | AN | 0 | Residential | 9741.6+4149.904j | 0 | 0 | 0 | 0 | 0 | [24 empty] | 8102702 | no | no |  |  | no |  | 0 | 0 | 0 | 0 | 0 | 0 |  | 1 | 1 | 1 | 0 | 0 | 0
load_220351343 |  | node_1433053_875_15292613_933 |  | AN | 0 | Residential | 8676+3695.961j | 0 | 0 | 0 | 0 | 0 | [24 empty] | 8102702 | no | no |  |  | no |  | 0 | 0 | 0 | 0 | 0 | 0 |  | 1 | 1 | 1 | 0 | 0 | 0
load_220351344 |  | node_1432808_742_15292574_865 |  | AN | 0 | Residential | 6156+2622.445j | 0 | 0 | 0 | 0 | 0 | [24 empty] | 8102702 | no | no |  |  | no |  | 0 | 0 | 0 | 0 | 0 | 0 |  | 1 | 1 | 1 | 0 | 0 | 0
load_220351345 |  | node_1432304_425_15292263_911 |  | AN | 0 | Residential | 21348+9094.21j | 0 | 0 | 0 | 0 | 0 | [24 empty] | 8102702 | no | no |  |  | no |  | 0 | 0 | 0 | 0 | 0 | 0 |  | 1 | 1 | 1 | 0 | 0 | 0
load_220351346 |  | node_1432636_647_15292209_367 |  | AN | 0 | Residential | 46231.2+19694.409j | 0 | 0 | 0 | 0 | 0 | [24 empty] | 8102702 | no | no |  |  | no |  | 0 | 0 | 0 | 0 | 0 | 0 |  | 1 | 1 | 1 | 0 | 0 | 0
load_220351347 |  | node_1432835_583_15292210_754 |  | AN | 0 | Residential | 27028.8+11514.221j | 0 | 0 | 0 | 0 | 0 | [24 empty] | 8102702 | no | no |  |  | no |  | 0 | 0 | 0 | 0 | 0 | 0 |  | 1 | 1 | 1 | 0 | 0 | 0
load_220351348 |  | node_1433013_182_15292184_935 |  | AN | 0 | Residential | 15472.8+6591.385j | 0 | 0 | 0 | 0 | 0 | [24 empty] | 8102702 | no | no |  |  | no |  | 0 | 0 | 0 | 0 | 0 | 0 |  | 1 | 1 | 1 | 0 | 0 | 0
load_220351349 |  | node_1433155_486_15291861_22 |  | AN | 0 | Residential | 45892.8+19550.251j | 0 | 0 | 0 | 0 | 0 | [24 empty] | 8102702 | no | no |  |  | no |  | 0 | 0 | 0 | 0 | 0 | 0 |  | 1 | 1 | 1 | 0 | 0 | 0
load_220351350 |  | node_1433266_669_15292287_883 |  | AN | 0 | Residential | 43696.8+18614.759j | 0 | 0 | 0 | 0 | 0 | [24 empty] | 8102702 | no | no |  |  | no |  | 0 | 0 | 0 | 0 | 0 | 0 |  | 1 | 1 | 1 | 0 | 0 | 0
load_220351361 |  | node_1433897_717_15291726_619 |  | AN | 0 | Residential | 21556.8+9183.158j | 0 | 0 | 0 | 0 | 0 | [24 empty] | 8102702 | no | no |  |  | no |  | 0 | 0 | 0 | 0 | 0 | 0 |  | 1 | 1 | 1 | 0 | 0 | 0
load_220351446 |  | node_1429912_617_15297600_96 |  | AN | 0 | Residential | 19627.2+8361.152j | 0 | 0 | 0 | 0 | 0 | [24 empty] | 8102702 | no | no |  |  | no |  | 0 | 0 | 0 | 0 | 0 | 0 |  | 1 | 1 | 1 | 0 | 0 | 0
load_220351447 |  | node_1429877_669_15297281_979 |  | AN | 0 | Residential | 2649.6+1128.725j | 0 | 0 | 0 | 0 | 0 | [24 empty] | 8102702 | no | no |  |  | no |  | 0 | 0 | 0 | 0 | 0 | 0 |  | 1 | 1 | 1 | 0 | 0 | 0
load_220351448 |  | node_1430287_86_15297323_605 |  | AN | 0 | Residential | 7819.2+3330.965j | 0 | 0 | 0 | 0 | 0 | [24 empty] | 8102702 | no | no |  |  | no |  | 0 | 0 | 0 | 0 | 0 | 0 |  | 1 | 1 | 1 | 0 | 0 | 0
load_220351449 |  | node_1429914_914_15296628_609 |  | AN | 0 | Residential | 3621.6+1542.795j | 0 | 0 | 0 | 0 | 0 | [24 empty] | 8102702 | no | no |  |  | no |  | 0 | 0 | 0 | 0 | 0 | 0 |  | 1 | 1 | 1 | 0 | 0 | 0
load_220351450 |  | node_1429986_816_15297817_446 |  | AN | 0 | Residential | 5983.2+2548.833j | 0 | 0 | 0 | 0 | 0 | [24 empty] | 8102702 | no | no |  |  | no |  | 0 | 0 | 0 | 0 | 0 | 0 |  | 1 | 1 | 1 | 0 | 0 | 0
load_220351451 |  | node_1430039_716_15298069_943 |  | AN | 0 | Residential | 18302.4+7796.79j | 0 | 0 | 0 | 0 | 0 | [24 empty] | 8102702 | no | no |  |  | no |  | 0 | 0 | 0 | 0 | 0 | 0 |  | 1 | 1 | 1 | 0 | 0 | 0
load_220351452 |  | node_1430260_686_15298496_041 |  | AN | 0 | Residential | 3297.6+1404.772j | 0 | 0 | 0 | 0 | 0 | [24 empty] | 8102702 | no | no |  |  | no |  | 0 | 0 | 0 | 0 | 0 | 0 |  | 1 | 1 | 1 | 0 | 0 | 0
load_220351453 |  | node_1431204_338_15297855_924 |  | AN | 0 | Residential | 4694.4+1999.806j | 0 | 0 | 0 | 0 | 0 | [24 empty] | 8102702 | no | no |  |  | no |  | 0 | 0 | 0 | 0 | 0 | 0 |  | 1 | 1 | 1 | 0 | 0 | 0
load_220351454 |  | node_1431104_777_15297744_649 |  | AN | 0 | Residential | 26431.2+11259.644j | 0 | 0 | 0 | 0 | 0 | [24 empty] | 8102702 | no | no |  |  | no |  | 0 | 0 | 0 | 0 | 0 | 0 |  | 1 | 1 | 1 | 0 | 0 | 0
load_220351455 |  | node_1430815_064_15297623_355 |  | AN | 0 | Residential | 7250.4+3088.657j | 0 | 0 | 0 | 0 | 0 | [24 empty] | 8102702 | no | no |  |  | no |  | 0 | 0 | 0 | 0 | 0 | 0 |  | 1 | 1 | 1 | 0 | 0 | 0
load_220351456 |  | node_1430584_027_15297609_348 |  | AN | 0 | Residential | 9676.8+4122.3j | 0 | 0 | 0 | 0 | 0 | [24 empty] | 8102702 | no | no |  |  | no |  | 0 | 0 | 0 | 0 | 0 | 0 |  | 1 | 1 | 1 | 0 | 0 | 0
load_220351483 |  | node_1430624_916_15293240_06 |  | AN | 0 | Residential | 6141.6+2616.311j | 0 | 0 | 0 | 0 | 0 | [24 empty] | 8102702 | no | no |  |  | no |  | 0 | 0 | 0 | 0 | 0 | 0 |  | 1 | 1 | 1 | 0 | 0 | 0
load_220351484 |  | node_1430759_568_15293426_491 |  | AN | 0 | Residential | 5724+2438.414j | 0 | 0 | 0 | 0 | 0 | [24 empty] | 8102702 | no | no |  |  | no |  | 0 | 0 | 0 | 0 | 0 | 0 |  | 1 | 1 | 1 | 0 | 0 | 0
load_220351485 |  | node_1430813_498_15293627_497 |  | AN | 0 | Residential | 19188+8174.054j | 0 | 0 | 0 | 0 | 0 | [24 empty] | 8102702 | no | no |  |  | no |  | 0 | 0 | 0 | 0 | 0 | 0 |  | 1 | 1 | 1 | 0 | 0 | 0
load_220351486 |  | node_1430827_127_15293925_078 |  | AN | 0 | Residential | 4968+2116.359j | 0 | 0 | 0 | 0 | 0 | [24 empty] | 8102702 | no | no |  |  | no |  | 0 | 0 | 0 | 0 | 0 | 0 |  | 1 | 1 | 1 | 0 | 0 | 0
load_220351607 |  | node_1432597_095_15291566_382 |  | AN | 0 | Residential | 46130.4+19651.468j | 0 | 0 | 0 | 0 | 0 | [24 empty] | 8102702 | no | no |  |  | no |  | 0 | 0 | 0 | 0 | 0 | 0 |  | 1 | 1 | 1 | 0 | 0 | 0
load_220351611 |  | node_1433626_059_15291178_796 |  | AN | 0 | Residential | 19832.4+8448.567j | 0 | 0 | 0 | 0 | 0 | [24 empty] | 8102702 | no | no |  |  | no |  | 0 | 0 | 0 | 0 | 0 | 0 |  | 1 | 1 | 1 | 0 | 0 | 0
load_220351612 |  | node_1433956_964_15291106_232 |  | AN | 0 | Residential | 39081.6+16648.692j | 0 | 0 | 0 | 0 | 0 | [24 empty] | 8102702 | no | no |  |  | no |  | 0 | 0 | 0 | 0 | 0 | 0 |  | 1 | 1 | 1 | 0 | 0 | 0
load_220351613 |  | node_1434297_426_15290863_909 |  | AN | 0 | Residential | 15040.8+6407.354j | 0 | 0 | 0 | 0 | 0 | [24 empty] | 8102702 | no | no |  |  | no |  | 0 | 0 | 0 | 0 | 0 | 0 |  | 1 | 1 | 1 | 0 | 0 | 0
load_220351614 |  | node_1434963_924_15290663_64 |  | AN | 0 | Other | 0 | 0 | 0 | 0 | 0 | 0 | [24 empty] | 8102702 | no | no |  |  | no |  | 0 | 0 | 0 | 0 | 0 | 0 |  | 1 | 1 | 1 | 0 | 0 | 0
load_220351616 |  | node_1435121_175_15290975_828 |  | AN | 0 | NonResidential | 71000+30245.873j | 0 | 0 | 0 | 0 | 0 | [24 empty] | 8102702 | no | no |  |  | no |  | 0 | 0 | 0 | 0 | 0 | 0 |  | 1 | 1 | 1 | 0 | 0 | 0
load_220351617 |  | node_1435103_913_15290988_816 |  | AN | 0 | NonResidential | 71000+30245.873j | 0 | 0 | 0 | 0 | 0 | [24 empty] | 8102702 | no | no |  |  | no |  | 0 | 0 | 0 | 0 | 0 | 0 |  | 1 | 1 | 1 | 0 | 0 | 0
load_220351631 |  | node_1430419_479_15292293_142 |  | AN | 0 | Residential | 3441.6+1466.115j | 0 | 0 | 0 | 0 | 0 | [24 empty] | 8102702 | no | no |  |  | no |  | 0 | 0 | 0 | 0 | 0 | 0 |  | 1 | 1 | 1 | 0 | 0 | 0
load_220351632 |  | node_1430873_271_15291836_686 |  | AN | 0 | Residential | 27770.4+11830.141j | 0 | 0 | 0 | 0 | 0 | [24 empty] | 8102702 | no | no |  |  | no |  | 0 | 0 | 0 | 0 | 0 | 0 |  | 1 | 1 | 1 | 0 | 0 | 0
load_220351633 |  | node_1431357_721_15291807_805 |  | AN | 0 | Residential | 9626.4+4100.829j | 0 | 0 | 0 | 0 | 0 | [24 empty] | 8102702 | no | no |  |  | no |  | 0 | 0 | 0 | 0 | 0 | 0 |  | 1 | 1 | 1 | 0 | 0 | 0
load_220351634 |  | node_1431506_939_15291654_724 |  | AN | 0 | Residential | 5047.2+2150.098j | 0 | 0 | 0 | 0 | 0 | [24 empty] | 8102702 | no | no |  |  | no |  | 0 | 0 | 0 | 0 | 0 | 0 |  | 1 | 1 | 1 | 0 | 0 | 0
load_220351635 |  | node_1432107_69_15291600_841 |  | AN | 0 | NonResidential | 3880.8+1653.214j | 0 | 0 | 0 | 0 | 0 | [24 empty] | 8102702 | no | no |  |  | no |  | 0 | 0 | 0 | 0 | 0 | 0 |  | 1 | 1 | 1 | 0 | 0 | 0
load_220351644 |  | node_1431826_941_15291217_03 |  | AN | 0 | Residential | 3384+1441.578j | 0 | 0 | 0 | 0 | 0 | [24 empty] | 8102702 | no | no |  |  | no |  | 0 | 0 | 0 | 0 | 0 | 0 |  | 1 | 1 | 1 | 0 | 0 | 0
load_220351652 |  | node_1431838_076_15290828_23 |  | AN | 0 | Residential | 32601.6+13888.223j | 0 | 0 | 0 | 0 | 0 | [24 empty] | 8102702 | no | no |  |  | no |  | 0 | 0 | 0 | 0 | 0 | 0 |  | 1 | 1 | 1 | 0 | 0 | 0
load_220351654 |  | node_1431804_456_15290570_647 |  | AN | 0 | NonResidential | 500+212.999j | 0 | 0 | 0 | 0 | 0 | [24 empty] | 8102702 | no | no |  |  | no |  | 0 | 0 | 0 | 0 | 0 | 0 |  | 1 | 1 | 1 | 0 | 0 | 0
load_220351655 |  | node_1431946_65_15289957_761 |  | AN | 0 | Residential | 60631.2+25828.783j | 0 | 0 | 0 | 0 | 0 | [24 empty] | 8102702 | no | no |  |  | no |  | 0 | 0 | 0 | 0 | 0 | 0 |  | 1 | 1 | 1 | 0 | 0 | 0
load_220351656 |  | node_1431826_574_15289658_023 |  | AN | 0 | Residential | 2570.4+1094.986j | 0 | 0 | 0 | 0 | 0 | [24 empty] | 8102702 | no | no |  |  | no |  | 0 | 0 | 0 | 0 | 0 | 0 |  | 1 | 1 | 1 | 0 | 0 | 0
load_220351657 |  | node_1431521_966_15289586_744 |  | AN | 0 | NonResidential | 7500+3194.987j | 0 | 0 | 0 | 0 | 0 | [24 empty] | 8102702 | no | no |  |  | no |  | 0 | 0 | 0 | 0 | 0 | 0 |  | 1 | 1 | 1 | 0 | 0 | 0
load_220351658 |  | node_1431526_278_15289560_786 |  | AN | 0 | NonResidential | 7500+3194.987j | 0 | 0 | 0 | 0 | 0 | [24 empty] | 8102702 | no | no |  |  | no |  | 0 | 0 | 0 | 0 | 0 | 0 |  | 1 | 1 | 1 | 0 | 0 | 0
load_220351664 |  | node_1431870_447_15293538_436 |  | AN | 0 | Residential | 21132+9002.194j | 0 | 0 | 0 | 0 | 0 | [24 empty] | 8102702 | no | no |  |  | no |  | 0 | 0 | 0 | 0 | 0 | 0 |  | 1 | 1 | 1 | 0 | 0 | 0
load_220351665 |  | node_1431880_394_15293748_91 |  | AN | 0 | Residential | 3693.6+1573.467j | 0 | 0 | 0 | 0 | 0 | [24 empty] | 8102702 | no | no |  |  | no |  | 0 | 0 | 0 | 0 | 0 | 0 |  | 1 | 1 | 1 | 0 | 0 | 0
load_220351666 |  | node_1432397_574_15293773_688 |  | AN | 0 | Residential | 734.4+312.853j | 0 | 0 | 0 | 0 | 0 | [24 empty] | 8102702 | no | no |  |  | no |  | 0 | 0 | 0 | 0 | 0 | 0 |  | 1 | 1 | 1 | 0 | 0 | 0
load_220351667 |  | node_1431798_954_15294065_504 |  | AN | 0 | Residential | 4723.2+2012.075j | 0 | 0 | 0 | 0 | 0 | [24 empty] | 8102702 | no | no |  |  | no |  | 0 | 0 | 0 | 0 | 0 | 0 |  | 1 | 1 | 1 | 0 | 0 | 0
load_220351668 |  | node_1431906_168_15294459_106 |  | AN | 0 | NonResidential | 1648.8+702.386j | 0 | 0 | 0 | 0 | 0 | [24 empty] | 8102702 | no | no |  |  | no |  | 0 | 0 | 0 | 0 | 0 | 0 |  | 1 | 1 | 1 | 0 | 0 | 0
load_220351669 |  | node_1431877_219_15294722_413 |  | AN | 0 | Residential | 10893.6+4640.654j | 0 | 0 | 0 | 0 | 0 | [24 empty] | 8102702 | no | no |  |  | no |  | 0 | 0 | 0 | 0 | 0 | 0 |  | 1 | 1 | 1 | 0 | 0 | 0
load_220351670 |  | node_1431904_941_15294958_25 |  | AN | 0 | Residential | 21348+9094.21j | 0 | 0 | 0 | 0 | 0 | [24 empty] | 8102702 | no | no |  |  | no |  | 0 | 0 | 0 | 0 | 0 | 0 |  | 1 | 1 | 1 | 0 | 0 | 0
load_220351671 |  | node_1432002_348_15294915_211 |  | AN | 0 | Residential | 6422.4+2735.931j | 0 | 0 | 0 | 0 | 0 | [24 empty] | 8102702 | no | no |  |  | no |  | 0 | 0 | 0 | 0 | 0 | 0 |  | 1 | 1 | 1 | 0 | 0 | 0
load_220351672 |  | node_1432530_31_15295049_698 |  | AN | 0 | Residential | 3009.6+1282.084j | 0 | 0 | 0 | 0 | 0 | [24 empty] | 8102702 | no | no |  |  | no |  | 0 | 0 | 0 | 0 | 0 | 0 |  | 1 | 1 | 1 | 0 | 0 | 0
load_220351673 |  | node_1431930_385_15295672_914 |  | AN | 0 | Residential | 14126.4+6017.821j | 0 | 0 | 0 | 0 | 0 | [24 empty] | 8102702 | no | no |  |  | no |  | 0 | 0 | 0 | 0 | 0 | 0 |  | 1 | 1 | 1 | 0 | 0 | 0
load_220351674 |  | node_1432098_95_15295970_655 |  | AN | 0 | Residential | 4536+1932.328j | 0 | 0 | 0 | 0 | 0 | [24 empty] | 8102702 | no | no |  |  | no |  | 0 | 0 | 0 | 0 | 0 | 0 |  | 1 | 1 | 1 | 0 | 0 | 0
load_220351675 |  | node_1432092_301_15296156_042 |  | AN | 0 | Residential | 6235.2+2656.184j | 0 | 0 | 0 | 0 | 0 | [24 empty] | 8102702 | no | no |  |  | no |  | 0 | 0 | 0 | 0 | 0 | 0 |  | 1 | 1 | 1 | 0 | 0 | 0
load_220351676 |  | node_1432194_26_15296243_591 |  | AN | 0 | Residential | 10987.2+4680.528j | 0 | 0 | 0 | 0 | 0 | [24 empty] | 8102702 | no | no |  |  | no |  | 0 | 0 | 0 | 0 | 0 | 0 |  | 1 | 1 | 1 | 0 | 0 | 0
load_220351678 |  | node_1432322_524_15296625_689 |  | AN | 0 | Residential | 11066.4+4714.267j | 0 | 0 | 0 | 0 | 0 | [24 empty] | 8102702 | no | no |  |  | no |  | 0 | 0 | 0 | 0 | 0 | 0 |  | 1 | 1 | 1 | 0 | 0 | 0
load_220351679 |  | node_1431892_476_15296901_526 |  | AN | 0 | Residential | 2304+981.5j | 0 | 0 | 0 | 0 | 0 | [24 empty] | 8102702 | no | no |  |  | no |  | 0 | 0 | 0 | 0 | 0 | 0 |  | 1 | 1 | 1 | 0 | 0 | 0
load_220351680 |  | node_1432181_494_15297112_618 |  | AN | 0 | Residential | 7963.2+3392.309j | 0 | 0 | 0 | 0 | 0 | [24 empty] | 8102702 | no | no |  |  | no |  | 0 | 0 | 0 | 0 | 0 | 0 |  | 1 | 1 | 1 | 0 | 0 | 0
load_220351681 |  | node_1432197_981_15297309_865 |  | AN | 0 | Residential | 3304.8+1407.839j | 0 | 0 | 0 | 0 | 0 | [24 empty] | 8102702 | no | no |  |  | no |  | 0 | 0 | 0 | 0 | 0 | 0 |  | 1 | 1 | 1 | 0 | 0 | 0
load_220351682 |  | node_1432214_57_15297513_89 |  | AN | 0 | Residential | 18403.2+7839.73j | 0 | 0 | 0 | 0 | 0 | [24 empty] | 8102702 | no | no |  |  | no |  | 0 | 0 | 0 | 0 | 0 | 0 |  | 1 | 1 | 1 | 0 | 0 | 0
load_220351683 |  | node_1432440_423_15298084_27 |  | AN | 0 | Residential | 8870.4+3778.775j | 0 | 0 | 0 | 0 | 0 | [24 empty] | 8102702 | no | no |  |  | no |  | 0 | 0 | 0 | 0 | 0 | 0 |  | 1 | 1 | 1 | 0 | 0 | 0
load_220351684 |  | node_1432522_581_15298246_868 |  | AN | 0 | NonResidential | 1663.2+708.52j | 0 | 0 | 0 | 0 | 0 | [24 empty] | 8102702 | no | no |  |  | no |  | 0 | 0 | 0 | 0 | 0 | 0 |  | 1 | 1 | 1 | 0 | 0 | 0
load_220351685 |  | node_1433004_884_15298661_178 |  | AN | 0 | Residential | 1915.2+815.872j | 0 | 0 | 0 | 0 | 0 | [24 empty] | 8102702 | no | no |  |  | no |  | 0 | 0 | 0 | 0 | 0 | 0 |  | 1 | 1 | 1 | 0 | 0 | 0
load_220351686 |  | node_1433511_353_15299043_76 |  | AN | 0 | Residential | 25106.4+10695.282j | 0 | 0 | 0 | 0 | 0 | [24 empty] | 8102702 | no | no |  |  | no |  | 0 | 0 | 0 | 0 | 0 | 0 |  | 1 | 1 | 1 | 0 | 0 | 0
load_220351687 |  | node_1433521_039_15298531_328 |  | AN | 0 | Residential | 7236+3082.523j | 0 | 0 | 0 | 0 | 0 | [24 empty] | 8102702 | no | no |  |  | no |  | 0 | 0 | 0 | 0 | 0 | 0 |  | 1 | 1 | 1 | 0 | 0 | 0
load_220351688 |  | node_1431458_089_15292192_715 |  | AN | 0 | Residential | 8208+3496.593j | 0 | 0 | 0 | 0 | 0 | [24 empty] | 8102702 | no | no |  |  | no |  | 0 | 0 | 0 | 0 | 0 | 0 |  | 1 | 1 | 1 | 0 | 0 | 0
load_220351689 |  | node_1431876_497_15292334_193 |  | AN | 0 | Residential | 23824.8+10149.322j | 0 | 0 | 0 | 0 | 0 | [24 empty] | 8102702 | no | no |  |  | no |  | 0 | 0 | 0 | 0 | 0 | 0 |  | 1 | 1 | 1 | 0 | 0 | 0
load_220351690 |  | node_1432002_445_15292560_381 |  | AN | 0 | Other | 0 | 0 | 0 | 0 | 0 | 0 | [24 empty] | 8102702 | no | no |  |  | no |  | 0 | 0 | 0 | 0 | 0 | 0 |  | 1 | 1 | 1 | 0 | 0 | 0
load_220351691 |  | node_1431876_25_15292657_118 |  | AN | 0 | NonResidential | 266.4+113.486j | 0 | 0 | 0 | 0 | 0 | [24 empty] | 8102702 | no | no |  |  | no |  | 0 | 0 | 0 | 0 | 0 | 0 |  | 1 | 1 | 1 | 0 | 0 | 0
load_220351692 |  | node_1432297_635_15293053_368 |  | AN | 0 | Residential | 8215.2+3499.661j | 0 | 0 | 0 | 0 | 0 | [24 empty] | 8102702 | no | no |  |  | no |  | 0 | 0 | 0 | 0 | 0 | 0 |  | 1 | 1 | 1 | 0 | 0 | 0
load_220351693 |  | node_1431572_325_15293264_035 |  | AN | 0 | Residential | 8668.8+3692.893j | 0 | 0 | 0 | 0 | 0 | [24 empty] | 8102702 | no | no |  |  | no |  | 0 | 0 | 0 | 0 | 0 | 0 |  | 1 | 1 | 1 | 0 | 0 | 0
load_220431648 |  | node_1421506_044_15279689_159 |  | AN | 0 | NonResidential | 1000+425.998j | 0 | 0 | 0 | 0 | 0 | [24 empty] | 8102702 | no | no |  |  | no |  | 0 | 0 | 0 | 0 | 0 | 0 |  | 1 | 1 | 1 | 0 | 0 | 0
load_220433283 |  | node_1420890_025_15280396_829 |  | AN | 0 | NonResidential | 93.6+39.873j | 0 | 0 | 0 | 0 | 0 | [24 empty] | 8102702 | no | no |  |  | no |  | 0 | 0 | 0 | 0 | 0 | 0 |  | 1 | 1 | 1 | 0 | 0 | 0
load_220434431 |  | node_1429872_087_15280467_571 |  | AN | 0 | Residential | 4737.6+2018.209j | 0 | 0 | 0 | 0 | 0 | [24 empty] | 8102702 | no | no |  |  | no |  | 0 | 0 | 0 | 0 | 0 | 0 |  | 1 | 1 | 1 | 0 | 0 | 0
load_220436744 |  | node_1426801_096_15287558_805 |  | AN | 0 | Residential | 3996+1702.289j | 0 | 0 | 0 | 0 | 0 | [24 empty] | 8102702 | no | no |  |  | no |  | 0 | 0 | 0 | 0 | 0 | 0 |  | 1 | 1 | 1 | 0 | 0 | 0
load_220438520 |  | node_1420450_975_15284526_93 |  | AN | 0 | NonResidential | 1000+425.998j | 0 | 0 | 0 | 0 | 0 | [24 empty] | 8102702 | no | no |  |  | no |  | 0 | 0 | 0 | 0 | 0 | 0 |  | 1 | 1 | 1 | 0 | 0 | 0
load_220438521 |  | node_1420459_246_15284517_643 |  | AN | 0 | NonResidential | 1000+425.998j | 0 | 0 | 0 | 0 | 0 | [24 empty] | 8102702 | no | no |  |  | no |  | 0 | 0 | 0 | 0 | 0 | 0 |  | 1 | 1 | 1 | 0 | 0 | 0
load_220440782 |  | node_1418704_111_15279917_112 |  | AN | 0 | NonResidential | 82000+34931.854j | 0 | 0 | 0 | 0 | 0 | [24 empty] | 8102702 | no | no |  |  | no |  | 0 | 0 | 0 | 0 | 0 | 0 |  | 1 | 1 | 1 | 0 | 0 | 0
load_220476257 |  | node_1420510_354_15279423_974 |  | AN | 0 | Residential | 7221.6+3076.389j | 0 | 0 | 0 | 0 | 0 | [24 empty] | 8102702 | no | no |  |  | no |  | 0 | 0 | 0 | 0 | 0 | 0 |  | 1 | 1 | 1 | 0 | 0 | 0
load_220510803 |  | node_1424365_191_15282468_8 |  | AN | 0 | Residential | 6840+2913.828j | 0 | 0 | 0 | 0 | 0 | [24 empty] | 8102702 | no | no |  |  | no |  | 0 | 0 | 0 | 0 | 0 | 0 |  | 1 | 1 | 1 | 0 | 0 | 0
load_220516990 |  | node_1426842_975_15289106_378 |  | BN | 0 | NonResidential | 0 | 9666.667+4117.983j | 0 | 0 | 0 | 0 | [24 empty] | 8102702 | no | no |  |  | no |  | 0 | 0 | 0 | 0 | 0 | 0 |  | 1 | 1 | 1 | 0 | 0 | 0
load_220520461 |  | node_1424549_102_15280648_612 |  | AN | 0 | Residential | 7171.2+3054.918j | 0 | 0 | 0 | 0 | 0 | [24 empty] | 8102702 | no | no |  |  | no |  | 0 | 0 | 0 | 0 | 0 | 0 |  | 1 | 1 | 1 | 0 | 0 | 0
load_220525645 |  | node_1420962_077_15278782_859 |  | AN | 0 | Residential | 4687.2+1996.739j | 0 | 0 | 0 | 0 | 0 | [24 empty] | 8102702 | no | no |  |  | no |  | 0 | 0 | 0 | 0 | 0 | 0 |  | 1 | 1 | 1 | 0 | 0 | 0
load_220525646 |  | node_1420952_983_15278806_456 |  | BN | 0 | Residential | 0 | 4687.2+1996.739j | 0 | 0 | 0 | 0 | [24 empty] | 8102702 | no | no |  |  | no |  | 0 | 0 | 0 | 0 | 0 | 0 |  | 1 | 1 | 1 | 0 | 0 | 0
load_220525647 |  | node_1420966_296_15278756_873 |  | CN | 0 | Residential | 0 | 0 | 4687.2+1996.739j | 0 | 0 | 0 | [24 empty] | 8102702 | no | no |  |  | no |  | 0 | 0 | 0 | 0 | 0 | 0 |  | 1 | 1 | 1 | 0 | 0 | 0
load_220527033 |  | node_1419241_741_15275972_369 |  | ABCN | 0 | NonResidential | 0 | 0 | 0 | 0 | 0 | 0 | [24 empty] | 8102702 | no | no |  |  | no |  | 0 | 0 | 0 | 0 | 0 | 0 |  | 1 | 1 | 1 | 0 | 0 | 0
load_220528576 |  | node_1428152_803_15293998_224 |  | AN | 0 | Residential | 12254.4+5220.353j | 0 | 0 | 0 | 0 | 0 | [24 empty] | 8102702 | no | no |  |  | no |  | 0 | 0 | 0 | 0 | 0 | 0 |  | 1 | 1 | 1 | 0 | 0 | 0
load_220530008 |  | node_1418670_266_15275242_821 |  | ABCN | 0 | NonResidential | 114000+48563.797j | 114000+48563.797j | 114000+48563.797j | 0 | 0 | 0 | [24 empty] | 8102702 | no | no |  |  | no |  | 0 | 0 | 0 | 0 | 0 | 0 |  | 1 | 1 | 1 | 0 | 0 | 0
load_220530089 |  | node_1432557_085_15294739_307 |  | AN | 0 | Residential | 4392+1870.984j | 0 | 0 | 0 | 0 | 0 | [24 empty] | 8102702 | no | no |  |  | no |  | 0 | 0 | 0 | 0 | 0 | 0 |  | 1 | 1 | 1 | 0 | 0 | 0
load_220530090 |  | node_1421900_06_15288948_963 |  | AN | 0 | Residential | 7286.4+3103.993j | 0 | 0 | 0 | 0 | 0 | [24 empty] | 8102702 | no | no |  |  | no |  | 0 | 0 | 0 | 0 | 0 | 0 |  | 1 | 1 | 1 | 0 | 0 | 0
load_220530290 |  | node_1422577_84_15286782_957 |  | AN | 0 | Residential | 10238.4+4361.54j | 0 | 0 | 0 | 0 | 0 | [24 empty] | 8102702 | no | no |  |  | no |  | 0 | 0 | 0 | 0 | 0 | 0 |  | 1 | 1 | 1 | 0 | 0 | 0
load_220530818 |  | node_1418830_611_15277456_991 |  | ABCN | 0 | NonResidential | 31666.667+13489.944j | 31666.667+13489.944j | 31666.667+13489.944j | 0 | 0 | 0 | [24 empty] | 8102702 | no | no |  |  | no |  | 0 | 0 | 0 | 0 | 0 | 0 |  | 1 | 1 | 1 | 0 | 0 | 0
load_220531444 |  | node_1421533_336_15288165_623 |  | AN | 0 | Residential | 11937.6+5085.396j | 0 | 0 | 0 | 0 | 0 | [24 empty] | 8102702 | no | no |  |  | no |  | 0 | 0 | 0 | 0 | 0 | 0 |  | 1 | 1 | 1 | 0 | 0 | 0
load_220531809 |  | node_1418900_014_15278408_607 |  | ABCN | 0 | NonResidential | 105333.333+44871.812j | 105333.333+44871.812j | 105333.333+44871.812j | 0 | 0 | 0 | [24 empty] | 8102702 | no | no |  |  | no |  | 0 | 0 | 0 | 0 | 0 | 0 |  | 1 | 1 | 1 | 0 | 0 | 0
load_220532315 |  | node_1425487_11_15281323_765 |  | AN | 0 | Residential | 11325.6+4824.685j | 0 | 0 | 0 | 0 | 0 | [24 empty] | 8102702 | no | no |  |  | no |  | 0 | 0 | 0 | 0 | 0 | 0 |  | 1 | 1 | 1 | 0 | 0 | 0
load_220532472 |  | node_1431391_711_15298705_649 |  | AN | 0 | Residential | 79.2+33.739j | 0 | 0 | 0 | 0 | 0 | [24 empty] | 8102702 | no | no |  |  | no |  | 0 | 0 | 0 | 0 | 0 | 0 |  | 1 | 1 | 1 | 0 | 0 | 0
load_220533626 |  | node_1420897_088_15275853_2 |  | ABCN | 0 | NonResidential | 354666.667+151087.367j | 354666.667+151087.367j | 354666.667+151087.367j | 0 | 0 | 0 | [24 empty] | 8102702 | no | no |  |  | no |  | 0 | 0 | 0 | 0 | 0 | 0 |  | 1 | 1 | 1 | 0 | 0 | 0
load_220534025 |  | node_1422432_342_15287371_916 |  | AN | 0 | Residential | 6048+2576.437j | 0 | 0 | 0 | 0 | 0 | [24 empty] | 8102702 | no | no |  |  | no |  | 0 | 0 | 0 | 0 | 0 | 0 |  | 1 | 1 | 1 | 0 | 0 | 0
load_220538440 |  | node_1435270_562_15280766_774 |  | AN | 0 | Other | 0 | 0 | 0 | 0 | 0 | 0 | [24 empty] | 8102702 | no | no |  |  | no |  | 0 | 0 | 0 | 0 | 0 | 0 |  | 1 | 1 | 1 | 0 | 0 | 0
load_220540209 |  | node_1434084_774_15280716_214 |  | AN | 0 | Residential | 35740.8+15225.517j | 0 | 0 | 0 | 0 | 0 | [24 empty] | 8102702 | no | no |  |  | no |  | 0 | 0 | 0 | 0 | 0 | 0 |  | 1 | 1 | 1 | 0 | 0 | 0
load_220540218 |  | node_1433673_844_15280639_337 |  | AN | 0 | Residential | 26244+11179.897j | 0 | 0 | 0 | 0 | 0 | [24 empty] | 8102702 | no | no |  |  | no |  | 0 | 0 | 0 | 0 | 0 | 0 |  | 1 | 1 | 1 | 0 | 0 | 0
load_220543109 |  | node_1432823_338_15291477_355 |  | AN | 0 | NonResidential | 7000+2981.988j | 0 | 0 | 0 | 0 | 0 | [24 empty] | 8102702 | no | no |  |  | no |  | 0 | 0 | 0 | 0 | 0 | 0 |  | 1 | 1 | 1 | 0 | 0 | 0
load_220543110 |  | node_1432818_088_15291451_641 |  | BN | 0 | Residential | 0 | 2937.6+1251.412j | 0 | 0 | 0 | 0 | [24 empty] | 8102702 | no | no |  |  | no |  | 0 | 0 | 0 | 0 | 0 | 0 |  | 1 | 1 | 1 | 0 | 0 | 0
load_220543111 |  | node_1432833_358_15291500_405 |  | CN | 0 | NonResidential | 0 | 0 | 7000+2981.988j | 0 | 0 | 0 | [24 empty] | 8102702 | no | no |  |  | no |  | 0 | 0 | 0 | 0 | 0 | 0 |  | 1 | 1 | 1 | 0 | 0 | 0
load_220544619 |  | node_1418402_172_15275959_099 |  | ABCN | 0 | NonResidential | 47333.333+20163.915j | 47333.333+20163.915j | 47333.333+20163.915j | 0 | 0 | 0 | [24 empty] | 8102702 | no | no |  |  | no |  | 0 | 0 | 0 | 0 | 0 | 0 |  | 1 | 1 | 1 | 0 | 0 | 0
load_220551887 |  | node_1417704_599_15274603_26 |  | AN | 0 | NonResidential | 325000+138449.42j | 0 | 0 | 0 | 0 | 0 | [24 empty] | 8102702 | no | no |  |  | no |  | 0 | 0 | 0 | 0 | 0 | 0 |  | 1 | 1 | 1 | 0 | 0 | 0
load_220552852 |  | node_1418664_758_15276615_95 |  | AN | 0 | NonResidential | 4000+1703.993j | 0 | 0 | 0 | 0 | 0 | [24 empty] | 8102702 | no | no |  |  | no |  | 0 | 0 | 0 | 0 | 0 | 0 |  | 1 | 1 | 1 | 0 | 0 | 0
load_220574436 |  | node_1420720_305_15276474_062 |  | AN | 0 | NonResidential | 6000+2555.989j | 0 | 0 | 0 | 0 | 0 | [24 empty] | 8102702 | no | no |  |  | no |  | 0 | 0 | 0 | 0 | 0 | 0 |  | 1 | 1 | 1 | 0 | 0 | 0
load_220574439 |  | node_1421648_15_15282499_272 |  | AN | 0 | Residential | 4060.8+1729.894j | 0 | 0 | 0 | 0 | 0 | [24 empty] | 8102702 | no | no |  |  | no |  | 0 | 0 | 0 | 0 | 0 | 0 |  | 1 | 1 | 1 | 0 | 0 | 0
load_220574442 |  | node_1421541_092_15282537_068 |  | AN | 0 | Residential | 11088+4723.468j | 0 | 0 | 0 | 0 | 0 | [24 empty] | 8102702 | no | no |  |  | no |  | 0 | 0 | 0 | 0 | 0 | 0 |  | 1 | 1 | 1 | 0 | 0 | 0
load_220574448 |  | node_1421661_153_15282476_525 |  | AN | 0 | Residential | 4060.8+1729.894j | 0 | 0 | 0 | 0 | 0 | [24 empty] | 8102702 | no | no |  |  | no |  | 0 | 0 | 0 | 0 | 0 | 0 |  | 1 | 1 | 1 | 0 | 0 | 0
load_220575150 |  | node_1425523_71_15288059_759 |  | AN | 0 | Residential | 0 | 0 | 0 | 0 | 0 | 0 | [24 empty] | 8102702 | no | no |  |  | no |  | 0 | 0 | 0 | 0 | 0 | 0 |  | 1 | 1 | 1 | 0 | 0 | 0
load_220575152 |  | node_1425383_202_15288225_95 |  | AN | 0 | Residential | 17733.6+7554.482j | 0 | 0 | 0 | 0 | 0 | [24 empty] | 8102702 | no | no |  |  | no |  | 0 | 0 | 0 | 0 | 0 | 0 |  | 1 | 1 | 1 | 0 | 0 | 0
load_220575164 |  | node_1425124_06_15288002_213 |  | AN | 0 | Residential | 16531.2+7042.262j | 0 | 0 | 0 | 0 | 0 | [24 empty] | 8102702 | no | no |  |  | no |  | 0 | 0 | 0 | 0 | 0 | 0 |  | 1 | 1 | 1 | 0 | 0 | 0
load_220580495 |  | node_1432448_151_15281224_166 |  | AN | 0 | Other | 0 | 0 | 0 | 0 | 0 | 0 | [24 empty] | 8102702 | no | no |  |  | no |  | 0 | 0 | 0 | 0 | 0 | 0 |  | 1 | 1 | 1 | 0 | 0 | 0
load_220580496 |  | node_1433094_126_15280030_121 |  | AN | 0 | Other | 0 | 0 | 0 | 0 | 0 | 0 | [24 empty] | 8102702 | no | no |  |  | no |  | 0 | 0 | 0 | 0 | 0 | 0 |  | 1 | 1 | 1 | 0 | 0 | 0
load_220581495 |  | node_1431860_91_15291959_665 |  | AN | 0 | Residential | 24300+10351.757j | 0 | 0 | 0 | 0 | 0 | [24 empty] | 8102702 | no | no |  |  | no |  | 0 | 0 | 0 | 0 | 0 | 0 |  | 1 | 1 | 1 | 0 | 0 | 0
load_220583228 |  | node_1433606_862_15291185_341 |  | AN | 0 | NonResidential | 3000+1277.995j | 0 | 0 | 0 | 0 | 0 | [24 empty] | 8102702 | no | no |  |  | no |  | 0 | 0 | 0 | 0 | 0 | 0 |  | 1 | 1 | 1 | 0 | 0 | 0
load_220583230 |  | node_1430249_978_15291372_513 |  | AN | 0 | Residential | 48222+20542.486j | 0 | 0 | 0 | 0 | 0 | [24 empty] | 8102702 | no | no |  |  | no |  | 0 | 0 | 0 | 0 | 0 | 0 |  | 1 | 1 | 1 | 0 | 0 | 0
load_220583269 |  | node_1418985_673_15273714_411 |  | ABCN | 0 | NonResidential | 47000+20021.916j | 47000+20021.916j | 47000+20021.916j | 0 | 0 | 0 | [24 empty] | 8102702 | no | no |  |  | no |  | 0 | 0 | 0 | 0 | 0 | 0 |  | 1 | 1 | 1 | 0 | 0 | 0
load_220583286 |  | node_1429986_183_15292580_836 |  | AN | 0 | NonResidential | 3000+1277.995j | 0 | 0 | 0 | 0 | 0 | [24 empty] | 8102702 | no | no |  |  | no |  | 0 | 0 | 0 | 0 | 0 | 0 |  | 1 | 1 | 1 | 0 | 0 | 0
load_220583291 |  | node_1429972_984_15292600_613 |  | AN | 0 | Residential | 2930.4+1248.345j | 0 | 0 | 0 | 0 | 0 | [24 empty] | 8102702 | no | no |  |  | no |  | 0 | 0 | 0 | 0 | 0 | 0 |  | 1 | 1 | 1 | 0 | 0 | 0
load_220584033 |  | node_1431816_294_15290549_368 |  | AN | 0 | Residential | 4716+2009.008j | 0 | 0 | 0 | 0 | 0 | [24 empty] | 8102702 | no | no |  |  | no |  | 0 | 0 | 0 | 0 | 0 | 0 |  | 1 | 1 | 1 | 0 | 0 | 0
load_220593939 |  | node_1431100_573_15291467_711 |  | ABCN | 0 | NonResidential | 8000+3407.986j | 8000+3407.986j | 8000+3407.986j | 0 | 0 | 0 | [24 empty] | 8102702 | no | no |  |  | no |  | 0 | 0 | 0 | 0 | 0 | 0 |  | 1 | 1 | 1 | 0 | 0 | 0
load_220596311 |  | node_1423406_105_15282046_766 |  | AN | 0 | NonResidential | 1987.2+846.544j | 0 | 0 | 0 | 0 | 0 | [24 empty] | 8102702 | no | no |  |  | no |  | 0 | 0 | 0 | 0 | 0 | 0 |  | 1 | 1 | 1 | 0 | 0 | 0
load_220598220 |  | node_1425759_855_15287331_71 |  | AN | 0 | Residential | 5436+2315.726j | 0 | 0 | 0 | 0 | 0 | [24 empty] | 8102702 | no | no |  |  | no |  | 0 | 0 | 0 | 0 | 0 | 0 |  | 1 | 1 | 1 | 0 | 0 | 0
load_220610689 |  | node_1430280_042_15297587_215 |  | AN | 0 | Residential | 39628.8+16881.798j | 0 | 0 | 0 | 0 | 0 | [24 empty] | 8102702 | no | no |  |  | no |  | 0 | 0 | 0 | 0 | 0 | 0 |  | 1 | 1 | 1 | 0 | 0 | 0
load_220614828 |  | node_1430322_352_15275771_904 |  | AN | 0 | Residential | 36+15.336j | 0 | 0 | 0 | 0 | 0 | [24 empty] | 8102702 | no | no |  |  | no |  | 0 | 0 | 0 | 0 | 0 | 0 |  | 1 | 1 | 1 | 0 | 0 | 0
load_220616694 |  | node_1427920_718_15288555_141 |  | AN | 0 | Residential | 5896.8+2512.026j | 0 | 0 | 0 | 0 | 0 | [24 empty] | 8102702 | no | no |  |  | no |  | 0 | 0 | 0 | 0 | 0 | 0 |  | 1 | 1 | 1 | 0 | 0 | 0
load_220618847 |  | node_1420243_758_15277104_085 |  | AN | 0 | Residential | 43329.6+18458.332j | 0 | 0 | 0 | 0 | 0 | [24 empty] | 8102702 | no | no |  |  | no |  | 0 | 0 | 0 | 0 | 0 | 0 |  | 1 | 1 | 1 | 0 | 0 | 0
load_220625853 |  | node_1422238_495_15286641_133 |  | AN | 0 | Residential | 7308+3113.195j | 0 | 0 | 0 | 0 | 0 | [24 empty] | 8102702 | no | no |  |  | no |  | 0 | 0 | 0 | 0 | 0 | 0 |  | 1 | 1 | 1 | 0 | 0 | 0
load_220636575 |  | node_1427126_777_15292633_484 |  | AN | 0 | NonResidential | 300000+127799.465j | 0 | 0 | 0 | 0 | 0 | [24 empty] | 8102702 | no | no |  |  | no |  | 0 | 0 | 0 | 0 | 0 | 0 |  | 1 | 1 | 1 | 0 | 0 | 0
load_220648318 |  | node_1419027_212_15286593_187 |  | AN | 0 | NonResidential | 1000+425.998j | 0 | 0 | 0 | 0 | 0 | [24 empty] | 8102702 | no | no |  |  | no |  | 0 | 0 | 0 | 0 | 0 | 0 |  | 1 | 1 | 1 | 0 | 0 | 0
load_220648402 |  | node_1419039_202_15286572_067 |  | AN | 0 | NonResidential | 1000+425.998j | 0 | 0 | 0 | 0 | 0 | [24 empty] | 8102702 | no | no |  |  | no |  | 0 | 0 | 0 | 0 | 0 | 0 |  | 1 | 1 | 1 | 0 | 0 | 0
load_220649138 |  | node_1420018_068_15284627_378 |  | AN | 0 | Residential | 3506.4+1493.72j | 0 | 0 | 0 | 0 | 0 | [24 empty] | 8102702 | no | no |  |  | no |  | 0 | 0 | 0 | 0 | 0 | 0 |  | 1 | 1 | 1 | 0 | 0 | 0
load_220649333 |  | node_1419953_877_15285306_858 |  | AN | 0 | Residential | 11541.6+4916.701j | 0 | 0 | 0 | 0 | 0 | [24 empty] | 8102702 | no | no |  |  | no |  | 0 | 0 | 0 | 0 | 0 | 0 |  | 1 | 1 | 1 | 0 | 0 | 0
load_220652329 |  | node_1418601_083_15279929_185 |  | ABCN | 0 | Other | 0 | 0 | 0 | 0 | 0 | 0 | [24 empty] | 8102702 | no | no |  |  | no |  | 0 | 0 | 0 | 0 | 0 | 0 |  | 1 | 1 | 1 | 0 | 0 | 0
load_220655637 |  | node_1424196_863_15282085_04 |  | AN | 0 | Residential | 4312.8+1837.245j | 0 | 0 | 0 | 0 | 0 | [24 empty] | 8102702 | no | no |  |  | no |  | 0 | 0 | 0 | 0 | 0 | 0 |  | 1 | 1 | 1 | 0 | 0 | 0
load_220658220 |  | node_1422085_499_15287790_959 |  | AN | 0 | Residential | 7480.8+3186.807j | 0 | 0 | 0 | 0 | 0 | [24 empty] | 8102702 | no | no |  |  | no |  | 0 | 0 | 0 | 0 | 0 | 0 |  | 1 | 1 | 1 | 0 | 0 | 0
load_220658226 |  | node_1426313_512_15280111_277 |  | AN | 0 | Residential | 12448.8+5303.167j | 0 | 0 | 0 | 0 | 0 | [24 empty] | 8102702 | no | no |  |  | no |  | 0 | 0 | 0 | 0 | 0 | 0 |  | 1 | 1 | 1 | 0 | 0 | 0
load_310005520 |  | node_1422765_302_15279234_16 |  | AN | 0 | Residential | 38001.6+16188.614j | 0 | 0 | 0 | 0 | 0 | [24 empty] | 8102702 | no | no |  |  | no |  | 0 | 0 | 0 | 0 | 0 | 0 |  | 1 | 1 | 1 | 0 | 0 | 0
load_310013928 |  | node_1419014_801_15272339_921 |  | AN | 0 | NonResidential | 1352000+575949.588j | 0 | 0 | 0 | 0 | 0 | [24 empty] | 8102702 | no | no |  |  | no |  | 0 | 0 | 0 | 0 | 0 | 0 |  | 1 | 1 | 1 | 0 | 0 | 0
load_310013931 |  | node_1418397_296_15277411_008 |  | AN | 0 | NonResidential | 907000+386380.382j | 0 | 0 | 0 | 0 | 0 | [24 empty] | 8102702 | no | no |  |  | no |  | 0 | 0 | 0 | 0 | 0 | 0 |  | 1 | 1 | 1 | 0 | 0 | 0
load_310013935 |  | node_1419541_309_15269147_227 |  | AN | 0 | NonResidential | 1278000+544425.72j | 0 | 0 | 0 | 0 | 0 | [24 empty] | 8102702 | no | no |  |  | no |  | 0 | 0 | 0 | 0 | 0 | 0 |  | 1 | 1 | 1 | 0 | 0 | 0
load_310020599 |  | node_1429624_288_15291407_636 |  | AN | 0 | Residential | 6325.2+2694.524j | 0 | 0 | 0 | 0 | 0 | [24 empty] | 8102702 | no | no |  |  | no |  | 0 | 0 | 0 | 0 | 0 | 0 |  | 1 | 1 | 1 | 0 | 0 | 0
load_310020600 |  | node_1429643_996_15291404_806 |  | AN | 0 | Residential | 6325.2+2694.524j | 0 | 0 | 0 | 0 | 0 | [24 empty] | 8102702 | no | no |  |  | no |  | 0 | 0 | 0 | 0 | 0 | 0 |  | 1 | 1 | 1 | 0 | 0 | 0
load_310045520 |  | node_1421342_801_15272442_174 |  | AN | 0 | Residential | 1224+521.422j | 0 | 0 | 0 | 0 | 0 | [24 empty] | 8102702 | no | no |  |  | no |  | 0 | 0 | 0 | 0 | 0 | 0 |  | 1 | 1 | 1 | 0 | 0 | 0
load_310059819 |  | node_1421242_642_15279011_711 |  | AN | 0 | NonResidential | 1000+425.998j | 0 | 0 | 0 | 0 | 0 | [24 empty] | 8102702 | no | no |  |  | no |  | 0 | 0 | 0 | 0 | 0 | 0 |  | 1 | 1 | 1 | 0 | 0 | 0
load_310061052 |  | node_1434533_875_15280514_508 |  | AN | 0 | Other | 0 | 0 | 0 | 0 | 0 | 0 | [24 empty] | 8102702 | no | no |  |  | no |  | 0 | 0 | 0 | 0 | 0 | 0 |  | 1 | 1 | 1 | 0 | 0 | 0
load_310061178 |  | node_1424172_762_15287952_011 |  | AN | 0 | Residential | 7344+3128.531j | 0 | 0 | 0 | 0 | 0 | [24 empty] | 8102702 | no | no |  |  | no |  | 0 | 0 | 0 | 0 | 0 | 0 |  | 1 | 1 | 1 | 0 | 0 | 0
load_310061614 |  | node_1429318_949_15295233_745 |  | AN | 0 | Residential | 1864.8+794.401j | 0 | 0 | 0 | 0 | 0 | [24 empty] | 8102702 | no | no |  |  | no |  | 0 | 0 | 0 | 0 | 0 | 0 |  | 1 | 1 | 1 | 0 | 0 | 0
load_310064881 |  | node_1426880_329_15289090_133 |  | CN | 0 | NonResidential | 0 | 0 | 9666.667+4117.983j | 0 | 0 | 0 | [24 empty] | 8102702 | no | no |  |  | no |  | 0 | 0 | 0 | 0 | 0 | 0 |  | 1 | 1 | 1 | 0 | 0 | 0
load_310064965 |  | node_1425092_431_15289541_045 |  | AN | 0 | Residential | 3607.2+1536.661j | 0 | 0 | 0 | 0 | 0 | [24 empty] | 8102702 | no | no |  |  | no |  | 0 | 0 | 0 | 0 | 0 | 0 |  | 1 | 1 | 1 | 0 | 0 | 0
load_311917084 |  | node_1423093_518_15279659_697 |  | AN | 0 | Other | 0 | 0 | 0 | 0 | 0 | 0 | [24 empty] | 8102702 | no | no |  |  | no |  | 0 | 0 | 0 | 0 | 0 | 0 |  | 1 | 1 | 1 | 0 | 0 | 0
load_311919114 |  | node_1419830_24_15270769_667 |  | AN | 0 | NonResidential | 0 | 0 | 0 | 0 | 0 | 0 | [24 empty] | 8102702 | no | no |  |  | no |  | 0 | 0 | 0 | 0 | 0 | 0 |  | 1 | 1 | 1 | 0 | 0 | 0
load_311934748 |  | node_1420247_557_15270842_451 |  | ABCN | 0 | NonResidential | 111000+47285.802j | 111000+47285.802j | 111000+47285.802j | 0 | 0 | 0 | [24 empty] | 8102702 | no | no |  |  | no |  | 0 | 0 | 0 | 0 | 0 | 0 |  | 1 | 1 | 1 | 0 | 0 | 0
load_311934750 |  | node_1420278_24_15270841_293 |  | ABCN | 0 | NonResidential | 436333.333+185877.221j | 436333.333+185877.221j | 436333.333+185877.221j | 0 | 0 | 0 | [24 empty] | 8102702 | no | no |  |  | no |  | 0 | 0 | 0 | 0 | 0 | 0 |  | 1 | 1 | 1 | 0 | 0 | 0
load_311978912 |  | node_1419886_396_15271456_445 |  | ABCN | 0 | Other | 0 | 0 | 0 | 0 | 0 | 0 | [24 empty] | 8102702 | no | no |  |  | no |  | 0 | 0 | 0 | 0 | 0 | 0 |  | 1 | 1 | 1 | 0 | 0 | 0
load_312013748 |  | node_1422907_659_15278719_877 |  | AN | 0 | NonResidential | 0 | 0 | 0 | 0 | 0 | 0 | [24 empty] | 8102702 | no | no |  |  | no |  | 0 | 0 | 0 | 0 | 0 | 0 |  | 1 | 1 | 1 | 0 | 0 | 0
load_312013986 |  | node_1418614_425_15278790_454 |  | AN | 0 | NonResidential | 2418609.6+1030323.375j | 0 | 0 | 0 | 0 | 0 | [24 empty] | 8102702 | no | no |  |  | no |  | 0 | 0 | 0 | 0 | 0 | 0 |  | 1 | 1 | 1 | 0 | 0 | 0
load_312040851 |  | node_1418144_663_15278720_297 |  | ABCN | 0 | NonResidential | 1312744.8+559226.943j | 1312744.8+559226.943j | 1312744.8+559226.943j | 0 | 0 | 0 | [24 empty] | 8102702 | no | no |  |  | no |  | 0 | 0 | 0 | 0 | 0 | 0 |  | 1 | 1 | 1 | 0 | 0 | 0
load_312055726 |  | node_1419280_869_15272718_816 |  | ABCN | 0 | NonResidential | 105000+44729.813j | 105000+44729.813j | 105000+44729.813j | 0 | 0 | 0 | [24 empty] | 8102702 | no | no |  |  | no |  | 0 | 0 | 0 | 0 | 0 | 0 |  | 1 | 1 | 1 | 0 | 0 | 0
load_312055749 |  | node_1418840_382_15272835_295 |  | AN | 0 | Other | 0 | 0 | 0 | 0 | 0 | 0 | [24 empty] | 8102702 | no | no |  |  | no |  | 0 | 0 | 0 | 0 | 0 | 0 |  | 1 | 1 | 1 | 0 | 0 | 0
load_312074501 |  | node_1421043_113_15283527_368 |  | AN | 0 | Other | 0 | 0 | 0 | 0 | 0 | 0 | [24 empty] | 8102702 | no | no |  |  | no |  | 0 | 0 | 0 | 0 | 0 | 0 |  | 1 | 1 | 1 | 0 | 0 | 0
load_312079233 |  | node_312079233-L |  | AN | 0 | Other | 0 | 0 | 0 | 0 | 0 | 0 | [24 empty] | 8102702 | no | no |  |  | no |  | 0 | 0 | 0 | 0 | 0 | 0 |  | 1 | 1 | 1 | 0 | 0 | 0
load_312079504 |  | node_1424321_317_15286856_628 |  | AN | 0 | Residential | 0 | 0 | 0 | 0 | 0 | 0 | [24 empty] | 8102702 | no | no |  |  | no |  | 0 | 0 | 0 | 0 | 0 | 0 |  | 1 | 1 | 1 | 0 | 0 | 0
load_312081313 |  | node_1418350_541_15273128_147 |  | AN | 0 | NonResidential | 1000+425.998j | 0 | 0 | 0 | 0 | 0 | [24 empty] | 8102702 | no | no |  |  | no |  | 0 | 0 | 0 | 0 | 0 | 0 |  | 1 | 1 | 1 | 0 | 0 | 0
load_312089381 |  | node_1419165_707_15279748_197 |  | AN | 0 | NonResidential | 0 | 0 | 0 | 0 | 0 | 0 | [24 empty] | 8102702 | no | no |  |  | no |  | 0 | 0 | 0 | 0 | 0 | 0 |  | 1 | 1 | 1 | 0 | 0 | 0
load_312089382 |  | node_1419181_837_15279759_832 |  | BN | 0 | NonResidential | 0 | 0 | 0 | 0 | 0 | 0 | [24 empty] | 8102702 | no | no |  |  | no |  | 0 | 0 | 0 | 0 | 0 | 0 |  | 1 | 1 | 1 | 0 | 0 | 0
load_312089384 |  | node_1419200_544_15279770_75 |  | CN | 0 | NonResidential | 0 | 0 | 0 | 0 | 0 | 0 | [24 empty] | 8102702 | no | no |  |  | no |  | 0 | 0 | 0 | 0 | 0 | 0 |  | 1 | 1 | 1 | 0 | 0 | 0
load_312109388 |  | node_1422040_002_15281419_499 |  | AN | 0 | Other | 0 | 0 | 0 | 0 | 0 | 0 | [24 empty] | 8102702 | no | no |  |  | no |  | 0 | 0 | 0 | 0 | 0 | 0 |  | 1 | 1 | 1 | 0 | 0 | 0
load_312114658 |  | node_1429982_596_15275814_204 |  | AN | 0 | NonResidential | 2390.4+1018.306j | 0 | 0 | 0 | 0 | 0 | [24 empty] | 8102702 | no | no |  |  | no |  | 0 | 0 | 0 | 0 | 0 | 0 |  | 1 | 1 | 1 | 0 | 0 | 0
load_312114658-L1-1 |  | node_1429982_596_15275814_204 |  | AN | 0 | Other | 0 | 0 | 0 | 0 | 0 | 0 | [24 empty] | 8102702 | no | no |  |  | no |  | 0 | 0 | 0 | 0 | 0 | 0 |  | 1 | 1 | 1 | 0 | 0 | 0

## node
data_type | static
owner_type | feeder
owner | 8102702
object | node
name | groupid | parent | bustype | phases | nominal_voltage | dcircuit | selected | monitored | monitored_fields | class_monitored_fields | played | played_fields | subsystem | x | y | comments | dist_to_slack
node_427-SW1-312109395 |  |  | PQ | ABCN | 19918.584 | 8102702 | no | no |  |  | no |  |  | 1421978.091 | 15281391.035 |  | -1
node_427Y12-310001476 |  |  | PQ | ABCN | 19918.584 | 8102702 | no | no |  |  | no |  |  | 1419991.807 | 15285812.052 |  | -1
node_1417704_599_15274603_26 |  |  | PQ | ABCN | 19918.584 | 8102702 | no | no |  |  | no |  |  | 1417704.599 | 15274603.26 |  | -1
node_1418072_856_15279983_994 |  |  | PQ | ABCN | 19918.584 | 8102702 | no | no |  |  | no |  |  | 1418072.856 | 15279983.994 |  | -1
node_1418092_165_15279990_276 |  |  | PQ | ABCN | 19918.584 | 8102702 | no | no |  |  | no |  |  | 1418092.165 | 15279990.276 |  | -1
node_1418111_999_15279989_646 |  |  | PQ | ABCN | 19918.584 | 8102702 | no | no |  |  | no |  |  | 1418111.999 | 15279989.646 |  | -1
node_1418144_663_15278720_297 |  |  | PQ | ABCN | 19918.584 | 8102702 | no | no |  |  | no |  |  | 1418144.663 | 15278720.297 |  | -1
node_1418183_646_15268223_935 |  |  | PQ | ABCN | 19918.584 | 8102702 | no | no |  |  | no |  |  | 1418183.646 | 15268223.935 |  | -1
node_1418350_541_15273128_147 |  |  | PQ | ABCN | 19918.584 | 8102702 | no | no |  |  | no |  |  | 1418350.541 | 15273128.147 |  | -1
node_1418359_13_15277991_437 |  |  | PQ | ABCN | 19918.584 | 8102702 | no | no |  |  | no |  |  | 1418359.13 | 15277991.437 |  | -1
node_1418397_296_15277411_008 |  |  | PQ | ABCN | 19918.584 | 8102702 | no | no |  |  | no |  |  | 1418397.296 | 15277411.008 |  | -1
node_1418402_172_15275959_099 |  |  | PQ | ABCN | 7199.558 | 8102702 | no | no |  |  | no |  |  | 1418402.172 | 15275959.099 |  | -1
node_1418508_439_15279537_752 |  |  | PQ | ABCN | 19918.584 | 8102702 | no | no |  |  | no |  |  | 1418508.439 | 15279537.752 |  | -1
node_1418576_979_15277001_781 |  |  | PQ | ABCN | 19918.584 | 8102702 | no | no |  |  | no |  |  | 1418576.979 | 15277001.781 |  | -1
node_1418601_083_15279929_185 |  |  | PQ | ABCN | 19918.584 | 8102702 | no | no |  |  | no |  |  | 1418601.083 | 15279929.185 |  | -1
node_1418614_425_15278790_454 |  |  | PQ | ABCN | 19918.584 | 8102702 | no | no |  |  | no |  |  | 1418614.425 | 15278790.454 |  | -1
node_1418664_758_15276615_95 |  |  | PQ | ABCN | 19918.584 | 8102702 | no | no |  |  | no |  |  | 1418664.758 | 15276615.95 |  | -1
node_1418670_266_15275242_821 |  |  | PQ | ABCN | 7199.558 | 8102702 | no | no |  |  | no |  |  | 1418670.266 | 15275242.821 |  | -1
node_1418674_047_15274339_934 |  |  | PQ | ABCN | 19918.584 | 8102702 | no | no |  |  | no |  |  | 1418674.047 | 15274339.934 |  | -1
node_1418704_111_15279917_112 |  |  | PQ | ABCN | 19918.584 | 8102702 | no | no |  |  | no |  |  | 1418704.111 | 15279917.112 |  | -1
node_1418708_896_15279891_307 |  |  | PQ | ABCN | 19918.584 | 8102702 | no | no |  |  | no |  |  | 1418708.896 | 15279891.307 |  | -1
node_1418766_845_15273314_939 |  |  | PQ | ABCN | 19918.584 | 8102702 | no | no |  |  | no |  |  | 1418766.845 | 15273314.939 |  | -1
node_1418776_717_15279327_175 |  |  | PQ | ABCN | 19918.584 | 8102702 | no | no |  |  | no |  |  | 1418776.717 | 15279327.175 |  | -1
node_1418777_068_15279353_8 |  |  | PQ | ABCN | 19918.584 | 8102702 | no | no |  |  | no |  |  | 1418777.068 | 15279353.8 |  | -1
node_1418781_445_15272996_479 |  |  | PQ | ABCN | 19918.584 | 8102702 | no | no |  |  | no |  |  | 1418781.445 | 15272996.479 |  | -1
node_1418781_513_15279301_374 |  |  | PQ | ABCN | 19918.584 | 8102702 | no | no |  |  | no |  |  | 1418781.513 | 15279301.374 |  | -1
node_1418782_739_15279137_126 |  |  | PQ | ABCN | 19918.584 | 8102702 | no | no |  |  | no |  |  | 1418782.739 | 15279137.126 |  | -1
node_1418785_283_15279163_552 |  |  | PQ | ABCN | 19918.584 | 8102702 | no | no |  |  | no |  |  | 1418785.283 | 15279163.552 |  | -1
node_1418785_375_15279110_755 |  |  | PQ | ABCN | 19918.584 | 8102702 | no | no |  |  | no |  |  | 1418785.375 | 15279110.755 |  | -1
node_1418821_638_15275347_147 |  |  | PQ | ABCN | 7199.558 | 8102702 | no | no |  |  | no |  |  | 1418821.638 | 15275347.147 |  | -1
node_1418830_611_15277456_991 |  |  | PQ | ABCN | 19918.584 | 8102702 | no | no |  |  | no |  |  | 1418830.611 | 15277456.991 |  | -1
node_1418840_382_15272835_295 |  |  | PQ | ABCN | 19918.584 | 8102702 | no | no |  |  | no |  |  | 1418840.382 | 15272835.295 |  | -1
node_1418900_014_15278408_607 |  |  | PQ | ABCN | 19918.584 | 8102702 | no | no |  |  | no |  |  | 1418900.014 | 15278408.607 |  | -1
node_1418985_673_15273714_411 |  |  | PQ | ABCN | 19918.584 | 8102702 | no | no |  |  | no |  |  | 1418985.673 | 15273714.411 |  | -1
node_1419014_801_15272339_921 |  |  | PQ | ABCN | 19918.584 | 8102702 | no | no |  |  | no |  |  | 1419014.801 | 15272339.921 |  | -1
node_1419027_212_15286593_187 |  |  | PQ | ABCN | 19918.584 | 8102702 | no | no |  |  | no |  |  | 1419027.212 | 15286593.187 |  | -1
node_1419039_202_15286572_067 |  |  | PQ | ABCN | 19918.584 | 8102702 | no | no |  |  | no |  |  | 1419039.202 | 15286572.067 |  | -1
node_1419077_824_15279753_875 |  |  | PQ | ABCN | 19918.584 | 8102702 | no | no |  |  | no |  |  | 1419077.824 | 15279753.875 |  | -1
node_1419097_235_15279759_542 |  |  | PQ | ABCN | 19918.584 | 8102702 | no | no |  |  | no |  |  | 1419097.235 | 15279759.542 |  | -1
node_1419165_707_15279748_197 |  |  | PQ | ABCN | 19918.584 | 8102702 | no | no |  |  | no |  |  | 1419165.707 | 15279748.197 |  | -1
node_1419181_837_15279759_832 |  |  | PQ | ABCN | 19918.584 | 8102702 | no | no |  |  | no |  |  | 1419181.837 | 15279759.832 |  | -1
node_1419200_544_15279770_75 |  |  | PQ | ABCN | 19918.584 | 8102702 | no | no |  |  | no |  |  | 1419200.544 | 15279770.75 |  | -1
node_1419241_741_15275972_369 |  |  | PQ | ABCN | 7199.558 | 8102702 | no | no |  |  | no |  |  | 1419241.741 | 15275972.369 |  | -1
node_1419280_869_15272718_816 |  |  | PQ | ABCN | 19918.584 | 8102702 | no | no |  |  | no |  |  | 1419280.869 | 15272718.816 |  | -1
node_1419511_163_15271190_321 |  |  | PQ | ABCN | 19918.584 | 8102702 | no | no |  |  | no |  |  | 1419511.163 | 15271190.321 |  | -1
node_1419525_912_15285980_545 |  |  | PQ | ABCN | 19918.584 | 8102702 | no | no |  |  | no |  |  | 1419525.912 | 15285980.545 |  | -1
node_1419541_309_15269147_227 |  |  | PQ | ABCN | 7199.558 | 8102702 | no | no |  |  | no |  |  | 1419541.309 | 15269147.227 |  | -1
node_1419599_905_15285626_057 |  |  | PQ | AN | 19918.584 | 8102702 | no | no |  |  | no |  |  | 1419599.905 | 15285626.057 |  | -1
node_1419617_795_15279728_511 |  |  | PQ | ABCN | 19918.584 | 8102702 | no | no |  |  | no |  |  | 1419617.795 | 15279728.511 |  | -1
node_1419830_24_15270769_667 |  |  | PQ | ABCN | 19918.584 | 8102702 | no | no |  |  | no |  |  | 1419830.24 | 15270769.667 |  | -1
node_1419886_396_15271456_445 |  |  | PQ | ABCN | 19918.584 | 8102702 | no | no |  |  | no |  |  | 1419886.396 | 15271456.445 |  | -1
node_1419953_877_15285306_858 |  |  | PQ | ABCN | 19918.584 | 8102702 | no | no |  |  | no |  |  | 1419953.877 | 15285306.858 |  | -1
node_1419975_325_15276579_828 |  |  | PQ | ABCN | 7199.558 | 8102702 | no | no |  |  | no |  |  | 1419975.325 | 15276579.828 |  | -1
node_1419994_634_15276586_121 |  |  | PQ | ABCN | 7199.558 | 8102702 | no | no |  |  | no |  |  | 1419994.634 | 15276586.121 |  | -1
node_1420001_359_15285156_297 |  |  | PQ | ABCN | 19918.584 | 8102702 | no | no |  |  | no |  |  | 1420001.359 | 15285156.297 |  | -1
node_1420014_471_15276585_504 |  |  | PQ | ABCN | 7199.558 | 8102702 | no | no |  |  | no |  |  | 1420014.471 | 15276585.504 |  | -1
node_1420018_068_15284627_378 |  |  | PQ | AN | 2771.281 | 8102702 | no | no |  |  | no |  |  | 1420018.068 | 15284627.378 |  | -1
node_1420019_729_15285047_668 |  |  | PQ | ABCN | 19918.584 | 8102702 | no | no |  |  | no |  |  | 1420019.729 | 15285047.668 |  | -1
node_1420025_412_15285022_2 |  |  | PQ | ABCN | 19918.584 | 8102702 | no | no |  |  | no |  |  | 1420025.412 | 15285022.2 |  | -1
node_1420035_82_15284999_612 |  |  | PQ | ABCN | 19918.584 | 8102702 | no | no |  |  | no |  |  | 1420035.82 | 15284999.612 |  | -1
node_1420086_215_15285446_039 |  |  | PQ | AN | 19918.584 | 8102702 | no | no |  |  | no |  |  | 1420086.215 | 15285446.039 |  | -1
node_1420117_112_15280770_107 |  |  | PQ | ABCN | 19918.584 | 8102702 | no | no |  |  | no |  |  | 1420117.112 | 15280770.107 |  | -1
node_1420164_031_15279710_948 |  |  | PQ | ABCN | 19918.584 | 8102702 | no | no |  |  | no |  |  | 1420164.031 | 15279710.948 |  | -1
node_1420195_727_15285796_436 |  |  | PQ | ABCN | 19918.584 | 8102702 | no | no |  |  | no |  |  | 1420195.727 | 15285796.436 |  | -1
node_1420200_763_15277779_708 |  |  | PQ | AN | 7199.558 | 8102702 | no | no |  |  | no |  |  | 1420200.763 | 15277779.708 |  | -1
node_1420201_954_15270182_423 |  |  | PQ | ABCN | 19918.584 | 8102702 | no | no |  |  | no |  |  | 1420201.954 | 15270182.423 |  | -1
node_1420227_502_15278050_511 |  |  | PQ | AN | 7199.558 | 8102702 | no | no |  |  | no |  |  | 1420227.502 | 15278050.511 |  | -1
node_1420243_758_15277104_085 |  |  | PQ | AN | 7199.558 | 8102702 | no | no |  |  | no |  |  | 1420243.758 | 15277104.085 |  | -1
node_1420247_557_15270842_451 |  |  | PQ | ABCN | 19918.584 | 8102702 | no | no |  |  | no |  |  | 1420247.557 | 15270842.451 |  | -1
node_1420260_875_15280480_547 |  |  | PQ | ABCN | 19918.584 | 8102702 | no | no |  |  | no |  |  | 1420260.875 | 15280480.547 |  | -1
node_1420266_862_15277564_596 |  |  | PQ | AN | 7199.558 | 8102702 | no | no |  |  | no |  |  | 1420266.862 | 15277564.596 |  | -1
node_1420272_297_15276824_417 |  |  | PQ | AN | 7199.558 | 8102702 | no | no |  |  | no |  |  | 1420272.297 | 15276824.417 |  | -1
node_1420278_24_15270841_293 |  |  | PQ | ABCN | 19918.584 | 8102702 | no | no |  |  | no |  |  | 1420278.24 | 15270841.293 |  | -1
node_1420281_915_15284188_905 |  |  | PQ | AN | 2771.281 | 8102702 | no | no |  |  | no |  |  | 1420281.915 | 15284188.905 |  | -1
node_1420288_547_15284803_693 |  |  | PQ | ABCN | 19918.584 | 8102702 | no | no |  |  | no |  |  | 1420288.547 | 15284803.693 |  | -1
node_1420300_075_15283952_812 |  |  | PQ | AN | 2771.281 | 8102702 | no | no |  |  | no |  |  | 1420300.075 | 15283952.812 |  | -1
node_1420411_502_15279859_654 |  |  | PQ | ABCN | 19918.584 | 8102702 | no | no |  |  | no |  |  | 1420411.502 | 15279859.654 |  | -1
node_1420450_975_15284526_93 |  |  | PQ | ABCN | 19918.584 | 8102702 | no | no |  |  | no |  |  | 1420450.975 | 15284526.93 |  | -1
node_1420459_246_15284517_643 |  |  | PQ | ABCN | 19918.584 | 8102702 | no | no |  |  | no |  |  | 1420459.246 | 15284517.643 |  | -1
node_1420464_572_15270476_27 |  |  | PQ | ABCN | 19918.584 | 8102702 | no | no |  |  | no |  |  | 1420464.572 | 15270476.27 |  | -1
node_1420507_221_15277180_062 |  |  | PQ | AN | 7199.558 | 8102702 | no | no |  |  | no |  |  | 1420507.221 | 15277180.062 |  | -1
node_1420510_354_15279423_974 |  |  | PQ | ABCN | 7199.558 | 8102702 | no | no |  |  | no |  |  | 1420510.354 | 15279423.974 |  | -1
node_1420537_82_15286878_263 |  |  | PQ | AN | 19918.584 | 8102702 | no | no |  |  | no |  |  | 1420537.82 | 15286878.263 |  | -1
node_1420579_151_15285053_684 |  |  | PQ | AN | 19918.584 | 8102702 | no | no |  |  | no |  |  | 1420579.151 | 15285053.684 |  | -1
node_1420609_675_15277972_047 |  |  | PQ | AN | 7199.558 | 8102702 | no | no |  |  | no |  |  | 1420609.675 | 15277972.047 |  | -1
node_1420649_472_15277639_257 |  |  | PQ | AN | 7199.558 | 8102702 | no | no |  |  | no |  |  | 1420649.472 | 15277639.257 |  | -1
node_1420663_663_15278553_434 |  |  | PQ | ABCN | 7199.558 | 8102702 | no | no |  |  | no |  |  | 1420663.663 | 15278553.434 |  | -1
node_1420665_048_15278541_562 |  |  | PQ | ABCN | 7199.558 | 8102702 | no | no |  |  | no |  |  | 1420665.048 | 15278541.562 |  | -1
node_1420666_352_15284340_959 |  |  | PQ | AN | 2771.281 | 8102702 | no | no |  |  | no |  |  | 1420666.352 | 15284340.959 |  | -1
node_1420670_697_15278528_835 |  |  | PQ | ABCN | 7199.558 | 8102702 | no | no |  |  | no |  |  | 1420670.697 | 15278528.835 |  | -1
node_1420674_635_15279796_867 |  |  | PQ | ABCN | 19918.584 | 8102702 | no | no |  |  | no |  |  | 1420674.635 | 15279796.867 |  | -1
node_1420679_892_15285437_433 |  |  | PQ | AN | 19918.584 | 8102702 | no | no |  |  | no |  |  | 1420679.892 | 15285437.433 |  | -1
node_1420694_465_15286266_688 |  |  | PQ | AN | 19918.584 | 8102702 | no | no |  |  | no |  |  | 1420694.465 | 15286266.688 |  | -1
node_1420705_225_15273328_377 |  |  | PQ | ABCN | 2771.281 | 8102702 | no | no |  |  | no |  |  | 1420705.225 | 15273328.377 |  | -1
node_1420706_308_15273354_972 |  |  | PQ | ABCN | 2771.281 | 8102702 | no | no |  |  | no |  |  | 1420706.308 | 15273354.972 |  | -1
node_1420709_308_15273302_35 |  |  | PQ | ABCN | 2771.281 | 8102702 | no | no |  |  | no |  |  | 1420709.308 | 15273302.35 |  | -1
node_1420720_305_15276474_062 |  |  | PQ | AN | 7199.558 | 8102702 | no | no |  |  | no |  |  | 1420720.305 | 15276474.062 |  | -1
node_1420720_728_15276572_95 |  |  | PQ | ABCN | 7199.558 | 8102702 | no | no |  |  | no |  |  | 1420720.728 | 15276572.95 |  | -1
node_1420740_719_15276861_272 |  |  | PQ | AN | 7199.558 | 8102702 | no | no |  |  | no |  |  | 1420740.719 | 15276861.272 |  | -1
node_1420745_277_15284598_348 |  |  | PQ | AN | 2771.281 | 8102702 | no | no |  |  | no |  |  | 1420745.277 | 15284598.348 |  | -1
node_1420769_366_15285875_907 |  |  | PQ | ABCN | 19918.584 | 8102702 | no | no |  |  | no |  |  | 1420769.366 | 15285875.907 |  | -1
node_1420831_448_15278233_314 |  |  | PQ | ABCN | 7199.558 | 8102702 | no | no |  |  | no |  |  | 1420831.448 | 15278233.314 |  | -1
node_1420874_347_15277138_94 |  |  | PQ | AN | 7199.558 | 8102702 | no | no |  |  | no |  |  | 1420874.347 | 15277138.94 |  | -1
node_1420890_025_15280396_829 |  |  | PQ | AN | 19918.584 | 8102702 | no | no |  |  | no |  |  | 1420890.025 | 15280396.829 |  | -1
node_1420897_088_15275853_2 |  |  | PQ | ABCN | 7199.558 | 8102702 | no | no |  |  | no |  |  | 1420897.088 | 15275853.2 |  | -1
node_1420920_698_15284546_293 |  |  | PQ | AN | 2771.281 | 8102702 | no | no |  |  | no |  |  | 1420920.698 | 15284546.293 |  | -1
node_1420935_267_15285073_851 |  |  | PQ | AN | 2771.281 | 8102702 | no | no |  |  | no |  |  | 1420935.267 | 15285073.851 |  | -1
node_1420952_983_15278806_456 |  |  | PQ | ABCN | 7199.558 | 8102702 | no | no |  |  | no |  |  | 1420952.983 | 15278806.456 |  | -1
node_1420962_077_15278782_859 |  |  | PQ | ABCN | 7199.558 | 8102702 | no | no |  |  | no |  |  | 1420962.077 | 15278782.859 |  | -1
node_1420966_296_15278756_873 |  |  | PQ | ABCN | 7199.558 | 8102702 | no | no |  |  | no |  |  | 1420966.296 | 15278756.873 |  | -1
node_1420971_475_15284334_907 |  |  | PQ | AN | 2771.281 | 8102702 | no | no |  |  | no |  |  | 1420971.475 | 15284334.907 |  | -1
node_1421032_783_15277784_007 |  |  | PQ | ABCN | 7199.558 | 8102702 | no | no |  |  | no |  |  | 1421032.783 | 15277784.007 |  | -1
node_1421043_113_15283527_368 |  |  | PQ | ABCN | 19918.584 | 8102702 | no | no |  |  | no |  |  | 1421043.113 | 15283527.368 |  | -1
node_1421074_369_15276775_816 |  |  | PQ | AN | 7199.558 | 8102702 | no | no |  |  | no |  |  | 1421074.369 | 15276775.816 |  | -1
node_1421106_257_15270366_199 |  |  | PQ | ABCN | 2771.281 | 8102702 | no | no |  |  | no |  |  | 1421106.257 | 15270366.199 |  | -1
node_1421126_829_15277252_693 |  |  | PQ | ABCN | 7199.558 | 8102702 | no | no |  |  | no |  |  | 1421126.829 | 15277252.693 |  | -1
node_1421172_98_15285907_48 |  |  | PQ | ABCN | 19918.584 | 8102702 | no | no |  |  | no |  |  | 1421172.98 | 15285907.48 |  | -1
node_1421218_011_15285071_813 |  |  | PQ | AN | 2771.281 | 8102702 | no | no |  |  | no |  |  | 1421218.011 | 15285071.813 |  | -1
node_1421231_97_15278331_469 |  |  | PQ | AN | 7199.558 | 8102702 | no | no |  |  | no |  |  | 1421231.97 | 15278331.469 |  | -1
node_1421242_642_15279011_711 |  |  | PQ | ABCN | 7199.558 | 8102702 | no | no |  |  | no |  |  | 1421242.642 | 15279011.711 |  | -1
node_1421257_667_15276917_985 |  |  | PQ | ABCN | 7199.558 | 8102702 | no | no |  |  | no |  |  | 1421257.667 | 15276917.985 |  | -1
node_1421266_093_15283141_98 |  |  | PQ | ABCN | 19918.584 | 8102702 | no | no |  |  | no |  |  | 1421266.093 | 15283141.98 |  | -1
node_1421271_176_15279613_884 |  |  | PQ | ABCN | 19918.584 | 8102702 | no | no |  |  | no |  |  | 1421271.176 | 15279613.884 |  | -1
node_1421286_208_15279631_378 |  |  | PQ | ABCN | 19918.584 | 8102702 | no | no |  |  | no |  |  | 1421286.208 | 15279631.378 |  | -1
node_1421304_839_15277960_448 |  |  | PQ | AN | 7199.558 | 8102702 | no | no |  |  | no |  |  | 1421304.839 | 15277960.448 |  | -1
node_1421318_427_15284208_132 |  |  | PQ | AN | 19918.584 | 8102702 | no | no |  |  | no |  |  | 1421318.427 | 15284208.132 |  | -1
node_1421324_47_15283961_77 |  |  | PQ | ABCN | 19918.584 | 8102702 | no | no |  |  | no |  |  | 1421324.47 | 15283961.77 |  | -1
node_1421342_764_15285537_878 |  |  | PQ | AN | 19918.584 | 8102702 | no | no |  |  | no |  |  | 1421342.764 | 15285537.878 |  | -1
node_1421342_801_15272442_174 |  |  | PQ | ABCN | 2771.281 | 8102702 | no | no |  |  | no |  |  | 1421342.801 | 15272442.174 |  | -1
node_1421344_837_15285251_516 |  |  | PQ | AN | 19918.584 | 8102702 | no | no |  |  | no |  |  | 1421344.837 | 15285251.516 |  | -1
node_1421363_691_15284562_569 |  |  | PQ | AN | 2771.281 | 8102702 | no | no |  |  | no |  |  | 1421363.691 | 15284562.569 |  | -1
node_1421365_072_15276619_545 |  |  | PQ | ABCN | 7199.558 | 8102702 | no | no |  |  | no |  |  | 1421365.072 | 15276619.545 |  | -1
node_1421376_285_15274074_664 |  |  | PQ | ABCN | 2771.281 | 8102702 | no | no |  |  | no |  |  | 1421376.285 | 15274074.664 |  | -1
node_1421378_675_15274048_249 |  |  | PQ | ABCN | 2771.281 | 8102702 | no | no |  |  | no |  |  | 1421378.675 | 15274048.249 |  | -1
node_1421386_994_15276213_501 |  |  | PQ | ABCN | 7199.558 | 8102702 | no | no |  |  | no |  |  | 1421386.994 | 15276213.501 |  | -1
node_1421391_514_15275714_448 |  |  | PQ | ABCN | 2771.281 | 8102702 | no | no |  |  | no |  |  | 1421391.514 | 15275714.448 |  | -1
node_1421413_581_15273529_001 |  |  | PQ | ABCN | 2771.281 | 8102702 | no | no |  |  | no |  |  | 1421413.581 | 15273529.001 |  | -1
node_1421417_688_15283602_601 |  |  | PQ | AN | 19918.584 | 8102702 | no | no |  |  | no |  |  | 1421417.688 | 15283602.601 |  | -1
node_1421420_701_15273871_5 |  |  | PQ | ABCN | 2771.281 | 8102702 | no | no |  |  | no |  |  | 1421420.701 | 15273871.5 |  | -1
node_1421431_496_15285088_048 |  |  | PQ | AN | 2771.281 | 8102702 | no | no |  |  | no |  |  | 1421431.496 | 15285088.048 |  | -1
node_1421445_545_15278799_183 |  |  | PQ | ABCN | 7199.558 | 8102702 | no | no |  |  | no |  |  | 1421445.545 | 15278799.183 |  | -1
node_1421464_914_15278793_544 |  |  | PQ | ABCN | 7199.558 | 8102702 | no | no |  |  | no |  |  | 1421464.914 | 15278793.544 |  | -1
node_1421466_632_15272903_175 |  |  | PQ | ABCN | 2771.281 | 8102702 | no | no |  |  | no |  |  | 1421466.632 | 15272903.175 |  | -1
node_1421470_032_15268951_131 |  |  | PQ | ABCN | 19918.584 | 8102702 | no | no |  |  | no |  |  | 1421470.032 | 15268951.131 |  | -1
node_1421470_596_15274843_954 |  |  | PQ | ABCN | 2771.281 | 8102702 | no | no |  |  | no |  |  | 1421470.596 | 15274843.954 |  | -1
node_1421490_631_15277309_029 |  |  | PQ | AN | 7199.558 | 8102702 | no | no |  |  | no |  |  | 1421490.631 | 15277309.029 |  | -1
node_1421506_044_15279689_159 |  |  | PQ | AN | 19918.584 | 8102702 | no | no |  |  | no |  |  | 1421506.044 | 15279689.159 |  | -1
node_1421517_66_15275397_474 |  |  | PQ | AN | 2771.281 | 8102702 | no | no |  |  | no |  |  | 1421517.66 | 15275397.474 |  | -1
node_1421530_183_15277117_873 |  |  | PQ | AN | 7199.558 | 8102702 | no | no |  |  | no |  |  | 1421530.183 | 15277117.873 |  | -1
node_1421533_336_15288165_623 |  |  | PQ | AN | 19918.584 | 8102702 | no | no |  |  | no |  |  | 1421533.336 | 15288165.623 |  | -1
node_1421541_092_15282537_068 |  |  | PQ | ABCN | 19918.584 | 8102702 | no | no |  |  | no |  |  | 1421541.092 | 15282537.068 |  | -1
node_1421640_244_15269975_764 |  |  | PQ | ABCN | 19918.584 | 8102702 | no | no |  |  | no |  |  | 1421640.244 | 15269975.764 |  | -1
node_1421648_15_15282499_272 |  |  | PQ | ABCN | 19918.584 | 8102702 | no | no |  |  | no |  |  | 1421648.15 | 15282499.272 |  | -1
node_1421661_153_15282476_525 |  |  | PQ | ABCN | 19918.584 | 8102702 | no | no |  |  | no |  |  | 1421661.153 | 15282476.525 |  | -1
node_1421688_296_15278488_219 |  |  | PQ | ABCN | 7199.558 | 8102702 | no | no |  |  | no |  |  | 1421688.296 | 15278488.219 |  | -1
node_1421701_345_15271937_409 |  |  | PQ | AN | 2771.281 | 8102702 | no | no |  |  | no |  |  | 1421701.345 | 15271937.409 |  | -1
node_1421708_126_15278487_393 |  |  | PQ | ABCN | 7199.558 | 8102702 | no | no |  |  | no |  |  | 1421708.126 | 15278487.393 |  | -1
node_1421727_469_15278493_484 |  |  | PQ | ABCN | 7199.558 | 8102702 | no | no |  |  | no |  |  | 1421727.469 | 15278493.484 |  | -1
node_1421747_69_15274554_872 |  |  | PQ | AN | 2771.281 | 8102702 | no | no |  |  | no |  |  | 1421747.69 | 15274554.872 |  | -1
node_1421785_87_15285033_483 |  |  | PQ | AN | 2771.281 | 8102702 | no | no |  |  | no |  |  | 1421785.87 | 15285033.483 |  | -1
node_1421793_193_15288582_773 |  |  | PQ | AN | 19918.584 | 8102702 | no | no |  |  | no |  |  | 1421793.193 | 15288582.773 |  | -1
node_1421824_784_15277305_098 |  |  | PQ | AN | 7199.558 | 8102702 | no | no |  |  | no |  |  | 1421824.784 | 15277305.098 |  | -1
node_1421861_479_15269383_804 |  |  | PQ | ABCN | 19918.584 | 8102702 | no | no |  |  | no |  |  | 1421861.479 | 15269383.804 |  | -1
node_1421868_374_15281865_708 |  |  | PQ | ABCN | 19918.584 | 8102702 | no | no |  |  | no |  |  | 1421868.374 | 15281865.708 |  | -1
node_1421900_06_15288948_963 |  |  | PQ | AN | 19918.584 | 8102702 | no | no |  |  | no |  |  | 1421900.06 | 15288948.963 |  | -1
node_1421918_495_15281994_372 |  |  | PQ | AN | 19918.584 | 8102702 | no | no |  |  | no |  |  | 1421918.495 | 15281994.372 |  | -1
node_1421922_352_15284075_023 |  |  | PQ | ABCN | 19918.584 | 8102702 | no | no |  |  | no |  |  | 1421922.352 | 15284075.023 |  | -1
node_1421925_606_15284022_43 |  |  | PQ | ABCN | 19918.584 | 8102702 | no | no |  |  | no |  |  | 1421925.606 | 15284022.43 |  | -1
node_1421926_56_15284049_034 |  |  | PQ | ABCN | 19918.584 | 8102702 | no | no |  |  | no |  |  | 1421926.56 | 15284049.034 |  | -1
node_1421956_415_15269116_624 |  |  | PQ | ABCN | 19918.584 | 8102702 | no | no |  |  | no |  |  | 1421956.415 | 15269116.624 |  | -1
node_1421958_388_15288151_09 |  |  | PQ | AN | 19918.584 | 8102702 | no | no |  |  | no |  |  | 1421958.388 | 15288151.09 |  | -1
node_1421977_574_15275429_191 |  |  | PQ | AN | 2771.281 | 8102702 | no | no |  |  | no |  |  | 1421977.574 | 15275429.191 |  | -1
node_1421982_5_15288427_997 |  |  | PQ | AN | 19918.584 | 8102702 | no | no |  |  | no |  |  | 1421982.5 | 15288427.997 |  | -1
node_1421985_368_15287975_117 |  |  | PQ | AN | 19918.584 | 8102702 | no | no |  |  | no |  |  | 1421985.368 | 15287975.117 |  | -1
node_1421994_281_15285758_447 |  |  | PQ | AN | 19918.584 | 8102702 | no | no |  |  | no |  |  | 1421994.281 | 15285758.447 |  | -1
node_1422000_259_15286033_689 |  |  | PQ | ABCN | 19918.584 | 8102702 | no | no |  |  | no |  |  | 1422000.259 | 15286033.689 |  | -1
node_1422019_382_15281517_282 |  |  | PQ | ABCN | 19918.584 | 8102702 | no | no |  |  | no |  |  | 1422019.382 | 15281517.282 |  | -1
node_1422040_002_15281419_499 |  |  | PQ | ABCN | 19918.584 | 8102702 | no | no |  |  | no |  |  | 1422040.002 | 15281419.499 |  | -1
node_1422049_923_15287605_899 |  |  | PQ | AN | 19918.584 | 8102702 | no | no |  |  | no |  |  | 1422049.923 | 15287605.899 |  | -1
node_1422068_334_15287494_339 |  |  | PQ | AN | 19918.584 | 8102702 | no | no |  |  | no |  |  | 1422068.334 | 15287494.339 |  | -1
node_1422082_975_15285579_257 |  |  | PQ | AN | 19918.584 | 8102702 | no | no |  |  | no |  |  | 1422082.975 | 15285579.257 |  | -1
node_1422085_499_15287790_959 |  |  | PQ | AN | 19918.584 | 8102702 | no | no |  |  | no |  |  | 1422085.499 | 15287790.959 |  | -1
node_1422100_815_15287243_024 |  |  | PQ | AN | 19918.584 | 8102702 | no | no |  |  | no |  |  | 1422100.815 | 15287243.024 |  | -1
node_1422176_619_15285384_363 |  |  | PQ | AN | 19918.584 | 8102702 | no | no |  |  | no |  |  | 1422176.619 | 15285384.363 |  | -1
node_1422180_454_15284634_587 |  |  | PQ | AN | 2771.281 | 8102702 | no | no |  |  | no |  |  | 1422180.454 | 15284634.587 |  | -1
node_1422205_695_15280675_178 |  |  | PQ | ABCN | 19918.584 | 8102702 | no | no |  |  | no |  |  | 1422205.695 | 15280675.178 |  | -1
node_1422214_279_15282027_779 |  |  | PQ | AN | 2771.281 | 8102702 | no | no |  |  | no |  |  | 1422214.279 | 15282027.779 |  | -1
node_1422238_495_15286641_133 |  |  | PQ | AN | 19918.584 | 8102702 | no | no |  |  | no |  |  | 1422238.495 | 15286641.133 |  | -1
node_1422388_618_15286510_545 |  |  | PQ | AN | 19918.584 | 8102702 | no | no |  |  | no |  |  | 1422388.618 | 15286510.545 |  | -1
node_1422389_359_15285049_502 |  |  | PQ | AN | 19918.584 | 8102702 | no | no |  |  | no |  |  | 1422389.359 | 15285049.502 |  | -1
node_1422415_744_15282105_8 |  |  | PQ | AN | 2771.281 | 8102702 | no | no |  |  | no |  |  | 1422415.744 | 15282105.8 |  | -1
node_1422432_342_15287371_916 |  |  | PQ | AN | 19918.584 | 8102702 | no | no |  |  | no |  |  | 1422432.342 | 15287371.916 |  | -1
node_1422455_646_15280060_255 |  |  | PQ | AN | 2771.281 | 8102702 | no | no |  |  | no |  |  | 1422455.646 | 15280060.255 |  | -1
node_1422485_683_15280418_021 |  |  | PQ | ABCN | 19918.584 | 8102702 | no | no |  |  | no |  |  | 1422485.683 | 15280418.021 |  | -1
node_1422505_511_15280417_18 |  |  | PQ | ABCN | 19918.584 | 8102702 | no | no |  |  | no |  |  | 1422505.511 | 15280417.18 |  | -1
node_1422524_854_15280423_255 |  |  | PQ | ABCN | 19918.584 | 8102702 | no | no |  |  | no |  |  | 1422524.854 | 15280423.255 |  | -1
node_1422546_494_15281747_62 |  |  | PQ | AN | 2771.281 | 8102702 | no | no |  |  | no |  |  | 1422546.494 | 15281747.62 |  | -1
node_1422577_84_15286782_957 |  |  | PQ | AN | 19918.584 | 8102702 | no | no |  |  | no |  |  | 1422577.84 | 15286782.957 |  | -1
node_1422582_127_15286003_965 |  |  | PQ | ABCN | 19918.584 | 8102702 | no | no |  |  | no |  |  | 1422582.127 | 15286003.965 |  | -1
node_1422610_512_15279966_023 |  |  | PQ | AN | 2771.281 | 8102702 | no | no |  |  | no |  |  | 1422610.512 | 15279966.023 |  | -1
node_1422760_534_15285862_288 |  |  | PQ | AN | 19918.584 | 8102702 | no | no |  |  | no |  |  | 1422760.534 | 15285862.288 |  | -1
node_1422765_302_15279234_16 |  |  | PQ | AN | 2771.281 | 8102702 | no | no |  |  | no |  |  | 1422765.302 | 15279234.16 |  | -1
node_1422796_978_15280512_906 |  |  | PQ | AN | 2771.281 | 8102702 | no | no |  |  | no |  |  | 1422796.978 | 15280512.906 |  | -1
node_1422822_009_15284676_201 |  |  | PQ | AN | 19918.584 | 8102702 | no | no |  |  | no |  |  | 1422822.009 | 15284676.201 |  | -1
node_1422885_865_15279986_226 |  |  | PQ | AN | 2771.281 | 8102702 | no | no |  |  | no |  |  | 1422885.865 | 15279986.226 |  | -1
node_1422894_065_15282126_567 |  |  | PQ | AN | 2771.281 | 8102702 | no | no |  |  | no |  |  | 1422894.065 | 15282126.567 |  | -1
node_1422907_659_15278719_877 |  |  | PQ | AN | 2771.281 | 8102702 | no | no |  |  | no |  |  | 1422907.659 | 15278719.877 |  | -1
node_1422968_934_15280270_562 |  |  | PQ | AN | 2771.281 | 8102702 | no | no |  |  | no |  |  | 1422968.934 | 15280270.562 |  | -1
node_1422970_829_15278232_723 |  |  | PQ | AN | 2771.281 | 8102702 | no | no |  |  | no |  |  | 1422970.829 | 15278232.723 |  | -1
node_1422994_721_15284732_999 |  |  | PQ | AN | 19918.584 | 8102702 | no | no |  |  | no |  |  | 1422994.721 | 15284732.999 |  | -1
node_1423064_844_15285864_081 |  |  | PQ | AN | 19918.584 | 8102702 | no | no |  |  | no |  |  | 1423064.844 | 15285864.081 |  | -1
node_1423085_007_15276921_945 |  |  | PQ | AN | 2771.281 | 8102702 | no | no |  |  | no |  |  | 1423085.007 | 15276921.945 |  | -1
node_1423088_209_15277824_043 |  |  | PQ | AN | 2771.281 | 8102702 | no | no |  |  | no |  |  | 1423088.209 | 15277824.043 |  | -1
node_1423088_885_15277162_255 |  |  | PQ | AN | 2771.281 | 8102702 | no | no |  |  | no |  |  | 1423088.885 | 15277162.255 |  | -1
node_1423093_518_15279659_697 |  |  | PQ | AN | 2771.281 | 8102702 | no | no |  |  | no |  |  | 1423093.518 | 15279659.697 |  | -1
node_1423098_985_15276019_887 |  |  | PQ | AN | 2771.281 | 8102702 | no | no |  |  | no |  |  | 1423098.985 | 15276019.887 |  | -1
node_1423114_784_15280536_049 |  |  | PQ | AN | 2771.281 | 8102702 | no | no |  |  | no |  |  | 1423114.784 | 15280536.049 |  | -1
node_1423406_105_15282046_766 |  |  | PQ | AN | 2771.281 | 8102702 | no | no |  |  | no |  |  | 1423406.105 | 15282046.766 |  | -1
node_1423585_42_15282057_673 |  |  | PQ | AN | 2771.281 | 8102702 | no | no |  |  | no |  |  | 1423585.42 | 15282057.673 |  | -1
node_1423774_592_15282071_179 |  |  | PQ | AN | 2771.281 | 8102702 | no | no |  |  | no |  |  | 1423774.592 | 15282071.179 |  | -1
node_1423785_36_15286132_698 |  |  | PQ | ABCN | 19918.584 | 8102702 | no | no |  |  | no |  |  | 1423785.36 | 15286132.698 |  | -1
node_1424047_98_15280147_075 |  |  | PQ | AN | 2771.281 | 8102702 | no | no |  |  | no |  |  | 1424047.98 | 15280147.075 |  | -1
node_1424107_823_15280614_009 |  |  | PQ | AN | 2771.281 | 8102702 | no | no |  |  | no |  |  | 1424107.823 | 15280614.009 |  | -1
node_1424142_91_15286420_986 |  |  | PQ | ABCN | 19918.584 | 8102702 | no | no |  |  | no |  |  | 1424142.91 | 15286420.986 |  | -1
node_1424172_762_15287952_011 |  |  | PQ | AN | 2771.281 | 8102702 | no | no |  |  | no |  |  | 1424172.762 | 15287952.011 |  | -1
node_1424196_863_15282085_04 |  |  | PQ | AN | 2771.281 | 8102702 | no | no |  |  | no |  |  | 1424196.863 | 15282085.04 |  | -1
node_1424236_998_15282295_763 |  |  | PQ | AN | 2771.281 | 8102702 | no | no |  |  | no |  |  | 1424236.998 | 15282295.763 |  | -1
node_1424314_946_15286654_74 |  |  | PQ | ABCN | 19918.584 | 8102702 | no | no |  |  | no |  |  | 1424314.946 | 15286654.74 |  | -1
node_1424321_317_15286856_628 |  |  | PQ | ABCN | 19918.584 | 8102702 | no | no |  |  | no |  |  | 1424321.317 | 15286856.628 |  | -1
node_1424365_191_15282468_8 |  |  | PQ | AN | 2771.281 | 8102702 | no | no |  |  | no |  |  | 1424365.191 | 15282468.8 |  | -1
node_1424495_961_15287083_557 |  |  | PQ | ABCN | 19918.584 | 8102702 | no | no |  |  | no |  |  | 1424495.961 | 15287083.557 |  | -1
node_1424503_908_15287497_32 |  |  | PQ | AN | 19918.584 | 8102702 | no | no |  |  | no |  |  | 1424503.908 | 15287497.32 |  | -1
node_1424545_266_15282842_574 |  |  | PQ | AN | 2771.281 | 8102702 | no | no |  |  | no |  |  | 1424545.266 | 15282842.574 |  | -1
node_1424549_102_15280648_612 |  |  | PQ | AN | 2771.281 | 8102702 | no | no |  |  | no |  |  | 1424549.102 | 15280648.612 |  | -1
node_1424702_525_15287235_815 |  |  | PQ | AN | 19918.584 | 8102702 | no | no |  |  | no |  |  | 1424702.525 | 15287235.815 |  | -1
node_1424821_804_15280404_415 |  |  | PQ | AN | 2771.281 | 8102702 | no | no |  |  | no |  |  | 1424821.804 | 15280404.415 |  | -1
node_1424882_023_15283294_947 |  |  | PQ | AN | 2771.281 | 8102702 | no | no |  |  | no |  |  | 1424882.023 | 15283294.947 |  | -1
node_1424885_133_15287363_551 |  |  | PQ | ABCN | 19918.584 | 8102702 | no | no |  |  | no |  |  | 1424885.133 | 15287363.551 |  | -1
node_1424952_771_15283987_204 |  |  | PQ | AN | 2771.281 | 8102702 | no | no |  |  | no |  |  | 1424952.771 | 15283987.204 |  | -1
node_1425041_726_15280682_526 |  |  | PQ | AN | 2771.281 | 8102702 | no | no |  |  | no |  |  | 1425041.726 | 15280682.526 |  | -1
node_1425092_431_15289541_045 |  |  | PQ | AN | 2771.281 | 8102702 | no | no |  |  | no |  |  | 1425092.431 | 15289541.045 |  | -1
node_1425124_06_15288002_213 |  |  | PQ | AN | 2771.281 | 8102702 | no | no |  |  | no |  |  | 1425124.06 | 15288002.213 |  | -1
node_1425171_999_15287438_734 |  |  | PQ | ABCN | 19918.584 | 8102702 | no | no |  |  | no |  |  | 1425171.999 | 15287438.734 |  | -1
node_1425248_348_15280449_37 |  |  | PQ | AN | 2771.281 | 8102702 | no | no |  |  | no |  |  | 1425248.348 | 15280449.37 |  | -1
node_1425283_863_15283756_929 |  |  | PQ | AN | 2771.281 | 8102702 | no | no |  |  | no |  |  | 1425283.863 | 15283756.929 |  | -1
node_1425312_643_15283437_088 |  |  | PQ | AN | 2771.281 | 8102702 | no | no |  |  | no |  |  | 1425312.643 | 15283437.088 |  | -1
node_1425366_991_15283976_952 |  |  | PQ | AN | 2771.281 | 8102702 | no | no |  |  | no |  |  | 1425366.991 | 15283976.952 |  | -1
node_1425367_41_15280160_589 |  |  | PQ | AN | 2771.281 | 8102702 | no | no |  |  | no |  |  | 1425367.41 | 15280160.589 |  | -1
node_1425383_202_15288225_95 |  |  | PQ | AN | 2771.281 | 8102702 | no | no |  |  | no |  |  | 1425383.202 | 15288225.95 |  | -1
node_1425447_872_15280886_121 |  |  | PQ | AN | 2771.281 | 8102702 | no | no |  |  | no |  |  | 1425447.872 | 15280886.121 |  | -1
node_1425466_464_15287537_868 |  |  | PQ | ABCN | 19918.584 | 8102702 | no | no |  |  | no |  |  | 1425466.464 | 15287537.868 |  | -1
node_1425487_11_15281323_765 |  |  | PQ | AN | 2771.281 | 8102702 | no | no |  |  | no |  |  | 1425487.11 | 15281323.765 |  | -1
node_1425523_71_15288059_759 |  |  | PQ | AN | 2771.281 | 8102702 | no | no |  |  | no |  |  | 1425523.71 | 15288059.759 |  | -1
node_1425568_408_15284141_709 |  |  | PQ | AN | 2771.281 | 8102702 | no | no |  |  | no |  |  | 1425568.408 | 15284141.709 |  | -1
node_1425582_735_15283923_123 |  |  | PQ | AN | 2771.281 | 8102702 | no | no |  |  | no |  |  | 1425582.735 | 15283923.123 |  | -1
node_1425671_314_15283627_428 |  |  | PQ | AN | 2771.281 | 8102702 | no | no |  |  | no |  |  | 1425671.314 | 15283627.428 |  | -1
node_1425671_809_15284279_284 |  |  | PQ | AN | 2771.281 | 8102702 | no | no |  |  | no |  |  | 1425671.809 | 15284279.284 |  | -1
node_1425713_234_15280258_746 |  |  | PQ | AN | 2771.281 | 8102702 | no | no |  |  | no |  |  | 1425713.234 | 15280258.746 |  | -1
node_1425759_855_15287331_71 |  |  | PQ | AN | 19918.584 | 8102702 | no | no |  |  | no |  |  | 1425759.855 | 15287331.71 |  | -1
node_1425808_885_15280891_575 |  |  | PQ | AN | 2771.281 | 8102702 | no | no |  |  | no |  |  | 1425808.885 | 15280891.575 |  | -1
node_1425869_837_15287642_977 |  |  | PQ | ABCN | 19918.584 | 8102702 | no | no |  |  | no |  |  | 1425869.837 | 15287642.977 |  | -1
node_1425901_526_15284590_821 |  |  | PQ | AN | 2771.281 | 8102702 | no | no |  |  | no |  |  | 1425901.526 | 15284590.821 |  | -1
node_1425961_081_15280283_616 |  |  | PQ | AN | 2771.281 | 8102702 | no | no |  |  | no |  |  | 1425961.081 | 15280283.616 |  | -1
node_1426007_997_15292726_066 |  |  | PQ | AN | 19918.584 | 8102702 | no | no |  |  | no |  |  | 1426007.997 | 15292726.066 |  | -1
node_1426065_04_15284959_495 |  |  | PQ | AN | 2771.281 | 8102702 | no | no |  |  | no |  |  | 1426065.04 | 15284959.495 |  | -1
node_1426126_433_15291901_836 |  |  | PQ | AN | 19918.584 | 8102702 | no | no |  |  | no |  |  | 1426126.433 | 15291901.836 |  | -1
node_1426192_694_15285314_881 |  |  | PQ | AN | 2771.281 | 8102702 | no | no |  |  | no |  |  | 1426192.694 | 15285314.881 |  | -1
node_1426200_306_15286478_53 |  |  | PQ | AN | 2771.281 | 8102702 | no | no |  |  | no |  |  | 1426200.306 | 15286478.53 |  | -1
node_1426208_572_15280305_456 |  |  | PQ | AN | 2771.281 | 8102702 | no | no |  |  | no |  |  | 1426208.572 | 15280305.456 |  | -1
node_1426308_435_15285659_452 |  |  | PQ | AN | 2771.281 | 8102702 | no | no |  |  | no |  |  | 1426308.435 | 15285659.452 |  | -1
node_1426313_512_15280111_277 |  |  | PQ | AN | 7199.558 | 8102702 | no | no |  |  | no |  |  | 1426313.512 | 15280111.277 |  | -1
node_1426419_149_15285968_465 |  |  | PQ | AN | 2771.281 | 8102702 | no | no |  |  | no |  |  | 1426419.149 | 15285968.465 |  | -1
node_1426435_938_15287629_259 |  |  | PQ | ABCN | 19918.584 | 8102702 | no | no |  |  | no |  |  | 1426435.938 | 15287629.259 |  | -1
node_1426453_118_15292771_486 |  |  | PQ | ABCN | 19918.584 | 8102702 | no | no |  |  | no |  |  | 1426453.118 | 15292771.486 |  | -1
node_1426488_215_15291257_324 |  |  | PQ | ABCN | 19918.584 | 8102702 | no | no |  |  | no |  |  | 1426488.215 | 15291257.324 |  | -1
node_1426488_226_15291559_819 |  |  | PQ | ABCN | 19918.584 | 8102702 | no | no |  |  | no |  |  | 1426488.226 | 15291559.819 |  | -1
node_1426496_516_15290876_133 |  |  | PQ | ABCN | 19918.584 | 8102702 | no | no |  |  | no |  |  | 1426496.516 | 15290876.133 |  | -1
node_1426500_786_15290576_701 |  |  | PQ | ABCN | 19918.584 | 8102702 | no | no |  |  | no |  |  | 1426500.786 | 15290576.701 |  | -1
node_1426509_821_15290271_584 |  |  | PQ | ABCN | 19918.584 | 8102702 | no | no |  |  | no |  |  | 1426509.821 | 15290271.584 |  | -1
node_1426538_706_15280329_088 |  |  | PQ | AN | 2771.281 | 8102702 | no | no |  |  | no |  |  | 1426538.706 | 15280329.088 |  | -1
node_1426694_62_15287325_443 |  |  | PQ | AN | 19918.584 | 8102702 | no | no |  |  | no |  |  | 1426694.62 | 15287325.443 |  | -1
node_1426763_24_15292685_267 |  |  | PQ | ABCN | 19918.584 | 8102702 | no | no |  |  | no |  |  | 1426763.24 | 15292685.267 |  | -1
node_1426790_647_15287973_289 |  |  | PQ | AN | 19918.584 | 8102702 | no | no |  |  | no |  |  | 1426790.647 | 15287973.289 |  | -1
node_1426801_096_15287558_805 |  |  | PQ | ABCN | 19918.584 | 8102702 | no | no |  |  | no |  |  | 1426801.096 | 15287558.805 |  | -1
node_1426812_637_15289892_501 |  |  | PQ | ABCN | 19918.584 | 8102702 | no | no |  |  | no |  |  | 1426812.637 | 15289892.501 |  | -1
node_1426842_975_15289106_378 |  |  | PQ | ABCN | 19918.584 | 8102702 | no | no |  |  | no |  |  | 1426842.975 | 15289106.378 |  | -1
node_1426860_842_15289094_949 |  |  | PQ | ABCN | 19918.584 | 8102702 | no | no |  |  | no |  |  | 1426860.842 | 15289094.949 |  | -1
node_1426880_329_15289090_133 |  |  | PQ | ABCN | 19918.584 | 8102702 | no | no |  |  | no |  |  | 1426880.329 | 15289090.133 |  | -1
node_1427073_738_15286151_563 |  |  | PQ | AN | 2771.281 | 8102702 | no | no |  |  | no |  |  | 1427073.738 | 15286151.563 |  | -1
node_1427126_777_15292633_484 |  |  | PQ | ABCN | 19918.584 | 8102702 | no | no |  |  | no |  |  | 1427126.777 | 15292633.484 |  | -1
node_1427144_27_15280382_519 |  |  | PQ | AN | 2771.281 | 8102702 | no | no |  |  | no |  |  | 1427144.27 | 15280382.519 |  | -1
node_1427212_175_15286216_268 |  |  | PQ | AN | 2771.281 | 8102702 | no | no |  |  | no |  |  | 1427212.175 | 15286216.268 |  | -1
node_1427291_602_15289482_186 |  |  | PQ | ABCN | 19918.584 | 8102702 | no | no |  |  | no |  |  | 1427291.602 | 15289482.186 |  | -1
node_1427449_548_15286828_887 |  |  | PQ | AN | 2771.281 | 8102702 | no | no |  |  | no |  |  | 1427449.548 | 15286828.887 |  | -1
node_1427553_5_15280261_318 |  |  | PQ | AN | 2771.281 | 8102702 | no | no |  |  | no |  |  | 1427553.5 | 15280261.318 |  | -1
node_1427558_167_15289215_81 |  |  | PQ | ABCN | 19918.584 | 8102702 | no | no |  |  | no |  |  | 1427558.167 | 15289215.81 |  | -1
node_1427641_703_15287619_333 |  |  | PQ | ABCN | 19918.584 | 8102702 | no | no |  |  | no |  |  | 1427641.703 | 15287619.333 |  | -1
node_1427810_109_15287866_059 |  |  | PQ | ABCN | 19918.584 | 8102702 | no | no |  |  | no |  |  | 1427810.109 | 15287866.059 |  | -1
node_1427821_271_15280276_889 |  |  | PQ | AN | 2771.281 | 8102702 | no | no |  |  | no |  |  | 1427821.271 | 15280276.889 |  | -1
node_1427832_962_15288283_092 |  |  | PQ | ABCN | 19918.584 | 8102702 | no | no |  |  | no |  |  | 1427832.962 | 15288283.092 |  | -1
node_1427837_262_15293514_607 |  |  | PQ | AN | 2771.281 | 8102702 | no | no |  |  | no |  |  | 1427837.262 | 15293514.607 |  | -1
node_1427878_367_15292482_961 |  |  | PQ | ABCN | 2771.281 | 8102702 | no | no |  |  | no |  |  | 1427878.367 | 15292482.961 |  | -1
node_1427909_959_15288114_783 |  |  | PQ | ABCN | 19918.584 | 8102702 | no | no |  |  | no |  |  | 1427909.959 | 15288114.783 |  | -1
node_1427920_718_15288555_141 |  |  | PQ | ABCN | 19918.584 | 8102702 | no | no |  |  | no |  |  | 1427920.718 | 15288555.141 |  | -1
node_1427942_288_15288845_467 |  |  | PQ | ABCN | 19918.584 | 8102702 | no | no |  |  | no |  |  | 1427942.288 | 15288845.467 |  | -1
node_1428099_711_15280287_012 |  |  | PQ | AN | 2771.281 | 8102702 | no | no |  |  | no |  |  | 1428099.711 | 15280287.012 |  | -1
node_1428152_803_15293998_224 |  |  | PQ | AN | 2771.281 | 8102702 | no | no |  |  | no |  |  | 1428152.803 | 15293998.224 |  | -1
node_1428448_54_15280311_191 |  |  | PQ | AN | 2771.281 | 8102702 | no | no |  |  | no |  |  | 1428448.54 | 15280311.191 |  | -1
node_1428501_155_15292458_526 |  |  | PQ | ABCN | 2771.281 | 8102702 | no | no |  |  | no |  |  | 1428501.155 | 15292458.526 |  | -1
node_1428745_369_15293122_515 |  |  | PQ | AN | 2771.281 | 8102702 | no | no |  |  | no |  |  | 1428745.369 | 15293122.515 |  | -1
node_1428790_35_15292921_566 |  |  | PQ | AN | 2771.281 | 8102702 | no | no |  |  | no |  |  | 1428790.35 | 15292921.566 |  | -1
node_1428813_326_15298083_411 |  |  | PQ | AN | 2771.281 | 8102702 | no | no |  |  | no |  |  | 1428813.326 | 15298083.411 |  | -1
node_1428824_776_15294060_885 |  |  | PQ | AN | 2771.281 | 8102702 | no | no |  |  | no |  |  | 1428824.776 | 15294060.885 |  | -1
node_1428905_234_15294461_326 |  |  | PQ | AN | 2771.281 | 8102702 | no | no |  |  | no |  |  | 1428905.234 | 15294461.326 |  | -1
node_1429191_162_15292085_944 |  |  | PQ | AN | 2771.281 | 8102702 | no | no |  |  | no |  |  | 1429191.162 | 15292085.944 |  | -1
node_1429288_907_15292841_491 |  |  | PQ | ABCN | 2771.281 | 8102702 | no | no |  |  | no |  |  | 1429288.907 | 15292841.491 |  | -1
node_1429318_949_15295233_745 |  |  | PQ | AN | 2771.281 | 8102702 | no | no |  |  | no |  |  | 1429318.949 | 15295233.745 |  | -1
node_1429371_865_15280511_721 |  |  | PQ | AN | 2771.281 | 8102702 | no | no |  |  | no |  |  | 1429371.865 | 15280511.721 |  | -1
node_1429587_449_15275192_555 |  |  | PQ | AN | 2771.281 | 8102702 | no | no |  |  | no |  |  | 1429587.449 | 15275192.555 |  | -1
node_1429619_143_15291770_329 |  |  | PQ | ABCN | 2771.281 | 8102702 | no | no |  |  | no |  |  | 1429619.143 | 15291770.329 |  | -1
node_1429624_288_15291407_636 |  |  | PQ | ABCN | 2771.281 | 8102702 | no | no |  |  | no |  |  | 1429624.288 | 15291407.636 |  | -1
node_1429633_008_15291789_468 |  |  | PQ | ABCN | 2771.281 | 8102702 | no | no |  |  | no |  |  | 1429633.008 | 15291789.468 |  | -1
node_1429643_996_15291404_806 |  |  | PQ | ABCN | 2771.281 | 8102702 | no | no |  |  | no |  |  | 1429643.996 | 15291404.806 |  | -1
node_1429711_636_15292910_565 |  |  | PQ | ABCN | 2771.281 | 8102702 | no | no |  |  | no |  |  | 1429711.636 | 15292910.565 |  | -1
node_1429736_191_15280505_877 |  |  | PQ | AN | 2771.281 | 8102702 | no | no |  |  | no |  |  | 1429736.191 | 15280505.877 |  | -1
node_1429859_936_15291614_081 |  |  | PQ | ABCN | 2771.281 | 8102702 | no | no |  |  | no |  |  | 1429859.936 | 15291614.081 |  | -1
node_1429872_087_15280467_571 |  |  | PQ | AN | 2771.281 | 8102702 | no | no |  |  | no |  |  | 1429872.087 | 15280467.571 |  | -1
node_1429877_669_15297281_979 |  |  | PQ | AN | 2771.281 | 8102702 | no | no |  |  | no |  |  | 1429877.669 | 15297281.979 |  | -1
node_1429912_617_15297600_96 |  |  | PQ | AN | 2771.281 | 8102702 | no | no |  |  | no |  |  | 1429912.617 | 15297600.96 |  | -1
node_1429914_914_15296628_609 |  |  | PQ | AN | 2771.281 | 8102702 | no | no |  |  | no |  |  | 1429914.914 | 15296628.609 |  | -1
node_1429972_984_15292600_613 |  |  | PQ | ABCN | 2771.281 | 8102702 | no | no |  |  | no |  |  | 1429972.984 | 15292600.613 |  | -1
node_1429982_596_15275814_204 |  |  | PQ | AN | 2771.281 | 8102702 | no | no |  |  | no |  |  | 1429982.596 | 15275814.204 |  | -1
node_1429986_183_15292580_836 |  |  | PQ | ABCN | 2771.281 | 8102702 | no | no |  |  | no |  |  | 1429986.183 | 15292580.836 |  | -1
node_1429986_816_15297817_446 |  |  | PQ | AN | 2771.281 | 8102702 | no | no |  |  | no |  |  | 1429986.816 | 15297817.446 |  | -1
node_1430033_726_15280543_378 |  |  | PQ | AN | 2771.281 | 8102702 | no | no |  |  | no |  |  | 1430033.726 | 15280543.378 |  | -1
node_1430039_716_15298069_943 |  |  | PQ | AN | 2771.281 | 8102702 | no | no |  |  | no |  |  | 1430039.716 | 15298069.943 |  | -1
node_1430187_718_15292448_826 |  |  | PQ | ABCN | 2771.281 | 8102702 | no | no |  |  | no |  |  | 1430187.718 | 15292448.826 |  | -1
node_1430198_754_15292426_783 |  |  | PQ | ABCN | 2771.281 | 8102702 | no | no |  |  | no |  |  | 1430198.754 | 15292426.783 |  | -1
node_1430213_678_15292409_357 |  |  | PQ | ABCN | 2771.281 | 8102702 | no | no |  |  | no |  |  | 1430213.678 | 15292409.357 |  | -1
node_1430249_978_15291372_513 |  |  | PQ | ABCN | 2771.281 | 8102702 | no | no |  |  | no |  |  | 1430249.978 | 15291372.513 |  | -1
node_1430254_267_15291346_548 |  |  | PQ | ABCN | 2771.281 | 8102702 | no | no |  |  | no |  |  | 1430254.267 | 15291346.548 |  | -1
node_1430259_941_15280747_225 |  |  | PQ | AN | 2771.281 | 8102702 | no | no |  |  | no |  |  | 1430259.941 | 15280747.225 |  | -1
node_1430260_686_15298496_041 |  |  | PQ | AN | 2771.281 | 8102702 | no | no |  |  | no |  |  | 1430260.686 | 15298496.041 |  | -1
node_1430280_042_15297587_215 |  |  | PQ | AN | 2771.281 | 8102702 | no | no |  |  | no |  |  | 1430280.042 | 15297587.215 |  | -1
node_1430287_86_15297323_605 |  |  | PQ | AN | 2771.281 | 8102702 | no | no |  |  | no |  |  | 1430287.86 | 15297323.605 |  | -1
node_1430298_661_15281138_496 |  |  | PQ | AN | 2771.281 | 8102702 | no | no |  |  | no |  |  | 1430298.661 | 15281138.496 |  | -1
node_1430322_352_15275771_904 |  |  | PQ | AN | 2771.281 | 8102702 | no | no |  |  | no |  |  | 1430322.352 | 15275771.904 |  | -1
node_1430372_912_15276329_343 |  |  | PQ | AN | 2771.281 | 8102702 | no | no |  |  | no |  |  | 1430372.912 | 15276329.343 |  | -1
node_1430398_843_15280701_707 |  |  | PQ | AN | 2771.281 | 8102702 | no | no |  |  | no |  |  | 1430398.843 | 15280701.707 |  | -1
node_1430419_479_15292293_142 |  |  | PQ | ABCN | 2771.281 | 8102702 | no | no |  |  | no |  |  | 1430419.479 | 15292293.142 |  | -1
node_1430582_778_15291084_72 |  |  | PQ | AN | 2771.281 | 8102702 | no | no |  |  | no |  |  | 1430582.778 | 15291084.72 |  | -1
node_1430584_027_15297609_348 |  |  | PQ | AN | 2771.281 | 8102702 | no | no |  |  | no |  |  | 1430584.027 | 15297609.348 |  | -1
node_1430597_615_15280705_613 |  |  | PQ | AN | 2771.281 | 8102702 | no | no |  |  | no |  |  | 1430597.615 | 15280705.613 |  | -1
node_1430624_916_15293240_06 |  |  | PQ | AN | 2771.281 | 8102702 | no | no |  |  | no |  |  | 1430624.916 | 15293240.06 |  | -1
node_1430759_568_15293426_491 |  |  | PQ | AN | 2771.281 | 8102702 | no | no |  |  | no |  |  | 1430759.568 | 15293426.491 |  | -1
node_1430768_796_15281033_886 |  |  | PQ | AN | 2771.281 | 8102702 | no | no |  |  | no |  |  | 1430768.796 | 15281033.886 |  | -1
node_1430813_498_15293627_497 |  |  | PQ | AN | 2771.281 | 8102702 | no | no |  |  | no |  |  | 1430813.498 | 15293627.497 |  | -1
node_1430815_064_15297623_355 |  |  | PQ | AN | 2771.281 | 8102702 | no | no |  |  | no |  |  | 1430815.064 | 15297623.355 |  | -1
node_1430827_127_15293925_078 |  |  | PQ | AN | 2771.281 | 8102702 | no | no |  |  | no |  |  | 1430827.127 | 15293925.078 |  | -1
node_1430873_271_15291836_686 |  |  | PQ | ABCN | 2771.281 | 8102702 | no | no |  |  | no |  |  | 1430873.271 | 15291836.686 |  | -1
node_1430955_112_15280737_825 |  |  | PQ | AN | 2771.281 | 8102702 | no | no |  |  | no |  |  | 1430955.112 | 15280737.825 |  | -1
node_1431081_21_15291828_484 |  |  | PQ | ABCD | 2771.281 | 8102702 | no | no |  |  | no |  |  | 1431081.21 | 15291828.484 |  | -1
node_1431100_573_15291467_711 |  |  | PQ | ABCN | 2771.281 | 8102702 | no | no |  |  | no |  |  | 1431100.573 | 15291467.711 |  | -1
node_1431104_777_15297744_649 |  |  | PQ | AN | 2771.281 | 8102702 | no | no |  |  | no |  |  | 1431104.777 | 15297744.649 |  | -1
node_1431204_338_15297855_924 |  |  | PQ | AN | 2771.281 | 8102702 | no | no |  |  | no |  |  | 1431204.338 | 15297855.924 |  | -1
node_1431357_721_15291807_805 |  |  | PQ | ABCN | 2771.281 | 8102702 | no | no |  |  | no |  |  | 1431357.721 | 15291807.805 |  | -1
node_1431365_85_15280835_758 |  |  | PQ | AN | 2771.281 | 8102702 | no | no |  |  | no |  |  | 1431365.85 | 15280835.758 |  | -1
node_1431391_711_15298705_649 |  |  | PQ | AN | 2771.281 | 8102702 | no | no |  |  | no |  |  | 1431391.711 | 15298705.649 |  | -1
node_1431458_089_15292192_715 |  |  | PQ | AN | 2771.281 | 8102702 | no | no |  |  | no |  |  | 1431458.089 | 15292192.715 |  | -1
node_1431506_939_15291654_724 |  |  | PQ | ABCN | 2771.281 | 8102702 | no | no |  |  | no |  |  | 1431506.939 | 15291654.724 |  | -1
node_1431521_966_15289586_744 |  |  | PQ | ABCN | 2771.281 | 8102702 | no | no |  |  | no |  |  | 1431521.966 | 15289586.744 |  | -1
node_1431526_278_15289560_786 |  |  | PQ | ABCN | 2771.281 | 8102702 | no | no |  |  | no |  |  | 1431526.278 | 15289560.786 |  | -1
node_1431572_325_15293264_035 |  |  | PQ | AN | 2771.281 | 8102702 | no | no |  |  | no |  |  | 1431572.325 | 15293264.035 |  | -1
node_1431657_616_15280794_122 |  |  | PQ | AN | 2771.281 | 8102702 | no | no |  |  | no |  |  | 1431657.616 | 15280794.122 |  | -1
node_1431798_954_15294065_504 |  |  | PQ | AN | 2771.281 | 8102702 | no | no |  |  | no |  |  | 1431798.954 | 15294065.504 |  | -1
node_1431804_456_15290570_647 |  |  | PQ | ABCN | 2771.281 | 8102702 | no | no |  |  | no |  |  | 1431804.456 | 15290570.647 |  | -1
node_1431816_294_15290549_368 |  |  | PQ | ABCN | 2771.281 | 8102702 | no | no |  |  | no |  |  | 1431816.294 | 15290549.368 |  | -1
node_1431818_096_15280869_444 |  |  | PQ | AN | 2771.281 | 8102702 | no | no |  |  | no |  |  | 1431818.096 | 15280869.444 |  | -1
node_1431826_574_15289658_023 |  |  | PQ | ABCN | 2771.281 | 8102702 | no | no |  |  | no |  |  | 1431826.574 | 15289658.023 |  | -1
node_1431826_941_15291217_03 |  |  | PQ | ABCN | 2771.281 | 8102702 | no | no |  |  | no |  |  | 1431826.941 | 15291217.03 |  | -1
node_1431838_076_15290828_23 |  |  | PQ | ABCN | 2771.281 | 8102702 | no | no |  |  | no |  |  | 1431838.076 | 15290828.23 |  | -1
node_1431860_91_15291959_665 |  |  | PQ | AN | 2771.281 | 8102702 | no | no |  |  | no |  |  | 1431860.91 | 15291959.665 |  | -1
node_1431870_447_15293538_436 |  |  | PQ | AN | 2771.281 | 8102702 | no | no |  |  | no |  |  | 1431870.447 | 15293538.436 |  | -1
node_1431876_25_15292657_118 |  |  | PQ | AN | 2771.281 | 8102702 | no | no |  |  | no |  |  | 1431876.25 | 15292657.118 |  | -1
node_1431876_497_15292334_193 |  |  | PQ | AN | 2771.281 | 8102702 | no | no |  |  | no |  |  | 1431876.497 | 15292334.193 |  | -1
node_1431877_219_15294722_413 |  |  | PQ | AN | 2771.281 | 8102702 | no | no |  |  | no |  |  | 1431877.219 | 15294722.413 |  | -1
node_1431880_394_15293748_91 |  |  | PQ | AN | 2771.281 | 8102702 | no | no |  |  | no |  |  | 1431880.394 | 15293748.91 |  | -1
node_1431892_476_15296901_526 |  |  | PQ | AN | 2771.281 | 8102702 | no | no |  |  | no |  |  | 1431892.476 | 15296901.526 |  | -1
node_1431904_941_15294958_25 |  |  | PQ | AN | 2771.281 | 8102702 | no | no |  |  | no |  |  | 1431904.941 | 15294958.25 |  | -1
node_1431906_168_15294459_106 |  |  | PQ | AN | 2771.281 | 8102702 | no | no |  |  | no |  |  | 1431906.168 | 15294459.106 |  | -1
node_1431930_385_15295672_914 |  |  | PQ | AN | 2771.281 | 8102702 | no | no |  |  | no |  |  | 1431930.385 | 15295672.914 |  | -1
node_1431946_65_15289957_761 |  |  | PQ | ABCN | 2771.281 | 8102702 | no | no |  |  | no |  |  | 1431946.65 | 15289957.761 |  | -1
node_1432002_348_15294915_211 |  |  | PQ | AN | 2771.281 | 8102702 | no | no |  |  | no |  |  | 1432002.348 | 15294915.211 |  | -1
node_1432002_445_15292560_381 |  |  | PQ | AN | 2771.281 | 8102702 | no | no |  |  | no |  |  | 1432002.445 | 15292560.381 |  | -1
node_1432092_301_15296156_042 |  |  | PQ | AN | 2771.281 | 8102702 | no | no |  |  | no |  |  | 1432092.301 | 15296156.042 |  | -1
node_1432098_95_15295970_655 |  |  | PQ | AN | 2771.281 | 8102702 | no | no |  |  | no |  |  | 1432098.95 | 15295970.655 |  | -1
node_1432107_69_15291600_841 |  |  | PQ | ABCN | 2771.281 | 8102702 | no | no |  |  | no |  |  | 1432107.69 | 15291600.841 |  | -1
node_1432147_122_15278180_71 |  |  | PQ | AN | 2771.281 | 8102702 | no | no |  |  | no |  |  | 1432147.122 | 15278180.71 |  | -1
node_1432151_189_15292270_321 |  |  | PQ | AN | 2771.281 | 8102702 | no | no |  |  | no |  |  | 1432151.189 | 15292270.321 |  | -1
node_1432181_494_15297112_618 |  |  | PQ | AN | 2771.281 | 8102702 | no | no |  |  | no |  |  | 1432181.494 | 15297112.618 |  | -1
node_1432194_26_15296243_591 |  |  | PQ | AN | 2771.281 | 8102702 | no | no |  |  | no |  |  | 1432194.26 | 15296243.591 |  | -1
node_1432197_981_15297309_865 |  |  | PQ | AN | 2771.281 | 8102702 | no | no |  |  | no |  |  | 1432197.981 | 15297309.865 |  | -1
node_1432214_57_15297513_89 |  |  | PQ | AN | 2771.281 | 8102702 | no | no |  |  | no |  |  | 1432214.57 | 15297513.89 |  | -1
node_1432297_635_15293053_368 |  |  | PQ | AN | 2771.281 | 8102702 | no | no |  |  | no |  |  | 1432297.635 | 15293053.368 |  | -1
node_1432304_425_15292263_911 |  |  | PQ | AN | 2771.281 | 8102702 | no | no |  |  | no |  |  | 1432304.425 | 15292263.911 |  | -1
node_1432320_586_15280892_624 |  |  | PQ | AN | 2771.281 | 8102702 | no | no |  |  | no |  |  | 1432320.586 | 15280892.624 |  | -1
node_1432322_524_15296625_689 |  |  | PQ | AN | 2771.281 | 8102702 | no | no |  |  | no |  |  | 1432322.524 | 15296625.689 |  | -1
node_1432335_327_15290790_366 |  |  | PQ | AN | 2771.281 | 8102702 | no | no |  |  | no |  |  | 1432335.327 | 15290790.366 |  | -1
node_1432397_574_15293773_688 |  |  | PQ | AN | 2771.281 | 8102702 | no | no |  |  | no |  |  | 1432397.574 | 15293773.688 |  | -1
node_1432440_423_15298084_27 |  |  | PQ | AN | 2771.281 | 8102702 | no | no |  |  | no |  |  | 1432440.423 | 15298084.27 |  | -1
node_1432448_151_15281224_166 |  |  | PQ | AN | 2771.281 | 8102702 | no | no |  |  | no |  |  | 1432448.151 | 15281224.166 |  | -1
node_1432522_581_15298246_868 |  |  | PQ | AN | 2771.281 | 8102702 | no | no |  |  | no |  |  | 1432522.581 | 15298246.868 |  | -1
node_1432530_31_15295049_698 |  |  | PQ | AN | 2771.281 | 8102702 | no | no |  |  | no |  |  | 1432530.31 | 15295049.698 |  | -1
node_1432557_085_15294739_307 |  |  | PQ | AN | 2771.281 | 8102702 | no | no |  |  | no |  |  | 1432557.085 | 15294739.307 |  | -1
node_1432573_552_15280826_806 |  |  | PQ | AN | 2771.281 | 8102702 | no | no |  |  | no |  |  | 1432573.552 | 15280826.806 |  | -1
node_1432597_095_15291566_382 |  |  | PQ | ABCN | 2771.281 | 8102702 | no | no |  |  | no |  |  | 1432597.095 | 15291566.382 |  | -1
node_1432636_647_15292209_367 |  |  | PQ | AN | 2771.281 | 8102702 | no | no |  |  | no |  |  | 1432636.647 | 15292209.367 |  | -1
node_1432783_683_15280783_485 |  |  | PQ | AN | 2771.281 | 8102702 | no | no |  |  | no |  |  | 1432783.683 | 15280783.485 |  | -1
node_1432808_742_15292574_865 |  |  | PQ | AN | 2771.281 | 8102702 | no | no |  |  | no |  |  | 1432808.742 | 15292574.865 |  | -1
node_1432818_088_15291451_641 |  |  | PQ | ABCN | 2771.281 | 8102702 | no | no |  |  | no |  |  | 1432818.088 | 15291451.641 |  | -1
node_1432823_338_15291477_355 |  |  | PQ | ABCN | 2771.281 | 8102702 | no | no |  |  | no |  |  | 1432823.338 | 15291477.355 |  | -1
node_1432833_358_15291500_405 |  |  | PQ | ABCN | 2771.281 | 8102702 | no | no |  |  | no |  |  | 1432833.358 | 15291500.405 |  | -1
node_1432835_583_15292210_754 |  |  | PQ | AN | 2771.281 | 8102702 | no | no |  |  | no |  |  | 1432835.583 | 15292210.754 |  | -1
node_1432837_214_15279172_72 |  |  | PQ | AD | 2771.281 | 8102702 | no | no |  |  | no |  |  | 1432837.214 | 15279172.72 |  | -1
node_1433004_884_15298661_178 |  |  | PQ | AN | 2771.281 | 8102702 | no | no |  |  | no |  |  | 1433004.884 | 15298661.178 |  | -1
node_1433013_182_15292184_935 |  |  | PQ | AN | 2771.281 | 8102702 | no | no |  |  | no |  |  | 1433013.182 | 15292184.935 |  | -1
node_1433016_334_15280727_76 |  |  | PQ | AN | 2771.281 | 8102702 | no | no |  |  | no |  |  | 1433016.334 | 15280727.76 |  | -1
node_1433053_875_15292613_933 |  |  | PQ | AN | 2771.281 | 8102702 | no | no |  |  | no |  |  | 1433053.875 | 15292613.933 |  | -1
node_1433088_038_15279547_278 |  |  | PQ | AN | 2771.281 | 8102702 | no | no |  |  | no |  |  | 1433088.038 | 15279547.278 |  | -1
node_1433094_126_15280030_121 |  |  | PQ | AN | 2771.281 | 8102702 | no | no |  |  | no |  |  | 1433094.126 | 15280030.121 |  | -1
node_1433096_555_15280711_514 |  |  | PQ | AN | 2771.281 | 8102702 | no | no |  |  | no |  |  | 1433096.555 | 15280711.514 |  | -1
node_1433101_263_15279965_355 |  |  | PQ | AN | 2771.281 | 8102702 | no | no |  |  | no |  |  | 1433101.263 | 15279965.355 |  | -1
node_1433103_012_15280144_008 |  |  | PQ | AN | 2771.281 | 8102702 | no | no |  |  | no |  |  | 1433103.012 | 15280144.008 |  | -1
node_1433155_486_15291861_22 |  |  | PQ | AN | 2771.281 | 8102702 | no | no |  |  | no |  |  | 1433155.486 | 15291861.22 |  | -1
node_1433257_981_15292604_284 |  |  | PQ | AN | 2771.281 | 8102702 | no | no |  |  | no |  |  | 1433257.981 | 15292604.284 |  | -1
node_1433266_669_15292287_883 |  |  | PQ | AN | 2771.281 | 8102702 | no | no |  |  | no |  |  | 1433266.669 | 15292287.883 |  | -1
node_1433390_741_15280705_706 |  |  | PQ | AN | 2771.281 | 8102702 | no | no |  |  | no |  |  | 1433390.741 | 15280705.706 |  | -1
node_1433511_353_15299043_76 |  |  | PQ | AN | 2771.281 | 8102702 | no | no |  |  | no |  |  | 1433511.353 | 15299043.76 |  | -1
node_1433521_039_15298531_328 |  |  | PQ | AN | 2771.281 | 8102702 | no | no |  |  | no |  |  | 1433521.039 | 15298531.328 |  | -1
node_1433606_862_15291185_341 |  |  | PQ | ABCN | 2771.281 | 8102702 | no | no |  |  | no |  |  | 1433606.862 | 15291185.341 |  | -1
node_1433626_059_15291178_796 |  |  | PQ | ABCN | 2771.281 | 8102702 | no | no |  |  | no |  |  | 1433626.059 | 15291178.796 |  | -1
node_1433673_844_15280639_337 |  |  | PQ | AN | 2771.281 | 8102702 | no | no |  |  | no |  |  | 1433673.844 | 15280639.337 |  | -1
node_1433897_717_15291726_619 |  |  | PQ | AN | 2771.281 | 8102702 | no | no |  |  | no |  |  | 1433897.717 | 15291726.619 |  | -1
node_1433956_964_15291106_232 |  |  | PQ | ABCN | 2771.281 | 8102702 | no | no |  |  | no |  |  | 1433956.964 | 15291106.232 |  | -1
node_1434084_774_15280716_214 |  |  | PQ | AN | 2771.281 | 8102702 | no | no |  |  | no |  |  | 1434084.774 | 15280716.214 |  | -1
node_1434297_426_15290863_909 |  |  | PQ | ABCN | 2771.281 | 8102702 | no | no |  |  | no |  |  | 1434297.426 | 15290863.909 |  | -1
node_1434533_875_15280514_508 |  |  | PQ | AN | 2771.281 | 8102702 | no | no |  |  | no |  |  | 1434533.875 | 15280514.508 |  | -1
node_1434545_377_15280661_095 |  |  | PQ | AN | 2771.281 | 8102702 | no | no |  |  | no |  |  | 1434545.377 | 15280661.095 |  | -1
node_1434560_428_15280147_559 |  |  | PQ | AN | 2771.281 | 8102702 | no | no |  |  | no |  |  | 1434560.428 | 15280147.559 |  | -1
node_1434963_924_15290663_64 |  |  | PQ | ABCN | 2771.281 | 8102702 | no | no |  |  | no |  |  | 1434963.924 | 15290663.64 |  | -1
node_1435063_377_15280755_434 |  |  | PQ | AN | 2771.281 | 8102702 | no | no |  |  | no |  |  | 1435063.377 | 15280755.434 |  | -1
node_1435103_913_15290988_816 |  |  | PQ | ABCN | 2771.281 | 8102702 | no | no |  |  | no |  |  | 1435103.913 | 15290988.816 |  | -1
node_1435121_175_15290975_828 |  |  | PQ | ABCN | 2771.281 | 8102702 | no | no |  |  | no |  |  | 1435121.175 | 15290975.828 |  | -1
node_1435270_562_15280766_774 |  |  | PQ | AN | 2771.281 | 8102702 | no | no |  |  | no |  |  | 1435270.562 | 15280766.774 |  | -1
node_1435320_634_15280675_362 |  |  | PQ | AN | 2771.281 | 8102702 | no | no |  |  | no |  |  | 1435320.634 | 15280675.362 |  | -1
node_1435710_446_15280258_078 |  |  | PQ | AN | 2771.281 | 8102702 | no | no |  |  | no |  |  | 1435710.446 | 15280258.078 |  | -1
node_1435767_021_15280501_065 |  |  | PQ | AN | 2771.281 | 8102702 | no | no |  |  | no |  |  | 1435767.021 | 15280501.065 |  | -1
node_1435776_246_15280774_549 |  |  | PQ | AN | 2771.281 | 8102702 | no | no |  |  | no |  |  | 1435776.246 | 15280774.549 |  | -1
node_1435841_762_15279971_141 |  |  | PQ | AN | 2771.281 | 8102702 | no | no |  |  | no |  |  | 1435841.762 | 15279971.141 |  | -1
node_1436008_01_15280570_194 |  |  | PQ | AN | 2771.281 | 8102702 | no | no |  |  | no |  |  | 1436008.01 | 15280570.194 |  | -1
node_8102702_200828940 |  |  | PQ | ABCN | 7199.558 | 8102702 | no | no |  |  | no |  |  | 1419580.226 | 15269124.143 |  | -1
node_8102702_200828959 |  |  | PQ | AN | 7199.558 | 8102702 | no | no |  |  | no |  |  | 1421217.969 | 15278324.761 |  | -1
node_8102702_200828962 |  |  | PQ | AN | 7199.558 | 8102702 | no | no |  |  | no |  |  | 1421305.363 | 15278009.958 |  | -1
node_8102702_200829022 |  |  | PQ | ABCN | 19918.584 | 8102702 | no | no |  |  | no |  |  | 1420478.967 | 15270453.085 |  | -1
node_8102702_200829847 |  |  | PQ | AN | 7199.558 | 8102702 | no | no |  |  | no |  |  | 1420911.956 | 15277979.482 |  | -1
node_8102702_200829848 |  |  | PQ | AN | 7199.558 | 8102702 | no | no |  |  | no |  |  | 1420162.15 | 15277533.882 |  | -1
node_8102702_200829849 |  |  | PQ | AN | 7199.558 | 8102702 | no | no |  |  | no |  |  | 1420208.908 | 15277634.382 |  | -1
node_8102702_200829850 |  |  | PQ | AN | 7199.558 | 8102702 | no | no |  |  | no |  |  | 1420181.194 | 15277772.249 |  | -1
node_8102702_200829852 |  |  | PQ | AN | 7199.558 | 8102702 | no | no |  |  | no |  |  | 1420786.632 | 15277955.359 |  | -1
node_8102702_200829853 |  |  | PQ | AN | 7199.558 | 8102702 | no | no |  |  | no |  |  | 1420618.328 | 15277942.05 |  | -1
node_8102702_200829854 |  |  | PQ | AN | 7199.558 | 8102702 | no | no |  |  | no |  |  | 1420521.17 | 15277886.497 |  | -1
node_8102702_200829855 |  |  | PQ | AN | 7199.558 | 8102702 | no | no |  |  | no |  |  | 1420500.733 | 15278070.636 |  | -1
node_8102702_200829856 |  |  | PQ | AN | 7199.558 | 8102702 | no | no |  |  | no |  |  | 1420262.216 | 15278047.604 |  | -1
node_8102702_200829857 |  |  | PQ | AN | 7199.558 | 8102702 | no | no |  |  | no |  |  | 1420555.989 | 15277754.321 |  | -1
node_8102702_200829858 |  |  | PQ | AN | 7199.558 | 8102702 | no | no |  |  | no |  |  | 1420624.659 | 15277642.365 |  | -1
node_8102702_200829859 |  |  | PQ | AN | 7199.558 | 8102702 | no | no |  |  | no |  |  | 1420562.724 | 15277556.126 |  | -1
node_8102702_200829860 |  |  | PQ | AN | 7199.558 | 8102702 | no | no |  |  | no |  |  | 1420424.05 | 15277551.695 |  | -1
node_8102702_200829861 |  |  | PQ | AN | 7199.558 | 8102702 | no | no |  |  | no |  |  | 1420277.112 | 15277533.92 |  | -1
node_8102702_200829935 |  |  | PQ | ABCN | 7199.558 | 8102702 | no | no |  |  | no |  |  | 1421355.973 | 15276576.103 |  | -1
node_8102702_200829936 |  |  | PQ | ABCN | 7199.558 | 8102702 | no | no |  |  | no |  |  | 1421089.322 | 15276576.951 |  | -1
node_8102702_200829938 |  |  | PQ | ABCN | 7199.558 | 8102702 | no | no |  |  | no |  |  | 1420924.313 | 15276559.097 |  | -1
node_8102702_200829940 |  |  | PQ | AN | 7199.558 | 8102702 | no | no |  |  | no |  |  | 1420736.912 | 15276504.62 |  | -1
node_8102702_200829943 |  |  | PQ | ABCN | 7199.558 | 8102702 | no | no |  |  | no |  |  | 1420516.149 | 15276521.204 |  | -1
node_8102702_200829944 |  |  | PQ | ABCN | 7199.558 | 8102702 | no | no |  |  | no |  |  | 1420366.449 | 15276513.954 |  | -1
node_8102702_200829945 |  |  | PQ | ABCN | 7199.558 | 8102702 | no | no |  |  | no |  |  | 1420241.433 | 15276504.339 |  | -1
node_8102702_200829946 |  |  | PQ | ABCN | 7199.558 | 8102702 | no | no |  |  | no |  |  | 1420000.01 | 15276483.265 |  | -1
node_8102702_200829989 |  |  | PQ | AN | 7199.558 | 8102702 | no | no |  |  | no |  |  | 1420363.801 | 15276577.403 |  | -1
node_8102702_200829990 |  |  | PQ | AN | 7199.558 | 8102702 | no | no |  |  | no |  |  | 1420295.097 | 15276801.939 |  | -1
node_8102702_200829991 |  |  | PQ | AN | 7199.558 | 8102702 | no | no |  |  | no |  |  | 1420543.844 | 15276815.776 |  | -1
node_8102702_200829992 |  |  | PQ | AN | 7199.558 | 8102702 | no | no |  |  | no |  |  | 1420744.858 | 15276829.551 |  | -1
node_8102702_200829993 |  |  | PQ | AN | 7199.558 | 8102702 | no | no |  |  | no |  |  | 1420941.584 | 15276849.584 |  | -1
node_8102702_200829994 |  |  | PQ | AN | 7199.558 | 8102702 | no | no |  |  | no |  |  | 1421045.948 | 15276799.561 |  | -1
node_8102702_200830000 |  |  | PQ | AN | 19918.584 | 8102702 | no | no |  |  | no |  |  | 1421473.794 | 15279690.038 |  | -1
node_8102702_200830001 |  |  | PQ | ABCN | 19918.584 | 8102702 | no | no |  |  | no |  |  | 1420566.77 | 15279761.509 |  | -1
node_8102702_200830002 |  |  | PQ | ABCN | 19918.584 | 8102702 | no | no |  |  | no |  |  | 1420676.028 | 15279772.047 |  | -1
node_8102702_200830003 |  |  | PQ | ABCN | 19918.584 | 8102702 | no | no |  |  | no |  |  | 1420847.058 | 15279787.406 |  | -1
node_8102702_200830004 |  |  | PQ | ABCN | 19918.584 | 8102702 | no | no |  |  | no |  |  | 1421001.666 | 15279776.966 |  | -1
node_8102702_200830006 |  |  | PQ | ABCN | 19918.584 | 8102702 | no | no |  |  | no |  |  | 1421172.436 | 15279791.509 |  | -1
node_8102702_200830007 |  |  | PQ | ABCN | 19918.584 | 8102702 | no | no |  |  | no |  |  | 1421203.692 | 15279747.415 |  | -1
node_8102702_200830008 |  |  | PQ | ABCN | 19918.584 | 8102702 | no | no |  |  | no |  |  | 1421233.54 | 15279694.876 |  | -1
node_8102702_200830033 |  |  | PQ | AN | 7199.558 | 8102702 | no | no |  |  | no |  |  | 1421097.493 | 15277339.552 |  | -1
node_8102702_200830034 |  |  | PQ | AN | 7199.558 | 8102702 | no | no |  |  | no |  |  | 1421014.631 | 15277234.392 |  | -1
node_8102702_200830035 |  |  | PQ | AN | 7199.558 | 8102702 | no | no |  |  | no |  |  | 1420860.828 | 15277171.044 |  | -1
node_8102702_200830037 |  |  | PQ | AN | 7199.558 | 8102702 | no | no |  |  | no |  |  | 1420688.219 | 15277166.203 |  | -1
node_8102702_200830038 |  |  | PQ | AN | 7199.558 | 8102702 | no | no |  |  | no |  |  | 1420511.898 | 15277157.204 |  | -1
node_8102702_200830039 |  |  | PQ | AN | 7199.558 | 8102702 | no | no |  |  | no |  |  | 1420269.295 | 15277142.262 |  | -1
node_8102702_200830057 |  |  | PQ | ABCN | 7199.558 | 8102702 | no | no |  |  | no |  |  | 1418704.071 | 15275220.308 |  | -1
node_8102702_200830058 |  |  | PQ | ABCN | 19918.584 | 8102702 | no | no |  |  | no |  |  | 1418874.961 | 15278429.773 |  | -1
node_8102702_200830059 |  |  | PQ | ABCN | 19918.584 | 8102702 | no | no |  |  | no |  |  | 1418854.061 | 15279533.511 |  | -1
node_8102702_200830060 |  |  | PQ | ABCN | 19918.584 | 8102702 | no | no |  |  | no |  |  | 1418397.745 | 15277785.871 |  | -1
node_8102702_200830061 |  |  | PQ | ABCN | 19918.584 | 8102702 | no | no |  |  | no |  |  | 1418452.853 | 15277591.748 |  | -1
node_8102702_200830062 |  |  | PQ | ABCN | 19918.584 | 8102702 | no | no |  |  | no |  |  | 1418500.657 | 15277398.347 |  | -1
node_8102702_200830063 |  |  | PQ | ABCN | 19918.584 | 8102702 | no | no |  |  | no |  |  | 1418762.402 | 15277470.842 |  | -1
node_8102702_200830064 |  |  | PQ | ABCN | 19918.584 | 8102702 | no | no |  |  | no |  |  | 1418553.412 | 15277206.155 |  | -1
node_8102702_200830065 |  |  | PQ | ABCN | 19918.584 | 8102702 | no | no |  |  | no |  |  | 1418605.781 | 15277013.706 |  | -1
node_8102702_200830066 |  |  | PQ | ABCN | 19918.584 | 8102702 | no | no |  |  | no |  |  | 1418655.986 | 15276824.179 |  | -1
node_8102702_200830067 |  |  | PQ | ABCN | 19918.584 | 8102702 | no | no |  |  | no |  |  | 1418686.965 | 15276920.809 |  | -1
node_8102702_200830068 |  |  | PQ | ABCN | 7199.558 | 8102702 | no | no |  |  | no |  |  | 1419091.352 | 15276926.953 |  | -1
node_8102702_200830069 |  |  | PQ | ABCN | 7199.558 | 8102702 | no | no |  |  | no |  |  | 1419274.211 | 15276940.241 |  | -1
node_8102702_200830070 |  |  | PQ | ABCN | 19918.584 | 8102702 | no | no |  |  | no |  |  | 1418699.326 | 15276619.417 |  | -1
node_8102702_200830071 |  |  | PQ | ABCN | 19918.584 | 8102702 | no | no |  |  | no |  |  | 1418729.395 | 15276445.872 |  | -1
node_8102702_200830073 |  |  | PQ | ABCN | 7199.558 | 8102702 | no | no |  |  | no |  |  | 1418787.003 | 15276267.588 |  | -1
node_8102702_200830074 |  |  | PQ | ABCN | 19918.584 | 8102702 | no | no |  |  | no |  |  | 1418839.215 | 15276076.938 |  | -1
node_8102702_200830075 |  |  | PQ | ABCN | 19918.584 | 8102702 | no | no |  |  | no |  |  | 1418852.241 | 15279339.276 |  | -1
node_8102702_200830076 |  |  | PQ | ABCN | 7199.558 | 8102702 | no | no |  |  | no |  |  | 1418900.615 | 15275843.212 |  | -1
node_8102702_200830077 |  |  | PQ | ABCN | 19918.584 | 8102702 | no | no |  |  | no |  |  | 1418909.508 | 15275594.573 |  | -1
node_8102702_200830079 |  |  | PQ | ABCN | 7199.558 | 8102702 | no | no |  |  | no |  |  | 1418851.047 | 15275338.142 |  | -1
node_8102702_200830082 |  |  | PQ | ABCN | 7199.558 | 8102702 | no | no |  |  | no |  |  | 1418796.411 | 15275102.695 |  | -1
node_8102702_200830084 |  |  | PQ | ABCN | 19918.584 | 8102702 | no | no |  |  | no |  |  | 1418759.271 | 15274850.842 |  | -1
node_8102702_200830085 |  |  | PQ | ABCN | 19918.584 | 8102702 | no | no |  |  | no |  |  | 1418704.564 | 15274588.629 |  | -1
node_8102702_200830086 |  |  | PQ | ABCN | 19918.584 | 8102702 | no | no |  |  | no |  |  | 1418691.962 | 15274336.79 |  | -1
node_8102702_200830087 |  |  | PQ | ABCN | 19918.584 | 8102702 | no | no |  |  | no |  |  | 1418691.77 | 15274091.012 |  | -1
node_8102702_200830088 |  |  | PQ | ABCN | 19918.584 | 8102702 | no | no |  |  | no |  |  | 1418699.49 | 15273839.512 |  | -1
node_8102702_200830089 |  |  | PQ | ABCN | 19918.584 | 8102702 | no | no |  |  | no |  |  | 1418727.31 | 15273593.939 |  | -1
node_8102702_200830090 |  |  | PQ | ABCN | 19918.584 | 8102702 | no | no |  |  | no |  |  | 1418835.535 | 15273670.707 |  | -1
node_8102702_200830091 |  |  | PQ | ABCN | 19918.584 | 8102702 | no | no |  |  | no |  |  | 1418855.381 | 15279138.906 |  | -1
node_8102702_200830092 |  |  | PQ | ABCN | 19918.584 | 8102702 | no | no |  |  | no |  |  | 1418764.334 | 15273335.172 |  | -1
node_8102702_200830093 |  |  | PQ | ABCN | 19918.584 | 8102702 | no | no |  |  | no |  |  | 1418794.761 | 15273089.99 |  | -1
node_8102702_200830094 |  |  | PQ | ABCN | 19918.584 | 8102702 | no | no |  |  | no |  |  | 1418871.324 | 15272849.899 |  | -1
node_8102702_200830095 |  |  | PQ | ABCN | 19918.584 | 8102702 | no | no |  |  | no |  |  | 1418946.678 | 15272618.719 |  | -1
node_8102702_200830096 |  |  | PQ | ABCN | 19918.584 | 8102702 | no | no |  |  | no |  |  | 1419048.878 | 15272360.753 |  | -1
node_8102702_200830097 |  |  | PQ | ABCN | 19918.584 | 8102702 | no | no |  |  | no |  |  | 1419026.988 | 15272346.976 |  | -1
node_8102702_200830098 |  |  | PQ | ABCN | 19918.584 | 8102702 | no | no |  |  | no |  |  | 1419163.881 | 15272092.153 |  | -1
node_8102702_200830099 |  |  | PQ | ABCN | 19918.584 | 8102702 | no | no |  |  | no |  |  | 1419259.514 | 15271875.657 |  | -1
node_8102702_200830100 |  |  | PQ | ABCN | 19918.584 | 8102702 | no | no |  |  | no |  |  | 1419350.747 | 15271660.939 |  | -1
node_8102702_200830101 |  |  | PQ | ABCN | 19918.584 | 8102702 | no | no |  |  | no |  |  | 1419447.035 | 15271428.256 |  | -1
node_8102702_200830102 |  |  | PQ | ABCN | 19918.584 | 8102702 | no | no |  |  | no |  |  | 1419537.426 | 15271208.019 |  | -1
node_8102702_200830103 |  |  | PQ | ABCN | 19918.584 | 8102702 | no | no |  |  | no |  |  | 1418829.957 | 15278944.249 |  | -1
node_8102702_200830105 |  |  | PQ | ABCN | 19918.584 | 8102702 | no | no |  |  | no |  |  | 1419704.631 | 15271010.462 |  | -1
node_8102702_200830106 |  |  | PQ | ABCN | 19918.584 | 8102702 | no | no |  |  | no |  |  | 1419880.939 | 15270824.936 |  | -1
node_8102702_200830110 |  |  | PQ | ABCN | 19918.584 | 8102702 | no | no |  |  | no |  |  | 1419964.775 | 15270732.15 |  | -1
node_8102702_200830111 |  |  | PQ | ABCN | 19918.584 | 8102702 | no | no |  |  | no |  |  | 1420109.864 | 15270576.681 |  | -1
node_8102702_200830113 |  |  | PQ | ABCN | 19918.584 | 8102702 | no | no |  |  | no |  |  | 1420175.458 | 15270362.487 |  | -1
node_8102702_200830114 |  |  | PQ | ABCN | 19918.584 | 8102702 | no | no |  |  | no |  |  | 1420235.515 | 15270195.923 |  | -1
node_8102702_200830115 |  |  | PQ | ABCN | 19918.584 | 8102702 | no | no |  |  | no |  |  | 1420294.804 | 15270019.137 |  | -1
node_8102702_200830116 |  |  | PQ | ABCN | 19918.584 | 8102702 | no | no |  |  | no |  |  | 1420523.389 | 15270029.139 |  | -1
node_8102702_200830117 |  |  | PQ | ABCN | 19918.584 | 8102702 | no | no |  |  | no |  |  | 1420543.738 | 15270306.408 |  | -1
node_8102702_200830118 |  |  | PQ | ABCN | 19918.584 | 8102702 | no | no |  |  | no |  |  | 1420767.866 | 15270042.988 |  | -1
node_8102702_200830119 |  |  | PQ | ABCN | 19918.584 | 8102702 | no | no |  |  | no |  |  | 1421016.493 | 15270052.835 |  | -1
node_8102702_200830120 |  |  | PQ | ABCN | 19918.584 | 8102702 | no | no |  |  | no |  |  | 1418650.801 | 15278775.283 |  | -1
node_8102702_200830121 |  |  | PQ | ABCN | 19918.584 | 8102702 | no | no |  |  | no |  |  | 1421088.802 | 15270056.849 |  | -1
node_8102702_200830122 |  |  | PQ | ABCN | 19918.584 | 8102702 | no | no |  |  | no |  |  | 1418538.791 | 15278563.537 |  | -1
node_8102702_200830123 |  |  | PQ | ABCN | 19918.584 | 8102702 | no | no |  |  | no |  |  | 1418720.777 | 15278496.306 |  | -1
node_8102702_200830124 |  |  | PQ | ABCN | 19918.584 | 8102702 | no | no |  |  | no |  |  | 1418853.645 | 15278447.661 |  | -1
node_8102702_200830125 |  |  | PQ | ABCN | 19918.584 | 8102702 | no | no |  |  | no |  |  | 1418459.703 | 15278382.031 |  | -1
node_8102702_200830126 |  |  | PQ | ABCN | 19918.584 | 8102702 | no | no |  |  | no |  |  | 1418406.17 | 15278189.056 |  | -1
node_8102702_200830127 |  |  | PQ | ABCN | 19918.584 | 8102702 | no | no |  |  | no |  |  | 1418388.761 | 15277989.091 |  | -1
node_8102702_200830159 |  |  | PQ | ABCN | 19918.584 | 8102702 | no | no |  |  | no |  |  | 1418404.995 | 15279624.751 |  | -1
node_8102702_200830160 |  |  | PQ | ABCN | 19918.584 | 8102702 | no | no |  |  | no |  |  | 1418394.147 | 15279842.217 |  | -1
node_8102702_200830161 |  |  | PQ | ABCN | 19918.584 | 8102702 | no | no |  |  | no |  |  | 1418100.978 | 15279797.601 |  | -1
node_8102702_200830162 |  |  | PQ | ABCN | 19918.584 | 8102702 | no | no |  |  | no |  |  | 1418094.851 | 15279889.857 |  | -1
node_8102702_200830163 |  |  | PQ | ABCN | 19918.584 | 8102702 | no | no |  |  | no |  |  | 1418631.261 | 15279874.916 |  | -1
node_8102702_200830273 |  |  | PQ | AN | 2771.281 | 8102702 | no | no |  |  | no |  |  | 1421525.076 | 15275425.835 |  | -1
node_8102702_200830274 |  |  | PQ | AD | 2771.281 | 8102702 | no | no |  |  | no |  |  | 1421655.36 | 15275425.324 |  | -1
node_8102702_200830275 |  |  | PQ | AD | 2771.281 | 8102702 | no | no |  |  | no |  |  | 1421739.467 | 15275442.804 |  | -1
node_8102702_200830276 |  |  | PQ | AN | 2771.281 | 8102702 | no | no |  |  | no |  |  | 1422006.564 | 15275465.003 |  | -1
node_8102702_200830280 |  |  | PQ | ABCN | 19918.584 | 8102702 | no | no |  |  | no |  |  | 1421861.508 | 15269183.4 |  | -1
node_8102702_200830281 |  |  | PQ | ABCN | 19918.584 | 8102702 | no | no |  |  | no |  |  | 1421651.545 | 15269076.671 |  | -1
node_8102702_200830282 |  |  | PQ | ABCN | 19918.584 | 8102702 | no | no |  |  | no |  |  | 1421451.597 | 15268974.579 |  | -1
node_8102702_200830283 |  |  | PQ | ABCN | 19918.584 | 8102702 | no | no |  |  | no |  |  | 1421399.546 | 15268948.469 |  | -1
node_8102702_200830284 |  |  | PQ | ABCN | 19918.584 | 8102702 | no | no |  |  | no |  |  | 1421441.611 | 15268775.963 |  | -1
node_8102702_200830285 |  |  | PQ | ABCN | 19918.584 | 8102702 | no | no |  |  | no |  |  | 1421484.886 | 15268604.569 |  | -1
node_8102702_200830306 |  |  | PQ | AN | 19918.584 | 8102702 | no | no |  |  | no |  |  | 1420857.822 | 15280390.863 |  | -1
node_8102702_200830307 |  |  | PQ | ABCN | 7199.558 | 8102702 | no | no |  |  | no |  |  | 1420691.57 | 15278554.479 |  | -1
node_8102702_200830417 |  |  | PQ | ABCN | 19918.584 | 8102702 | no | no |  |  | no |  |  | 1420133.398 | 15280750.651 |  | -1
node_8102702_200830418 |  |  | PQ | ABCN | 19918.584 | 8102702 | no | no |  |  | no |  |  | 1420219.747 | 15280654.201 |  | -1
node_8102702_200830421 |  |  | PQ | ABCN | 19918.584 | 8102702 | no | no |  |  | no |  |  | 1420290.687 | 15280508.688 |  | -1
node_8102702_200830423 |  |  | PQ | ABCN | 19918.584 | 8102702 | no | no |  |  | no |  |  | 1420338.397 | 15280370.771 |  | -1
node_8102702_200830424 |  |  | PQ | ABCN | 19918.584 | 8102702 | no | no |  |  | no |  |  | 1420373.551 | 15280235.669 |  | -1
node_8102702_200830425 |  |  | PQ | AN | 19918.584 | 8102702 | no | no |  |  | no |  |  | 1420444.928 | 15280250.674 |  | -1
node_8102702_200830426 |  |  | PQ | ABCN | 19918.584 | 8102702 | no | no |  |  | no |  |  | 1420407.998 | 15280079.656 |  | -1
node_8102702_200830427 |  |  | PQ | ABCN | 19918.584 | 8102702 | no | no |  |  | no |  |  | 1420446.078 | 15279880 |  | -1
node_8102702_200830429 |  |  | PQ | ABCN | 19918.584 | 8102702 | no | no |  |  | no |  |  | 1420489.988 | 15279665.251 |  | -1
node_8102702_200830430 |  |  | PQ | ABCN | 7199.558 | 8102702 | no | no |  |  | no |  |  | 1420517.136 | 15279540.201 |  | -1
node_8102702_200830431 |  |  | PQ | ABCN | 7199.558 | 8102702 | no | no |  |  | no |  |  | 1420542.511 | 15279426.417 |  | -1
node_8102702_200830432 |  |  | PQ | ABCN | 7199.558 | 8102702 | no | no |  |  | no |  |  | 1420585.903 | 15279279.234 |  | -1
node_8102702_200830434 |  |  | PQ | ABCN | 7199.558 | 8102702 | no | no |  |  | no |  |  | 1420630.014 | 15279114.433 |  | -1
node_8102702_200830435 |  |  | PQ | ABCN | 7199.558 | 8102702 | no | no |  |  | no |  |  | 1420711.554 | 15279155.683 |  | -1
node_8102702_200830436 |  |  | PQ | ABCN | 7199.558 | 8102702 | no | no |  |  | no |  |  | 1421063.014 | 15279182.167 |  | -1
node_8102702_200830437 |  |  | PQ | ABCN | 7199.558 | 8102702 | no | no |  |  | no |  |  | 1421271.509 | 15279058.756 |  | -1
node_8102702_200830438 |  |  | PQ | ABCN | 7199.558 | 8102702 | no | no |  |  | no |  |  | 1421478.597 | 15278909.015 |  | -1
node_8102702_200830439 |  |  | PQ | ABCN | 7199.558 | 8102702 | no | no |  |  | no |  |  | 1421683.849 | 15278921.976 |  | -1
node_8102702_200830440 |  |  | PQ | ABCN | 7199.558 | 8102702 | no | no |  |  | no |  |  | 1421705.265 | 15278600.971 |  | -1
node_8102702_200830441 |  |  | PQ | ABCN | 7199.558 | 8102702 | no | no |  |  | no |  |  | 1420673.3 | 15278956.905 |  | -1
node_8102702_200830442 |  |  | PQ | ABCN | 7199.558 | 8102702 | no | no |  |  | no |  |  | 1420708.283 | 15278811.389 |  | -1
node_8102702_200830443 |  |  | PQ | ABCN | 7199.558 | 8102702 | no | no |  |  | no |  |  | 1420748.296 | 15278675.212 |  | -1
node_8102702_200830444 |  |  | PQ | ABCN | 7199.558 | 8102702 | no | no |  |  | no |  |  | 1420895.151 | 15278747.566 |  | -1
node_8102702_200830445 |  |  | PQ | ABCN | 7199.558 | 8102702 | no | no |  |  | no |  |  | 1420788.81 | 15278531.786 |  | -1
node_8102702_200830446 |  |  | PQ | ABCN | 7199.558 | 8102702 | no | no |  |  | no |  |  | 1420818.529 | 15278409.591 |  | -1
node_8102702_200830447 |  |  | PQ | AN | 7199.558 | 8102702 | no | no |  |  | no |  |  | 1420900.106 | 15278378.785 |  | -1
node_8102702_200830448 |  |  | PQ | ABCN | 7199.558 | 8102702 | no | no |  |  | no |  |  | 1420870.299 | 15278240.882 |  | -1
node_8102702_200830450 |  |  | PQ | ABCN | 7199.558 | 8102702 | no | no |  |  | no |  |  | 1420890.006 | 15278139.507 |  | -1
node_8102702_200830452 |  |  | PQ | ABCN | 7199.558 | 8102702 | no | no |  |  | no |  |  | 1420929.821 | 15278018.972 |  | -1
node_8102702_200830453 |  |  | PQ | ABCN | 7199.558 | 8102702 | no | no |  |  | no |  |  | 1420963.271 | 15277900.245 |  | -1
node_8102702_200830457 |  |  | PQ | ABCN | 7199.558 | 8102702 | no | no |  |  | no |  |  | 1420995.318 | 15277776.576 |  | -1
node_8102702_200830460 |  |  | PQ | ABCN | 7199.558 | 8102702 | no | no |  |  | no |  |  | 1421046.871 | 15277627.32 |  | -1
node_8102702_200830461 |  |  | PQ | ABCN | 7199.558 | 8102702 | no | no |  |  | no |  |  | 1421084.631 | 15277507.05 |  | -1
node_8102702_200830462 |  |  | PQ | ABCN | 7199.558 | 8102702 | no | no |  |  | no |  |  | 1421130.72 | 15277366.539 |  | -1
node_8102702_200830463 |  |  | PQ | ABCN | 7199.558 | 8102702 | no | no |  |  | no |  |  | 1421156.429 | 15277258.336 |  | -1
node_8102702_200830464 |  |  | PQ | ABCN | 7199.558 | 8102702 | no | no |  |  | no |  |  | 1421188.271 | 15277133.295 |  | -1
node_8102702_200830465 |  |  | PQ | ABCN | 7199.558 | 8102702 | no | no |  |  | no |  |  | 1421235.23 | 15276991.972 |  | -1
node_8102702_200830467 |  |  | PQ | ABCN | 7199.558 | 8102702 | no | no |  |  | no |  |  | 1421259.873 | 15276910.709 |  | -1
node_8102702_200830468 |  |  | PQ | ABCN | 7199.558 | 8102702 | no | no |  |  | no |  |  | 1421323.006 | 15276743.019 |  | -1
node_8102702_200830470 |  |  | PQ | ABCN | 7199.558 | 8102702 | no | no |  |  | no |  |  | 1421372.034 | 15276583.294 |  | -1
node_8102702_200830474 |  |  | PQ | ABCN | 7199.558 | 8102702 | no | no |  |  | no |  |  | 1421402.005 | 15276455.733 |  | -1
node_8102702_200830475 |  |  | PQ | ABCN | 7199.558 | 8102702 | no | no |  |  | no |  |  | 1421423.225 | 15276345.771 |  | -1
node_8102702_200830477 |  |  | PQ | ABCN | 7199.558 | 8102702 | no | no |  |  | no |  |  | 1421424.308 | 15276208.438 |  | -1
node_8102702_200830478 |  |  | PQ | ABCN | 7199.558 | 8102702 | no | no |  |  | no |  |  | 1421429.163 | 15276077.4 |  | -1
node_8102702_200830480 |  |  | PQ | ABCN | 7199.558 | 8102702 | no | no |  |  | no |  |  | 1421430.384 | 15275956.633 |  | -1
node_8102702_200830481 |  |  | PQ | ABCD | 2771.281 | 8102702 | no | no |  |  | no |  |  | 1421432.88 | 15275799.31 |  | -1
node_8102702_200830483 |  |  | PQ | ABCN | 2771.281 | 8102702 | no | no |  |  | no |  |  | 1421429.153 | 15275712.825 |  | -1
node_8102702_200830485 |  |  | PQ | ABCD | 2771.281 | 8102702 | no | no |  |  | no |  |  | 1421435.715 | 15275575.67 |  | -1
node_8102702_200830486 |  |  | PQ | ABCD | 2771.281 | 8102702 | no | no |  |  | no |  |  | 1421436.252 | 15275447.692 |  | -1
node_8102702_200830488 |  |  | PQ | ABCD | 2771.281 | 8102702 | no | no |  |  | no |  |  | 1421436.243 | 15275279.691 |  | -1
node_8102702_200830493 |  |  | PQ | ABCD | 2771.281 | 8102702 | no | no |  |  | no |  |  | 1421440.464 | 15275118.196 |  | -1
node_8102702_200830495 |  |  | PQ | ABCD | 2771.281 | 8102702 | no | no |  |  | no |  |  | 1421445.701 | 15274935.239 |  | -1
node_8102702_200830496 |  |  | PQ | ABCN | 2771.281 | 8102702 | no | no |  |  | no |  |  | 1421448.233 | 15274833.073 |  | -1
node_8102702_200830497 |  |  | PQ | ABCD | 2771.281 | 8102702 | no | no |  |  | no |  |  | 1421454.713 | 15274680.41 |  | -1
node_8102702_200830499 |  |  | PQ | ABCD | 2771.281 | 8102702 | no | no |  |  | no |  |  | 1421453.96 | 15274536.255 |  | -1
node_8102702_200830500 |  |  | PQ | AD | 2771.281 | 8102702 | no | no |  |  | no |  |  | 1421527.417 | 15274531.825 |  | -1
node_8102702_200830501 |  |  | PQ | AN | 2771.281 | 8102702 | no | no |  |  | no |  |  | 1421716.21 | 15274548.867 |  | -1
node_8102702_200830502 |  |  | PQ | ABCD | 2771.281 | 8102702 | no | no |  |  | no |  |  | 1421457.907 | 15274385.193 |  | -1
node_8102702_200830503 |  |  | PQ | ABCD | 2771.281 | 8102702 | no | no |  |  | no |  |  | 1421458.969 | 15274228.381 |  | -1
node_8102702_200830509 |  |  | PQ | ABCN | 2771.281 | 8102702 | no | no |  |  | no |  |  | 1421460.146 | 15274073.556 |  | -1
node_8102702_200830511 |  |  | PQ | ABCN | 2771.281 | 8102702 | no | no |  |  | no |  |  | 1421455.292 | 15273864.84 |  | -1
node_8102702_200830513 |  |  | PQ | ABCD | 2771.281 | 8102702 | no | no |  |  | no |  |  | 1421457.577 | 15273688.551 |  | -1
node_8102702_200830515 |  |  | PQ | ABCN | 2771.281 | 8102702 | no | no |  |  | no |  |  | 1421451.869 | 15273530.485 |  | -1
node_8102702_200830517 |  |  | PQ | ABCD | 2771.281 | 8102702 | no | no |  |  | no |  |  | 1421447.762 | 15273372.641 |  | -1
node_8102702_200830518 |  |  | PQ | ABCD | 2771.281 | 8102702 | no | no |  |  | no |  |  | 1421370.191 | 15273387.777 |  | -1
node_8102702_200830519 |  |  | PQ | ABCD | 2771.281 | 8102702 | no | no |  |  | no |  |  | 1421125.668 | 15273376.721 |  | -1
node_8102702_200830520 |  |  | PQ | ABCD | 2771.281 | 8102702 | no | no |  |  | no |  |  | 1420888.765 | 15273360.332 |  | -1
node_8102702_200830521 |  |  | PQ | ABCN | 2771.281 | 8102702 | no | no |  |  | no |  |  | 1420776.746 | 15273350.444 |  | -1
node_8102702_200830522 |  |  | PQ | ABCD | 2771.281 | 8102702 | no | no |  |  | no |  |  | 1421436.526 | 15273232.654 |  | -1
node_8102702_200830524 |  |  | PQ | ABCD | 2771.281 | 8102702 | no | no |  |  | no |  |  | 1421444.477 | 15273043.8 |  | -1
node_8102702_200830526 |  |  | PQ | ABCN | 2771.281 | 8102702 | no | no |  |  | no |  |  | 1421427.876 | 15272910.998 |  | -1
node_8102702_200830527 |  |  | PQ | ABCD | 2771.281 | 8102702 | no | no |  |  | no |  |  | 1421427.594 | 15272783.068 |  | -1
node_8102702_200830530 |  |  | PQ | ABCD | 2771.281 | 8102702 | no | no |  |  | no |  |  | 1421421.615 | 15272628.828 |  | -1
node_8102702_200830532 |  |  | PQ | ABCN | 2771.281 | 8102702 | no | no |  |  | no |  |  | 1421379.45 | 15272458.363 |  | -1
node_8102702_200830534 |  |  | PQ | ABCD | 2771.281 | 8102702 | no | no |  |  | no |  |  | 1421366.412 | 15272291.759 |  | -1
node_8102702_200830535 |  |  | PQ | ABCD | 2771.281 | 8102702 | no | no |  |  | no |  |  | 1421359.164 | 15272143.789 |  | -1
node_8102702_200830536 |  |  | PQ | ABCD | 2771.281 | 8102702 | no | no |  |  | no |  |  | 1421343.95 | 15271993.127 |  | -1
node_8102702_200830537 |  |  | PQ | ABCD | 2771.281 | 8102702 | no | no |  |  | no |  |  | 1421326.042 | 15271821.524 |  | -1
node_8102702_200830538 |  |  | PQ | ABCD | 2771.281 | 8102702 | no | no |  |  | no |  |  | 1421305.645 | 15271806.526 |  | -1
node_8102702_200830539 |  |  | PQ | ABCD | 2771.281 | 8102702 | no | no |  |  | no |  |  | 1421173.09 | 15271679.827 |  | -1
node_8102702_200830540 |  |  | PQ | ABCD | 2771.281 | 8102702 | no | no |  |  | no |  |  | 1421167.984 | 15271636.085 |  | -1
node_8102702_200830541 |  |  | PQ | ABCD | 2771.281 | 8102702 | no | no |  |  | no |  |  | 1421208.064 | 15271474.641 |  | -1
node_8102702_200830542 |  |  | PQ | ABCD | 2771.281 | 8102702 | no | no |  |  | no |  |  | 1421163.37 | 15271226.769 |  | -1
node_8102702_200830543 |  |  | PQ | ABCD | 2771.281 | 8102702 | no | no |  |  | no |  |  | 1421135.864 | 15270974.577 |  | -1
node_8102702_200830544 |  |  | PQ | ABCD | 2771.281 | 8102702 | no | no |  |  | no |  |  | 1421106.683 | 15270729.4 |  | -1
node_8102702_200830545 |  |  | PQ | ABCD | 2771.281 | 8102702 | no | no |  |  | no |  |  | 1421075.969 | 15270483.219 |  | -1
node_8102702_200830546 |  |  | PQ | ABCN | 2771.281 | 8102702 | no | no |  |  | no |  |  | 1421063.277 | 15270384.481 |  | -1
node_8102702_200830548 |  |  | PQ | ABCN | 2771.281 | 8102702 | no | no |  |  | no |  |  | 1421049.695 | 15270229.476 |  | -1
node_8102702_200830549 |  |  | PQ | ABCN | 2771.281 | 8102702 | no | no |  |  | no |  |  | 1421076.285 | 15270233.17 |  | -1
node_8102702_200830550 |  |  | PQ | ABCN | 19918.584 | 8102702 | no | no |  |  | no |  |  | 1421111.673 | 15270241.917 |  | -1
node_8102702_200830551 |  |  | PQ | ABCN | 19918.584 | 8102702 | no | no |  |  | no |  |  | 1421299.353 | 15270245.68 |  | -1
node_8102702_200830552 |  |  | PQ | ABCN | 19918.584 | 8102702 | no | no |  |  | no |  |  | 1421563.122 | 15270264.249 |  | -1
node_8102702_200830554 |  |  | PQ | ABCN | 19918.584 | 8102702 | no | no |  |  | no |  |  | 1421582.405 | 15270206.002 |  | -1
node_8102702_200830555 |  |  | PQ | ABCN | 19918.584 | 8102702 | no | no |  |  | no |  |  | 1421633.53 | 15270077.491 |  | -1
node_8102702_200830556 |  |  | PQ | ABCN | 19918.584 | 8102702 | no | no |  |  | no |  |  | 1421667.173 | 15269987.177 |  | -1
node_8102702_200830557 |  |  | PQ | ABCN | 19918.584 | 8102702 | no | no |  |  | no |  |  | 1421717.408 | 15269861.472 |  | -1
node_8102702_200830558 |  |  | PQ | ABCN | 19918.584 | 8102702 | no | no |  |  | no |  |  | 1421756.169 | 15269763.097 |  | -1
node_8102702_200830559 |  |  | PQ | ABCN | 19918.584 | 8102702 | no | no |  |  | no |  |  | 1421805.791 | 15269640.807 |  | -1
node_8102702_200830560 |  |  | PQ | ABCN | 19918.584 | 8102702 | no | no |  |  | no |  |  | 1421849.246 | 15269514.7 |  | -1
node_8102702_200830564 |  |  | PQ | ABCN | 19918.584 | 8102702 | no | no |  |  | no |  |  | 1421891.371 | 15269392.896 |  | -1
node_8102702_200830565 |  |  | PQ | ABCN | 19918.584 | 8102702 | no | no |  |  | no |  |  | 1421961.691 | 15269221.365 |  | -1
node_8102702_200830567 |  |  | PQ | ABCN | 19918.584 | 8102702 | no | no |  |  | no |  |  | 1421985.444 | 15269122.477 |  | -1
node_8102702_200830569 |  |  | PQ | ABCN | 19918.584 | 8102702 | no | no |  |  | no |  |  | 1422022.555 | 15268962.154 |  | -1
node_8102702_200831044 |  |  | PQ | ABCN | 19918.584 | 8102702 | no | no |  |  | no |  |  | 1420283.301 | 15280713.406 |  | -1
node_8102702_200831045 |  |  | PQ | ABCN | 19918.584 | 8102702 | no | no |  |  | no |  |  | 1420440.326 | 15280816.637 |  | -1
node_8102702_200831046 |  |  | PQ | ABCN | 19918.584 | 8102702 | no | no |  |  | no |  |  | 1420587.598 | 15280959.836 |  | -1
node_8102702_200831047 |  |  | PQ | ABCN | 19918.584 | 8102702 | no | no |  |  | no |  |  | 1420762.831 | 15281140.457 |  | -1
node_8102702_200831048 |  |  | PQ | ABCN | 19918.584 | 8102702 | no | no |  |  | no |  |  | 1420886.77 | 15281149.035 |  | -1
node_8102702_200831050 |  |  | PQ | ABCN | 19918.584 | 8102702 | no | no |  |  | no |  |  | 1420460.575 | 15279702.097 |  | -1
node_8102702_200831051 |  |  | PQ | ABCN | 19918.584 | 8102702 | no | no |  |  | no |  |  | 1420348.194 | 15279708.323 |  | -1
node_8102702_200831052 |  |  | PQ | ABCN | 19918.584 | 8102702 | no | no |  |  | no |  |  | 1420272.327 | 15279704.011 |  | -1
node_8102702_200831078 |  |  | PQ | ABCN | 19918.584 | 8102702 | no | no |  |  | no |  |  | 1420177.988 | 15279700.914 |  | -1
node_8102702_200831079 |  |  | PQ | ABCN | 19918.584 | 8102702 | no | no |  |  | no |  |  | 1420024.248 | 15279689.351 |  | -1
node_8102702_200831097 |  |  | PQ | ABCN | 19918.584 | 8102702 | no | no |  |  | no |  |  | 1419935.689 | 15279730.448 |  | -1
node_8102702_200831099 |  |  | PQ | ABCN | 19918.584 | 8102702 | no | no |  |  | no |  |  | 1419793.652 | 15279715.59 |  | -1
node_8102702_200831101 |  |  | PQ | ABCN | 7199.558 | 8102702 | no | no |  |  | no |  |  | 1419765.879 | 15279759.413 |  | -1
node_8102702_200831102 |  |  | PQ | ABCN | 7199.558 | 8102702 | no | no |  |  | no |  |  | 1419629.31 | 15279959.196 |  | -1
node_8102702_200831103 |  |  | PQ | ABCN | 7199.558 | 8102702 | no | no |  |  | no |  |  | 1419473.836 | 15280158.966 |  | -1
node_8102702_200831122 |  |  | PQ | ABCN | 19918.584 | 8102702 | no | no |  |  | no |  |  | 1419622.549 | 15279707.623 |  | -1
node_8102702_200831123 |  |  | PQ | ABCN | 19918.584 | 8102702 | no | no |  |  | no |  |  | 1419447.73 | 15279692.416 |  | -1
node_8102702_200831127 |  |  | PQ | ABCN | 19918.584 | 8102702 | no | no |  |  | no |  |  | 1419280.539 | 15279678.794 |  | -1
node_8102702_200831128 |  |  | PQ | ABCN | 19918.584 | 8102702 | no | no |  |  | no |  |  | 1419105.933 | 15279669.934 |  | -1
node_8102702_200831131 |  |  | PQ | ABCN | 19918.584 | 8102702 | no | no |  |  | no |  |  | 1418919.441 | 15279645.828 |  | -1
node_8102702_200831132 |  |  | PQ | ABCN | 19918.584 | 8102702 | no | no |  |  | no |  |  | 1418792.92 | 15279634.986 |  | -1
node_8102702_200831133 |  |  | PQ | ABCN | 19918.584 | 8102702 | no | no |  |  | no |  |  | 1418610.409 | 15279570.407 |  | -1
node_8102702_200831134 |  |  | PQ | ABCN | 19918.584 | 8102702 | no | no |  |  | no |  |  | 1418510.229 | 15279561.526 |  | -1
node_8102702_200831135 |  |  | PQ | ABCN | 19918.584 | 8102702 | no | no |  |  | no |  |  | 1418418.861 | 15279551.74 |  | -1
node_8102702_200831136 |  |  | PQ | ABCN | 19918.584 | 8102702 | no | no |  |  | no |  |  | 1418285.962 | 15279538.977 |  | -1
node_8102702_200831227 |  |  | PQ | AN | 7199.558 | 8102702 | no | no |  |  | no |  |  | 1421192.847 | 15277425.086 |  | -1
node_8102702_200831228 |  |  | PQ | AN | 7199.558 | 8102702 | no | no |  |  | no |  |  | 1421428.728 | 15277444.789 |  | -1
node_8102702_200831229 |  |  | PQ | AN | 7199.558 | 8102702 | no | no |  |  | no |  |  | 1421449.125 | 15277294.291 |  | -1
node_8102702_200831231 |  |  | PQ | AN | 7199.558 | 8102702 | no | no |  |  | no |  |  | 1421512.923 | 15277145.778 |  | -1
node_8102702_200831232 |  |  | PQ | AN | 7199.558 | 8102702 | no | no |  |  | no |  |  | 1421632.963 | 15277450.929 |  | -1
node_8102702_200831233 |  |  | PQ | AN | 7199.558 | 8102702 | no | no |  |  | no |  |  | 1421866.755 | 15277468.397 |  | -1
node_8102702_200831235 |  |  | PQ | AN | 7199.558 | 8102702 | no | no |  |  | no |  |  | 1421848.768 | 15277299.269 |  | -1
node_8102702_200831237 |  |  | PQ | AD | 2771.281 | 8102702 | no | no |  |  | no |  |  | 1421450.999 | 15272009.035 |  | -1
node_8102702_200831238 |  |  | PQ | AN | 2771.281 | 8102702 | no | no |  |  | no |  |  | 1421677.76 | 15271929.593 |  | -1
node_8102702_200831317 |  |  | PQ | ABCN | 19918.584 | 8102702 | no | no |  |  | no |  |  | 1417562.868 | 15267674.133 |  | -1
node_8102702_200831320 |  |  | PQ | ABCN | 19918.584 | 8102702 | no | no |  |  | no |  |  | 1419182.863 | 15268421.932 |  | -1
node_8102702_200831323 |  |  | PQ | ABCN | 19918.584 | 8102702 | no | no |  |  | no |  |  | 1419578.414 | 15268454.647 |  | -1
node_8102702_200831351 |  |  | PQ | ABCN | 19918.584 | 8102702 | no | no |  |  | no |  |  | 1418140.425 | 15268298.903 |  | -1
node_8102702_200831355 |  |  | PQ | ABCN | 19918.584 | 8102702 | no | no |  |  | no |  |  | 1418779.436 | 15268399.204 |  | -1
node_8102702_200836521 |  |  | PQ | AN | 2771.281 | 8102702 | no | no |  |  | no |  |  | 1424209.153 | 15282309.411 |  | -1
node_8102702_200836524 |  |  | PQ | AN | 2771.281 | 8102702 | no | no |  |  | no |  |  | 1426337.128 | 15285637.848 |  | -1
node_8102702_200836525 |  |  | PQ | AN | 2771.281 | 8102702 | no | no |  |  | no |  |  | 1426446.892 | 15285938.684 |  | -1
node_8102702_200836526 |  |  | PQ | AD | 2771.281 | 8102702 | no | no |  |  | no |  |  | 1426612.798 | 15286002.705 |  | -1
node_8102702_200836527 |  |  | PQ | AD | 2771.281 | 8102702 | no | no |  |  | no |  |  | 1426602.654 | 15286043.939 |  | -1
node_8102702_200836528 |  |  | PQ | AD | 2771.281 | 8102702 | no | no |  |  | no |  |  | 1426443.144 | 15286303.666 |  | -1
node_8102702_200836529 |  |  | PQ | AN | 2771.281 | 8102702 | no | no |  |  | no |  |  | 1426226.792 | 15286455.766 |  | -1
node_8102702_200836530 |  |  | PQ | AD | 2771.281 | 8102702 | no | no |  |  | no |  |  | 1426745.042 | 15286058.807 |  | -1
node_8102702_200836531 |  |  | PQ | AN | 2771.281 | 8102702 | no | no |  |  | no |  |  | 1427057.391 | 15286176.49 |  | -1
node_8102702_200836532 |  |  | PQ | AN | 2771.281 | 8102702 | no | no |  |  | no |  |  | 1427195.84 | 15286239.814 |  | -1
node_8102702_200836535 |  |  | PQ | AD | 2771.281 | 8102702 | no | no |  |  | no |  |  | 1427251.253 | 15286490.365 |  | -1
node_8102702_200836536 |  |  | PQ | AN | 2771.281 | 8102702 | no | no |  |  | no |  |  | 1427434.573 | 15286804.984 |  | -1
node_8102702_200836537 |  |  | PQ | ABCN | 19918.584 | 8102702 | no | no |  |  | no |  |  | 1427630.221 | 15287571.938 |  | -1
node_8102702_200836538 |  |  | PQ | ABCN | 19918.584 | 8102702 | no | no |  |  | no |  |  | 1427658.063 | 15287607.554 |  | -1
node_8102702_200836540 |  |  | PQ | ABCN | 19918.584 | 8102702 | no | no |  |  | no |  |  | 1427771.304 | 15287885.824 |  | -1
node_8102702_200836543 |  |  | PQ | ABCN | 19918.584 | 8102702 | no | no |  |  | no |  |  | 1427874.137 | 15288124.179 |  | -1
node_8102702_200836545 |  |  | PQ | AN | 2771.281 | 8102702 | no | no |  |  | no |  |  | 1424586.698 | 15282821.358 |  | -1
node_8102702_200836548 |  |  | PQ | ABCN | 19918.584 | 8102702 | no | no |  |  | no |  |  | 1427858.621 | 15288313.877 |  | -1
node_8102702_200836551 |  |  | PQ | ABCN | 19918.584 | 8102702 | no | no |  |  | no |  |  | 1427883.041 | 15288559.421 |  | -1
node_8102702_200836552 |  |  | PQ | ABCN | 19918.584 | 8102702 | no | no |  |  | no |  |  | 1427907.817 | 15288834.205 |  | -1
node_8102702_200836553 |  |  | PQ | ABCN | 19918.584 | 8102702 | no | no |  |  | no |  |  | 1427837.414 | 15288916.49 |  | -1
node_8102702_200836554 |  |  | PQ | ABCN | 19918.584 | 8102702 | no | no |  |  | no |  |  | 1427688.729 | 15289055.492 |  | -1
node_8102702_200836555 |  |  | PQ | ABCN | 19918.584 | 8102702 | no | no |  |  | no |  |  | 1427541.165 | 15289194.964 |  | -1
node_8102702_200836556 |  |  | PQ | ABCN | 19918.584 | 8102702 | no | no |  |  | no |  |  | 1427395.083 | 15289329.202 |  | -1
node_8102702_200836557 |  |  | PQ | ABCN | 19918.584 | 8102702 | no | no |  |  | no |  |  | 1427252.603 | 15289460.249 |  | -1
node_8102702_200836558 |  |  | PQ | ABCN | 19918.584 | 8102702 | no | no |  |  | no |  |  | 1427093.408 | 15289614.831 |  | -1
node_8102702_200836559 |  |  | PQ | ABCN | 19918.584 | 8102702 | no | no |  |  | no |  |  | 1427063.961 | 15289519.405 |  | -1
node_8102702_200836560 |  |  | PQ | ABCN | 19918.584 | 8102702 | no | no |  |  | no |  |  | 1426933.763 | 15289363.174 |  | -1
node_8102702_200836561 |  |  | PQ | ABCN | 19918.584 | 8102702 | no | no |  |  | no |  |  | 1426897.59 | 15289231.075 |  | -1
node_8102702_200836562 |  |  | PQ | ABCN | 19918.584 | 8102702 | no | no |  |  | no |  |  | 1426908.161 | 15289764.821 |  | -1
node_8102702_200836563 |  |  | PQ | AD | 2771.281 | 8102702 | no | no |  |  | no |  |  | 1424794.349 | 15283121.945 |  | -1
node_8102702_200836565 |  |  | PQ | AN | 2771.281 | 8102702 | no | no |  |  | no |  |  | 1424915.292 | 15283268.288 |  | -1
node_8102702_200836568 |  |  | PQ | ABCN | 19918.584 | 8102702 | no | no |  |  | no |  |  | 1426789.002 | 15289865.723 |  | -1
node_8102702_200836569 |  |  | PQ | ABCN | 19918.584 | 8102702 | no | no |  |  | no |  |  | 1426683.964 | 15289932.11 |  | -1
node_8102702_200836571 |  |  | PQ | ABCN | 19918.584 | 8102702 | no | no |  |  | no |  |  | 1426575.035 | 15290109.371 |  | -1
node_8102702_200836572 |  |  | PQ | ABCN | 19918.584 | 8102702 | no | no |  |  | no |  |  | 1426473.263 | 15290260.592 |  | -1
node_8102702_200836575 |  |  | PQ | ABCN | 19918.584 | 8102702 | no | no |  |  | no |  |  | 1426464.34 | 15290421.666 |  | -1
node_8102702_200836577 |  |  | PQ | ABCN | 19918.584 | 8102702 | no | no |  |  | no |  |  | 1426470.778 | 15290565.783 |  | -1
node_8102702_200836579 |  |  | PQ | ABCN | 19918.584 | 8102702 | no | no |  |  | no |  |  | 1426452.748 | 15290731.689 |  | -1
node_8102702_200836580 |  |  | PQ | ABCN | 19918.584 | 8102702 | no | no |  |  | no |  |  | 1426454.391 | 15290884.976 |  | -1
node_8102702_200836582 |  |  | PQ | ABCN | 19918.584 | 8102702 | no | no |  |  | no |  |  | 1426449.044 | 15291105.909 |  | -1
node_8102702_200836583 |  |  | PQ | ABCN | 19918.584 | 8102702 | no | no |  |  | no |  |  | 1426450.236 | 15291267.67 |  | -1
node_8102702_200836585 |  |  | PQ | AD | 2771.281 | 8102702 | no | no |  |  | no |  |  | 1425091.643 | 15283540.183 |  | -1
node_8102702_200836586 |  |  | PQ | AN | 2771.281 | 8102702 | no | no |  |  | no |  |  | 1425288.357 | 15283447.653 |  | -1
node_8102702_200836587 |  |  | PQ | AN | 2771.281 | 8102702 | no | no |  |  | no |  |  | 1425257.284 | 15283757.498 |  | -1
node_8102702_200836588 |  |  | PQ | AN | 2771.281 | 8102702 | no | no |  |  | no |  |  | 1424979.99 | 15283970.204 |  | -1
node_8102702_200836589 |  |  | PQ | AD | 2771.281 | 8102702 | no | no |  |  | no |  |  | 1425336.445 | 15283683.181 |  | -1
node_8102702_200836590 |  |  | PQ | AN | 2771.281 | 8102702 | no | no |  |  | no |  |  | 1425641.513 | 15283635.568 |  | -1
node_8102702_200836591 |  |  | PQ | ABCN | 19918.584 | 8102702 | no | no |  |  | no |  |  | 1426453.518 | 15291428.456 |  | -1
node_8102702_200836592 |  |  | PQ | ABCN | 19918.584 | 8102702 | no | no |  |  | no |  |  | 1426448.944 | 15291566.438 |  | -1
node_8102702_200836593 |  |  | PQ | ABCN | 19918.584 | 8102702 | no | no |  |  | no |  |  | 1426444.649 | 15291758.71 |  | -1
node_8102702_200836594 |  |  | PQ | ABCN | 19918.584 | 8102702 | no | no |  |  | no |  |  | 1426458.559 | 15291938.23 |  | -1
node_8102702_200836595 |  |  | PQ | AN | 19918.584 | 8102702 | no | no |  |  | no |  |  | 1426157.516 | 15291917.104 |  | -1
node_8102702_200836596 |  |  | PQ | AN | 2771.281 | 8102702 | no | no |  |  | no |  |  | 1425396.695 | 15283969.137 |  | -1
node_8102702_200836597 |  |  | PQ | AN | 2771.281 | 8102702 | no | no |  |  | no |  |  | 1425554.446 | 15283944.345 |  | -1
node_8102702_200836598 |  |  | PQ | AN | 2771.281 | 8102702 | no | no |  |  | no |  |  | 1425546.067 | 15284163.621 |  | -1
node_8102702_200836599 |  |  | PQ | AN | 2771.281 | 8102702 | no | no |  |  | no |  |  | 1425644.274 | 15284294.269 |  | -1
node_8102702_200836600 |  |  | PQ | AD | 2771.281 | 8102702 | no | no |  |  | no |  |  | 1425807.943 | 15284517.174 |  | -1
node_8102702_200836601 |  |  | PQ | AN | 2771.281 | 8102702 | no | no |  |  | no |  |  | 1425870.783 | 15284604.689 |  | -1
node_8102702_200836602 |  |  | PQ | AN | 2771.281 | 8102702 | no | no |  |  | no |  |  | 1426094.698 | 15284931.048 |  | -1
node_8102702_200836603 |  |  | PQ | AN | 2771.281 | 8102702 | no | no |  |  | no |  |  | 1426202.729 | 15285268.187 |  | -1
node_8102702_200836606 |  |  | PQ | AD | 2771.281 | 8102702 | no | no |  |  | no |  |  | 1430798.204 | 15276859.611 |  | -1
node_8102702_200836607 |  |  | PQ | AD | 2771.281 | 8102702 | no | no |  |  | no |  |  | 1430983.097 | 15277168.111 |  | -1
node_8102702_200836608 |  |  | PQ | AD | 2771.281 | 8102702 | no | no |  |  | no |  |  | 1431187.761 | 15277514.428 |  | -1
node_8102702_200836609 |  |  | PQ | AD | 2771.281 | 8102702 | no | no |  |  | no |  |  | 1431406.876 | 15277879.004 |  | -1
node_8102702_200836610 |  |  | PQ | AD | 2771.281 | 8102702 | no | no |  |  | no |  |  | 1431793.968 | 15278040.903 |  | -1
node_8102702_200836611 |  |  | PQ | AN | 2771.281 | 8102702 | no | no |  |  | no |  |  | 1432121.44 | 15278210.477 |  | -1
node_8102702_200836612 |  |  | PQ | AD | 2771.281 | 8102702 | no | no |  |  | no |  |  | 1432317.98 | 15278395.268 |  | -1
node_8102702_200836613 |  |  | PQ | AN | 2771.281 | 8102702 | no | no |  |  | no |  |  | 1430305.721 | 15275811.362 |  | -1
node_8102702_200836614 |  |  | PQ | AD | 2771.281 | 8102702 | no | no |  |  | no |  |  | 1430184.928 | 15276029.101 |  | -1
node_8102702_200836615 |  |  | PQ | AN | 2771.281 | 8102702 | no | no |  |  | no |  |  | 1430015.2 | 15275776.2 |  | -1
node_8102702_200836616 |  |  | PQ | AD | 2771.281 | 8102702 | no | no |  |  | no |  |  | 1429821.483 | 15275499.093 |  | -1
node_8102702_200836617 |  |  | PQ | AN | 2771.281 | 8102702 | no | no |  |  | no |  |  | 1429619.15 | 15275216.985 |  | -1
node_8102702_200836618 |  |  | PQ | AN | 2771.281 | 8102702 | no | no |  |  | no |  |  | 1430399.396 | 15276322.235 |  | -1
node_8102702_200836619 |  |  | PQ | AD | 2771.281 | 8102702 | no | no |  |  | no |  |  | 1430602.962 | 15276602.86 |  | -1
node_8102702_200836620 |  |  | PQ | AD | 2771.281 | 8102702 | no | no |  |  | no |  |  | 1428761.623 | 15292669.15 |  | -1
node_8102702_200836621 |  |  | PQ | AD | 2771.281 | 8102702 | no | no |  |  | no |  |  | 1429170.652 | 15294936.527 |  | -1
node_8102702_200836622 |  |  | PQ | AN | 2771.281 | 8102702 | no | no |  |  | no |  |  | 1429335.411 | 15295174.087 |  | -1
node_8102702_200836623 |  |  | PQ | AD | 2771.281 | 8102702 | no | no |  |  | no |  |  | 1428761.936 | 15292805.583 |  | -1
node_8102702_200836624 |  |  | PQ | AN | 2771.281 | 8102702 | no | no |  |  | no |  |  | 1428756.201 | 15292923.312 |  | -1
node_8102702_200836625 |  |  | PQ | AN | 2771.281 | 8102702 | no | no |  |  | no |  |  | 1428787.704 | 15293125.514 |  | -1
node_8102702_200836627 |  |  | PQ | AD | 2771.281 | 8102702 | no | no |  |  | no |  |  | 1428797.385 | 15293288.765 |  | -1
node_8102702_200836628 |  |  | PQ | AD | 2771.281 | 8102702 | no | no |  |  | no |  |  | 1428823.882 | 15293671.334 |  | -1
node_8102702_200836629 |  |  | PQ | AN | 2771.281 | 8102702 | no | no |  |  | no |  |  | 1428858.506 | 15294065.409 |  | -1
node_8102702_200836631 |  |  | PQ | AD | 2771.281 | 8102702 | no | no |  |  | no |  |  | 1428851.374 | 15294217.478 |  | -1
node_8102702_200836632 |  |  | PQ | AN | 2771.281 | 8102702 | no | no |  |  | no |  |  | 1428935.297 | 15294448.794 |  | -1
node_8102702_200836634 |  |  | PQ | AD | 2771.281 | 8102702 | no | no |  |  | no |  |  | 1429038.124 | 15294744.639 |  | -1
node_8102702_200836635 |  |  | PQ | AN | 2771.281 | 8102702 | no | no |  |  | no |  |  | 1428153.097 | 15293963.28 |  | -1
node_8102702_200836636 |  |  | PQ | AD | 2771.281 | 8102702 | no | no |  |  | no |  |  | 1427689.978 | 15292705.145 |  | -1
node_8102702_200836637 |  |  | PQ | AD | 2771.281 | 8102702 | no | no |  |  | no |  |  | 1427864.643 | 15292854.654 |  | -1
node_8102702_200836638 |  |  | PQ | AD | 2771.281 | 8102702 | no | no |  |  | no |  |  | 1427866.722 | 15293063.029 |  | -1
node_8102702_200836639 |  |  | PQ | AD | 2771.281 | 8102702 | no | no |  |  | no |  |  | 1427860.517 | 15293292.112 |  | -1
node_8102702_200836640 |  |  | PQ | AN | 2771.281 | 8102702 | no | no |  |  | no |  |  | 1427872.312 | 15293519.258 |  | -1
node_8102702_200836641 |  |  | PQ | AN | 2771.281 | 8102702 | no | no |  |  | no |  |  | 1427973.447 | 15293624.053 |  | -1
node_8102702_200836686 |  |  | PQ | ABCN | 19918.584 | 8102702 | no | no |  |  | no |  |  | 1419704.335 | 15285798.028 |  | -1
node_8102702_200836687 |  |  | PQ | ABCN | 19918.584 | 8102702 | no | no |  |  | no |  |  | 1419804.864 | 15285807.494 |  | -1
node_8102702_200836688 |  |  | PQ | ABCN | 19918.584 | 8102702 | no | no |  |  | no |  |  | 1421859.377 | 15285989.311 |  | -1
node_8102702_200836689 |  |  | PQ | ABCN | 19918.584 | 8102702 | no | no |  |  | no |  |  | 1421994.893 | 15285998.285 |  | -1
node_8102702_200836690 |  |  | PQ | ABCN | 19918.584 | 8102702 | no | no |  |  | no |  |  | 1422200.192 | 15286013.19 |  | -1
node_8102702_200836691 |  |  | PQ | ABCN | 19918.584 | 8102702 | no | no |  |  | no |  |  | 1422388.317 | 15286036.946 |  | -1
node_8102702_200836694 |  |  | PQ | ABCN | 19918.584 | 8102702 | no | no |  |  | no |  |  | 1422563.061 | 15286060.294 |  | -1
node_8102702_200836695 |  |  | PQ | ABCN | 19918.584 | 8102702 | no | no |  |  | no |  |  | 1422775.498 | 15286050.086 |  | -1
node_8102702_200836696 |  |  | PQ | ABCN | 19918.584 | 8102702 | no | no |  |  | no |  |  | 1422966.244 | 15286065.617 |  | -1
node_8102702_200836697 |  |  | PQ | AN | 19918.584 | 8102702 | no | no |  |  | no |  |  | 1423035.329 | 15285896.578 |  | -1
node_8102702_200836698 |  |  | PQ | AN | 19918.584 | 8102702 | no | no |  |  | no |  |  | 1422779.112 | 15285856.729 |  | -1
node_8102702_200836699 |  |  | PQ | ABCN | 19918.584 | 8102702 | no | no |  |  | no |  |  | 1423200.177 | 15286085.245 |  | -1
node_8102702_200836703 |  |  | PQ | ABCN | 19918.584 | 8102702 | no | no |  |  | no |  |  | 1423392.556 | 15286105.565 |  | -1
node_8102702_200836704 |  |  | PQ | ABCN | 19918.584 | 8102702 | no | no |  |  | no |  |  | 1423593.125 | 15286116.849 |  | -1
node_8102702_200836705 |  |  | PQ | ABCN | 19918.584 | 8102702 | no | no |  |  | no |  |  | 1419971.634 | 15285810.465 |  | -1
node_8102702_200836706 |  |  | PQ | ABCN | 19918.584 | 8102702 | no | no |  |  | no |  |  | 1423768.484 | 15286157.949 |  | -1
node_8102702_200836707 |  |  | PQ | ABCN | 19918.584 | 8102702 | no | no |  |  | no |  |  | 1423966.868 | 15286223.588 |  | -1
node_8102702_200836708 |  |  | PQ | ABCN | 19918.584 | 8102702 | no | no |  |  | no |  |  | 1424102.384 | 15286302.242 |  | -1
node_8102702_200836709 |  |  | PQ | ABCN | 19918.584 | 8102702 | no | no |  |  | no |  |  | 1424139.621 | 15286377.39 |  | -1
node_8102702_200836711 |  |  | PQ | ABCN | 19918.584 | 8102702 | no | no |  |  | no |  |  | 1424190.311 | 15286474.198 |  | -1
node_8102702_200836712 |  |  | PQ | ABCN | 19918.584 | 8102702 | no | no |  |  | no |  |  | 1424276.04 | 15286658.622 |  | -1
node_8102702_200836713 |  |  | PQ | ABCN | 19918.584 | 8102702 | no | no |  |  | no |  |  | 1424345.516 | 15286854.886 |  | -1
node_8102702_200836714 |  |  | PQ | ABCN | 19918.584 | 8102702 | no | no |  |  | no |  |  | 1424519.412 | 15287046.78 |  | -1
node_8102702_200836715 |  |  | PQ | ABCN | 19918.584 | 8102702 | no | no |  |  | no |  |  | 1424666.459 | 15287180.543 |  | -1
node_8102702_200836716 |  |  | PQ | AN | 19918.584 | 8102702 | no | no |  |  | no |  |  | 1424663.587 | 15287227.919 |  | -1
node_8102702_200836717 |  |  | PQ | AN | 19918.584 | 8102702 | no | no |  |  | no |  |  | 1424517.49 | 15287470.429 |  | -1
node_8102702_200836718 |  |  | PQ | ABCN | 19918.584 | 8102702 | no | no |  |  | no |  |  | 1424751.982 | 15287237.895 |  | -1
node_8102702_200836719 |  |  | PQ | ABCN | 19918.584 | 8102702 | no | no |  |  | no |  |  | 1424897.845 | 15287341.93 |  | -1
node_8102702_200836720 |  |  | PQ | ABCN | 19918.584 | 8102702 | no | no |  |  | no |  |  | 1424949.353 | 15287364.266 |  | -1
node_8102702_200836721 |  |  | PQ | ABCN | 19918.584 | 8102702 | no | no |  |  | no |  |  | 1425155.123 | 15287466.428 |  | -1
node_8102702_200836723 |  |  | PQ | ABCN | 19918.584 | 8102702 | no | no |  |  | no |  |  | 1420187.823 | 15285827.47 |  | -1
node_8102702_200836724 |  |  | PQ | ABCN | 19918.584 | 8102702 | no | no |  |  | no |  |  | 1425453.184 | 15287570.268 |  | -1
node_8102702_200836725 |  |  | PQ | ABCN | 19918.584 | 8102702 | no | no |  |  | no |  |  | 1425546.793 | 15287587.346 |  | -1
node_8102702_200836726 |  |  | PQ | ABCN | 19918.584 | 8102702 | no | no |  |  | no |  |  | 1425723.665 | 15287617.561 |  | -1
node_8102702_200836727 |  |  | PQ | AN | 19918.584 | 8102702 | no | no |  |  | no |  |  | 1425748.516 | 15287358.304 |  | -1
node_8102702_200836728 |  |  | PQ | ABCN | 19918.584 | 8102702 | no | no |  |  | no |  |  | 1425861.381 | 15287608.181 |  | -1
node_8102702_200836730 |  |  | PQ | ABCN | 19918.584 | 8102702 | no | no |  |  | no |  |  | 1426025.216 | 15287615.048 |  | -1
node_8102702_200836731 |  |  | PQ | ABCN | 19918.584 | 8102702 | no | no |  |  | no |  |  | 1426222.404 | 15287594.868 |  | -1
node_8102702_200836732 |  |  | PQ | ABCN | 19918.584 | 8102702 | no | no |  |  | no |  |  | 1426432.708 | 15287600.227 |  | -1
node_8102702_200836734 |  |  | PQ | ABCN | 19918.584 | 8102702 | no | no |  |  | no |  |  | 1426627.61 | 15287587.495 |  | -1
node_8102702_200836735 |  |  | PQ | AN | 19918.584 | 8102702 | no | no |  |  | no |  |  | 1426687.391 | 15287350.898 |  | -1
node_8102702_200836736 |  |  | PQ | ABCN | 19918.584 | 8102702 | no | no |  |  | no |  |  | 1426792.26 | 15287594.557 |  | -1
node_8102702_200836737 |  |  | PQ | AN | 19918.584 | 8102702 | no | no |  |  | no |  |  | 1426785.176 | 15287935.01 |  | -1
node_8102702_200836738 |  |  | PQ | ABCN | 19918.584 | 8102702 | no | no |  |  | no |  |  | 1427007.01 | 15287575.497 |  | -1
node_8102702_200836739 |  |  | PQ | ABCN | 19918.584 | 8102702 | no | no |  |  | no |  |  | 1427205.894 | 15287580.846 |  | -1
node_8102702_200836740 |  |  | PQ | ABCN | 19918.584 | 8102702 | no | no |  |  | no |  |  | 1420323.655 | 15285882.172 |  | -1
node_8102702_200836741 |  |  | PQ | ABCN | 19918.584 | 8102702 | no | no |  |  | no |  |  | 1427407.326 | 15287572.285 |  | -1
node_8102702_200836742 |  |  | PQ | ABCN | 19918.584 | 8102702 | no | no |  |  | no |  |  | 1420553.623 | 15285899.877 |  | -1
node_8102702_200836743 |  |  | PQ | ABCN | 19918.584 | 8102702 | no | no |  |  | no |  |  | 1420767.119 | 15285909.047 |  | -1
node_8102702_200836744 |  |  | PQ | ABCN | 19918.584 | 8102702 | no | no |  |  | no |  |  | 1420958.385 | 15285923.383 |  | -1
node_8102702_200836745 |  |  | PQ | ABCN | 19918.584 | 8102702 | no | no |  |  | no |  |  | 1421174.594 | 15285937.665 |  | -1
node_8102702_200836746 |  |  | PQ | ABCN | 19918.584 | 8102702 | no | no |  |  | no |  |  | 1421413.805 | 15285958.484 |  | -1
node_8102702_200836747 |  |  | PQ | AD | 2771.281 | 8102702 | no | no |  |  | no |  |  | 1429367.419 | 15280390.531 |  | -1
node_8102702_200836748 |  |  | PQ | AD | 2771.281 | 8102702 | no | no |  |  | no |  |  | 1429011.013 | 15280375.271 |  | -1
node_8102702_200836749 |  |  | PQ | AD | 2771.281 | 8102702 | no | no |  |  | no |  |  | 1428724.558 | 15280359.815 |  | -1
node_8102702_200836750 |  |  | PQ | AN | 2771.281 | 8102702 | no | no |  |  | no |  |  | 1428440.426 | 15280347.792 |  | -1
node_8102702_200836752 |  |  | PQ | AN | 2771.281 | 8102702 | no | no |  |  | no |  |  | 1428095.54 | 15280333.922 |  | -1
node_8102702_200836753 |  |  | PQ | AD | 2771.281 | 8102702 | no | no |  |  | no |  |  | 1428154.23 | 15280443.459 |  | -1
node_8102702_200836755 |  |  | PQ | AN | 2771.281 | 8102702 | no | no |  |  | no |  |  | 1427817.518 | 15280326.656 |  | -1
node_8102702_200836757 |  |  | PQ | AN | 2771.281 | 8102702 | no | no |  |  | no |  |  | 1427547.198 | 15280300.47 |  | -1
node_8102702_200836759 |  |  | PQ | AD | 2771.281 | 8102702 | no | no |  |  | no |  |  | 1427290.227 | 15280281.169 |  | -1
node_8102702_200836760 |  |  | PQ | AN | 2771.281 | 8102702 | no | no |  |  | no |  |  | 1427141.176 | 15280350.673 |  | -1
node_8102702_200836761 |  |  | PQ | AD | 2771.281 | 8102702 | no | no |  |  | no |  |  | 1426957.181 | 15280338.449 |  | -1
node_8102702_200836762 |  |  | PQ | AD | 2771.281 | 8102702 | no | no |  |  | no |  |  | 1426746.076 | 15280320.91 |  | -1
node_8102702_200836763 |  |  | PQ | AN | 2771.281 | 8102702 | no | no |  |  | no |  |  | 1426535.7 | 15280306.187 |  | -1
node_8102702_200836765 |  |  | PQ | AN | 2771.281 | 8102702 | no | no |  |  | no |  |  | 1426206.216 | 15280277.236 |  | -1
node_8102702_200836767 |  |  | PQ | AN | 2771.281 | 8102702 | no | no |  |  | no |  |  | 1425962.993 | 15280255.079 |  | -1
node_8102702_200836769 |  |  | PQ | AN | 2771.281 | 8102702 | no | no |  |  | no |  |  | 1425714.182 | 15280232.542 |  | -1
node_8102702_200836770 |  |  | PQ | AD | 2771.281 | 8102702 | no | no |  |  | no |  |  | 1425542.907 | 15280218.317 |  | -1
node_8102702_200836771 |  |  | PQ | AN | 2771.281 | 8102702 | no | no |  |  | no |  |  | 1425354.086 | 15280181.625 |  | -1
node_8102702_200836773 |  |  | PQ | AN | 2771.281 | 8102702 | no | no |  |  | no |  |  | 1425290.372 | 15280456.964 |  | -1
node_8102702_200836776 |  |  | PQ | AN | 2771.281 | 8102702 | no | no |  |  | no |  |  | 1431821.459 | 15280841.975 |  | -1
node_8102702_200836778 |  |  | PQ | AN | 2771.281 | 8102702 | no | no |  |  | no |  |  | 1431653.423 | 15280824.393 |  | -1
node_8102702_200836779 |  |  | PQ | AN | 2771.281 | 8102702 | no | no |  |  | no |  |  | 1431362.439 | 15280801.609 |  | -1
node_8102702_200836781 |  |  | PQ | AD | 2771.281 | 8102702 | no | no |  |  | no |  |  | 1431147.185 | 15280784.661 |  | -1
node_8102702_200836782 |  |  | PQ | AN | 2771.281 | 8102702 | no | no |  |  | no |  |  | 1430949.098 | 15280756.092 |  | -1
node_8102702_200836783 |  |  | PQ | AD | 2771.281 | 8102702 | no | no |  |  | no |  |  | 1430804.164 | 15280755.512 |  | -1
node_8102702_200836784 |  |  | PQ | AD | 2771.281 | 8102702 | no | no |  |  | no |  |  | 1430798.977 | 15280772.341 |  | -1
node_8102702_200836785 |  |  | PQ | AN | 2771.281 | 8102702 | no | no |  |  | no |  |  | 1430768.564 | 15280999.669 |  | -1
node_8102702_200836786 |  |  | PQ | AN | 2771.281 | 8102702 | no | no |  |  | no |  |  | 1430588.967 | 15280741.706 |  | -1
node_8102702_200836787 |  |  | PQ | AN | 2771.281 | 8102702 | no | no |  |  | no |  |  | 1430378.328 | 15280725.212 |  | -1
node_8102702_200836789 |  |  | PQ | AD | 2771.281 | 8102702 | no | no |  |  | no |  |  | 1430326.609 | 15280925.159 |  | -1
node_8102702_200836790 |  |  | PQ | AN | 2771.281 | 8102702 | no | no |  |  | no |  |  | 1430300.073 | 15281115.512 |  | -1
node_8102702_200836791 |  |  | PQ | AN | 2771.281 | 8102702 | no | no |  |  | no |  |  | 1430268.784 | 15280715.14 |  | -1
node_8102702_200836792 |  |  | PQ | AN | 2771.281 | 8102702 | no | no |  |  | no |  |  | 1430012.782 | 15280572.264 |  | -1
node_8102702_200836793 |  |  | PQ | AN | 2771.281 | 8102702 | no | no |  |  | no |  |  | 1429843.812 | 15280494.61 |  | -1
node_8102702_200836794 |  |  | PQ | AD | 2771.281 | 8102702 | no | no |  |  | no |  |  | 1429716.396 | 15280406.156 |  | -1
node_8102702_200836795 |  |  | PQ | AN | 2771.281 | 8102702 | no | no |  |  | no |  |  | 1429702.038 | 15280499.604 |  | -1
node_8102702_200836797 |  |  | PQ | AN | 2771.281 | 8102702 | no | no |  |  | no |  |  | 1429404.638 | 15280511.549 |  | -1
node_8102702_200836914 |  |  | PQ | ABCD | 2771.281 | 8102702 | no | no |  |  | no |  |  | 1430293.73 | 15291563.74 |  | -1
node_8102702_200836916 |  |  | PQ | ABCN | 2771.281 | 8102702 | no | no |  |  | no |  |  | 1430320.881 | 15291385.122 |  | -1
node_8102702_200836918 |  |  | PQ | AD | 2771.281 | 8102702 | no | no |  |  | no |  |  | 1430339.011 | 15291231.825 |  | -1
node_8102702_200836924 |  |  | PQ | AN | 2771.281 | 8102702 | no | no |  |  | no |  |  | 1430556.639 | 15291102.655 |  | -1
node_8102702_200836925 |  |  | PQ | ABCD | 2771.281 | 8102702 | no | no |  |  | no |  |  | 1430059.441 | 15291602.986 |  | -1
node_8102702_200836928 |  |  | PQ | ABCN | 2771.281 | 8102702 | no | no |  |  | no |  |  | 1429867.392 | 15291641.701 |  | -1
node_8102702_200836930 |  |  | PQ | ABCN | 2771.281 | 8102702 | no | no |  |  | no |  |  | 1429676.876 | 15291706.324 |  | -1
node_8102702_200836931 |  |  | PQ | ABCN | 2771.281 | 8102702 | no | no |  |  | no |  |  | 1429638.23 | 15291503.005 |  | -1
node_8102702_200836932 |  |  | PQ | AN | 19918.584 | 8102702 | no | no |  |  | no |  |  | 1420754.611 | 15285935.008 |  | -1
node_8102702_200836933 |  |  | PQ | AN | 19918.584 | 8102702 | no | no |  |  | no |  |  | 1420705.75 | 15286101.697 |  | -1
node_8102702_200836934 |  |  | PQ | AN | 19918.584 | 8102702 | no | no |  |  | no |  |  | 1420668.708 | 15286260.93 |  | -1
node_8102702_200836935 |  |  | PQ | AN | 19918.584 | 8102702 | no | no |  |  | no |  |  | 1420625.1 | 15286404.769 |  | -1
node_8102702_200836936 |  |  | PQ | AN | 19918.584 | 8102702 | no | no |  |  | no |  |  | 1420591.85 | 15286542.302 |  | -1
node_8102702_200836937 |  |  | PQ | AN | 19918.584 | 8102702 | no | no |  |  | no |  |  | 1420548.359 | 15286704.763 |  | -1
node_8102702_200836938 |  |  | PQ | AN | 19918.584 | 8102702 | no | no |  |  | no |  |  | 1420506.702 | 15286871.56 |  | -1
node_8102702_200836939 |  |  | PQ | AN | 19918.584 | 8102702 | no | no |  |  | no |  |  | 1420469.698 | 15287007.948 |  | -1
node_8102702_200836941 |  |  | PQ | AN | 19918.584 | 8102702 | no | no |  |  | no |  |  | 1420466.294 | 15287220.654 |  | -1
node_8102702_200837020 |  |  | PQ | AD | 2771.281 | 8102702 | no | no |  |  | no |  |  | 1422579.966 | 15282011.592 |  | -1
node_8102702_200837022 |  |  | PQ | AD | 2771.281 | 8102702 | no | no |  |  | no |  |  | 1422579.711 | 15281903.089 |  | -1
node_8102702_200837023 |  |  | PQ | AN | 2771.281 | 8102702 | no | no |  |  | no |  |  | 1422555.452 | 15281777.726 |  | -1
node_8102702_200837027 |  |  | PQ | AD | 2771.281 | 8102702 | no | no |  |  | no |  |  | 1424772.853 | 15280652.43 |  | -1
node_8102702_200837028 |  |  | PQ | AD | 2771.281 | 8102702 | no | no |  |  | no |  |  | 1423878.47 | 15280173.132 |  | -1
node_8102702_200837030 |  |  | PQ | AD | 2771.281 | 8102702 | no | no |  |  | no |  |  | 1424781.088 | 15280531.266 |  | -1
node_8102702_200837031 |  |  | PQ | AN | 2771.281 | 8102702 | no | no |  |  | no |  |  | 1424792.968 | 15280404.602 |  | -1
node_8102702_200837032 |  |  | PQ | AD | 2771.281 | 8102702 | no | no |  |  | no |  |  | 1424735.071 | 15280303.079 |  | -1
node_8102702_200837033 |  |  | PQ | AD | 2771.281 | 8102702 | no | no |  |  | no |  |  | 1424640.69 | 15280274.155 |  | -1
node_8102702_200837034 |  |  | PQ | AD | 2771.281 | 8102702 | no | no |  |  | no |  |  | 1424500.812 | 15280264.776 |  | -1
node_8102702_200837035 |  |  | PQ | AD | 2771.281 | 8102702 | no | no |  |  | no |  |  | 1424355.925 | 15280250.999 |  | -1
node_8102702_200837037 |  |  | PQ | AD | 2771.281 | 8102702 | no | no |  |  | no |  |  | 1424212.612 | 15280221.165 |  | -1
node_8102702_200837038 |  |  | PQ | AN | 2771.281 | 8102702 | no | no |  |  | no |  |  | 1424046.581 | 15280186.273 |  | -1
node_8102702_200837056 |  |  | PQ | ABCN | 19918.584 | 8102702 | no | no |  |  | no |  |  | 1421848.689 | 15284037.554 |  | -1
node_8102702_200837057 |  |  | PQ | ABCN | 19918.584 | 8102702 | no | no |  |  | no |  |  | 1420814.355 | 15283948.125 |  | -1
node_8102702_200837058 |  |  | PQ | ABCN | 19918.584 | 8102702 | no | no |  |  | no |  |  | 1420962.959 | 15283965.021 |  | -1
node_8102702_200837059 |  |  | PQ | ABCN | 19918.584 | 8102702 | no | no |  |  | no |  |  | 1421156.859 | 15283973.378 |  | -1
node_8102702_200837060 |  |  | PQ | ABCN | 19918.584 | 8102702 | no | no |  |  | no |  |  | 1421340.079 | 15283989.249 |  | -1
node_8102702_200837062 |  |  | PQ | AN | 19918.584 | 8102702 | no | no |  |  | no |  |  | 1421295.168 | 15284155.391 |  | -1
node_8102702_200837069 |  |  | PQ | AN | 19918.584 | 8102702 | no | no |  |  | no |  |  | 1421411.066 | 15283633.968 |  | -1
node_8102702_200837103 |  |  | PQ | AN | 19918.584 | 8102702 | no | no |  |  | no |  |  | 1419930.343 | 15285416.772 |  | -1
node_8102702_200837104 |  |  | PQ | AN | 19918.584 | 8102702 | no | no |  |  | no |  |  | 1420082.566 | 15285425.485 |  | -1
node_8102702_200837105 |  |  | PQ | AN | 19918.584 | 8102702 | no | no |  |  | no |  |  | 1420276.421 | 15285443.567 |  | -1
node_8102702_200837106 |  |  | PQ | AN | 19918.584 | 8102702 | no | no |  |  | no |  |  | 1420477.428 | 15285458.061 |  | -1
node_8102702_200837107 |  |  | PQ | AN | 19918.584 | 8102702 | no | no |  |  | no |  |  | 1420681.66 | 15285471.789 |  | -1
node_8102702_200837108 |  |  | PQ | AN | 19918.584 | 8102702 | no | no |  |  | no |  |  | 1420879.129 | 15285490.025 |  | -1
node_8102702_200837109 |  |  | PQ | AN | 19918.584 | 8102702 | no | no |  |  | no |  |  | 1421076.159 | 15285502.729 |  | -1
node_8102702_200837110 |  |  | PQ | AN | 19918.584 | 8102702 | no | no |  |  | no |  |  | 1421315.071 | 15285523.344 |  | -1
node_8102702_200837111 |  |  | PQ | AN | 19918.584 | 8102702 | no | no |  |  | no |  |  | 1421341.554 | 15285287.653 |  | -1
node_8102702_200837112 |  |  | PQ | AN | 19918.584 | 8102702 | no | no |  |  | no |  |  | 1422606.504 | 15284766.608 |  | -1
node_8102702_200837113 |  |  | PQ | AN | 19918.584 | 8102702 | no | no |  |  | no |  |  | 1422648.511 | 15284701.973 |  | -1
node_8102702_200837114 |  |  | PQ | AN | 19918.584 | 8102702 | no | no |  |  | no |  |  | 1422810.84 | 15284716.263 |  | -1
node_8102702_200837115 |  |  | PQ | AN | 19918.584 | 8102702 | no | no |  |  | no |  |  | 1422959.958 | 15284701.803 |  | -1
node_8102702_200837117 |  |  | PQ | AN | 19918.584 | 8102702 | no | no |  |  | no |  |  | 1422498.093 | 15284924.206 |  | -1
node_8102702_200837118 |  |  | PQ | AN | 19918.584 | 8102702 | no | no |  |  | no |  |  | 1422418.906 | 15285075.379 |  | -1
node_8102702_200837119 |  |  | PQ | AN | 19918.584 | 8102702 | no | no |  |  | no |  |  | 1422333.336 | 15285222.982 |  | -1
node_8102702_200837120 |  |  | PQ | AN | 19918.584 | 8102702 | no | no |  |  | no |  |  | 1422201.75 | 15285398.175 |  | -1
node_8102702_200837121 |  |  | PQ | AN | 19918.584 | 8102702 | no | no |  |  | no |  |  | 1422108.312 | 15285597.889 |  | -1
node_8102702_200837122 |  |  | PQ | AN | 19918.584 | 8102702 | no | no |  |  | no |  |  | 1422023.895 | 15285772.318 |  | -1
node_8102702_200837203 |  |  | PQ | AD | 2771.281 | 8102702 | no | no |  |  | no |  |  | 1421681.417 | 15285075.712 |  | -1
node_8102702_200837204 |  |  | PQ | AN | 2771.281 | 8102702 | no | no |  |  | no |  |  | 1421434.928 | 15285060.125 |  | -1
node_8102702_200837205 |  |  | PQ | AN | 2771.281 | 8102702 | no | no |  |  | no |  |  | 1421228.044 | 15285053.33 |  | -1
node_8102702_200837206 |  |  | PQ | AD | 2771.281 | 8102702 | no | no |  |  | no |  |  | 1421057.401 | 15285034.942 |  | -1
node_8102702_200837207 |  |  | PQ | AN | 2771.281 | 8102702 | no | no |  |  | no |  |  | 1420968.29 | 15285065.311 |  | -1
node_8102702_200837246 |  |  | PQ | AN | 2771.281 | 8102702 | no | no |  |  | no |  |  | 1422603.514 | 15279996.994 |  | -1
node_8102702_200837247 |  |  | PQ | AD | 2771.281 | 8102702 | no | no |  |  | no |  |  | 1422703.512 | 15280002.944 |  | -1
node_8102702_200837248 |  |  | PQ | AN | 2771.281 | 8102702 | no | no |  |  | no |  |  | 1422884.274 | 15280016.226 |  | -1
node_8102702_200837251 |  |  | PQ | AD | 2771.281 | 8102702 | no | no |  |  | no |  |  | 1423056.826 | 15280035.384 |  | -1
node_8102702_200837252 |  |  | PQ | AN | 2771.281 | 8102702 | no | no |  |  | no |  |  | 1422983.502 | 15280243.68 |  | -1
node_8102702_200837326 |  |  | PQ | AN | 2771.281 | 8102702 | no | no |  |  | no |  |  | 1420940.082 | 15284533.237 |  | -1
node_8102702_200837327 |  |  | PQ | AN | 2771.281 | 8102702 | no | no |  |  | no |  |  | 1421004.045 | 15284341.4 |  | -1
node_8102702_200837328 |  |  | PQ | AD | 2771.281 | 8102702 | no | no |  |  | no |  |  | 1421061.029 | 15284114.273 |  | -1
node_8102702_200837488 |  |  | PQ | AD | 2771.281 | 8102702 | no | no |  |  | no |  |  | 1429075.307 | 15292559.179 |  | -1
node_8102702_200837489 |  |  | PQ | AD | 2771.281 | 8102702 | no | no |  |  | no |  |  | 1429111.145 | 15292368.987 |  | -1
node_8102702_200837490 |  |  | PQ | AN | 2771.281 | 8102702 | no | no |  |  | no |  |  | 1429182.493 | 15292113.584 |  | -1
node_8102702_200837540 |  |  | PQ | AD | 2771.281 | 8102702 | no | no |  |  | no |  |  | 1420507.623 | 15284291.686 |  | -1
node_8102702_200837542 |  |  | PQ | AD | 2771.281 | 8102702 | no | no |  |  | no |  |  | 1420431.162 | 15284257.35 |  | -1
node_8102702_200837543 |  |  | PQ | AN | 2771.281 | 8102702 | no | no |  |  | no |  |  | 1420312.224 | 15284196.194 |  | -1
node_8102702_200837544 |  |  | PQ | AN | 2771.281 | 8102702 | no | no |  |  | no |  |  | 1420294.191 | 15283977.474 |  | -1
node_8102702_200837546 |  |  | PQ | AD | 2771.281 | 8102702 | no | no |  |  | no |  |  | 1420259.002 | 15284307.014 |  | -1
node_8102702_200837547 |  |  | PQ | AD | 2771.281 | 8102702 | no | no |  |  | no |  |  | 1420152.571 | 15284478.852 |  | -1
node_8102702_200837548 |  |  | PQ | AN | 2771.281 | 8102702 | no | no |  |  | no |  |  | 1420052.559 | 15284638.729 |  | -1
node_8102702_200837549 |  |  | PQ | AD | 2771.281 | 8102702 | no | no |  |  | no |  |  | 1419980.144 | 15284855.493 |  | -1
node_8102702_200837695 |  |  | PQ | AD | 2771.281 | 8102702 | no | no |  |  | no |  |  | 1421789.706 | 15284695.237 |  | -1
node_8102702_200837696 |  |  | PQ | AD | 2771.281 | 8102702 | no | no |  |  | no |  |  | 1421769.941 | 15284855.838 |  | -1
node_8102702_200837697 |  |  | PQ | AN | 2771.281 | 8102702 | no | no |  |  | no |  |  | 1421756.049 | 15285030.82 |  | -1
node_8102702_200837698 |  |  | PQ | AD | 2771.281 | 8102702 | no | no |  |  | no |  |  | 1421744.227 | 15285115.461 |  | -1
node_8102702_200837854 |  |  | PQ | AN | 2771.281 | 8102702 | no | no |  |  | no |  |  | 1425537.834 | 15287615.921 |  | -1
node_8102702_200837855 |  |  | PQ | AN | 2771.281 | 8102702 | no | no |  |  | no |  |  | 1425489.906 | 15287814.433 |  | -1
node_8102702_200837856 |  |  | PQ | AN | 2771.281 | 8102702 | no | no |  |  | no |  |  | 1425484.786 | 15288051.561 |  | -1
node_8102702_200837857 |  |  | PQ | AN | 2771.281 | 8102702 | no | no |  |  | no |  |  | 1425424.222 | 15288226.716 |  | -1
node_8102702_200837864 |  |  | PQ | AN | 19918.584 | 8102702 | no | no |  |  | no |  |  | 1422534.396 | 15286768.565 |  | -1
node_8102702_200837865 |  |  | PQ | AN | 19918.584 | 8102702 | no | no |  |  | no |  |  | 1421562.968 | 15288161.877 |  | -1
node_8102702_200837866 |  |  | PQ | AN | 19918.584 | 8102702 | no | no |  |  | no |  |  | 1422367.977 | 15286085.005 |  | -1
node_8102702_200837867 |  |  | PQ | AN | 19918.584 | 8102702 | no | no |  |  | no |  |  | 1421954.081 | 15288420.341 |  | -1
node_8102702_200837868 |  |  | PQ | AN | 19918.584 | 8102702 | no | no |  |  | no |  |  | 1421819.734 | 15288578.677 |  | -1
node_8102702_200837869 |  |  | PQ | AN | 19918.584 | 8102702 | no | no |  |  | no |  |  | 1422325.55 | 15286342.789 |  | -1
node_8102702_200837870 |  |  | PQ | AN | 19918.584 | 8102702 | no | no |  |  | no |  |  | 1422379.266 | 15286484.206 |  | -1
node_8102702_200837871 |  |  | PQ | AN | 19918.584 | 8102702 | no | no |  |  | no |  |  | 1422264.868 | 15286645.143 |  | -1
node_8102702_200837872 |  |  | PQ | AN | 19918.584 | 8102702 | no | no |  |  | no |  |  | 1422323.948 | 15286752.352 |  | -1
node_8102702_200837873 |  |  | PQ | AN | 19918.584 | 8102702 | no | no |  |  | no |  |  | 1422202.33 | 15286955.563 |  | -1
node_8102702_200837874 |  |  | PQ | AN | 19918.584 | 8102702 | no | no |  |  | no |  |  | 1422132.918 | 15287234.506 |  | -1
node_8102702_200837875 |  |  | PQ | AN | 19918.584 | 8102702 | no | no |  |  | no |  |  | 1422096.18 | 15287503.642 |  | -1
node_8102702_200837877 |  |  | PQ | AN | 19918.584 | 8102702 | no | no |  |  | no |  |  | 1422078.586 | 15287618.733 |  | -1
node_8102702_200837878 |  |  | PQ | AN | 19918.584 | 8102702 | no | no |  |  | no |  |  | 1422046.234 | 15287783.68 |  | -1
node_8102702_200837879 |  |  | PQ | AN | 19918.584 | 8102702 | no | no |  |  | no |  |  | 1422009.839 | 15287980.206 |  | -1
node_8102702_200837881 |  |  | PQ | AN | 19918.584 | 8102702 | no | no |  |  | no |  |  | 1421971.943 | 15288178.858 |  | -1
node_8102702_200837887 |  |  | PQ | AD | 2771.281 | 8102702 | no | no |  |  | no |  |  | 1430101.088 | 15293049.391 |  | -1
node_8102702_200837888 |  |  | PQ | AD | 2771.281 | 8102702 | no | no |  |  | no |  |  | 1429174.825 | 15298133.49 |  | -1
node_8102702_200837889 |  |  | PQ | AN | 2771.281 | 8102702 | no | no |  |  | no |  |  | 1428844.008 | 15298083.149 |  | -1
node_8102702_200837903 |  |  | PQ | AN | 2771.281 | 8102702 | no | no |  |  | no |  |  | 1425285.902 | 15288047.539 |  | -1
node_8102702_200837904 |  |  | PQ | AN | 2771.281 | 8102702 | no | no |  |  | no |  |  | 1425090.619 | 15288032.581 |  | -1
node_8102702_200838222 |  |  | PQ | ABCN | 19918.584 | 8102702 | no | no |  |  | no |  |  | 1421661.726 | 15281276.448 |  | -1
node_8102702_200838223 |  |  | PQ | ABCN | 19918.584 | 8102702 | no | no |  |  | no |  |  | 1421771.001 | 15281276.854 |  | -1
node_8102702_200838224 |  |  | PQ | ABCN | 19918.584 | 8102702 | no | no |  |  | no |  |  | 1421907.567 | 15281293.079 |  | -1
node_8102702_200838267 |  |  | PQ | AD | 2771.281 | 8102702 | no | no |  |  | no |  |  | 1422889.815 | 15278968.025 |  | -1
node_8102702_200838272 |  |  | PQ | AD | 2771.281 | 8102702 | no | no |  |  | no |  |  | 1423001.393 | 15278393.606 |  | -1
node_8102702_200838274 |  |  | PQ | AN | 2771.281 | 8102702 | no | no |  |  | no |  |  | 1423005.663 | 15278232.207 |  | -1
node_8102702_200838275 |  |  | PQ | AD | 2771.281 | 8102702 | no | no |  |  | no |  |  | 1423010.866 | 15277986.662 |  | -1
node_8102702_200838279 |  |  | PQ | AN | 2771.281 | 8102702 | no | no |  |  | no |  |  | 1423055.98 | 15277823.129 |  | -1
node_8102702_200838280 |  |  | PQ | AD | 2771.281 | 8102702 | no | no |  |  | no |  |  | 1423056.485 | 15277680.23 |  | -1
node_8102702_200838281 |  |  | PQ | AD | 2771.281 | 8102702 | no | no |  |  | no |  |  | 1423057.735 | 15277551.647 |  | -1
node_8102702_200838283 |  |  | PQ | AD | 2771.281 | 8102702 | no | no |  |  | no |  |  | 1423063.768 | 15277263.66 |  | -1
node_8102702_200838284 |  |  | PQ | AN | 2771.281 | 8102702 | no | no |  |  | no |  |  | 1423061.657 | 15277157.59 |  | -1
node_8102702_200838287 |  |  | PQ | AD | 2771.281 | 8102702 | no | no |  |  | no |  |  | 1423071.456 | 15277018.207 |  | -1
node_8102702_200838288 |  |  | PQ | AN | 2771.281 | 8102702 | no | no |  |  | no |  |  | 1423066.176 | 15276899.936 |  | -1
node_8102702_200838291 |  |  | PQ | AD | 2771.281 | 8102702 | no | no |  |  | no |  |  | 1423067.551 | 15276470.152 |  | -1
node_8102702_200838292 |  |  | PQ | AD | 2771.281 | 8102702 | no | no |  |  | no |  |  | 1423075.683 | 15276193.391 |  | -1
node_8102702_200838555 |  |  | PQ | ABCN | 19918.584 | 8102702 | no | no |  |  | no |  |  | 1418932.097 | 15286863.317 |  | -1
node_8102702_200838556 |  |  | PQ | ABCN | 19918.584 | 8102702 | no | no |  |  | no |  |  | 1419016.461 | 15286752.477 |  | -1
node_8102702_200838557 |  |  | PQ | ABCN | 19918.584 | 8102702 | no | no |  |  | no |  |  | 1419095.035 | 15286647.315 |  | -1
node_8102702_200838558 |  |  | PQ | ABCN | 19918.584 | 8102702 | no | no |  |  | no |  |  | 1419205.87 | 15286493.015 |  | -1
node_8102702_200838562 |  |  | PQ | ABCN | 19918.584 | 8102702 | no | no |  |  | no |  |  | 1419344.02 | 15286304.273 |  | -1
node_8102702_200838563 |  |  | PQ | ABCN | 19918.584 | 8102702 | no | no |  |  | no |  |  | 1419454.192 | 15286156.957 |  | -1
node_8102702_200838566 |  |  | PQ | ABCN | 19918.584 | 8102702 | no | no |  |  | no |  |  | 1419557.914 | 15285987.333 |  | -1
node_8102702_200838569 |  |  | PQ | ABCN | 19918.584 | 8102702 | no | no |  |  | no |  |  | 1419653.271 | 15285822.483 |  | -1
node_8102702_200838570 |  |  | PQ | ABCN | 19918.584 | 8102702 | no | no |  |  | no |  |  | 1419747.048 | 15285663.155 |  | -1
node_8102702_200838572 |  |  | PQ | AN | 19918.584 | 8102702 | no | no |  |  | no |  |  | 1419709.155 | 15285648.201 |  | -1
node_8102702_200838573 |  |  | PQ | AN | 19918.584 | 8102702 | no | no |  |  | no |  |  | 1419633.796 | 15285617.688 |  | -1
node_8102702_200838577 |  |  | PQ | ABCN | 19918.584 | 8102702 | no | no |  |  | no |  |  | 1419808.153 | 15285564.487 |  | -1
node_8102702_200838578 |  |  | PQ | ABCN | 19918.584 | 8102702 | no | no |  |  | no |  |  | 1419881.742 | 15285439.727 |  | -1
node_8102702_200838581 |  |  | PQ | ABCN | 19918.584 | 8102702 | no | no |  |  | no |  |  | 1419935.862 | 15285303.404 |  | -1
node_8102702_200838582 |  |  | PQ | ABCN | 19918.584 | 8102702 | no | no |  |  | no |  |  | 1420031.817 | 15285176.793 |  | -1
node_8102702_200838583 |  |  | PQ | ABCN | 19918.584 | 8102702 | no | no |  |  | no |  |  | 1420090.633 | 15285069.783 |  | -1
node_8102702_200838585 |  |  | PQ | ABCN | 19918.584 | 8102702 | no | no |  |  | no |  |  | 1420153.538 | 15284978.636 |  | -1
node_8102702_200838586 |  |  | PQ | AN | 19918.584 | 8102702 | no | no |  |  | no |  |  | 1420581.163 | 15285018.987 |  | -1
node_8102702_200838587 |  |  | PQ | AN | 19918.584 | 8102702 | no | no |  |  | no |  |  | 1420293.887 | 15284991.299 |  | -1
node_8102702_200838588 |  |  | PQ | AN | 19918.584 | 8102702 | no | no |  |  | no |  |  | 1420448.882 | 15285008.952 |  | -1
node_8102702_200838592 |  |  | PQ | ABCN | 19918.584 | 8102702 | no | no |  |  | no |  |  | 1420268.677 | 15284785.987 |  | -1
node_8102702_200838593 |  |  | PQ | ABCN | 19918.584 | 8102702 | no | no |  |  | no |  |  | 1420368.065 | 15284629.998 |  | -1
node_8102702_200838594 |  |  | PQ | ABCN | 19918.584 | 8102702 | no | no |  |  | no |  |  | 1420437.266 | 15284490.779 |  | -1
node_8102702_200838595 |  |  | PQ | ABCN | 19918.584 | 8102702 | no | no |  |  | no |  |  | 1420536.191 | 15284325.898 |  | -1
node_8102702_200838596 |  |  | PQ | ABCN | 19918.584 | 8102702 | no | no |  |  | no |  |  | 1420582.348 | 15284264.654 |  | -1
node_8102702_200838601 |  |  | PQ | ABCN | 19918.584 | 8102702 | no | no |  |  | no |  |  | 1420646.385 | 15284152.296 |  | -1
node_8102702_200838602 |  |  | PQ | ABCN | 19918.584 | 8102702 | no | no |  |  | no |  |  | 1420741.19 | 15283997.163 |  | -1
node_8102702_200838603 |  |  | PQ | ABCN | 19918.584 | 8102702 | no | no |  |  | no |  |  | 1420846.496 | 15283836.765 |  | -1
node_8102702_200838604 |  |  | PQ | ABCN | 19918.584 | 8102702 | no | no |  |  | no |  |  | 1420929.975 | 15283671.406 |  | -1
node_8102702_200838605 |  |  | PQ | ABCN | 19918.584 | 8102702 | no | no |  |  | no |  |  | 1421025.371 | 15283515.573 |  | -1
node_8102702_200838606 |  |  | PQ | ABCN | 19918.584 | 8102702 | no | no |  |  | no |  |  | 1421121.518 | 15283340.468 |  | -1
node_8102702_200838609 |  |  | PQ | ABCN | 19918.584 | 8102702 | no | no |  |  | no |  |  | 1421249.672 | 15283129.814 |  | -1
node_8102702_200838610 |  |  | PQ | ABCN | 19918.584 | 8102702 | no | no |  |  | no |  |  | 1421286.135 | 15283045.567 |  | -1
node_8102702_200838611 |  |  | PQ | ABCN | 19918.584 | 8102702 | no | no |  |  | no |  |  | 1421428.835 | 15282819.914 |  | -1
node_8102702_200838612 |  |  | PQ | ABCN | 19918.584 | 8102702 | no | no |  |  | no |  |  | 1421497.675 | 15282686.36 |  | -1
node_8102702_200838616 |  |  | PQ | ABCN | 19918.584 | 8102702 | no | no |  |  | no |  |  | 1421693.421 | 15282299.037 |  | -1
node_8102702_200838617 |  |  | PQ | ABCN | 19918.584 | 8102702 | no | no |  |  | no |  |  | 1421761.706 | 15282133.49 |  | -1
node_8102702_200838619 |  |  | PQ | ABCN | 19918.584 | 8102702 | no | no |  |  | no |  |  | 1421814.535 | 15282022.102 |  | -1
node_8102702_200838622 |  |  | PQ | ABCN | 19918.584 | 8102702 | no | no |  |  | no |  |  | 1421872.306 | 15281854.288 |  | -1
node_8102702_200838623 |  |  | PQ | ABCN | 19918.584 | 8102702 | no | no |  |  | no |  |  | 1421938.432 | 15281655.592 |  | -1
node_8102702_200838624 |  |  | PQ | ABCN | 19918.584 | 8102702 | no | no |  |  | no |  |  | 1421995.033 | 15281502.57 |  | -1
node_8102702_200838625 |  |  | PQ | ABCN | 19918.584 | 8102702 | no | no |  |  | no |  |  | 1422021.168 | 15281411.943 |  | -1
node_8102702_200838626 |  |  | PQ | ABCN | 19918.584 | 8102702 | no | no |  |  | no |  |  | 1422021.499 | 15281302.33 |  | -1
node_8102702_200838628 |  |  | PQ | ABCN | 19918.584 | 8102702 | no | no |  |  | no |  |  | 1422132.813 | 15280980.681 |  | -1
node_8102702_200838636 |  |  | PQ | ABCN | 19918.584 | 8102702 | no | no |  |  | no |  |  | 1422235.069 | 15280680.708 |  | -1
node_8102702_200838637 |  |  | PQ | ABCN | 19918.584 | 8102702 | no | no |  |  | no |  |  | 1422282.094 | 15280542.786 |  | -1
node_8102702_200838639 |  |  | PQ | ABCN | 19918.584 | 8102702 | no | no |  |  | no |  |  | 1422298.111 | 15280500.858 |  | -1
node_8102702_200838640 |  |  | PQ | AN | 19918.584 | 8102702 | no | no |  |  | no |  |  | 1422330.256 | 15280436.973 |  | -1
node_8102702_200838641 |  |  | PQ | AN | 2771.281 | 8102702 | no | no |  |  | no |  |  | 1422383.988 | 15280310.137 |  | -1
node_8102702_200838642 |  |  | PQ | AN | 2771.281 | 8102702 | no | no |  |  | no |  |  | 1422485.834 | 15280075.162 |  | -1
node_8102702_200838644 |  |  | PQ | AD | 2771.281 | 8102702 | no | no |  |  | no |  |  | 1422587.582 | 15279839.819 |  | -1
node_8102702_200838645 |  |  | PQ | AD | 2771.281 | 8102702 | no | no |  |  | no |  |  | 1422673.474 | 15279603.273 |  | -1
node_8102702_200838646 |  |  | PQ | AD | 2771.281 | 8102702 | no | no |  |  | no |  |  | 1422756.429 | 15279369.346 |  | -1
node_8102702_200838648 |  |  | PQ | AN | 2771.281 | 8102702 | no | no |  |  | no |  |  | 1422794.528 | 15279245.201 |  | -1
node_8102702_200838649 |  |  | PQ | AD | 2771.281 | 8102702 | no | no |  |  | no |  |  | 1422849.986 | 15279080.295 |  | -1
node_8102702_200838664 |  |  | PQ | AN | 2771.281 | 8102702 | no | no |  |  | no |  |  | 1420653.52 | 15284363.113 |  | -1
node_8102702_200838665 |  |  | PQ | AN | 2771.281 | 8102702 | no | no |  |  | no |  |  | 1420757.611 | 15284567.663 |  | -1
node_8102702_200838666 |  |  | PQ | AD | 2771.281 | 8102702 | no | no |  |  | no |  |  | 1420986.9 | 15284567.795 |  | -1
node_8102702_200838667 |  |  | PQ | AD | 2771.281 | 8102702 | no | no |  |  | no |  |  | 1421159.755 | 15284593.017 |  | -1
node_8102702_200838668 |  |  | PQ | AN | 2771.281 | 8102702 | no | no |  |  | no |  |  | 1421355.197 | 15284605.958 |  | -1
node_8102702_200838669 |  |  | PQ | AD | 2771.281 | 8102702 | no | no |  |  | no |  |  | 1421548.127 | 15284621.417 |  | -1
node_8102702_200838670 |  |  | PQ | AD | 2771.281 | 8102702 | no | no |  |  | no |  |  | 1421628.765 | 15284613.585 |  | -1
node_8102702_200838671 |  |  | PQ | AD | 2771.281 | 8102702 | no | no |  |  | no |  |  | 1421799.821 | 15284636.254 |  | -1
node_8102702_200838672 |  |  | PQ | AD | 2771.281 | 8102702 | no | no |  |  | no |  |  | 1421913.5 | 15284648.691 |  | -1
node_8102702_200838673 |  |  | PQ | AN | 2771.281 | 8102702 | no | no |  |  | no |  |  | 1422157.305 | 15284660.524 |  | -1
node_8102702_200838675 |  |  | PQ | AN | 19918.584 | 8102702 | no | no |  |  | no |  |  | 1421915.744 | 15282022.824 |  | -1
node_8102702_200838676 |  |  | PQ | AN | 2771.281 | 8102702 | no | no |  |  | no |  |  | 1422013.874 | 15282031.653 |  | -1
node_8102702_200838677 |  |  | PQ | AN | 2771.281 | 8102702 | no | no |  |  | no |  |  | 1424128.641 | 15282194.884 |  | -1
node_8102702_200838685 |  |  | PQ | AN | 2771.281 | 8102702 | no | no |  |  | no |  |  | 1422213.817 | 15282045.086 |  | -1
node_8102702_200838702 |  |  | PQ | AN | 2771.281 | 8102702 | no | no |  |  | no |  |  | 1422413.715 | 15282069.758 |  | -1
node_8102702_200838703 |  |  | PQ | AD | 2771.281 | 8102702 | no | no |  |  | no |  |  | 1422579.825 | 15282075.186 |  | -1
node_8102702_200838718 |  |  | PQ | AD | 2771.281 | 8102702 | no | no |  |  | no |  |  | 1422690.626 | 15282080.417 |  | -1
node_8102702_200838720 |  |  | PQ | AN | 2771.281 | 8102702 | no | no |  |  | no |  |  | 1422894.495 | 15282097.972 |  | -1
node_8102702_200838721 |  |  | PQ | AD | 2771.281 | 8102702 | no | no |  |  | no |  |  | 1423029.144 | 15282050.251 |  | -1
node_8102702_200838722 |  |  | PQ | AD | 2771.281 | 8102702 | no | no |  |  | no |  |  | 1423228.051 | 15282062.601 |  | -1
node_8102702_200838723 |  |  | PQ | AN | 2771.281 | 8102702 | no | no |  |  | no |  |  | 1423399.301 | 15282075.502 |  | -1
node_8102702_200838724 |  |  | PQ | AN | 2771.281 | 8102702 | no | no |  |  | no |  |  | 1423584.617 | 15282088.534 |  | -1
node_8102702_200838725 |  |  | PQ | AN | 2771.281 | 8102702 | no | no |  |  | no |  |  | 1423771.501 | 15282101.629 |  | -1
node_8102702_200838726 |  |  | PQ | AN | 2771.281 | 8102702 | no | no |  |  | no |  |  | 1425498.828 | 15281274.564 |  | -1
node_8102702_200838727 |  |  | PQ | ABCN | 19918.584 | 8102702 | no | no |  |  | no |  |  | 1422498.741 | 15280512.616 |  | -1
node_8102702_200838728 |  |  | PQ | AD | 2771.281 | 8102702 | no | no |  |  | no |  |  | 1423933.06 | 15280624.51 |  | -1
node_8102702_200838729 |  |  | PQ | AN | 2771.281 | 8102702 | no | no |  |  | no |  |  | 1424102.288 | 15280636.541 |  | -1
node_8102702_200838730 |  |  | PQ | AD | 2771.281 | 8102702 | no | no |  |  | no |  |  | 1424256.117 | 15280646.914 |  | -1
node_8102702_200838731 |  |  | PQ | AD | 2771.281 | 8102702 | no | no |  |  | no |  |  | 1424417.957 | 15280663.804 |  | -1
node_8102702_200838732 |  |  | PQ | AN | 2771.281 | 8102702 | no | no |  |  | no |  |  | 1424544.834 | 15280670.526 |  | -1
node_8102702_200838733 |  |  | PQ | AD | 2771.281 | 8102702 | no | no |  |  | no |  |  | 1424800.172 | 15280689.694 |  | -1
node_8102702_200838734 |  |  | PQ | AD | 2771.281 | 8102702 | no | no |  |  | no |  |  | 1424896.239 | 15280696.323 |  | -1
node_8102702_200838735 |  |  | PQ | AN | 2771.281 | 8102702 | no | no |  |  | no |  |  | 1425037.363 | 15280709.872 |  | -1
node_8102702_200838736 |  |  | PQ | AD | 2771.281 | 8102702 | no | no |  |  | no |  |  | 1425219.415 | 15280716.227 |  | -1
node_8102702_200838739 |  |  | PQ | AN | 2771.281 | 8102702 | no | no |  |  | no |  |  | 1425463.484 | 15280831.003 |  | -1
node_8102702_200838741 |  |  | PQ | AN | 2771.281 | 8102702 | no | no |  |  | no |  |  | 1422624.247 | 15280522.713 |  | -1
node_8102702_200838743 |  |  | PQ | AN | 2771.281 | 8102702 | no | no |  |  | no |  |  | 1425792.027 | 15280919.072 |  | -1
node_8102702_200838744 |  |  | PQ | AN | 2771.281 | 8102702 | no | no |  |  | no |  |  | 1425883.265 | 15281020.711 |  | -1
node_8102702_200838745 |  |  | PQ | AD | 2771.281 | 8102702 | no | no |  |  | no |  |  | 1426045.196 | 15281100.429 |  | -1
node_8102702_200838746 |  |  | PQ | AN | 2771.281 | 8102702 | no | no |  |  | no |  |  | 1422791.301 | 15280538.59 |  | -1
node_8102702_200838747 |  |  | PQ | AD | 2771.281 | 8102702 | no | no |  |  | no |  |  | 1422948.106 | 15280551.505 |  | -1
node_8102702_200838748 |  |  | PQ | AN | 2771.281 | 8102702 | no | no |  |  | no |  |  | 1423110.446 | 15280561.656 |  | -1
node_8102702_200838750 |  |  | PQ | AD | 2771.281 | 8102702 | no | no |  |  | no |  |  | 1423275.808 | 15280574.019 |  | -1
node_8102702_200838751 |  |  | PQ | AD | 2771.281 | 8102702 | no | no |  |  | no |  |  | 1423400.584 | 15280589.345 |  | -1
node_8102702_200838752 |  |  | PQ | AD | 2771.281 | 8102702 | no | no |  |  | no |  |  | 1423558.589 | 15280595.498 |  | -1
node_8102702_200838753 |  |  | PQ | AD | 2771.281 | 8102702 | no | no |  |  | no |  |  | 1423754.202 | 15280611.617 |  | -1
node_8102702_200838940 |  |  | PQ | ABCN | 19918.584 | 8102702 | no | no |  |  | no |  |  | 1426448.914 | 15292135.432 |  | -1
node_8102702_200838941 |  |  | PQ | ABCN | 19918.584 | 8102702 | no | no |  |  | no |  |  | 1426438.775 | 15292552.527 |  | -1
node_8102702_200838942 |  |  | PQ | ABCN | 19918.584 | 8102702 | no | no |  |  | no |  |  | 1426434.527 | 15292706.165 |  | -1
node_8102702_200838943 |  |  | PQ | ABCN | 19918.584 | 8102702 | no | no |  |  | no |  |  | 1426446.626 | 15292739.512 |  | -1
node_8102702_200838944 |  |  | PQ | AN | 19918.584 | 8102702 | no | no |  |  | no |  |  | 1426165.26 | 15292762.854 |  | -1
node_8102702_200838945 |  |  | PQ | AN | 19918.584 | 8102702 | no | no |  |  | no |  |  | 1426042.339 | 15292739.12 |  | -1
node_8102702_200838946 |  |  | PQ | ABCN | 19918.584 | 8102702 | no | no |  |  | no |  |  | 1426625.609 | 15292728.796 |  | -1
node_8102702_200838947 |  |  | PQ | ABCN | 19918.584 | 8102702 | no | no |  |  | no |  |  | 1426761.18 | 15292734.196 |  | -1
node_8102702_200838950 |  |  | PQ | ABCN | 19918.584 | 8102702 | no | no |  |  | no |  |  | 1427138.165 | 15292664.366 |  | -1
node_8102702_200838954 |  |  | PQ | ABCD | 2771.281 | 8102702 | no | no |  |  | no |  |  | 1427540.349 | 15292558.254 |  | -1
node_8102702_200838955 |  |  | PQ | ABCD | 2771.281 | 8102702 | no | no |  |  | no |  |  | 1427698.577 | 15292565.292 |  | -1
node_8102702_200838956 |  |  | PQ | ABCN | 2771.281 | 8102702 | no | no |  |  | no |  |  | 1427887.658 | 15292513.165 |  | -1
node_8102702_200838957 |  |  | PQ | ABCD | 2771.281 | 8102702 | no | no |  |  | no |  |  | 1428109.621 | 15292458.235 |  | -1
node_8102702_200838958 |  |  | PQ | ABCD | 2771.281 | 8102702 | no | no |  |  | no |  |  | 1428299.136 | 15292353.086 |  | -1
node_8102702_200838959 |  |  | PQ | ABCN | 2771.281 | 8102702 | no | no |  |  | no |  |  | 1428504.907 | 15292430.175 |  | -1
node_8102702_200838960 |  |  | PQ | ABCD | 2771.281 | 8102702 | no | no |  |  | no |  |  | 1428677.279 | 15292431.188 |  | -1
node_8102702_200838961 |  |  | PQ | ABCD | 2771.281 | 8102702 | no | no |  |  | no |  |  | 1428830.575 | 15292533.996 |  | -1
node_8102702_200838962 |  |  | PQ | ABCD | 2771.281 | 8102702 | no | no |  |  | no |  |  | 1429052.17 | 15292680.908 |  | -1
node_8102702_200838963 |  |  | PQ | ABCD | 2771.281 | 8102702 | no | no |  |  | no |  |  | 1429174.759 | 15292785.958 |  | -1
node_8102702_200838964 |  |  | PQ | ABCN | 2771.281 | 8102702 | no | no |  |  | no |  |  | 1429279.339 | 15292878.322 |  | -1
node_8102702_200838966 |  |  | PQ | ABCD | 2771.281 | 8102702 | no | no |  |  | no |  |  | 1429554.084 | 15292888.508 |  | -1
node_8102702_200838967 |  |  | PQ | ABCN | 2771.281 | 8102702 | no | no |  |  | no |  |  | 1429728.712 | 15292873.738 |  | -1
node_8102702_200838969 |  |  | PQ | ABCD | 2771.281 | 8102702 | no | no |  |  | no |  |  | 1429928.181 | 15292837.309 |  | -1
node_8102702_200838970 |  |  | PQ | ABCN | 2771.281 | 8102702 | no | no |  |  | no |  |  | 1430038.68 | 15292661.934 |  | -1
node_8102702_200838972 |  |  | PQ | ABCD | 2771.281 | 8102702 | no | no |  |  | no |  |  | 1430152.972 | 15292573.934 |  | -1
node_8102702_200838975 |  |  | PQ | ABCN | 2771.281 | 8102702 | no | no |  |  | no |  |  | 1430255.285 | 15292492.698 |  | -1
node_8102702_200868293 |  |  | PQ | AD | 2771.281 | 8102702 | no | no |  |  | no |  |  | 1432503.57 | 15278579.024 |  | -1
node_8102702_200868295 |  |  | PQ | AD | 2771.281 | 8102702 | no | no |  |  | no |  |  | 1432712.719 | 15278957.268 |  | -1
node_8102702_200868296 |  |  | PQ | AD | 2771.281 | 8102702 | no | no |  |  | no |  |  | 1432831.598 | 15279162.772 |  | -1
node_8102702_200868297 |  |  | PQ | AN | 2771.281 | 8102702 | no | no |  |  | no |  |  | 1433050.678 | 15279550.897 |  | -1
node_8102702_200868300 |  |  | PQ | AN | 2771.281 | 8102702 | no | no |  |  | no |  |  | 1433068.478 | 15279966.26 |  | -1
node_8102702_200868303 |  |  | PQ | AN | 2771.281 | 8102702 | no | no |  |  | no |  |  | 1433069.891 | 15280145.945 |  | -1
node_8102702_200868305 |  |  | PQ | AD | 2771.281 | 8102702 | no | no |  |  | no |  |  | 1433078.726 | 15280369.4 |  | -1
node_8102702_200868306 |  |  | PQ | AD | 2771.281 | 8102702 | no | no |  |  | no |  |  | 1433087.014 | 15280609.005 |  | -1
node_8102702_200868307 |  |  | PQ | AN | 2771.281 | 8102702 | no | no |  |  | no |  |  | 1433088.157 | 15280676.911 |  | -1
node_8102702_200868308 |  |  | PQ | AN | 2771.281 | 8102702 | no | no |  |  | no |  |  | 1433394.528 | 15280674.456 |  | -1
node_8102702_200868310 |  |  | PQ | AD | 2771.281 | 8102702 | no | no |  |  | no |  |  | 1433478.974 | 15280675.046 |  | -1
node_8102702_200868311 |  |  | PQ | AN | 2771.281 | 8102702 | no | no |  |  | no |  |  | 1433666.993 | 15280674.678 |  | -1
node_8102702_200868312 |  |  | PQ | AD | 2771.281 | 8102702 | no | no |  |  | no |  |  | 1433881.292 | 15280710.52 |  | -1
node_8102702_200868314 |  |  | PQ | AD | 2771.281 | 8102702 | no | no |  |  | no |  |  | 1434590.787 | 15280771.023 |  | -1
node_8102702_200868315 |  |  | PQ | AN | 2771.281 | 8102702 | no | no |  |  | no |  |  | 1434578.532 | 15280656.509 |  | -1
node_8102702_200868317 |  |  | PQ | AD | 2771.281 | 8102702 | no | no |  |  | no |  |  | 1434572.07 | 15280406.713 |  | -1
node_8102702_200868318 |  |  | PQ | AN | 2771.281 | 8102702 | no | no |  |  | no |  |  | 1434566.135 | 15280175.718 |  | -1
node_8102702_200868319 |  |  | PQ | AN | 2771.281 | 8102702 | no | no |  |  | no |  |  | 1435061.045 | 15280790.931 |  | -1
node_8102702_200868320 |  |  | PQ | AD | 2771.281 | 8102702 | no | no |  |  | no |  |  | 1435466.54 | 15280803.489 |  | -1
node_8102702_200868321 |  |  | PQ | AN | 2771.281 | 8102702 | no | no |  |  | no |  |  | 1435344.882 | 15280693.963 |  | -1
node_8102702_200868322 |  |  | PQ | AN | 2771.281 | 8102702 | no | no |  |  | no |  |  | 1435750.696 | 15280759.274 |  | -1
node_8102702_200868324 |  |  | PQ | AN | 2771.281 | 8102702 | no | no |  |  | no |  |  | 1435784.523 | 15280467.514 |  | -1
node_8102702_200868325 |  |  | PQ | AD | 2771.281 | 8102702 | no | no |  |  | no |  |  | 1435820.976 | 15280486.009 |  | -1
node_8102702_200868326 |  |  | PQ | AN | 2771.281 | 8102702 | no | no |  |  | no |  |  | 1435959.011 | 15280564.979 |  | -1
node_8102702_200868327 |  |  | PQ | AN | 2771.281 | 8102702 | no | no |  |  | no |  |  | 1435745.772 | 15280265.412 |  | -1
node_8102702_200868328 |  |  | PQ | AN | 2771.281 | 8102702 | no | no |  |  | no |  |  | 1435825.183 | 15279994.936 |  | -1
node_8102702_200869150 |  |  | PQ | AN | 2771.281 | 8102702 | no | no |  |  | no |  |  | 1433010.599 | 15280696.987 |  | -1
node_8102702_200869152 |  |  | PQ | AN | 2771.281 | 8102702 | no | no |  |  | no |  |  | 1432772.902 | 15280751.639 |  | -1
node_8102702_200869154 |  |  | PQ | AN | 2771.281 | 8102702 | no | no |  |  | no |  |  | 1432563.748 | 15280796.211 |  | -1
node_8102702_200869156 |  |  | PQ | AN | 2771.281 | 8102702 | no | no |  |  | no |  |  | 1432310.564 | 15280858.651 |  | -1
node_8102702_200869158 |  |  | PQ | AD | 2771.281 | 8102702 | no | no |  |  | no |  |  | 1432251.701 | 15280872.251 |  | -1
node_8102702_200869468 |  |  | PQ | AD | 2771.281 | 8102702 | no | no |  |  | no |  |  | 1431926.125 | 15290807.259 |  | -1
node_8102702_200869469 |  |  | PQ | AD | 2771.281 | 8102702 | no | no |  |  | no |  |  | 1432148.484 | 15290819.769 |  | -1
node_8102702_200869470 |  |  | PQ | AN | 2771.281 | 8102702 | no | no |  |  | no |  |  | 1432337.238 | 15290819.891 |  | -1
node_8102702_200869571 |  |  | PQ | AD | 2771.281 | 8102702 | no | no |  |  | no |  |  | 1431921.079 | 15292220.638 |  | -1
node_8102702_200869572 |  |  | PQ | AN | 2771.281 | 8102702 | no | no |  |  | no |  |  | 1432123.949 | 15292225.364 |  | -1
node_8102702_200869573 |  |  | PQ | AN | 2771.281 | 8102702 | no | no |  |  | no |  |  | 1433224.832 | 15292585.646 |  | -1
node_8102702_200869574 |  |  | PQ | AN | 2771.281 | 8102702 | no | no |  |  | no |  |  | 1433057.992 | 15292592.862 |  | -1
node_8102702_200869575 |  |  | PQ | AN | 2771.281 | 8102702 | no | no |  |  | no |  |  | 1432814.277 | 15292592.557 |  | -1
node_8102702_200869577 |  |  | PQ | AN | 2771.281 | 8102702 | no | no |  |  | no |  |  | 1432295.126 | 15292214.678 |  | -1
node_8102702_200869578 |  |  | PQ | AD | 2771.281 | 8102702 | no | no |  |  | no |  |  | 1432460.204 | 15292190.123 |  | -1
node_8102702_200869579 |  |  | PQ | AN | 2771.281 | 8102702 | no | no |  |  | no |  |  | 1432625.182 | 15292177.436 |  | -1
node_8102702_200869581 |  |  | PQ | AN | 2771.281 | 8102702 | no | no |  |  | no |  |  | 1432825.426 | 15292162.443 |  | -1
node_8102702_200869582 |  |  | PQ | AN | 2771.281 | 8102702 | no | no |  |  | no |  |  | 1433009.677 | 15292155.248 |  | -1
node_8102702_200869584 |  |  | PQ | AD | 2771.281 | 8102702 | no | no |  |  | no |  |  | 1433229.788 | 15292133.524 |  | -1
node_8102702_200869585 |  |  | PQ | AN | 2771.281 | 8102702 | no | no |  |  | no |  |  | 1433165.328 | 15291903.583 |  | -1
node_8102702_200869587 |  |  | PQ | AN | 2771.281 | 8102702 | no | no |  |  | no |  |  | 1433229.447 | 15292286.582 |  | -1
node_8102702_200869588 |  |  | PQ | AD | 2771.281 | 8102702 | no | no |  |  | no |  |  | 1433231.026 | 15292408.246 |  | -1
node_8102702_200869616 |  |  | PQ | AD | 2771.281 | 8102702 | no | no |  |  | no |  |  | 1433814.474 | 15291256.963 |  | -1
node_8102702_200869617 |  |  | PQ | AD | 2771.281 | 8102702 | no | no |  |  | no |  |  | 1433857.426 | 15291497.199 |  | -1
node_8102702_200869618 |  |  | PQ | AN | 2771.281 | 8102702 | no | no |  |  | no |  |  | 1433865.127 | 15291721.76 |  | -1
node_8102702_200870026 |  |  | PQ | AD | 2771.281 | 8102702 | no | no |  |  | no |  |  | 1432326.884 | 15298432.417 |  | -1
node_8102702_200870027 |  |  | PQ | AN | 2771.281 | 8102702 | no | no |  |  | no |  |  | 1429946.009 | 15297592.95 |  | -1
node_8102702_200870028 |  |  | PQ | AN | 2771.281 | 8102702 | no | no |  |  | no |  |  | 1429908.402 | 15297286.15 |  | -1
node_8102702_200870029 |  |  | PQ | AN | 2771.281 | 8102702 | no | no |  |  | no |  |  | 1430256.591 | 15297322.434 |  | -1
node_8102702_200870030 |  |  | PQ | AD | 2771.281 | 8102702 | no | no |  |  | no |  |  | 1429966.862 | 15297136.954 |  | -1
node_8102702_200870031 |  |  | PQ | AD | 2771.281 | 8102702 | no | no |  |  | no |  |  | 1429934.458 | 15296896.439 |  | -1
node_8102702_200870032 |  |  | PQ | AN | 2771.281 | 8102702 | no | no |  |  | no |  |  | 1429916.215 | 15296654.012 |  | -1
node_8102702_200870033 |  |  | PQ | AN | 2771.281 | 8102702 | no | no |  |  | no |  |  | 1429956.668 | 15297821.315 |  | -1
node_8102702_200870034 |  |  | PQ | AN | 2771.281 | 8102702 | no | no |  |  | no |  |  | 1430008.26 | 15298072.465 |  | -1
node_8102702_200870035 |  |  | PQ | AD | 2771.281 | 8102702 | no | no |  |  | no |  |  | 1430008.736 | 15298271.515 |  | -1
node_8102702_200870036 |  |  | PQ | AD | 2771.281 | 8102702 | no | no |  |  | no |  |  | 1430018.566 | 15298497.66 |  | -1
node_8102702_200870037 |  |  | PQ | AN | 2771.281 | 8102702 | no | no |  |  | no |  |  | 1430230.894 | 15298495.728 |  | -1
node_8102702_200870038 |  |  | PQ | AD | 2771.281 | 8102702 | no | no |  |  | no |  |  | 1432000.265 | 15298432.657 |  | -1
node_8102702_200870039 |  |  | PQ | AN | 2771.281 | 8102702 | no | no |  |  | no |  |  | 1431683.698 | 15298434.726 |  | -1
node_8102702_200870040 |  |  | PQ | AD | 2771.281 | 8102702 | no | no |  |  | no |  |  | 1431569.092 | 15298144.475 |  | -1
node_8102702_200870041 |  |  | PQ | AD | 2771.281 | 8102702 | no | no |  |  | no |  |  | 1431386.843 | 15297893.66 |  | -1
node_8102702_200870042 |  |  | PQ | AN | 2771.281 | 8102702 | no | no |  |  | no |  |  | 1431217.669 | 15297820.239 |  | -1
node_8102702_200870043 |  |  | PQ | AN | 2771.281 | 8102702 | no | no |  |  | no |  |  | 1431094.918 | 15297772.267 |  | -1
node_8102702_200870045 |  |  | PQ | AN | 2771.281 | 8102702 | no | no |  |  | no |  |  | 1430808.776 | 15297654.049 |  | -1
node_8102702_200870046 |  |  | PQ | AN | 2771.281 | 8102702 | no | no |  |  | no |  |  | 1430580.146 | 15297641.152 |  | -1
node_8102702_200870048 |  |  | PQ | AN | 2771.281 | 8102702 | no | no |  |  | no |  |  | 1430282.493 | 15297615.934 |  | -1
node_8102702_200870123 |  |  | PQ | AD | 2771.281 | 8102702 | no | no |  |  | no |  |  | 1430337.078 | 15293077.827 |  | -1
node_8102702_200870124 |  |  | PQ | AN | 2771.281 | 8102702 | no | no |  |  | no |  |  | 1430605.723 | 15293268.4 |  | -1
node_8102702_200870126 |  |  | PQ | AN | 2771.281 | 8102702 | no | no |  |  | no |  |  | 1430736.581 | 15293447.137 |  | -1
node_8102702_200870127 |  |  | PQ | AN | 2771.281 | 8102702 | no | no |  |  | no |  |  | 1430778.545 | 15293632.203 |  | -1
node_8102702_200870128 |  |  | PQ | AN | 2771.281 | 8102702 | no | no |  |  | no |  |  | 1430817.311 | 15293891.389 |  | -1
node_8102702_200870140 |  |  | PQ | AD | 2771.281 | 8102702 | no | no |  |  | no |  |  | 1429906.311 | 15298292.942 |  | -1
node_8102702_200870141 |  |  | PQ | AD | 2771.281 | 8102702 | no | no |  |  | no |  |  | 1429646.694 | 15298237.336 |  | -1
node_8102702_200870142 |  |  | PQ | AD | 2771.281 | 8102702 | no | no |  |  | no |  |  | 1429437.489 | 15298192.692 |  | -1
node_8102702_200870225 |  |  | PQ | ABCD | 2771.281 | 8102702 | no | no |  |  | no |  |  | 1431682.775 | 15290434.166 |  | -1
node_8102702_200870226 |  |  | PQ | ABCD | 2771.281 | 8102702 | no | no |  |  | no |  |  | 1431451.706 | 15290466.092 |  | -1
node_8102702_200870227 |  |  | PQ | ABCD | 2771.281 | 8102702 | no | no |  |  | no |  |  | 1431235.427 | 15290553.048 |  | -1
node_8102702_200870228 |  |  | PQ | ABCD | 2771.281 | 8102702 | no | no |  |  | no |  |  | 1431053.242 | 15290742.945 |  | -1
node_8102702_200870229 |  |  | PQ | ABCD | 2771.281 | 8102702 | no | no |  |  | no |  |  | 1431005.177 | 15290973.67 |  | -1
node_8102702_200870230 |  |  | PQ | ABCD | 2771.281 | 8102702 | no | no |  |  | no |  |  | 1430924.599 | 15291201.47 |  | -1
node_8102702_200870231 |  |  | PQ | ABCD | 2771.281 | 8102702 | no | no |  |  | no |  |  | 1430777.475 | 15291446.834 |  | -1
node_8102702_200870232 |  |  | PQ | ABCD | 2771.281 | 8102702 | no | no |  |  | no |  |  | 1430562.348 | 15291601.08 |  | -1
node_8102702_200870464 |  |  | PQ | ABCD | 2771.281 | 8102702 | no | no |  |  | no |  |  | 1432398.154 | 15291617.679 |  | -1
node_8102702_200870465 |  |  | PQ | ABCN | 2771.281 | 8102702 | no | no |  |  | no |  |  | 1432596.336 | 15291598.089 |  | -1
node_8102702_200870466 |  |  | PQ | ABCD | 2771.281 | 8102702 | no | no |  |  | no |  |  | 1432722.511 | 15291585.919 |  | -1
node_8102702_200870467 |  |  | PQ | ABCD | 2771.281 | 8102702 | no | no |  |  | no |  |  | 1432898.267 | 15291578.603 |  | -1
node_8102702_200870468 |  |  | PQ | ABCN | 2771.281 | 8102702 | no | no |  |  | no |  |  | 1432893.274 | 15291439.998 |  | -1
node_8102702_200870471 |  |  | PQ | ABCD | 2771.281 | 8102702 | no | no |  |  | no |  |  | 1433034.788 | 15291542.672 |  | -1
node_8102702_200870473 |  |  | PQ | ABCD | 2771.281 | 8102702 | no | no |  |  | no |  |  | 1433137.871 | 15291522.58 |  | -1
node_8102702_200870474 |  |  | PQ | ABCD | 2771.281 | 8102702 | no | no |  |  | no |  |  | 1433291.435 | 15291449.916 |  | -1
node_8102702_200870475 |  |  | PQ | ABCD | 2771.281 | 8102702 | no | no |  |  | no |  |  | 1433479.942 | 15291355.427 |  | -1
node_8102702_200870476 |  |  | PQ | ABCN | 2771.281 | 8102702 | no | no |  |  | no |  |  | 1433627.297 | 15291272.996 |  | -1
node_8102702_200870477 |  |  | PQ | ABCD | 2771.281 | 8102702 | no | no |  |  | no |  |  | 1433749.807 | 15291261.242 |  | -1
node_8102702_200870478 |  |  | PQ | ABCN | 2771.281 | 8102702 | no | no |  |  | no |  |  | 1433964.269 | 15291127.601 |  | -1
node_8102702_200870479 |  |  | PQ | ABCD | 2771.281 | 8102702 | no | no |  |  | no |  |  | 1434179.066 | 15290999.689 |  | -1
node_8102702_200870480 |  |  | PQ | ABCN | 2771.281 | 8102702 | no | no |  |  | no |  |  | 1434313.961 | 15290884.891 |  | -1
node_8102702_200870481 |  |  | PQ | ABCD | 2771.281 | 8102702 | no | no |  |  | no |  |  | 1434507.219 | 15290736.35 |  | -1
node_8102702_200870482 |  |  | PQ | ABCD | 2771.281 | 8102702 | no | no |  |  | no |  |  | 1434734.865 | 15290686.201 |  | -1
node_8102702_200870483 |  |  | PQ | ABCN | 2771.281 | 8102702 | no | no |  |  | no |  |  | 1434961.771 | 15290694.625 |  | -1
node_8102702_200870486 |  |  | PQ | ABCN | 2771.281 | 8102702 | no | no |  |  | no |  |  | 1435071.497 | 15290890.097 |  | -1
node_8102702_200870525 |  |  | PQ | ABCN | 2771.281 | 8102702 | no | no |  |  | no |  |  | 1430443.35 | 15292322.481 |  | -1
node_8102702_200870527 |  |  | PQ | ABCD | 2771.281 | 8102702 | no | no |  |  | no |  |  | 1430615.372 | 15292143.074 |  | -1
node_8102702_200870528 |  |  | PQ | ABCD | 2771.281 | 8102702 | no | no |  |  | no |  |  | 1430774.397 | 15291998.964 |  | -1
node_8102702_200870530 |  |  | PQ | ABCN | 2771.281 | 8102702 | no | no |  |  | no |  |  | 1430893.241 | 15291881.691 |  | -1
node_8102702_200870531 |  |  | PQ | ABCD | 2771.281 | 8102702 | no | no |  |  | no |  |  | 1431099.177 | 15291823.398 |  | -1
node_8102702_200870532 |  |  | PQ | ABCN | 2771.281 | 8102702 | no | no |  |  | no |  |  | 1431337.489 | 15291771.282 |  | -1
node_8102702_200870533 |  |  | PQ | ABCN | 2771.281 | 8102702 | no | no |  |  | no |  |  | 1431509.388 | 15291684.375 |  | -1
node_8102702_200870535 |  |  | PQ | ABCD | 2771.281 | 8102702 | no | no |  |  | no |  |  | 1431844.257 | 15291657.195 |  | -1
node_8102702_200870536 |  |  | PQ | ABCD | 2771.281 | 8102702 | no | no |  |  | no |  |  | 1431978.164 | 15291644.322 |  | -1
node_8102702_200870537 |  |  | PQ | ABCN | 2771.281 | 8102702 | no | no |  |  | no |  |  | 1432112.767 | 15291637.654 |  | -1
node_8102702_200870538 |  |  | PQ | ABCD | 2771.281 | 8102702 | no | no |  |  | no |  |  | 1432256.427 | 15291626.451 |  | -1
node_8102702_200870572 |  |  | PQ | ABCD | 2771.281 | 8102702 | no | no |  |  | no |  |  | 1431849.531 | 15291515.722 |  | -1
node_8102702_200870573 |  |  | PQ | ABCD | 2771.281 | 8102702 | no | no |  |  | no |  |  | 1431854.684 | 15291304.267 |  | -1
node_8102702_200870574 |  |  | PQ | ABCN | 2771.281 | 8102702 | no | no |  |  | no |  |  | 1431859.191 | 15291217.815 |  | -1
node_8102702_200870591 |  |  | PQ | ABCD | 2771.281 | 8102702 | no | no |  |  | no |  |  | 1431857.275 | 15291068.178 |  | -1
node_8102702_200870592 |  |  | PQ | ABCN | 2771.281 | 8102702 | no | no |  |  | no |  |  | 1431869.154 | 15290831.561 |  | -1
node_8102702_200870594 |  |  | PQ | ABCN | 2771.281 | 8102702 | no | no |  |  | no |  |  | 1431868.045 | 15290622.665 |  | -1
node_8102702_200870596 |  |  | PQ | ABCD | 2771.281 | 8102702 | no | no |  |  | no |  |  | 1431914.641 | 15290404.884 |  | -1
node_8102702_200870597 |  |  | PQ | ABCD | 2771.281 | 8102702 | no | no |  |  | no |  |  | 1431913.992 | 15290209.406 |  | -1
node_8102702_200870598 |  |  | PQ | ABCN | 2771.281 | 8102702 | no | no |  |  | no |  |  | 1431913.368 | 15289959.361 |  | -1
node_8102702_200870601 |  |  | PQ | ABCD | 2771.281 | 8102702 | no | no |  |  | no |  |  | 1431917.975 | 15289784.856 |  | -1
node_8102702_200870602 |  |  | PQ | ABCD | 2771.281 | 8102702 | no | no |  |  | no |  |  | 1431920.125 | 15289615.811 |  | -1
node_8102702_200870603 |  |  | PQ | ABCN | 2771.281 | 8102702 | no | no |  |  | no |  |  | 1431825.407 | 15289629.189 |  | -1
node_8102702_200870604 |  |  | PQ | ABCN | 2771.281 | 8102702 | no | no |  |  | no |  |  | 1431599.348 | 15289594.36 |  | -1
node_8102702_200870613 |  |  | PQ | AD | 2771.281 | 8102702 | no | no |  |  | no |  |  | 1431839.427 | 15291804.647 |  | -1
node_8102702_200870614 |  |  | PQ | AN | 2771.281 | 8102702 | no | no |  |  | no |  |  | 1431824.991 | 15293527.812 |  | -1
node_8102702_200870615 |  |  | PQ | AD | 2771.281 | 8102702 | no | no |  |  | no |  |  | 1431822.416 | 15293794.993 |  | -1
node_8102702_200870616 |  |  | PQ | AN | 2771.281 | 8102702 | no | no |  |  | no |  |  | 1431875.92 | 15293784.439 |  | -1
node_8102702_200870617 |  |  | PQ | AD | 2771.281 | 8102702 | no | no |  |  | no |  |  | 1432090.279 | 15293806 |  | -1
node_8102702_200870618 |  |  | PQ | AN | 2771.281 | 8102702 | no | no |  |  | no |  |  | 1432362.719 | 15293776.774 |  | -1
node_8102702_200870619 |  |  | PQ | AN | 2771.281 | 8102702 | no | no |  |  | no |  |  | 1431830.828 | 15294064.044 |  | -1
node_8102702_200870621 |  |  | PQ | AN | 2771.281 | 8102702 | no | no |  |  | no |  |  | 1431873.626 | 15294469.442 |  | -1
node_8102702_200870622 |  |  | PQ | AN | 2771.281 | 8102702 | no | no |  |  | no |  |  | 1431905.122 | 15294722.643 |  | -1
node_8102702_200870623 |  |  | PQ | AD | 2771.281 | 8102702 | no | no |  |  | no |  |  | 1431887.683 | 15294667.27 |  | -1
node_8102702_200870626 |  |  | PQ | AN | 2771.281 | 8102702 | no | no |  |  | no |  |  | 1431969.692 | 15294922.075 |  | -1
node_8102702_200870627 |  |  | PQ | AD | 2771.281 | 8102702 | no | no |  |  | no |  |  | 1431650.632 | 15294953.182 |  | -1
node_8102702_200870628 |  |  | PQ | AD | 2771.281 | 8102702 | no | no |  |  | no |  |  | 1431929.817 | 15295143.695 |  | -1
node_8102702_200870629 |  |  | PQ | AD | 2771.281 | 8102702 | no | no |  |  | no |  |  | 1432210.582 | 15295096.922 |  | -1
node_8102702_200870630 |  |  | PQ | AN | 2771.281 | 8102702 | no | no |  |  | no |  |  | 1432496.151 | 15295051.3 |  | -1
node_8102702_200870632 |  |  | PQ | AD | 2771.281 | 8102702 | no | no |  |  | no |  |  | 1431939.689 | 15295298.802 |  | -1
node_8102702_200870633 |  |  | PQ | AD | 2771.281 | 8102702 | no | no |  |  | no |  |  | 1431947.62 | 15295437.505 |  | -1
node_8102702_200870634 |  |  | PQ | AN | 2771.281 | 8102702 | no | no |  |  | no |  |  | 1431973.662 | 15295659.105 |  | -1
node_8102702_200870635 |  |  | PQ | AN | 2771.281 | 8102702 | no | no |  |  | no |  |  | 1432067.511 | 15295983.062 |  | -1
node_8102702_200870636 |  |  | PQ | AN | 2771.281 | 8102702 | no | no |  |  | no |  |  | 1432116.845 | 15296147.825 |  | -1
node_8102702_200870638 |  |  | PQ | AN | 2771.281 | 8102702 | no | no |  |  | no |  |  | 1432159.453 | 15296258.109 |  | -1
node_8102702_200870640 |  |  | PQ | AN | 2771.281 | 8102702 | no | no |  |  | no |  |  | 1431836.786 | 15291931.711 |  | -1
node_8102702_200870642 |  |  | PQ | AN | 2771.281 | 8102702 | no | no |  |  | no |  |  | 1432291.55 | 15296624.132 |  | -1
node_8102702_200870644 |  |  | PQ | AD | 2771.281 | 8102702 | no | no |  |  | no |  |  | 1432192.521 | 15296905.401 |  | -1
node_8102702_200870645 |  |  | PQ | AN | 2771.281 | 8102702 | no | no |  |  | no |  |  | 1431920.594 | 15296904.866 |  | -1
node_8102702_200870646 |  |  | PQ | AN | 2771.281 | 8102702 | no | no |  |  | no |  |  | 1432209.672 | 15297111.65 |  | -1
node_8102702_200870648 |  |  | PQ | AN | 2771.281 | 8102702 | no | no |  |  | no |  |  | 1432228.403 | 15297306.444 |  | -1
node_8102702_200870650 |  |  | PQ | AN | 2771.281 | 8102702 | no | no |  |  | no |  |  | 1432243.938 | 15297505.37 |  | -1
node_8102702_200870651 |  |  | PQ | AD | 2771.281 | 8102702 | no | no |  |  | no |  |  | 1432318.272 | 15297703.532 |  | -1
node_8102702_200870652 |  |  | PQ | AD | 2771.281 | 8102702 | no | no |  |  | no |  |  | 1432399.639 | 15297890.032 |  | -1
node_8102702_200870653 |  |  | PQ | AN | 2771.281 | 8102702 | no | no |  |  | no |  |  | 1432475.541 | 15298072.301 |  | -1
node_8102702_200870654 |  |  | PQ | AN | 2771.281 | 8102702 | no | no |  |  | no |  |  | 1432546.277 | 15298234.864 |  | -1
node_8102702_200870655 |  |  | PQ | AD | 2771.281 | 8102702 | no | no |  |  | no |  |  | 1432661.579 | 15298437.002 |  | -1
node_8102702_200870656 |  |  | PQ | AD | 2771.281 | 8102702 | no | no |  |  | no |  |  | 1432820.231 | 15298558.33 |  | -1
node_8102702_200870657 |  |  | PQ | AN | 2771.281 | 8102702 | no | no |  |  | no |  |  | 1432981.398 | 15298683.095 |  | -1
node_8102702_200870658 |  |  | PQ | AD | 2771.281 | 8102702 | no | no |  |  | no |  |  | 1433237.746 | 15298829.327 |  | -1
node_8102702_200870659 |  |  | PQ | AN | 2771.281 | 8102702 | no | no |  |  | no |  |  | 1433503.726 | 15299010.147 |  | -1
node_8102702_200870660 |  |  | PQ | AD | 2771.281 | 8102702 | no | no |  |  | no |  |  | 1433561.651 | 15298959.076 |  | -1
node_8102702_200870661 |  |  | PQ | AD | 2771.281 | 8102702 | no | no |  |  | no |  |  | 1433508.795 | 15298899.356 |  | -1
node_8102702_200870662 |  |  | PQ | AN | 2771.281 | 8102702 | no | no |  |  | no |  |  | 1433515.403 | 15298560.856 |  | -1
node_8102702_200870663 |  |  | PQ | AD | 2771.281 | 8102702 | no | no |  |  | no |  |  | 1431839.629 | 15292077.107 |  | -1
node_8102702_200870664 |  |  | PQ | AD | 2771.281 | 8102702 | no | no |  |  | no |  |  | 1431845.028 | 15292214.714 |  | -1
node_8102702_200870665 |  |  | PQ | AD | 2771.281 | 8102702 | no | no |  |  | no |  |  | 1431764.615 | 15292154.305 |  | -1
node_8102702_200870666 |  |  | PQ | AN | 2771.281 | 8102702 | no | no |  |  | no |  |  | 1431490.644 | 15292188.734 |  | -1
node_8102702_200870667 |  |  | PQ | AN | 2771.281 | 8102702 | no | no |  |  | no |  |  | 1431845.05 | 15292333.671 |  | -1
node_8102702_200870668 |  |  | PQ | AD | 2771.281 | 8102702 | no | no |  |  | no |  |  | 1431842.841 | 15292527.082 |  | -1
node_8102702_200870669 |  |  | PQ | AN | 2771.281 | 8102702 | no | no |  |  | no |  |  | 1431998.717 | 15292520.519 |  | -1
node_8102702_200870670 |  |  | PQ | AN | 2771.281 | 8102702 | no | no |  |  | no |  |  | 1431842.445 | 15292660.446 |  | -1
node_8102702_200870671 |  |  | PQ | AD | 2771.281 | 8102702 | no | no |  |  | no |  |  | 1431840.154 | 15292854.195 |  | -1
node_8102702_200870672 |  |  | PQ | AD | 2771.281 | 8102702 | no | no |  |  | no |  |  | 1431926.73 | 15293055.117 |  | -1
node_8102702_200870673 |  |  | PQ | AN | 2771.281 | 8102702 | no | no |  |  | no |  |  | 1432264.637 | 15293078.377 |  | -1
node_8102702_200870674 |  |  | PQ | AD | 2771.281 | 8102702 | no | no |  |  | no |  |  | 1431839.944 | 15293042.991 |  | -1
node_8102702_200870675 |  |  | PQ | AD | 2771.281 | 8102702 | no | no |  |  | no |  |  | 1431842.103 | 15293228.538 |  | -1
node_8102702_200870676 |  |  | PQ | AD | 2771.281 | 8102702 | no | no |  |  | no |  |  | 1431791.102 | 15293292.913 |  | -1
node_8102702_200870677 |  |  | PQ | AN | 2771.281 | 8102702 | no | no |  |  | no |  |  | 1431601.45 | 15293261.778 |  | -1
node_8102702_200870678 |  |  | PQ | AD | 2771.281 | 8102702 | no | no |  |  | no |  |  | 1431834.998 | 15293349.73 |  | -1
node_8102702_200911769 |  |  | PQ | AD | 2771.281 | 8102702 | no | no |  |  | no |  |  | 1431921.531 | 15289517.276 |  | -1
node_8102702_200914777 |  |  | PQ | AN | 19918.584 | 8102702 | no | no |  |  | no |  |  | 1427639.971 | 15287495.505 |  | -1
node_8102702_200914807 |  |  | PQ | ABN | 7199.558 | 8102702 | no | no |  |  | no |  |  | 1419308.58 | 15280382.3 |  | -1
node_8102702_200914838 |  |  | PQ | AN | 2771.281 | 8102702 | no | no |  |  | no |  |  | 1425926.553 | 15285330.627 |  | -1
node_8102702_200914841 |  |  | PQ | AD | 2771.281 | 8102702 | no | no |  |  | no |  |  | 1420566.859 | 15284319.844 |  | -1
node_8102702_200914853 |  |  | PQ | ABCN | 19918.584 | 8102702 | no | no |  |  | no |  |  | 1417586.203 | 15267658.157 |  | -1
node_8102702_200914856 |  |  | PQ | AN | 19918.584 | 8102702 | no | no |  |  | no |  |  | 1420490.393 | 15280315.883 |  | -1
node_8102702_200914857 |  |  | PQ | ABCN | 7199.558 | 8102702 | no | no |  |  | no |  |  | 1419333.51 | 15280362.632 |  | -1
node_8102702_200914860 |  |  | PQ | ABCN | 7199.558 | 8102702 | no | no |  |  | no |  |  | 1419529.974 | 15276874.277 |  | -1
node_8102702_200914861 |  |  | PQ | ABCN | 7199.558 | 8102702 | no | no |  |  | no |  |  | 1419517.847 | 15276959.696 |  | -1
node_8102702_200914869 |  |  | PQ | ABCN | 7199.558 | 8102702 | no | no |  |  | no |  |  | 1420724.871 | 15278571.976 |  | -1
node_8102702_200949220 |  |  | PQ | ABCN | 19918.584 | 8102702 | no | no |  |  | no |  |  | 1422185.522 | 15280823.168 |  | -1
node_8102702_200950298 |  |  | PQ | ABCN | 7199.558 | 8102702 | no | no |  |  | no |  |  | 1420728.139 | 15276546.882 |  | -1
node_8102702_200951344 |  |  | PQ | ABCN | 19918.584 | 8102702 | no | no |  |  | no |  |  | 1419025.055 | 15286768.409 |  | -1
node_8102702_200951345 |  |  | PQ | ABCN | 19918.584 | 8102702 | no | no |  |  | no |  |  | 1419022.447 | 15286775.623 |  | -1
node_8102702_200951346 |  |  | PQ | ABCN | 19918.584 | 8102702 | no | no |  |  | no |  |  | 1419013.247 | 15286793.684 |  | -1
node_8102702_200951351 |  |  | PQ | ABCN | 19918.584 | 8102702 | no | no |  |  | no |  |  | 1421169.103 | 15283357.393 |  | -1
node_8102702_200959604 |  |  | PQ | ABCD | 2771.281 | 8102702 | no | no |  |  | no |  |  | 1427322.668 | 15292618.279 |  | -1
node_8102702_200959605 |  |  | PQ | ABCD | 2771.281 | 8102702 | no | no |  |  | no |  |  | 1427341.918 | 15292613.753 |  | -1
node_8102702_200959606 |  |  | PQ | ABCN | 19918.584 | 8102702 | no | no |  |  | no |  |  | 1426964.93 | 15292758.169 |  | -1
node_8102702_200959988 |  |  | PQ | AD | 2771.281 | 8102702 | no | no |  |  | no |  |  | 1430176.849 | 15297611.102 |  | -1
node_8102702_200960109 |  |  | PQ | AD | 2771.281 | 8102702 | no | no |  |  | no |  |  | 1423060.504 | 15277410.176 |  | -1
node_8102702_200960708 |  |  | PQ | AN | 2771.281 | 8102702 | no | no |  |  | no |  |  | 1435266.878 | 15280799.433 |  | -1
node_8102702_200962151 |  |  | PQ | AN | 2771.281 | 8102702 | no | no |  |  | no |  |  | 1424338.838 | 15282488.323 |  | -1
node_8102702_200964572 |  |  | PQ | AD | 2771.281 | 8102702 | no | no |  |  | no |  |  | 1423065.445 | 15276753.259 |  | -1
node_8102702_200965977 |  |  | PQ | AN | 2771.281 | 8102702 | no | no |  |  | no |  |  | 1422953.662 | 15278727.941 |  | -1
node_8102702_200965978 |  |  | PQ | AD | 2771.281 | 8102702 | no | no |  |  | no |  |  | 1422981.827 | 15278555.826 |  | -1
node_8102702_200969384 |  |  | PQ | AN | 19918.584 | 8102702 | no | no |  |  | no |  |  | 1422394.033 | 15287352.796 |  | -1
node_8102702_200971190 |  |  | PQ | ABCN | 19918.584 | 8102702 | no | no |  |  | no |  |  | 1418746.687 | 15273042.671 |  | -1
node_8102702_200971232 |  |  | PQ | ABCN | 19918.584 | 8102702 | no | no |  |  | no |  |  | 1418500.446 | 15272994.686 |  | -1
node_8102702_200971542 |  |  | PQ | ABCN | 7199.558 | 8102702 | no | no |  |  | no |  |  | 1421138.149 | 15275940.427 |  | -1
node_8102702_200971543 |  |  | PQ | ABCN | 7199.558 | 8102702 | no | no |  |  | no |  |  | 1420936.879 | 15275874.404 |  | -1
node_8102702_200971636 |  |  | PQ | ABCN | 19918.584 | 8102702 | no | no |  |  | no |  |  | 1418328.336 | 15273103.437 |  | -1
node_8102702_200971637 |  |  | PQ | ABCN | 19918.584 | 8102702 | no | no |  |  | no |  |  | 1418268.709 | 15273305.514 |  | -1
node_8102702_200971638 |  |  | PQ | ABCN | 19918.584 | 8102702 | no | no |  |  | no |  |  | 1418135.397 | 15273481.802 |  | -1
node_8102702_200971639 |  |  | PQ | ABCN | 19918.584 | 8102702 | no | no |  |  | no |  |  | 1418006.56 | 15273658.868 |  | -1
node_8102702_200971640 |  |  | PQ | ABCN | 19918.584 | 8102702 | no | no |  |  | no |  |  | 1417873.162 | 15273839.078 |  | -1
node_8102702_200971642 |  |  | PQ | ABCN | 19918.584 | 8102702 | no | no |  |  | no |  |  | 1417704.873 | 15274074.832 |  | -1
node_8102702_200972391 |  |  | PQ | AN | 2771.281 | 8102702 | no | no |  |  | no |  |  | 1432547.842 | 15294779.862 |  | -1
node_8102702_200972957 |  |  | PQ | AN | 2771.281 | 8102702 | no | no |  |  | no |  |  | 1431421.029 | 15298683.412 |  | -1
node_8102702_200974056 |  |  | PQ | ABCN | 19918.584 | 8102702 | no | no |  |  | no |  |  | 1417574.995 | 15274322.332 |  | -1
node_8102702_200978314 |  |  | PQ | ABCN | 7199.558 | 8102702 | no | no |  |  | no |  |  | 1418441.278 | 15275954.792 |  | -1
node_8102702_200979384 |  |  | PQ | AN | 2771.281 | 8102702 | no | no |  |  | no |  |  | 1434080.319 | 15280745.933 |  | -1
node_8102702_200979778 |  |  | PQ | ABCN | 19918.584 | 8102702 | no | no |  |  | no |  |  | 1418808.142 | 15275011.655 |  | -1
node_8102702_200979779 |  |  | PQ | ABCN | 7199.558 | 8102702 | no | no |  |  | no |  |  | 1418781.647 | 15275023.822 |  | -1
node_8102702_200983563 |  |  | PQ | ABCN | 19918.584 | 8102702 | no | no |  |  | no |  |  | 1417669.076 | 15274524.763 |  | -1
node_8102702_200984062 |  |  | PQ | ABCN | 19918.584 | 8102702 | no | no |  |  | no |  |  | 1419106.452 | 15276416.875 |  | -1
node_8102702_200984063 |  |  | PQ | ABCN | 19918.584 | 8102702 | no | no |  |  | no |  |  | 1419407.347 | 15276439.536 |  | -1
node_8102702_200984064 |  |  | PQ | ABCN | 19918.584 | 8102702 | no | no |  |  | no |  |  | 1419657.082 | 15276456.16 |  | -1
node_8102702_200984065 |  |  | PQ | ABCN | 7199.558 | 8102702 | no | no |  |  | no |  |  | 1419935.445 | 15276478.392 |  | -1
node_8102702_200984066 |  |  | PQ | ABCN | 7199.558 | 8102702 | no | no |  |  | no |  |  | 1419952.833 | 15276479.914 |  | -1
node_8102702_200984118 |  |  | PQ | ABCN | 19918.584 | 8102702 | no | no |  |  | no |  |  | 1418878.166 | 15276401.38 |  | -1
node_8102702_200984229 |  |  | PQ | ABCN | 7199.558 | 8102702 | no | no |  |  | no |  |  | 1421361.479 | 15276610.705 |  | -1
node_8102702_200985306 |  |  | PQ | ABCN | 19918.584 | 8102702 | no | no |  |  | no |  |  | 1420204.025 | 15284892.205 |  | -1
node_8102702_200987454 |  |  | PQ | AN | 7199.558 | 8102702 | no | no |  |  | no |  |  | 1425631.413 | 15280086.295 |  | -1
node_8102702_201004455 |  |  | PQ | AN | 2771.281 | 8102702 | no | no |  |  | no |  |  | 1423074.49 | 15276006.229 |  | -1
node_8102702_201008304 |  |  | PQ | ABCN | 2771.281 | 8102702 | no | no |  |  | no |  |  | 1431019.535 | 15291282.977 |  | -1
node_8102702_201009627 |  |  | PQ | ABCN | 19918.584 | 8102702 | no | no |  |  | no |  |  | 1421569.689 | 15282555.613 |  | -1
node_8102702_201009628 |  |  | PQ | ABCN | 19918.584 | 8102702 | no | no |  |  | no |  |  | 1421614.017 | 15282464.279 |  | -1
node_8102702_201011639 |  |  | PQ | AN | 2771.281 | 8102702 | no | no |  |  | no |  |  | 1432428.924 | 15281194.534 |  | -1
node_8102702_201011640 |  |  | PQ | AN | 2771.281 | 8102702 | no | no |  |  | no |  |  | 1433069.11 | 15279990.726 |  | -1
node_8102702_201012441 |  |  | PQ | ABCN | 19918.584 | 8102702 | no | no |  |  | no |  |  | 1418921.133 | 15273693.979 |  | -1
node_8102702_201013441 |  |  | PQ | ABCN | 19918.584 | 8102702 | no | no |  |  | no |  |  | 1421517.605 | 15284003.867 |  | -1
node_8102702_201013442 |  |  | PQ | ABCN | 19918.584 | 8102702 | no | no |  |  | no |  |  | 1421682.416 | 15284021.213 |  | -1
node_8102702_201013443 |  |  | PQ | AN | 19918.584 | 8102702 | no | no |  |  | no |  |  | 1421889.679 | 15288916.129 |  | -1
node_8102702_201013500 |  |  | PQ | ABCN | 2771.281 | 8102702 | no | no |  |  | no |  |  | 1431088.119 | 15291437.371 |  | -1
node_8102702_201014034 |  |  | PQ | ABCN | 19918.584 | 8102702 | no | no |  |  | no |  |  | 1418402.753 | 15277372.6 |  | -1
node_8102702_201014067 |  |  | PQ | ABCN | 19918.584 | 8102702 | no | no |  |  | no |  |  | 1418792.689 | 15277463.097 |  | -1
node_8102702_201027624 |  |  | PQ | ABCN | 7199.558 | 8102702 | no | no |  |  | no |  |  | 1419223.036 | 15268500.513 |  | -1
node_8102702_201037190 |  |  | PQ | AD | 2771.281 | 8102702 | no | no |  |  | no |  |  | 1422530.829 | 15279972.759 |  | -1
node_8102702_201042039 |  |  | PQ | AN | 7199.558 | 8102702 | no | no |  |  | no |  |  | 1426311.422 | 15280078.547 |  | -1
node_8102702_201042043 |  |  | PQ | AN | 7199.558 | 8102702 | no | no |  |  | no |  |  | 1426305.339 | 15279614.06 |  | -1
node_8102702_201045357 |  |  | PQ | AN | 2771.281 | 8102702 | no | no |  |  | no |  |  | 1431930.888 | 15294923.411 |  | -1
node_8102702_201054532 |  |  | PQ | AD | 2771.281 | 8102702 | no | no |  |  | no |  |  | 1422934.673 | 15278834.626 |  | -1
node_8102702_201056349 |  |  | PQ | ABCN | 19918.584 | 8102702 | no | no |  |  | no |  |  | 1418603.475 | 15279881.051 |  | -1
node_8102702_201059677 |  |  | PQ | ABCN | 19918.584 | 8102702 | no | no |  |  | no |  |  | 1422079.898 | 15281128.381 |  | -1
node_8102702_201065902 |  |  | PQ | ABCN | 7199.558 | 8102702 | no | no |  |  | no |  |  | 1419209.126 | 15275960.835 |  | -1
node_8102702_201066563 |  |  | PQ | AN | 2771.281 | 8102702 | no | no |  |  | no |  |  | 1424180.154 | 15282113.262 |  | -1
node_8102702_310012681 |  |  | PQ | AN | 2771.281 | 8102702 | no | no |  |  | no |  |  | 1434575.631 | 15280507.278 |  | -1
node_8102702_310014656 |  |  | PQ | AN | 2771.281 | 8102702 | no | no |  |  | no |  |  | 1424726.268 | 15287994.708 |  | -1
node_8102702_310014660 |  |  | PQ | AN | 2771.281 | 8102702 | no | no |  |  | no |  |  | 1424281.362 | 15288062.13 |  | -1
node_8102702_310047963 |  |  | PQ | AN | 2771.281 | 8102702 | no | no |  |  | no |  |  | 1425204.866 | 15289455.183 |  | -1
node_8102702_310051415 |  |  | PQ | ABCN | 19918.584 | 8102702 | no | no |  |  | no |  |  | 1421497.21 | 15268566.02 |  | -1
node_8102702_310051417 |  |  | PQ | ABCN | 19918.584 | 8102702 | no | no |  |  | no |  |  | 1421305.437 | 15268542.082 |  | -1
node_8102702_310051601 |  |  | PQ | ABCN | 19918.584 | 8102702 | no | no |  |  | no |  |  | 1421087.646 | 15268531.065 |  | -1
node_8102702_310051602 |  |  | PQ | ABCN | 19918.584 | 8102702 | no | no |  |  | no |  |  | 1420802.883 | 15268480.702 |  | -1
node_8102702_310051603 |  |  | PQ | ABCN | 19918.584 | 8102702 | no | no |  |  | no |  |  | 1420622.733 | 15268446.56 |  | -1
node_8102702_310051604 |  |  | PQ | ABCN | 19918.584 | 8102702 | no | no |  |  | no |  |  | 1420383.527 | 15268426.162 |  | -1
node_8102702_310051605 |  |  | PQ | ABCN | 19918.584 | 8102702 | no | no |  |  | no |  |  | 1420180.244 | 15268408.294 |  | -1
node_8102702_310051606 |  |  | PQ | ABCN | 19918.584 | 8102702 | no | no |  |  | no |  |  | 1419986.153 | 15268391.235 |  | -1
node_8102702_310051607 |  |  | PQ | ABCN | 19918.584 | 8102702 | no | no |  |  | no |  |  | 1419786.222 | 15268373.665 |  | -1
node_8102702_310051609 |  |  | PQ | ABCN | 19918.584 | 8102702 | no | no |  |  | no |  |  | 1419387.095 | 15268338.367 |  | -1
node_8102702_310051611 |  |  | PQ | ABCN | 19918.584 | 8102702 | no | no |  |  | no |  |  | 1418982.346 | 15268362.009 |  | -1
node_8102702_310051613 |  |  | PQ | ABCN | 19918.584 | 8102702 | no | no |  |  | no |  |  | 1418583.321 | 15268341.084 |  | -1
node_8102702_310051614 |  |  | PQ | ABCN | 19918.584 | 8102702 | no | no |  |  | no |  |  | 1418390.415 | 15268283.916 |  | -1
node_8102702_310051616 |  |  | PQ | ABCN | 19918.584 | 8102702 | no | no |  |  | no |  |  | 1418030.248 | 15268179.716 |  | -1
node_8102702_310051617 |  |  | PQ | ABCN | 19918.584 | 8102702 | no | no |  |  | no |  |  | 1417930.01 | 15268068.939 |  | -1
node_8102702_310051618 |  |  | PQ | ABCN | 19918.584 | 8102702 | no | no |  |  | no |  |  | 1417746.24 | 15267872.49 |  | -1
node_8102702_310051619 |  |  | PQ | ABCN | 19918.584 | 8102702 | no | no |  |  | no |  |  | 1417639.074 | 15267756.566 |  | -1
node_8102702_311908056 |  |  | PQ | ABCN | 7199.558 | 8102702 | no | no |  |  | no |  |  | 1418792.487 | 15275019.074 |  | -1
node_8102702_311911039 |  |  | PQ | ABCN | 7199.558 | 8102702 | no | no |  |  | no |  |  | 1418823.48 | 15276070.091 |  | -1
node_8102702_311911043 |  |  | PQ | ABCN | 19918.584 | 8102702 | no | no |  |  | no |  |  | 1418803.714 | 15276273.47 |  | -1
node_8102702_311911047 |  |  | PQ | ABCN | 19918.584 | 8102702 | no | no |  |  | no |  |  | 1418920.283 | 15275847.287 |  | -1
node_8102702_311911048 |  |  | PQ | ABCN | 7199.558 | 8102702 | no | no |  |  | no |  |  | 1418895.919 | 15275595.842 |  | -1
node_8102702_311911699 |  |  | PQ | AN | 2771.281 | 8102702 | no | no |  |  | no |  |  | 1420579.814 | 15284277.864 |  | -1
node_8102702_311911732 |  |  | PQ | AN | 2771.281 | 8102702 | no | no |  |  | no |  |  | 1425543.064 | 15287599.366 |  | -1
node_8102702_311917079 |  |  | PQ | AN | 2771.281 | 8102702 | no | no |  |  | no |  |  | 1422827.078 | 15279419.344 |  | -1
node_8102702_311917080 |  |  | PQ | AN | 2771.281 | 8102702 | no | no |  |  | no |  |  | 1423080.589 | 15279606.81 |  | -1
node_8102702_311934727 |  |  | PQ | ABCN | 19918.584 | 8102702 | no | no |  |  | no |  |  | 1420108.147 | 15270723.638 |  | -1
node_8102702_311934733 |  |  | PQ | ABCN | 19918.584 | 8102702 | no | no |  |  | no |  |  | 1420245.687 | 15270713.233 |  | -1
node_8102702_311934735 |  |  | PQ | ABCN | 19918.584 | 8102702 | no | no |  |  | no |  |  | 1420270.488 | 15270711.958 |  | -1
node_8102702_311934736 |  |  | PQ | ABCN | 19918.584 | 8102702 | no | no |  |  | no |  |  | 1420247.928 | 15270812.457 |  | -1
node_8102702_311934737 |  |  | PQ | ABCN | 19918.584 | 8102702 | no | no |  |  | no |  |  | 1420278.291 | 15270811.736 |  | -1
node_8102702_311978893 |  |  | PQ | ABCN | 19918.584 | 8102702 | no | no |  |  | no |  |  | 1419820.685 | 15271093.991 |  | -1
node_8102702_311978895 |  |  | PQ | ABCN | 19918.584 | 8102702 | no | no |  |  | no |  |  | 1419843.597 | 15271125.197 |  | -1
node_8102702_311978906 |  |  | PQ | ABCN | 19918.584 | 8102702 | no | no |  |  | no |  |  | 1419893.18 | 15271427.948 |  | -1
node_8102702_311982543 |  |  | PQ | ABCN | 2771.281 | 8102702 | no | no |  |  | no |  |  | 1421017.343 | 15270212.942 |  | -1
node_8102702_311998935 |  |  | PQ | ABCN | 19918.584 | 8102702 | no | no |  |  | no |  |  | 1418634.533 | 15278744.531 |  | -1
node_8102702_311998940 |  |  | PQ | ABCN | 19918.584 | 8102702 | no | no |  |  | no |  |  | 1418379.001 | 15278852.958 |  | -1
node_8102702_312003180 |  |  | PQ | ABCN | 19918.584 | 8102702 | no | no |  |  | no |  |  | 1418316.232 | 15278880.771 |  | -1
node_8102702_312003551 |  |  | PQ | ABCN | 19918.584 | 8102702 | no | no |  |  | no |  |  | 1418321.719 | 15278655.333 |  | -1
node_8102702_312003553 |  |  | PQ | ABCN | 19918.584 | 8102702 | no | no |  |  | no |  |  | 1418153.71 | 15278716.754 |  | -1
node_8102702_312055724 |  |  | PQ | ABCN | 19918.584 | 8102702 | no | no |  |  | no |  |  | 1418944.901 | 15272878.538 |  | -1
node_8102702_312055725 |  |  | PQ | ABCN | 19918.584 | 8102702 | no | no |  |  | no |  |  | 1419084.07 | 15272947.846 |  | -1
node_8102702_312055727 |  |  | PQ | ABCN | 19918.584 | 8102702 | no | no |  |  | no |  |  | 1419271.147 | 15272689.605 |  | -1
node_8102702_312089380 |  |  | PQ | ABCN | 19918.584 | 8102702 | no | no |  |  | no |  |  | 1419210.807 | 15279675.255 |  | -1
node_8102702_312100358 |  |  | PQ | ABCN | 7199.558 | 8102702 | no | no |  |  | no |  |  | 1419190.227 | 15268431.832 |  | -1
node_8102702_312109184 |  |  | PQ | ABCN | 19918.584 | 8102702 | no | no |  |  | no |  |  | 1421986.232 | 15281402.343 |  | -1
node_220388251 |  |  | PQ | ABCN | 19918.584 | 8102702 | no | no |  |  | no |  |  | 1421082.595 | 15270234.72 |  | -1
node_220388319 |  |  | PQ | ABCN | 19918.584 | 8102702 | no | no |  |  | no |  |  | 1419790.682 | 15279720.275 |  | -1
node_220388441 |  |  | PQ | AN | 19918.584 | 8102702 | no | no |  |  | no |  |  | 1421997.05 | 15282030.736 |  | -1
node_220388448 |  |  | PQ | AN | 19918.584 | 8102702 | no | no |  |  | no |  |  | 1422379.017 | 15280321.873 |  | -1
node_220388458 |  |  | PQ | AN | 19918.584 | 8102702 | no | no |  |  | no |  |  | 1422604.124 | 15280521.093 |  | -1
node_220388886 |  |  | PQ | ABCN | 19918.584 | 8102702 | no | no |  |  | no |  |  | 1419044.599 | 15276926.242 |  | -1
node_220389179 |  |  | PQ | ABCN | 7199.558 | 8102702 | no | no |  |  | no |  |  | 1420945.882 | 15275877.357 |  | -1
node_220389205 |  |  | PQ | ABCN | 19918.584 | 8102702 | no | no |  |  | no |  |  | 1419046.651 | 15272359.352 |  | -1
node_220415258 |  |  | PQ | AD | 2771.281 | 8102702 | no | no |  |  | no |  |  | 1425549.71 | 15280208.177 |  | -1
node_220415680 |  |  | PQ | ABCN | 19918.584 | 8102702 | no | no |  |  | no |  |  | 1419030.634 | 15272349.271 |  | -1
node_220415887 |  |  | PQ | ABCN | 7199.558 | 8102702 | no | no |  |  | no |  |  | 1421129.907 | 15275937.723 |  | -1
node_220462613 |  |  | PQ | ABCN | 7199.558 | 8102702 | no | no |  |  | no |  |  | 1419064.051 | 15276926.538 |  | -1
node_220463887 |  |  | PQ | ABCN | 7199.558 | 8102702 | no | no |  |  | no |  |  | 1419768.011 | 15279756.049 |  | -1
node_220465241 |  |  | PQ | AN | 2771.281 | 8102702 | no | no |  |  | no |  |  | 1422612.912 | 15280521.801 |  | -1
node_220465294 |  |  | PQ | AN | 2771.281 | 8102702 | no | no |  |  | no |  |  | 1422381.475 | 15280316.071 |  | -1
node_220465303 |  |  | PQ | AN | 2771.281 | 8102702 | no | no |  |  | no |  |  | 1422006.34 | 15282031.242 |  | -1
node_220465451 |  |  | PQ | ABCN | 2771.281 | 8102702 | no | no |  |  | no |  |  | 1421078.735 | 15270233.772 |  | -1
node_220523510 |  |  | PQ | AN | 2771.281 | 8102702 | no | no |  |  | no |  |  | 1420580.089 | 15284276.431 |  | -1
node_220545640 |  |  | PQ | ABCN | 7199.558 | 8102702 | no | no |  |  | no |  |  | 1418797.599 | 15275016.669 |  | -1
node_220552735 |  |  | PQ | ABCN | 19918.584 | 8102702 | no | no |  |  | no |  |  | 1419905.091 | 15276476.051 |  | -1
node_220554063 |  |  | PQ | ABCD | 2771.281 | 8102702 | no | no |  |  | no |  |  | 1427315.715 | 15292619.994 |  | -1
node_220558703 |  |  | PQ | AN | 7199.558 | 8102702 | no | no |  |  | no |  |  | 1425628.68 | 15280090.48 |  | -1
node_220575106 |  |  | PQ | AN | 2771.281 | 8102702 | no | no |  |  | no |  |  | 1425543.615 | 15287597.62 |  | -1
node_220579987 |  |  | PQ | ABCN | 19918.584 | 8102702 | no | no |  |  | no |  |  | 1420512.516 | 15279563.047 |  | -1
node_220580453 |  |  | PQ | ABCN | 7199.558 | 8102702 | no | no |  |  | no |  |  | 1419920.504 | 15276477.239 |  | -1
node_220580476 |  |  | PQ | ABCN | 19918.584 | 8102702 | no | no |  |  | no |  |  | 1419185.224 | 15268425.107 |  | -1
node_220583928 |  |  | PQ | ABCN | 7199.558 | 8102702 | no | no |  |  | no |  |  | 1420514.744 | 15279552.027 |  | -1
node_310001222 |  |  | PQ | ABCN | 19918.584 | 8102702 | no | no |  |  | no |  |  | 1419981.739 | 15285811.26 |  | -1
node_311874312 |  |  | PQ | AD | 2771.281 | 8102702 | no | no |  |  | no |  |  | 1425553.636 | 15280202.325 |  | -1
node_311874383 |  |  | PQ | ABCD | 2771.281 | 8102702 | no | no |  |  | no |  |  | 1430909.859 | 15291876.987 |  | -1
node_311874404 |  |  | PQ | AN | 19918.584 | 8102702 | no | no |  |  | no |  |  | 1425544.434 | 15287595.049 |  | -1
node_311874983 |  |  | PQ | ABCD | 19918.584 | 8102702 | no | no |  |  | no |  |  | 1427147.429 | 15292661.496 |  | -1
node_311908014 |  |  | PQ | ABCN | 19918.584 | 8102702 | no | no |  |  | no |  |  | 1419770.332 | 15279752.386 |  | -1
node_311908052 |  |  | PQ | ABCD | 19918.584 | 8102702 | no | no |  |  | no |  |  | 1427307.521 | 15292622.015 |  | -1
node_311908060 |  |  | PQ | ABCN | 19918.584 | 8102702 | no | no |  |  | no |  |  | 1418802.528 | 15275014.131 |  | -1
node_311978900 |  |  | PQ | ABCN | 19918.584 | 8102702 | no | no |  |  | no |  |  | 1419830.291 | 15271107.074 |  | -1
node_311979170 |  |  | PQ | ABCN | 19918.584 | 8102702 | no | no |  |  | no |  |  | 1419825.924 | 15271101.126 |  | -1
node_311998958 |  |  | PQ | ABCN | 19918.584 | 8102702 | no | no |  |  | no |  |  | 1418388.892 | 15278848.761 |  | -1
node_311998960 |  |  | PQ | ABCN | 19918.584 | 8102702 | no | no |  |  | no |  |  | 1418402.619 | 15278842.937 |  | -1
node_311998963 |  |  | PQ | ABCN | 19918.584 | 8102702 | no | no |  |  | no |  |  | 1418415.368 | 15278837.527 |  | -1
node_312003563 |  |  | PQ | ABCN | 19918.584 | 8102702 | no | no |  |  | no |  |  | 1418312.972 | 15278658.53 |  | -1
node_312003569 |  |  | PQ | ABCN | 19918.584 | 8102702 | no | no |  |  | no |  |  | 1418299.964 | 15278663.286 |  | -1
node_312012090 |  |  | PQ | AN | 19918.584 | 8102702 | no | no |  |  | no |  |  | 1420581.019 | 15284271.583 |  | -1
node_312055731 |  |  | PQ | ABCN | 19918.584 | 8102702 | no | no |  |  | no |  |  | 1418917.94 | 15272868.043 |  | -1
node_312055737 |  |  | PQ | ABCN | 19918.584 | 8102702 | no | no |  |  | no |  |  | 1418936.83 | 15272875.396 |  | -1
node_312055740 |  |  | PQ | ABCN | 19918.584 | 8102702 | no | no |  |  | no |  |  | 1418926.962 | 15272871.555 |  | -1
node_312100360 |  |  | PQ | ABCN | 7199.558 | 8102702 | no | no |  |  | no |  |  | 1419188.512 | 15268429.528 |  | -1
node_312109391 |  |  | PQ | ABCN | 19918.584 | 8102702 | no | no |  |  | no |  |  | 1421981.082 | 15281395.19 |  | -1
node_312109394 |  |  | PQ | ABCN | 19918.584 | 8102702 | no | no |  |  | no |  |  | 1421979.333 | 15281392.76 |  | -1
node_SOURCE_8102702 |  |  | SWING | ABCN | 19918.584 | 8102702 | no | no |  |  | no |  |  | 1419020.93 | 15286982.437 |  | -1
node_intto1_427-SW1-312109395 |  |  | PQ | ABCN | 19918.584 | 8102702 | no | no |  |  | no |  |  | 1421978.091 | 15281391.035 |  | -1
node_intto1_427Y12-310001476 |  |  | PQ | ABCN | 19918.584 | 8102702 | no | no |  |  | no |  |  | 1419991.807 | 15285812.052 |  | -1
node_intto1_8102702_200828940 |  |  | PQ | ABCN | 7199.558 | 8102702 | no | no |  |  | no |  |  | 1419580.226 | 15269124.143 |  | -1
node_intto1_8102702_200828959 |  |  | PQ | AN | 7199.558 | 8102702 | no | no |  |  | no |  |  | 1421217.969 | 15278324.761 |  | -1
node_intto1_8102702_200829022 |  |  | PQ | ABCN | 19918.584 | 8102702 | no | no |  |  | no |  |  | 1420478.967 | 15270453.085 |  | -1
node_intto1_8102702_200829852 |  |  | PQ | AN | 7199.558 | 8102702 | no | no |  |  | no |  |  | 1420786.632 | 15277955.359 |  | -1
node_intto1_8102702_200829935 |  |  | PQ | ABCN | 7199.558 | 8102702 | no | no |  |  | no |  |  | 1421355.973 | 15276576.103 |  | -1
node_intto1_8102702_200829945 |  |  | PQ | ABCN | 7199.558 | 8102702 | no | no |  |  | no |  |  | 1420241.433 | 15276504.339 |  | -1
node_intto1_8102702_200829946 |  |  | PQ | ABCN | 7199.558 | 8102702 | no | no |  |  | no |  |  | 1420000.01 | 15276483.265 |  | -1
node_intto1_8102702_200830002 |  |  | PQ | ABCN | 19918.584 | 8102702 | no | no |  |  | no |  |  | 1420676.028 | 15279772.047 |  | -1
node_intto1_8102702_200830034 |  |  | PQ | AN | 7199.558 | 8102702 | no | no |  |  | no |  |  | 1421014.631 | 15277234.392 |  | -1
node_intto1_8102702_200830057 |  |  | PQ | ABCN | 7199.558 | 8102702 | no | no |  |  | no |  |  | 1418704.071 | 15275220.308 |  | -1
node_intto1_8102702_200830058 |  |  | PQ | ABCN | 19918.584 | 8102702 | no | no |  |  | no |  |  | 1418874.961 | 15278429.773 |  | -1
node_intto1_8102702_200830071 |  |  | PQ | ABCN | 19918.584 | 8102702 | no | no |  |  | no |  |  | 1418729.395 | 15276445.872 |  | -1
node_intto1_8102702_200830074 |  |  | PQ | ABCN | 19918.584 | 8102702 | no | no |  |  | no |  |  | 1418839.215 | 15276076.938 |  | -1
node_intto1_8102702_200830075 |  |  | PQ | ABCN | 19918.584 | 8102702 | no | no |  |  | no |  |  | 1418852.241 | 15279339.276 |  | -1
node_intto1_8102702_200830079 |  |  | PQ | ABCN | 7199.558 | 8102702 | no | no |  |  | no |  |  | 1418851.047 | 15275338.142 |  | -1
node_intto1_8102702_200830082 |  |  | PQ | ABCN | 7199.558 | 8102702 | no | no |  |  | no |  |  | 1418796.411 | 15275102.695 |  | -1
node_intto1_8102702_200830095 |  |  | PQ | ABCN | 19918.584 | 8102702 | no | no |  |  | no |  |  | 1418946.678 | 15272618.719 |  | -1
node_intto1_8102702_200830099 |  |  | PQ | ABCN | 19918.584 | 8102702 | no | no |  |  | no |  |  | 1419259.514 | 15271875.657 |  | -1
node_intto1_8102702_200830110 |  |  | PQ | ABCN | 19918.584 | 8102702 | no | no |  |  | no |  |  | 1419964.775 | 15270732.15 |  | -1
node_intto1_8102702_200830116 |  |  | PQ | ABCN | 19918.584 | 8102702 | no | no |  |  | no |  |  | 1420523.389 | 15270029.139 |  | -1
node_intto1_8102702_200830120 |  |  | PQ | ABCN | 19918.584 | 8102702 | no | no |  |  | no |  |  | 1418650.801 | 15278775.283 |  | -1
node_intto1_8102702_200830124 |  |  | PQ | ABCN | 19918.584 | 8102702 | no | no |  |  | no |  |  | 1418853.645 | 15278447.661 |  | -1
node_intto1_8102702_200830163 |  |  | PQ | ABCN | 19918.584 | 8102702 | no | no |  |  | no |  |  | 1418631.261 | 15279874.916 |  | -1
node_intto1_8102702_200830425 |  |  | PQ | AN | 19918.584 | 8102702 | no | no |  |  | no |  |  | 1420444.928 | 15280250.674 |  | -1
node_intto1_8102702_200830432 |  |  | PQ | ABCN | 7199.558 | 8102702 | no | no |  |  | no |  |  | 1420585.903 | 15279279.234 |  | -1
node_intto1_8102702_200830435 |  |  | PQ | ABCN | 7199.558 | 8102702 | no | no |  |  | no |  |  | 1420711.554 | 15279155.683 |  | -1
node_intto1_8102702_200830443 |  |  | PQ | ABCN | 7199.558 | 8102702 | no | no |  |  | no |  |  | 1420748.296 | 15278675.212 |  | -1
node_intto1_8102702_200830446 |  |  | PQ | ABCN | 7199.558 | 8102702 | no | no |  |  | no |  |  | 1420818.529 | 15278409.591 |  | -1
node_intto1_8102702_200830461 |  |  | PQ | ABCN | 7199.558 | 8102702 | no | no |  |  | no |  |  | 1421084.631 | 15277507.05 |  | -1
node_intto1_8102702_200830480 |  |  | PQ | ABCN | 7199.558 | 8102702 | no | no |  |  | no |  |  | 1421430.384 | 15275956.633 |  | -1
node_intto1_8102702_200830485 |  |  | PQ | ABCD | 2771.281 | 8102702 | no | no |  |  | no |  |  | 1421435.715 | 15275575.67 |  | -1
node_intto1_8102702_200830515 |  |  | PQ | ABCD | 2771.281 | 8102702 | no | no |  |  | no |  |  | 1421451.869 | 15273530.485 |  | -1
node_intto1_8102702_200830518 |  |  | PQ | ABCD | 2771.281 | 8102702 | no | no |  |  | no |  |  | 1421370.191 | 15273387.777 |  | -1
node_intto1_8102702_200830522 |  |  | PQ | ABCD | 2771.281 | 8102702 | no | no |  |  | no |  |  | 1421436.526 | 15273232.654 |  | -1
node_intto1_8102702_200830535 |  |  | PQ | ABCD | 2771.281 | 8102702 | no | no |  |  | no |  |  | 1421359.164 | 15272143.789 |  | -1
node_intto1_8102702_200830545 |  |  | PQ | ABCD | 2771.281 | 8102702 | no | no |  |  | no |  |  | 1421075.969 | 15270483.219 |  | -1
node_intto1_8102702_200830554 |  |  | PQ | ABCN | 19918.584 | 8102702 | no | no |  |  | no |  |  | 1421582.405 | 15270206.002 |  | -1
node_intto1_8102702_200831044 |  |  | PQ | ABCN | 19918.584 | 8102702 | no | no |  |  | no |  |  | 1420283.301 | 15280713.406 |  | -1
node_intto1_8102702_200831097 |  |  | PQ | ABCN | 19918.584 | 8102702 | no | no |  |  | no |  |  | 1419935.689 | 15279730.448 |  | -1
node_intto1_8102702_200831102 |  |  | PQ | ABCN | 7199.558 | 8102702 | no | no |  |  | no |  |  | 1419629.31 | 15279959.196 |  | -1
node_intto1_8102702_200831228 |  |  | PQ | AN | 7199.558 | 8102702 | no | no |  |  | no |  |  | 1421428.728 | 15277444.789 |  | -1
node_intto1_8102702_200836521 |  |  | PQ | AD | 2771.281 | 8102702 | no | no |  |  | no |  |  | 1424209.153 | 15282309.411 |  | -1
node_intto1_8102702_200836538 |  |  | PQ | ABCN | 19918.584 | 8102702 | no | no |  |  | no |  |  | 1427658.063 | 15287607.554 |  | -1
node_intto1_8102702_200836559 |  |  | PQ | ABCN | 19918.584 | 8102702 | no | no |  |  | no |  |  | 1427063.961 | 15289519.405 |  | -1
node_intto1_8102702_200836575 |  |  | PQ | ABCN | 19918.584 | 8102702 | no | no |  |  | no |  |  | 1426464.34 | 15290421.666 |  | -1
node_intto1_8102702_200836616 |  |  | PQ | AD | 2771.281 | 8102702 | no | no |  |  | no |  |  | 1429821.483 | 15275499.093 |  | -1
node_intto1_8102702_200836620 |  |  | PQ | AD | 2771.281 | 8102702 | no | no |  |  | no |  |  | 1428761.623 | 15292669.15 |  | -1
node_intto1_8102702_200836635 |  |  | PQ | AN | 2771.281 | 8102702 | no | no |  |  | no |  |  | 1428153.097 | 15293963.28 |  | -1
node_intto1_8102702_200836697 |  |  | PQ | AN | 19918.584 | 8102702 | no | no |  |  | no |  |  | 1423035.329 | 15285896.578 |  | -1
node_intto1_8102702_200836762 |  |  | PQ | AD | 2771.281 | 8102702 | no | no |  |  | no |  |  | 1426746.076 | 15280320.91 |  | -1
node_intto1_8102702_200836773 |  |  | PQ | AD | 2771.281 | 8102702 | no | no |  |  | no |  |  | 1425290.372 | 15280456.964 |  | -1
node_intto1_8102702_200836916 |  |  | PQ | ABCD | 2771.281 | 8102702 | no | no |  |  | no |  |  | 1430320.881 | 15291385.122 |  | -1
node_intto1_8102702_200836933 |  |  | PQ | AN | 19918.584 | 8102702 | no | no |  |  | no |  |  | 1420705.75 | 15286101.697 |  | -1
node_intto1_8102702_200837030 |  |  | PQ | AD | 2771.281 | 8102702 | no | no |  |  | no |  |  | 1424781.088 | 15280531.266 |  | -1
node_intto1_8102702_200837104 |  |  | PQ | AN | 19918.584 | 8102702 | no | no |  |  | no |  |  | 1420082.566 | 15285425.485 |  | -1
node_intto1_8102702_200837122 |  |  | PQ | AN | 19918.584 | 8102702 | no | no |  |  | no |  |  | 1422023.895 | 15285772.318 |  | -1
node_intto1_8102702_200837247 |  |  | PQ | AD | 2771.281 | 8102702 | no | no |  |  | no |  |  | 1422703.512 | 15280002.944 |  | -1
node_intto1_8102702_200837326 |  |  | PQ | AD | 2771.281 | 8102702 | no | no |  |  | no |  |  | 1420940.082 | 15284533.237 |  | -1
node_intto1_8102702_200837542 |  |  | PQ | AD | 2771.281 | 8102702 | no | no |  |  | no |  |  | 1420431.162 | 15284257.35 |  | -1
node_intto1_8102702_200837855 |  |  | PQ | AN | 2771.281 | 8102702 | no | no |  |  | no |  |  | 1425489.906 | 15287814.433 |  | -1
node_intto1_8102702_200837864 |  |  | PQ | AN | 19918.584 | 8102702 | no | no |  |  | no |  |  | 1422534.396 | 15286768.565 |  | -1
node_intto1_8102702_200837865 |  |  | PQ | AN | 19918.584 | 8102702 | no | no |  |  | no |  |  | 1421562.968 | 15288161.877 |  | -1
node_intto1_8102702_200837869 |  |  | PQ | AN | 19918.584 | 8102702 | no | no |  |  | no |  |  | 1422325.55 | 15286342.789 |  | -1
node_intto1_8102702_200837887 |  |  | PQ | AD | 2771.281 | 8102702 | no | no |  |  | no |  |  | 1430101.088 | 15293049.391 |  | -1
node_intto1_8102702_200838557 |  |  | PQ | ABCN | 19918.584 | 8102702 | no | no |  |  | no |  |  | 1419095.035 | 15286647.315 |  | -1
node_intto1_8102702_200838577 |  |  | PQ | ABCN | 19918.584 | 8102702 | no | no |  |  | no |  |  | 1419808.153 | 15285564.487 |  | -1
node_intto1_8102702_200838587 |  |  | PQ | AN | 19918.584 | 8102702 | no | no |  |  | no |  |  | 1420293.887 | 15284991.299 |  | -1
node_intto1_8102702_200838596 |  |  | PQ | ABCN | 19918.584 | 8102702 | no | no |  |  | no |  |  | 1420582.348 | 15284264.654 |  | -1
node_intto1_8102702_200838609 |  |  | PQ | ABCN | 19918.584 | 8102702 | no | no |  |  | no |  |  | 1421249.672 | 15283129.814 |  | -1
node_intto1_8102702_200838644 |  |  | PQ | AD | 2771.281 | 8102702 | no | no |  |  | no |  |  | 1422587.582 | 15279839.819 |  | -1
node_intto1_8102702_200838665 |  |  | PQ | AD | 2771.281 | 8102702 | no | no |  |  | no |  |  | 1420757.611 | 15284567.663 |  | -1
node_intto1_8102702_200838702 |  |  | PQ | AD | 2771.281 | 8102702 | no | no |  |  | no |  |  | 1422413.715 | 15282069.758 |  | -1
node_intto1_8102702_200838747 |  |  | PQ | AD | 2771.281 | 8102702 | no | no |  |  | no |  |  | 1422948.106 | 15280551.505 |  | -1
node_intto1_8102702_200838950 |  |  | PQ | ABCN | 19918.584 | 8102702 | no | no |  |  | no |  |  | 1427138.165 | 15292664.366 |  | -1
node_intto1_8102702_200838954 |  |  | PQ | ABCD | 2771.281 | 8102702 | no | no |  |  | no |  |  | 1427540.349 | 15292558.254 |  | -1
node_intto1_8102702_200868297 |  |  | PQ | AD | 2771.281 | 8102702 | no | no |  |  | no |  |  | 1433050.678 | 15279550.897 |  | -1
node_intto1_8102702_200868310 |  |  | PQ | AD | 2771.281 | 8102702 | no | no |  |  | no |  |  | 1433478.974 | 15280675.046 |  | -1
node_intto1_8102702_200869572 |  |  | PQ | AD | 2771.281 | 8102702 | no | no |  |  | no |  |  | 1432123.949 | 15292225.364 |  | -1
node_intto1_8102702_200870026 |  |  | PQ | AD | 2771.281 | 8102702 | no | no |  |  | no |  |  | 1432326.884 | 15298432.417 |  | -1
node_intto1_8102702_200870027 |  |  | PQ | AD | 2771.281 | 8102702 | no | no |  |  | no |  |  | 1429946.009 | 15297592.95 |  | -1
node_intto1_8102702_200870034 |  |  | PQ | AD | 2771.281 | 8102702 | no | no |  |  | no |  |  | 1430008.26 | 15298072.465 |  | -1
node_intto1_8102702_200870038 |  |  | PQ | AD | 2771.281 | 8102702 | no | no |  |  | no |  |  | 1432000.265 | 15298432.657 |  | -1
node_intto1_8102702_200870225 |  |  | PQ | ABCD | 2771.281 | 8102702 | no | no |  |  | no |  |  | 1431682.775 | 15290434.166 |  | -1
node_intto1_8102702_200870536 |  |  | PQ | ABCD | 2771.281 | 8102702 | no | no |  |  | no |  |  | 1431978.164 | 15291644.322 |  | -1
node_intto1_8102702_200870592 |  |  | PQ | ABCD | 2771.281 | 8102702 | no | no |  |  | no |  |  | 1431869.154 | 15290831.561 |  | -1
node_intto1_8102702_200870617 |  |  | PQ | AD | 2771.281 | 8102702 | no | no |  |  | no |  |  | 1432090.279 | 15293806 |  | -1
node_intto1_8102702_200870633 |  |  | PQ | AD | 2771.281 | 8102702 | no | no |  |  | no |  |  | 1431947.62 | 15295437.505 |  | -1
node_intto1_8102702_200870656 |  |  | PQ | AD | 2771.281 | 8102702 | no | no |  |  | no |  |  | 1432820.231 | 15298558.33 |  | -1
node_intto1_8102702_200870663 |  |  | PQ | AD | 2771.281 | 8102702 | no | no |  |  | no |  |  | 1431839.629 | 15292077.107 |  | -1
node_intto1_8102702_200914838 |  |  | PQ | AN | 2771.281 | 8102702 | no | no |  |  | no |  |  | 1425926.553 | 15285330.627 |  | -1
node_intto1_8102702_200914861 |  |  | PQ | ABCN | 7199.558 | 8102702 | no | no |  |  | no |  |  | 1419517.847 | 15276959.696 |  | -1
node_intto1_8102702_200914869 |  |  | PQ | ABCN | 7199.558 | 8102702 | no | no |  |  | no |  |  | 1420724.871 | 15278571.976 |  | -1
node_intto1_8102702_200951344 |  |  | PQ | ABCN | 19918.584 | 8102702 | no | no |  |  | no |  |  | 1419025.055 | 15286768.409 |  | -1
node_intto1_8102702_200951351 |  |  | PQ | ABCN | 19918.584 | 8102702 | no | no |  |  | no |  |  | 1421169.103 | 15283357.393 |  | -1
node_intto1_8102702_200959606 |  |  | PQ | ABCN | 19918.584 | 8102702 | no | no |  |  | no |  |  | 1426964.93 | 15292758.169 |  | -1
node_intto1_8102702_200971542 |  |  | PQ | ABCN | 7199.558 | 8102702 | no | no |  |  | no |  |  | 1421138.149 | 15275940.427 |  | -1
node_intto1_8102702_200972391 |  |  | PQ | AN | 2771.281 | 8102702 | no | no |  |  | no |  |  | 1432547.842 | 15294779.862 |  | -1
node_intto1_8102702_200972957 |  |  | PQ | AN | 2771.281 | 8102702 | no | no |  |  | no |  |  | 1431421.029 | 15298683.412 |  | -1
node_intto1_8102702_200978314 |  |  | PQ | ABCN | 7199.558 | 8102702 | no | no |  |  | no |  |  | 1418441.278 | 15275954.792 |  | -1
node_intto1_8102702_200983563 |  |  | PQ | ABCN | 19918.584 | 8102702 | no | no |  |  | no |  |  | 1417669.076 | 15274524.763 |  | -1
node_intto1_8102702_200984062 |  |  | PQ | ABCN | 19918.584 | 8102702 | no | no |  |  | no |  |  | 1419106.452 | 15276416.875 |  | -1
node_intto1_8102702_201011639 |  |  | PQ | AD | 2771.281 | 8102702 | no | no |  |  | no |  |  | 1432428.924 | 15281194.534 |  | -1
node_intto1_8102702_201012441 |  |  | PQ | ABCN | 19918.584 | 8102702 | no | no |  |  | no |  |  | 1418921.133 | 15273693.979 |  | -1
node_intto1_8102702_201013441 |  |  | PQ | ABCN | 19918.584 | 8102702 | no | no |  |  | no |  |  | 1421517.605 | 15284003.867 |  | -1
node_intto1_8102702_201013443 |  |  | PQ | AN | 19918.584 | 8102702 | no | no |  |  | no |  |  | 1421889.679 | 15288916.129 |  | -1
node_intto1_8102702_201013500 |  |  | PQ | ABCN | 2771.281 | 8102702 | no | no |  |  | no |  |  | 1431088.119 | 15291437.371 |  | -1
node_intto1_8102702_201014034 |  |  | PQ | ABCN | 19918.584 | 8102702 | no | no |  |  | no |  |  | 1418402.753 | 15277372.6 |  | -1
node_intto1_8102702_201014067 |  |  | PQ | ABCN | 19918.584 | 8102702 | no | no |  |  | no |  |  | 1418792.689 | 15277463.097 |  | -1
node_intto1_8102702_201037190 |  |  | PQ | AD | 2771.281 | 8102702 | no | no |  |  | no |  |  | 1422530.829 | 15279972.759 |  | -1
node_intto1_8102702_201054532 |  |  | PQ | AD | 2771.281 | 8102702 | no | no |  |  | no |  |  | 1422934.673 | 15278834.626 |  | -1
node_intto1_8102702_201056349 |  |  | PQ | ABCN | 19918.584 | 8102702 | no | no |  |  | no |  |  | 1418603.475 | 15279881.051 |  | -1
node_intto1_8102702_201059677 |  |  | PQ | ABCN | 19918.584 | 8102702 | no | no |  |  | no |  |  | 1422079.898 | 15281128.381 |  | -1
node_intto1_8102702_201065902 |  |  | PQ | ABCN | 7199.558 | 8102702 | no | no |  |  | no |  |  | 1419209.126 | 15275960.835 |  | -1
node_intto1_8102702_201066563 |  |  | PQ | AN | 2771.281 | 8102702 | no | no |  |  | no |  |  | 1424180.154 | 15282113.262 |  | -1
node_intto1_8102702_310014660 |  |  | PQ | AN | 2771.281 | 8102702 | no | no |  |  | no |  |  | 1424281.362 | 15288062.13 |  | -1
node_intto1_8102702_310047963 |  |  | PQ | AN | 2771.281 | 8102702 | no | no |  |  | no |  |  | 1425204.866 | 15289455.183 |  | -1
node_intto1_8102702_310051609 |  |  | PQ | ABCN | 19918.584 | 8102702 | no | no |  |  | no |  |  | 1419387.095 | 15268338.367 |  | -1
node_intto1_8102702_311917080 |  |  | PQ | AN | 2771.281 | 8102702 | no | no |  |  | no |  |  | 1423080.589 | 15279606.81 |  | -1
node_intto1_8102702_311934736 |  |  | PQ | ABCN | 19918.584 | 8102702 | no | no |  |  | no |  |  | 1420247.928 | 15270812.457 |  | -1
node_intto1_8102702_311934737 |  |  | PQ | ABCN | 19918.584 | 8102702 | no | no |  |  | no |  |  | 1420278.291 | 15270811.736 |  | -1
node_intto1_8102702_311978893 |  |  | PQ | ABCN | 19918.584 | 8102702 | no | no |  |  | no |  |  | 1419820.685 | 15271093.991 |  | -1
node_intto1_8102702_311978906 |  |  | PQ | ABCN | 19918.584 | 8102702 | no | no |  |  | no |  |  | 1419893.18 | 15271427.948 |  | -1
node_intto1_8102702_311982543 |  |  | PQ | ABCN | 2771.281 | 8102702 | no | no |  |  | no |  |  | 1421017.343 | 15270212.942 |  | -1
node_intto1_8102702_311998935 |  |  | PQ | ABCN | 19918.584 | 8102702 | no | no |  |  | no |  |  | 1418634.533 | 15278744.531 |  | -1
node_intto1_8102702_312003551 |  |  | PQ | ABCN | 19918.584 | 8102702 | no | no |  |  | no |  |  | 1418321.719 | 15278655.333 |  | -1
node_intto1_8102702_312055727 |  |  | PQ | ABCN | 19918.584 | 8102702 | no | no |  |  | no |  |  | 1419271.147 | 15272689.605 |  | -1
node_intto1_8102702_312109184 |  |  | PQ | ABCN | 19918.584 | 8102702 | no | no |  |  | no |  |  | 1421986.232 | 15281402.343 |  | -1
node_intto1_220388251 |  |  | PQ | ABCN | 19918.584 | 8102702 | no | no |  |  | no |  |  | 1421082.595 | 15270234.72 |  | -1
node_intto1_220388319 |  |  | PQ | ABCN | 19918.584 | 8102702 | no | no |  |  | no |  |  | 1419790.682 | 15279720.275 |  | -1
node_intto1_220388441 |  |  | PQ | AN | 19918.584 | 8102702 | no | no |  |  | no |  |  | 1421997.05 | 15282030.736 |  | -1
node_intto1_220388448 |  |  | PQ | AN | 19918.584 | 8102702 | no | no |  |  | no |  |  | 1422379.017 | 15280321.873 |  | -1
node_intto1_220388458 |  |  | PQ | AN | 19918.584 | 8102702 | no | no |  |  | no |  |  | 1422604.124 | 15280521.093 |  | -1
node_intto1_220388886 |  |  | PQ | ABCN | 19918.584 | 8102702 | no | no |  |  | no |  |  | 1419044.599 | 15276926.242 |  | -1
node_intto1_220389179 |  |  | PQ | ABCN | 7199.558 | 8102702 | no | no |  |  | no |  |  | 1420945.882 | 15275877.357 |  | -1
node_intto1_220389205 |  |  | PQ | ABCN | 19918.584 | 8102702 | no | no |  |  | no |  |  | 1419046.651 | 15272359.352 |  | -1
node_intto1_220415258 |  |  | PQ | AD | 2771.281 | 8102702 | no | no |  |  | no |  |  | 1425549.71 | 15280208.177 |  | -1
node_intto1_220415680 |  |  | PQ | ABCN | 19918.584 | 8102702 | no | no |  |  | no |  |  | 1419030.634 | 15272349.271 |  | -1
node_intto1_220415887 |  |  | PQ | ABCN | 7199.558 | 8102702 | no | no |  |  | no |  |  | 1421129.907 | 15275937.723 |  | -1
node_intto1_220462613 |  |  | PQ | ABCN | 19918.584 | 8102702 | no | no |  |  | no |  |  | 1419064.051 | 15276926.538 |  | -1
node_intto1_220463887 |  |  | PQ | ABCN | 19918.584 | 8102702 | no | no |  |  | no |  |  | 1419768.011 | 15279756.049 |  | -1
node_intto1_220465241 |  |  | PQ | AN | 19918.584 | 8102702 | no | no |  |  | no |  |  | 1422612.912 | 15280521.801 |  | -1
node_intto1_220465294 |  |  | PQ | AN | 19918.584 | 8102702 | no | no |  |  | no |  |  | 1422381.475 | 15280316.071 |  | -1
node_intto1_220465303 |  |  | PQ | AN | 19918.584 | 8102702 | no | no |  |  | no |  |  | 1422006.34 | 15282031.242 |  | -1
node_intto1_220465451 |  |  | PQ | ABCN | 19918.584 | 8102702 | no | no |  |  | no |  |  | 1421078.735 | 15270233.772 |  | -1
node_intto1_220523510 |  |  | PQ | AN | 19918.584 | 8102702 | no | no |  |  | no |  |  | 1420580.089 | 15284276.431 |  | -1
node_intto1_220545640 |  |  | PQ | ABCN | 19918.584 | 8102702 | no | no |  |  | no |  |  | 1418797.599 | 15275016.669 |  | -1
node_intto1_220552735 |  |  | PQ | ABCN | 19918.584 | 8102702 | no | no |  |  | no |  |  | 1419905.091 | 15276476.051 |  | -1
node_intto1_220554063 |  |  | PQ | ABCD | 19918.584 | 8102702 | no | no |  |  | no |  |  | 1427315.715 | 15292619.994 |  | -1
node_intto1_220558703 |  |  | PQ | AD | 2771.281 | 8102702 | no | no |  |  | no |  |  | 1425628.68 | 15280090.48 |  | -1
node_intto1_220575106 |  |  | PQ | AN | 19918.584 | 8102702 | no | no |  |  | no |  |  | 1425543.615 | 15287597.62 |  | -1
node_intto1_220579987 |  |  | PQ | ABCN | 19918.584 | 8102702 | no | no |  |  | no |  |  | 1420512.516 | 15279563.047 |  | -1
node_intto1_220580453 |  |  | PQ | ABCN | 19918.584 | 8102702 | no | no |  |  | no |  |  | 1419920.504 | 15276477.239 |  | -1
node_intto1_220580476 |  |  | PQ | ABCN | 19918.584 | 8102702 | no | no |  |  | no |  |  | 1419185.224 | 15268425.107 |  | -1
node_intto1_220583928 |  |  | PQ | ABCN | 19918.584 | 8102702 | no | no |  |  | no |  |  | 1420514.744 | 15279552.027 |  | -1
node_intto1_310001222 |  |  | PQ | ABCN | 19918.584 | 8102702 | no | no |  |  | no |  |  | 1419981.739 | 15285811.26 |  | -1
node_intto1_311874312 |  |  | PQ | AD | 2771.281 | 8102702 | no | no |  |  | no |  |  | 1425553.636 | 15280202.325 |  | -1
node_intto1_311874383 |  |  | PQ | ABCD | 2771.281 | 8102702 | no | no |  |  | no |  |  | 1430909.859 | 15291876.987 |  | -1
node_intto1_311874404 |  |  | PQ | AN | 19918.584 | 8102702 | no | no |  |  | no |  |  | 1425544.434 | 15287595.049 |  | -1
node_intto1_311874983 |  |  | PQ | ABCD | 19918.584 | 8102702 | no | no |  |  | no |  |  | 1427147.429 | 15292661.496 |  | -1
node_intto1_311908014 |  |  | PQ | ABCN | 19918.584 | 8102702 | no | no |  |  | no |  |  | 1419770.332 | 15279752.386 |  | -1
node_intto1_311908052 |  |  | PQ | ABCD | 19918.584 | 8102702 | no | no |  |  | no |  |  | 1427307.521 | 15292622.015 |  | -1
node_intto1_311908060 |  |  | PQ | ABCN | 19918.584 | 8102702 | no | no |  |  | no |  |  | 1418802.528 | 15275014.131 |  | -1
node_intto1_311978900 |  |  | PQ | ABCN | 19918.584 | 8102702 | no | no |  |  | no |  |  | 1419830.291 | 15271107.074 |  | -1
node_intto1_311979170 |  |  | PQ | ABCN | 19918.584 | 8102702 | no | no |  |  | no |  |  | 1419825.924 | 15271101.126 |  | -1
node_intto1_311998958 |  |  | PQ | ABCN | 19918.584 | 8102702 | no | no |  |  | no |  |  | 1418388.892 | 15278848.761 |  | -1
node_intto1_311998960 |  |  | PQ | ABCN | 19918.584 | 8102702 | no | no |  |  | no |  |  | 1418402.619 | 15278842.937 |  | -1
node_intto1_311998963 |  |  | PQ | ABCN | 19918.584 | 8102702 | no | no |  |  | no |  |  | 1418415.368 | 15278837.527 |  | -1
node_intto1_312003563 |  |  | PQ | ABCN | 19918.584 | 8102702 | no | no |  |  | no |  |  | 1418312.972 | 15278658.53 |  | -1
node_intto1_312003569 |  |  | PQ | ABCN | 19918.584 | 8102702 | no | no |  |  | no |  |  | 1418299.964 | 15278663.286 |  | -1
node_intto1_312012090 |  |  | PQ | AN | 19918.584 | 8102702 | no | no |  |  | no |  |  | 1420581.019 | 15284271.583 |  | -1
node_intto1_312055731 |  |  | PQ | ABCN | 19918.584 | 8102702 | no | no |  |  | no |  |  | 1418917.94 | 15272868.043 |  | -1
node_intto1_312055737 |  |  | PQ | ABCN | 19918.584 | 8102702 | no | no |  |  | no |  |  | 1418936.83 | 15272875.396 |  | -1
node_intto1_312055740 |  |  | PQ | ABCN | 19918.584 | 8102702 | no | no |  |  | no |  |  | 1418926.962 | 15272871.555 |  | -1
node_intto1_312100360 |  |  | PQ | ABCN | 19918.584 | 8102702 | no | no |  |  | no |  |  | 1419188.512 | 15268429.528 |  | -1
node_intto1_312109391 |  |  | PQ | ABCN | 19918.584 | 8102702 | no | no |  |  | no |  |  | 1421981.082 | 15281395.19 |  | -1
node_intto1_312109394 |  |  | PQ | ABCN | 19918.584 | 8102702 | no | no |  |  | no |  |  | 1421979.333 | 15281392.76 |  | -1

## overhead_line
data_type | static
owner_type | feeder
owner | 8102702
object | overhead_line
name | groupid | phases | fr | to | length | configuration | dcircuit | selected | monitored | monitored_fields | class_monitored_fields | played | played_fields | comments | R | X | B | lim_kw
oh_line_8102702_200829847 |  | AN | node_8102702_200830452 | node_8102702_200829847 | 43.344 | bal_1P_1/0AC_1/0AA(N) | 8102702 | no | no |  |  | no |  |  | 0 | 0 | 0 | 0
oh_line_8102702_200829848 |  | AN | node_8102702_200829861 | node_8102702_200829848 | 114.962 | bal_1P_1/0AC_1/0AA(N) | 8102702 | no | no |  |  | no |  |  | 0 | 0 | 0 | 0
oh_line_8102702_200829849 |  | AN | node_8102702_200829848 | node_8102702_200829849 | 110.845 | bal_1P_1/0AC_1/0AA(N) | 8102702 | no | no |  |  | no |  |  | 0 | 0 | 0 | 0
oh_line_8102702_200829850 |  | AN | node_8102702_200829849 | node_8102702_200829850 | 140.625 | bal_1P_1/0AC_4/0AL(N) | 8102702 | no | no |  |  | no |  |  | 0 | 0 | 0 | 0
oh_line_8102702_200829852 |  | AN | node_8102702_200829847 | node_intto1_8102702_200829852 | 127.624 | bal_1P_1/0AC_1/0AA(N) | 8102702 | no | no |  |  | no |  |  | 0 | 0 | 0 | 0
oh_line_8102702_200829853 |  | AN | node_8102702_200829852 | node_8102702_200829853 | 168.83 | bal_1P_1/0AC_1/0AA(N) | 8102702 | no | no |  |  | no |  |  | 0 | 0 | 0 | 0
oh_line_8102702_200829854 |  | AN | node_8102702_200829853 | node_8102702_200829854 | 111.919 | bal_1P_1/0AC_4/0AL(N) | 8102702 | no | no |  |  | no |  |  | 0 | 0 | 0 | 0
oh_line_8102702_200829855 |  | AN | node_8102702_200829854 | node_8102702_200829855 | 185.269 | bal_1P_1/0AC_4/0AL(N) | 8102702 | no | no |  |  | no |  |  | 0 | 0 | 0 | 0
oh_line_8102702_200829856 |  | AN | node_8102702_200829855 | node_8102702_200829856 | 239.626 | bal_1P_1/0AC_1/0AA(N) | 8102702 | no | no |  |  | no |  |  | 0 | 0 | 0 | 0
oh_line_8102702_200829857 |  | AN | node_8102702_200829854 | node_8102702_200829857 | 136.685 | bal_1P_1/0AC_1/0AA(N) | 8102702 | no | no |  |  | no |  |  | 0 | 0 | 0 | 0
oh_line_8102702_200829858 |  | AN | node_8102702_200829857 | node_8102702_200829858 | 131.338 | bal_1P_1/0AC_4/0AL(N) | 8102702 | no | no |  |  | no |  |  | 0 | 0 | 0 | 0
oh_line_8102702_200829859 |  | AN | node_8102702_200829858 | node_8102702_200829859 | 106.175 | bal_1P_1/0AC_4/0AL(N) | 8102702 | no | no |  |  | no |  |  | 0 | 0 | 0 | 0
oh_line_8102702_200829860 |  | AN | node_8102702_200829859 | node_8102702_200829860 | 138.745 | bal_1P_1/0AC_4/0AL(N) | 8102702 | no | no |  |  | no |  |  | 0 | 0 | 0 | 0
oh_line_8102702_200829861 |  | AN | node_8102702_200829860 | node_8102702_200829861 | 148.009 | bal_1P_1/0AC_4/0AL(N) | 8102702 | no | no |  |  | no |  |  | 0 | 0 | 0 | 0
oh_line_8102702_200829935 |  | ABCN | node_8102702_200829936 | node_intto1_8102702_200829935 | 266.653 | bal_3P_1/0AA_4/0AL(N) | 8102702 | no | no |  |  | no |  |  | 0 | 0 | 0 | 0
oh_line_8102702_200829936 |  | ABCN | node_8102702_200829938 | node_8102702_200829936 | 165.971 | bal_3P_1/0AA_4/0AL(N) | 8102702 | no | no |  |  | no |  |  | 0 | 0 | 0 | 0
oh_line_8102702_200829938 |  | ABCN | node_8102702_200950298 | node_8102702_200829938 | 196.554 | bal_3P_1/0AA_4/0AL(N) | 8102702 | no | no |  |  | no |  |  | 0 | 0 | 0 | 0
oh_line_8102702_200829940 |  | AN | node_8102702_200950298 | node_8102702_200829940 | 43.162 | bal_1P_1/0AA_1/0AC(N) | 8102702 | no | no |  |  | no |  |  | 0 | 0 | 0 | 0
oh_line_8102702_200829943 |  | ABCN | node_8102702_200829944 | node_8102702_200829943 | 149.875 | bal_3P_1/0AA_1/0AA(N) | 8102702 | no | no |  |  | no |  |  | 0 | 0 | 0 | 0
oh_line_8102702_200829944 |  | ABCN | node_8102702_200829945 | node_8102702_200829944 | 125.385 | bal_3P_1/0AA_1/0AA(N) | 8102702 | no | no |  |  | no |  |  | 0 | 0 | 0 | 0
oh_line_8102702_200829945 |  | ABCN | node_8102702_200829946 | node_intto1_8102702_200829945 | 242.342 | bal_3P_1/0AA_1/0AA(N) | 8102702 | no | no |  |  | no |  |  | 0 | 0 | 0 | 0
oh_line_8102702_200829946 |  | ABCN | node_8102702_200984066 | node_intto1_8102702_200829946 | 47.296 | bal_3P_1/0AA_1/0AA(N) | 8102702 | no | no |  |  | no |  |  | 0 | 0 | 0 | 0
oh_line_8102702_200829989 |  | AN | node_8102702_200829944 | node_8102702_200829989 | 63.504 | bal_1P_1/0AC_1/0AA(N) | 8102702 | no | no |  |  | no |  |  | 0 | 0 | 0 | 0
oh_line_8102702_200829990 |  | AN | node_8102702_200829989 | node_8102702_200829990 | 234.812 | bal_1P_1/0AC_1/0AA(N) | 8102702 | no | no |  |  | no |  |  | 0 | 0 | 0 | 0
oh_line_8102702_200829991 |  | AN | node_8102702_200829990 | node_8102702_200829991 | 249.131 | bal_1P_1/0AC_1/0AA(N) | 8102702 | no | no |  |  | no |  |  | 0 | 0 | 0 | 0
oh_line_8102702_200829992 |  | AN | node_8102702_200829991 | node_8102702_200829992 | 201.486 | bal_1P_1/0AC_4/0AL(N) | 8102702 | no | no |  |  | no |  |  | 0 | 0 | 0 | 0
oh_line_8102702_200829993 |  | AN | node_8102702_200829992 | node_8102702_200829993 | 197.743 | bal_1P_1/0AC_4/0AL(N) | 8102702 | no | no |  |  | no |  |  | 0 | 0 | 0 | 0
oh_line_8102702_200829994 |  | AN | node_8102702_200829993 | node_8102702_200829994 | 115.733 | bal_1P_1/0AC_1/0AA(N) | 8102702 | no | no |  |  | no |  |  | 0 | 0 | 0 | 0
oh_line_8102702_200830000 |  | AD | node_8102702_200830007 | node_8102702_200830000 | 276.128 | bal_1P_1/0AA | 8102702 | no | no |  |  | no |  |  | 0 | 0 | 0 | 0
oh_line_8102702_200830001 |  | ABCN | node_8102702_200831050 | node_8102702_200830001 | 121.684 | bal_3P_1/0AA_1/0AA(N) | 8102702 | no | no |  |  | no |  |  | 0 | 0 | 0 | 0
oh_line_8102702_200830002 |  | ABCN | node_8102702_200830001 | node_intto1_8102702_200830002 | 109.765 | bal_3P_1/0AA_1/0AA(N) | 8102702 | no | no |  |  | no |  |  | 0 | 0 | 0 | 0
oh_line_8102702_200830003 |  | ABCN | node_8102702_200830002 | node_8102702_200830003 | 171.718 | bal_3P_1/0AA_1/0AA(N) | 8102702 | no | no |  |  | no |  |  | 0 | 0 | 0 | 0
oh_line_8102702_200830004 |  | ABCN | node_8102702_200830003 | node_8102702_200830004 | 154.961 | bal_3P_1/0AA_1/0AA(N) | 8102702 | no | no |  |  | no |  |  | 0 | 0 | 0 | 0
oh_line_8102702_200830006 |  | ABCN | node_8102702_200830004 | node_8102702_200830006 | 171.388 | bal_3P_1/0AA_1/0AA(N) | 8102702 | no | no |  |  | no |  |  | 0 | 0 | 0 | 0
oh_line_8102702_200830007 |  | ABCN | node_8102702_200830006 | node_8102702_200830007 | 54.048 | bal_3P_1/0AC_1/0AC(N) | 8102702 | no | no |  |  | no |  |  | 0 | 0 | 0 | 0
oh_line_8102702_200830008 |  | ABCN | node_8102702_200830007 | node_8102702_200830008 | 60.425 | bal_3P_1/0AC_1/0AC(N) | 8102702 | no | no |  |  | no |  |  | 0 | 0 | 0 | 0
oh_line_8102702_200830033 |  | AN | node_8102702_200830462 | node_8102702_200830033 | 42.805 | bal_1P_1/0AC_1/0AA(N) | 8102702 | no | no |  |  | no |  |  | 0 | 0 | 0 | 0
oh_line_8102702_200830034 |  | AN | node_8102702_200830033 | node_intto1_8102702_200830034 | 133.883 | bal_1P_1/0AC_1/0AA(N) | 8102702 | no | no |  |  | no |  |  | 0 | 0 | 0 | 0
oh_line_8102702_200830035 |  | AN | node_8102702_200830034 | node_8102702_200830035 | 166.338 | bal_1P_1/0AC_1/0AA(N) | 8102702 | no | no |  |  | no |  |  | 0 | 0 | 0 | 0
oh_line_8102702_200830037 |  | AN | node_8102702_200830035 | node_8102702_200830037 | 172.677 | bal_1P_1/0AC_4/0AL(N) | 8102702 | no | no |  |  | no |  |  | 0 | 0 | 0 | 0
oh_line_8102702_200830038 |  | AN | node_8102702_200830037 | node_8102702_200830038 | 176.55 | bal_1P_1/0AC_1/0AA(N) | 8102702 | no | no |  |  | no |  |  | 0 | 0 | 0 | 0
oh_line_8102702_200830039 |  | AN | node_8102702_200830038 | node_8102702_200830039 | 243.063 | bal_1P_1/0AC_1/0AA(N) | 8102702 | no | no |  |  | no |  |  | 0 | 0 | 0 | 0
oh_line_8102702_200830059 |  | ABCN | node_8102702_200831132 | node_8102702_200830059 | 118.471 | bal_3P_477AL_4/0AA(N) | 8102702 | no | no |  |  | no |  |  | 0 | 0 | 0 | 0
oh_line_8102702_200830060 |  | ABCN | node_8102702_200830127 | node_8102702_200830060 | 203.418 | bal_3P_477AL_4/0AA(N) | 8102702 | no | no |  |  | no |  |  | 0 | 0 | 0 | 0
oh_line_8102702_200830061 |  | ABCN | node_8102702_200830060 | node_8102702_200830061 | 201.793 | bal_3P_477AL_4/0AA(N) | 8102702 | no | no |  |  | no |  |  | 0 | 0 | 0 | 0
oh_line_8102702_200830062 |  | ABCN | node_8102702_200830061 | node_8102702_200830062 | 199.221 | bal_3P_477AL_4/0AA(N) | 8102702 | no | no |  |  | no |  |  | 0 | 0 | 0 | 0
oh_line_8102702_200830063 |  | ABCN | node_8102702_200830062 | node_8102702_200830063 | 271.6 | bal_3P_1/0AA_1/0AA(N) | 8102702 | no | no |  |  | no |  |  | 0 | 0 | 0 | 0
oh_line_8102702_200830064 |  | ABCN | node_8102702_200830062 | node_8102702_200830064 | 199.302 | bal_3P_477AL_4/0AA(N) | 8102702 | no | no |  |  | no |  |  | 0 | 0 | 0 | 0
oh_line_8102702_200830065 |  | ABCN | node_8102702_200830064 | node_8102702_200830065 | 199.447 | bal_3P_477AL_4/0AA(N) | 8102702 | no | no |  |  | no |  |  | 0 | 0 | 0 | 0
oh_line_8102702_200830066 |  | ABCN | node_8102702_200830065 | node_8102702_200830066 | 196.064 | bal_3P_477AL_4/0AA(N) | 8102702 | no | no |  |  | no |  |  | 0 | 0 | 0 | 0
oh_line_8102702_200830067 |  | ABCN | node_8102702_200830066 | node_8102702_200830067 | 101.474 | bal_3P_477AL_4/0AA(N) | 8102702 | no | no |  |  | no |  |  | 0 | 0 | 0 | 0
oh_line_8102702_200830068-1 |  | ABCN | node_220462613 | node_8102702_200830068 | 27.304 | bal_3P_477AL_4/0AA(N) | 8102702 | no | no |  |  | no |  |  | 0 | 0 | 0 | 0
oh_line_8102702_200830068-2 |  | ABCN | node_220388886 | node_intto1_220462613 | 19.454 | bal_3P_477AL_4/0AA(N) | 8102702 | no | no |  |  | no |  |  | 0 | 0 | 0 | 0
oh_line_8102702_200830068-3 |  | ABCN | node_8102702_200830067 | node_intto1_220388886 | 357.675 | bal_3P_477AL_4/0AA(N) | 8102702 | no | no |  |  | no |  |  | 0 | 0 | 0 | 0
oh_line_8102702_200830069 |  | ABCN | node_8102702_200830068 | node_8102702_200830069 | 183.341 | bal_3P_477AL_4/0AA(N) | 8102702 | no | no |  |  | no |  |  | 0 | 0 | 0 | 0
oh_line_8102702_200830070 |  | ABCN | node_8102702_200830066 | node_8102702_200830070 | 209.299 | bal_3P_477AL_4/0AA(N) | 8102702 | no | no |  |  | no |  |  | 0 | 0 | 0 | 0
oh_line_8102702_200830071 |  | ABCN | node_8102702_200830070 | node_intto1_8102702_200830071 | 176.131 | bal_3P_477AL_4/0AA(N) | 8102702 | no | no |  |  | no |  |  | 0 | 0 | 0 | 0
oh_line_8102702_200830073 |  | ABCN | node_8102702_311911039 | node_8102702_200830073 | 200.838 | bal_3P_477AL_4/0AA(N) | 8102702 | no | no |  |  | no |  |  | 0 | 0 | 0 | 0
oh_line_8102702_200830074 |  | ABCN | node_8102702_311911043 | node_intto1_8102702_200830074 | 199.74 | bal_3P_477AL_4/0AA(N) | 8102702 | no | no |  |  | no |  |  | 0 | 0 | 0 | 0
oh_line_8102702_200830075 |  | ABCN | node_8102702_200830059 | node_intto1_8102702_200830075 | 194.244 | bal_3P_477AL_4/0AA(N) | 8102702 | no | no |  |  | no |  |  | 0 | 0 | 0 | 0
oh_line_8102702_200830076 |  | ABCN | node_8102702_311911048 | node_8102702_200830076 | 247.414 | bal_3P_477AL_4/0AA(N) | 8102702 | no | no |  |  | no |  |  | 0 | 0 | 0 | 0
oh_line_8102702_200830077 |  | ABCN | node_8102702_311911047 | node_8102702_200830077 | 252.944 | bal_3P_477AL_4/0AA(N) | 8102702 | no | no |  |  | no |  |  | 0 | 0 | 0 | 0
oh_line_8102702_200830079 |  | ABCN | node_8102702_200830082 | node_intto1_8102702_200830079 | 241.704 | bal_3P_477AL_4/0AA(N) | 8102702 | no | no |  |  | no |  |  | 0 | 0 | 0 | 0
oh_line_8102702_200830082 |  | ABCN | node_8102702_200979779 | node_intto1_8102702_200830082 | 80.248 | bal_3P_477AL_4/0AA(N) | 8102702 | no | no |  |  | no |  |  | 0 | 0 | 0 | 0
oh_line_8102702_200830084 |  | ABCN | node_8102702_200979778 | node_8102702_200830084 | 168.075 | bal_3P_477AL_4/0AA(N) | 8102702 | no | no |  |  | no |  |  | 0 | 0 | 0 | 0
oh_line_8102702_200830085 |  | ABCN | node_8102702_200830084 | node_8102702_200830085 | 267.859 | bal_3P_477AL_4/0AA(N) | 8102702 | no | no |  |  | no |  |  | 0 | 0 | 0 | 0
oh_line_8102702_200830086 |  | ABCN | node_8102702_200830085 | node_8102702_200830086 | 252.155 | bal_3P_477AL_4/0AA(N) | 8102702 | no | no |  |  | no |  |  | 0 | 0 | 0 | 0
oh_line_8102702_200830087 |  | ABCN | node_8102702_200830086 | node_8102702_200830087 | 245.778 | bal_3P_477AL_4/0AA(N) | 8102702 | no | no |  |  | no |  |  | 0 | 0 | 0 | 0
oh_line_8102702_200830088 |  | ABCN | node_8102702_200830087 | node_8102702_200830088 | 251.619 | bal_3P_477AL_4/0AA(N) | 8102702 | no | no |  |  | no |  |  | 0 | 0 | 0 | 0
oh_line_8102702_200830089 |  | ABCN | node_8102702_200830088 | node_8102702_200830089 | 247.143 | bal_3P_477AL_4/0AA(N) | 8102702 | no | no |  |  | no |  |  | 0 | 0 | 0 | 0
oh_line_8102702_200830090 |  | ABCN | node_8102702_200830089 | node_8102702_200830090 | 132.687 | bal_3P_1/0AA_1/0AA(N) | 8102702 | no | no |  |  | no |  |  | 0 | 0 | 0 | 0
oh_line_8102702_200830091 |  | ABCN | node_8102702_200830075 | node_8102702_200830091 | 200.394 | bal_3P_477AL_4/0AA(N) | 8102702 | no | no |  |  | no |  |  | 0 | 0 | 0 | 0
oh_line_8102702_200830092 |  | ABCN | node_8102702_200830089 | node_8102702_200830092 | 261.402 | bal_3P_477AL_4/0AA(N) | 8102702 | no | no |  |  | no |  |  | 0 | 0 | 0 | 0
oh_line_8102702_200830093-1 |  | ABCN | node_1418766_845_15273314_939 | node_8102702_200830093 | 226.675 | bal_3P_477AL_4/0AA(N) | 8102702 | no | no |  |  | no |  |  | 0 | 0 | 0 | 0
oh_line_8102702_200830093-2 |  | ABCN | node_8102702_200830092 | node_1418766_845_15273314_939 | 20.388 | bal_3P_477AL_4/0AA(N) | 8102702 | no | no |  |  | no |  |  | 0 | 0 | 0 | 0
oh_line_8102702_200830094 |  | ABCN | node_8102702_200830093 | node_8102702_200830094 | 252.003 | bal_3P_477AL_4/0AA(N) | 8102702 | no | no |  |  | no |  |  | 0 | 0 | 0 | 0
oh_line_8102702_200830095 |  | ABCN | node_8102702_200830094 | node_intto1_8102702_200830095 | 243.151 | bal_3P_477AL_4/0AA(N) | 8102702 | no | no |  |  | no |  |  | 0 | 0 | 0 | 0
oh_line_8102702_200830096 |  | ABCN | node_8102702_200830095 | node_8102702_200830096 | 277.472 | bal_3P_477AL_4/0AA(N) | 8102702 | no | no |  |  | no |  |  | 0 | 0 | 0 | 0
oh_line_8102702_200830097-1 |  | ABCN | node_8102702_200830096 | node_intto1_220389205 | 2.631 | bal_3P_4/0AA_4/0AA(N) | 8102702 | no | no |  |  | no |  |  | 0 | 0 | 0 | 0
oh_line_8102702_200830097-2 |  | ABCN | node_220389205 | node_intto1_220415680 | 18.926 | bal_3P_4/0AA_4/0AA(N) | 8102702 | no | no |  |  | no |  |  | 0 | 0 | 0 | 0
oh_line_8102702_200830097-3 |  | ABCN | node_220415680 | node_8102702_200830097 | 4.308 | bal_3P_4/0AA_4/0AA(N) | 8102702 | no | no |  |  | no |  |  | 0 | 0 | 0 | 0
oh_line_8102702_200830098 |  | ABCN | node_8102702_200830096 | node_8102702_200830098 | 292.184 | bal_3P_477AL_4/0AA(N) | 8102702 | no | no |  |  | no |  |  | 0 | 0 | 0 | 0
oh_line_8102702_200830099 |  | ABCN | node_8102702_200830098 | node_intto1_8102702_200830099 | 236.678 | bal_3P_477AL_4/0AA(N) | 8102702 | no | no |  |  | no |  |  | 0 | 0 | 0 | 0
oh_line_8102702_200830100 |  | ABCN | node_8102702_200830099 | node_8102702_200830100 | 233.297 | bal_3P_477AL_4/0AA(N) | 8102702 | no | no |  |  | no |  |  | 0 | 0 | 0 | 0
oh_line_8102702_200830101 |  | ABCN | node_8102702_200830100 | node_8102702_200830101 | 251.818 | bal_3P_477AL_4/0AA(N) | 8102702 | no | no |  |  | no |  |  | 0 | 0 | 0 | 0
oh_line_8102702_200830102 |  | ABCN | node_8102702_200830101 | node_8102702_200830102 | 238.065 | bal_3P_477AL_4/0AA(N) | 8102702 | no | no |  |  | no |  |  | 0 | 0 | 0 | 0
oh_line_8102702_200830103 |  | ABCN | node_8102702_200830091 | node_8102702_200830103 | 196.31 | bal_3P_1/0AC_1/0AC(N) | 8102702 | no | no |  |  | no |  |  | 0 | 0 | 0 | 0
oh_line_8102702_200830105 |  | ABCN | node_8102702_200830102 | node_8102702_200830105 | 258.817 | bal_3P_477AL_4/0AA(N) | 8102702 | no | no |  |  | no |  |  | 0 | 0 | 0 | 0
oh_line_8102702_200830106 |  | ABCN | node_8102702_200830105 | node_8102702_200830106 | 255.939 | bal_3P_477AL_4/0AA(N) | 8102702 | no | no |  |  | no |  |  | 0 | 0 | 0 | 0
oh_line_8102702_200830110 |  | ABCN | node_8102702_200830106 | node_intto1_8102702_200830110 | 125.061 | bal_3P_477AL_4/0AA(N) | 8102702 | no | no |  |  | no |  |  | 0 | 0 | 0 | 0
oh_line_8102702_200830111 |  | ABCN | node_8102702_200830110 | node_8102702_200830111 | 212.653 | bal_3P_477AL_4/0AA(N) | 8102702 | no | no |  |  | no |  |  | 0 | 0 | 0 | 0
oh_line_8102702_200830113 |  | ABCN | node_8102702_200830111 | node_8102702_200830113 | 224.013 | bal_3P_477AL_4/0AA(N) | 8102702 | no | no |  |  | no |  |  | 0 | 0 | 0 | 0
oh_line_8102702_200830114 |  | ABCN | node_8102702_200830113 | node_8102702_200830114 | 177.06 | bal_3P_477AL_4/0AA(N) | 8102702 | no | no |  |  | no |  |  | 0 | 0 | 0 | 0
oh_line_8102702_200830115 |  | ABCN | node_8102702_200830114 | node_8102702_200830115 | 186.464 | bal_3P_477AL_4/0AA(N) | 8102702 | no | no |  |  | no |  |  | 0 | 0 | 0 | 0
oh_line_8102702_200830116 |  | ABCN | node_8102702_200830115 | node_intto1_8102702_200830116 | 228.803 | bal_3P_477AL_4/0AA(N) | 8102702 | no | no |  |  | no |  |  | 0 | 0 | 0 | 0
oh_line_8102702_200830117 |  | ABCN | node_8102702_200830116 | node_8102702_200830117 | 278.014 | bal_3P_1/0AA_1/0AA(N) | 8102702 | no | no |  |  | no |  |  | 0 | 0 | 0 | 0
oh_line_8102702_200830118 |  | ABCN | node_8102702_200830116 | node_8102702_200830118 | 244.869 | bal_3P_477AL_4/0AA(N) | 8102702 | no | no |  |  | no |  |  | 0 | 0 | 0 | 0
oh_line_8102702_200830119 |  | ABCN | node_8102702_200830118 | node_8102702_200830119 | 248.822 | bal_3P_477AL_4/0AA(N) | 8102702 | no | no |  |  | no |  |  | 0 | 0 | 0 | 0
oh_line_8102702_200830120 |  | ABCN | node_8102702_200830103 | node_intto1_8102702_200830120 | 246.265 | bal_3P_1/0AC_1/0AC(N) | 8102702 | no | no |  |  | no |  |  | 0 | 0 | 0 | 0
oh_line_8102702_200830121 |  | ABCN | node_8102702_200830119 | node_8102702_200830121 | 72.421 | bal_3P_477AL_4/0AA(N) | 8102702 | no | no |  |  | no |  |  | 0 | 0 | 0 | 0
oh_line_8102702_200830122 |  | ABCN | node_8102702_311998935 | node_8102702_200830122 | 204.757 | bal_3P_1/0AC_1/0AC(N) | 8102702 | no | no |  |  | no |  |  | 0 | 0 | 0 | 0
oh_line_8102702_200830123 |  | ABCN | node_8102702_200830122 | node_8102702_200830123 | 194.008 | bal_3P_1/0AC_1/0AC(N) | 8102702 | no | no |  |  | no |  |  | 0 | 0 | 0 | 0
oh_line_8102702_200830124 |  | ABCN | node_8102702_200830123 | node_intto1_8102702_200830124 | 141.493 | bal_3P_1/0AC_1/0AC(N) | 8102702 | no | no |  |  | no |  |  | 0 | 0 | 0 | 0
oh_line_8102702_200830125 |  | ABCN | node_8102702_200830122 | node_8102702_200830125 | 197.988 | bal_3P_477AL_4/0AA(N) | 8102702 | no | no |  |  | no |  |  | 0 | 0 | 0 | 0
oh_line_8102702_200830126 |  | ABCN | node_8102702_200830125 | node_8102702_200830126 | 200.262 | bal_3P_477AL_4/0AA(N) | 8102702 | no | no |  |  | no |  |  | 0 | 0 | 0 | 0
oh_line_8102702_200830127 |  | ABCN | node_8102702_200830126 | node_8102702_200830127 | 200.722 | bal_3P_477AL_4/0AA(N) | 8102702 | no | no |  |  | no |  |  | 0 | 0 | 0 | 0
oh_line_8102702_200830159 |  | ABCN | node_8102702_200831135 | node_8102702_200830159 | 74.316 | bal_3P_4/0AL_1/0AC(N) | 8102702 | no | no |  |  | no |  |  | 0 | 0 | 0 | 0
oh_line_8102702_200830160 |  | ABCN | node_8102702_200830159 | node_8102702_200830160 | 217.736 | bal_3P_4/0AL_1/0AC(N) | 8102702 | no | no |  |  | no |  |  | 0 | 0 | 0 | 0
oh_line_8102702_200830161 |  | ABCN | node_8102702_200830160 | node_8102702_200830161 | 296.544 | bal_3P_1/0AC_1/0AC(N) | 8102702 | no | no |  |  | no |  |  | 0 | 0 | 0 | 0
oh_line_8102702_200830162 |  | ABCN | node_8102702_200830161 | node_8102702_200830162 | 92.46 | bal_3P_1/0AC_1/0AC(N) | 8102702 | no | no |  |  | no |  |  | 0 | 0 | 0 | 0
oh_line_8102702_200830163 |  | ABCN | node_8102702_200830160 | node_intto1_8102702_200830163 | 239.358 | bal_3P_1/0AA_1/0AA(N) | 8102702 | no | no |  |  | no |  |  | 0 | 0 | 0 | 0
oh_line_8102702_200830273 |  | AD | node_8102702_200830486 | node_8102702_200830273 | 91.473 | bal_1P_1/0AC | 8102702 | no | no |  |  | no |  |  | 0 | 0 | 0 | 0
oh_line_8102702_200830274 |  | AD | node_8102702_200830273 | node_8102702_200830274 | 130.286 | bal_1P_2AC | 8102702 | no | no |  |  | no |  |  | 0 | 0 | 0 | 0
oh_line_8102702_200830275 |  | AD | node_8102702_200830274 | node_8102702_200830275 | 85.903 | bal_1P_2AC | 8102702 | no | no |  |  | no |  |  | 0 | 0 | 0 | 0
oh_line_8102702_200830276 |  | AD | node_8102702_200830275 | node_8102702_200830276 | 268.018 | bal_1P_2AC | 8102702 | no | no |  |  | no |  |  | 0 | 0 | 0 | 0
oh_line_8102702_200830280 |  | ABCN | node_8102702_200830565 | node_8102702_200830280 | 107.135 | bal_3P_477AL_4/0AA(N) | 8102702 | no | no |  |  | no |  |  | 0 | 0 | 0 | 0
oh_line_8102702_200830281 |  | ABCN | node_8102702_200830280 | node_8102702_200830281 | 235.533 | bal_3P_477AL_4/0AA(N) | 8102702 | no | no |  |  | no |  |  | 0 | 0 | 0 | 0
oh_line_8102702_200830282 |  | ABCN | node_8102702_200830281 | node_8102702_200830282 | 224.503 | bal_3P_477AL_4/0AA(N) | 8102702 | no | no |  |  | no |  |  | 0 | 0 | 0 | 0
oh_line_8102702_200830283 |  | ABCN | node_8102702_200830282 | node_8102702_200830283 | 58.234 | bal_3P_477AL_4/0AA(N) | 8102702 | no | no |  |  | no |  |  | 0 | 0 | 0 | 0
oh_line_8102702_200830284 |  | ABCN | node_8102702_200830283 | node_8102702_200830284 | 177.561 | bal_3P_477AL_4/0AA(N) | 8102702 | no | no |  |  | no |  |  | 0 | 0 | 0 | 0
oh_line_8102702_200830285 |  | ABCN | node_8102702_200830284 | node_8102702_200830285 | 176.773 | bal_3P_477AL_4/0AA(N) | 8102702 | no | no |  |  | no |  |  | 0 | 0 | 0 | 0
oh_line_8102702_200830306 |  | AN | node_8102702_200914856 | node_8102702_200830306 | 375.001 | bal_1P_WYECUST | 8102702 | no | no |  |  | no |  |  | 0 | 0 | 0 | 0
oh_line_8102702_200830417 |  | ABCN | node_8102702_200830418 | node_8102702_200830417 | 129.455 | bal_3P_477AL_4/0AL(N) | 8102702 | no | no |  |  | no |  |  | 0 | 0 | 0 | 0
oh_line_8102702_200830418 |  | ABCN | node_8102702_200831044 | node_8102702_200830418 | 86.858 | bal_3P_477AL_4/0AC(N) | 8102702 | no | no |  |  | no |  |  | 0 | 0 | 0 | 0
oh_line_8102702_200830421 |  | ABCN | node_8102702_200830418 | node_8102702_200830421 | 161.884 | bal_3P_477AL_4/0AL(N) | 8102702 | no | no |  |  | no |  |  | 0 | 0 | 0 | 0
oh_line_8102702_200830423 |  | ABCN | node_8102702_200830421 | node_8102702_200830423 | 145.936 | bal_3P_477AL_4/0AL(N) | 8102702 | no | no |  |  | no |  |  | 0 | 0 | 0 | 0
oh_line_8102702_200830424 |  | ABCN | node_8102702_200830423 | node_8102702_200830424 | 139.601 | bal_3P_477AL_4/0AL(N) | 8102702 | no | no |  |  | no |  |  | 0 | 0 | 0 | 0
oh_line_8102702_200830425 |  | AN | node_8102702_200830424 | node_intto1_8102702_200830425 | 72.937 | bal_1P_1/0AA_1/0AA(N) | 8102702 | no | no |  |  | no |  |  | 0 | 0 | 0 | 0
oh_line_8102702_200830426 |  | ABCN | node_8102702_200830424 | node_8102702_200830426 | 159.771 | bal_3P_477AL_4/0AL(N) | 8102702 | no | no |  |  | no |  |  | 0 | 0 | 0 | 0
oh_line_8102702_200830427 |  | ABCN | node_8102702_200830426 | node_8102702_200830427 | 203.255 | bal_3P_477AL_4/0AL(N) | 8102702 | no | no |  |  | no |  |  | 0 | 0 | 0 | 0
oh_line_8102702_200830429 |  | ABCN | node_8102702_200830427 | node_8102702_200830429 | 219.2 | bal_3P_477AL_4/0AL(N) | 8102702 | no | no |  |  | no |  |  | 0 | 0 | 0 | 0
oh_line_8102702_200830430-1 |  | ABCN | node_220583928 | node_8102702_200830430 | 12.065 | bal_3P_477AL_4/0AL(N) | 8102702 | no | no |  |  | no |  |  | 0 | 0 | 0 | 0
oh_line_8102702_200830430-2 |  | ABCN | node_220579987 | node_intto1_220583928 | 11.243 | bal_3P_477AL_4/0AL(N) | 8102702 | no | no |  |  | no |  |  | 0 | 0 | 0 | 0
oh_line_8102702_200830430-3 |  | ABCN | node_8102702_200830429 | node_intto1_220579987 | 104.657 | bal_3P_477AL_4/0AL(N) | 8102702 | no | no |  |  | no |  |  | 0 | 0 | 0 | 0
oh_line_8102702_200830431 |  | ABCN | node_8102702_200830430 | node_8102702_200830431 | 116.579 | bal_3P_477AL_4/0AL(N) | 8102702 | no | no |  |  | no |  |  | 0 | 0 | 0 | 0
oh_line_8102702_200830432 |  | ABCN | node_8102702_200830431 | node_intto1_8102702_200830432 | 153.449 | bal_3P_477AL_4/0AL(N) | 8102702 | no | no |  |  | no |  |  | 0 | 0 | 0 | 0
oh_line_8102702_200830434 |  | ABCN | node_8102702_200830432 | node_8102702_200830434 | 170.602 | bal_3P_477AL_4/0AL(N) | 8102702 | no | no |  |  | no |  |  | 0 | 0 | 0 | 0
oh_line_8102702_200830435 |  | ABCN | node_8102702_200830434 | node_intto1_8102702_200830435 | 91.38 | bal_3P_2AC_1/0AA(N) | 8102702 | no | no |  |  | no |  |  | 0 | 0 | 0 | 0
oh_line_8102702_200830436 |  | ABCN | node_8102702_200830435 | node_8102702_200830436 | 352.457 | bal_3P_2AC_1/0AA(N) | 8102702 | no | no |  |  | no |  |  | 0 | 0 | 0 | 0
oh_line_8102702_200830437 |  | ABCN | node_8102702_200830436 | node_8102702_200830437 | 242.282 | bal_3P_2AC_1/0AA(N) | 8102702 | no | no |  |  | no |  |  | 0 | 0 | 0 | 0
oh_line_8102702_200830438 |  | ABCN | node_8102702_200830437 | node_8102702_200830438 | 255.554 | bal_3P_2AC_1/0AA(N) | 8102702 | no | no |  |  | no |  |  | 0 | 0 | 0 | 0
oh_line_8102702_200830439 |  | ABCN | node_8102702_200830438 | node_8102702_200830439 | 205.66 | bal_3P_1/0AA_1/0AA(N) | 8102702 | no | no |  |  | no |  |  | 0 | 0 | 0 | 0
oh_line_8102702_200830440 |  | ABCN | node_8102702_200830439 | node_8102702_200830440 | 321.719 | bal_3P_1/0AA_1/0AA(N) | 8102702 | no | no |  |  | no |  |  | 0 | 0 | 0 | 0
oh_line_8102702_200830441 |  | ABCN | node_8102702_200830434 | node_8102702_200830441 | 163.367 | bal_3P_477AL_4/0AL(N) | 8102702 | no | no |  |  | no |  |  | 0 | 0 | 0 | 0
oh_line_8102702_200830442 |  | ABCN | node_8102702_200830441 | node_8102702_200830442 | 149.662 | bal_3P_477AL_4/0AL(N) | 8102702 | no | no |  |  | no |  |  | 0 | 0 | 0 | 0
oh_line_8102702_200830443 |  | ABCN | node_8102702_200830442 | node_intto1_8102702_200830443 | 141.934 | bal_3P_477AL_4/0AA(N) | 8102702 | no | no |  |  | no |  |  | 0 | 0 | 0 | 0
oh_line_8102702_200830444 |  | ABCN | node_8102702_200830443 | node_8102702_200830444 | 163.712 | bal_3P_1/0AA_1/0AC(N) | 8102702 | no | no |  |  | no |  |  | 0 | 0 | 0 | 0
oh_line_8102702_200830445 |  | ABCN | node_8102702_200830443 | node_8102702_200830445 | 149.038 | bal_3P_477AL_4/0AA(N) | 8102702 | no | no |  |  | no |  |  | 0 | 0 | 0 | 0
oh_line_8102702_200830446 |  | ABCN | node_8102702_200830445 | node_intto1_8102702_200830446 | 125.757 | bal_3P_477AL_4/0AL(N) | 8102702 | no | no |  |  | no |  |  | 0 | 0 | 0 | 0
oh_line_8102702_200830447 |  | AN | node_8102702_200830446 | node_8102702_200830447 | 87.2 | bal_1P_1/0AC_1/0AA(N) | 8102702 | no | no |  |  | no |  |  | 0 | 0 | 0 | 0
oh_line_8102702_200830448 |  | ABCN | node_8102702_200830446 | node_8102702_200830448 | 176.473 | bal_3P_477AL_4/0AL(N) | 8102702 | no | no |  |  | no |  |  | 0 | 0 | 0 | 0
oh_line_8102702_200830450 |  | ABCN | node_8102702_200830448 | node_8102702_200830450 | 103.273 | bal_3P_477AL_4/0AL(N) | 8102702 | no | no |  |  | no |  |  | 0 | 0 | 0 | 0
oh_line_8102702_200830452 |  | ABCN | node_8102702_200830450 | node_8102702_200830452 | 126.941 | bal_3P_477AL_4/0AL(N) | 8102702 | no | no |  |  | no |  |  | 0 | 0 | 0 | 0
oh_line_8102702_200830453 |  | ABCN | node_8102702_200830452 | node_8102702_200830453 | 123.349 | bal_3P_477AL_4/0AL(N) | 8102702 | no | no |  |  | no |  |  | 0 | 0 | 0 | 0
oh_line_8102702_200830457 |  | ABCN | node_8102702_200830453 | node_8102702_200830457 | 127.754 | bal_3P_477AL_4/0AL(N) | 8102702 | no | no |  |  | no |  |  | 0 | 0 | 0 | 0
oh_line_8102702_200830460 |  | ABCN | node_8102702_200830457 | node_8102702_200830460 | 157.908 | bal_3P_477AL_4/0AL(N) | 8102702 | no | no |  |  | no |  |  | 0 | 0 | 0 | 0
oh_line_8102702_200830461 |  | ABCN | node_8102702_200830460 | node_intto1_8102702_200830461 | 126.058 | bal_3P_477AL_4/0AA(N) | 8102702 | no | no |  |  | no |  |  | 0 | 0 | 0 | 0
oh_line_8102702_200830462 |  | ABCN | node_8102702_200830461 | node_8102702_200830462 | 147.877 | bal_3P_477AL_4/0AA(N) | 8102702 | no | no |  |  | no |  |  | 0 | 0 | 0 | 0
oh_line_8102702_200830463 |  | ABCN | node_8102702_200830462 | node_8102702_200830463 | 111.215 | bal_3P_477AL_4/0AL(N) | 8102702 | no | no |  |  | no |  |  | 0 | 0 | 0 | 0
oh_line_8102702_200830464 |  | ABCN | node_8102702_200830463 | node_8102702_200830464 | 129.031 | bal_3P_477AL_4/0AL(N) | 8102702 | no | no |  |  | no |  |  | 0 | 0 | 0 | 0
oh_line_8102702_200830465 |  | ABCN | node_8102702_200830464 | node_8102702_200830465 | 148.921 | bal_3P_477AL_4/0AL(N) | 8102702 | no | no |  |  | no |  |  | 0 | 0 | 0 | 0
oh_line_8102702_200830467-1 |  | ABCN | node_1421257_667_15276917_985 | node_8102702_200830467 | 7.603 | bal_3P_477AL_4/0AA(N) | 8102702 | no | no |  |  | no |  |  | 0 | 0 | 0 | 0
oh_line_8102702_200830467-2 |  | ABCN | node_8102702_200830465 | node_1421257_667_15276917_985 | 77.314 | bal_3P_477AL_4/0AA(N) | 8102702 | no | no |  |  | no |  |  | 0 | 0 | 0 | 0
oh_line_8102702_200830468 |  | ABCN | node_8102702_200830467 | node_8102702_200830468 | 179.181 | bal_3P_477AL_4/0AL(N) | 8102702 | no | no |  |  | no |  |  | 0 | 0 | 0 | 0
oh_line_8102702_200830470 |  | ABCN | node_8102702_200829935 | node_8102702_200830470 | 17.597 | bal_3P_1/0AA_4/0AL(N) | 8102702 | no | no |  |  | no |  |  | 0 | 0 | 0 | 0
oh_line_8102702_200830474 |  | ABCN | node_8102702_200830470 | node_8102702_200830474 | 131.035 | bal_3P_477AL_2/0CU(N) | 8102702 | no | no |  |  | no |  |  | 0 | 0 | 0 | 0
oh_line_8102702_200830475 |  | ABCN | node_8102702_200830474 | node_8102702_200830475 | 111.99 | bal_3P_477AL_4/0AA(N) | 8102702 | no | no |  |  | no |  |  | 0 | 0 | 0 | 0
oh_line_8102702_200830477 |  | ABCN | node_8102702_200830475 | node_8102702_200830477 | 137.338 | bal_3P_477AL_4/0AA(N) | 8102702 | no | no |  |  | no |  |  | 0 | 0 | 0 | 0
oh_line_8102702_200830478 |  | ABCN | node_8102702_200830477 | node_8102702_200830478 | 131.127 | bal_3P_477AL_4/0AL(N) | 8102702 | no | no |  |  | no |  |  | 0 | 0 | 0 | 0
oh_line_8102702_200830480 |  | ABCN | node_8102702_200830478 | node_intto1_8102702_200830480 | 120.774 | bal_3P_477AL_4/0AL(N) | 8102702 | no | no |  |  | no |  |  | 0 | 0 | 0 | 0
oh_line_8102702_200830481 |  | ABCD | node_8102702_200830483 | node_8102702_200830481 | 86.565 | bal_3P_477AL | 8102702 | no | no |  |  | no |  |  | 0 | 0 | 0 | 0
oh_line_8102702_200830483 |  | ABCD | node_8102702_200830485 | node_8102702_200830483 | 137.311 | bal_3P_477AL | 8102702 | no | no |  |  | no |  |  | 0 | 0 | 0 | 0
oh_line_8102702_200830485 |  | ABCD | node_8102702_200830486 | node_intto1_8102702_200830485 | 127.98 | bal_3P_477AL | 8102702 | no | no |  |  | no |  |  | 0 | 0 | 0 | 0
oh_line_8102702_200830486 |  | ABCD | node_8102702_200830488 | node_8102702_200830486 | 168 | bal_3P_477AL | 8102702 | no | no |  |  | no |  |  | 0 | 0 | 0 | 0
oh_line_8102702_200830488 |  | ABCD | node_8102702_200830493 | node_8102702_200830488 | 161.55 | bal_3P_477AL | 8102702 | no | no |  |  | no |  |  | 0 | 0 | 0 | 0
oh_line_8102702_200830493 |  | ABCD | node_8102702_200830495 | node_8102702_200830493 | 183.032 | bal_3P_477AL | 8102702 | no | no |  |  | no |  |  | 0 | 0 | 0 | 0
oh_line_8102702_200830495 |  | ABCD | node_8102702_200830496 | node_8102702_200830495 | 102.198 | bal_3P_477AL | 8102702 | no | no |  |  | no |  |  | 0 | 0 | 0 | 0
oh_line_8102702_200830496 |  | ABCD | node_8102702_200830497 | node_8102702_200830496 | 152.8 | bal_3P_477AL | 8102702 | no | no |  |  | no |  |  | 0 | 0 | 0 | 0
oh_line_8102702_200830497 |  | ABCD | node_8102702_200830499 | node_8102702_200830497 | 144.158 | bal_3P_477AL | 8102702 | no | no |  |  | no |  |  | 0 | 0 | 0 | 0
oh_line_8102702_200830499 |  | ABCD | node_8102702_200830502 | node_8102702_200830499 | 151.113 | bal_3P_477AL | 8102702 | no | no |  |  | no |  |  | 0 | 0 | 0 | 0
oh_line_8102702_200830500 |  | AD | node_8102702_200830499 | node_8102702_200830500 | 73.59 | bal_1P_1/0AA | 8102702 | no | no |  |  | no |  |  | 0 | 0 | 0 | 0
oh_line_8102702_200830501 |  | AD | node_8102702_200830500 | node_8102702_200830501 | 189.561 | bal_1P_1/0AA | 8102702 | no | no |  |  | no |  |  | 0 | 0 | 0 | 0
oh_line_8102702_200830502 |  | ABCD | node_8102702_200830503 | node_8102702_200830502 | 156.816 | bal_3P_477AL | 8102702 | no | no |  |  | no |  |  | 0 | 0 | 0 | 0
oh_line_8102702_200830503 |  | ABCD | node_8102702_200830509 | node_8102702_200830503 | 154.829 | bal_3P_477AL | 8102702 | no | no |  |  | no |  |  | 0 | 0 | 0 | 0
oh_line_8102702_200830509 |  | ABCD | node_8102702_200830511 | node_8102702_200830509 | 208.773 | bal_3P_477AL | 8102702 | no | no |  |  | no |  |  | 0 | 0 | 0 | 0
oh_line_8102702_200830511 |  | ABCD | node_8102702_200830513 | node_8102702_200830511 | 176.304 | bal_3P_477AL | 8102702 | no | no |  |  | no |  |  | 0 | 0 | 0 | 0
oh_line_8102702_200830513 |  | ABCD | node_8102702_200830515 | node_8102702_200830513 | 158.169 | bal_3P_477AL | 8102702 | no | no |  |  | no |  |  | 0 | 0 | 0 | 0
oh_line_8102702_200830515 |  | ABCD | node_8102702_200830517 | node_intto1_8102702_200830515 | 157.898 | bal_3P_477AL | 8102702 | no | no |  |  | no |  |  | 0 | 0 | 0 | 0
oh_line_8102702_200830517 |  | ABCD | node_8102702_200830522 | node_8102702_200830517 | 140.437 | bal_3P_477AL | 8102702 | no | no |  |  | no |  |  | 0 | 0 | 0 | 0
oh_line_8102702_200830518 |  | ABCD | node_8102702_200830517 | node_intto1_8102702_200830518 | 79.034 | bal_3P_1/0AA | 8102702 | no | no |  |  | no |  |  | 0 | 0 | 0 | 0
oh_line_8102702_200830519 |  | ABCD | node_8102702_200830518 | node_8102702_200830519 | 244.773 | bal_3P_1/0AA | 8102702 | no | no |  |  | no |  |  | 0 | 0 | 0 | 0
oh_line_8102702_200830520 |  | ABCD | node_8102702_200830519 | node_8102702_200830520 | 237.469 | bal_3P_1/0AA | 8102702 | no | no |  |  | no |  |  | 0 | 0 | 0 | 0
oh_line_8102702_200830521 |  | ABCD | node_8102702_200830520 | node_8102702_200830521 | 112.455 | bal_3P_1/0AA | 8102702 | no | no |  |  | no |  |  | 0 | 0 | 0 | 0
oh_line_8102702_200830522 |  | ABCD | node_8102702_200830524 | node_intto1_8102702_200830522 | 189.021 | bal_3P_477AL | 8102702 | no | no |  |  | no |  |  | 0 | 0 | 0 | 0
oh_line_8102702_200830524 |  | ABCD | node_8102702_200830526 | node_8102702_200830524 | 133.836 | bal_3P_477AL | 8102702 | no | no |  |  | no |  |  | 0 | 0 | 0 | 0
oh_line_8102702_200830526 |  | ABCD | node_8102702_200830527 | node_8102702_200830526 | 127.93 | bal_3P_477AL | 8102702 | no | no |  |  | no |  |  | 0 | 0 | 0 | 0
oh_line_8102702_200830527 |  | ABCD | node_8102702_200830530 | node_8102702_200830527 | 154.356 | bal_3P_477AL | 8102702 | no | no |  |  | no |  |  | 0 | 0 | 0 | 0
oh_line_8102702_200830530 |  | ABCD | node_8102702_200830532 | node_8102702_200830530 | 175.602 | bal_3P_477AL | 8102702 | no | no |  |  | no |  |  | 0 | 0 | 0 | 0
oh_line_8102702_200830532 |  | ABCD | node_8102702_200830534 | node_8102702_200830532 | 167.113 | bal_3P_477AL | 8102702 | no | no |  |  | no |  |  | 0 | 0 | 0 | 0
oh_line_8102702_200830534 |  | ABCD | node_8102702_200830535 | node_8102702_200830534 | 148.147 | bal_3P_477AL | 8102702 | no | no |  |  | no |  |  | 0 | 0 | 0 | 0
oh_line_8102702_200830535 |  | ABCD | node_8102702_200830536 | node_intto1_8102702_200830535 | 151.428 | bal_3P_477AL | 8102702 | no | no |  |  | no |  |  | 0 | 0 | 0 | 0
oh_line_8102702_200830536 |  | ABCD | node_8102702_200830537 | node_8102702_200830536 | 172.535 | bal_3P_477AL | 8102702 | no | no |  |  | no |  |  | 0 | 0 | 0 | 0
oh_line_8102702_200830537 |  | ABCD | node_8102702_200830538 | node_8102702_200830537 | 25.318 | bal_3P_477AL | 8102702 | no | no |  |  | no |  |  | 0 | 0 | 0 | 0
oh_line_8102702_200830538 |  | ABCD | node_8102702_200830539 | node_8102702_200830538 | 183.367 | bal_3P_477AL | 8102702 | no | no |  |  | no |  |  | 0 | 0 | 0 | 0
oh_line_8102702_200830539 |  | ABCD | node_8102702_200830540 | node_8102702_200830539 | 44.039 | bal_3P_477AL | 8102702 | no | no |  |  | no |  |  | 0 | 0 | 0 | 0
oh_line_8102702_200830540 |  | ABCD | node_8102702_200830541 | node_8102702_200830540 | 166.344 | bal_3P_477AL | 8102702 | no | no |  |  | no |  |  | 0 | 0 | 0 | 0
oh_line_8102702_200830541 |  | ABCD | node_8102702_200830542 | node_8102702_200830541 | 251.87 | bal_3P_477AL | 8102702 | no | no |  |  | no |  |  | 0 | 0 | 0 | 0
oh_line_8102702_200830542 |  | ABCD | node_8102702_200830543 | node_8102702_200830542 | 253.687 | bal_3P_477AL | 8102702 | no | no |  |  | no |  |  | 0 | 0 | 0 | 0
oh_line_8102702_200830543 |  | ABCD | node_8102702_200830544 | node_8102702_200830543 | 246.908 | bal_3P_477AL | 8102702 | no | no |  |  | no |  |  | 0 | 0 | 0 | 0
oh_line_8102702_200830544 |  | ABCD | node_8102702_200830545 | node_8102702_200830544 | 248.089 | bal_3P_477AL | 8102702 | no | no |  |  | no |  |  | 0 | 0 | 0 | 0
oh_line_8102702_200830545 |  | ABCD | node_8102702_200830546 | node_intto1_8102702_200830545 | 99.551 | bal_3P_477AL | 8102702 | no | no |  |  | no |  |  | 0 | 0 | 0 | 0
oh_line_8102702_200830546 |  | ABCD | node_8102702_200830548 | node_8102702_200830546 | 155.599 | bal_3P_477AL | 8102702 | no | no |  |  | no |  |  | 0 | 0 | 0 | 0
oh_line_8102702_200830548 |  | ABCD | node_8102702_200830549 | node_8102702_200830548 | 26.846 | bal_3P_477AL | 8102702 | no | no |  |  | no |  |  | 0 | 0 | 0 | 0
oh_line_8102702_200830549-1 |  | ABCN | node_8102702_200830550 | node_intto1_220388251 | 29.955 | bal_3P_477AL_4/0AA(N) | 8102702 | no | no |  |  | no |  |  | 0 | 0 | 0 | 0
oh_line_8102702_200830549-2 |  | ABCN | node_220388251 | node_intto1_220465451 | 3.975 | bal_3P_477AL_4/0AA(N) | 8102702 | no | no |  |  | no |  |  | 0 | 0 | 0 | 0
oh_line_8102702_200830549-3 |  | ABCN | node_220465451 | node_8102702_200830549 | 2.523 | bal_3P_477AL_4/0AA(N) | 8102702 | no | no |  |  | no |  |  | 0 | 0 | 0 | 0
oh_line_8102702_200830550 |  | ABCN | node_8102702_200830121 | node_8102702_200830550 | 186.476 | bal_3P_477AL_4/0AA(N) | 8102702 | no | no |  |  | no |  |  | 0 | 0 | 0 | 0
oh_line_8102702_200830551 |  | ABCN | node_8102702_200830550 | node_8102702_200830551 | 187.719 | bal_3P_477AL_4/0AA(N) | 8102702 | no | no |  |  | no |  |  | 0 | 0 | 0 | 0
oh_line_8102702_200830552 |  | ABCN | node_8102702_200830551 | node_8102702_200830552 | 264.422 | bal_3P_477AL_4/0AA(N) | 8102702 | no | no |  |  | no |  |  | 0 | 0 | 0 | 0
oh_line_8102702_200830554 |  | ABCN | node_8102702_200830552 | node_intto1_8102702_200830554 | 61.356 | bal_3P_477AL_4/0AA(N) | 8102702 | no | no |  |  | no |  |  | 0 | 0 | 0 | 0
oh_line_8102702_200830555 |  | ABCN | node_8102702_200830554 | node_8102702_200830555 | 138.307 | bal_3P_477AL_4/0AL(N) | 8102702 | no | no |  |  | no |  |  | 0 | 0 | 0 | 0
oh_line_8102702_200830556 |  | ABCN | node_8102702_200830555 | node_8102702_200830556 | 96.377 | bal_3P_477AL_4/0AL(N) | 8102702 | no | no |  |  | no |  |  | 0 | 0 | 0 | 0
oh_line_8102702_200830557 |  | ABCN | node_8102702_200830556 | node_8102702_200830557 | 135.371 | bal_3P_477AL_4/0AA(N) | 8102702 | no | no |  |  | no |  |  | 0 | 0 | 0 | 0
oh_line_8102702_200830558 |  | ABCN | node_8102702_200830557 | node_8102702_200830558 | 105.735 | bal_3P_477AL_4/0AA(N) | 8102702 | no | no |  |  | no |  |  | 0 | 0 | 0 | 0
oh_line_8102702_200830559 |  | ABCN | node_8102702_200830558 | node_8102702_200830559 | 131.975 | bal_3P_477AL_4/0AA(N) | 8102702 | no | no |  |  | no |  |  | 0 | 0 | 0 | 0
oh_line_8102702_200830560 |  | ABCN | node_8102702_200830559 | node_8102702_200830560 | 133.384 | bal_3P_477AL_4/0AA(N) | 8102702 | no | no |  |  | no |  |  | 0 | 0 | 0 | 0
oh_line_8102702_200830564 |  | ABCN | node_8102702_200830560 | node_8102702_200830564 | 128.882 | bal_3P_477AL_4/0AA(N) | 8102702 | no | no |  |  | no |  |  | 0 | 0 | 0 | 0
oh_line_8102702_200830565 |  | ABCN | node_8102702_200830564 | node_8102702_200830565 | 185.386 | bal_3P_477AL_4/0AA(N) | 8102702 | no | no |  |  | no |  |  | 0 | 0 | 0 | 0
oh_line_8102702_200830567 |  | ABCN | node_8102702_200830565 | node_8102702_200830567 | 101.701 | bal_3P_477AL_4/0AA(N) | 8102702 | no | no |  |  | no |  |  | 0 | 0 | 0 | 0
oh_line_8102702_200830569 |  | ABCN | node_8102702_200830567 | node_8102702_200830569 | 164.562 | bal_3P_477AL_4/0AA(N) | 8102702 | no | no |  |  | no |  |  | 0 | 0 | 0 | 0
oh_line_8102702_200831044 |  | ABCN | node_8102702_200831045 | node_intto1_8102702_200831044 | 187.919 | bal_3P_477AL_4/0AA(N) | 8102702 | no | no |  |  | no |  |  | 0 | 0 | 0 | 0
oh_line_8102702_200831045 |  | ABCN | node_8102702_200831046 | node_8102702_200831045 | 205.414 | bal_3P_477AL_4/0AA(N) | 8102702 | no | no |  |  | no |  |  | 0 | 0 | 0 | 0
oh_line_8102702_200831046 |  | ABCN | node_8102702_200831047 | node_8102702_200831046 | 251.655 | bal_3P_477AL_4/0AA(N) | 8102702 | no | no |  |  | no |  |  | 0 | 0 | 0 | 0
oh_line_8102702_200831047 |  | ABCN | node_8102702_200831048 | node_8102702_200831047 | 124.236 | bal_3P_477AL_4/0AA(N) | 8102702 | no | no |  |  | no |  |  | 0 | 0 | 0 | 0
oh_line_8102702_200831048 |  | ABCN | node_8102702_200838222 | node_8102702_200831048 | 785.36 | bal_3P_477AC_4/0AA(N) | 8102702 | no | no |  |  | no |  |  | 0 | 0 | 0 | 0
oh_line_8102702_200831050 |  | ABCN | node_8102702_200830429 | node_8102702_200831050 | 47.146 | bal_3P_4/0AL_1/0AC(N) | 8102702 | no | no |  |  | no |  |  | 0 | 0 | 0 | 0
oh_line_8102702_200831051 |  | ABCN | node_8102702_200831050 | node_8102702_200831051 | 112.554 | bal_3P_4/0AL_1/0AC(N) | 8102702 | no | no |  |  | no |  |  | 0 | 0 | 0 | 0
oh_line_8102702_200831052 |  | ABCN | node_8102702_200831051 | node_8102702_200831052 | 75.989 | bal_3P_4/0AL_1/0AC(N) | 8102702 | no | no |  |  | no |  |  | 0 | 0 | 0 | 0
oh_line_8102702_200831078 |  | ABCN | node_8102702_200831052 | node_8102702_200831078 | 94.39 | bal_3P_4/0AL_1/0AC(N) | 8102702 | no | no |  |  | no |  |  | 0 | 0 | 0 | 0
oh_line_8102702_200831079 |  | ABCN | node_8102702_200831078 | node_8102702_200831079 | 154.175 | bal_3P_477AL_4/0AA(N) | 8102702 | no | no |  |  | no |  |  | 0 | 0 | 0 | 0
oh_line_8102702_200831097 |  | ABCN | node_8102702_200831079 | node_intto1_8102702_200831097 | 97.63 | bal_3P_477AL_4/0AA(N) | 8102702 | no | no |  |  | no |  |  | 0 | 0 | 0 | 0
oh_line_8102702_200831099 |  | ABCN | node_8102702_200831097 | node_8102702_200831099 | 142.813 | bal_3P_477AL_4/0AA(N) | 8102702 | no | no |  |  | no |  |  | 0 | 0 | 0 | 0
oh_line_8102702_200831101-1 |  | ABCN | node_8102702_200831099 | node_intto1_220388319 | 5.547 | bal_3P_1/0AC_1/0AC(N) | 8102702 | no | no |  |  | no |  |  | 0 | 0 | 0 | 0
oh_line_8102702_200831101-2 |  | ABCN | node_220388319 | node_intto1_311908014 | 38.016 | bal_3P_1/0AC_1/0AC(N) | 8102702 | no | no |  |  | no |  |  | 0 | 0 | 0 | 0
oh_line_8102702_200831101-3 |  | ABCN | node_311908014 | node_intto1_220463887 | 4.336 | bal_3P_1/0AC_1/0AC(N) | 8102702 | no | no |  |  | no |  |  | 0 | 0 | 0 | 0
oh_line_8102702_200831101-4 |  | ABCN | node_220463887 | node_8102702_200831101 | 3.983 | bal_3P_1/0AC_1/0AC(N) | 8102702 | no | no |  |  | no |  |  | 0 | 0 | 0 | 0
oh_line_8102702_200831102 |  | ABCN | node_8102702_200831101 | node_intto1_8102702_200831102 | 242.001 | bal_3P_1/0AC_1/0AC(N) | 8102702 | no | no |  |  | no |  |  | 0 | 0 | 0 | 0
oh_line_8102702_200831103 |  | ABCN | node_8102702_200831102 | node_8102702_200831103 | 253.141 | bal_3P_1/0AC_1/0AC(N) | 8102702 | no | no |  |  | no |  |  | 0 | 0 | 0 | 0
oh_line_8102702_200831122 |  | ABCN | node_8102702_200831099 | node_8102702_200831122 | 171.288 | bal_3P_477AL_4/0AA(N) | 8102702 | no | no |  |  | no |  |  | 0 | 0 | 0 | 0
oh_line_8102702_200831123 |  | ABCN | node_8102702_200831122 | node_8102702_200831123 | 175.479 | bal_3P_477AL_4/0AA(N) | 8102702 | no | no |  |  | no |  |  | 0 | 0 | 0 | 0
oh_line_8102702_200831127 |  | ABCN | node_8102702_200831123 | node_8102702_200831127 | 167.745 | bal_3P_477AL_4/0AA(N) | 8102702 | no | no |  |  | no |  |  | 0 | 0 | 0 | 0
oh_line_8102702_200831128 |  | ABCN | node_8102702_312089380 | node_8102702_200831128 | 105.009 | bal_3P_477AL_4/0AA(N) | 8102702 | no | no |  |  | no |  |  | 0 | 0 | 0 | 0
oh_line_8102702_200831131 |  | ABCN | node_8102702_200831128 | node_8102702_200831131 | 188.044 | bal_3P_477AL_4/0AA(N) | 8102702 | no | no |  |  | no |  |  | 0 | 0 | 0 | 0
oh_line_8102702_200831132 |  | ABCN | node_8102702_200831131 | node_8102702_200831132 | 126.985 | bal_3P_477AL_4/0AA(N) | 8102702 | no | no |  |  | no |  |  | 0 | 0 | 0 | 0
oh_line_8102702_200831133 |  | ABCN | node_8102702_200831132 | node_8102702_200831133 | 193.599 | bal_3P_4/0AA_1/0AA(N) | 8102702 | no | no |  |  | no |  |  | 0 | 0 | 0 | 0
oh_line_8102702_200831134 |  | ABCN | node_8102702_200831133 | node_8102702_200831134 | 100.573 | bal_3P_4/0AA_1/0AA(N) | 8102702 | no | no |  |  | no |  |  | 0 | 0 | 0 | 0
oh_line_8102702_200831135 |  | ABCN | node_8102702_200831134 | node_8102702_200831135 | 91.891 | bal_3P_4/0AL_1/0AC(N) | 8102702 | no | no |  |  | no |  |  | 0 | 0 | 0 | 0
oh_line_8102702_200831136 |  | ABCN | node_8102702_200831135 | node_8102702_200831136 | 133.51 | bal_3P_4/0AL_1/0AC(N) | 8102702 | no | no |  |  | no |  |  | 0 | 0 | 0 | 0
oh_line_8102702_200831227 |  | AN | node_8102702_200830462 | node_8102702_200831227 | 85.367 | bal_1P_1/0AC_1/0AC(N) | 8102702 | no | no |  |  | no |  |  | 0 | 0 | 0 | 0
oh_line_8102702_200831228 |  | AN | node_8102702_200831227 | node_intto1_8102702_200831228 | 236.703 | bal_1P_1/0AA_1/0AA(N) | 8102702 | no | no |  |  | no |  |  | 0 | 0 | 0 | 0
oh_line_8102702_200831229 |  | AN | node_8102702_200831228 | node_8102702_200831229 | 151.873 | bal_1P_1/0AC_1/0AC(N) | 8102702 | no | no |  |  | no |  |  | 0 | 0 | 0 | 0
oh_line_8102702_200831231 |  | AN | node_8102702_200831229 | node_8102702_200831231 | 161.637 | bal_1P_1/0AC_1/0AC(N) | 8102702 | no | no |  |  | no |  |  | 0 | 0 | 0 | 0
oh_line_8102702_200831232 |  | AN | node_8102702_200831228 | node_8102702_200831232 | 204.327 | bal_1P_2AC_1/0AA(N) | 8102702 | no | no |  |  | no |  |  | 0 | 0 | 0 | 0
oh_line_8102702_200831233 |  | AN | node_8102702_200831232 | node_8102702_200831233 | 234.443 | bal_1P_2AC_1/0AA(N) | 8102702 | no | no |  |  | no |  |  | 0 | 0 | 0 | 0
oh_line_8102702_200831235 |  | AN | node_8102702_200831233 | node_8102702_200831235 | 170.082 | bal_1P_2AC_1/0AA(N) | 8102702 | no | no |  |  | no |  |  | 0 | 0 | 0 | 0
oh_line_8102702_200831237 |  | AD | node_8102702_200830536 | node_8102702_200831237 | 108.224 | bal_1P_1/0AC | 8102702 | no | no |  |  | no |  |  | 0 | 0 | 0 | 0
oh_line_8102702_200831238 |  | AD | node_8102702_200831237 | node_8102702_200831238 | 240.274 | bal_1P_1/0AC | 8102702 | no | no |  |  | no |  |  | 0 | 0 | 0 | 0
oh_line_8102702_200831317 |  | ABCN | node_8102702_310051619 | node_8102702_200831317 | 112.261 | bal_3P_477AL_4/0AA(N) | 8102702 | no | no |  |  | no |  |  | 0 | 0 | 0 | 0
oh_line_8102702_200831320 |  | ABCN | node_8102702_310051609 | node_8102702_200831320 | 220.667 | bal_3P_477AL_4/0AA(N) | 8102702 | no | no |  |  | no |  |  | 0 | 0 | 0 | 0
oh_line_8102702_200831323 |  | ABCN | node_8102702_310051607 | node_8102702_200831323 | 223.03 | bal_3P_477AL_4/0AA(N) | 8102702 | no | no |  |  | no |  |  | 0 | 0 | 0 | 0
oh_line_8102702_200831351 |  | ABCN | node_8102702_310051614 | node_8102702_200831351 | 250.439 | bal_3P_477AL_4/0AA(N) | 8102702 | no | no |  |  | no |  |  | 0 | 0 | 0 | 0
oh_line_8102702_200831355 |  | ABCN | node_8102702_310051611 | node_8102702_200831355 | 206.292 | bal_3P_477AL_4/0AA(N) | 8102702 | no | no |  |  | no |  |  | 0 | 0 | 0 | 0
oh_line_8102702_200836521 |  | AD | node_8102702_200838677 | node_intto1_8102702_200836521 | 139.995 | bal_1P_3-104CW | 8102702 | no | no |  |  | no |  |  | 0 | 0 | 0 | 0
oh_line_8102702_200836524 |  | AD | node_8102702_200836603 | node_8102702_200836524 | 393.336 | bal_1P_3-104CW | 8102702 | no | no |  |  | no |  |  | 0 | 0 | 0 | 0
oh_line_8102702_200836525 |  | AD | node_8102702_200836524 | node_8102702_200836525 | 320.235 | bal_1P_3-104CW | 8102702 | no | no |  |  | no |  |  | 0 | 0 | 0 | 0
oh_line_8102702_200836526 |  | AD | node_8102702_200836525 | node_8102702_200836526 | 177.83 | bal_1P_4AC | 8102702 | no | no |  |  | no |  |  | 0 | 0 | 0 | 0
oh_line_8102702_200836527 |  | AD | node_8102702_200836526 | node_8102702_200836527 | 42.464 | bal_1P_1/0AA | 8102702 | no | no |  |  | no |  |  | 0 | 0 | 0 | 0
oh_line_8102702_200836528 |  | AD | node_8102702_200836527 | node_8102702_200836528 | 304.797 | bal_1P_1/0AA | 8102702 | no | no |  |  | no |  |  | 0 | 0 | 0 | 0
oh_line_8102702_200836529 |  | AD | node_8102702_200836528 | node_8102702_200836529 | 264.466 | bal_1P_1/0AA | 8102702 | no | no |  |  | no |  |  | 0 | 0 | 0 | 0
oh_line_8102702_200836530 |  | AD | node_8102702_200836526 | node_8102702_200836530 | 143.652 | bal_1P_4AC | 8102702 | no | no |  |  | no |  |  | 0 | 0 | 0 | 0
oh_line_8102702_200836531 |  | AD | node_8102702_200836530 | node_8102702_200836531 | 333.784 | bal_1P_4AC | 8102702 | no | no |  |  | no |  |  | 0 | 0 | 0 | 0
oh_line_8102702_200836532 |  | AD | node_8102702_200836531 | node_8102702_200836532 | 152.243 | bal_1P_2AC | 8102702 | no | no |  |  | no |  |  | 0 | 0 | 0 | 0
oh_line_8102702_200836535 |  | AD | node_8102702_200836531 | node_8102702_200836535 | 368.918 | bal_1P_4AC | 8102702 | no | no |  |  | no |  |  | 0 | 0 | 0 | 0
oh_line_8102702_200836536 |  | AD | node_8102702_200836535 | node_8102702_200836536 | 364.131 | bal_1P_4AC | 8102702 | no | no |  |  | no |  |  | 0 | 0 | 0 | 0
oh_line_8102702_200836537 |  | ABCN | node_8102702_200836741 | node_8102702_200836537 | 222.895 | bal_3P_477AL_4/0AA(N) | 8102702 | no | no |  |  | no |  |  | 0 | 0 | 0 | 0
oh_line_8102702_200836538 |  | ABCN | node_8102702_200836537 | node_intto1_8102702_200836538 | 45.207 | bal_3P_477AL_4/0AA(N) | 8102702 | no | no |  |  | no |  |  | 0 | 0 | 0 | 0
oh_line_8102702_200836540 |  | ABCN | node_8102702_200836538 | node_8102702_200836540 | 300.43 | bal_3P_477AL_4/0AA(N) | 8102702 | no | no |  |  | no |  |  | 0 | 0 | 0 | 0
oh_line_8102702_200836543 |  | ABCN | node_8102702_200836540 | node_8102702_200836543 | 259.591 | bal_3P_477AL_4/0AA(N) | 8102702 | no | no |  |  | no |  |  | 0 | 0 | 0 | 0
oh_line_8102702_200836545 |  | AD | node_8102702_200962151 | node_8102702_200836545 | 415.147 | bal_1P_3-104CW | 8102702 | no | no |  |  | no |  |  | 0 | 0 | 0 | 0
oh_line_8102702_200836548 |  | ABCN | node_8102702_200836543 | node_8102702_200836548 | 190.331 | bal_3P_477AL_4/0AA(N) | 8102702 | no | no |  |  | no |  |  | 0 | 0 | 0 | 0
oh_line_8102702_200836551 |  | ABCN | node_8102702_200836548 | node_8102702_200836551 | 246.755 | bal_3P_477AL_4/0AA(N) | 8102702 | no | no |  |  | no |  |  | 0 | 0 | 0 | 0
oh_line_8102702_200836552 |  | ABCN | node_8102702_200836551 | node_8102702_200836552 | 275.899 | bal_3P_477AL_4/0AA(N) | 8102702 | no | no |  |  | no |  |  | 0 | 0 | 0 | 0
oh_line_8102702_200836553 |  | ABCN | node_8102702_200836552 | node_8102702_200836553 | 108.293 | bal_3P_477AL_4/0AA(N) | 8102702 | no | no |  |  | no |  |  | 0 | 0 | 0 | 0
oh_line_8102702_200836554 |  | ABCN | node_8102702_200836553 | node_8102702_200836554 | 203.54 | bal_3P_477AL_4/0AA(N) | 8102702 | no | no |  |  | no |  |  | 0 | 0 | 0 | 0
oh_line_8102702_200836555 |  | ABCN | node_8102702_200836554 | node_8102702_200836555 | 203.047 | bal_3P_477AL_4/0AA(N) | 8102702 | no | no |  |  | no |  |  | 0 | 0 | 0 | 0
oh_line_8102702_200836556 |  | ABCN | node_8102702_200836555 | node_8102702_200836556 | 198.393 | bal_3P_477AL_4/0AA(N) | 8102702 | no | no |  |  | no |  |  | 0 | 0 | 0 | 0
oh_line_8102702_200836557 |  | ABCN | node_8102702_200836556 | node_8102702_200836557 | 193.581 | bal_3P_477AL_4/0AA(N) | 8102702 | no | no |  |  | no |  |  | 0 | 0 | 0 | 0
oh_line_8102702_200836558 |  | ABCN | node_8102702_200836557 | node_8102702_200836558 | 221.898 | bal_3P_2AC_4/0AA(N) | 8102702 | no | no |  |  | no |  |  | 0 | 0 | 0 | 0
oh_line_8102702_200836559 |  | ABCN | node_8102702_200836558 | node_intto1_8102702_200836559 | 99.866 | bal_3P_1/0AC_1/0AA(N) | 8102702 | no | no |  |  | no |  |  | 0 | 0 | 0 | 0
oh_line_8102702_200836560 |  | ABCN | node_8102702_200836559 | node_8102702_200836560 | 203.372 | bal_3P_1/0AC_1/0AA(N) | 8102702 | no | no |  |  | no |  |  | 0 | 0 | 0 | 0
oh_line_8102702_200836561 |  | ABCN | node_8102702_200836560 | node_8102702_200836561 | 136.962 | bal_3P_1/0AC_1/0AA(N) | 8102702 | no | no |  |  | no |  |  | 0 | 0 | 0 | 0
oh_line_8102702_200836562 |  | ABCN | node_8102702_200836558 | node_8102702_200836562 | 238.356 | bal_3P_4/0AC_4/0AA(N) | 8102702 | no | no |  |  | no |  |  | 0 | 0 | 0 | 0
oh_line_8102702_200836563 |  | AD | node_8102702_200836545 | node_8102702_200836563 | 365.337 | bal_1P_3-104CW | 8102702 | no | no |  |  | no |  |  | 0 | 0 | 0 | 0
oh_line_8102702_200836565 |  | AD | node_8102702_200836563 | node_8102702_200836565 | 189.851 | bal_1P_3-104CW | 8102702 | no | no |  |  | no |  |  | 0 | 0 | 0 | 0
oh_line_8102702_200836568 |  | ABCN | node_8102702_200836562 | node_8102702_200836568 | 156.141 | bal_3P_4/0AC_4/0AA(N) | 8102702 | no | no |  |  | no |  |  | 0 | 0 | 0 | 0
oh_line_8102702_200836569 |  | ABCN | node_8102702_200836568 | node_8102702_200836569 | 124.259 | bal_3P_4/0AC_4/0AA(N) | 8102702 | no | no |  |  | no |  |  | 0 | 0 | 0 | 0
oh_line_8102702_200836571 |  | ABCN | node_8102702_200836569 | node_8102702_200836571 | 208.055 | bal_3P_4/0AC_4/0AA(N) | 8102702 | no | no |  |  | no |  |  | 0 | 0 | 0 | 0
oh_line_8102702_200836572 |  | ABCN | node_8102702_200836571 | node_8102702_200836572 | 182.278 | bal_3P_4/0AC_4/0AA(N) | 8102702 | no | no |  |  | no |  |  | 0 | 0 | 0 | 0
oh_line_8102702_200836575 |  | ABCN | node_8102702_200836572 | node_intto1_8102702_200836575 | 161.321 | bal_3P_4/0AC_4/0AA(N) | 8102702 | no | no |  |  | no |  |  | 0 | 0 | 0 | 0
oh_line_8102702_200836577 |  | ABCN | node_8102702_200836575 | node_8102702_200836577 | 144.261 | bal_3P_4/0AC_4/0AA(N) | 8102702 | no | no |  |  | no |  |  | 0 | 0 | 0 | 0
oh_line_8102702_200836579 |  | ABCN | node_8102702_200836577 | node_8102702_200836579 | 166.883 | bal_3P_4/0AC_4/0AA(N) | 8102702 | no | no |  |  | no |  |  | 0 | 0 | 0 | 0
oh_line_8102702_200836580 |  | ABCN | node_8102702_200836579 | node_8102702_200836580 | 153.295 | bal_3P_4/0AC_4/0AA(N) | 8102702 | no | no |  |  | no |  |  | 0 | 0 | 0 | 0
oh_line_8102702_200836582 |  | ABCN | node_8102702_200836580 | node_8102702_200836582 | 220.998 | bal_3P_4/0AC_4/0AA(N) | 8102702 | no | no |  |  | no |  |  | 0 | 0 | 0 | 0
oh_line_8102702_200836583 |  | ABCN | node_8102702_200836582 | node_8102702_200836583 | 161.765 | bal_3P_4/0AC_4/0AA(N) | 8102702 | no | no |  |  | no |  |  | 0 | 0 | 0 | 0
oh_line_8102702_200836585 |  | AD | node_8102702_200836565 | node_8102702_200836585 | 324.079 | bal_1P_3-104CW | 8102702 | no | no |  |  | no |  |  | 0 | 0 | 0 | 0
oh_line_8102702_200836586 |  | AD | node_8102702_200836585 | node_8102702_200836586 | 217.389 | bal_1P_2AC | 8102702 | no | no |  |  | no |  |  | 0 | 0 | 0 | 0
oh_line_8102702_200836587 |  | AD | node_8102702_200836585 | node_8102702_200836587 | 273.244 | bal_1P_3-104CW | 8102702 | no | no |  |  | no |  |  | 0 | 0 | 0 | 0
oh_line_8102702_200836588 |  | AD | node_8102702_200836587 | node_8102702_200836588 | 349.48 | bal_1P_1/0AA | 8102702 | no | no |  |  | no |  |  | 0 | 0 | 0 | 0
oh_line_8102702_200836589 |  | AD | node_8102702_200836587 | node_8102702_200836589 | 108.579 | bal_1P_1/0AA | 8102702 | no | no |  |  | no |  |  | 0 | 0 | 0 | 0
oh_line_8102702_200836590 |  | AD | node_8102702_200836589 | node_8102702_200836590 | 308.761 | bal_1P_1/0AA | 8102702 | no | no |  |  | no |  |  | 0 | 0 | 0 | 0
oh_line_8102702_200836591 |  | ABCN | node_8102702_200836583 | node_8102702_200836591 | 160.82 | bal_3P_4/0AC_4/0AA(N) | 8102702 | no | no |  |  | no |  |  | 0 | 0 | 0 | 0
oh_line_8102702_200836592 |  | ABCN | node_8102702_200836591 | node_8102702_200836592 | 138.058 | bal_3P_4/0AC_4/0AA(N) | 8102702 | no | no |  |  | no |  |  | 0 | 0 | 0 | 0
oh_line_8102702_200836593 |  | ABCN | node_8102702_200836592 | node_8102702_200836593 | 192.321 | bal_3P_4/0AC_4/0AA(N) | 8102702 | no | no |  |  | no |  |  | 0 | 0 | 0 | 0
oh_line_8102702_200836594 |  | ABCN | node_8102702_200836593 | node_8102702_200836594 | 180.058 | bal_3P_4/0AC_4/0AA(N) | 8102702 | no | no |  |  | no |  |  | 0 | 0 | 0 | 0
oh_line_8102702_200836595 |  | AN | node_8102702_200836594 | node_8102702_200836595 | 301.784 | bal_1P_1/0AA_1/0AA(N) | 8102702 | no | no |  |  | no |  |  | 0 | 0 | 0 | 0
oh_line_8102702_200836596 |  | AD | node_8102702_200836587 | node_8102702_200836596 | 253.43 | bal_1P_3-104CW | 8102702 | no | no |  |  | no |  |  | 0 | 0 | 0 | 0
oh_line_8102702_200836597 |  | AD | node_8102702_200836596 | node_8102702_200836597 | 159.687 | bal_1P_1/0AC | 8102702 | no | no |  |  | no |  |  | 0 | 0 | 0 | 0
oh_line_8102702_200836598 |  | AD | node_8102702_200836596 | node_8102702_200836598 | 245.226 | bal_1P_3-104CW | 8102702 | no | no |  |  | no |  |  | 0 | 0 | 0 | 0
oh_line_8102702_200836599 |  | AD | node_8102702_200836598 | node_8102702_200836599 | 163.443 | bal_1P_3-104CW | 8102702 | no | no |  |  | no |  |  | 0 | 0 | 0 | 0
oh_line_8102702_200836600 |  | AD | node_8102702_200836599 | node_8102702_200836600 | 276.539 | bal_1P_3-104CW | 8102702 | no | no |  |  | no |  |  | 0 | 0 | 0 | 0
oh_line_8102702_200836601 |  | AD | node_8102702_200836600 | node_8102702_200836601 | 107.739 | bal_1P_3-104CW | 8102702 | no | no |  |  | no |  |  | 0 | 0 | 0 | 0
oh_line_8102702_200836602 |  | AD | node_8102702_200836601 | node_8102702_200836602 | 395.788 | bal_1P_3-104CW | 8102702 | no | no |  |  | no |  |  | 0 | 0 | 0 | 0
oh_line_8102702_200836603 |  | AD | node_8102702_200836602 | node_8102702_200836603 | 354.024 | bal_1P_3-104CW | 8102702 | no | no |  |  | no |  |  | 0 | 0 | 0 | 0
oh_line_8102702_200836606 |  | AD | node_8102702_200836607 | node_8102702_200836606 | 359.663 | bal_1P_2AC | 8102702 | no | no |  |  | no |  |  | 0 | 0 | 0 | 0
oh_line_8102702_200836607 |  | AD | node_8102702_200836608 | node_8102702_200836607 | 402.272 | bal_1P_2AC | 8102702 | no | no |  |  | no |  |  | 0 | 0 | 0 | 0
oh_line_8102702_200836608 |  | AD | node_8102702_200836609 | node_8102702_200836608 | 425.356 | bal_1P_2AC | 8102702 | no | no |  |  | no |  |  | 0 | 0 | 0 | 0
oh_line_8102702_200836609 |  | AD | node_8102702_200836610 | node_8102702_200836609 | 419.584 | bal_1P_2AC | 8102702 | no | no |  |  | no |  |  | 0 | 0 | 0 | 0
oh_line_8102702_200836610 |  | AD | node_8102702_200836611 | node_8102702_200836610 | 368.773 | bal_1P_2AC | 8102702 | no | no |  |  | no |  |  | 0 | 0 | 0 | 0
oh_line_8102702_200836611 |  | AD | node_8102702_200836612 | node_8102702_200836611 | 269.77 | bal_1P_2AC | 8102702 | no | no |  |  | no |  |  | 0 | 0 | 0 | 0
oh_line_8102702_200836612 |  | AD | node_8102702_200868293 | node_8102702_200836612 | 261.17 | bal_1P_2AC | 8102702 | no | no |  |  | no |  |  | 0 | 0 | 0 | 0
oh_line_8102702_200836613 |  | AD | node_8102702_200836614 | node_8102702_200836613 | 249 | bal_1P_2AC | 8102702 | no | no |  |  | no |  |  | 0 | 0 | 0 | 0
oh_line_8102702_200836614 |  | AD | node_8102702_200836618 | node_8102702_200836614 | 363.213 | bal_1P_2AC | 8102702 | no | no |  |  | no |  |  | 0 | 0 | 0 | 0
oh_line_8102702_200836615 |  | AD | node_8102702_200836614 | node_8102702_200836615 | 304.576 | bal_1P_2AC | 8102702 | no | no |  |  | no |  |  | 0 | 0 | 0 | 0
oh_line_8102702_200836616 |  | AD | node_8102702_200836615 | node_intto1_8102702_200836616 | 338.104 | bal_1P_2AC | 8102702 | no | no |  |  | no |  |  | 0 | 0 | 0 | 0
oh_line_8102702_200836617 |  | AD | node_8102702_200836616 | node_8102702_200836617 | 347.166 | bal_1P_2AC | 8102702 | no | no |  |  | no |  |  | 0 | 0 | 0 | 0
oh_line_8102702_200836618 |  | AD | node_8102702_200836619 | node_8102702_200836618 | 346.684 | bal_1P_2AC | 8102702 | no | no |  |  | no |  |  | 0 | 0 | 0 | 0
oh_line_8102702_200836619 |  | AD | node_8102702_200836606 | node_8102702_200836619 | 322.553 | bal_1P_2AC | 8102702 | no | no |  |  | no |  |  | 0 | 0 | 0 | 0
oh_line_8102702_200836620 |  | AD | node_8102702_200838961 | node_intto1_8102702_200836620 | 151.726 | bal_1P_1/0AA | 8102702 | no | no |  |  | no |  |  | 0 | 0 | 0 | 0
oh_line_8102702_200836621 |  | AD | node_8102702_200836634 | node_8102702_200836621 | 233.206 | bal_1P_4ACW | 8102702 | no | no |  |  | no |  |  | 0 | 0 | 0 | 0
oh_line_8102702_200836622 |  | AD | node_8102702_200836621 | node_8102702_200836622 | 289.103 | bal_1P_4ACW | 8102702 | no | no |  |  | no |  |  | 0 | 0 | 0 | 0
oh_line_8102702_200836623 |  | AD | node_8102702_200836620 | node_8102702_200836623 | 136.434 | bal_1P_4ACW | 8102702 | no | no |  |  | no |  |  | 0 | 0 | 0 | 0
oh_line_8102702_200836624 |  | AD | node_8102702_200836623 | node_8102702_200836624 | 117.868 | bal_1P_4ACW | 8102702 | no | no |  |  | no |  |  | 0 | 0 | 0 | 0
oh_line_8102702_200836625 |  | AD | node_8102702_200836624 | node_8102702_200836625 | 204.641 | bal_1P_4ACW | 8102702 | no | no |  |  | no |  |  | 0 | 0 | 0 | 0
oh_line_8102702_200836627 |  | AD | node_8102702_200836625 | node_8102702_200836627 | 163.538 | bal_1P_4ACW | 8102702 | no | no |  |  | no |  |  | 0 | 0 | 0 | 0
oh_line_8102702_200836628 |  | AD | node_8102702_200836627 | node_8102702_200836628 | 383.486 | bal_1P_4ACW | 8102702 | no | no |  |  | no |  |  | 0 | 0 | 0 | 0
oh_line_8102702_200836629 |  | AD | node_8102702_200836628 | node_8102702_200836629 | 395.592 | bal_1P_4ACW | 8102702 | no | no |  |  | no |  |  | 0 | 0 | 0 | 0
oh_line_8102702_200836631 |  | AD | node_8102702_200836629 | node_8102702_200836631 | 152.237 | bal_1P_4ACW | 8102702 | no | no |  |  | no |  |  | 0 | 0 | 0 | 0
oh_line_8102702_200836632 |  | AD | node_8102702_200836631 | node_8102702_200836632 | 246.069 | bal_1P_4ACW | 8102702 | no | no |  |  | no |  |  | 0 | 0 | 0 | 0
oh_line_8102702_200836634 |  | AD | node_8102702_200836632 | node_8102702_200836634 | 313.205 | bal_1P_4ACW | 8102702 | no | no |  |  | no |  |  | 0 | 0 | 0 | 0
oh_line_8102702_200836636 |  | AD | node_8102702_200838954 | node_8102702_200836636 | 209.68 | bal_1P_2AC | 8102702 | no | no |  |  | no |  |  | 0 | 0 | 0 | 0
oh_line_8102702_200836637 |  | AD | node_8102702_200836636 | node_8102702_200836637 | 229.915 | bal_1P_2AC | 8102702 | no | no |  |  | no |  |  | 0 | 0 | 0 | 0
oh_line_8102702_200836638 |  | AD | node_8102702_200836637 | node_8102702_200836638 | 208.385 | bal_1P_2AC | 8102702 | no | no |  |  | no |  |  | 0 | 0 | 0 | 0
oh_line_8102702_200836639 |  | AD | node_8102702_200836638 | node_8102702_200836639 | 229.167 | bal_1P_2AC | 8102702 | no | no |  |  | no |  |  | 0 | 0 | 0 | 0
oh_line_8102702_200836640 |  | AD | node_8102702_200836639 | node_8102702_200836640 | 227.452 | bal_1P_2AC | 8102702 | no | no |  |  | no |  |  | 0 | 0 | 0 | 0
oh_line_8102702_200836641 |  | AD | node_8102702_200836640 | node_8102702_200836641 | 145.638 | bal_1P_1/0AA | 8102702 | no | no |  |  | no |  |  | 0 | 0 | 0 | 0
oh_line_8102702_200836686 |  | ABCN | node_8102702_200838569 | node_8102702_200836686 | 56.618 | bal_3P_477AL_4/0AA(N) | 8102702 | no | no |  |  | no |  |  | 0 | 0 | 0 | 0
oh_line_8102702_200836687 |  | ABCN | node_8102702_200836686 | node_8102702_200836687 | 100.974 | bal_3P_477AL_4/0AA(N) | 8102702 | no | no |  |  | no |  |  | 0 | 0 | 0 | 0
oh_line_8102702_200836688 |  | ABCN | node_8102702_200836746 | node_8102702_200836688 | 446.637 | bal_3P_4/0AC_4/0AC(N) | 8102702 | no | no |  |  | no |  |  | 0 | 0 | 0 | 0
oh_line_8102702_200836689 |  | ABCN | node_8102702_200836688 | node_8102702_200836689 | 135.813 | bal_3P_477AL_4/0AA(N) | 8102702 | no | no |  |  | no |  |  | 0 | 0 | 0 | 0
oh_line_8102702_200836690 |  | ABCN | node_8102702_200836689 | node_8102702_200836690 | 205.839 | bal_3P_477AL_4/0AA(N) | 8102702 | no | no |  |  | no |  |  | 0 | 0 | 0 | 0
oh_line_8102702_200836691 |  | ABCN | node_8102702_200836690 | node_8102702_200836691 | 189.619 | bal_3P_477AL_4/0AA(N) | 8102702 | no | no |  |  | no |  |  | 0 | 0 | 0 | 0
oh_line_8102702_200836694 |  | ABCN | node_8102702_200836691 | node_8102702_200836694 | 176.297 | bal_3P_477AL_4/0AA(N) | 8102702 | no | no |  |  | no |  |  | 0 | 0 | 0 | 0
oh_line_8102702_200836695 |  | ABCN | node_8102702_200836694 | node_8102702_200836695 | 212.683 | bal_3P_477AL_4/0AA(N) | 8102702 | no | no |  |  | no |  |  | 0 | 0 | 0 | 0
oh_line_8102702_200836696 |  | ABCN | node_8102702_200836695 | node_8102702_200836696 | 191.377 | bal_3P_477AL_4/0AA(N) | 8102702 | no | no |  |  | no |  |  | 0 | 0 | 0 | 0
oh_line_8102702_200836697 |  | AN | node_8102702_200836696 | node_intto1_8102702_200836697 | 182.611 | bal_1P_2AC_2AC(N) | 8102702 | no | no |  |  | no |  |  | 0 | 0 | 0 | 0
oh_line_8102702_200836698 |  | AN | node_8102702_200836697 | node_8102702_200836698 | 259.297 | bal_1P_2AC_2AC(N) | 8102702 | no | no |  |  | no |  |  | 0 | 0 | 0 | 0
oh_line_8102702_200836699 |  | ABCN | node_8102702_200836696 | node_8102702_200836699 | 234.755 | bal_3P_477AL_4/0AA(N) | 8102702 | no | no |  |  | no |  |  | 0 | 0 | 0 | 0
oh_line_8102702_200836703 |  | ABCN | node_8102702_200836699 | node_8102702_200836703 | 193.449 | bal_3P_477AL_4/0AA(N) | 8102702 | no | no |  |  | no |  |  | 0 | 0 | 0 | 0
oh_line_8102702_200836704 |  | ABCN | node_8102702_200836703 | node_8102702_200836704 | 200.886 | bal_3P_477AL_4/0AA(N) | 8102702 | no | no |  |  | no |  |  | 0 | 0 | 0 | 0
oh_line_8102702_200836705 |  | ABCN | node_8102702_200836687 | node_8102702_200836705 | 166.796 | bal_3P_477AL_4/0AA(N) | 8102702 | no | no |  |  | no |  |  | 0 | 0 | 0 | 0
oh_line_8102702_200836706 |  | ABCN | node_8102702_200836704 | node_8102702_200836706 | 180.112 | bal_3P_477AL_4/0AA(N) | 8102702 | no | no |  |  | no |  |  | 0 | 0 | 0 | 0
oh_line_8102702_200836707 |  | ABCN | node_8102702_200836706 | node_8102702_200836707 | 208.96 | bal_3P_477AL_4/0AA(N) | 8102702 | no | no |  |  | no |  |  | 0 | 0 | 0 | 0
oh_line_8102702_200836708 |  | ABCN | node_8102702_200836707 | node_8102702_200836708 | 156.688 | bal_3P_477AL_4/0AA(N) | 8102702 | no | no |  |  | no |  |  | 0 | 0 | 0 | 0
oh_line_8102702_200836709 |  | ABCN | node_8102702_200836708 | node_8102702_200836709 | 83.868 | bal_3P_477AL_4/0AA(N) | 8102702 | no | no |  |  | no |  |  | 0 | 0 | 0 | 0
oh_line_8102702_200836711 |  | ABCN | node_8102702_200836709 | node_8102702_200836711 | 109.275 | bal_3P_477AL_4/0AA(N) | 8102702 | no | no |  |  | no |  |  | 0 | 0 | 0 | 0
oh_line_8102702_200836712 |  | ABCN | node_8102702_200836711 | node_8102702_200836712 | 203.376 | bal_3P_477AL_4/0AA(N) | 8102702 | no | no |  |  | no |  |  | 0 | 0 | 0 | 0
oh_line_8102702_200836713 |  | ABCN | node_8102702_200836712 | node_8102702_200836713 | 208.198 | bal_3P_2AC_4/0AA(N) | 8102702 | no | no |  |  | no |  |  | 0 | 0 | 0 | 0
oh_line_8102702_200836714 |  | ABCN | node_8102702_200836713 | node_8102702_200836714 | 258.966 | bal_3P_2AC_4/0AA(N) | 8102702 | no | no |  |  | no |  |  | 0 | 0 | 0 | 0
oh_line_8102702_200836715 |  | ABCN | node_8102702_200836714 | node_8102702_200836715 | 198.784 | bal_3P_2AC_4/0AA(N) | 8102702 | no | no |  |  | no |  |  | 0 | 0 | 0 | 0
oh_line_8102702_200836716 |  | AN | node_8102702_200836715 | node_8102702_200836716 | 47.463 | bal_1P_1/0AA_1/0AA(N) | 8102702 | no | no |  |  | no |  |  | 0 | 0 | 0 | 0
oh_line_8102702_200836717 |  | AN | node_8102702_200836716 | node_8102702_200836717 | 283.118 | bal_1P_1/0AA_1/0AA(N) | 8102702 | no | no |  |  | no |  |  | 0 | 0 | 0 | 0
oh_line_8102702_200836718 |  | ABCN | node_8102702_200836715 | node_8102702_200836718 | 102.974 | bal_3P_2AC_4/0AA(N) | 8102702 | no | no |  |  | no |  |  | 0 | 0 | 0 | 0
oh_line_8102702_200836719 |  | ABCN | node_8102702_200836718 | node_8102702_200836719 | 179.162 | bal_3P_2AC_4/0AA(N) | 8102702 | no | no |  |  | no |  |  | 0 | 0 | 0 | 0
oh_line_8102702_200836720 |  | ABCN | node_8102702_200836719 | node_8102702_200836720 | 56.143 | bal_3P_2AC_4/0AA(N) | 8102702 | no | no |  |  | no |  |  | 0 | 0 | 0 | 0
oh_line_8102702_200836721 |  | ABCN | node_8102702_200836720 | node_8102702_200836721 | 229.735 | bal_3P_2AC_4/0AA(N) | 8102702 | no | no |  |  | no |  |  | 0 | 0 | 0 | 0
oh_line_8102702_200836723-1 |  | ABCN | node_427Y12-310001476 | node_8102702_200836723 | 196.621 | bal_3P_477AL_4/0AA(N) | 8102702 | no | no |  |  | no |  |  | 0 | 0 | 0 | 0
oh_line_8102702_200836723-2 |  | ABCN | node_310001222 | node_intto1_427Y12-310001476 | 10.099 | bal_3P_477AL_4/0AA(N) | 8102702 | no | no |  |  | no |  |  | 0 | 0 | 0 | 0
oh_line_8102702_200836723-3 |  | ABCN | node_8102702_200836705 | node_intto1_310001222 | 10.136 | bal_3P_477AL_4/0AA(N) | 8102702 | no | no |  |  | no |  |  | 0 | 0 | 0 | 0
oh_line_8102702_200836724 |  | ABCN | node_8102702_200836721 | node_8102702_200836724 | 315.631 | bal_3P_477AL_4/0AA(N) | 8102702 | no | no |  |  | no |  |  | 0 | 0 | 0 | 0
oh_line_8102702_200836725 |  | ABCN | node_8102702_200836724 | node_8102702_200836725 | 95.154 | bal_3P_477AL_4/0AA(N) | 8102702 | no | no |  |  | no |  |  | 0 | 0 | 0 | 0
oh_line_8102702_200836726 |  | ABCN | node_8102702_200836725 | node_8102702_200836726 | 179.435 | bal_3P_477AL_4/0AA(N) | 8102702 | no | no |  |  | no |  |  | 0 | 0 | 0 | 0
oh_line_8102702_200836727 |  | AN | node_8102702_200836726 | node_8102702_200836727 | 260.446 | bal_1P_2AC_1/0AA(N) | 8102702 | no | no |  |  | no |  |  | 0 | 0 | 0 | 0
oh_line_8102702_200836728 |  | ABCN | node_8102702_200836726 | node_8102702_200836728 | 138.035 | bal_3P_477AL_4/0AA(N) | 8102702 | no | no |  |  | no |  |  | 0 | 0 | 0 | 0
oh_line_8102702_200836730 |  | ABCN | node_8102702_200836728 | node_8102702_200836730 | 163.979 | bal_3P_477AL_4/0AA(N) | 8102702 | no | no |  |  | no |  |  | 0 | 0 | 0 | 0
oh_line_8102702_200836731 |  | ABCN | node_8102702_200836730 | node_8102702_200836731 | 198.218 | bal_3P_477AL_4/0AA(N) | 8102702 | no | no |  |  | no |  |  | 0 | 0 | 0 | 0
oh_line_8102702_200836732 |  | ABCN | node_8102702_200836731 | node_8102702_200836732 | 210.372 | bal_3P_477AL_4/0AA(N) | 8102702 | no | no |  |  | no |  |  | 0 | 0 | 0 | 0
oh_line_8102702_200836734 |  | ABCN | node_8102702_200836732 | node_8102702_200836734 | 195.317 | bal_3P_477AL_4/0AA(N) | 8102702 | no | no |  |  | no |  |  | 0 | 0 | 0 | 0
oh_line_8102702_200836735 |  | AN | node_8102702_200836734 | node_8102702_200836735 | 244.033 | bal_1P_1/0AC_1/0AA(N) | 8102702 | no | no |  |  | no |  |  | 0 | 0 | 0 | 0
oh_line_8102702_200836736 |  | ABCN | node_8102702_200836734 | node_8102702_200836736 | 164.801 | bal_3P_477AL_4/0AA(N) | 8102702 | no | no |  |  | no |  |  | 0 | 0 | 0 | 0
oh_line_8102702_200836737 |  | AN | node_8102702_200836736 | node_8102702_200836737 | 340.527 | bal_1P_1/0AA_1/0AA(N) | 8102702 | no | no |  |  | no |  |  | 0 | 0 | 0 | 0
oh_line_8102702_200836738 |  | ABCN | node_8102702_200836736 | node_8102702_200836738 | 215.594 | bal_3P_477AL_4/0AA(N) | 8102702 | no | no |  |  | no |  |  | 0 | 0 | 0 | 0
oh_line_8102702_200836739 |  | ABCN | node_8102702_200836738 | node_8102702_200836739 | 198.955 | bal_3P_477AL_4/0AA(N) | 8102702 | no | no |  |  | no |  |  | 0 | 0 | 0 | 0
oh_line_8102702_200836740 |  | ABCN | node_8102702_200836723 | node_8102702_200836740 | 146.434 | bal_3P_477AL_4/0AA(N) | 8102702 | no | no |  |  | no |  |  | 0 | 0 | 0 | 0
oh_line_8102702_200836741 |  | ABCN | node_8102702_200836739 | node_8102702_200836741 | 201.614 | bal_3P_477AL_4/0AA(N) | 8102702 | no | no |  |  | no |  |  | 0 | 0 | 0 | 0
oh_line_8102702_200836742 |  | ABCN | node_8102702_200836740 | node_8102702_200836742 | 230.648 | bal_3P_477AL_4/0AA(N) | 8102702 | no | no |  |  | no |  |  | 0 | 0 | 0 | 0
oh_line_8102702_200836743 |  | ABCN | node_8102702_200836742 | node_8102702_200836743 | 213.693 | bal_3P_477AL_4/0AA(N) | 8102702 | no | no |  |  | no |  |  | 0 | 0 | 0 | 0
oh_line_8102702_200836744 |  | ABCN | node_8102702_200836743 | node_8102702_200836744 | 191.802 | bal_3P_477AL_4/0AA(N) | 8102702 | no | no |  |  | no |  |  | 0 | 0 | 0 | 0
oh_line_8102702_200836745 |  | ABCN | node_8102702_200836744 | node_8102702_200836745 | 216.681 | bal_3P_477AL_4/0AA(N) | 8102702 | no | no |  |  | no |  |  | 0 | 0 | 0 | 0
oh_line_8102702_200836746 |  | ABCN | node_8102702_200836745 | node_8102702_200836746 | 240.115 | bal_3P_4/0AC_4/0AA(N) | 8102702 | no | no |  |  | no |  |  | 0 | 0 | 0 | 0
oh_line_8102702_200836747 |  | AD | node_8102702_200836748 | node_8102702_200836747 | 356.732 | bal_1P_2AC | 8102702 | no | no |  |  | no |  |  | 0 | 0 | 0 | 0
oh_line_8102702_200836748 |  | AD | node_8102702_200836749 | node_8102702_200836748 | 286.873 | bal_1P_2AC | 8102702 | no | no |  |  | no |  |  | 0 | 0 | 0 | 0
oh_line_8102702_200836749 |  | AD | node_8102702_200836750 | node_8102702_200836749 | 284.386 | bal_1P_2AC | 8102702 | no | no |  |  | no |  |  | 0 | 0 | 0 | 0
oh_line_8102702_200836750 |  | AD | node_8102702_200836752 | node_8102702_200836750 | 345.165 | bal_1P_2AC | 8102702 | no | no |  |  | no |  |  | 0 | 0 | 0 | 0
oh_line_8102702_200836752 |  | AD | node_8102702_200836755 | node_8102702_200836752 | 278.117 | bal_1P_2AC | 8102702 | no | no |  |  | no |  |  | 0 | 0 | 0 | 0
oh_line_8102702_200836753 |  | AD | node_8102702_200836752 | node_8102702_200836753 | 124.269 | bal_1P_1/0AC | 8102702 | no | no |  |  | no |  |  | 0 | 0 | 0 | 0
oh_line_8102702_200836755 |  | AD | node_8102702_200836757 | node_8102702_200836755 | 271.585 | bal_1P_2AC | 8102702 | no | no |  |  | no |  |  | 0 | 0 | 0 | 0
oh_line_8102702_200836757 |  | AD | node_8102702_200836759 | node_8102702_200836757 | 257.695 | bal_1P_2AC | 8102702 | no | no |  |  | no |  |  | 0 | 0 | 0 | 0
oh_line_8102702_200836759 |  | AD | node_8102702_200836760 | node_8102702_200836759 | 164.46 | bal_1P_1/0AC | 8102702 | no | no |  |  | no |  |  | 0 | 0 | 0 | 0
oh_line_8102702_200836760 |  | AD | node_8102702_200836761 | node_8102702_200836760 | 184.401 | bal_1P_2AC | 8102702 | no | no |  |  | no |  |  | 0 | 0 | 0 | 0
oh_line_8102702_200836761 |  | AD | node_8102702_200836762 | node_8102702_200836761 | 211.832 | bal_1P_2AC | 8102702 | no | no |  |  | no |  |  | 0 | 0 | 0 | 0
oh_line_8102702_200836762 |  | AD | node_8102702_200836763 | node_intto1_8102702_200836762 | 210.89 | bal_1P_2AC | 8102702 | no | no |  |  | no |  |  | 0 | 0 | 0 | 0
oh_line_8102702_200836763 |  | AD | node_8102702_200836765 | node_8102702_200836763 | 330.754 | bal_1P_4/0AC | 8102702 | no | no |  |  | no |  |  | 0 | 0 | 0 | 0
oh_line_8102702_200836765 |  | AD | node_8102702_200836767 | node_8102702_200836765 | 244.23 | bal_1P_4/0AC | 8102702 | no | no |  |  | no |  |  | 0 | 0 | 0 | 0
oh_line_8102702_200836767 |  | AD | node_8102702_200836769 | node_8102702_200836767 | 249.83 | bal_1P_4/0AC | 8102702 | no | no |  |  | no |  |  | 0 | 0 | 0 | 0
oh_line_8102702_200836769 |  | AD | node_8102702_200836770 | node_8102702_200836769 | 171.865 | bal_1P_4/0AC | 8102702 | no | no |  |  | no |  |  | 0 | 0 | 0 | 0
oh_line_8102702_200836770 |  | AD | node_8102702_200836771 | node_8102702_200836770 | 192.352 | bal_1P_4/0AC | 8102702 | no | no |  |  | no |  |  | 0 | 0 | 0 | 0
oh_line_8102702_200836771 |  | AD | node_8102702_200836773 | node_8102702_200836771 | 282.614 | bal_1P_1/0AC | 8102702 | no | no |  |  | no |  |  | 0 | 0 | 0 | 0
oh_line_8102702_200836773 |  | AD | node_8102702_200838736 | node_intto1_8102702_200836773 | 268.798 | bal_1P_1/0AC | 8102702 | no | no |  |  | no |  |  | 0 | 0 | 0 | 0
oh_line_8102702_200836776 |  | AD | node_8102702_200836778 | node_8102702_200836776 | 168.954 | bal_1P_2AC | 8102702 | no | no |  |  | no |  |  | 0 | 0 | 0 | 0
oh_line_8102702_200836778 |  | AD | node_8102702_200836779 | node_8102702_200836778 | 291.874 | bal_1P_2AC | 8102702 | no | no |  |  | no |  |  | 0 | 0 | 0 | 0
oh_line_8102702_200836779 |  | AD | node_8102702_200836781 | node_8102702_200836779 | 215.92 | bal_1P_2AC | 8102702 | no | no |  |  | no |  |  | 0 | 0 | 0 | 0
oh_line_8102702_200836781 |  | AD | node_8102702_200836782 | node_8102702_200836781 | 200.136 | bal_1P_2AC | 8102702 | no | no |  |  | no |  |  | 0 | 0 | 0 | 0
oh_line_8102702_200836782 |  | AD | node_8102702_200836783 | node_8102702_200836782 | 144.935 | bal_1P_2AC | 8102702 | no | no |  |  | no |  |  | 0 | 0 | 0 | 0
oh_line_8102702_200836783 |  | AD | node_8102702_200836786 | node_8102702_200836783 | 215.64 | bal_1P_2AC | 8102702 | no | no |  |  | no |  |  | 0 | 0 | 0 | 0
oh_line_8102702_200836784 |  | AD | node_8102702_200836783 | node_8102702_200836784 | 17.611 | bal_1P_1/0AA | 8102702 | no | no |  |  | no |  |  | 0 | 0 | 0 | 0
oh_line_8102702_200836785 |  | AD | node_8102702_200836784 | node_8102702_200836785 | 229.353 | bal_1P_1/0AA | 8102702 | no | no |  |  | no |  |  | 0 | 0 | 0 | 0
oh_line_8102702_200836786 |  | AD | node_8102702_200836787 | node_8102702_200836786 | 211.284 | bal_1P_2AC | 8102702 | no | no |  |  | no |  |  | 0 | 0 | 0 | 0
oh_line_8102702_200836787 |  | AD | node_8102702_200836791 | node_8102702_200836787 | 110.005 | bal_1P_2AC | 8102702 | no | no |  |  | no |  |  | 0 | 0 | 0 | 0
oh_line_8102702_200836789 |  | AD | node_8102702_200836787 | node_8102702_200836789 | 206.527 | bal_1P_1/0AA | 8102702 | no | no |  |  | no |  |  | 0 | 0 | 0 | 0
oh_line_8102702_200836790 |  | AD | node_8102702_200836789 | node_8102702_200836790 | 192.194 | bal_1P_1/0AA | 8102702 | no | no |  |  | no |  |  | 0 | 0 | 0 | 0
oh_line_8102702_200836791 |  | AD | node_8102702_200836792 | node_8102702_200836791 | 293.174 | bal_1P_2AC | 8102702 | no | no |  |  | no |  |  | 0 | 0 | 0 | 0
oh_line_8102702_200836792 |  | AD | node_8102702_200836793 | node_8102702_200836792 | 185.96 | bal_1P_2AC | 8102702 | no | no |  |  | no |  |  | 0 | 0 | 0 | 0
oh_line_8102702_200836793 |  | AD | node_8102702_200836794 | node_8102702_200836793 | 155.11 | bal_1P_2AC | 8102702 | no | no |  |  | no |  |  | 0 | 0 | 0 | 0
oh_line_8102702_200836794 |  | AD | node_8102702_200836747 | node_8102702_200836794 | 349.327 | bal_1P_2AC | 8102702 | no | no |  |  | no |  |  | 0 | 0 | 0 | 0
oh_line_8102702_200836795 |  | AD | node_8102702_200836794 | node_8102702_200836795 | 94.545 | bal_1P_1/0AA | 8102702 | no | no |  |  | no |  |  | 0 | 0 | 0 | 0
oh_line_8102702_200836797 |  | AD | node_8102702_200836795 | node_8102702_200836797 | 297.64 | bal_1P_1/0AA | 8102702 | no | no |  |  | no |  |  | 0 | 0 | 0 | 0
oh_line_8102702_200836914 |  | ABCD | node_8102702_200870232 | node_8102702_200836914 | 271.201 | bal_3P_1/0AA | 8102702 | no | no |  |  | no |  |  | 0 | 0 | 0 | 0
oh_line_8102702_200836916 |  | ABCD | node_8102702_200836914 | node_intto1_8102702_200836916 | 180.669 | unb_3P_2-2AC_1/0AA | 8102702 | no | no |  |  | no |  |  | 0 | 0 | 0 | 0
oh_line_8102702_200836918 |  | AD | node_8102702_200836916 | node_8102702_200836918 | 154.365 | bal_1P_2AC | 8102702 | no | no |  |  | no |  |  | 0 | 0 | 0 | 0
oh_line_8102702_200836924 |  | AD | node_8102702_200836918 | node_8102702_200836924 | 253.075 | bal_1P_2AC | 8102702 | no | no |  |  | no |  |  | 0 | 0 | 0 | 0
oh_line_8102702_200836925 |  | ABCD | node_8102702_200836914 | node_8102702_200836925 | 237.554 | unb_3P_2-2AC_1/0AA | 8102702 | no | no |  |  | no |  |  | 0 | 0 | 0 | 0
oh_line_8102702_200836928 |  | ABCD | node_8102702_200836925 | node_8102702_200836928 | 195.912 | unb_3P_2-2AC_1/0AA | 8102702 | no | no |  |  | no |  |  | 0 | 0 | 0 | 0
oh_line_8102702_200836930 |  | ABCD | node_8102702_200836928 | node_8102702_200836930 | 201.178 | unb_3P_2-2AC_1/0AA | 8102702 | no | no |  |  | no |  |  | 0 | 0 | 0 | 0
oh_line_8102702_200836931 |  | ABCD | node_8102702_200836930 | node_8102702_200836931 | 206.959 | unb_3P_2-2AC_1/0AA | 8102702 | no | no |  |  | no |  |  | 0 | 0 | 0 | 0
oh_line_8102702_200836932 |  | AN | node_8102702_200836743 | node_8102702_200836932 | 28.818 | bal_1P_2AC_1/0AA(N) | 8102702 | no | no |  |  | no |  |  | 0 | 0 | 0 | 0
oh_line_8102702_200836933 |  | AN | node_8102702_200836932 | node_intto1_8102702_200836933 | 173.703 | bal_1P_2AC_1/0AA(N) | 8102702 | no | no |  |  | no |  |  | 0 | 0 | 0 | 0
oh_line_8102702_200836934 |  | AN | node_8102702_200836933 | node_8102702_200836934 | 163.485 | bal_1P_2AC_1/0AA(N) | 8102702 | no | no |  |  | no |  |  | 0 | 0 | 0 | 0
oh_line_8102702_200836935 |  | AN | node_8102702_200836934 | node_8102702_200836935 | 150.304 | bal_1P_2AC_1/0AA(N) | 8102702 | no | no |  |  | no |  |  | 0 | 0 | 0 | 0
oh_line_8102702_200836936 |  | AN | node_8102702_200836935 | node_8102702_200836936 | 141.495 | bal_1P_2AC_1/0AA(N) | 8102702 | no | no |  |  | no |  |  | 0 | 0 | 0 | 0
oh_line_8102702_200836937 |  | AN | node_8102702_200836936 | node_8102702_200836937 | 168.182 | bal_1P_2AC_1/0AA(N) | 8102702 | no | no |  |  | no |  |  | 0 | 0 | 0 | 0
oh_line_8102702_200836938 |  | AN | node_8102702_200836937 | node_8102702_200836938 | 171.919 | bal_1P_2AC_1/0AA(N) | 8102702 | no | no |  |  | no |  |  | 0 | 0 | 0 | 0
oh_line_8102702_200836939 |  | AN | node_8102702_200836938 | node_8102702_200836939 | 141.319 | bal_1P_2AC_1/0AA(N) | 8102702 | no | no |  |  | no |  |  | 0 | 0 | 0 | 0
oh_line_8102702_200836941 |  | AN | node_8102702_200836939 | node_8102702_200836941 | 212.733 | bal_1P_2AC_1/0AA(N) | 8102702 | no | no |  |  | no |  |  | 0 | 0 | 0 | 0
oh_line_8102702_200837020 |  | AD | node_8102702_200838702 | node_8102702_200837020 | 176.132 | bal_1P_2AC | 8102702 | no | no |  |  | no |  |  | 0 | 0 | 0 | 0
oh_line_8102702_200837022 |  | AD | node_8102702_200837020 | node_8102702_200837022 | 108.504 | bal_1P_2AC | 8102702 | no | no |  |  | no |  |  | 0 | 0 | 0 | 0
oh_line_8102702_200837023 |  | AD | node_8102702_200837022 | node_8102702_200837023 | 127.688 | bal_1P_2AC | 8102702 | no | no |  |  | no |  |  | 0 | 0 | 0 | 0
oh_line_8102702_200837027 |  | AD | node_8102702_200838733 | node_8102702_200837027 | 46.206 | bal_1P_2AC | 8102702 | no | no |  |  | no |  |  | 0 | 0 | 0 | 0
oh_line_8102702_200837028 |  | AD | node_8102702_200837038 | node_8102702_200837028 | 168.624 | bal_1P_1/0AC | 8102702 | no | no |  |  | no |  |  | 0 | 0 | 0 | 0
oh_line_8102702_200837030 |  | AD | node_8102702_200837027 | node_intto1_8102702_200837030 | 121.443 | bal_1P_2AC | 8102702 | no | no |  |  | no |  |  | 0 | 0 | 0 | 0
oh_line_8102702_200837031 |  | AD | node_8102702_200837030 | node_8102702_200837031 | 127.219 | bal_1P_2AC | 8102702 | no | no |  |  | no |  |  | 0 | 0 | 0 | 0
oh_line_8102702_200837032 |  | AD | node_8102702_200837031 | node_8102702_200837032 | 116.872 | bal_1P_1/0AC | 8102702 | no | no |  |  | no |  |  | 0 | 0 | 0 | 0
oh_line_8102702_200837033 |  | AD | node_8102702_200837032 | node_8102702_200837033 | 98.714 | bal_1P_1/0AC | 8102702 | no | no |  |  | no |  |  | 0 | 0 | 0 | 0
oh_line_8102702_200837034 |  | AD | node_8102702_200837033 | node_8102702_200837034 | 140.191 | bal_1P_1/0AC | 8102702 | no | no |  |  | no |  |  | 0 | 0 | 0 | 0
oh_line_8102702_200837035 |  | AD | node_8102702_200837034 | node_8102702_200837035 | 145.541 | bal_1P_1/0AC | 8102702 | no | no |  |  | no |  |  | 0 | 0 | 0 | 0
oh_line_8102702_200837037 |  | AD | node_8102702_200837035 | node_8102702_200837037 | 146.385 | bal_1P_1/0AC | 8102702 | no | no |  |  | no |  |  | 0 | 0 | 0 | 0
oh_line_8102702_200837038 |  | AD | node_8102702_200837037 | node_8102702_200837038 | 169.657 | bal_1P_1/0AC | 8102702 | no | no |  |  | no |  |  | 0 | 0 | 0 | 0
oh_line_8102702_200837056 |  | ABCN | node_8102702_201013442 | node_8102702_200837056 | 167.074 | bal_3P_WYECUST | 8102702 | no | no |  |  | no |  |  | 0 | 0 | 0 | 0
oh_line_8102702_200837057 |  | ABCN | node_8102702_200838602 | node_8102702_200837057 | 88.078 | bal_3P_1/0AC_1/0AA(N) | 8102702 | no | no |  |  | no |  |  | 0 | 0 | 0 | 0
oh_line_8102702_200837058 |  | ABCN | node_8102702_200837057 | node_8102702_200837058 | 149.561 | bal_3P_1/0AC_1/0AA(N) | 8102702 | no | no |  |  | no |  |  | 0 | 0 | 0 | 0
oh_line_8102702_200837059 |  | ABCN | node_8102702_200837058 | node_8102702_200837059 | 194.08 | bal_3P_1/0AC_1/0AA(N) | 8102702 | no | no |  |  | no |  |  | 0 | 0 | 0 | 0
oh_line_8102702_200837060 |  | ABCN | node_8102702_200837059 | node_8102702_200837060 | 183.906 | bal_3P_1/0AC_1/0AA(N) | 8102702 | no | no |  |  | no |  |  | 0 | 0 | 0 | 0
oh_line_8102702_200837062 |  | AN | node_8102702_200837060 | node_8102702_200837062 | 172.105 | bal_1P_1/0AC_1/0AA(N) | 8102702 | no | no |  |  | no |  |  | 0 | 0 | 0 | 0
oh_line_8102702_200837069 |  | AN | node_8102702_200837060 | node_8102702_200837069 | 362.302 | bal_1P_1/0AC_1/0AA(N) | 8102702 | no | no |  |  | no |  |  | 0 | 0 | 0 | 0
oh_line_8102702_200837103 |  | AN | node_8102702_200838578 | node_8102702_200837103 | 53.749 | bal_1P_1/0AC_1/0AA(N) | 8102702 | no | no |  |  | no |  |  | 0 | 0 | 0 | 0
oh_line_8102702_200837104 |  | AN | node_8102702_200837103 | node_intto1_8102702_200837104 | 152.472 | bal_1P_1/0AC_4/0AL(N) | 8102702 | no | no |  |  | no |  |  | 0 | 0 | 0 | 0
oh_line_8102702_200837105 |  | AN | node_8102702_200837104 | node_8102702_200837105 | 194.697 | bal_1P_1/0AC_4/0AL(N) | 8102702 | no | no |  |  | no |  |  | 0 | 0 | 0 | 0
oh_line_8102702_200837106 |  | AN | node_8102702_200837105 | node_8102702_200837106 | 201.529 | bal_1P_1/0AC_4/0AL(N) | 8102702 | no | no |  |  | no |  |  | 0 | 0 | 0 | 0
oh_line_8102702_200837107 |  | AN | node_8102702_200837106 | node_8102702_200837107 | 204.693 | bal_1P_1/0AC_4/0AL(N) | 8102702 | no | no |  |  | no |  |  | 0 | 0 | 0 | 0
oh_line_8102702_200837108 |  | AN | node_8102702_200837107 | node_8102702_200837108 | 198.31 | bal_1P_1/0AC_4/0AL(N) | 8102702 | no | no |  |  | no |  |  | 0 | 0 | 0 | 0
oh_line_8102702_200837109 |  | AN | node_8102702_200837108 | node_8102702_200837109 | 197.439 | bal_1P_1/0AC_4/0AL(N) | 8102702 | no | no |  |  | no |  |  | 0 | 0 | 0 | 0
oh_line_8102702_200837110 |  | AN | node_8102702_200837109 | node_8102702_200837110 | 239.799 | bal_1P_1/0AC_1/0AA(N) | 8102702 | no | no |  |  | no |  |  | 0 | 0 | 0 | 0
oh_line_8102702_200837111 |  | AN | node_8102702_200837110 | node_8102702_200837111 | 237.174 | bal_1P_1/0AC_1/0AA(N) | 8102702 | no | no |  |  | no |  |  | 0 | 0 | 0 | 0
oh_line_8102702_200837112 |  | AN | node_8102702_200837117 | node_8102702_200837112 | 191.285 | bal_1P_1/0AC_1/0AC(N) | 8102702 | no | no |  |  | no |  |  | 0 | 0 | 0 | 0
oh_line_8102702_200837113 |  | AN | node_8102702_200837112 | node_8102702_200837113 | 77.086 | bal_1P_1/0AC_1/0AC(N) | 8102702 | no | no |  |  | no |  |  | 0 | 0 | 0 | 0
oh_line_8102702_200837114 |  | AN | node_8102702_200837113 | node_8102702_200837114 | 162.956 | bal_1P_2AC_2AC(N) | 8102702 | no | no |  |  | no |  |  | 0 | 0 | 0 | 0
oh_line_8102702_200837115 |  | AN | node_8102702_200837114 | node_8102702_200837115 | 149.817 | bal_1P_2AC_2AC(N) | 8102702 | no | no |  |  | no |  |  | 0 | 0 | 0 | 0
oh_line_8102702_200837117 |  | AN | node_8102702_200837118 | node_8102702_200837117 | 170.657 | bal_1P_1/0AC_1/0AC(N) | 8102702 | no | no |  |  | no |  |  | 0 | 0 | 0 | 0
oh_line_8102702_200837118 |  | AN | node_8102702_200837119 | node_8102702_200837118 | 170.614 | bal_1P_1/0AA_1/0AA(N) | 8102702 | no | no |  |  | no |  |  | 0 | 0 | 0 | 0
oh_line_8102702_200837119 |  | AN | node_8102702_200837120 | node_8102702_200837119 | 219.106 | bal_1P_1/0AA_1/0AA(N) | 8102702 | no | no |  |  | no |  |  | 0 | 0 | 0 | 0
oh_line_8102702_200837120 |  | AN | node_8102702_200837121 | node_8102702_200837120 | 220.491 | bal_1P_1/0AA_1/0AC(N) | 8102702 | no | no |  |  | no |  |  | 0 | 0 | 0 | 0
oh_line_8102702_200837121 |  | AN | node_8102702_200837122 | node_8102702_200837121 | 193.783 | bal_1P_1/0AA_1/0AA(N) | 8102702 | no | no |  |  | no |  |  | 0 | 0 | 0 | 0
oh_line_8102702_200837122 |  | AN | node_8102702_200836689 | node_intto1_8102702_200837122 | 227.821 | bal_1P_1/0AA_1/0AA(N) | 8102702 | no | no |  |  | no |  |  | 0 | 0 | 0 | 0
oh_line_8102702_200837203 |  | AD | node_8102702_200837698 | node_8102702_200837203 | 74.331 | bal_1P_1/0AC | 8102702 | no | no |  |  | no |  |  | 0 | 0 | 0 | 0
oh_line_8102702_200837204 |  | AD | node_8102702_200837203 | node_8102702_200837204 | 246.981 | bal_1P_1/0AC | 8102702 | no | no |  |  | no |  |  | 0 | 0 | 0 | 0
oh_line_8102702_200837205 |  | AD | node_8102702_200837204 | node_8102702_200837205 | 206.995 | bal_1P_1/0AC | 8102702 | no | no |  |  | no |  |  | 0 | 0 | 0 | 0
oh_line_8102702_200837206 |  | AD | node_8102702_200837205 | node_8102702_200837206 | 171.631 | bal_1P_1/0AC | 8102702 | no | no |  |  | no |  |  | 0 | 0 | 0 | 0
oh_line_8102702_200837207 |  | AD | node_8102702_200837206 | node_8102702_200837207 | 94.143 | bal_1P_1/0AC | 8102702 | no | no |  |  | no |  |  | 0 | 0 | 0 | 0
oh_line_8102702_200837246 |  | AD | node_8102702_201037190 | node_8102702_200837246 | 76.618 | bal_1P_1/0AC | 8102702 | no | no |  |  | no |  |  | 0 | 0 | 0 | 0
oh_line_8102702_200837247 |  | AD | node_8102702_200837246 | node_intto1_8102702_200837247 | 100.175 | bal_1P_1/0AC | 8102702 | no | no |  |  | no |  |  | 0 | 0 | 0 | 0
oh_line_8102702_200837248 |  | AD | node_8102702_200837247 | node_8102702_200837248 | 181.249 | bal_1P_1/0AC | 8102702 | no | no |  |  | no |  |  | 0 | 0 | 0 | 0
oh_line_8102702_200837251 |  | AD | node_8102702_200837248 | node_8102702_200837251 | 173.612 | bal_1P_1/0AA | 8102702 | no | no |  |  | no |  |  | 0 | 0 | 0 | 0
oh_line_8102702_200837252 |  | AD | node_8102702_200837251 | node_8102702_200837252 | 220.825 | bal_1P_1/0AA | 8102702 | no | no |  |  | no |  |  | 0 | 0 | 0 | 0
oh_line_8102702_200837326 |  | AD | node_8102702_200838666 | node_intto1_8102702_200837326 | 58.191 | bal_1P_1/0AC | 8102702 | no | no |  |  | no |  |  | 0 | 0 | 0 | 0
oh_line_8102702_200837327 |  | AD | node_8102702_200837326 | node_8102702_200837327 | 202.22 | bal_1P_1/0AC | 8102702 | no | no |  |  | no |  |  | 0 | 0 | 0 | 0
oh_line_8102702_200837328 |  | AD | node_8102702_200837327 | node_8102702_200837328 | 234.167 | bal_1P_1/0AC | 8102702 | no | no |  |  | no |  |  | 0 | 0 | 0 | 0
oh_line_8102702_200837488 |  | AD | node_8102702_200838962 | node_8102702_200837488 | 123.908 | bal_1P_1/0AC | 8102702 | no | no |  |  | no |  |  | 0 | 0 | 0 | 0
oh_line_8102702_200837489 |  | AD | node_8102702_200837488 | node_8102702_200837489 | 193.54 | bal_1P_1/0AC | 8102702 | no | no |  |  | no |  |  | 0 | 0 | 0 | 0
oh_line_8102702_200837490 |  | AD | node_8102702_200837489 | node_8102702_200837490 | 265.181 | bal_1P_1/0AC | 8102702 | no | no |  |  | no |  |  | 0 | 0 | 0 | 0
oh_line_8102702_200837540 |  | AD | node_8102702_200914841 | node_8102702_200837540 | 65.588 | bal_1P_4CU | 8102702 | no | no |  |  | no |  |  | 0 | 0 | 0 | 0
oh_line_8102702_200837542 |  | AD | node_8102702_200837540 | node_intto1_8102702_200837542 | 83.817 | bal_1P_4CU | 8102702 | no | no |  |  | no |  |  | 0 | 0 | 0 | 0
oh_line_8102702_200837543 |  | AD | node_8102702_200837542 | node_8102702_200837543 | 133.74 | bal_1P_4CU | 8102702 | no | no |  |  | no |  |  | 0 | 0 | 0 | 0
oh_line_8102702_200837544 |  | AD | node_8102702_200837543 | node_8102702_200837544 | 219.462 | bal_1P_1/0AA | 8102702 | no | no |  |  | no |  |  | 0 | 0 | 0 | 0
oh_line_8102702_200837546 |  | AD | node_8102702_200837543 | node_8102702_200837546 | 122.938 | bal_1P_1/0AC | 8102702 | no | no |  |  | no |  |  | 0 | 0 | 0 | 0
oh_line_8102702_200837547 |  | AD | node_8102702_200837546 | node_8102702_200837547 | 202.129 | bal_1P_1/0AC | 8102702 | no | no |  |  | no |  |  | 0 | 0 | 0 | 0
oh_line_8102702_200837548 |  | AD | node_8102702_200837547 | node_8102702_200837548 | 188.581 | bal_1P_1/0AC | 8102702 | no | no |  |  | no |  |  | 0 | 0 | 0 | 0
oh_line_8102702_200837549 |  | AD | node_8102702_200837548 | node_8102702_200837549 | 228.54 | bal_1P_1/0AC | 8102702 | no | no |  |  | no |  |  | 0 | 0 | 0 | 0
oh_line_8102702_200837695 |  | AD | node_8102702_200838671 | node_8102702_200837695 | 59.845 | bal_1P_1/0AC | 8102702 | no | no |  |  | no |  |  | 0 | 0 | 0 | 0
oh_line_8102702_200837696 |  | AD | node_8102702_200837695 | node_8102702_200837696 | 161.813 | bal_1P_1/0AC | 8102702 | no | no |  |  | no |  |  | 0 | 0 | 0 | 0
oh_line_8102702_200837697 |  | AD | node_8102702_200837696 | node_8102702_200837697 | 175.533 | bal_1P_1/0AC | 8102702 | no | no |  |  | no |  |  | 0 | 0 | 0 | 0
oh_line_8102702_200837698 |  | AD | node_8102702_200837697 | node_8102702_200837698 | 85.462 | bal_1P_1/0AC | 8102702 | no | no |  |  | no |  |  | 0 | 0 | 0 | 0
oh_line_8102702_200837854 |  | AN | node_8102702_311911732 | node_8102702_200837854 | 17.361 | bal_1P_1/0AA_1/0AA(N) | 8102702 | no | no |  |  | no |  |  | 0 | 0 | 0 | 0
oh_line_8102702_200837855 |  | AN | node_8102702_200837854 | node_intto1_8102702_200837855 | 204.246 | bal_1P_1/0AA_1/0AA(N) | 8102702 | no | no |  |  | no |  |  | 0 | 0 | 0 | 0
oh_line_8102702_200837856 |  | AN | node_8102702_200837855 | node_8102702_200837856 | 237.183 | bal_1P_1/0AA_1/0AA(N) | 8102702 | no | no |  |  | no |  |  | 0 | 0 | 0 | 0
oh_line_8102702_200837857 |  | AN | node_8102702_200837856 | node_8102702_200837857 | 185.331 | bal_1P_1/0AA_1/0AA(N) | 8102702 | no | no |  |  | no |  |  | 0 | 0 | 0 | 0
oh_line_8102702_200837866 |  | AN | node_8102702_200836691 | node_8102702_200837866 | 52.185 | bal_1P_1/0AA_1/0AA(N) | 8102702 | no | no |  |  | no |  |  | 0 | 0 | 0 | 0
oh_line_8102702_200837867 |  | AN | node_8102702_200837881 | node_8102702_200837867 | 242.143 | bal_1P_1/0AA_1/0AA(N) | 8102702 | no | no |  |  | no |  |  | 0 | 0 | 0 | 0
oh_line_8102702_200837868 |  | AN | node_8102702_200837867 | node_8102702_200837868 | 207.652 | bal_1P_1/0AA_1/0AA(N) | 8102702 | no | no |  |  | no |  |  | 0 | 0 | 0 | 0
oh_line_8102702_200837869 |  | AN | node_8102702_200837866 | node_intto1_8102702_200837869 | 261.252 | bal_1P_1/0AA_1/0AA(N) | 8102702 | no | no |  |  | no |  |  | 0 | 0 | 0 | 0
oh_line_8102702_200837870 |  | AN | node_8102702_200837869 | node_8102702_200837870 | 151.276 | bal_1P_1/0AA_1/0AA(N) | 8102702 | no | no |  |  | no |  |  | 0 | 0 | 0 | 0
oh_line_8102702_200837871 |  | AN | node_8102702_200837869 | node_8102702_200837871 | 308.384 | bal_1P_1/0AA_1/0AA(N) | 8102702 | no | no |  |  | no |  |  | 0 | 0 | 0 | 0
oh_line_8102702_200837872 |  | AN | node_8102702_200837871 | node_8102702_200837872 | 122.41 | bal_1P_1/0AA_1/0AA(N) | 8102702 | no | no |  |  | no |  |  | 0 | 0 | 0 | 0
oh_line_8102702_200837873 |  | AN | node_8102702_200837871 | node_8102702_200837873 | 316.657 | bal_1P_1/0AA_1/0AA(N) | 8102702 | no | no |  |  | no |  |  | 0 | 0 | 0 | 0
oh_line_8102702_200837874 |  | AN | node_8102702_200837873 | node_8102702_200837874 | 287.449 | bal_1P_1/0AA_1/0AA(N) | 8102702 | no | no |  |  | no |  |  | 0 | 0 | 0 | 0
oh_line_8102702_200837875 |  | AN | node_8102702_200837874 | node_8102702_200837875 | 271.632 | bal_1P_1/0AA_1/0AA(N) | 8102702 | no | no |  |  | no |  |  | 0 | 0 | 0 | 0
oh_line_8102702_200837877 |  | AN | node_8102702_200837875 | node_8102702_200837877 | 116.428 | bal_1P_1/0AA_1/0AA(N) | 8102702 | no | no |  |  | no |  |  | 0 | 0 | 0 | 0
oh_line_8102702_200837878 |  | AN | node_8102702_200837877 | node_8102702_200837878 | 168.09 | bal_1P_1/0AA_1/0AA(N) | 8102702 | no | no |  |  | no |  |  | 0 | 0 | 0 | 0
oh_line_8102702_200837879 |  | AN | node_8102702_200837878 | node_8102702_200837879 | 199.869 | bal_1P_1/0AA_1/0AA(N) | 8102702 | no | no |  |  | no |  |  | 0 | 0 | 0 | 0
oh_line_8102702_200837881 |  | AN | node_8102702_200837879 | node_8102702_200837881 | 202.234 | bal_1P_1/0AA_1/0AA(N) | 8102702 | no | no |  |  | no |  |  | 0 | 0 | 0 | 0
oh_line_8102702_200837887 |  | AD | node_8102702_200838969 | node_intto1_8102702_200837887 | 273.634 | bal_1P_1/0AA | 8102702 | no | no |  |  | no |  |  | 0 | 0 | 0 | 0
oh_line_8102702_200837888 |  | AD | node_8102702_200870142 | node_8102702_200837888 | 269.253 | bal_1P_1/0AA | 8102702 | no | no |  |  | no |  |  | 0 | 0 | 0 | 0
oh_line_8102702_200837889 |  | AD | node_8102702_200837888 | node_8102702_200837889 | 334.625 | bal_1P_1/0AA | 8102702 | no | no |  |  | no |  |  | 0 | 0 | 0 | 0
oh_line_8102702_200837903 |  | AN | node_8102702_200837856 | node_8102702_200837903 | 198.925 | bal_1P_1/0AA_1/0AA(N) | 8102702 | no | no |  |  | no |  |  | 0 | 0 | 0 | 0
oh_line_8102702_200837904 |  | AN | node_8102702_200837903 | node_8102702_200837904 | 195.855 | bal_1P_1/0AA_1/0AA(N) | 8102702 | no | no |  |  | no |  |  | 0 | 0 | 0 | 0
oh_line_8102702_200838222 |  | ABCN | node_8102702_200838223 | node_8102702_200838222 | 109.276 | bal_3P_477AL_4/0AA(N) | 8102702 | no | no |  |  | no |  |  | 0 | 0 | 0 | 0
oh_line_8102702_200838223 |  | ABCN | node_8102702_200838224 | node_8102702_200838223 | 137.526 | bal_3P_477AL_4/0AA(N) | 8102702 | no | no |  |  | no |  |  | 0 | 0 | 0 | 0
oh_line_8102702_200838224-1 |  | ABCN | node_8102702_312109184 | node_intto1_312109391 | 8.814 | bal_3P_477AL_4/0AA(N) | 8102702 | no | no |  |  | no |  |  | 0 | 0 | 0 | 0
oh_line_8102702_200838224-2 |  | ABCN | node_312109391 | node_intto1_312109394 | 2.994 | bal_3P_477AL_4/0AA(N) | 8102702 | no | no |  |  | no |  |  | 0 | 0 | 0 | 0
oh_line_8102702_200838224-3 |  | ABCN | node_312109394 | node_intto1_427-SW1-312109395 | 2.126 | bal_3P_477AL_4/0AA(N) | 8102702 | no | no |  |  | no |  |  | 0 | 0 | 0 | 0
oh_line_8102702_200838224-4 |  | ABCN | node_427-SW1-312109395 | node_8102702_200838224 | 120.702 | bal_3P_477AL_4/0AA(N) | 8102702 | no | no |  |  | no |  |  | 0 | 0 | 0 | 0
oh_line_8102702_200838267 |  | AD | node_8102702_200838649 | node_8102702_200838267 | 119.125 | bal_1P_2AC | 8102702 | no | no |  |  | no |  |  | 0 | 0 | 0 | 0
oh_line_8102702_200838272 |  | AD | node_8102702_200965978 | node_8102702_200838272 | 163.395 | bal_1P_1/0AA | 8102702 | no | no |  |  | no |  |  | 0 | 0 | 0 | 0
oh_line_8102702_200838274 |  | AD | node_8102702_200838272 | node_8102702_200838274 | 161.456 | bal_1P_4CU | 8102702 | no | no |  |  | no |  |  | 0 | 0 | 0 | 0
oh_line_8102702_200838275 |  | AD | node_8102702_200838274 | node_8102702_200838275 | 245.6 | bal_1P_4CU | 8102702 | no | no |  |  | no |  |  | 0 | 0 | 0 | 0
oh_line_8102702_200838279 |  | AD | node_8102702_200838275 | node_8102702_200838279 | 169.642 | bal_1P_4CU | 8102702 | no | no |  |  | no |  |  | 0 | 0 | 0 | 0
oh_line_8102702_200838280 |  | AD | node_8102702_200838279 | node_8102702_200838280 | 142.9 | bal_1P_6CU | 8102702 | no | no |  |  | no |  |  | 0 | 0 | 0 | 0
oh_line_8102702_200838281 |  | AD | node_8102702_200838280 | node_8102702_200838281 | 128.589 | bal_1P_6CU | 8102702 | no | no |  |  | no |  |  | 0 | 0 | 0 | 0
oh_line_8102702_200838283 |  | AD | node_8102702_200960109 | node_8102702_200838283 | 146.552 | bal_1P_6CU | 8102702 | no | no |  |  | no |  |  | 0 | 0 | 0 | 0
oh_line_8102702_200838284 |  | AD | node_8102702_200838283 | node_8102702_200838284 | 106.09 | bal_1P_6CU | 8102702 | no | no |  |  | no |  |  | 0 | 0 | 0 | 0
oh_line_8102702_200838287 |  | AD | node_8102702_200838284 | node_8102702_200838287 | 139.728 | bal_1P_6CU | 8102702 | no | no |  |  | no |  |  | 0 | 0 | 0 | 0
oh_line_8102702_200838288 |  | AD | node_8102702_200838287 | node_8102702_200838288 | 118.389 | bal_1P_2AC | 8102702 | no | no |  |  | no |  |  | 0 | 0 | 0 | 0
oh_line_8102702_200838291 |  | AD | node_8102702_200964572 | node_8102702_200838291 | 283.115 | bal_1P_2AC | 8102702 | no | no |  |  | no |  |  | 0 | 0 | 0 | 0
oh_line_8102702_200838292 |  | AD | node_8102702_200838291 | node_8102702_200838292 | 276.88 | bal_1P_2AC | 8102702 | no | no |  |  | no |  |  | 0 | 0 | 0 | 0
oh_line_8102702_200838555 |  | ABCN | node_SOURCE_8102702 | node_8102702_200838555 | 148.597 | bal_3P_477AL_4/0AA(N) | 8102702 | no | no |  |  | no |  |  | 0 | 0 | 0 | 0
oh_line_8102702_200838556 |  | ABCN | node_8102702_200838555 | node_8102702_200838556 | 139.294 | bal_3P_477AL_4/0AA(N) | 8102702 | no | no |  |  | no |  |  | 0 | 0 | 0 | 0
oh_line_8102702_200838557 |  | ABCN | node_8102702_200838556 | node_intto1_8102702_200838557 | 131.274 | bal_3P_477AL_4/0AA(N) | 8102702 | no | no |  |  | no |  |  | 0 | 0 | 0 | 0
oh_line_8102702_200838558 |  | ABCN | node_8102702_200838557 | node_8102702_200838558 | 189.981 | bal_3P_477AL_4/0AA(N) | 8102702 | no | no |  |  | no |  |  | 0 | 0 | 0 | 0
oh_line_8102702_200838562 |  | ABCN | node_8102702_200838558 | node_8102702_200838562 | 233.899 | bal_3P_477AL_4/0AA(N) | 8102702 | no | no |  |  | no |  |  | 0 | 0 | 0 | 0
oh_line_8102702_200838563 |  | ABCN | node_8102702_200838562 | node_8102702_200838563 | 183.956 | bal_3P_477AL_4/0AA(N) | 8102702 | no | no |  |  | no |  |  | 0 | 0 | 0 | 0
oh_line_8102702_200838566 |  | ABCN | node_8102702_200838563 | node_8102702_200838566 | 198.823 | bal_3P_477AL_4/0AA(N) | 8102702 | no | no |  |  | no |  |  | 0 | 0 | 0 | 0
oh_line_8102702_200838569 |  | ABCN | node_8102702_200838566 | node_8102702_200838569 | 190.443 | bal_3P_477AL_4/0AA(N) | 8102702 | no | no |  |  | no |  |  | 0 | 0 | 0 | 0
oh_line_8102702_200838570 |  | ABCN | node_8102702_200838569 | node_8102702_200838570 | 184.876 | bal_3P_477AL_4/0AA(N) | 8102702 | no | no |  |  | no |  |  | 0 | 0 | 0 | 0
oh_line_8102702_200838572 |  | AN | node_8102702_200838570 | node_8102702_200838572 | 40.737 | bal_1P_1/0AA_1/0AA(N) | 8102702 | no | no |  |  | no |  |  | 0 | 0 | 0 | 0
oh_line_8102702_200838573 |  | AN | node_8102702_200838572 | node_8102702_200838573 | 81.302 | bal_1P_1/0AA_1/0AA(N) | 8102702 | no | no |  |  | no |  |  | 0 | 0 | 0 | 0
oh_line_8102702_200838577 |  | ABCN | node_8102702_200838570 | node_intto1_8102702_200838577 | 116.057 | bal_3P_477AL_4/0AA(N) | 8102702 | no | no |  |  | no |  |  | 0 | 0 | 0 | 0
oh_line_8102702_200838578 |  | ABCN | node_8102702_200838577 | node_8102702_200838578 | 144.846 | bal_3P_477AL_4/0AA(N) | 8102702 | no | no |  |  | no |  |  | 0 | 0 | 0 | 0
oh_line_8102702_200838581 |  | ABCN | node_8102702_200838578 | node_8102702_200838581 | 146.673 | bal_3P_477AL_4/0AA(N) | 8102702 | no | no |  |  | no |  |  | 0 | 0 | 0 | 0
oh_line_8102702_200838582 |  | ABCN | node_8102702_200838581 | node_8102702_200838582 | 158.864 | bal_3P_477AL_4/0AA(N) | 8102702 | no | no |  |  | no |  |  | 0 | 0 | 0 | 0
oh_line_8102702_200838583 |  | ABCN | node_8102702_200838582 | node_8102702_200838583 | 122.108 | bal_3P_477AL_4/0AA(N) | 8102702 | no | no |  |  | no |  |  | 0 | 0 | 0 | 0
oh_line_8102702_200838585 |  | ABCN | node_8102702_200838583 | node_8102702_200838585 | 110.746 | bal_3P_477AL_4/0AA(N) | 8102702 | no | no |  |  | no |  |  | 0 | 0 | 0 | 0
oh_line_8102702_200838586 |  | AN | node_8102702_200838588 | node_8102702_200838586 | 132.66 | bal_1P_1/0AC_1/0AA(N) | 8102702 | no | no |  |  | no |  |  | 0 | 0 | 0 | 0
oh_line_8102702_200838587 |  | AN | node_8102702_200838585 | node_intto1_8102702_200838587 | 140.919 | bal_1P_1/0AC_1/0AA(N) | 8102702 | no | no |  |  | no |  |  | 0 | 0 | 0 | 0
oh_line_8102702_200838588 |  | AN | node_8102702_200838587 | node_8102702_200838588 | 155.998 | bal_1P_1/0AC_1/0AA(N) | 8102702 | no | no |  |  | no |  |  | 0 | 0 | 0 | 0
oh_line_8102702_200838592 |  | ABCN | node_8102702_200985306 | node_8102702_200838592 | 124.347 | bal_3P_477AL_4/0AA(N) | 8102702 | no | no |  |  | no |  |  | 0 | 0 | 0 | 0
oh_line_8102702_200838593 |  | ABCN | node_8102702_200838592 | node_8102702_200838593 | 184.961 | bal_3P_477AL_1/0AA(N) | 8102702 | no | no |  |  | no |  |  | 0 | 0 | 0 | 0
oh_line_8102702_200838594 |  | ABCN | node_8102702_200838593 | node_8102702_200838594 | 155.469 | bal_3P_477AL_1/0AA(N) | 8102702 | no | no |  |  | no |  |  | 0 | 0 | 0 | 0
oh_line_8102702_200838595 |  | ABCN | node_8102702_200838594 | node_8102702_200838595 | 192.28 | bal_3P_477AL_1/0AA(N) | 8102702 | no | no |  |  | no |  |  | 0 | 0 | 0 | 0
oh_line_8102702_200838596-1 |  | ABCN | node_8102702_200838595 | node_intto1_8102702_200838596 | 76.69 | bal_3P_477AL_1/0AA(N) | 8102702 | no | no |  |  | no |  |  | 0 | 0 | 0 | 0
oh_line_8102702_200838601 |  | ABCN | node_8102702_200838596 | node_8102702_200838601 | 129.326 | bal_3P_477AL_4/0AA(N) | 8102702 | no | no |  |  | no |  |  | 0 | 0 | 0 | 0
oh_line_8102702_200838602 |  | ABCN | node_8102702_200838601 | node_8102702_200838602 | 181.808 | bal_3P_477AL_4/0AA(N) | 8102702 | no | no |  |  | no |  |  | 0 | 0 | 0 | 0
oh_line_8102702_200838603 |  | ABCN | node_8102702_200838602 | node_8102702_200838603 | 191.877 | bal_3P_477AL_4/0AA(N) | 8102702 | no | no |  |  | no |  |  | 0 | 0 | 0 | 0
oh_line_8102702_200838604 |  | ABCN | node_8102702_200838603 | node_8102702_200838604 | 185.236 | bal_3P_477AL_4/0AA(N) | 8102702 | no | no |  |  | no |  |  | 0 | 0 | 0 | 0
oh_line_8102702_200838605 |  | ABCN | node_8102702_200838604 | node_8102702_200838605 | 182.714 | bal_3P_477AL_4/0AA(N) | 8102702 | no | no |  |  | no |  |  | 0 | 0 | 0 | 0
oh_line_8102702_200838606 |  | ABCN | node_8102702_200838605 | node_8102702_200838606 | 199.765 | bal_3P_477AL_4/0AA(N) | 8102702 | no | no |  |  | no |  |  | 0 | 0 | 0 | 0
oh_line_8102702_200838609 |  | ABCN | node_8102702_200838606 | node_intto1_8102702_200838609 | 246.574 | bal_3P_477AL_4/0AA(N) | 8102702 | no | no |  |  | no |  |  | 0 | 0 | 0 | 0
oh_line_8102702_200838610 |  | ABCN | node_8102702_200838609 | node_8102702_200838610 | 91.8 | bal_3P_477AL_4/0AA(N) | 8102702 | no | no |  |  | no |  |  | 0 | 0 | 0 | 0
oh_line_8102702_200838611 |  | ABCN | node_8102702_200838610 | node_8102702_200838611 | 266.988 | bal_3P_477AL_4/0AA(N) | 8102702 | no | no |  |  | no |  |  | 0 | 0 | 0 | 0
oh_line_8102702_200838612 |  | ABCN | node_8102702_200838611 | node_8102702_200838612 | 150.252 | bal_3P_477AL_4/0AA(N) | 8102702 | no | no |  |  | no |  |  | 0 | 0 | 0 | 0
oh_line_8102702_200838616 |  | ABCN | node_8102702_201009628 | node_8102702_200838616 | 183.33 | bal_3P_477AL_4/0AA(N) | 8102702 | no | no |  |  | no |  |  | 0 | 0 | 0 | 0
oh_line_8102702_200838617 |  | ABCN | node_8102702_200838616 | node_8102702_200838617 | 179.077 | bal_3P_477AL_4/0AA(N) | 8102702 | no | no |  |  | no |  |  | 0 | 0 | 0 | 0
oh_line_8102702_200838619 |  | ABCN | node_8102702_200838617 | node_8102702_200838619 | 123.281 | bal_3P_477AL_4/0AA(N) | 8102702 | no | no |  |  | no |  |  | 0 | 0 | 0 | 0
oh_line_8102702_200838622-1 |  | ABCN | node_1421868_374_15281865_708 | node_8102702_200838622 | 12.078 | bal_3P_477AL_4/0AA(N) | 8102702 | no | no |  |  | no |  |  | 0 | 0 | 0 | 0
oh_line_8102702_200838622-2 |  | ABCN | node_8102702_200838619 | node_1421868_374_15281865_708 | 165.402 | bal_3P_477AL_4/0AA(N) | 8102702 | no | no |  |  | no |  |  | 0 | 0 | 0 | 0
oh_line_8102702_200838623 |  | ABCN | node_8102702_200838622 | node_8102702_200838623 | 209.41 | bal_3P_477AL_4/0AA(N) | 8102702 | no | no |  |  | no |  |  | 0 | 0 | 0 | 0
oh_line_8102702_200838624 |  | ABCN | node_8102702_200838623 | node_8102702_200838624 | 163.155 | bal_3P_477AL_4/0AA(N) | 8102702 | no | no |  |  | no |  |  | 0 | 0 | 0 | 0
oh_line_8102702_200838625 |  | ABCN | node_8102702_200838624 | node_8102702_200838625 | 94.32 | bal_3P_477AL_4/0AA(N) | 8102702 | no | no |  |  | no |  |  | 0 | 0 | 0 | 0
oh_line_8102702_200838626 |  | ABCN | node_8102702_200838625 | node_8102702_200838626 | 109.614 | bal_3P_477AL_4/0AA(N) | 8102702 | no | no |  |  | no |  |  | 0 | 0 | 0 | 0
oh_line_8102702_200838628 |  | ABCN | node_8102702_201059677 | node_8102702_200838628 | 156.893 | bal_3P_477AL_4/0AA(N) | 8102702 | no | no |  |  | no |  |  | 0 | 0 | 0 | 0
oh_line_8102702_200838636 |  | ABCN | node_8102702_200949220 | node_8102702_200838636 | 150.83 | bal_3P_477AL_4/0AA(N) | 8102702 | no | no |  |  | no |  |  | 0 | 0 | 0 | 0
oh_line_8102702_200838637 |  | ABCN | node_8102702_200838636 | node_8102702_200838637 | 145.719 | bal_3P_477AL_4/0AA(N) | 8102702 | no | no |  |  | no |  |  | 0 | 0 | 0 | 0
oh_line_8102702_200838639 |  | ABCN | node_8102702_200838637 | node_8102702_200838639 | 44.882 | bal_3P_477AL_4/0AA(N) | 8102702 | no | no |  |  | no |  |  | 0 | 0 | 0 | 0
oh_line_8102702_200838640 |  | AN | node_8102702_200838639 | node_8102702_200838640 | 71.517 | bal_1P_2AC_1/0AA(N) | 8102702 | no | no |  |  | no |  |  | 0 | 0 | 0 | 0
oh_line_8102702_200838641-1 |  | AN | node_220465294 | node_8102702_200838641 | 6.444 | bal_1P_2AC_1/0AA(N) | 8102702 | no | no |  |  | no |  |  | 0 | 0 | 0 | 0
oh_line_8102702_200838641-2 |  | AN | node_220388448 | node_intto1_220465294 | 6.301 | bal_1P_2AC_1/0AA(N) | 8102702 | no | no |  |  | no |  |  | 0 | 0 | 0 | 0
oh_line_8102702_200838641-3 |  | AN | node_8102702_200838640 | node_intto1_220388448 | 125.002 | bal_1P_2AC_1/0AA(N) | 8102702 | no | no |  |  | no |  |  | 0 | 0 | 0 | 0
oh_line_8102702_200838642 |  | AD | node_8102702_200838641 | node_8102702_200838642 | 256.098 | bal_1P_2AC | 8102702 | no | no |  |  | no |  |  | 0 | 0 | 0 | 0
oh_line_8102702_200838644 |  | AD | node_8102702_201037190 | node_intto1_8102702_200838644 | 144.547 | bal_1P_2AC | 8102702 | no | no |  |  | no |  |  | 0 | 0 | 0 | 0
oh_line_8102702_200838645 |  | AD | node_8102702_200838644 | node_8102702_200838645 | 251.657 | bal_1P_2AC | 8102702 | no | no |  |  | no |  |  | 0 | 0 | 0 | 0
oh_line_8102702_200838646 |  | AD | node_8102702_200838645 | node_8102702_200838646 | 248.2 | bal_1P_2AC | 8102702 | no | no |  |  | no |  |  | 0 | 0 | 0 | 0
oh_line_8102702_200838648 |  | AD | node_8102702_200838646 | node_8102702_200838648 | 129.86 | bal_1P_2AC | 8102702 | no | no |  |  | no |  |  | 0 | 0 | 0 | 0
oh_line_8102702_200838649 |  | AD | node_8102702_200838648 | node_8102702_200838649 | 173.982 | bal_1P_2AC | 8102702 | no | no |  |  | no |  |  | 0 | 0 | 0 | 0
oh_line_8102702_200838664 |  | AD | node_8102702_200914841 | node_8102702_200838664 | 96.862 | bal_1P_2AC | 8102702 | no | no |  |  | no |  |  | 0 | 0 | 0 | 0
oh_line_8102702_200838665 |  | AD | node_8102702_200838664 | node_intto1_8102702_200838665 | 229.512 | bal_1P_2AC | 8102702 | no | no |  |  | no |  |  | 0 | 0 | 0 | 0
oh_line_8102702_200838666 |  | AD | node_8102702_200838665 | node_8102702_200838666 | 229.289 | bal_1P_2AC | 8102702 | no | no |  |  | no |  |  | 0 | 0 | 0 | 0
oh_line_8102702_200838667 |  | AD | node_8102702_200838666 | node_8102702_200838667 | 174.686 | bal_1P_2AC | 8102702 | no | no |  |  | no |  |  | 0 | 0 | 0 | 0
oh_line_8102702_200838668 |  | AD | node_8102702_200838667 | node_8102702_200838668 | 195.87 | bal_1P_2AC | 8102702 | no | no |  |  | no |  |  | 0 | 0 | 0 | 0
oh_line_8102702_200838669 |  | AD | node_8102702_200838668 | node_8102702_200838669 | 193.548 | bal_1P_2AC | 8102702 | no | no |  |  | no |  |  | 0 | 0 | 0 | 0
oh_line_8102702_200838670 |  | AD | node_8102702_200838669 | node_8102702_200838670 | 81.017 | bal_1P_2AC | 8102702 | no | no |  |  | no |  |  | 0 | 0 | 0 | 0
oh_line_8102702_200838671 |  | AD | node_8102702_200838670 | node_8102702_200838671 | 172.551 | bal_1P_2AC | 8102702 | no | no |  |  | no |  |  | 0 | 0 | 0 | 0
oh_line_8102702_200838672 |  | AD | node_8102702_200838671 | node_8102702_200838672 | 114.358 | bal_1P_2AC | 8102702 | no | no |  |  | no |  |  | 0 | 0 | 0 | 0
oh_line_8102702_200838673 |  | AD | node_8102702_200838672 | node_8102702_200838673 | 244.092 | bal_1P_2AC | 8102702 | no | no |  |  | no |  |  | 0 | 0 | 0 | 0
oh_line_8102702_200838675 |  | AN | node_8102702_200838619 | node_8102702_200838675 | 101.212 | bal_1P_2AC_2AC(N) | 8102702 | no | no |  |  | no |  |  | 0 | 0 | 0 | 0
oh_line_8102702_200838676-1 |  | AN | node_220465303 | node_8102702_200838676 | 7.545 | bal_1P_2AC_1/0AC(N) | 8102702 | no | no |  |  | no |  |  | 0 | 0 | 0 | 0
oh_line_8102702_200838676-2 |  | AN | node_220388441 | node_intto1_220465303 | 9.304 | bal_1P_2AC_1/0AC(N) | 8102702 | no | no |  |  | no |  |  | 0 | 0 | 0 | 0
oh_line_8102702_200838676-3 |  | AN | node_8102702_200838675 | node_intto1_220388441 | 81.69 | bal_1P_2AC_1/0AC(N) | 8102702 | no | no |  |  | no |  |  | 0 | 0 | 0 | 0
oh_line_8102702_200838677 |  | AD | node_8102702_200838725 | node_8102702_200838677 | 369.114 | bal_1P_477AL | 8102702 | no | no |  |  | no |  |  | 0 | 0 | 0 | 0
oh_line_8102702_200838685 |  | AD | node_8102702_200838676 | node_8102702_200838685 | 200.394 | bal_1P_2AC | 8102702 | no | no |  |  | no |  |  | 0 | 0 | 0 | 0
oh_line_8102702_200838702 |  | AD | node_8102702_200838685 | node_intto1_8102702_200838702 | 201.415 | bal_1P_2AC | 8102702 | no | no |  |  | no |  |  | 0 | 0 | 0 | 0
oh_line_8102702_200838703 |  | AD | node_8102702_200838702 | node_8102702_200838703 | 166.199 | bal_1P_2AC | 8102702 | no | no |  |  | no |  |  | 0 | 0 | 0 | 0
oh_line_8102702_200838718 |  | AD | node_8102702_200838703 | node_8102702_200838718 | 110.924 | bal_1P_2AC | 8102702 | no | no |  |  | no |  |  | 0 | 0 | 0 | 0
oh_line_8102702_200838720 |  | AD | node_8102702_200838718 | node_8102702_200838720 | 204.623 | bal_1P_2AC | 8102702 | no | no |  |  | no |  |  | 0 | 0 | 0 | 0
oh_line_8102702_200838721 |  | AD | node_8102702_200838720 | node_8102702_200838721 | 142.855 | bal_1P_477AL | 8102702 | no | no |  |  | no |  |  | 0 | 0 | 0 | 0
oh_line_8102702_200838722 |  | AD | node_8102702_200838721 | node_8102702_200838722 | 199.29 | bal_1P_477AL | 8102702 | no | no |  |  | no |  |  | 0 | 0 | 0 | 0
oh_line_8102702_200838723 |  | AD | node_8102702_200838722 | node_8102702_200838723 | 171.735 | bal_1P_477AL | 8102702 | no | no |  |  | no |  |  | 0 | 0 | 0 | 0
oh_line_8102702_200838724 |  | AD | node_8102702_200838723 | node_8102702_200838724 | 185.774 | bal_1P_477AL | 8102702 | no | no |  |  | no |  |  | 0 | 0 | 0 | 0
oh_line_8102702_200838725 |  | AD | node_8102702_200838724 | node_8102702_200838725 | 187.342 | bal_1P_477AL | 8102702 | no | no |  |  | no |  |  | 0 | 0 | 0 | 0
oh_line_8102702_200838727 |  | ABCN | node_8102702_200838639 | node_8102702_200838727 | 200.974 | bal_3P_477AL_4/0AA(N) | 8102702 | no | no |  |  | no |  |  | 0 | 0 | 0 | 0
oh_line_8102702_200838728 |  | AD | node_8102702_200838753 | node_8102702_200838728 | 179.322 | bal_1P_477AL | 8102702 | no | no |  |  | no |  |  | 0 | 0 | 0 | 0
oh_line_8102702_200838729 |  | AD | node_8102702_200838728 | node_8102702_200838729 | 169.655 | bal_1P_477AL | 8102702 | no | no |  |  | no |  |  | 0 | 0 | 0 | 0
oh_line_8102702_200838730 |  | AD | node_8102702_200838729 | node_8102702_200838730 | 154.179 | bal_1P_477AL | 8102702 | no | no |  |  | no |  |  | 0 | 0 | 0 | 0
oh_line_8102702_200838731 |  | AD | node_8102702_200838730 | node_8102702_200838731 | 162.718 | bal_1P_477AL | 8102702 | no | no |  |  | no |  |  | 0 | 0 | 0 | 0
oh_line_8102702_200838732 |  | AD | node_8102702_200838731 | node_8102702_200838732 | 127.056 | bal_1P_477AL | 8102702 | no | no |  |  | no |  |  | 0 | 0 | 0 | 0
oh_line_8102702_200838733 |  | AD | node_8102702_200838732 | node_8102702_200838733 | 256.056 | bal_1P_477AL | 8102702 | no | no |  |  | no |  |  | 0 | 0 | 0 | 0
oh_line_8102702_200838734 |  | AD | node_8102702_200838733 | node_8102702_200838734 | 96.296 | bal_1P_477AL | 8102702 | no | no |  |  | no |  |  | 0 | 0 | 0 | 0
oh_line_8102702_200838735 |  | AD | node_8102702_200838734 | node_8102702_200838735 | 141.772 | bal_1P_477AL | 8102702 | no | no |  |  | no |  |  | 0 | 0 | 0 | 0
oh_line_8102702_200838736 |  | AD | node_8102702_200838735 | node_8102702_200838736 | 182.163 | bal_1P_477AL | 8102702 | no | no |  |  | no |  |  | 0 | 0 | 0 | 0
oh_line_8102702_200838739 |  | AD | node_8102702_200838736 | node_8102702_200838739 | 269.71 | bal_1P_336AL | 8102702 | no | no |  |  | no |  |  | 0 | 0 | 0 | 0
oh_line_8102702_200838741-1 |  | AN | node_220465241 | node_8102702_200838741 | 11.372 | bal_1P_477AL_4/0AC(N) | 8102702 | no | no |  |  | no |  |  | 0 | 0 | 0 | 0
oh_line_8102702_200838741-2 |  | AN | node_220388458 | node_intto1_220465241 | 8.816 | bal_1P_477AL_4/0AC(N) | 8102702 | no | no |  |  | no |  |  | 0 | 0 | 0 | 0
oh_line_8102702_200838741-3 |  | AN | node_8102702_200838727 | node_intto1_220388458 | 105.723 | bal_1P_477AL_4/0AC(N) | 8102702 | no | no |  |  | no |  |  | 0 | 0 | 0 | 0
oh_line_8102702_200838743 |  | AD | node_8102702_200838739 | node_8102702_200838743 | 340.142 | bal_1P_2AC | 8102702 | no | no |  |  | no |  |  | 0 | 0 | 0 | 0
oh_line_8102702_200838744 |  | AD | node_8102702_200838743 | node_8102702_200838744 | 136.582 | bal_1P_1/0AA | 8102702 | no | no |  |  | no |  |  | 0 | 0 | 0 | 0
oh_line_8102702_200838745 |  | AD | node_8102702_200838743 | node_8102702_200838745 | 311.424 | bal_1P_2AC | 8102702 | no | no |  |  | no |  |  | 0 | 0 | 0 | 0
oh_line_8102702_200838746 |  | AD | node_8102702_200838741 | node_8102702_200838746 | 167.807 | bal_1P_477AL | 8102702 | no | no |  |  | no |  |  | 0 | 0 | 0 | 0
oh_line_8102702_200838747 |  | AD | node_8102702_200838746 | node_intto1_8102702_200838747 | 157.336 | bal_1P_477AL | 8102702 | no | no |  |  | no |  |  | 0 | 0 | 0 | 0
oh_line_8102702_200838748 |  | AD | node_8102702_200838747 | node_8102702_200838748 | 162.657 | bal_1P_477AL | 8102702 | no | no |  |  | no |  |  | 0 | 0 | 0 | 0
oh_line_8102702_200838750 |  | AD | node_8102702_200838748 | node_8102702_200838750 | 165.823 | bal_1P_477AL | 8102702 | no | no |  |  | no |  |  | 0 | 0 | 0 | 0
oh_line_8102702_200838751 |  | AD | node_8102702_200838750 | node_8102702_200838751 | 125.714 | bal_1P_477AL | 8102702 | no | no |  |  | no |  |  | 0 | 0 | 0 | 0
oh_line_8102702_200838752 |  | AD | node_8102702_200838751 | node_8102702_200838752 | 158.125 | bal_1P_477AL | 8102702 | no | no |  |  | no |  |  | 0 | 0 | 0 | 0
oh_line_8102702_200838753 |  | AD | node_8102702_200838752 | node_8102702_200838753 | 196.276 | bal_1P_477AL | 8102702 | no | no |  |  | no |  |  | 0 | 0 | 0 | 0
oh_line_8102702_200838940 |  | ABCN | node_8102702_200836594 | node_8102702_200838940 | 197.438 | bal_3P_4/0AA_1/0AA(N) | 8102702 | no | no |  |  | no |  |  | 0 | 0 | 0 | 0
oh_line_8102702_200838941 |  | ABCN | node_8102702_200838940 | node_8102702_200838941 | 417.219 | bal_3P_4/0AA_1/0AA(N) | 8102702 | no | no |  |  | no |  |  | 0 | 0 | 0 | 0
oh_line_8102702_200838942 |  | ABCN | node_8102702_200838941 | node_8102702_200838942 | 153.697 | bal_3P_4/0AA_1/0AA(N) | 8102702 | no | no |  |  | no |  |  | 0 | 0 | 0 | 0
oh_line_8102702_200838943 |  | ABCN | node_8102702_200838942 | node_8102702_200838943 | 35.473 | bal_3P_4/0AA_1/0AA(N) | 8102702 | no | no |  |  | no |  |  | 0 | 0 | 0 | 0
oh_line_8102702_200838944 |  | AN | node_8102702_200838943 | node_8102702_200838944 | 282.332 | bal_1P_1/0AA_1/0AA(N) | 8102702 | no | no |  |  | no |  |  | 0 | 0 | 0 | 0
oh_line_8102702_200838945 |  | AN | node_8102702_200838944 | node_8102702_200838945 | 125.191 | bal_1P_1/0AA_1/0AA(N) | 8102702 | no | no |  |  | no |  |  | 0 | 0 | 0 | 0
oh_line_8102702_200838946 |  | ABCN | node_8102702_200838943 | node_8102702_200838946 | 179.304 | bal_3P_1/0AA_1/0AA(N) | 8102702 | no | no |  |  | no |  |  | 0 | 0 | 0 | 0
oh_line_8102702_200838947 |  | ABCN | node_8102702_200838946 | node_8102702_200838947 | 135.678 | bal_3P_1/0AA_1/0AA(N) | 8102702 | no | no |  |  | no |  |  | 0 | 0 | 0 | 0
oh_line_8102702_200838950 |  | ABCN | node_8102702_200959606 | node_intto1_8102702_200838950 | 197.001 | bal_3P_1/0AA_1/0AA(N) | 8102702 | no | no |  |  | no |  |  | 0 | 0 | 0 | 0
oh_line_8102702_200838954 |  | ABCD | node_8102702_200959605 | node_intto1_8102702_200838954 | 206.046 | bal_3P_4/0AA | 8102702 | no | no |  |  | no |  |  | 0 | 0 | 0 | 0
oh_line_8102702_200838955 |  | ABCD | node_8102702_200838954 | node_8102702_200838955 | 158.385 | bal_3P_4/0AA | 8102702 | no | no |  |  | no |  |  | 0 | 0 | 0 | 0
oh_line_8102702_200838956 |  | ABCD | node_8102702_200838955 | node_8102702_200838956 | 196.134 | bal_3P_4/0AA | 8102702 | no | no |  |  | no |  |  | 0 | 0 | 0 | 0
oh_line_8102702_200838957 |  | ABCD | node_8102702_200838956 | node_8102702_200838957 | 228.659 | bal_3P_4/0AA | 8102702 | no | no |  |  | no |  |  | 0 | 0 | 0 | 0
oh_line_8102702_200838958 |  | ABCD | node_8102702_200838957 | node_8102702_200838958 | 216.731 | bal_3P_4/0AA | 8102702 | no | no |  |  | no |  |  | 0 | 0 | 0 | 0
oh_line_8102702_200838959 |  | ABCD | node_8102702_200838958 | node_8102702_200838959 | 219.738 | bal_3P_4/0AA | 8102702 | no | no |  |  | no |  |  | 0 | 0 | 0 | 0
oh_line_8102702_200838960 |  | ABCD | node_8102702_200838959 | node_8102702_200838960 | 172.375 | bal_3P_4/0AA | 8102702 | no | no |  |  | no |  |  | 0 | 0 | 0 | 0
oh_line_8102702_200838961 |  | ABCD | node_8102702_200838960 | node_8102702_200838961 | 184.578 | bal_3P_4/0AA | 8102702 | no | no |  |  | no |  |  | 0 | 0 | 0 | 0
oh_line_8102702_200838962 |  | ABCD | node_8102702_200838961 | node_8102702_200838962 | 265.871 | bal_3P_4/0AA | 8102702 | no | no |  |  | no |  |  | 0 | 0 | 0 | 0
oh_line_8102702_200838963 |  | ABCD | node_8102702_200838962 | node_8102702_200838963 | 161.443 | bal_3P_4/0AA | 8102702 | no | no |  |  | no |  |  | 0 | 0 | 0 | 0
oh_line_8102702_200838964 |  | ABCD | node_8102702_200838963 | node_8102702_200838964 | 139.528 | bal_3P_4/0AA | 8102702 | no | no |  |  | no |  |  | 0 | 0 | 0 | 0
oh_line_8102702_200838966 |  | ABCD | node_8102702_200838964 | node_8102702_200838966 | 274.933 | bal_3P_4/0AA | 8102702 | no | no |  |  | no |  |  | 0 | 0 | 0 | 0
oh_line_8102702_200838967 |  | ABCD | node_8102702_200838966 | node_8102702_200838967 | 175.252 | bal_3P_4/0AA | 8102702 | no | no |  |  | no |  |  | 0 | 0 | 0 | 0
oh_line_8102702_200838969 |  | ABCD | node_8102702_200838967 | node_8102702_200838969 | 202.768 | bal_3P_4/0AA | 8102702 | no | no |  |  | no |  |  | 0 | 0 | 0 | 0
oh_line_8102702_200838970 |  | ABCD | node_8102702_200838969 | node_8102702_200838970 | 207.284 | bal_3P_4CU | 8102702 | no | no |  |  | no |  |  | 0 | 0 | 0 | 0
oh_line_8102702_200838972 |  | ABCD | node_8102702_200838970 | node_8102702_200838972 | 144.245 | bal_3P_4CU | 8102702 | no | no |  |  | no |  |  | 0 | 0 | 0 | 0
oh_line_8102702_200838975 |  | ABCD | node_8102702_200838972 | node_8102702_200838975 | 130.641 | bal_3P_4/0AA | 8102702 | no | no |  |  | no |  |  | 0 | 0 | 0 | 0
oh_line_8102702_200868293 |  | AD | node_8102702_200868295 | node_8102702_200868293 | 432.217 | bal_1P_2AC | 8102702 | no | no |  |  | no |  |  | 0 | 0 | 0 | 0
oh_line_8102702_200868295 |  | AD | node_8102702_200868296 | node_8102702_200868295 | 237.411 | bal_1P_2AC | 8102702 | no | no |  |  | no |  |  | 0 | 0 | 0 | 0
oh_line_8102702_200868296-1 |  | AD | node_8102702_200868297 | node_1432837_214_15279172_72 | 434.264 | bal_1P_2AC | 8102702 | no | no |  |  | no |  |  | 0 | 0 | 0 | 0
oh_line_8102702_200868296-2 |  | AD | node_1432837_214_15279172_72 | node_8102702_200868296 | 11.424 | bal_1P_2AC | 8102702 | no | no |  |  | no |  |  | 0 | 0 | 0 | 0
oh_line_8102702_200868297 |  | AD | node_8102702_200868300 | node_intto1_8102702_200868297 | 415.743 | bal_1P_2AC | 8102702 | no | no |  |  | no |  |  | 0 | 0 | 0 | 0
oh_line_8102702_200868300 |  | AD | node_8102702_201011640 | node_8102702_200868300 | 24.474 | bal_1P_2AC | 8102702 | no | no |  |  | no |  |  | 0 | 0 | 0 | 0
oh_line_8102702_200868303 |  | AD | node_8102702_200868305 | node_8102702_200868303 | 223.63 | bal_1P_2AC | 8102702 | no | no |  |  | no |  |  | 0 | 0 | 0 | 0
oh_line_8102702_200868305 |  | AD | node_8102702_200868306 | node_8102702_200868305 | 239.748 | bal_1P_2AC | 8102702 | no | no |  |  | no |  |  | 0 | 0 | 0 | 0
oh_line_8102702_200868306 |  | AD | node_8102702_200868307 | node_8102702_200868306 | 67.915 | bal_1P_2AC | 8102702 | no | no |  |  | no |  |  | 0 | 0 | 0 | 0
oh_line_8102702_200868307 |  | AD | node_8102702_200869150 | node_8102702_200868307 | 80.115 | bal_1P_2AC | 8102702 | no | no |  |  | no |  |  | 0 | 0 | 0 | 0
oh_line_8102702_200868308 |  | AD | node_8102702_200868307 | node_8102702_200868308 | 306.38 | bal_1P_2AC | 8102702 | no | no |  |  | no |  |  | 0 | 0 | 0 | 0
oh_line_8102702_200868310 |  | AD | node_8102702_200868308 | node_intto1_8102702_200868310 | 84.448 | bal_1P_2AC | 8102702 | no | no |  |  | no |  |  | 0 | 0 | 0 | 0
oh_line_8102702_200868311 |  | AD | node_8102702_200868310 | node_8102702_200868311 | 188.019 | bal_1P_2AC | 8102702 | no | no |  |  | no |  |  | 0 | 0 | 0 | 0
oh_line_8102702_200868312 |  | AD | node_8102702_200868311 | node_8102702_200868312 | 217.275 | bal_1P_2AC | 8102702 | no | no |  |  | no |  |  | 0 | 0 | 0 | 0
oh_line_8102702_200868314 |  | AD | node_8102702_200979384 | node_8102702_200868314 | 511.084 | bal_1P_2AC | 8102702 | no | no |  |  | no |  |  | 0 | 0 | 0 | 0
oh_line_8102702_200868315 |  | AD | node_8102702_200868314 | node_8102702_200868315 | 115.168 | bal_1P_1/0AA | 8102702 | no | no |  |  | no |  |  | 0 | 0 | 0 | 0
oh_line_8102702_200868317 |  | AD | node_8102702_310012681 | node_8102702_200868317 | 100.628 | bal_1P_1/0AA | 8102702 | no | no |  |  | no |  |  | 0 | 0 | 0 | 0
oh_line_8102702_200868318 |  | AD | node_8102702_200868317 | node_8102702_200868318 | 231.071 | bal_1P_1/0AA | 8102702 | no | no |  |  | no |  |  | 0 | 0 | 0 | 0
oh_line_8102702_200868319 |  | AD | node_8102702_200868314 | node_8102702_200868319 | 470.679 | bal_1P_2AC | 8102702 | no | no |  |  | no |  |  | 0 | 0 | 0 | 0
oh_line_8102702_200868320 |  | AD | node_8102702_200960708 | node_8102702_200868320 | 199.703 | bal_1P_2AC | 8102702 | no | no |  |  | no |  |  | 0 | 0 | 0 | 0
oh_line_8102702_200868321 |  | AD | node_8102702_200868320 | node_8102702_200868321 | 163.696 | bal_1P_2AC | 8102702 | no | no |  |  | no |  |  | 0 | 0 | 0 | 0
oh_line_8102702_200868322 |  | AD | node_8102702_200868320 | node_8102702_200868322 | 287.575 | bal_1P_2AC | 8102702 | no | no |  |  | no |  |  | 0 | 0 | 0 | 0
oh_line_8102702_200868324 |  | AD | node_8102702_200868322 | node_8102702_200868324 | 293.715 | bal_1P_2AC | 8102702 | no | no |  |  | no |  |  | 0 | 0 | 0 | 0
oh_line_8102702_200868325 |  | AD | node_8102702_200868324 | node_8102702_200868325 | 40.876 | bal_1P_2AC | 8102702 | no | no |  |  | no |  |  | 0 | 0 | 0 | 0
oh_line_8102702_200868326 |  | AD | node_8102702_200868325 | node_8102702_200868326 | 159.028 | bal_1P_2AC | 8102702 | no | no |  |  | no |  |  | 0 | 0 | 0 | 0
oh_line_8102702_200868327 |  | AD | node_8102702_200868324 | node_8102702_200868327 | 205.783 | bal_1P_2AC | 8102702 | no | no |  |  | no |  |  | 0 | 0 | 0 | 0
oh_line_8102702_200868328 |  | AD | node_8102702_200868327 | node_8102702_200868328 | 281.893 | bal_1P_2AC | 8102702 | no | no |  |  | no |  |  | 0 | 0 | 0 | 0
oh_line_8102702_200869150 |  | AD | node_8102702_200869152 | node_8102702_200869150 | 243.898 | bal_1P_2AC | 8102702 | no | no |  |  | no |  |  | 0 | 0 | 0 | 0
oh_line_8102702_200869152 |  | AD | node_8102702_200869154 | node_8102702_200869152 | 213.851 | bal_1P_2AC | 8102702 | no | no |  |  | no |  |  | 0 | 0 | 0 | 0
oh_line_8102702_200869154 |  | AD | node_8102702_200869156 | node_8102702_200869154 | 260.77 | bal_1P_2AC | 8102702 | no | no |  |  | no |  |  | 0 | 0 | 0 | 0
oh_line_8102702_200869156 |  | AD | node_8102702_200869158 | node_8102702_200869156 | 60.413 | bal_1P_2AC | 8102702 | no | no |  |  | no |  |  | 0 | 0 | 0 | 0
oh_line_8102702_200869158 |  | AD | node_8102702_200836776 | node_8102702_200869158 | 431.306 | bal_1P_2AC | 8102702 | no | no |  |  | no |  |  | 0 | 0 | 0 | 0
oh_line_8102702_200869468 |  | AD | node_8102702_200870592 | node_8102702_200869468 | 61.938 | bal_1P_2AC | 8102702 | no | no |  |  | no |  |  | 0 | 0 | 0 | 0
oh_line_8102702_200869469 |  | AD | node_8102702_200869468 | node_8102702_200869469 | 222.71 | bal_1P_2AC | 8102702 | no | no |  |  | no |  |  | 0 | 0 | 0 | 0
oh_line_8102702_200869470 |  | AD | node_8102702_200869469 | node_8102702_200869470 | 188.754 | bal_1P_2AC | 8102702 | no | no |  |  | no |  |  | 0 | 0 | 0 | 0
oh_line_8102702_200869571 |  | AD | node_8102702_200870664 | node_8102702_200869571 | 76.282 | bal_1P_1/0AC | 8102702 | no | no |  |  | no |  |  | 0 | 0 | 0 | 0
oh_line_8102702_200869572 |  | AD | node_8102702_200869571 | node_intto1_8102702_200869572 | 202.925 | bal_1P_1/0AC | 8102702 | no | no |  |  | no |  |  | 0 | 0 | 0 | 0
oh_line_8102702_200869573 |  | AD | node_8102702_200869588 | node_8102702_200869573 | 177.509 | bal_1P_1/0AC | 8102702 | no | no |  |  | no |  |  | 0 | 0 | 0 | 0
oh_line_8102702_200869574 |  | AD | node_8102702_200869573 | node_8102702_200869574 | 166.995 | bal_1P_1/0AC | 8102702 | no | no |  |  | no |  |  | 0 | 0 | 0 | 0
oh_line_8102702_200869575 |  | AD | node_8102702_200869574 | node_8102702_200869575 | 243.715 | bal_1P_1/0AC | 8102702 | no | no |  |  | no |  |  | 0 | 0 | 0 | 0
oh_line_8102702_200869577 |  | AD | node_8102702_200869572 | node_8102702_200869577 | 171.51 | bal_1P_1/0AC | 8102702 | no | no |  |  | no |  |  | 0 | 0 | 0 | 0
oh_line_8102702_200869578 |  | AD | node_8102702_200869577 | node_8102702_200869578 | 166.894 | bal_1P_1/0AC | 8102702 | no | no |  |  | no |  |  | 0 | 0 | 0 | 0
oh_line_8102702_200869579 |  | AD | node_8102702_200869578 | node_8102702_200869579 | 165.466 | bal_1P_1/0AC | 8102702 | no | no |  |  | no |  |  | 0 | 0 | 0 | 0
oh_line_8102702_200869581 |  | AD | node_8102702_200869579 | node_8102702_200869581 | 200.804 | bal_1P_1/0AC | 8102702 | no | no |  |  | no |  |  | 0 | 0 | 0 | 0
oh_line_8102702_200869582 |  | AD | node_8102702_200869581 | node_8102702_200869582 | 184.392 | bal_1P_1/0AC | 8102702 | no | no |  |  | no |  |  | 0 | 0 | 0 | 0
oh_line_8102702_200869584 |  | AD | node_8102702_200869582 | node_8102702_200869584 | 221.18 | bal_1P_1/0AC | 8102702 | no | no |  |  | no |  |  | 0 | 0 | 0 | 0
oh_line_8102702_200869585 |  | AD | node_8102702_200869584 | node_8102702_200869585 | 238.806 | bal_1P_1/0AC | 8102702 | no | no |  |  | no |  |  | 0 | 0 | 0 | 0
oh_line_8102702_200869587 |  | AD | node_8102702_200869584 | node_8102702_200869587 | 153.058 | bal_1P_1/0AC | 8102702 | no | no |  |  | no |  |  | 0 | 0 | 0 | 0
oh_line_8102702_200869588 |  | AD | node_8102702_200869587 | node_8102702_200869588 | 121.674 | bal_1P_1/0AC | 8102702 | no | no |  |  | no |  |  | 0 | 0 | 0 | 0
oh_line_8102702_200869616 |  | AD | node_8102702_200870477 | node_8102702_200869616 | 64.809 | bal_1P_1/0AC | 8102702 | no | no |  |  | no |  |  | 0 | 0 | 0 | 0
oh_line_8102702_200869617 |  | AD | node_8102702_200869616 | node_8102702_200869617 | 244.046 | bal_1P_1/0AC | 8102702 | no | no |  |  | no |  |  | 0 | 0 | 0 | 0
oh_line_8102702_200869618 |  | AD | node_8102702_200869617 | node_8102702_200869618 | 224.693 | bal_1P_1/0AC | 8102702 | no | no |  |  | no |  |  | 0 | 0 | 0 | 0
oh_line_8102702_200870026 |  | AD | node_8102702_200870655 | node_intto1_8102702_200870026 | 334.726 | bal_1P_1/0AA | 8102702 | no | no |  |  | no |  |  | 0 | 0 | 0 | 0
oh_line_8102702_200870027 |  | AD | node_8102702_200959988 | node_intto1_8102702_200870027 | 231.559 | bal_1P_1/0AA | 8102702 | no | no |  |  | no |  |  | 0 | 0 | 0 | 0
oh_line_8102702_200870028 |  | AD | node_8102702_200870027 | node_8102702_200870028 | 309.097 | bal_1P_1/0AA | 8102702 | no | no |  |  | no |  |  | 0 | 0 | 0 | 0
oh_line_8102702_200870029 |  | AD | node_8102702_200870028 | node_8102702_200870029 | 350.074 | bal_1P_1/0AA | 8102702 | no | no |  |  | no |  |  | 0 | 0 | 0 | 0
oh_line_8102702_200870030 |  | AD | node_8102702_200870028 | node_8102702_200870030 | 160.24 | bal_1P_1/0AA | 8102702 | no | no |  |  | no |  |  | 0 | 0 | 0 | 0
oh_line_8102702_200870031 |  | AD | node_8102702_200870030 | node_8102702_200870031 | 242.688 | bal_1P_1/0AA | 8102702 | no | no |  |  | no |  |  | 0 | 0 | 0 | 0
oh_line_8102702_200870032 |  | AD | node_8102702_200870031 | node_8102702_200870032 | 243.112 | bal_1P_1/0AA | 8102702 | no | no |  |  | no |  |  | 0 | 0 | 0 | 0
oh_line_8102702_200870033 |  | AD | node_8102702_200870027 | node_8102702_200870033 | 228.613 | bal_1P_1/0AA | 8102702 | no | no |  |  | no |  |  | 0 | 0 | 0 | 0
oh_line_8102702_200870034 |  | AD | node_8102702_200870033 | node_intto1_8102702_200870034 | 256.395 | bal_1P_1/0AA | 8102702 | no | no |  |  | no |  |  | 0 | 0 | 0 | 0
oh_line_8102702_200870035 |  | AD | node_8102702_200870034 | node_8102702_200870035 | 199.051 | bal_1P_1/0AA | 8102702 | no | no |  |  | no |  |  | 0 | 0 | 0 | 0
oh_line_8102702_200870036 |  | AD | node_8102702_200870035 | node_8102702_200870036 | 226.359 | bal_1P_1/0AA | 8102702 | no | no |  |  | no |  |  | 0 | 0 | 0 | 0
oh_line_8102702_200870037 |  | AD | node_8102702_200870036 | node_8102702_200870037 | 212.337 | bal_1P_1/0AA | 8102702 | no | no |  |  | no |  |  | 0 | 0 | 0 | 0
oh_line_8102702_200870038 |  | AD | node_8102702_200870026 | node_intto1_8102702_200870038 | 326.619 | bal_1P_1/0AA | 8102702 | no | no |  |  | no |  |  | 0 | 0 | 0 | 0
oh_line_8102702_200870039 |  | AD | node_8102702_200870038 | node_8102702_200870039 | 316.573 | bal_1P_1/0AA | 8102702 | no | no |  |  | no |  |  | 0 | 0 | 0 | 0
oh_line_8102702_200870040 |  | AD | node_8102702_200870039 | node_8102702_200870040 | 312.058 | bal_1P_1/0AA | 8102702 | no | no |  |  | no |  |  | 0 | 0 | 0 | 0
oh_line_8102702_200870041 |  | AD | node_8102702_200870040 | node_8102702_200870041 | 310.038 | bal_1P_1/0AA | 8102702 | no | no |  |  | no |  |  | 0 | 0 | 0 | 0
oh_line_8102702_200870042 |  | AD | node_8102702_200870041 | node_8102702_200870042 | 184.419 | bal_1P_1/0AA | 8102702 | no | no |  |  | no |  |  | 0 | 0 | 0 | 0
oh_line_8102702_200870043 |  | AD | node_8102702_200870042 | node_8102702_200870043 | 131.792 | bal_1P_1/0AA | 8102702 | no | no |  |  | no |  |  | 0 | 0 | 0 | 0
oh_line_8102702_200870045 |  | AD | node_8102702_200870043 | node_8102702_200870045 | 309.6 | bal_1P_1/0AA | 8102702 | no | no |  |  | no |  |  | 0 | 0 | 0 | 0
oh_line_8102702_200870046 |  | AD | node_8102702_200870045 | node_8102702_200870046 | 228.994 | bal_1P_1/0AA | 8102702 | no | no |  |  | no |  |  | 0 | 0 | 0 | 0
oh_line_8102702_200870048 |  | AD | node_8102702_200870046 | node_8102702_200870048 | 298.72 | bal_1P_1/0AA | 8102702 | no | no |  |  | no |  |  | 0 | 0 | 0 | 0
oh_line_8102702_200870123 |  | AD | node_8102702_200837887 | node_8102702_200870123 | 237.697 | bal_1P_1/0AA | 8102702 | no | no |  |  | no |  |  | 0 | 0 | 0 | 0
oh_line_8102702_200870124 |  | AD | node_8102702_200870123 | node_8102702_200870124 | 329.376 | bal_1P_1/0AA | 8102702 | no | no |  |  | no |  |  | 0 | 0 | 0 | 0
oh_line_8102702_200870126 |  | AD | node_8102702_200870124 | node_8102702_200870126 | 221.519 | bal_1P_1/0AA | 8102702 | no | no |  |  | no |  |  | 0 | 0 | 0 | 0
oh_line_8102702_200870127 |  | AD | node_8102702_200870126 | node_8102702_200870127 | 189.765 | bal_1P_1/0AA | 8102702 | no | no |  |  | no |  |  | 0 | 0 | 0 | 0
oh_line_8102702_200870128 |  | AD | node_8102702_200870127 | node_8102702_200870128 | 262.069 | bal_1P_1/0AA | 8102702 | no | no |  |  | no |  |  | 0 | 0 | 0 | 0
oh_line_8102702_200870140 |  | AD | node_8102702_200870035 | node_8102702_200870140 | 104.642 | bal_1P_1/0AA | 8102702 | no | no |  |  | no |  |  | 0 | 0 | 0 | 0
oh_line_8102702_200870141 |  | AD | node_8102702_200870140 | node_8102702_200870141 | 265.505 | bal_1P_1/0AA | 8102702 | no | no |  |  | no |  |  | 0 | 0 | 0 | 0
oh_line_8102702_200870142 |  | AD | node_8102702_200870141 | node_8102702_200870142 | 213.916 | bal_1P_1/0AA | 8102702 | no | no |  |  | no |  |  | 0 | 0 | 0 | 0
oh_line_8102702_200870225 |  | ABCD | node_8102702_200870596 | node_intto1_8102702_200870225 | 233.708 | bal_3P_1/0AA | 8102702 | no | no |  |  | no |  |  | 0 | 0 | 0 | 0
oh_line_8102702_200870226 |  | ABCD | node_8102702_200870225 | node_8102702_200870226 | 233.264 | bal_3P_1/0AA | 8102702 | no | no |  |  | no |  |  | 0 | 0 | 0 | 0
oh_line_8102702_200870227 |  | ABCD | node_8102702_200870226 | node_8102702_200870227 | 233.105 | bal_3P_1/0AA | 8102702 | no | no |  |  | no |  |  | 0 | 0 | 0 | 0
oh_line_8102702_200870228 |  | ABCD | node_8102702_200870227 | node_8102702_200870228 | 263.159 | bal_3P_1/0AA | 8102702 | no | no |  |  | no |  |  | 0 | 0 | 0 | 0
oh_line_8102702_200870229 |  | ABCD | node_8102702_200870228 | node_8102702_200870229 | 235.678 | bal_3P_1/0AA | 8102702 | no | no |  |  | no |  |  | 0 | 0 | 0 | 0
oh_line_8102702_200870230 |  | ABCD | node_8102702_200870229 | node_8102702_200870230 | 241.631 | bal_3P_1/0AA | 8102702 | no | no |  |  | no |  |  | 0 | 0 | 0 | 0
oh_line_8102702_200870231 |  | ABCD | node_8102702_200870230 | node_8102702_200870231 | 286.093 | bal_3P_1/0AA | 8102702 | no | no |  |  | no |  |  | 0 | 0 | 0 | 0
oh_line_8102702_200870232 |  | ABCD | node_8102702_200870231 | node_8102702_200870232 | 264.71 | bal_3P_1/0AA | 8102702 | no | no |  |  | no |  |  | 0 | 0 | 0 | 0
oh_line_8102702_200870464 |  | ABCD | node_8102702_200870538 | node_8102702_200870464 | 141.999 | bal_3P_4CU | 8102702 | no | no |  |  | no |  |  | 0 | 0 | 0 | 0
oh_line_8102702_200870465 |  | ABCD | node_8102702_200870464 | node_8102702_200870465 | 199.148 | bal_3P_4CU | 8102702 | no | no |  |  | no |  |  | 0 | 0 | 0 | 0
oh_line_8102702_200870466 |  | ABCD | node_8102702_200870465 | node_8102702_200870466 | 126.76 | bal_3P_4CU | 8102702 | no | no |  |  | no |  |  | 0 | 0 | 0 | 0
oh_line_8102702_200870467 |  | ABCD | node_8102702_200870466 | node_8102702_200870467 | 175.909 | bal_3P_4CU | 8102702 | no | no |  |  | no |  |  | 0 | 0 | 0 | 0
oh_line_8102702_200870468 |  | ABCD | node_8102702_200870467 | node_8102702_200870468 | 138.695 | bal_3P_1/0AC | 8102702 | no | no |  |  | no |  |  | 0 | 0 | 0 | 0
oh_line_8102702_200870471 |  | ABCD | node_8102702_200870467 | node_8102702_200870471 | 141.171 | bal_3P_4CU | 8102702 | no | no |  |  | no |  |  | 0 | 0 | 0 | 0
oh_line_8102702_200870473 |  | ABCD | node_8102702_200870471 | node_8102702_200870473 | 105.023 | bal_3P_4CU | 8102702 | no | no |  |  | no |  |  | 0 | 0 | 0 | 0
oh_line_8102702_200870474 |  | ABCD | node_8102702_200870473 | node_8102702_200870474 | 169.887 | bal_3P_4CU | 8102702 | no | no |  |  | no |  |  | 0 | 0 | 0 | 0
oh_line_8102702_200870475 |  | ABCD | node_8102702_200870474 | node_8102702_200870475 | 210.863 | bal_3P_4CU | 8102702 | no | no |  |  | no |  |  | 0 | 0 | 0 | 0
oh_line_8102702_200870476 |  | ABCD | node_8102702_200870475 | node_8102702_200870476 | 168.844 | bal_3P_4CU | 8102702 | no | no |  |  | no |  |  | 0 | 0 | 0 | 0
oh_line_8102702_200870477 |  | ABCD | node_8102702_200870476 | node_8102702_200870477 | 123.073 | bal_3P_4CU | 8102702 | no | no |  |  | no |  |  | 0 | 0 | 0 | 0
oh_line_8102702_200870478 |  | ABCD | node_8102702_200870477 | node_8102702_200870478 | 252.693 | bal_3P_4CU | 8102702 | no | no |  |  | no |  |  | 0 | 0 | 0 | 0
oh_line_8102702_200870479 |  | ABCD | node_8102702_200870478 | node_8102702_200870479 | 249.998 | bal_3P_4CU | 8102702 | no | no |  |  | no |  |  | 0 | 0 | 0 | 0
oh_line_8102702_200870480 |  | ABCD | node_8102702_200870479 | node_8102702_200870480 | 177.131 | bal_3P_4CU | 8102702 | no | no |  |  | no |  |  | 0 | 0 | 0 | 0
oh_line_8102702_200870481 |  | ABCD | node_8102702_200870480 | node_8102702_200870481 | 243.748 | bal_3P_1/0AA | 8102702 | no | no |  |  | no |  |  | 0 | 0 | 0 | 0
oh_line_8102702_200870482 |  | ABCD | node_8102702_200870481 | node_8102702_200870482 | 233.105 | bal_3P_1/0AA | 8102702 | no | no |  |  | no |  |  | 0 | 0 | 0 | 0
oh_line_8102702_200870483 |  | ABCD | node_8102702_200870482 | node_8102702_200870483 | 227.062 | bal_3P_1/0AA | 8102702 | no | no |  |  | no |  |  | 0 | 0 | 0 | 0
oh_line_8102702_200870486 |  | ABCD | node_8102702_200870483 | node_8102702_200870486 | 224.163 | bal_3P_1/0AA | 8102702 | no | no |  |  | no |  |  | 0 | 0 | 0 | 0
oh_line_8102702_200870525 |  | ABCD | node_8102702_200838975 | node_8102702_200870525 | 253.658 | bal_3P_4/0AA | 8102702 | no | no |  |  | no |  |  | 0 | 0 | 0 | 0
oh_line_8102702_200870527 |  | ABCD | node_8102702_200870525 | node_8102702_200870527 | 248.552 | bal_3P_4/0AA | 8102702 | no | no |  |  | no |  |  | 0 | 0 | 0 | 0
oh_line_8102702_200870528 |  | ABCD | node_8102702_200870527 | node_8102702_200870528 | 214.608 | bal_3P_4/0AA | 8102702 | no | no |  |  | no |  |  | 0 | 0 | 0 | 0
oh_line_8102702_200870530 |  | ABCD | node_8102702_200870528 | node_8102702_200870530 | 166.964 | bal_3P_4/0AA | 8102702 | no | no |  |  | no |  |  | 0 | 0 | 0 | 0
oh_line_8102702_200870531-1 |  | ABCD | node_1431081_21_15291828_484 | node_8102702_200870531 | 18.673 | bal_3P_4/0AA | 8102702 | no | no |  |  | no |  |  | 0 | 0 | 0 | 0
oh_line_8102702_200870531-2 |  | ABCD | node_311874383 | node_1431081_21_15291828_484 | 178.083 | bal_3P_4/0AA | 8102702 | no | no |  |  | no |  |  | 0 | 0 | 0 | 0
oh_line_8102702_200870531-3 |  | ABCD | node_8102702_200870530 | node_intto1_311874383 | 17.271 | bal_3P_4/0AA | 8102702 | no | no |  |  | no |  |  | 0 | 0 | 0 | 0
oh_line_8102702_200870532 |  | ABCD | node_8102702_200870531 | node_8102702_200870532 | 243.944 | bal_3P_4/0AA | 8102702 | no | no |  |  | no |  |  | 0 | 0 | 0 | 0
oh_line_8102702_200870533 |  | ABCD | node_8102702_200870532 | node_8102702_200870533 | 192.619 | bal_3P_4/0AA | 8102702 | no | no |  |  | no |  |  | 0 | 0 | 0 | 0
oh_line_8102702_200870535 |  | ABCD | node_8102702_200870533 | node_8102702_200870535 | 335.97 | bal_3P_4/0AA | 8102702 | no | no |  |  | no |  |  | 0 | 0 | 0 | 0
oh_line_8102702_200870536 |  | ABCD | node_8102702_200870535 | node_intto1_8102702_200870536 | 134.525 | bal_3P_4/0AA | 8102702 | no | no |  |  | no |  |  | 0 | 0 | 0 | 0
oh_line_8102702_200870537 |  | ABCD | node_8102702_200870536 | node_8102702_200870537 | 134.768 | bal_3P_4CU | 8102702 | no | no |  |  | no |  |  | 0 | 0 | 0 | 0
oh_line_8102702_200870538 |  | ABCD | node_8102702_200870537 | node_8102702_200870538 | 144.096 | bal_3P_4CU | 8102702 | no | no |  |  | no |  |  | 0 | 0 | 0 | 0
oh_line_8102702_200870572 |  | ABCD | node_8102702_200870535 | node_8102702_200870572 | 141.571 | bal_3P_2AC | 8102702 | no | no |  |  | no |  |  | 0 | 0 | 0 | 0
oh_line_8102702_200870573 |  | ABCD | node_8102702_200870572 | node_8102702_200870573 | 211.518 | bal_3P_2AC | 8102702 | no | no |  |  | no |  |  | 0 | 0 | 0 | 0
oh_line_8102702_200870574 |  | ABCD | node_8102702_200870573 | node_8102702_200870574 | 86.57 | bal_3P_2AC | 8102702 | no | no |  |  | no |  |  | 0 | 0 | 0 | 0
oh_line_8102702_200870591 |  | ABCD | node_8102702_200870574 | node_8102702_200870591 | 149.649 | bal_3P_2AC | 8102702 | no | no |  |  | no |  |  | 0 | 0 | 0 | 0
oh_line_8102702_200870592 |  | ABCD | node_8102702_200870591 | node_intto1_8102702_200870592 | 236.915 | bal_3P_2AC | 8102702 | no | no |  |  | no |  |  | 0 | 0 | 0 | 0
oh_line_8102702_200870594 |  | ABCD | node_8102702_200870592 | node_8102702_200870594 | 208.899 | bal_3P_1/0AC | 8102702 | no | no |  |  | no |  |  | 0 | 0 | 0 | 0
oh_line_8102702_200870596 |  | ABCD | node_8102702_200870594 | node_8102702_200870596 | 222.71 | bal_3P_1/0AA | 8102702 | no | no |  |  | no |  |  | 0 | 0 | 0 | 0
oh_line_8102702_200870597 |  | ABCD | node_8102702_200870596 | node_8102702_200870597 | 195.479 | bal_3P_2AC | 8102702 | no | no |  |  | no |  |  | 0 | 0 | 0 | 0
oh_line_8102702_200870598 |  | ABCD | node_8102702_200870597 | node_8102702_200870598 | 250.046 | bal_3P_2AC | 8102702 | no | no |  |  | no |  |  | 0 | 0 | 0 | 0
oh_line_8102702_200870601 |  | ABCD | node_8102702_200870598 | node_8102702_200870601 | 174.566 | bal_3P_2AC | 8102702 | no | no |  |  | no |  |  | 0 | 0 | 0 | 0
oh_line_8102702_200870602 |  | ABCD | node_8102702_200870601 | node_8102702_200870602 | 169.059 | bal_3P_2AC | 8102702 | no | no |  |  | no |  |  | 0 | 0 | 0 | 0
oh_line_8102702_200870603 |  | ABCD | node_8102702_200870602 | node_8102702_200870603 | 95.658 | bal_3P_1/0AC | 8102702 | no | no |  |  | no |  |  | 0 | 0 | 0 | 0
oh_line_8102702_200870604 |  | ABCD | node_8102702_200870603 | node_8102702_200870604 | 228.725 | bal_3P_1/0AC | 8102702 | no | no |  |  | no |  |  | 0 | 0 | 0 | 0
oh_line_8102702_200870613 |  | AD | node_8102702_200870535 | node_8102702_200870613 | 147.531 | bal_1P_2AC | 8102702 | no | no |  |  | no |  |  | 0 | 0 | 0 | 0
oh_line_8102702_200870614 |  | AD | node_8102702_200870678 | node_8102702_200870614 | 178.364 | bal_1P_4ACW | 8102702 | no | no |  |  | no |  |  | 0 | 0 | 0 | 0
oh_line_8102702_200870615 |  | AD | node_8102702_200870614 | node_8102702_200870615 | 267.193 | bal_1P_4ACW | 8102702 | no | no |  |  | no |  |  | 0 | 0 | 0 | 0
oh_line_8102702_200870616 |  | AD | node_8102702_200870615 | node_8102702_200870616 | 54.536 | bal_1P_1/0AA | 8102702 | no | no |  |  | no |  |  | 0 | 0 | 0 | 0
oh_line_8102702_200870617 |  | AD | node_8102702_200870616 | node_intto1_8102702_200870617 | 215.44 | bal_1P_1/0AA | 8102702 | no | no |  |  | no |  |  | 0 | 0 | 0 | 0
oh_line_8102702_200870618 |  | AD | node_8102702_200870617 | node_8102702_200870618 | 274.003 | bal_1P_1/0AA | 8102702 | no | no |  |  | no |  |  | 0 | 0 | 0 | 0
oh_line_8102702_200870619 |  | AD | node_8102702_200870615 | node_8102702_200870619 | 269.183 | bal_1P_4ACW | 8102702 | no | no |  |  | no |  |  | 0 | 0 | 0 | 0
oh_line_8102702_200870621 |  | AD | node_8102702_200870619 | node_8102702_200870621 | 407.65 | bal_1P_4ACW | 8102702 | no | no |  |  | no |  |  | 0 | 0 | 0 | 0
oh_line_8102702_200870622 |  | AD | node_8102702_200870623 | node_8102702_200870622 | 58.055 | bal_1P_4ACW | 8102702 | no | no |  |  | no |  |  | 0 | 0 | 0 | 0
oh_line_8102702_200870623 |  | AD | node_8102702_200870621 | node_8102702_200870623 | 198.326 | bal_1P_4ACW | 8102702 | no | no |  |  | no |  |  | 0 | 0 | 0 | 0
oh_line_8102702_200870626 |  | AD | node_8102702_201045357 | node_8102702_200870626 | 38.828 | bal_1P_1/0AA | 8102702 | no | no |  |  | no |  |  | 0 | 0 | 0 | 0
oh_line_8102702_200870627 |  | AD | node_8102702_201045357 | node_8102702_200870627 | 281.832 | bal_1P_4ACW | 8102702 | no | no |  |  | no |  |  | 0 | 0 | 0 | 0
oh_line_8102702_200870628 |  | AD | node_8102702_201045357 | node_8102702_200870628 | 220.287 | bal_1P_4ACW | 8102702 | no | no |  |  | no |  |  | 0 | 0 | 0 | 0
oh_line_8102702_200870629 |  | AD | node_8102702_200870628 | node_8102702_200870629 | 284.635 | bal_1P_1/0AA | 8102702 | no | no |  |  | no |  |  | 0 | 0 | 0 | 0
oh_line_8102702_200870630 |  | AD | node_8102702_200870629 | node_8102702_200870630 | 289.19 | bal_1P_1/0AA | 8102702 | no | no |  |  | no |  |  | 0 | 0 | 0 | 0
oh_line_8102702_200870632 |  | AD | node_8102702_200870628 | node_8102702_200870632 | 155.421 | bal_1P_4ACW | 8102702 | no | no |  |  | no |  |  | 0 | 0 | 0 | 0
oh_line_8102702_200870633 |  | AD | node_8102702_200870632 | node_intto1_8102702_200870633 | 138.93 | bal_1P_4ACW | 8102702 | no | no |  |  | no |  |  | 0 | 0 | 0 | 0
oh_line_8102702_200870634 |  | AD | node_8102702_200870633 | node_8102702_200870634 | 223.125 | bal_1P_4ACW | 8102702 | no | no |  |  | no |  |  | 0 | 0 | 0 | 0
oh_line_8102702_200870635 |  | AD | node_8102702_200870634 | node_8102702_200870635 | 337.277 | bal_1P_4ACW | 8102702 | no | no |  |  | no |  |  | 0 | 0 | 0 | 0
oh_line_8102702_200870636 |  | AD | node_8102702_200870635 | node_8102702_200870636 | 171.99 | bal_1P_4ACW | 8102702 | no | no |  |  | no |  |  | 0 | 0 | 0 | 0
oh_line_8102702_200870638 |  | AD | node_8102702_200870636 | node_8102702_200870638 | 118.228 | bal_1P_4ACW | 8102702 | no | no |  |  | no |  |  | 0 | 0 | 0 | 0
oh_line_8102702_200870640 |  | AD | node_8102702_200870613 | node_8102702_200870640 | 127.091 | bal_1P_2AC | 8102702 | no | no |  |  | no |  |  | 0 | 0 | 0 | 0
oh_line_8102702_200870642 |  | AD | node_8102702_200870638 | node_8102702_200870642 | 389.131 | bal_1P_4ACW | 8102702 | no | no |  |  | no |  |  | 0 | 0 | 0 | 0
oh_line_8102702_200870644 |  | AD | node_8102702_200870642 | node_8102702_200870644 | 298.192 | bal_1P_4ACW | 8102702 | no | no |  |  | no |  |  | 0 | 0 | 0 | 0
oh_line_8102702_200870645 |  | AD | node_8102702_200870644 | node_8102702_200870645 | 271.928 | bal_1P_1/0AA | 8102702 | no | no |  |  | no |  |  | 0 | 0 | 0 | 0
oh_line_8102702_200870646 |  | AD | node_8102702_200870644 | node_8102702_200870646 | 206.961 | bal_1P_1/0AA | 8102702 | no | no |  |  | no |  |  | 0 | 0 | 0 | 0
oh_line_8102702_200870648 |  | AD | node_8102702_200870646 | node_8102702_200870648 | 195.693 | bal_1P_1/0AA | 8102702 | no | no |  |  | no |  |  | 0 | 0 | 0 | 0
oh_line_8102702_200870650 |  | AD | node_8102702_200870648 | node_8102702_200870650 | 199.531 | bal_1P_1/0AA | 8102702 | no | no |  |  | no |  |  | 0 | 0 | 0 | 0
oh_line_8102702_200870651 |  | AD | node_8102702_200870650 | node_8102702_200870651 | 211.646 | bal_1P_1/0AA | 8102702 | no | no |  |  | no |  |  | 0 | 0 | 0 | 0
oh_line_8102702_200870652 |  | AD | node_8102702_200870651 | node_8102702_200870652 | 203.477 | bal_1P_1/0AA | 8102702 | no | no |  |  | no |  |  | 0 | 0 | 0 | 0
oh_line_8102702_200870653 |  | AD | node_8102702_200870652 | node_8102702_200870653 | 197.441 | bal_1P_1/0AA | 8102702 | no | no |  |  | no |  |  | 0 | 0 | 0 | 0
oh_line_8102702_200870654 |  | AD | node_8102702_200870653 | node_8102702_200870654 | 177.286 | bal_1P_1/0AA | 8102702 | no | no |  |  | no |  |  | 0 | 0 | 0 | 0
oh_line_8102702_200870655 |  | AD | node_8102702_200870654 | node_8102702_200870655 | 232.71 | bal_1P_1/0AA | 8102702 | no | no |  |  | no |  |  | 0 | 0 | 0 | 0
oh_line_8102702_200870656 |  | AD | node_8102702_200870655 | node_intto1_8102702_200870656 | 199.728 | bal_1P_1/0AA | 8102702 | no | no |  |  | no |  |  | 0 | 0 | 0 | 0
oh_line_8102702_200870657 |  | AD | node_8102702_200870656 | node_8102702_200870657 | 203.817 | bal_1P_1/0AA | 8102702 | no | no |  |  | no |  |  | 0 | 0 | 0 | 0
oh_line_8102702_200870658 |  | AD | node_8102702_200870657 | node_8102702_200870658 | 295.124 | bal_1P_1/0AA | 8102702 | no | no |  |  | no |  |  | 0 | 0 | 0 | 0
oh_line_8102702_200870659 |  | AD | node_8102702_200870658 | node_8102702_200870659 | 321.623 | bal_1P_1/0AA | 8102702 | no | no |  |  | no |  |  | 0 | 0 | 0 | 0
oh_line_8102702_200870660 |  | AD | node_8102702_200870659 | node_8102702_200870660 | 77.224 | bal_1P_1/0AA | 8102702 | no | no |  |  | no |  |  | 0 | 0 | 0 | 0
oh_line_8102702_200870661 |  | AD | node_8102702_200870660 | node_8102702_200870661 | 79.75 | bal_1P_1/0AA | 8102702 | no | no |  |  | no |  |  | 0 | 0 | 0 | 0
oh_line_8102702_200870662 |  | AD | node_8102702_200870661 | node_8102702_200870662 | 338.564 | bal_1P_1/0AA | 8102702 | no | no |  |  | no |  |  | 0 | 0 | 0 | 0
oh_line_8102702_200870663 |  | AD | node_8102702_200870640 | node_intto1_8102702_200870663 | 145.425 | bal_1P_2AC | 8102702 | no | no |  |  | no |  |  | 0 | 0 | 0 | 0
oh_line_8102702_200870664 |  | AD | node_8102702_200870663 | node_8102702_200870664 | 137.712 | bal_1P_2AC | 8102702 | no | no |  |  | no |  |  | 0 | 0 | 0 | 0
oh_line_8102702_200870665 |  | AD | node_8102702_200870664 | node_8102702_200870665 | 100.576 | bal_1P_2AC | 8102702 | no | no |  |  | no |  |  | 0 | 0 | 0 | 0
oh_line_8102702_200870666 |  | AD | node_8102702_200870665 | node_8102702_200870666 | 276.126 | bal_1P_2AC | 8102702 | no | no |  |  | no |  |  | 0 | 0 | 0 | 0
oh_line_8102702_200870667 |  | AD | node_8102702_200870664 | node_8102702_200870667 | 118.957 | bal_1P_2AC | 8102702 | no | no |  |  | no |  |  | 0 | 0 | 0 | 0
oh_line_8102702_200870668 |  | AD | node_8102702_200870667 | node_8102702_200870668 | 193.423 | bal_1P_2AC | 8102702 | no | no |  |  | no |  |  | 0 | 0 | 0 | 0
oh_line_8102702_200870669 |  | AD | node_8102702_200870668 | node_8102702_200870669 | 156.014 | bal_1P_2AC | 8102702 | no | no |  |  | no |  |  | 0 | 0 | 0 | 0
oh_line_8102702_200870670 |  | AD | node_8102702_200870668 | node_8102702_200870670 | 133.364 | bal_1P_4ACW | 8102702 | no | no |  |  | no |  |  | 0 | 0 | 0 | 0
oh_line_8102702_200870671 |  | AD | node_8102702_200870670 | node_8102702_200870671 | 193.762 | bal_1P_4ACW | 8102702 | no | no |  |  | no |  |  | 0 | 0 | 0 | 0
oh_line_8102702_200870672 |  | AD | node_8102702_200870671 | node_8102702_200870672 | 218.781 | bal_1P_1/0AA | 8102702 | no | no |  |  | no |  |  | 0 | 0 | 0 | 0
oh_line_8102702_200870673 |  | AD | node_8102702_200870672 | node_8102702_200870673 | 338.706 | bal_1P_4ACW | 8102702 | no | no |  |  | no |  |  | 0 | 0 | 0 | 0
oh_line_8102702_200870674 |  | AD | node_8102702_200870671 | node_8102702_200870674 | 188.796 | bal_1P_4ACW | 8102702 | no | no |  |  | no |  |  | 0 | 0 | 0 | 0
oh_line_8102702_200870675 |  | AD | node_8102702_200870674 | node_8102702_200870675 | 185.56 | bal_1P_4ACW | 8102702 | no | no |  |  | no |  |  | 0 | 0 | 0 | 0
oh_line_8102702_200870676 |  | AD | node_8102702_200870675 | node_8102702_200870676 | 82.129 | bal_1P_2AC | 8102702 | no | no |  |  | no |  |  | 0 | 0 | 0 | 0
oh_line_8102702_200870677 |  | AD | node_8102702_200870676 | node_8102702_200870677 | 192.191 | bal_1P_2AC | 8102702 | no | no |  |  | no |  |  | 0 | 0 | 0 | 0
oh_line_8102702_200870678 |  | AD | node_8102702_200870675 | node_8102702_200870678 | 121.4 | bal_1P_4ACW | 8102702 | no | no |  |  | no |  |  | 0 | 0 | 0 | 0
oh_line_8102702_200911769 |  | AD | node_8102702_200870602 | node_8102702_200911769 | 98.545 | bal_1P_2AC | 8102702 | no | no |  |  | no |  |  | 0 | 0 | 0 | 0
oh_line_8102702_200914777 |  | AN | node_8102702_200836537 | node_8102702_200914777 | 77.052 | bal_1P_4AC_4AC(N) | 8102702 | no | no |  |  | no |  |  | 0 | 0 | 0 | 0
oh_line_8102702_200914841 |  | AD | node_8102702_311911699 | node_8102702_200914841 | 43.933 | bal_1P_1/0AA | 8102702 | no | no |  |  | no |  |  | 0 | 0 | 0 | 0
oh_line_8102702_200914853 |  | ABCN | node_8102702_200831317 | node_8102702_200914853 | 28.28 | bal_3P_477AL_4/0AA(N) | 8102702 | no | no |  |  | no |  |  | 0 | 0 | 0 | 0
oh_line_8102702_200914856 |  | AN | node_8102702_200830425 | node_8102702_200914856 | 79.494 | bal_1P_1/0AL_1/0AL(N) | 8102702 | no | no |  |  | no |  |  | 0 | 0 | 0 | 0
oh_line_8102702_200914857 |  | ABCN | node_8102702_200831103 | node_8102702_200914857 | 247.328 | bal_3P_1AC_1/0AC(N) | 8102702 | no | no |  |  | no |  |  | 0 | 0 | 0 | 0
oh_line_8102702_200914860 |  | ABCN | node_8102702_200914861 | node_8102702_200914860 | 86.275 | bal_3P_1/0AA_1/0AA(N) | 8102702 | no | no |  |  | no |  |  | 0 | 0 | 0 | 0
oh_line_8102702_200914861 |  | ABCN | node_8102702_200830069 | node_intto1_8102702_200914861 | 244.412 | bal_3P_1/0AA_1/0AA(N) | 8102702 | no | no |  |  | no |  |  | 0 | 0 | 0 | 0
oh_line_8102702_200914869 |  | ABCN | node_8102702_200830445 | node_intto1_8102702_200914869 | 75.521 | bal_3P_1/0AC_1/0AA(N) | 8102702 | no | no |  |  | no |  |  | 0 | 0 | 0 | 0
oh_line_8102702_200949220 |  | ABCN | node_8102702_200838628 | node_8102702_200949220 | 166.097 | bal_3P_477AL_4/0AA(N) | 8102702 | no | no |  |  | no |  |  | 0 | 0 | 0 | 0
oh_line_8102702_200950298 |  | ABCN | node_8102702_200829943 | node_8102702_200950298 | 213.54 | bal_3P_1/0AC_4/0AL(N) | 8102702 | no | no |  |  | no |  |  | 0 | 0 | 0 | 0
oh_line_8102702_200951344 |  | ABCN | node_8102702_200838556 | node_intto1_8102702_200951344 | 18.103 | bal_3P_477AL_4/0AA(N) | 8102702 | no | no |  |  | no |  |  | 0 | 0 | 0 | 0
oh_line_8102702_200951345 |  | ABCN | node_8102702_200951344 | node_8102702_200951345 | 7.671 | bal_3P_477AL_4/0AA(N) | 8102702 | no | no |  |  | no |  |  | 0 | 0 | 0 | 0
oh_line_8102702_200951346 |  | ABCN | node_8102702_200951345 | node_8102702_200951346 | 20.269 | bal_3P_477AL_4/0AA(N) | 8102702 | no | no |  |  | no |  |  | 0 | 0 | 0 | 0
oh_line_8102702_200951351 |  | ABCN | node_8102702_200838606 | node_intto1_8102702_200951351 | 50.505 | bal_3P_477AL_4/0AA(N) | 8102702 | no | no |  |  | no |  |  | 0 | 0 | 0 | 0
oh_line_8102702_200959604-1 |  | ABCD | node_220554063 | node_8102702_200959604 | 7.161 | bal_3P_4/0AA | 8102702 | no | no |  |  | no |  |  | 0 | 0 | 0 | 0
oh_line_8102702_200959604-2 |  | ABCD | node_311908052 | node_intto1_220554063 | 8.44 | bal_3P_4/0AA | 8102702 | no | no |  |  | no |  |  | 0 | 0 | 0 | 0
oh_line_8102702_200959604-3 |  | ABCD | node_311874983 | node_intto1_311908052 | 164.888 | bal_3P_4/0AA | 8102702 | no | no |  |  | no |  |  | 0 | 0 | 0 | 0
oh_line_8102702_200959604-4 |  | ABCD | node_8102702_200838950 | node_intto1_311874983 | 9.698 | bal_3P_4/0AA | 8102702 | no | no |  |  | no |  |  | 0 | 0 | 0 | 0
oh_line_8102702_200959605 |  | ABCD | node_8102702_200959604 | node_8102702_200959605 | 19.775 | bal_3P_4/0AA | 8102702 | no | no |  |  | no |  |  | 0 | 0 | 0 | 0
oh_line_8102702_200959606 |  | ABCN | node_8102702_200838947 | node_intto1_8102702_200959606 | 205.156 | bal_3P_1/0AA_1/0AA(N) | 8102702 | no | no |  |  | no |  |  | 0 | 0 | 0 | 0
oh_line_8102702_200959988 |  | AD | node_8102702_200870048 | node_8102702_200959988 | 105.754 | bal_1P_1/0AA | 8102702 | no | no |  |  | no |  |  | 0 | 0 | 0 | 0
oh_line_8102702_200960109 |  | AD | node_8102702_200838281 | node_8102702_200960109 | 141.499 | bal_1P_6CU | 8102702 | no | no |  |  | no |  |  | 0 | 0 | 0 | 0
oh_line_8102702_200960708 |  | AD | node_8102702_200868319 | node_8102702_200960708 | 206.009 | bal_1P_2AC | 8102702 | no | no |  |  | no |  |  | 0 | 0 | 0 | 0
oh_line_8102702_200962151 |  | AD | node_8102702_200836521 | node_8102702_200962151 | 220.97 | bal_1P_3-104CW | 8102702 | no | no |  |  | no |  |  | 0 | 0 | 0 | 0
oh_line_8102702_200964572 |  | AD | node_8102702_200838288 | node_8102702_200964572 | 146.679 | bal_1P_2AC | 8102702 | no | no |  |  | no |  |  | 0 | 0 | 0 | 0
oh_line_8102702_200965977 |  | AD | node_8102702_201054532 | node_8102702_200965977 | 108.361 | bal_1P_1/0AA | 8102702 | no | no |  |  | no |  |  | 0 | 0 | 0 | 0
oh_line_8102702_200965978 |  | AD | node_8102702_200965977 | node_8102702_200965978 | 174.405 | bal_1P_4CU | 8102702 | no | no |  |  | no |  |  | 0 | 0 | 0 | 0
oh_line_8102702_200969384 |  | AN | node_8102702_200837874 | node_8102702_200969384 | 286.659 | bal_1P_1/0AA_1/0AA(N) | 8102702 | no | no |  |  | no |  |  | 0 | 0 | 0 | 0
oh_line_8102702_200971190 |  | ABCN | node_8102702_200830093 | node_8102702_200971190 | 67.455 | bal_3P_1/0AA_1/0AA(N) | 8102702 | no | no |  |  | no |  |  | 0 | 0 | 0 | 0
oh_line_8102702_200971232 |  | ABCN | node_8102702_200971190 | node_8102702_200971232 | 250.873 | bal_3P_1/0AA_1/0AA(N) | 8102702 | no | no |  |  | no |  |  | 0 | 0 | 0 | 0
oh_line_8102702_200971542 |  | ABCN | node_8102702_200830480 | node_intto1_8102702_200971542 | 292.684 | bal_3P_477AL_4/0AL(N) | 8102702 | no | no |  |  | no |  |  | 0 | 0 | 0 | 0
oh_line_8102702_200971543-1 |  | ABCN | node_8102702_200971542 | node_intto1_220415887 | 8.674 | bal_3P_477AL_4/0AL(N) | 8102702 | no | no |  |  | no |  |  | 0 | 0 | 0 | 0
oh_line_8102702_200971543-2 |  | ABCN | node_220415887 | node_intto1_220389179 | 193.673 | bal_3P_477AL_4/0AL(N) | 8102702 | no | no |  |  | no |  |  | 0 | 0 | 0 | 0
oh_line_8102702_200971543-3 |  | ABCN | node_220389179 | node_8102702_200971543 | 9.475 | bal_3P_477AL_4/0AL(N) | 8102702 | no | no |  |  | no |  |  | 0 | 0 | 0 | 0
oh_line_8102702_200971636 |  | ABCN | node_8102702_200971232 | node_8102702_200971636 | 203.589 | bal_3P_1/0AA_1/0AA(N) | 8102702 | no | no |  |  | no |  |  | 0 | 0 | 0 | 0
oh_line_8102702_200971637 |  | ABCN | node_8102702_200971636 | node_8102702_200971637 | 210.691 | bal_3P_1/0AA_1/0AA(N) | 8102702 | no | no |  |  | no |  |  | 0 | 0 | 0 | 0
oh_line_8102702_200971638 |  | ABCN | node_8102702_200971637 | node_8102702_200971638 | 221.019 | bal_3P_1/0AA_1/0AA(N) | 8102702 | no | no |  |  | no |  |  | 0 | 0 | 0 | 0
oh_line_8102702_200971639 |  | ABCN | node_8102702_200971638 | node_8102702_200971639 | 218.978 | bal_3P_1/0AA_1/0AA(N) | 8102702 | no | no |  |  | no |  |  | 0 | 0 | 0 | 0
oh_line_8102702_200971640 |  | ABCN | node_8102702_200971639 | node_8102702_200971640 | 224.211 | bal_3P_1/0AA_1/0AA(N) | 8102702 | no | no |  |  | no |  |  | 0 | 0 | 0 | 0
oh_line_8102702_200971642 |  | ABCN | node_8102702_200971640 | node_8102702_200971642 | 289.657 | bal_3P_1/0AA_1/0AA(N) | 8102702 | no | no |  |  | no |  |  | 0 | 0 | 0 | 0
oh_line_8102702_200974056 |  | ABCN | node_8102702_200971642 | node_8102702_200974056 | 279.507 | bal_3P_1/0AA_1/0AA(N) | 8102702 | no | no |  |  | no |  |  | 0 | 0 | 0 | 0
oh_line_8102702_200979384 |  | AD | node_8102702_200868312 | node_8102702_200979384 | 202.154 | bal_1P_2AC | 8102702 | no | no |  |  | no |  |  | 0 | 0 | 0 | 0
oh_line_8102702_200979778 |  | ABCN | node_8102702_200830077 | node_8102702_200979778 | 591.666 | bal_3P_477AL_4/0AA(N) | 8102702 | no | no |  |  | no |  |  | 0 | 0 | 0 | 0
oh_line_8102702_200979779 |  | ABCN | node_8102702_311908056 | node_8102702_200979779 | 11.835 | bal_3P_477AL_4/0AA(N) | 8102702 | no | no |  |  | no |  |  | 0 | 0 | 0 | 0
oh_line_8102702_200984062 |  | ABCN | node_8102702_200984118 | node_intto1_8102702_200984062 | 228.811 | bal_3P_1/0AA_1/0AA(N) | 8102702 | no | no |  |  | no |  |  | 0 | 0 | 0 | 0
oh_line_8102702_200984063 |  | ABCN | node_8102702_200984062 | node_8102702_200984063 | 301.748 | bal_3P_1/0AA_1/0AA(N) | 8102702 | no | no |  |  | no |  |  | 0 | 0 | 0 | 0
oh_line_8102702_200984064 |  | ABCN | node_8102702_200984063 | node_8102702_200984064 | 250.288 | bal_3P_1/0AA_1/0AA(N) | 8102702 | no | no |  |  | no |  |  | 0 | 0 | 0 | 0
oh_line_8102702_200984065-1 |  | ABCN | node_220580453 | node_8102702_200984065 | 14.985 | bal_3P_1/0AA_1/0AA(N) | 8102702 | no | no |  |  | no |  |  | 0 | 0 | 0 | 0
oh_line_8102702_200984065-2 |  | ABCN | node_220552735 | node_intto1_220580453 | 15.459 | bal_3P_1/0AA_1/0AA(N) | 8102702 | no | no |  |  | no |  |  | 0 | 0 | 0 | 0
oh_line_8102702_200984065-3 |  | ABCN | node_8102702_200984064 | node_intto1_220552735 | 248.805 | bal_3P_1/0AA_1/0AA(N) | 8102702 | no | no |  |  | no |  |  | 0 | 0 | 0 | 0
oh_line_8102702_200984066 |  | ABCN | node_8102702_200984065 | node_8102702_200984066 | 17.455 | bal_3P_1/0AA_1/0AA(N) | 8102702 | no | no |  |  | no |  |  | 0 | 0 | 0 | 0
oh_line_8102702_200984118 |  | ABCN | node_8102702_200830071 | node_8102702_200984118 | 155.281 | bal_3P_1/0AA_1/0AA(N) | 8102702 | no | no |  |  | no |  |  | 0 | 0 | 0 | 0
oh_line_8102702_200984229 |  | ABCN | node_8102702_200830468 | node_8102702_200984229 | 137.794 | bal_3P_477AL_2/0CU(N) | 8102702 | no | no |  |  | no |  |  | 0 | 0 | 0 | 0
oh_line_8102702_200985306 |  | ABCN | node_8102702_200838585 | node_8102702_200985306 | 100.097 | bal_3P_477AL_4/0AA(N) | 8102702 | no | no |  |  | no |  |  | 0 | 0 | 0 | 0
oh_line_8102702_200987454-1 |  | AD | node_220558703 | node_8102702_200987454 | 4.998 | bal_1P_1/0AA | 8102702 | no | no |  |  | no |  |  | 0 | 0 | 0 | 0
oh_line_8102702_200987454-2 |  | AD | node_311874312 | node_intto1_220558703 | 134.689 | bal_1P_1/0AA | 8102702 | no | no |  |  | no |  |  | 0 | 0 | 0 | 0
oh_line_8102702_200987454-3 |  | AD | node_220415258 | node_intto1_311874312 | 7.047 | bal_1P_1/0AA | 8102702 | no | no |  |  | no |  |  | 0 | 0 | 0 | 0
oh_line_8102702_200987454-4 |  | AD | node_8102702_200836770 | node_intto1_220415258 | 12.211 | bal_1P_1/0AA | 8102702 | no | no |  |  | no |  |  | 0 | 0 | 0 | 0
oh_line_8102702_201004455 |  | AD | node_8102702_200838292 | node_8102702_201004455 | 187.166 | bal_1P_2AC | 8102702 | no | no |  |  | no |  |  | 0 | 0 | 0 | 0
oh_line_8102702_201008304 |  | ABCD | node_8102702_200870230 | node_8102702_201008304 | 125.125 | bal_3P_1/0AA | 8102702 | no | no |  |  | no |  |  | 0 | 0 | 0 | 0
oh_line_8102702_201009627 |  | ABCN | node_8102702_200838612 | node_8102702_201009627 | 149.268 | bal_3P_477AL_4/0AA(N) | 8102702 | no | no |  |  | no |  |  | 0 | 0 | 0 | 0
oh_line_8102702_201009628 |  | ABCN | node_8102702_201009627 | node_8102702_201009628 | 101.522 | bal_3P_477AL_4/0AA(N) | 8102702 | no | no |  |  | no |  |  | 0 | 0 | 0 | 0
oh_line_8102702_201011639 |  | AD | node_8102702_200869158 | node_intto1_8102702_201011639 | 367.797 | bal_1P_2AC | 8102702 | no | no |  |  | no |  |  | 0 | 0 | 0 | 0
oh_line_8102702_201011640 |  | AD | node_8102702_200868303 | node_8102702_201011640 | 155.221 | bal_1P_2AC | 8102702 | no | no |  |  | no |  |  | 0 | 0 | 0 | 0
oh_line_8102702_201013441 |  | ABCN | node_8102702_200837060 | node_intto1_8102702_201013441 | 178.127 | bal_3P_WYECUST | 8102702 | no | no |  |  | no |  |  | 0 | 0 | 0 | 0
oh_line_8102702_201013442 |  | ABCN | node_8102702_201013441 | node_8102702_201013442 | 165.722 | bal_3P_WYECUST | 8102702 | no | no |  |  | no |  |  | 0 | 0 | 0 | 0
oh_line_8102702_201014034 |  | ABCN | node_8102702_200830062 | node_intto1_8102702_201014034 | 101.233 | bal_3P_1/0AA_1/0AA(N) | 8102702 | no | no |  |  | no |  |  | 0 | 0 | 0 | 0
oh_line_8102702_201037190 |  | AD | node_8102702_200838642 | node_intto1_8102702_201037190 | 111.852 | bal_1P_2AC | 8102702 | no | no |  |  | no |  |  | 0 | 0 | 0 | 0
oh_line_8102702_201045357 |  | AD | node_8102702_200870622 | node_8102702_201045357 | 202.414 | bal_1P_4ACW | 8102702 | no | no |  |  | no |  |  | 0 | 0 | 0 | 0
oh_line_8102702_201054532 |  | AD | node_8102702_200838267 | node_intto1_8102702_201054532 | 140.74 | bal_1P_4CU | 8102702 | no | no |  |  | no |  |  | 0 | 0 | 0 | 0
oh_line_8102702_201059677 |  | ABCN | node_8102702_200838626 | node_intto1_8102702_201059677 | 183.49 | bal_3P_477AL_4/0AA(N) | 8102702 | no | no |  |  | no |  |  | 0 | 0 | 0 | 0
oh_line_8102702_310012681 |  | AD | node_8102702_200868315 | node_8102702_310012681 | 149.259 | bal_1P_1/0AA | 8102702 | no | no |  |  | no |  |  | 0 | 0 | 0 | 0
oh_line_8102702_310014656 |  | AN | node_8102702_200837904 | node_8102702_310014656 | 366.314 | bal_1P_WYECUST | 8102702 | no | no |  |  | no |  |  | 0 | 0 | 0 | 0
oh_line_8102702_310051415 |  | ABCN | node_8102702_200830285 | node_8102702_310051415 | 40.471 | bal_3P_477AL_4/0AA(N) | 8102702 | no | no |  |  | no |  |  | 0 | 0 | 0 | 0
oh_line_8102702_310051417 |  | ABCN | node_8102702_310051415 | node_8102702_310051417 | 193.261 | bal_3P_477AL_4/0AA(N) | 8102702 | no | no |  |  | no |  |  | 0 | 0 | 0 | 0
oh_line_8102702_310051601 |  | ABCN | node_8102702_310051417 | node_8102702_310051601 | 218.069 | bal_3P_477AL_4/0AA(N) | 8102702 | no | no |  |  | no |  |  | 0 | 0 | 0 | 0
oh_line_8102702_310051602 |  | ABCN | node_8102702_310051601 | node_8102702_310051602 | 289.337 | bal_3P_477AL_4/0AA(N) | 8102702 | no | no |  |  | no |  |  | 0 | 0 | 0 | 0
oh_line_8102702_310051603 |  | ABCN | node_8102702_310051602 | node_8102702_310051603 | 183.357 | bal_3P_477AL_4/0AA(N) | 8102702 | no | no |  |  | no |  |  | 0 | 0 | 0 | 0
oh_line_8102702_310051604 |  | ABCN | node_8102702_310051603 | node_8102702_310051604 | 240.074 | bal_3P_477AL_4/0AA(N) | 8102702 | no | no |  |  | no |  |  | 0 | 0 | 0 | 0
oh_line_8102702_310051605 |  | ABCN | node_8102702_310051604 | node_8102702_310051605 | 204.067 | bal_3P_477AL_4/0AA(N) | 8102702 | no | no |  |  | no |  |  | 0 | 0 | 0 | 0
oh_line_8102702_310051606 |  | ABCN | node_8102702_310051605 | node_8102702_310051606 | 194.839 | bal_3P_477AL_4/0AA(N) | 8102702 | no | no |  |  | no |  |  | 0 | 0 | 0 | 0
oh_line_8102702_310051607 |  | ABCN | node_8102702_310051606 | node_8102702_310051607 | 200.701 | bal_3P_477AL_4/0AA(N) | 8102702 | no | no |  |  | no |  |  | 0 | 0 | 0 | 0
oh_line_8102702_310051609 |  | ABCN | node_8102702_200831323 | node_intto1_8102702_310051609 | 223.89 | bal_3P_477AL_4/0AA(N) | 8102702 | no | no |  |  | no |  |  | 0 | 0 | 0 | 0
oh_line_8102702_310051611 |  | ABCN | node_8102702_200831320 | node_8102702_310051611 | 209.279 | bal_3P_477AL_4/0AA(N) | 8102702 | no | no |  |  | no |  |  | 0 | 0 | 0 | 0
oh_line_8102702_310051613 |  | ABCN | node_8102702_200831355 | node_8102702_310051613 | 204.545 | bal_3P_477AL_4/0AA(N) | 8102702 | no | no |  |  | no |  |  | 0 | 0 | 0 | 0
oh_line_8102702_310051614 |  | ABCN | node_8102702_310051613 | node_8102702_310051614 | 201.199 | bal_3P_477AL_4/0AA(N) | 8102702 | no | no |  |  | no |  |  | 0 | 0 | 0 | 0
oh_line_8102702_310051616 |  | ABCN | node_8102702_200831351 | node_8102702_310051616 | 162.31 | bal_3P_477AL_4/0AA(N) | 8102702 | no | no |  |  | no |  |  | 0 | 0 | 0 | 0
oh_line_8102702_310051617 |  | ABCN | node_8102702_310051616 | node_8102702_310051617 | 149.396 | bal_3P_477AL_4/0AA(N) | 8102702 | no | no |  |  | no |  |  | 0 | 0 | 0 | 0
oh_line_8102702_310051618 |  | ABCN | node_8102702_310051617 | node_8102702_310051618 | 269.004 | bal_3P_477AL_4/0AA(N) | 8102702 | no | no |  |  | no |  |  | 0 | 0 | 0 | 0
oh_line_8102702_310051619 |  | ABCN | node_8102702_310051618 | node_8102702_310051619 | 157.87 | bal_3P_477AL_4/0AA(N) | 8102702 | no | no |  |  | no |  |  | 0 | 0 | 0 | 0
oh_line_8102702_311908056-1 |  | ABCN | node_8102702_200979778 | node_intto1_311908060 | 6.136 | bal_3P_477AL_4/0AA(N) | 8102702 | no | no |  |  | no |  |  | 0 | 0 | 0 | 0
oh_line_8102702_311908056-2 |  | ABCN | node_311908060 | node_intto1_220545640 | 5.544 | bal_3P_477AL_4/0AA(N) | 8102702 | no | no |  |  | no |  |  | 0 | 0 | 0 | 0
oh_line_8102702_311908056-3 |  | ABCN | node_220545640 | node_8102702_311908056 | 5.649 | bal_3P_477AL_4/0AA(N) | 8102702 | no | no |  |  | no |  |  | 0 | 0 | 0 | 0
oh_line_8102702_311911039 |  | ABCN | node_8102702_200830076 | node_8102702_311911039 | 239.633 | bal_3P_477AL_4/0AA(N) | 8102702 | no | no |  |  | no |  |  | 0 | 0 | 0 | 0
oh_line_8102702_311911043 |  | ABCN | node_8102702_200830071 | node_8102702_311911043 | 187.738 | bal_3P_477AL_4/0AA(N) | 8102702 | no | no |  |  | no |  |  | 0 | 0 | 0 | 0
oh_line_8102702_311911047 |  | ABCN | node_8102702_200830074 | node_8102702_311911047 | 243.539 | bal_3P_477AL_4/0AA(N) | 8102702 | no | no |  |  | no |  |  | 0 | 0 | 0 | 0
oh_line_8102702_311911048 |  | ABCN | node_8102702_200830079 | node_8102702_311911048 | 261.578 | bal_3P_477AL_4/0AA(N) | 8102702 | no | no |  |  | no |  |  | 0 | 0 | 0 | 0
oh_line_8102702_311911699-1 |  | AN | node_8102702_200838596 | node_intto1_312012090 | 7.055 | bal_1P_477AL_4/0AA(N) | 8102702 | no | no |  |  | no |  |  | 0 | 0 | 0 | 0
oh_line_8102702_311911699-2 |  | AN | node_312012090 | node_intto1_220523510 | 4.936 | bal_1P_477AL_4/0AA(N) | 8102702 | no | no |  |  | no |  |  | 0 | 0 | 0 | 0
oh_line_8102702_311911699-3 |  | AN | node_220523510 | node_8102702_311911699 | 1.459 | bal_1P_477AL_4/0AA(N) | 8102702 | no | no |  |  | no |  |  | 0 | 0 | 0 | 0
oh_line_8102702_311911732-1 |  | AN | node_8102702_200836725 | node_intto1_311874404 | 8.056 | bal_1P_477AL_4/0AA(N) | 8102702 | no | no |  |  | no |  |  | 0 | 0 | 0 | 0
oh_line_8102702_311911732-2 |  | AN | node_311874404 | node_intto1_220575106 | 2.698 | bal_1P_477AL_4/0AA(N) | 8102702 | no | no |  |  | no |  |  | 0 | 0 | 0 | 0
oh_line_8102702_311911732-3 |  | AN | node_220575106 | node_8102702_311911732 | 1.831 | bal_1P_477AL_4/0AA(N) | 8102702 | no | no |  |  | no |  |  | 0 | 0 | 0 | 0
oh_line_8102702_311917079 |  | AD | node_8102702_200838646 | node_8102702_311917079 | 86.55 | bal_1P_1/0AA | 8102702 | no | no |  |  | no |  |  | 0 | 0 | 0 | 0
oh_line_8102702_311934727 |  | ABCN | node_8102702_200830110 | node_8102702_311934727 | 143.625 | bal_3P_477AL_4/0AA(N) | 8102702 | no | no |  |  | no |  |  | 0 | 0 | 0 | 0
oh_line_8102702_311934733 |  | ABCN | node_8102702_311934727 | node_8102702_311934733 | 137.932 | bal_3P_477AL_4/0AA(N) | 8102702 | no | no |  |  | no |  |  | 0 | 0 | 0 | 0
oh_line_8102702_311934735 |  | ABCN | node_8102702_311934733 | node_8102702_311934735 | 24.834 | bal_3P_477AL_4/0AA(N) | 8102702 | no | no |  |  | no |  |  | 0 | 0 | 0 | 0
oh_line_8102702_311978893 |  | ABCN | node_8102702_200830105 | node_intto1_8102702_311978893 | 142.988 | bal_3P_477AL_4/0AA(N) | 8102702 | no | no |  |  | no |  |  | 0 | 0 | 0 | 0
oh_line_8102702_311978895-1 |  | ABCN | node_311978900 | node_8102702_311978895 | 22.483 | bal_3P_477AL_4/0AA(N) | 8102702 | no | no |  |  | no |  |  | 0 | 0 | 0 | 0
oh_line_8102702_311978895-2 |  | ABCN | node_311979170 | node_intto1_311978900 | 7.379 | bal_3P_477AL_4/0AA(N) | 8102702 | no | no |  |  | no |  |  | 0 | 0 | 0 | 0
oh_line_8102702_311978895-3 |  | ABCN | node_8102702_311978893 | node_intto1_311979170 | 8.852 | bal_3P_477AL_4/0AA(N) | 8102702 | no | no |  |  | no |  |  | 0 | 0 | 0 | 0
oh_line_8102702_311998935 |  | ABCN | node_8102702_200830120 | node_intto1_8102702_311998935 | 34.79 | bal_3P_1/0AC_1/0AC(N) | 8102702 | no | no |  |  | no |  |  | 0 | 0 | 0 | 0
oh_line_8102702_311998940-1 |  | ABCN | node_8102702_311998935 | node_intto1_311998963 | 238.079 | bal_3P_477AL_4/0AA(N) | 8102702 | no | no |  |  | no |  |  | 0 | 0 | 0 | 0
oh_line_8102702_311998940-2 |  | ABCN | node_311998963 | node_intto1_311998960 | 13.849 | bal_3P_477AL_4/0AA(N) | 8102702 | no | no |  |  | no |  |  | 0 | 0 | 0 | 0
oh_line_8102702_311998940-3 |  | ABCN | node_311998960 | node_intto1_311998958 | 14.911 | bal_3P_477AL_4/0AA(N) | 8102702 | no | no |  |  | no |  |  | 0 | 0 | 0 | 0
oh_line_8102702_311998940-4 |  | ABCN | node_311998958 | node_8102702_311998940 | 10.745 | bal_3P_477AL_4/0AA(N) | 8102702 | no | no |  |  | no |  |  | 0 | 0 | 0 | 0
oh_line_8102702_312003180 |  | ABCN | node_8102702_311998940 | node_8102702_312003180 | 68.655 | bal_3P_477AL_4/0AA(N) | 8102702 | no | no |  |  | no |  |  | 0 | 0 | 0 | 0
oh_line_8102702_312003551 |  | ABCN | node_8102702_200830122 | node_intto1_8102702_312003551 | 235.683 | bal_3P_477AL_4/0AA(N) | 8102702 | no | no |  |  | no |  |  | 0 | 0 | 0 | 0
oh_line_8102702_312003553-1 |  | ABCN | node_8102702_312003551 | node_intto1_312003563 | 9.313 | bal_3P_477AL_4/0AA(N) | 8102702 | no | no |  |  | no |  |  | 0 | 0 | 0 | 0
oh_line_8102702_312003553-2 |  | ABCN | node_312003563 | node_intto1_312003569 | 13.85 | bal_3P_477AL_4/0AA(N) | 8102702 | no | no |  |  | no |  |  | 0 | 0 | 0 | 0
oh_line_8102702_312003553-3 |  | ABCN | node_312003569 | node_8102702_312003553 | 155.721 | bal_3P_477AL_4/0AA(N) | 8102702 | no | no |  |  | no |  |  | 0 | 0 | 0 | 0
oh_line_8102702_312055724-1 |  | ABCN | node_312055737 | node_8102702_312055724 | 8.661 | bal_3P_477AL_4/0AA(N) | 8102702 | no | no |  |  | no |  |  | 0 | 0 | 0 | 0
oh_line_8102702_312055724-2 |  | ABCN | node_312055740 | node_intto1_312055737 | 10.589 | bal_3P_477AL_4/0AA(N) | 8102702 | no | no |  |  | no |  |  | 0 | 0 | 0 | 0
oh_line_8102702_312055724-3 |  | ABCN | node_312055731 | node_intto1_312055740 | 9.681 | bal_3P_477AL_4/0AA(N) | 8102702 | no | no |  |  | no |  |  | 0 | 0 | 0 | 0
oh_line_8102702_312055724-4 |  | ABCN | node_8102702_200830094 | node_intto1_312055731 | 50.022 | bal_3P_477AL_4/0AA(N) | 8102702 | no | no |  |  | no |  |  | 0 | 0 | 0 | 0
oh_line_8102702_312055725 |  | ABCN | node_8102702_312055724 | node_8102702_312055725 | 155.472 | bal_3P_477AL_4/0AA(N) | 8102702 | no | no |  |  | no |  |  | 0 | 0 | 0 | 0
oh_line_8102702_312089380 |  | ABCN | node_8102702_200831127 | node_8102702_312089380 | 69.822 | bal_3P_477AL_4/0AA(N) | 8102702 | no | no |  |  | no |  |  | 0 | 0 | 0 | 0
oh_line_8102702_312109184 |  | ABCN | node_8102702_200838625 | node_intto1_8102702_312109184 | 36.231 | bal_3P_477AL_4/0AA(N) | 8102702 | no | no |  |  | no |  |  | 0 | 0 | 0 | 0
oh_line_TAP_OH_897369 |  | AN | node_8102702_200829850 | node_1420200_763_15277779_708 | 0.033 | unb_TAPWIRE_OH | 8102702 | no | no |  |  | no |  |  | 0 | 0 | 0 | 0
oh_line_TAP_OH_897370 |  | AN | node_8102702_200829853 | node_1420609_675_15277972_047 | 0.033 | unb_TAPWIRE_OH | 8102702 | no | no |  |  | no |  |  | 0 | 0 | 0 | 0
oh_line_TAP_OH_897371 |  | AN | node_8102702_200829856 | node_1420227_502_15278050_511 | 0.033 | unb_TAPWIRE_OH | 8102702 | no | no |  |  | no |  |  | 0 | 0 | 0 | 0
oh_line_TAP_OH_897372 |  | AN | node_8102702_200829858 | node_1420649_472_15277639_257 | 0.033 | unb_TAPWIRE_OH | 8102702 | no | no |  |  | no |  |  | 0 | 0 | 0 | 0
oh_line_TAP_OH_897373 |  | AN | node_8102702_200829861 | node_1420266_862_15277564_596 | 0.033 | unb_TAPWIRE_OH | 8102702 | no | no |  |  | no |  |  | 0 | 0 | 0 | 0
oh_line_TAP_OH_897397 |  | AN | node_8102702_200829940 | node_1420720_305_15276474_062 | 0.033 | unb_TAPWIRE_OH | 8102702 | no | no |  |  | no |  |  | 0 | 0 | 0 | 0
oh_line_TAP_OH_897410 |  | AN | node_8102702_200829990 | node_1420272_297_15276824_417 | 0.033 | unb_TAPWIRE_OH | 8102702 | no | no |  |  | no |  |  | 0 | 0 | 0 | 0
oh_line_TAP_OH_897411 |  | AN | node_8102702_200829992 | node_1420740_719_15276861_272 | 0.033 | unb_TAPWIRE_OH | 8102702 | no | no |  |  | no |  |  | 0 | 0 | 0 | 0
oh_line_TAP_OH_897412 |  | AN | node_8102702_200829994 | node_1421074_369_15276775_816 | 0.033 | unb_TAPWIRE_OH | 8102702 | no | no |  |  | no |  |  | 0 | 0 | 0 | 0
oh_line_TAP_OH_897416 |  | AN | node_8102702_200830000 | node_1421506_044_15279689_159 | 0.033 | unb_TAPWIRE_OH | 8102702 | no | no |  |  | no |  |  | 0 | 0 | 0 | 0
oh_line_TAP_OH_897417 |  | ABCN | node_8102702_200830002 | node_1420674_635_15279796_867 | 0.033 | unb_TAPWIRE_OH | 8102702 | no | no |  |  | no |  |  | 0 | 0 | 0 | 0
oh_line_TAP_OH_897429 |  | AN | node_8102702_200830035 | node_1420874_347_15277138_94 | 0.033 | unb_TAPWIRE_OH | 8102702 | no | no |  |  | no |  |  | 0 | 0 | 0 | 0
oh_line_TAP_OH_897430 |  | AN | node_8102702_200830038 | node_1420507_221_15277180_062 | 0.033 | unb_TAPWIRE_OH | 8102702 | no | no |  |  | no |  |  | 0 | 0 | 0 | 0
oh_line_TAP_OH_897431 |  | AN | node_8102702_200830039 | node_1420243_758_15277104_085 | 0.033 | unb_TAPWIRE_OH | 8102702 | no | no |  |  | no |  |  | 0 | 0 | 0 | 0
oh_line_TAP_OH_897441 |  | ABCN | node_8102702_200830065 | node_1418576_979_15277001_781 | 0.033 | unb_TAPWIRE_OH | 8102702 | no | no |  |  | no |  |  | 0 | 0 | 0 | 0
oh_line_TAP_OH_897442 |  | ABCN | node_8102702_200830070 | node_1418664_758_15276615_95 | 0.033 | unb_TAPWIRE_OH | 8102702 | no | no |  |  | no |  |  | 0 | 0 | 0 | 0
oh_line_TAP_OH_897444 |  | ABCN | node_8102702_200830079 | node_1418821_638_15275347_147 | 0.033 | unb_TAPWIRE_OH | 8102702 | no | no |  |  | no |  |  | 0 | 0 | 0 | 0
oh_line_TAP_OH_897445 |  | ABCN | node_8102702_200830086 | node_1418674_047_15274339_934 | 0.033 | unb_TAPWIRE_OH | 8102702 | no | no |  |  | no |  |  | 0 | 0 | 0 | 0
oh_line_TAP_OH_897447 |  | ABCN | node_8102702_200830102 | node_1419511_163_15271190_321 | 0.033 | unb_TAPWIRE_OH | 8102702 | no | no |  |  | no |  |  | 0 | 0 | 0 | 0
oh_line_TAP_OH_897450 |  | ABCN | node_8102702_200830114 | node_1420201_954_15270182_423 | 0.033 | unb_TAPWIRE_OH | 8102702 | no | no |  |  | no |  |  | 0 | 0 | 0 | 0
oh_line_TAP_OH_897451 |  | ABCN | node_8102702_200830127 | node_1418359_13_15277991_437 | 0.033 | unb_TAPWIRE_OH | 8102702 | no | no |  |  | no |  |  | 0 | 0 | 0 | 0
oh_line_TAP_OH_897517 |  | AN | node_8102702_200830273 | node_1421517_66_15275397_474 | 0.033 | unb_TAPWIRE_OH | 8102702 | no | no |  |  | no |  |  | 0 | 0 | 0 | 0
oh_line_TAP_OH_897518 |  | AN | node_8102702_200830276 | node_1421977_574_15275429_191 | 0.033 | unb_TAPWIRE_OH | 8102702 | no | no |  |  | no |  |  | 0 | 0 | 0 | 0
oh_line_TAP_OH_897519 |  | ABCN | node_8102702_200830282 | node_1421470_032_15268951_131 | 0.033 | unb_TAPWIRE_OH | 8102702 | no | no |  |  | no |  |  | 0 | 0 | 0 | 0
oh_line_TAP_OH_897525 |  | AN | node_8102702_200830306 | node_1420890_025_15280396_829 | 0.033 | unb_TAPWIRE_OH | 8102702 | no | no |  |  | no |  |  | 0 | 0 | 0 | 0
oh_line_TAP_OH_897552 |  | ABCN | node_8102702_200830417 | node_1420117_112_15280770_107 | 0.033 | unb_TAPWIRE_OH | 8102702 | no | no |  |  | no |  |  | 0 | 0 | 0 | 0
oh_line_TAP_OH_897554 |  | ABCN | node_8102702_200830421 | node_1420260_875_15280480_547 | 0.033 | unb_TAPWIRE_OH | 8102702 | no | no |  |  | no |  |  | 0 | 0 | 0 | 0
oh_line_TAP_OH_897555 |  | ABCN | node_8102702_200830427 | node_1420411_502_15279859_654 | 0.033 | unb_TAPWIRE_OH | 8102702 | no | no |  |  | no |  |  | 0 | 0 | 0 | 0
oh_line_TAP_OH_897556 |  | ABCN | node_8102702_200830431 | node_1420510_354_15279423_974 | 0.033 | unb_TAPWIRE_OH | 8102702 | no | no |  |  | no |  |  | 0 | 0 | 0 | 0
oh_line_TAP_OH_897557 |  | ABCN | node_8102702_200830437 | node_1421242_642_15279011_711 | 0.033 | unb_TAPWIRE_OH | 8102702 | no | no |  |  | no |  |  | 0 | 0 | 0 | 0
oh_line_TAP_OH_897561 |  | ABCN | node_8102702_200830448 | node_1420831_448_15278233_314 | 0.033 | unb_TAPWIRE_OH | 8102702 | no | no |  |  | no |  |  | 0 | 0 | 0 | 0
oh_line_TAP_OH_897563 |  | ABCN | node_8102702_200830457 | node_1421032_783_15277784_007 | 0.033 | unb_TAPWIRE_OH | 8102702 | no | no |  |  | no |  |  | 0 | 0 | 0 | 0
oh_line_TAP_OH_897564 |  | ABCN | node_8102702_200830463 | node_1421126_829_15277252_693 | 0.033 | unb_TAPWIRE_OH | 8102702 | no | no |  |  | no |  |  | 0 | 0 | 0 | 0
oh_line_TAP_OH_897565 |  | ABCN | node_8102702_200830470 | node_1421365_072_15276619_545 | 0.033 | unb_TAPWIRE_OH | 8102702 | no | no |  |  | no |  |  | 0 | 0 | 0 | 0
oh_line_TAP_OH_897566 |  | ABCN | node_8102702_200830477 | node_1421386_994_15276213_501 | 0.033 | unb_TAPWIRE_OH | 8102702 | no | no |  |  | no |  |  | 0 | 0 | 0 | 0
oh_line_TAP_OH_897567 |  | ABCN | node_8102702_200830483 | node_1421391_514_15275714_448 | 0.033 | unb_TAPWIRE_OH | 8102702 | no | no |  |  | no |  |  | 0 | 0 | 0 | 0
oh_line_TAP_OH_897568 |  | ABCN | node_8102702_200830496 | node_1421470_596_15274843_954 | 0.033 | unb_TAPWIRE_OH | 8102702 | no | no |  |  | no |  |  | 0 | 0 | 0 | 0
oh_line_TAP_OH_897569 |  | AN | node_8102702_200830501 | node_1421747_69_15274554_872 | 0.033 | unb_TAPWIRE_OH | 8102702 | no | no |  |  | no |  |  | 0 | 0 | 0 | 0
oh_line_TAP_OH_897572 |  | ABCN | node_8102702_200830511 | node_1421420_701_15273871_5 | 0.033 | unb_TAPWIRE_OH | 8102702 | no | no |  |  | no |  |  | 0 | 0 | 0 | 0
oh_line_TAP_OH_897573 |  | ABCN | node_8102702_200830515 | node_1421413_581_15273529_001 | 0.033 | unb_TAPWIRE_OH | 8102702 | no | no |  |  | no |  |  | 0 | 0 | 0 | 0
oh_line_TAP_OH_897575 |  | ABCN | node_8102702_200830526 | node_1421466_632_15272903_175 | 0.033 | unb_TAPWIRE_OH | 8102702 | no | no |  |  | no |  |  | 0 | 0 | 0 | 0
oh_line_TAP_OH_897580 |  | ABCN | node_8102702_200830546 | node_1421106_257_15270366_199 | 0.033 | unb_TAPWIRE_OH | 8102702 | no | no |  |  | no |  |  | 0 | 0 | 0 | 0
oh_line_TAP_OH_897581 |  | ABCN | node_8102702_200830556 | node_1421640_244_15269975_764 | 0.033 | unb_TAPWIRE_OH | 8102702 | no | no |  |  | no |  |  | 0 | 0 | 0 | 0
oh_line_TAP_OH_897583 |  | ABCN | node_8102702_200830564 | node_1421861_479_15269383_804 | 0.033 | unb_TAPWIRE_OH | 8102702 | no | no |  |  | no |  |  | 0 | 0 | 0 | 0
oh_line_TAP_OH_897584 |  | ABCN | node_8102702_200830567 | node_1421956_415_15269116_624 | 0.033 | unb_TAPWIRE_OH | 8102702 | no | no |  |  | no |  |  | 0 | 0 | 0 | 0
oh_line_TAP_OH_897713 |  | ABCN | node_8102702_200831078 | node_1420164_031_15279710_948 | 0.033 | unb_TAPWIRE_OH | 8102702 | no | no |  |  | no |  |  | 0 | 0 | 0 | 0
oh_line_TAP_OH_897730 |  | ABCN | node_8102702_200831122 | node_1419617_795_15279728_511 | 0.033 | unb_TAPWIRE_OH | 8102702 | no | no |  |  | no |  |  | 0 | 0 | 0 | 0
oh_line_TAP_OH_897733 |  | ABCN | node_8102702_200831134 | node_1418508_439_15279537_752 | 0.033 | unb_TAPWIRE_OH | 8102702 | no | no |  |  | no |  |  | 0 | 0 | 0 | 0
oh_line_TAP_OH_897768 |  | AN | node_8102702_200831229 | node_1421490_631_15277309_029 | 0.033 | unb_TAPWIRE_OH | 8102702 | no | no |  |  | no |  |  | 0 | 0 | 0 | 0
oh_line_TAP_OH_897769 |  | AN | node_8102702_200831231 | node_1421530_183_15277117_873 | 0.033 | unb_TAPWIRE_OH | 8102702 | no | no |  |  | no |  |  | 0 | 0 | 0 | 0
oh_line_TAP_OH_897770 |  | AN | node_8102702_200831235 | node_1421824_784_15277305_098 | 0.033 | unb_TAPWIRE_OH | 8102702 | no | no |  |  | no |  |  | 0 | 0 | 0 | 0
oh_line_TAP_OH_897771 |  | AN | node_8102702_200831238 | node_1421701_345_15271937_409 | 0.033 | unb_TAPWIRE_OH | 8102702 | no | no |  |  | no |  |  | 0 | 0 | 0 | 0
oh_line_TAP_OH_897808 |  | ABCN | node_8102702_200831351 | node_1418183_646_15268223_935 | 0.033 | unb_TAPWIRE_OH | 8102702 | no | no |  |  | no |  |  | 0 | 0 | 0 | 0
oh_line_TAP_OH_899243 |  | AN | node_8102702_200836521 | node_1424236_998_15282295_763 | 0.033 | unb_TAPWIRE_OH | 8102702 | no | no |  |  | no |  |  | 0 | 0 | 0 | 0
oh_line_TAP_OH_899244 |  | AN | node_8102702_200836524 | node_1426308_435_15285659_452 | 0.033 | unb_TAPWIRE_OH | 8102702 | no | no |  |  | no |  |  | 0 | 0 | 0 | 0
oh_line_TAP_OH_899245 |  | AN | node_8102702_200836525 | node_1426419_149_15285968_465 | 0.033 | unb_TAPWIRE_OH | 8102702 | no | no |  |  | no |  |  | 0 | 0 | 0 | 0
oh_line_TAP_OH_899246 |  | AN | node_8102702_200836529 | node_1426200_306_15286478_53 | 0.033 | unb_TAPWIRE_OH | 8102702 | no | no |  |  | no |  |  | 0 | 0 | 0 | 0
oh_line_TAP_OH_899247 |  | AN | node_8102702_200836531 | node_1427073_738_15286151_563 | 0.033 | unb_TAPWIRE_OH | 8102702 | no | no |  |  | no |  |  | 0 | 0 | 0 | 0
oh_line_TAP_OH_899248 |  | AN | node_8102702_200836532 | node_1427212_175_15286216_268 | 0.033 | unb_TAPWIRE_OH | 8102702 | no | no |  |  | no |  |  | 0 | 0 | 0 | 0
oh_line_TAP_OH_899249 |  | AN | node_8102702_200836536 | node_1427449_548_15286828_887 | 0.033 | unb_TAPWIRE_OH | 8102702 | no | no |  |  | no |  |  | 0 | 0 | 0 | 0
oh_line_TAP_OH_899250 |  | ABCN | node_8102702_200836538 | node_1427641_703_15287619_333 | 0.033 | unb_TAPWIRE_OH | 8102702 | no | no |  |  | no |  |  | 0 | 0 | 0 | 0
oh_line_TAP_OH_899251 |  | ABCN | node_8102702_200836540 | node_1427810_109_15287866_059 | 0.033 | unb_TAPWIRE_OH | 8102702 | no | no |  |  | no |  |  | 0 | 0 | 0 | 0
oh_line_TAP_OH_899252 |  | ABCN | node_8102702_200836543 | node_1427909_959_15288114_783 | 0.033 | unb_TAPWIRE_OH | 8102702 | no | no |  |  | no |  |  | 0 | 0 | 0 | 0
oh_line_TAP_OH_899253 |  | AN | node_8102702_200836545 | node_1424545_266_15282842_574 | 0.033 | unb_TAPWIRE_OH | 8102702 | no | no |  |  | no |  |  | 0 | 0 | 0 | 0
oh_line_TAP_OH_899254 |  | ABCN | node_8102702_200836548 | node_1427832_962_15288283_092 | 0.033 | unb_TAPWIRE_OH | 8102702 | no | no |  |  | no |  |  | 0 | 0 | 0 | 0
oh_line_TAP_OH_899255 |  | ABCN | node_8102702_200836551 | node_1427920_718_15288555_141 | 0.033 | unb_TAPWIRE_OH | 8102702 | no | no |  |  | no |  |  | 0 | 0 | 0 | 0
oh_line_TAP_OH_899256 |  | ABCN | node_8102702_200836552 | node_1427942_288_15288845_467 | 0.033 | unb_TAPWIRE_OH | 8102702 | no | no |  |  | no |  |  | 0 | 0 | 0 | 0
oh_line_TAP_OH_899257 |  | ABCN | node_8102702_200836555 | node_1427558_167_15289215_81 | 0.033 | unb_TAPWIRE_OH | 8102702 | no | no |  |  | no |  |  | 0 | 0 | 0 | 0
oh_line_TAP_OH_899258 |  | ABCN | node_8102702_200836557 | node_1427291_602_15289482_186 | 0.033 | unb_TAPWIRE_OH | 8102702 | no | no |  |  | no |  |  | 0 | 0 | 0 | 0
oh_line_TAP_OH_899260 |  | AN | node_8102702_200836565 | node_1424882_023_15283294_947 | 0.033 | unb_TAPWIRE_OH | 8102702 | no | no |  |  | no |  |  | 0 | 0 | 0 | 0
oh_line_TAP_OH_899261 |  | ABCN | node_8102702_200836568 | node_1426812_637_15289892_501 | 0.033 | unb_TAPWIRE_OH | 8102702 | no | no |  |  | no |  |  | 0 | 0 | 0 | 0
oh_line_TAP_OH_899262 |  | ABCN | node_8102702_200836572 | node_1426509_821_15290271_584 | 0.033 | unb_TAPWIRE_OH | 8102702 | no | no |  |  | no |  |  | 0 | 0 | 0 | 0
oh_line_TAP_OH_899263 |  | ABCN | node_8102702_200836577 | node_1426500_786_15290576_701 | 0.033 | unb_TAPWIRE_OH | 8102702 | no | no |  |  | no |  |  | 0 | 0 | 0 | 0
oh_line_TAP_OH_899264 |  | ABCN | node_8102702_200836580 | node_1426496_516_15290876_133 | 0.033 | unb_TAPWIRE_OH | 8102702 | no | no |  |  | no |  |  | 0 | 0 | 0 | 0
oh_line_TAP_OH_899265 |  | ABCN | node_8102702_200836583 | node_1426488_215_15291257_324 | 0.033 | unb_TAPWIRE_OH | 8102702 | no | no |  |  | no |  |  | 0 | 0 | 0 | 0
oh_line_TAP_OH_899266 |  | AN | node_8102702_200836586 | node_1425312_643_15283437_088 | 0.033 | unb_TAPWIRE_OH | 8102702 | no | no |  |  | no |  |  | 0 | 0 | 0 | 0
oh_line_TAP_OH_899267 |  | AN | node_8102702_200836587 | node_1425283_863_15283756_929 | 0.033 | unb_TAPWIRE_OH | 8102702 | no | no |  |  | no |  |  | 0 | 0 | 0 | 0
oh_line_TAP_OH_899268 |  | AN | node_8102702_200836588 | node_1424952_771_15283987_204 | 0.033 | unb_TAPWIRE_OH | 8102702 | no | no |  |  | no |  |  | 0 | 0 | 0 | 0
oh_line_TAP_OH_899269 |  | AN | node_8102702_200836590 | node_1425671_314_15283627_428 | 0.033 | unb_TAPWIRE_OH | 8102702 | no | no |  |  | no |  |  | 0 | 0 | 0 | 0
oh_line_TAP_OH_899270 |  | ABCN | node_8102702_200836592 | node_1426488_226_15291559_819 | 0.033 | unb_TAPWIRE_OH | 8102702 | no | no |  |  | no |  |  | 0 | 0 | 0 | 0
oh_line_TAP_OH_899271 |  | AN | node_8102702_200836595 | node_1426126_433_15291901_836 | 0.033 | unb_TAPWIRE_OH | 8102702 | no | no |  |  | no |  |  | 0 | 0 | 0 | 0
oh_line_TAP_OH_899272 |  | AN | node_8102702_200836596 | node_1425366_991_15283976_952 | 0.033 | unb_TAPWIRE_OH | 8102702 | no | no |  |  | no |  |  | 0 | 0 | 0 | 0
oh_line_TAP_OH_899273 |  | AN | node_8102702_200836597 | node_1425582_735_15283923_123 | 0.033 | unb_TAPWIRE_OH | 8102702 | no | no |  |  | no |  |  | 0 | 0 | 0 | 0
oh_line_TAP_OH_899274 |  | AN | node_8102702_200836598 | node_1425568_408_15284141_709 | 0.033 | unb_TAPWIRE_OH | 8102702 | no | no |  |  | no |  |  | 0 | 0 | 0 | 0
oh_line_TAP_OH_899275 |  | AN | node_8102702_200836599 | node_1425671_809_15284279_284 | 0.033 | unb_TAPWIRE_OH | 8102702 | no | no |  |  | no |  |  | 0 | 0 | 0 | 0
oh_line_TAP_OH_899276 |  | AN | node_8102702_200836601 | node_1425901_526_15284590_821 | 0.033 | unb_TAPWIRE_OH | 8102702 | no | no |  |  | no |  |  | 0 | 0 | 0 | 0
oh_line_TAP_OH_899277 |  | AN | node_8102702_200836602 | node_1426065_04_15284959_495 | 0.033 | unb_TAPWIRE_OH | 8102702 | no | no |  |  | no |  |  | 0 | 0 | 0 | 0
oh_line_TAP_OH_899278 |  | AN | node_8102702_200836603 | node_1426192_694_15285314_881 | 0.033 | unb_TAPWIRE_OH | 8102702 | no | no |  |  | no |  |  | 0 | 0 | 0 | 0
oh_line_TAP_OH_899280 |  | AN | node_8102702_200836611 | node_1432147_122_15278180_71 | 0.033 | unb_TAPWIRE_OH | 8102702 | no | no |  |  | no |  |  | 0 | 0 | 0 | 0
oh_line_TAP_OH_899281 |  | AN | node_8102702_200836613 | node_1430322_352_15275771_904 | 0.033 | unb_TAPWIRE_OH | 8102702 | no | no |  |  | no |  |  | 0 | 0 | 0 | 0
oh_line_TAP_OH_899282 |  | AN | node_8102702_200836617 | node_1429587_449_15275192_555 | 0.033 | unb_TAPWIRE_OH | 8102702 | no | no |  |  | no |  |  | 0 | 0 | 0 | 0
oh_line_TAP_OH_899283 |  | AN | node_8102702_200836618 | node_1430372_912_15276329_343 | 0.033 | unb_TAPWIRE_OH | 8102702 | no | no |  |  | no |  |  | 0 | 0 | 0 | 0
oh_line_TAP_OH_899284 |  | AN | node_8102702_200836624 | node_1428790_35_15292921_566 | 0.033 | unb_TAPWIRE_OH | 8102702 | no | no |  |  | no |  |  | 0 | 0 | 0 | 0
oh_line_TAP_OH_899285 |  | AN | node_8102702_200836625 | node_1428745_369_15293122_515 | 0.033 | unb_TAPWIRE_OH | 8102702 | no | no |  |  | no |  |  | 0 | 0 | 0 | 0
oh_line_TAP_OH_899286 |  | AN | node_8102702_200836629 | node_1428824_776_15294060_885 | 0.033 | unb_TAPWIRE_OH | 8102702 | no | no |  |  | no |  |  | 0 | 0 | 0 | 0
oh_line_TAP_OH_899287 |  | AN | node_8102702_200836632 | node_1428905_234_15294461_326 | 0.033 | unb_TAPWIRE_OH | 8102702 | no | no |  |  | no |  |  | 0 | 0 | 0 | 0
oh_line_TAP_OH_899288 |  | AN | node_8102702_200836640 | node_1427837_262_15293514_607 | 0.033 | unb_TAPWIRE_OH | 8102702 | no | no |  |  | no |  |  | 0 | 0 | 0 | 0
oh_line_TAP_OH_899308 |  | ABCN | node_8102702_200836689 | node_1422000_259_15286033_689 | 0.033 | unb_TAPWIRE_OH | 8102702 | no | no |  |  | no |  |  | 0 | 0 | 0 | 0
oh_line_TAP_OH_899309 |  | ABCN | node_8102702_200836694 | node_1422582_127_15286003_965 | 0.033 | unb_TAPWIRE_OH | 8102702 | no | no |  |  | no |  |  | 0 | 0 | 0 | 0
oh_line_TAP_OH_899310 |  | AN | node_8102702_200836697 | node_1423064_844_15285864_081 | 0.033 | unb_TAPWIRE_OH | 8102702 | no | no |  |  | no |  |  | 0 | 0 | 0 | 0
oh_line_TAP_OH_899311 |  | AN | node_8102702_200836698 | node_1422760_534_15285862_288 | 0.033 | unb_TAPWIRE_OH | 8102702 | no | no |  |  | no |  |  | 0 | 0 | 0 | 0
oh_line_TAP_OH_899312 |  | ABCN | node_8102702_200836706 | node_1423785_36_15286132_698 | 0.033 | unb_TAPWIRE_OH | 8102702 | no | no |  |  | no |  |  | 0 | 0 | 0 | 0
oh_line_TAP_OH_899313 |  | ABCN | node_8102702_200836709 | node_1424142_91_15286420_986 | 0.033 | unb_TAPWIRE_OH | 8102702 | no | no |  |  | no |  |  | 0 | 0 | 0 | 0
oh_line_TAP_OH_899314 |  | ABCN | node_8102702_200836712 | node_1424314_946_15286654_74 | 0.033 | unb_TAPWIRE_OH | 8102702 | no | no |  |  | no |  |  | 0 | 0 | 0 | 0
oh_line_TAP_OH_899315 |  | ABCN | node_8102702_200836714 | node_1424495_961_15287083_557 | 0.033 | unb_TAPWIRE_OH | 8102702 | no | no |  |  | no |  |  | 0 | 0 | 0 | 0
oh_line_TAP_OH_899316 |  | AN | node_8102702_200836716 | node_1424702_525_15287235_815 | 0.033 | unb_TAPWIRE_OH | 8102702 | no | no |  |  | no |  |  | 0 | 0 | 0 | 0
oh_line_TAP_OH_899317 |  | AN | node_8102702_200836717 | node_1424503_908_15287497_32 | 0.033 | unb_TAPWIRE_OH | 8102702 | no | no |  |  | no |  |  | 0 | 0 | 0 | 0
oh_line_TAP_OH_899318 |  | ABCN | node_8102702_200836719 | node_1424885_133_15287363_551 | 0.033 | unb_TAPWIRE_OH | 8102702 | no | no |  |  | no |  |  | 0 | 0 | 0 | 0
oh_line_TAP_OH_899319 |  | ABCN | node_8102702_200836721 | node_1425171_999_15287438_734 | 0.033 | unb_TAPWIRE_OH | 8102702 | no | no |  |  | no |  |  | 0 | 0 | 0 | 0
oh_line_TAP_OH_899320 |  | ABCN | node_8102702_200836723 | node_1420195_727_15285796_436 | 0.033 | unb_TAPWIRE_OH | 8102702 | no | no |  |  | no |  |  | 0 | 0 | 0 | 0
oh_line_TAP_OH_899321 |  | ABCN | node_8102702_200836724 | node_1425466_464_15287537_868 | 0.033 | unb_TAPWIRE_OH | 8102702 | no | no |  |  | no |  |  | 0 | 0 | 0 | 0
oh_line_TAP_OH_899322 |  | AN | node_8102702_200836727 | node_1425759_855_15287331_71 | 0.033 | unb_TAPWIRE_OH | 8102702 | no | no |  |  | no |  |  | 0 | 0 | 0 | 0
oh_line_TAP_OH_899323 |  | ABCN | node_8102702_200836728 | node_1425869_837_15287642_977 | 0.033 | unb_TAPWIRE_OH | 8102702 | no | no |  |  | no |  |  | 0 | 0 | 0 | 0
oh_line_TAP_OH_899324 |  | ABCN | node_8102702_200836732 | node_1426435_938_15287629_259 | 0.033 | unb_TAPWIRE_OH | 8102702 | no | no |  |  | no |  |  | 0 | 0 | 0 | 0
oh_line_TAP_OH_899325 |  | AN | node_8102702_200836735 | node_1426694_62_15287325_443 | 0.033 | unb_TAPWIRE_OH | 8102702 | no | no |  |  | no |  |  | 0 | 0 | 0 | 0
oh_line_TAP_OH_899326 |  | ABCN | node_8102702_200836736 | node_1426801_096_15287558_805 | 0.033 | unb_TAPWIRE_OH | 8102702 | no | no |  |  | no |  |  | 0 | 0 | 0 | 0
oh_line_TAP_OH_899327 |  | AN | node_8102702_200836737 | node_1426790_647_15287973_289 | 0.033 | unb_TAPWIRE_OH | 8102702 | no | no |  |  | no |  |  | 0 | 0 | 0 | 0
oh_line_TAP_OH_899328 |  | ABCN | node_8102702_200836743 | node_1420769_366_15285875_907 | 0.033 | unb_TAPWIRE_OH | 8102702 | no | no |  |  | no |  |  | 0 | 0 | 0 | 0
oh_line_TAP_OH_899329 |  | ABCN | node_8102702_200836745 | node_1421172_98_15285907_48 | 0.033 | unb_TAPWIRE_OH | 8102702 | no | no |  |  | no |  |  | 0 | 0 | 0 | 0
oh_line_TAP_OH_899330 |  | AN | node_8102702_200836750 | node_1428448_54_15280311_191 | 0.033 | unb_TAPWIRE_OH | 8102702 | no | no |  |  | no |  |  | 0 | 0 | 0 | 0
oh_line_TAP_OH_899331 |  | AN | node_8102702_200836752 | node_1428099_711_15280287_012 | 0.033 | unb_TAPWIRE_OH | 8102702 | no | no |  |  | no |  |  | 0 | 0 | 0 | 0
oh_line_TAP_OH_899332 |  | AN | node_8102702_200836755 | node_1427821_271_15280276_889 | 0.033 | unb_TAPWIRE_OH | 8102702 | no | no |  |  | no |  |  | 0 | 0 | 0 | 0
oh_line_TAP_OH_899333 |  | AN | node_8102702_200836757 | node_1427553_5_15280261_318 | 0.033 | unb_TAPWIRE_OH | 8102702 | no | no |  |  | no |  |  | 0 | 0 | 0 | 0
oh_line_TAP_OH_899334 |  | AN | node_8102702_200836760 | node_1427144_27_15280382_519 | 0.033 | unb_TAPWIRE_OH | 8102702 | no | no |  |  | no |  |  | 0 | 0 | 0 | 0
oh_line_TAP_OH_899335 |  | AN | node_8102702_200836763 | node_1426538_706_15280329_088 | 0.033 | unb_TAPWIRE_OH | 8102702 | no | no |  |  | no |  |  | 0 | 0 | 0 | 0
oh_line_TAP_OH_899336 |  | AN | node_8102702_200836765 | node_1426208_572_15280305_456 | 0.033 | unb_TAPWIRE_OH | 8102702 | no | no |  |  | no |  |  | 0 | 0 | 0 | 0
oh_line_TAP_OH_899337 |  | AN | node_8102702_200836767 | node_1425961_081_15280283_616 | 0.033 | unb_TAPWIRE_OH | 8102702 | no | no |  |  | no |  |  | 0 | 0 | 0 | 0
oh_line_TAP_OH_899338 |  | AN | node_8102702_200836769 | node_1425713_234_15280258_746 | 0.033 | unb_TAPWIRE_OH | 8102702 | no | no |  |  | no |  |  | 0 | 0 | 0 | 0
oh_line_TAP_OH_899339 |  | AN | node_8102702_200836771 | node_1425367_41_15280160_589 | 0.033 | unb_TAPWIRE_OH | 8102702 | no | no |  |  | no |  |  | 0 | 0 | 0 | 0
oh_line_TAP_OH_899340 |  | AN | node_8102702_200836773 | node_1425248_348_15280449_37 | 0.033 | unb_TAPWIRE_OH | 8102702 | no | no |  |  | no |  |  | 0 | 0 | 0 | 0
oh_line_TAP_OH_899341 |  | AN | node_8102702_200836776 | node_1431818_096_15280869_444 | 0.033 | unb_TAPWIRE_OH | 8102702 | no | no |  |  | no |  |  | 0 | 0 | 0 | 0
oh_line_TAP_OH_899342 |  | AN | node_8102702_200836778 | node_1431657_616_15280794_122 | 0.033 | unb_TAPWIRE_OH | 8102702 | no | no |  |  | no |  |  | 0 | 0 | 0 | 0
oh_line_TAP_OH_899343 |  | AN | node_8102702_200836779 | node_1431365_85_15280835_758 | 0.033 | unb_TAPWIRE_OH | 8102702 | no | no |  |  | no |  |  | 0 | 0 | 0 | 0
oh_line_TAP_OH_899344 |  | AN | node_8102702_200836782 | node_1430955_112_15280737_825 | 0.033 | unb_TAPWIRE_OH | 8102702 | no | no |  |  | no |  |  | 0 | 0 | 0 | 0
oh_line_TAP_OH_899345 |  | AN | node_8102702_200836785 | node_1430768_796_15281033_886 | 0.033 | unb_TAPWIRE_OH | 8102702 | no | no |  |  | no |  |  | 0 | 0 | 0 | 0
oh_line_TAP_OH_899346 |  | AN | node_8102702_200836786 | node_1430597_615_15280705_613 | 0.033 | unb_TAPWIRE_OH | 8102702 | no | no |  |  | no |  |  | 0 | 0 | 0 | 0
oh_line_TAP_OH_899347 |  | AN | node_8102702_200836787 | node_1430398_843_15280701_707 | 0.033 | unb_TAPWIRE_OH | 8102702 | no | no |  |  | no |  |  | 0 | 0 | 0 | 0
oh_line_TAP_OH_899348 |  | AN | node_8102702_200836790 | node_1430298_661_15281138_496 | 0.033 | unb_TAPWIRE_OH | 8102702 | no | no |  |  | no |  |  | 0 | 0 | 0 | 0
oh_line_TAP_OH_899349 |  | AN | node_8102702_200836791 | node_1430259_941_15280747_225 | 0.033 | unb_TAPWIRE_OH | 8102702 | no | no |  |  | no |  |  | 0 | 0 | 0 | 0
oh_line_TAP_OH_899350 |  | AN | node_8102702_200836792 | node_1430033_726_15280543_378 | 0.033 | unb_TAPWIRE_OH | 8102702 | no | no |  |  | no |  |  | 0 | 0 | 0 | 0
oh_line_TAP_OH_899351 |  | AN | node_8102702_200836793 | node_1429872_087_15280467_571 | 0.033 | unb_TAPWIRE_OH | 8102702 | no | no |  |  | no |  |  | 0 | 0 | 0 | 0
oh_line_TAP_OH_899352 |  | AN | node_8102702_200836795 | node_1429736_191_15280505_877 | 0.033 | unb_TAPWIRE_OH | 8102702 | no | no |  |  | no |  |  | 0 | 0 | 0 | 0
oh_line_TAP_OH_899353 |  | AN | node_8102702_200836797 | node_1429371_865_15280511_721 | 0.033 | unb_TAPWIRE_OH | 8102702 | no | no |  |  | no |  |  | 0 | 0 | 0 | 0
oh_line_TAP_OH_899395 |  | AN | node_8102702_200836924 | node_1430582_778_15291084_72 | 0.033 | unb_TAPWIRE_OH | 8102702 | no | no |  |  | no |  |  | 0 | 0 | 0 | 0
oh_line_TAP_OH_899396 |  | ABCN | node_8102702_200836928 | node_1429859_936_15291614_081 | 0.033 | unb_TAPWIRE_OH | 8102702 | no | no |  |  | no |  |  | 0 | 0 | 0 | 0
oh_line_TAP_OH_899399 |  | AN | node_8102702_200836934 | node_1420694_465_15286266_688 | 0.033 | unb_TAPWIRE_OH | 8102702 | no | no |  |  | no |  |  | 0 | 0 | 0 | 0
oh_line_TAP_OH_899400 |  | AN | node_8102702_200836938 | node_1420537_82_15286878_263 | 0.033 | unb_TAPWIRE_OH | 8102702 | no | no |  |  | no |  |  | 0 | 0 | 0 | 0
oh_line_TAP_OH_899427 |  | AN | node_8102702_200837023 | node_1422546_494_15281747_62 | 0.033 | unb_TAPWIRE_OH | 8102702 | no | no |  |  | no |  |  | 0 | 0 | 0 | 0
oh_line_TAP_OH_899428 |  | AN | node_8102702_200837031 | node_1424821_804_15280404_415 | 0.033 | unb_TAPWIRE_OH | 8102702 | no | no |  |  | no |  |  | 0 | 0 | 0 | 0
oh_line_TAP_OH_899429 |  | AN | node_8102702_200837038 | node_1424047_98_15280147_075 | 0.033 | unb_TAPWIRE_OH | 8102702 | no | no |  |  | no |  |  | 0 | 0 | 0 | 0
oh_line_TAP_OH_899437 |  | ABCN | node_8102702_200837060 | node_1421324_47_15283961_77 | 0.033 | unb_TAPWIRE_OH | 8102702 | no | no |  |  | no |  |  | 0 | 0 | 0 | 0
oh_line_TAP_OH_899438 |  | AN | node_8102702_200837062 | node_1421318_427_15284208_132 | 0.033 | unb_TAPWIRE_OH | 8102702 | no | no |  |  | no |  |  | 0 | 0 | 0 | 0
oh_line_TAP_OH_899439 |  | AN | node_8102702_200837069 | node_1421417_688_15283602_601 | 0.033 | unb_TAPWIRE_OH | 8102702 | no | no |  |  | no |  |  | 0 | 0 | 0 | 0
oh_line_TAP_OH_899454 |  | AN | node_8102702_200837104 | node_1420086_215_15285446_039 | 0.033 | unb_TAPWIRE_OH | 8102702 | no | no |  |  | no |  |  | 0 | 0 | 0 | 0
oh_line_TAP_OH_899455 |  | AN | node_8102702_200837107 | node_1420679_892_15285437_433 | 0.033 | unb_TAPWIRE_OH | 8102702 | no | no |  |  | no |  |  | 0 | 0 | 0 | 0
oh_line_TAP_OH_899456 |  | AN | node_8102702_200837110 | node_1421342_764_15285537_878 | 0.033 | unb_TAPWIRE_OH | 8102702 | no | no |  |  | no |  |  | 0 | 0 | 0 | 0
oh_line_TAP_OH_899457 |  | AN | node_8102702_200837111 | node_1421344_837_15285251_516 | 0.033 | unb_TAPWIRE_OH | 8102702 | no | no |  |  | no |  |  | 0 | 0 | 0 | 0
oh_line_TAP_OH_899458 |  | AN | node_8102702_200837114 | node_1422822_009_15284676_201 | 0.033 | unb_TAPWIRE_OH | 8102702 | no | no |  |  | no |  |  | 0 | 0 | 0 | 0
oh_line_TAP_OH_899459 |  | AN | node_8102702_200837115 | node_1422994_721_15284732_999 | 0.033 | unb_TAPWIRE_OH | 8102702 | no | no |  |  | no |  |  | 0 | 0 | 0 | 0
oh_line_TAP_OH_899460 |  | AN | node_8102702_200837118 | node_1422389_359_15285049_502 | 0.033 | unb_TAPWIRE_OH | 8102702 | no | no |  |  | no |  |  | 0 | 0 | 0 | 0
oh_line_TAP_OH_899461 |  | AN | node_8102702_200837120 | node_1422176_619_15285384_363 | 0.033 | unb_TAPWIRE_OH | 8102702 | no | no |  |  | no |  |  | 0 | 0 | 0 | 0
oh_line_TAP_OH_899462 |  | AN | node_8102702_200837121 | node_1422082_975_15285579_257 | 0.033 | unb_TAPWIRE_OH | 8102702 | no | no |  |  | no |  |  | 0 | 0 | 0 | 0
oh_line_TAP_OH_899463 |  | AN | node_8102702_200837122 | node_1421994_281_15285758_447 | 0.033 | unb_TAPWIRE_OH | 8102702 | no | no |  |  | no |  |  | 0 | 0 | 0 | 0
oh_line_TAP_OH_899479 |  | AN | node_8102702_200837204 | node_1421431_496_15285088_048 | 0.033 | unb_TAPWIRE_OH | 8102702 | no | no |  |  | no |  |  | 0 | 0 | 0 | 0
oh_line_TAP_OH_899480 |  | AN | node_8102702_200837205 | node_1421218_011_15285071_813 | 0.033 | unb_TAPWIRE_OH | 8102702 | no | no |  |  | no |  |  | 0 | 0 | 0 | 0
oh_line_TAP_OH_899481 |  | AN | node_8102702_200837207 | node_1420935_267_15285073_851 | 0.033 | unb_TAPWIRE_OH | 8102702 | no | no |  |  | no |  |  | 0 | 0 | 0 | 0
oh_line_TAP_OH_899498 |  | AN | node_8102702_200837246 | node_1422610_512_15279966_023 | 0.033 | unb_TAPWIRE_OH | 8102702 | no | no |  |  | no |  |  | 0 | 0 | 0 | 0
oh_line_TAP_OH_899499 |  | AN | node_8102702_200837248 | node_1422885_865_15279986_226 | 0.033 | unb_TAPWIRE_OH | 8102702 | no | no |  |  | no |  |  | 0 | 0 | 0 | 0
oh_line_TAP_OH_899500 |  | AN | node_8102702_200837252 | node_1422968_934_15280270_562 | 0.033 | unb_TAPWIRE_OH | 8102702 | no | no |  |  | no |  |  | 0 | 0 | 0 | 0
oh_line_TAP_OH_899519 |  | AN | node_8102702_200837326 | node_1420920_698_15284546_293 | 0.033 | unb_TAPWIRE_OH | 8102702 | no | no |  |  | no |  |  | 0 | 0 | 0 | 0
oh_line_TAP_OH_899520 |  | AN | node_8102702_200837327 | node_1420971_475_15284334_907 | 0.033 | unb_TAPWIRE_OH | 8102702 | no | no |  |  | no |  |  | 0 | 0 | 0 | 0
oh_line_TAP_OH_899554 |  | AN | node_8102702_200837490 | node_1429191_162_15292085_944 | 0.033 | unb_TAPWIRE_OH | 8102702 | no | no |  |  | no |  |  | 0 | 0 | 0 | 0
oh_line_TAP_OH_899568 |  | AN | node_8102702_200837543 | node_1420281_915_15284188_905 | 0.033 | unb_TAPWIRE_OH | 8102702 | no | no |  |  | no |  |  | 0 | 0 | 0 | 0
oh_line_TAP_OH_899569 |  | AN | node_8102702_200837544 | node_1420300_075_15283952_812 | 0.033 | unb_TAPWIRE_OH | 8102702 | no | no |  |  | no |  |  | 0 | 0 | 0 | 0
oh_line_TAP_OH_899570 |  | AN | node_8102702_200837548 | node_1420018_068_15284627_378 | 0.033 | unb_TAPWIRE_OH | 8102702 | no | no |  |  | no |  |  | 0 | 0 | 0 | 0
oh_line_TAP_OH_899614 |  | AN | node_8102702_200837697 | node_1421785_87_15285033_483 | 0.033 | unb_TAPWIRE_OH | 8102702 | no | no |  |  | no |  |  | 0 | 0 | 0 | 0
oh_line_TAP_OH_899639 |  | AN | node_8102702_200837856 | node_1425523_71_15288059_759 | 0.033 | unb_TAPWIRE_OH | 8102702 | no | no |  |  | no |  |  | 0 | 0 | 0 | 0
oh_line_TAP_OH_899640 |  | AN | node_8102702_200837857 | node_1425383_202_15288225_95 | 0.033 | unb_TAPWIRE_OH | 8102702 | no | no |  |  | no |  |  | 0 | 0 | 0 | 0
oh_line_TAP_OH_899643 |  | AN | node_8102702_200837867 | node_1421982_5_15288427_997 | 0.033 | unb_TAPWIRE_OH | 8102702 | no | no |  |  | no |  |  | 0 | 0 | 0 | 0
oh_line_TAP_OH_899644 |  | AN | node_8102702_200837868 | node_1421793_193_15288582_773 | 0.033 | unb_TAPWIRE_OH | 8102702 | no | no |  |  | no |  |  | 0 | 0 | 0 | 0
oh_line_TAP_OH_899645 |  | AN | node_8102702_200837870 | node_1422388_618_15286510_545 | 0.033 | unb_TAPWIRE_OH | 8102702 | no | no |  |  | no |  |  | 0 | 0 | 0 | 0
oh_line_TAP_OH_899646 |  | AN | node_8102702_200837871 | node_1422238_495_15286641_133 | 0.033 | unb_TAPWIRE_OH | 8102702 | no | no |  |  | no |  |  | 0 | 0 | 0 | 0
oh_line_TAP_OH_899647 |  | AN | node_8102702_200837874 | node_1422100_815_15287243_024 | 0.033 | unb_TAPWIRE_OH | 8102702 | no | no |  |  | no |  |  | 0 | 0 | 0 | 0
oh_line_TAP_OH_899648 |  | AN | node_8102702_200837875 | node_1422068_334_15287494_339 | 0.033 | unb_TAPWIRE_OH | 8102702 | no | no |  |  | no |  |  | 0 | 0 | 0 | 0
oh_line_TAP_OH_899649 |  | AN | node_8102702_200837877 | node_1422049_923_15287605_899 | 0.033 | unb_TAPWIRE_OH | 8102702 | no | no |  |  | no |  |  | 0 | 0 | 0 | 0
oh_line_TAP_OH_899650 |  | AN | node_8102702_200837878 | node_1422085_499_15287790_959 | 0.033 | unb_TAPWIRE_OH | 8102702 | no | no |  |  | no |  |  | 0 | 0 | 0 | 0
oh_line_TAP_OH_899651 |  | AN | node_8102702_200837879 | node_1421985_368_15287975_117 | 0.033 | unb_TAPWIRE_OH | 8102702 | no | no |  |  | no |  |  | 0 | 0 | 0 | 0
oh_line_TAP_OH_899652 |  | AN | node_8102702_200837881 | node_1421958_388_15288151_09 | 0.033 | unb_TAPWIRE_OH | 8102702 | no | no |  |  | no |  |  | 0 | 0 | 0 | 0
oh_line_TAP_OH_899654 |  | AN | node_8102702_200837889 | node_1428813_326_15298083_411 | 0.033 | unb_TAPWIRE_OH | 8102702 | no | no |  |  | no |  |  | 0 | 0 | 0 | 0
oh_line_TAP_OH_899655 |  | AN | node_8102702_200837904 | node_1425124_06_15288002_213 | 0.033 | unb_TAPWIRE_OH | 8102702 | no | no |  |  | no |  |  | 0 | 0 | 0 | 0
oh_line_TAP_OH_899779 |  | AN | node_8102702_200838274 | node_1422970_829_15278232_723 | 0.033 | unb_TAPWIRE_OH | 8102702 | no | no |  |  | no |  |  | 0 | 0 | 0 | 0
oh_line_TAP_OH_899780 |  | AN | node_8102702_200838279 | node_1423088_209_15277824_043 | 0.033 | unb_TAPWIRE_OH | 8102702 | no | no |  |  | no |  |  | 0 | 0 | 0 | 0
oh_line_TAP_OH_899781 |  | AN | node_8102702_200838284 | node_1423088_885_15277162_255 | 0.033 | unb_TAPWIRE_OH | 8102702 | no | no |  |  | no |  |  | 0 | 0 | 0 | 0
oh_line_TAP_OH_899782 |  | AN | node_8102702_200838288 | node_1423085_007_15276921_945 | 0.033 | unb_TAPWIRE_OH | 8102702 | no | no |  |  | no |  |  | 0 | 0 | 0 | 0
oh_line_TAP_OH_899842 |  | ABCN | node_8102702_200838566 | node_1419525_912_15285980_545 | 0.033 | unb_TAPWIRE_OH | 8102702 | no | no |  |  | no |  |  | 0 | 0 | 0 | 0
oh_line_TAP_OH_899843 |  | AN | node_8102702_200838573 | node_1419599_905_15285626_057 | 0.033 | unb_TAPWIRE_OH | 8102702 | no | no |  |  | no |  |  | 0 | 0 | 0 | 0
oh_line_TAP_OH_899844 |  | ABCN | node_8102702_200838581 | node_1419953_877_15285306_858 | 0.033 | unb_TAPWIRE_OH | 8102702 | no | no |  |  | no |  |  | 0 | 0 | 0 | 0
oh_line_TAP_OH_899845 |  | ABCN | node_8102702_200838582 | node_1420001_359_15285156_297 | 0.033 | unb_TAPWIRE_OH | 8102702 | no | no |  |  | no |  |  | 0 | 0 | 0 | 0
oh_line_TAP_OH_899847 |  | AN | node_8102702_200838586 | node_1420579_151_15285053_684 | 0.033 | unb_TAPWIRE_OH | 8102702 | no | no |  |  | no |  |  | 0 | 0 | 0 | 0
oh_line_TAP_OH_899848 |  | ABCN | node_8102702_200838592 | node_1420288_547_15284803_693 | 0.033 | unb_TAPWIRE_OH | 8102702 | no | no |  |  | no |  |  | 0 | 0 | 0 | 0
oh_line_TAP_OH_899851 |  | ABCN | node_8102702_200838609 | node_1421266_093_15283141_98 | 0.033 | unb_TAPWIRE_OH | 8102702 | no | no |  |  | no |  |  | 0 | 0 | 0 | 0
oh_line_TAP_OH_899852 |  | ABCN | node_8102702_200838624 | node_1422019_382_15281517_282 | 0.033 | unb_TAPWIRE_OH | 8102702 | no | no |  |  | no |  |  | 0 | 0 | 0 | 0
oh_line_TAP_OH_899853 |  | ABCN | node_8102702_200838636 | node_1422205_695_15280675_178 | 0.033 | unb_TAPWIRE_OH | 8102702 | no | no |  |  | no |  |  | 0 | 0 | 0 | 0
oh_line_TAP_OH_899854 |  | AN | node_8102702_200838642 | node_1422455_646_15280060_255 | 0.033 | unb_TAPWIRE_OH | 8102702 | no | no |  |  | no |  |  | 0 | 0 | 0 | 0
oh_line_TAP_OH_899855 |  | AN | node_8102702_200838648 | node_1422765_302_15279234_16 | 0.033 | unb_TAPWIRE_OH | 8102702 | no | no |  |  | no |  |  | 0 | 0 | 0 | 0
oh_line_TAP_OH_899860 |  | AN | node_8102702_200838664 | node_1420666_352_15284340_959 | 0.033 | unb_TAPWIRE_OH | 8102702 | no | no |  |  | no |  |  | 0 | 0 | 0 | 0
oh_line_TAP_OH_899861 |  | AN | node_8102702_200838665 | node_1420745_277_15284598_348 | 0.033 | unb_TAPWIRE_OH | 8102702 | no | no |  |  | no |  |  | 0 | 0 | 0 | 0
oh_line_TAP_OH_899862 |  | AN | node_8102702_200838668 | node_1421363_691_15284562_569 | 0.033 | unb_TAPWIRE_OH | 8102702 | no | no |  |  | no |  |  | 0 | 0 | 0 | 0
oh_line_TAP_OH_899863 |  | AN | node_8102702_200838673 | node_1422180_454_15284634_587 | 0.033 | unb_TAPWIRE_OH | 8102702 | no | no |  |  | no |  |  | 0 | 0 | 0 | 0
oh_line_TAP_OH_899864 |  | AN | node_8102702_200838675 | node_1421918_495_15281994_372 | 0.033 | unb_TAPWIRE_OH | 8102702 | no | no |  |  | no |  |  | 0 | 0 | 0 | 0
oh_line_TAP_OH_899866 |  | AN | node_8102702_200838685 | node_1422214_279_15282027_779 | 0.033 | unb_TAPWIRE_OH | 8102702 | no | no |  |  | no |  |  | 0 | 0 | 0 | 0
oh_line_TAP_OH_899872 |  | AN | node_8102702_200838702 | node_1422415_744_15282105_8 | 0.033 | unb_TAPWIRE_OH | 8102702 | no | no |  |  | no |  |  | 0 | 0 | 0 | 0
oh_line_TAP_OH_899880 |  | AN | node_8102702_200838720 | node_1422894_065_15282126_567 | 0.033 | unb_TAPWIRE_OH | 8102702 | no | no |  |  | no |  |  | 0 | 0 | 0 | 0
oh_line_TAP_OH_899881 |  | AN | node_8102702_200838723 | node_1423406_105_15282046_766 | 0.033 | unb_TAPWIRE_OH | 8102702 | no | no |  |  | no |  |  | 0 | 0 | 0 | 0
oh_line_TAP_OH_899882 |  | AN | node_8102702_200838724 | node_1423585_42_15282057_673 | 0.033 | unb_TAPWIRE_OH | 8102702 | no | no |  |  | no |  |  | 0 | 0 | 0 | 0
oh_line_TAP_OH_899883 |  | AN | node_8102702_200838725 | node_1423774_592_15282071_179 | 0.033 | unb_TAPWIRE_OH | 8102702 | no | no |  |  | no |  |  | 0 | 0 | 0 | 0
oh_line_TAP_OH_899885 |  | AN | node_8102702_200838729 | node_1424107_823_15280614_009 | 0.033 | unb_TAPWIRE_OH | 8102702 | no | no |  |  | no |  |  | 0 | 0 | 0 | 0
oh_line_TAP_OH_899886 |  | AN | node_8102702_200838732 | node_1424549_102_15280648_612 | 0.033 | unb_TAPWIRE_OH | 8102702 | no | no |  |  | no |  |  | 0 | 0 | 0 | 0
oh_line_TAP_OH_899887 |  | AN | node_8102702_200838735 | node_1425041_726_15280682_526 | 0.033 | unb_TAPWIRE_OH | 8102702 | no | no |  |  | no |  |  | 0 | 0 | 0 | 0
oh_line_TAP_OH_899888 |  | AN | node_8102702_200838739 | node_1425447_872_15280886_121 | 0.033 | unb_TAPWIRE_OH | 8102702 | no | no |  |  | no |  |  | 0 | 0 | 0 | 0
oh_line_TAP_OH_899889 |  | AN | node_8102702_200838743 | node_1425808_885_15280891_575 | 0.033 | unb_TAPWIRE_OH | 8102702 | no | no |  |  | no |  |  | 0 | 0 | 0 | 0
oh_line_TAP_OH_899890 |  | AN | node_8102702_200838746 | node_1422796_978_15280512_906 | 0.033 | unb_TAPWIRE_OH | 8102702 | no | no |  |  | no |  |  | 0 | 0 | 0 | 0
oh_line_TAP_OH_899891 |  | AN | node_8102702_200838748 | node_1423114_784_15280536_049 | 0.033 | unb_TAPWIRE_OH | 8102702 | no | no |  |  | no |  |  | 0 | 0 | 0 | 0
oh_line_TAP_OH_899945 |  | ABCN | node_8102702_200838943 | node_1426453_118_15292771_486 | 0.033 | unb_TAPWIRE_OH | 8102702 | no | no |  |  | no |  |  | 0 | 0 | 0 | 0
oh_line_TAP_OH_899946 |  | AN | node_8102702_200838945 | node_1426007_997_15292726_066 | 0.033 | unb_TAPWIRE_OH | 8102702 | no | no |  |  | no |  |  | 0 | 0 | 0 | 0
oh_line_TAP_OH_899947 |  | ABCN | node_8102702_200838947 | node_1426763_24_15292685_267 | 0.033 | unb_TAPWIRE_OH | 8102702 | no | no |  |  | no |  |  | 0 | 0 | 0 | 0
oh_line_TAP_OH_899948 |  | ABCN | node_8102702_200838950 | node_1427126_777_15292633_484 | 0.033 | unb_TAPWIRE_OH | 8102702 | no | no |  |  | no |  |  | 0 | 0 | 0 | 0
oh_line_TAP_OH_899949 |  | ABCN | node_8102702_200838956 | node_1427878_367_15292482_961 | 0.033 | unb_TAPWIRE_OH | 8102702 | no | no |  |  | no |  |  | 0 | 0 | 0 | 0
oh_line_TAP_OH_899950 |  | ABCN | node_8102702_200838959 | node_1428501_155_15292458_526 | 0.033 | unb_TAPWIRE_OH | 8102702 | no | no |  |  | no |  |  | 0 | 0 | 0 | 0
oh_line_TAP_OH_899951 |  | ABCN | node_8102702_200838964 | node_1429288_907_15292841_491 | 0.033 | unb_TAPWIRE_OH | 8102702 | no | no |  |  | no |  |  | 0 | 0 | 0 | 0
oh_line_TAP_OH_899952 |  | ABCN | node_8102702_200838967 | node_1429711_636_15292910_565 | 0.033 | unb_TAPWIRE_OH | 8102702 | no | no |  |  | no |  |  | 0 | 0 | 0 | 0
oh_line_TAP_OH_907137 |  | AN | node_8102702_200868297 | node_1433088_038_15279547_278 | 0.033 | unb_TAPWIRE_OH | 8102702 | no | no |  |  | no |  |  | 0 | 0 | 0 | 0
oh_line_TAP_OH_907138 |  | AN | node_8102702_200868300 | node_1433101_263_15279965_355 | 0.033 | unb_TAPWIRE_OH | 8102702 | no | no |  |  | no |  |  | 0 | 0 | 0 | 0
oh_line_TAP_OH_907139 |  | AN | node_8102702_200868303 | node_1433103_012_15280144_008 | 0.033 | unb_TAPWIRE_OH | 8102702 | no | no |  |  | no |  |  | 0 | 0 | 0 | 0
oh_line_TAP_OH_907140 |  | AN | node_8102702_200868307 | node_1433096_555_15280711_514 | 0.033 | unb_TAPWIRE_OH | 8102702 | no | no |  |  | no |  |  | 0 | 0 | 0 | 0
oh_line_TAP_OH_907141 |  | AN | node_8102702_200868308 | node_1433390_741_15280705_706 | 0.033 | unb_TAPWIRE_OH | 8102702 | no | no |  |  | no |  |  | 0 | 0 | 0 | 0
oh_line_TAP_OH_907142 |  | AN | node_8102702_200868311 | node_1433673_844_15280639_337 | 0.033 | unb_TAPWIRE_OH | 8102702 | no | no |  |  | no |  |  | 0 | 0 | 0 | 0
oh_line_TAP_OH_907143 |  | AN | node_8102702_200868315 | node_1434545_377_15280661_095 | 0.033 | unb_TAPWIRE_OH | 8102702 | no | no |  |  | no |  |  | 0 | 0 | 0 | 0
oh_line_TAP_OH_907144 |  | AN | node_8102702_200868318 | node_1434560_428_15280147_559 | 0.033 | unb_TAPWIRE_OH | 8102702 | no | no |  |  | no |  |  | 0 | 0 | 0 | 0
oh_line_TAP_OH_907145 |  | AN | node_8102702_200868319 | node_1435063_377_15280755_434 | 0.033 | unb_TAPWIRE_OH | 8102702 | no | no |  |  | no |  |  | 0 | 0 | 0 | 0
oh_line_TAP_OH_907146 |  | AN | node_8102702_200868321 | node_1435320_634_15280675_362 | 0.033 | unb_TAPWIRE_OH | 8102702 | no | no |  |  | no |  |  | 0 | 0 | 0 | 0
oh_line_TAP_OH_907147 |  | AN | node_8102702_200868322 | node_1435776_246_15280774_549 | 0.033 | unb_TAPWIRE_OH | 8102702 | no | no |  |  | no |  |  | 0 | 0 | 0 | 0
oh_line_TAP_OH_907148 |  | AN | node_8102702_200868324 | node_1435767_021_15280501_065 | 0.033 | unb_TAPWIRE_OH | 8102702 | no | no |  |  | no |  |  | 0 | 0 | 0 | 0
oh_line_TAP_OH_907149 |  | AN | node_8102702_200868326 | node_1436008_01_15280570_194 | 0.033 | unb_TAPWIRE_OH | 8102702 | no | no |  |  | no |  |  | 0 | 0 | 0 | 0
oh_line_TAP_OH_907150 |  | AN | node_8102702_200868327 | node_1435710_446_15280258_078 | 0.033 | unb_TAPWIRE_OH | 8102702 | no | no |  |  | no |  |  | 0 | 0 | 0 | 0
oh_line_TAP_OH_907151 |  | AN | node_8102702_200868328 | node_1435841_762_15279971_141 | 0.033 | unb_TAPWIRE_OH | 8102702 | no | no |  |  | no |  |  | 0 | 0 | 0 | 0
oh_line_TAP_OH_907472 |  | AN | node_8102702_200869150 | node_1433016_334_15280727_76 | 0.033 | unb_TAPWIRE_OH | 8102702 | no | no |  |  | no |  |  | 0 | 0 | 0 | 0
oh_line_TAP_OH_907473 |  | AN | node_8102702_200869152 | node_1432783_683_15280783_485 | 0.033 | unb_TAPWIRE_OH | 8102702 | no | no |  |  | no |  |  | 0 | 0 | 0 | 0
oh_line_TAP_OH_907474 |  | AN | node_8102702_200869154 | node_1432573_552_15280826_806 | 0.033 | unb_TAPWIRE_OH | 8102702 | no | no |  |  | no |  |  | 0 | 0 | 0 | 0
oh_line_TAP_OH_907475 |  | AN | node_8102702_200869156 | node_1432320_586_15280892_624 | 0.033 | unb_TAPWIRE_OH | 8102702 | no | no |  |  | no |  |  | 0 | 0 | 0 | 0
oh_line_TAP_OH_907609 |  | AN | node_8102702_200869470 | node_1432335_327_15290790_366 | 0.033 | unb_TAPWIRE_OH | 8102702 | no | no |  |  | no |  |  | 0 | 0 | 0 | 0
oh_line_TAP_OH_907644 |  | AN | node_8102702_200869572 | node_1432151_189_15292270_321 | 0.033 | unb_TAPWIRE_OH | 8102702 | no | no |  |  | no |  |  | 0 | 0 | 0 | 0
oh_line_TAP_OH_907645 |  | AN | node_8102702_200869573 | node_1433257_981_15292604_284 | 0.033 | unb_TAPWIRE_OH | 8102702 | no | no |  |  | no |  |  | 0 | 0 | 0 | 0
oh_line_TAP_OH_907646 |  | AN | node_8102702_200869574 | node_1433053_875_15292613_933 | 0.033 | unb_TAPWIRE_OH | 8102702 | no | no |  |  | no |  |  | 0 | 0 | 0 | 0
oh_line_TAP_OH_907647 |  | AN | node_8102702_200869575 | node_1432808_742_15292574_865 | 0.033 | unb_TAPWIRE_OH | 8102702 | no | no |  |  | no |  |  | 0 | 0 | 0 | 0
oh_line_TAP_OH_907648 |  | AN | node_8102702_200869577 | node_1432304_425_15292263_911 | 0.033 | unb_TAPWIRE_OH | 8102702 | no | no |  |  | no |  |  | 0 | 0 | 0 | 0
oh_line_TAP_OH_907649 |  | AN | node_8102702_200869579 | node_1432636_647_15292209_367 | 0.033 | unb_TAPWIRE_OH | 8102702 | no | no |  |  | no |  |  | 0 | 0 | 0 | 0
oh_line_TAP_OH_907650 |  | AN | node_8102702_200869581 | node_1432835_583_15292210_754 | 0.033 | unb_TAPWIRE_OH | 8102702 | no | no |  |  | no |  |  | 0 | 0 | 0 | 0
oh_line_TAP_OH_907651 |  | AN | node_8102702_200869582 | node_1433013_182_15292184_935 | 0.033 | unb_TAPWIRE_OH | 8102702 | no | no |  |  | no |  |  | 0 | 0 | 0 | 0
oh_line_TAP_OH_907652 |  | AN | node_8102702_200869585 | node_1433155_486_15291861_22 | 0.033 | unb_TAPWIRE_OH | 8102702 | no | no |  |  | no |  |  | 0 | 0 | 0 | 0
oh_line_TAP_OH_907653 |  | AN | node_8102702_200869587 | node_1433266_669_15292287_883 | 0.033 | unb_TAPWIRE_OH | 8102702 | no | no |  |  | no |  |  | 0 | 0 | 0 | 0
oh_line_TAP_OH_907664 |  | AN | node_8102702_200869618 | node_1433897_717_15291726_619 | 0.033 | unb_TAPWIRE_OH | 8102702 | no | no |  |  | no |  |  | 0 | 0 | 0 | 0
oh_line_TAP_OH_907739 |  | AN | node_8102702_200870027 | node_1429912_617_15297600_96 | 0.033 | unb_TAPWIRE_OH | 8102702 | no | no |  |  | no |  |  | 0 | 0 | 0 | 0
oh_line_TAP_OH_907740 |  | AN | node_8102702_200870028 | node_1429877_669_15297281_979 | 0.033 | unb_TAPWIRE_OH | 8102702 | no | no |  |  | no |  |  | 0 | 0 | 0 | 0
oh_line_TAP_OH_907741 |  | AN | node_8102702_200870029 | node_1430287_86_15297323_605 | 0.033 | unb_TAPWIRE_OH | 8102702 | no | no |  |  | no |  |  | 0 | 0 | 0 | 0
oh_line_TAP_OH_907742 |  | AN | node_8102702_200870032 | node_1429914_914_15296628_609 | 0.033 | unb_TAPWIRE_OH | 8102702 | no | no |  |  | no |  |  | 0 | 0 | 0 | 0
oh_line_TAP_OH_907743 |  | AN | node_8102702_200870033 | node_1429986_816_15297817_446 | 0.033 | unb_TAPWIRE_OH | 8102702 | no | no |  |  | no |  |  | 0 | 0 | 0 | 0
oh_line_TAP_OH_907744 |  | AN | node_8102702_200870034 | node_1430039_716_15298069_943 | 0.033 | unb_TAPWIRE_OH | 8102702 | no | no |  |  | no |  |  | 0 | 0 | 0 | 0
oh_line_TAP_OH_907745 |  | AN | node_8102702_200870037 | node_1430260_686_15298496_041 | 0.033 | unb_TAPWIRE_OH | 8102702 | no | no |  |  | no |  |  | 0 | 0 | 0 | 0
oh_line_TAP_OH_907746 |  | AN | node_8102702_200870042 | node_1431204_338_15297855_924 | 0.033 | unb_TAPWIRE_OH | 8102702 | no | no |  |  | no |  |  | 0 | 0 | 0 | 0
oh_line_TAP_OH_907747 |  | AN | node_8102702_200870043 | node_1431104_777_15297744_649 | 0.033 | unb_TAPWIRE_OH | 8102702 | no | no |  |  | no |  |  | 0 | 0 | 0 | 0
oh_line_TAP_OH_907748 |  | AN | node_8102702_200870045 | node_1430815_064_15297623_355 | 0.033 | unb_TAPWIRE_OH | 8102702 | no | no |  |  | no |  |  | 0 | 0 | 0 | 0
oh_line_TAP_OH_907749 |  | AN | node_8102702_200870046 | node_1430584_027_15297609_348 | 0.033 | unb_TAPWIRE_OH | 8102702 | no | no |  |  | no |  |  | 0 | 0 | 0 | 0
oh_line_TAP_OH_907750 |  | AN | node_8102702_200870048 | node_1430280_042_15297587_215 | 0.033 | unb_TAPWIRE_OH | 8102702 | no | no |  |  | no |  |  | 0 | 0 | 0 | 0
oh_line_TAP_OH_907775 |  | AN | node_8102702_200870124 | node_1430624_916_15293240_06 | 0.033 | unb_TAPWIRE_OH | 8102702 | no | no |  |  | no |  |  | 0 | 0 | 0 | 0
oh_line_TAP_OH_907776 |  | AN | node_8102702_200870126 | node_1430759_568_15293426_491 | 0.033 | unb_TAPWIRE_OH | 8102702 | no | no |  |  | no |  |  | 0 | 0 | 0 | 0
oh_line_TAP_OH_907777 |  | AN | node_8102702_200870127 | node_1430813_498_15293627_497 | 0.033 | unb_TAPWIRE_OH | 8102702 | no | no |  |  | no |  |  | 0 | 0 | 0 | 0
oh_line_TAP_OH_907778 |  | AN | node_8102702_200870128 | node_1430827_127_15293925_078 | 0.033 | unb_TAPWIRE_OH | 8102702 | no | no |  |  | no |  |  | 0 | 0 | 0 | 0
oh_line_TAP_OH_907889 |  | ABCN | node_8102702_200870465 | node_1432597_095_15291566_382 | 0.033 | unb_TAPWIRE_OH | 8102702 | no | no |  |  | no |  |  | 0 | 0 | 0 | 0
oh_line_TAP_OH_907892 |  | ABCN | node_8102702_200870478 | node_1433956_964_15291106_232 | 0.033 | unb_TAPWIRE_OH | 8102702 | no | no |  |  | no |  |  | 0 | 0 | 0 | 0
oh_line_TAP_OH_907893 |  | ABCN | node_8102702_200870480 | node_1434297_426_15290863_909 | 0.033 | unb_TAPWIRE_OH | 8102702 | no | no |  |  | no |  |  | 0 | 0 | 0 | 0
oh_line_TAP_OH_907894 |  | ABCN | node_8102702_200870483 | node_1434963_924_15290663_64 | 0.033 | unb_TAPWIRE_OH | 8102702 | no | no |  |  | no |  |  | 0 | 0 | 0 | 0
oh_line_TAP_OH_907909 |  | ABCN | node_8102702_200870525 | node_1430419_479_15292293_142 | 0.033 | unb_TAPWIRE_OH | 8102702 | no | no |  |  | no |  |  | 0 | 0 | 0 | 0
oh_line_TAP_OH_907910 |  | ABCN | node_8102702_200870530 | node_1430873_271_15291836_686 | 0.033 | unb_TAPWIRE_OH | 8102702 | no | no |  |  | no |  |  | 0 | 0 | 0 | 0
oh_line_TAP_OH_907911 |  | ABCN | node_8102702_200870532 | node_1431357_721_15291807_805 | 0.033 | unb_TAPWIRE_OH | 8102702 | no | no |  |  | no |  |  | 0 | 0 | 0 | 0
oh_line_TAP_OH_907912 |  | ABCN | node_8102702_200870533 | node_1431506_939_15291654_724 | 0.033 | unb_TAPWIRE_OH | 8102702 | no | no |  |  | no |  |  | 0 | 0 | 0 | 0
oh_line_TAP_OH_907913 |  | ABCN | node_8102702_200870537 | node_1432107_69_15291600_841 | 0.033 | unb_TAPWIRE_OH | 8102702 | no | no |  |  | no |  |  | 0 | 0 | 0 | 0
oh_line_TAP_OH_907921 |  | ABCN | node_8102702_200870574 | node_1431826_941_15291217_03 | 0.033 | unb_TAPWIRE_OH | 8102702 | no | no |  |  | no |  |  | 0 | 0 | 0 | 0
oh_line_TAP_OH_907927 |  | ABCN | node_8102702_200870592 | node_1431838_076_15290828_23 | 0.033 | unb_TAPWIRE_OH | 8102702 | no | no |  |  | no |  |  | 0 | 0 | 0 | 0
oh_line_TAP_OH_907930 |  | ABCN | node_8102702_200870598 | node_1431946_65_15289957_761 | 0.033 | unb_TAPWIRE_OH | 8102702 | no | no |  |  | no |  |  | 0 | 0 | 0 | 0
oh_line_TAP_OH_907931 |  | ABCN | node_8102702_200870603 | node_1431826_574_15289658_023 | 0.033 | unb_TAPWIRE_OH | 8102702 | no | no |  |  | no |  |  | 0 | 0 | 0 | 0
oh_line_TAP_OH_907937 |  | AN | node_8102702_200870614 | node_1431870_447_15293538_436 | 0.033 | unb_TAPWIRE_OH | 8102702 | no | no |  |  | no |  |  | 0 | 0 | 0 | 0
oh_line_TAP_OH_907938 |  | AN | node_8102702_200870616 | node_1431880_394_15293748_91 | 0.033 | unb_TAPWIRE_OH | 8102702 | no | no |  |  | no |  |  | 0 | 0 | 0 | 0
oh_line_TAP_OH_907939 |  | AN | node_8102702_200870618 | node_1432397_574_15293773_688 | 0.033 | unb_TAPWIRE_OH | 8102702 | no | no |  |  | no |  |  | 0 | 0 | 0 | 0
oh_line_TAP_OH_907940 |  | AN | node_8102702_200870619 | node_1431798_954_15294065_504 | 0.033 | unb_TAPWIRE_OH | 8102702 | no | no |  |  | no |  |  | 0 | 0 | 0 | 0
oh_line_TAP_OH_907941 |  | AN | node_8102702_200870621 | node_1431906_168_15294459_106 | 0.033 | unb_TAPWIRE_OH | 8102702 | no | no |  |  | no |  |  | 0 | 0 | 0 | 0
oh_line_TAP_OH_907942 |  | AN | node_8102702_200870622 | node_1431877_219_15294722_413 | 0.033 | unb_TAPWIRE_OH | 8102702 | no | no |  |  | no |  |  | 0 | 0 | 0 | 0
oh_line_TAP_OH_907943 |  | AN | node_8102702_200870626 | node_1432002_348_15294915_211 | 0.033 | unb_TAPWIRE_OH | 8102702 | no | no |  |  | no |  |  | 0 | 0 | 0 | 0
oh_line_TAP_OH_907944 |  | AN | node_8102702_200870630 | node_1432530_31_15295049_698 | 0.033 | unb_TAPWIRE_OH | 8102702 | no | no |  |  | no |  |  | 0 | 0 | 0 | 0
oh_line_TAP_OH_907945 |  | AN | node_8102702_200870634 | node_1431930_385_15295672_914 | 0.033 | unb_TAPWIRE_OH | 8102702 | no | no |  |  | no |  |  | 0 | 0 | 0 | 0
oh_line_TAP_OH_907946 |  | AN | node_8102702_200870635 | node_1432098_95_15295970_655 | 0.033 | unb_TAPWIRE_OH | 8102702 | no | no |  |  | no |  |  | 0 | 0 | 0 | 0
oh_line_TAP_OH_907947 |  | AN | node_8102702_200870636 | node_1432092_301_15296156_042 | 0.033 | unb_TAPWIRE_OH | 8102702 | no | no |  |  | no |  |  | 0 | 0 | 0 | 0
oh_line_TAP_OH_907948 |  | AN | node_8102702_200870638 | node_1432194_26_15296243_591 | 0.033 | unb_TAPWIRE_OH | 8102702 | no | no |  |  | no |  |  | 0 | 0 | 0 | 0
oh_line_TAP_OH_907949 |  | AN | node_8102702_200870640 | node_1431860_91_15291959_665 | 0.033 | unb_TAPWIRE_OH | 8102702 | no | no |  |  | no |  |  | 0 | 0 | 0 | 0
oh_line_TAP_OH_907950 |  | AN | node_8102702_200870642 | node_1432322_524_15296625_689 | 0.033 | unb_TAPWIRE_OH | 8102702 | no | no |  |  | no |  |  | 0 | 0 | 0 | 0
oh_line_TAP_OH_907951 |  | AN | node_8102702_200870645 | node_1431892_476_15296901_526 | 0.033 | unb_TAPWIRE_OH | 8102702 | no | no |  |  | no |  |  | 0 | 0 | 0 | 0
oh_line_TAP_OH_907952 |  | AN | node_8102702_200870646 | node_1432181_494_15297112_618 | 0.033 | unb_TAPWIRE_OH | 8102702 | no | no |  |  | no |  |  | 0 | 0 | 0 | 0
oh_line_TAP_OH_907953 |  | AN | node_8102702_200870648 | node_1432197_981_15297309_865 | 0.033 | unb_TAPWIRE_OH | 8102702 | no | no |  |  | no |  |  | 0 | 0 | 0 | 0
oh_line_TAP_OH_907954 |  | AN | node_8102702_200870650 | node_1432214_57_15297513_89 | 0.033 | unb_TAPWIRE_OH | 8102702 | no | no |  |  | no |  |  | 0 | 0 | 0 | 0
oh_line_TAP_OH_907955 |  | AN | node_8102702_200870653 | node_1432440_423_15298084_27 | 0.033 | unb_TAPWIRE_OH | 8102702 | no | no |  |  | no |  |  | 0 | 0 | 0 | 0
oh_line_TAP_OH_907956 |  | AN | node_8102702_200870654 | node_1432522_581_15298246_868 | 0.033 | unb_TAPWIRE_OH | 8102702 | no | no |  |  | no |  |  | 0 | 0 | 0 | 0
oh_line_TAP_OH_907957 |  | AN | node_8102702_200870657 | node_1433004_884_15298661_178 | 0.033 | unb_TAPWIRE_OH | 8102702 | no | no |  |  | no |  |  | 0 | 0 | 0 | 0
oh_line_TAP_OH_907958 |  | AN | node_8102702_200870659 | node_1433511_353_15299043_76 | 0.033 | unb_TAPWIRE_OH | 8102702 | no | no |  |  | no |  |  | 0 | 0 | 0 | 0
oh_line_TAP_OH_907959 |  | AN | node_8102702_200870662 | node_1433521_039_15298531_328 | 0.033 | unb_TAPWIRE_OH | 8102702 | no | no |  |  | no |  |  | 0 | 0 | 0 | 0
oh_line_TAP_OH_907960 |  | AN | node_8102702_200870666 | node_1431458_089_15292192_715 | 0.033 | unb_TAPWIRE_OH | 8102702 | no | no |  |  | no |  |  | 0 | 0 | 0 | 0
oh_line_TAP_OH_907961 |  | AN | node_8102702_200870667 | node_1431876_497_15292334_193 | 0.033 | unb_TAPWIRE_OH | 8102702 | no | no |  |  | no |  |  | 0 | 0 | 0 | 0
oh_line_TAP_OH_907962 |  | AN | node_8102702_200870669 | node_1432002_445_15292560_381 | 0.033 | unb_TAPWIRE_OH | 8102702 | no | no |  |  | no |  |  | 0 | 0 | 0 | 0
oh_line_TAP_OH_907963 |  | AN | node_8102702_200870670 | node_1431876_25_15292657_118 | 0.033 | unb_TAPWIRE_OH | 8102702 | no | no |  |  | no |  |  | 0 | 0 | 0 | 0
oh_line_TAP_OH_907964 |  | AN | node_8102702_200870673 | node_1432297_635_15293053_368 | 0.033 | unb_TAPWIRE_OH | 8102702 | no | no |  |  | no |  |  | 0 | 0 | 0 | 0
oh_line_TAP_OH_907965 |  | AN | node_8102702_200870677 | node_1431572_325_15293264_035 | 0.033 | unb_TAPWIRE_OH | 8102702 | no | no |  |  | no |  |  | 0 | 0 | 0 | 0
oh_line_TAP_OH_920783 |  | ABCN | node_8102702_200950298 | node_1420720_728_15276572_95 | 0.033 | unb_TAPWIRE_OH | 8102702 | no | no |  |  | no |  |  | 0 | 0 | 0 | 0
oh_line_TAP_OH_922202 |  | AN | node_8102702_200960708 | node_1435270_562_15280766_774 | 0.033 | unb_TAPWIRE_OH | 8102702 | no | no |  |  | no |  |  | 0 | 0 | 0 | 0
oh_line_TAP_OH_922516 |  | AN | node_8102702_200962151 | node_1424365_191_15282468_8 | 0.033 | unb_TAPWIRE_OH | 8102702 | no | no |  |  | no |  |  | 0 | 0 | 0 | 0
oh_line_TAP_OH_924033 |  | AN | node_8102702_200969384 | node_1422432_342_15287371_916 | 0.033 | unb_TAPWIRE_OH | 8102702 | no | no |  |  | no |  |  | 0 | 0 | 0 | 0
oh_line_TAP_OH_924409 |  | ABCN | node_8102702_200971190 | node_1418781_445_15272996_479 | 0.033 | unb_TAPWIRE_OH | 8102702 | no | no |  |  | no |  |  | 0 | 0 | 0 | 0
oh_line_TAP_OH_924475 |  | ABCN | node_8102702_200971543 | node_1420897_088_15275853_2 | 0.033 | unb_TAPWIRE_OH | 8102702 | no | no |  |  | no |  |  | 0 | 0 | 0 | 0
oh_line_TAP_OH_925783 |  | AN | node_8102702_200979384 | node_1434084_774_15280716_214 | 0.033 | unb_TAPWIRE_OH | 8102702 | no | no |  |  | no |  |  | 0 | 0 | 0 | 0
oh_line_TAP_OH_927659 |  | AN | node_8102702_201004455 | node_1423098_985_15276019_887 | 0.033 | unb_TAPWIRE_OH | 8102702 | no | no |  |  | no |  |  | 0 | 0 | 0 | 0
oh_line_TAP_OH_928482 |  | ABCN | node_8102702_201009627 | node_1421541_092_15282537_068 | 0.033 | unb_TAPWIRE_OH | 8102702 | no | no |  |  | no |  |  | 0 | 0 | 0 | 0
oh_line_TAP_OH_928883 |  | AN | node_8102702_201011639 | node_1432448_151_15281224_166 | 0.033 | unb_TAPWIRE_OH | 8102702 | no | no |  |  | no |  |  | 0 | 0 | 0 | 0
oh_line_TAP_OH_928884 |  | AN | node_8102702_201011640 | node_1433094_126_15280030_121 | 0.033 | unb_TAPWIRE_OH | 8102702 | no | no |  |  | no |  |  | 0 | 0 | 0 | 0
oh_line_TAP_OH_934819 |  | AN | node_8102702_201045357 | node_1431904_941_15294958_25 | 0.033 | unb_TAPWIRE_OH | 8102702 | no | no |  |  | no |  |  | 0 | 0 | 0 | 0
oh_line_TAP_OH_1414820 |  | AN | node_8102702_310012681 | node_1434533_875_15280514_508 | 0.033 | unb_TAPWIRE_OH | 8102702 | no | no |  |  | no |  |  | 0 | 0 | 0 | 0
oh_line_TAP_OH_1440837 |  | ABCN | node_8102702_200830097 | node_1419014_801_15272339_921 | 0.033 | unb_TAPWIRE_OH | 8102702 | no | no |  |  | no |  |  | 0 | 0 | 0 | 0
oh_line_TAP_OH_1440838 |  | ABCN | node_8102702_201014034 | node_1418397_296_15277411_008 | 0.033 | unb_TAPWIRE_OH | 8102702 | no | no |  |  | no |  |  | 0 | 0 | 0 | 0
oh_line_TAP_OH_1573634 |  | AN | node_8102702_200836622 | node_1429318_949_15295233_745 | 0.033 | unb_TAPWIRE_OH | 8102702 | no | no |  |  | no |  |  | 0 | 0 | 0 | 0
oh_line_TAP_OH_2035723 |  | ABCN | node_8102702_200830532 | node_1421342_801_15272442_174 | 0.033 | unb_TAPWIRE_OH | 8102702 | no | no |  |  | no |  |  | 0 | 0 | 0 | 0
oh_line_TAP_OH_2142522 |  | ABCN | node_8102702_200830438 | node_1421445_545_15278799_183 | 0.033 | unb_TAPWIRE_OH | 8102702 | no | no |  |  | no |  |  | 0 | 0 | 0 | 0
oh_line_TAP_OH_2142523 |  | ABCN | node_8102702_200830438 | node_1421464_914_15278793_544 | 0.033 | unb_TAPWIRE_OH | 8102702 | no | no |  |  | no |  |  | 0 | 0 | 0 | 0
oh_line_TAP_OH_2142527 |  | ABCN | node_8102702_200870594 | node_1431804_456_15290570_647 | 0.033 | unb_TAPWIRE_OH | 8102702 | no | no |  |  | no |  |  | 0 | 0 | 0 | 0
oh_line_TAP_OH_2142528 |  | ABCN | node_8102702_200870594 | node_1431816_294_15290549_368 | 0.033 | unb_TAPWIRE_OH | 8102702 | no | no |  |  | no |  |  | 0 | 0 | 0 | 0
oh_line_TAP_OH_2142547 |  | ABCN | node_8102702_200836561 | node_1426860_842_15289094_949 | 0.033 | unb_TAPWIRE_OH | 8102702 | no | no |  |  | no |  |  | 0 | 0 | 0 | 0
oh_line_TAP_OH_2142548 |  | ABCN | node_8102702_200836561 | node_1426880_329_15289090_133 | 0.033 | unb_TAPWIRE_OH | 8102702 | no | no |  |  | no |  |  | 0 | 0 | 0 | 0
oh_line_TAP_OH_2142549 |  | ABCN | node_8102702_200836561 | node_1426842_975_15289106_378 | 0.033 | unb_TAPWIRE_OH | 8102702 | no | no |  |  | no |  |  | 0 | 0 | 0 | 0
oh_line_TAP_OH_2142550 |  | ABCN | node_8102702_200870468 | node_1432823_338_15291477_355 | 0.033 | unb_TAPWIRE_OH | 8102702 | no | no |  |  | no |  |  | 0 | 0 | 0 | 0
oh_line_TAP_OH_2142551 |  | ABCN | node_8102702_200870468 | node_1432818_088_15291451_641 | 0.033 | unb_TAPWIRE_OH | 8102702 | no | no |  |  | no |  |  | 0 | 0 | 0 | 0
oh_line_TAP_OH_2142552 |  | ABCN | node_8102702_200870468 | node_1432833_358_15291500_405 | 0.033 | unb_TAPWIRE_OH | 8102702 | no | no |  |  | no |  |  | 0 | 0 | 0 | 0
oh_line_TAP_OH_2142564 |  | ABCN | node_8102702_200836930 | node_1429633_008_15291789_468 | 0.033 | unb_TAPWIRE_OH | 8102702 | no | no |  |  | no |  |  | 0 | 0 | 0 | 0
oh_line_TAP_OH_2142565 |  | ABCN | node_8102702_200836930 | node_1429619_143_15291770_329 | 0.033 | unb_TAPWIRE_OH | 8102702 | no | no |  |  | no |  |  | 0 | 0 | 0 | 0
oh_line_TAP_OH_2142604 |  | ABCN | node_8102702_200830163 | node_1418708_896_15279891_307 | 0.033 | unb_TAPWIRE_OH | 8102702 | no | no |  |  | no |  |  | 0 | 0 | 0 | 0
oh_line_TAP_OH_2142605 |  | ABCN | node_8102702_200830163 | node_1418704_111_15279917_112 | 0.033 | unb_TAPWIRE_OH | 8102702 | no | no |  |  | no |  |  | 0 | 0 | 0 | 0
oh_line_TAP_OH_2142608 |  | ABCN | node_8102702_200830444 | node_1420962_077_15278782_859 | 0.033 | unb_TAPWIRE_OH | 8102702 | no | no |  |  | no |  |  | 0 | 0 | 0 | 0
oh_line_TAP_OH_2142609 |  | ABCN | node_8102702_200830444 | node_1420952_983_15278806_456 | 0.033 | unb_TAPWIRE_OH | 8102702 | no | no |  |  | no |  |  | 0 | 0 | 0 | 0
oh_line_TAP_OH_2142610 |  | ABCN | node_8102702_200830444 | node_1420966_296_15278756_873 | 0.033 | unb_TAPWIRE_OH | 8102702 | no | no |  |  | no |  |  | 0 | 0 | 0 | 0
oh_line_TAP_OH_2142611 |  | ABCN | node_8102702_200838594 | node_1420450_975_15284526_93 | 0.033 | unb_TAPWIRE_OH | 8102702 | no | no |  |  | no |  |  | 0 | 0 | 0 | 0
oh_line_TAP_OH_2142612 |  | ABCN | node_8102702_200838594 | node_1420459_246_15284517_643 | 0.033 | unb_TAPWIRE_OH | 8102702 | no | no |  |  | no |  |  | 0 | 0 | 0 | 0
oh_line_TAP_OH_2142632 |  | ABCN | node_8102702_201009628 | node_1421648_15_15282499_272 | 0.033 | unb_TAPWIRE_OH | 8102702 | no | no |  |  | no |  |  | 0 | 0 | 0 | 0
oh_line_TAP_OH_2142633 |  | ABCN | node_8102702_201009628 | node_1421661_153_15282476_525 | 0.033 | unb_TAPWIRE_OH | 8102702 | no | no |  |  | no |  |  | 0 | 0 | 0 | 0
oh_line_TAP_OH_2142639 |  | ABCN | node_8102702_200831128 | node_1419097_235_15279759_542 | 0.033 | unb_TAPWIRE_OH | 8102702 | no | no |  |  | no |  |  | 0 | 0 | 0 | 0
oh_line_TAP_OH_2142640 |  | ABCN | node_8102702_200831128 | node_1419077_824_15279753_875 | 0.033 | unb_TAPWIRE_OH | 8102702 | no | no |  |  | no |  |  | 0 | 0 | 0 | 0
oh_line_TAP_OH_2145320 |  | ABCN | node_8102702_200830091 | node_1418782_739_15279137_126 | 0.033 | unb_TAPWIRE_OH | 8102702 | no | no |  |  | no |  |  | 0 | 0 | 0 | 0
oh_line_TAP_OH_2145321 |  | ABCN | node_8102702_200830091 | node_1418785_375_15279110_755 | 0.033 | unb_TAPWIRE_OH | 8102702 | no | no |  |  | no |  |  | 0 | 0 | 0 | 0
oh_line_TAP_OH_2145322 |  | ABCN | node_8102702_200830091 | node_1418785_283_15279163_552 | 0.033 | unb_TAPWIRE_OH | 8102702 | no | no |  |  | no |  |  | 0 | 0 | 0 | 0
oh_line_TAP_OH_2145332 |  | ABCN | node_8102702_200838975 | node_1430198_754_15292426_783 | 0.033 | unb_TAPWIRE_OH | 8102702 | no | no |  |  | no |  |  | 0 | 0 | 0 | 0
oh_line_TAP_OH_2145333 |  | ABCN | node_8102702_200838975 | node_1430213_678_15292409_357 | 0.033 | unb_TAPWIRE_OH | 8102702 | no | no |  |  | no |  |  | 0 | 0 | 0 | 0
oh_line_TAP_OH_2145334 |  | ABCN | node_8102702_200838975 | node_1430187_718_15292448_826 | 0.033 | unb_TAPWIRE_OH | 8102702 | no | no |  |  | no |  |  | 0 | 0 | 0 | 0
oh_line_TAP_OH_2145343 |  | ABCN | node_8102702_200870604 | node_1431521_966_15289586_744 | 0.033 | unb_TAPWIRE_OH | 8102702 | no | no |  |  | no |  |  | 0 | 0 | 0 | 0
oh_line_TAP_OH_2145344 |  | ABCN | node_8102702_200870604 | node_1431526_278_15289560_786 | 0.033 | unb_TAPWIRE_OH | 8102702 | no | no |  |  | no |  |  | 0 | 0 | 0 | 0
oh_line_TAP_OH_2145354 |  | ABCN | node_8102702_200830162 | node_1418092_165_15279990_276 | 0.033 | unb_TAPWIRE_OH | 8102702 | no | no |  |  | no |  |  | 0 | 0 | 0 | 0
oh_line_TAP_OH_2145355 |  | ABCN | node_8102702_200830162 | node_1418072_856_15279983_994 | 0.033 | unb_TAPWIRE_OH | 8102702 | no | no |  |  | no |  |  | 0 | 0 | 0 | 0
oh_line_TAP_OH_2145356 |  | ABCN | node_8102702_200830162 | node_1418111_999_15279989_646 | 0.033 | unb_TAPWIRE_OH | 8102702 | no | no |  |  | no |  |  | 0 | 0 | 0 | 0
oh_line_TAP_OH_2210520 |  | ABCN | node_8102702_200829946 | node_1419994_634_15276586_121 | 0.033 | unb_TAPWIRE_OH | 8102702 | no | no |  |  | no |  |  | 0 | 0 | 0 | 0
oh_line_TAP_OH_2210521 |  | ABCN | node_8102702_200829946 | node_1419975_325_15276579_828 | 0.033 | unb_TAPWIRE_OH | 8102702 | no | no |  |  | no |  |  | 0 | 0 | 0 | 0
oh_line_TAP_OH_2210522 |  | ABCN | node_8102702_200829946 | node_1420014_471_15276585_504 | 0.033 | unb_TAPWIRE_OH | 8102702 | no | no |  |  | no |  |  | 0 | 0 | 0 | 0
oh_line_TAP_OH_2210545 |  | ABCN | node_8102702_200837056 | node_1421926_56_15284049_034 | 0.033 | unb_TAPWIRE_OH | 8102702 | no | no |  |  | no |  |  | 0 | 0 | 0 | 0
oh_line_TAP_OH_2210546 |  | ABCN | node_8102702_200837056 | node_1421922_352_15284075_023 | 0.033 | unb_TAPWIRE_OH | 8102702 | no | no |  |  | no |  |  | 0 | 0 | 0 | 0
oh_line_TAP_OH_2210547 |  | ABCN | node_8102702_200837056 | node_1421925_606_15284022_43 | 0.033 | unb_TAPWIRE_OH | 8102702 | no | no |  |  | no |  |  | 0 | 0 | 0 | 0
oh_line_TAP_OH_2210564 |  | ABCN | node_8102702_200838727 | node_1422505_511_15280417_18 | 0.033 | unb_TAPWIRE_OH | 8102702 | no | no |  |  | no |  |  | 0 | 0 | 0 | 0
oh_line_TAP_OH_2210565 |  | ABCN | node_8102702_200838727 | node_1422524_854_15280423_255 | 0.033 | unb_TAPWIRE_OH | 8102702 | no | no |  |  | no |  |  | 0 | 0 | 0 | 0
oh_line_TAP_OH_2210566 |  | ABCN | node_8102702_200838727 | node_1422485_683_15280418_021 | 0.033 | unb_TAPWIRE_OH | 8102702 | no | no |  |  | no |  |  | 0 | 0 | 0 | 0
oh_line_TAP_OH_2210585 |  | ABCN | node_8102702_200830440 | node_1421708_126_15278487_393 | 0.033 | unb_TAPWIRE_OH | 8102702 | no | no |  |  | no |  |  | 0 | 0 | 0 | 0
oh_line_TAP_OH_2210586 |  | ABCN | node_8102702_200830440 | node_1421727_469_15278493_484 | 0.033 | unb_TAPWIRE_OH | 8102702 | no | no |  |  | no |  |  | 0 | 0 | 0 | 0
oh_line_TAP_OH_2210587 |  | ABCN | node_8102702_200830440 | node_1421688_296_15278488_219 | 0.033 | unb_TAPWIRE_OH | 8102702 | no | no |  |  | no |  |  | 0 | 0 | 0 | 0
oh_line_TAP_OH_2210594 |  | ABCN | node_8102702_200870476 | node_1433606_862_15291185_341 | 0.033 | unb_TAPWIRE_OH | 8102702 | no | no |  |  | no |  |  | 0 | 0 | 0 | 0
oh_line_TAP_OH_2210595 |  | ABCN | node_8102702_200870476 | node_1433626_059_15291178_796 | 0.033 | unb_TAPWIRE_OH | 8102702 | no | no |  |  | no |  |  | 0 | 0 | 0 | 0
oh_line_TAP_OH_2210612 |  | ABCN | node_8102702_200830075 | node_1418776_717_15279327_175 | 0.033 | unb_TAPWIRE_OH | 8102702 | no | no |  |  | no |  |  | 0 | 0 | 0 | 0
oh_line_TAP_OH_2210613 |  | ABCN | node_8102702_200830075 | node_1418781_513_15279301_374 | 0.033 | unb_TAPWIRE_OH | 8102702 | no | no |  |  | no |  |  | 0 | 0 | 0 | 0
oh_line_TAP_OH_2210614 |  | ABCN | node_8102702_200830075 | node_1418777_068_15279353_8 | 0.033 | unb_TAPWIRE_OH | 8102702 | no | no |  |  | no |  |  | 0 | 0 | 0 | 0
oh_line_TAP_OH_2210618 |  | ABCN | node_8102702_200838970 | node_1429972_984_15292600_613 | 0.033 | unb_TAPWIRE_OH | 8102702 | no | no |  |  | no |  |  | 0 | 0 | 0 | 0
oh_line_TAP_OH_2210619 |  | ABCN | node_8102702_200838970 | node_1429986_183_15292580_836 | 0.033 | unb_TAPWIRE_OH | 8102702 | no | no |  |  | no |  |  | 0 | 0 | 0 | 0
oh_line_TAP_OH_2210620 |  | ABCN | node_8102702_200836931 | node_1429624_288_15291407_636 | 0.033 | unb_TAPWIRE_OH | 8102702 | no | no |  |  | no |  |  | 0 | 0 | 0 | 0
oh_line_TAP_OH_2210621 |  | ABCN | node_8102702_200836931 | node_1429643_996_15291404_806 | 0.033 | unb_TAPWIRE_OH | 8102702 | no | no |  |  | no |  |  | 0 | 0 | 0 | 0
oh_line_TAP_OH_2210636 |  | ABCN | node_8102702_200830521 | node_1420705_225_15273328_377 | 0.033 | unb_TAPWIRE_OH | 8102702 | no | no |  |  | no |  |  | 0 | 0 | 0 | 0
oh_line_TAP_OH_2210637 |  | ABCN | node_8102702_200830521 | node_1420709_308_15273302_35 | 0.033 | unb_TAPWIRE_OH | 8102702 | no | no |  |  | no |  |  | 0 | 0 | 0 | 0
oh_line_TAP_OH_2210638 |  | ABCN | node_8102702_200830521 | node_1420706_308_15273354_972 | 0.033 | unb_TAPWIRE_OH | 8102702 | no | no |  |  | no |  |  | 0 | 0 | 0 | 0
oh_line_TAP_OH_2210639 |  | ABCN | node_8102702_200836916 | node_1430249_978_15291372_513 | 0.033 | unb_TAPWIRE_OH | 8102702 | no | no |  |  | no |  |  | 0 | 0 | 0 | 0
oh_line_TAP_OH_2210640 |  | ABCN | node_8102702_200836916 | node_1430254_267_15291346_548 | 0.033 | unb_TAPWIRE_OH | 8102702 | no | no |  |  | no |  |  | 0 | 0 | 0 | 0
oh_line_TAP_OH_2210652 |  | ABCN | node_8102702_200870486 | node_1435121_175_15290975_828 | 0.033 | unb_TAPWIRE_OH | 8102702 | no | no |  |  | no |  |  | 0 | 0 | 0 | 0
oh_line_TAP_OH_2210653 |  | ABCN | node_8102702_200870486 | node_1435103_913_15290988_816 | 0.033 | unb_TAPWIRE_OH | 8102702 | no | no |  |  | no |  |  | 0 | 0 | 0 | 0
oh_line_TAP_OH_2210657 |  | ABCN | node_8102702_200830509 | node_1421376_285_15274074_664 | 0.033 | unb_TAPWIRE_OH | 8102702 | no | no |  |  | no |  |  | 0 | 0 | 0 | 0
oh_line_TAP_OH_2210658 |  | ABCN | node_8102702_200830509 | node_1421378_675_15274048_249 | 0.033 | unb_TAPWIRE_OH | 8102702 | no | no |  |  | no |  |  | 0 | 0 | 0 | 0
oh_line_TAP_OH_2210661 |  | ABCN | node_8102702_200838583 | node_1420025_412_15285022_2 | 0.033 | unb_TAPWIRE_OH | 8102702 | no | no |  |  | no |  |  | 0 | 0 | 0 | 0
oh_line_TAP_OH_2210662 |  | ABCN | node_8102702_200838583 | node_1420035_82_15284999_612 | 0.033 | unb_TAPWIRE_OH | 8102702 | no | no |  |  | no |  |  | 0 | 0 | 0 | 0
oh_line_TAP_OH_2210663 |  | ABCN | node_8102702_200838583 | node_1420019_729_15285047_668 | 0.033 | unb_TAPWIRE_OH | 8102702 | no | no |  |  | no |  |  | 0 | 0 | 0 | 0
oh_line_TAP_OH_2210675 |  | ABCN | node_8102702_200838557 | node_1419027_212_15286593_187 | 0.033 | unb_TAPWIRE_OH | 8102702 | no | no |  |  | no |  |  | 0 | 0 | 0 | 0
oh_line_TAP_OH_2210676 |  | ABCN | node_8102702_200838557 | node_1419039_202_15286572_067 | 0.033 | unb_TAPWIRE_OH | 8102702 | no | no |  |  | no |  |  | 0 | 0 | 0 | 0
oh_line_TAP_OH_2210677 |  | ABCN | node_8102702_200830008 | node_1421271_176_15279613_884 | 0.033 | unb_TAPWIRE_OH | 8102702 | no | no |  |  | no |  |  | 0 | 0 | 0 | 0
oh_line_TAP_OH_2210678 |  | ABCN | node_8102702_200830008 | node_1421286_208_15279631_378 | 0.033 | unb_TAPWIRE_OH | 8102702 | no | no |  |  | no |  |  | 0 | 0 | 0 | 0
oh_line_TAP_OH_3236800 |  | ABCN | node_8102702_200830106 | node_1419830_24_15270769_667 | 0.033 | unb_TAPWIRE_OH | 8102702 | no | no |  |  | no |  |  | 0 | 0 | 0 | 0
oh_line_TAP_OH_3883083 |  | AN | node_8102702_200965977 | node_1422907_659_15278719_877 | 0.033 | unb_TAPWIRE_OH | 8102702 | no | no |  |  | no |  |  | 0 | 0 | 0 | 0
oh_line_TAP_OH_3888682 |  | ABCN | node_8102702_311998935 | node_1418614_425_15278790_454 | 0.033 | unb_TAPWIRE_OH | 8102702 | no | no |  |  | no |  |  | 0 | 0 | 0 | 0
oh_line_TAP_OH_4219132 |  | ABCN | node_8102702_312003553 | node_1418144_663_15278720_297 | 0.033 | unb_TAPWIRE_OH | 8102702 | no | no |  |  | no |  |  | 0 | 0 | 0 | 0
oh_line_TAP_OH_4377540 |  | ABCN | node_8102702_200830094 | node_1418840_382_15272835_295 | 0.033 | unb_TAPWIRE_OH | 8102702 | no | no |  |  | no |  |  | 0 | 0 | 0 | 0
oh_line_TAP_OH_4607163 |  | ABCN | node_8102702_200838605 | node_1421043_113_15283527_368 | 0.033 | unb_TAPWIRE_OH | 8102702 | no | no |  |  | no |  |  | 0 | 0 | 0 | 0
oh_line_TAP_OH_4673970 |  | ABCN | node_8102702_200836713 | node_1424321_317_15286856_628 | 0.033 | unb_TAPWIRE_OH | 8102702 | no | no |  |  | no |  |  | 0 | 0 | 0 | 0
oh_line_TAP_OH_4698760 |  | ABCN | node_8102702_200971636 | node_1418350_541_15273128_147 | 0.033 | unb_TAPWIRE_OH | 8102702 | no | no |  |  | no |  |  | 0 | 0 | 0 | 0
oh_line_TAP_OH_4810768 |  | ABCN | node_8102702_312089380 | node_1419165_707_15279748_197 | 0.033 | unb_TAPWIRE_OH | 8102702 | no | no |  |  | no |  |  | 0 | 0 | 0 | 0
oh_line_TAP_OH_4810769 |  | ABCN | node_8102702_312089380 | node_1419181_837_15279759_832 | 0.033 | unb_TAPWIRE_OH | 8102702 | no | no |  |  | no |  |  | 0 | 0 | 0 | 0
oh_line_TAP_OH_4810770 |  | ABCN | node_8102702_312089380 | node_1419200_544_15279770_75 | 0.033 | unb_TAPWIRE_OH | 8102702 | no | no |  |  | no |  |  | 0 | 0 | 0 | 0
oh_line_TAP_OH_5105585 |  | ABCN | node_8102702_200838625 | node_1422040_002_15281419_499 | 0.033 | unb_TAPWIRE_OH | 8102702 | no | no |  |  | no |  |  | 0 | 0 | 0 | 0
oh_line_TAP_OH_5187187 |  | AN | node_8102702_200836615 | node_1429982_596_15275814_204 | 0.033 | unb_TAPWIRE_OH | 8102702 | no | no |  |  | no |  |  | 0 | 0 | 0 | 0

## overhead_line_conductor
data_type | static
owner_type | feeder
owner | 8102702
object | overhead_line_conductor
name | groupid | geometric_mean_radius | resistance | diameter | rating_summer_continuous | rating_summer_emergency | rating_winter_continuous | rating_winter_emergency | dcircuit | selected | comments
oh_cond_1/0_AAAC |  | 0.012 | 0.876 | 0.398 | 235 | 235 | 310 | 310 |  | no
oh_cond_1/0_ACSR |  | 0.012 | 0.888 | 0.398 | 265 | 265 | 330 | 330 |  | no
oh_cond_1/0_AL |  | 0.011 | 0.885 | 0.368 | 235 | 235 | 310 | 310 |  | no
oh_cond_1_ACSR |  | 0.01 | 1.12 | 0.328 | 225 | 225 | 285 | 285 |  | no
oh_cond_2/0_CU |  | 0.013 | 0.44 | 0.414 | 295 | 295 | 425 | 425 |  | no
oh_cond_2_ACSR |  | 0.01 | 1.41 | 0.325 | 195 | 195 | 245 | 245 |  | no
oh_cond_3_#7_CWD_30% |  | 0.005 | 3.07 | 0.311 | 125 | 125 | 195 | 195 |  | no
oh_cond_3_#104_CWD |  | 0.003 | 5.945 | 0.224 | 90 | 90 | 130 | 130 |  | no
oh_cond_4/0_AAAC |  | 0.017 | 0.439 | 0.563 | 365 | 365 | 480 | 480 |  | no
oh_cond_4/0_ACSR |  | 0.017 | 0.445 | 0.563 | 410 | 410 | 515 | 515 |  | no
oh_cond_4/0_AL |  | 0.016 | 0.442 | 0.522 | 365 | 365 | 480 | 480 |  | no
oh_cond_4A_CWD |  | 0.006 | 1.395 | 0.29 | 150 | 150 | 220 | 220 |  | no
oh_cond_4_ACSR |  | 0.008 | 2.24 | 0.25 | 145 | 145 | 185 | 185 |  | no
oh_cond_4_CU |  | 0.007 | 1.388 | 0.232 | 140 | 140 | 200 | 200 |  | no
oh_cond_6_CU |  | 0.006 | 2.18 | 0.184 | 110 | 110 | 150 | 150 |  | no
oh_cond_336_5_MCM_AL |  | 0.021 | 0.279 | 0.666 | 490 | 490 | 644 | 644 |  | no
oh_cond_477_ACSR |  | 0.028 | 0.196 | 0.849 | 695 | 695 | 880 | 880 |  | no
oh_cond_477_MCM_AL |  | 0.025 | 0.198 | 0.792 | 605 | 605 | 810 | 810 |  | no
oh_cond_WP-4/0-CU |  | 0.015 | 0.273 | 0.81 | 340 | 340 | 390 | 390 |  | no

## recloser
data_type | static
owner_type | feeder
owner | 8102702
object | recloser
name | groupid | phases | fr | to | phase_A_state | phase_B_state | phase_C_state | operating_mode | retry_time | max_number_of_tries | status | dcircuit | selected | monitored | monitored_fields | class_monitored_fields | played | played_fields | comments
recloser_427Y12-310001476 |  | ABCN | node_intto1_427Y12-310001476 | node_427Y12-310001476 | CLOSED | CLOSED | CLOSED | INDIVIDUAL |  |  |  | 8102702 | no | no |  |  | no
recloser_310002107 |  | ABCN | node_intto1_8102702_200838609 | node_8102702_200838609 | CLOSED | CLOSED | CLOSED | INDIVIDUAL |  |  |  | 8102702 | no | no |  |  | no
recloser_311979170 |  | ABCN | node_intto1_311979170 | node_311979170 | CLOSED | CLOSED | CLOSED | INDIVIDUAL |  |  |  | 8102702 | no | no |  |  | no
recloser_311998958 |  | ABCN | node_intto1_311998958 | node_311998958 | CLOSED | CLOSED | CLOSED | INDIVIDUAL |  |  |  | 8102702 | no | no |  |  | no
recloser_312003569 |  | ABCN | node_intto1_312003569 | node_312003569 | CLOSED | CLOSED | CLOSED | INDIVIDUAL |  |  |  | 8102702 | no | no |  |  | no
recloser_312055737 |  | ABCN | node_intto1_312055737 | node_312055737 | CLOSED | CLOSED | CLOSED | INDIVIDUAL |  |  |  | 8102702 | no | no |  |  | no

## regulator
data_type | static
owner_type | feeder
owner | 8102702
object | regulator
name | groupid | phases | fr | to | configuration | sense_node | dcircuit | selected | monitored | monitored_fields | class_monitored_fields | played | played_fields | comments
regulator_220370613 |  | AD | node_intto1_8102702_200836762 | node_8102702_200836762 | config_regulator_220370613 |  | 8102702 | no | no |  |  | no

## regulator_configuration
data_type | static
owner_type | feeder
owner | 8102702
object | regulator_configuration
name | groupid | connect_type | band_center | band_width | time_delay | dwell_time | raise_taps | lower_taps | current_transducer_ratio | power_transducer_ratio | compensator_r_setting_A | compensator_x_setting_A | compensator_r_setting_B | compensator_x_setting_B | compensator_r_setting_C | compensator_x_setting_C | CT_phase | PT_phase | regulation | control_level | Control | Type | tap_pos_A | tap_pos_B | tap_pos_C | dcircuit | selected | comments
config_regulator_220370613 |  | WYE_WYE | 123 | 3 |  |  | 16 | 16 | 100 | 40 | 0 | 0 | 0 | 0 | 0 | 0 | A | A | 0.1 | INDIVIDUAL | OUTPUT_VOLTAGE | A | 8 | 0 | 0 |  | no

## switch
data_type | static
owner_type | feeder
owner | 8102702
object | switch
name | groupid | phases | fr | to | phase_A_state | phase_B_state | phase_C_state | operating_mode | status | dcircuit | selected | monitored | monitored_fields | class_monitored_fields | played | played_fields | comments
switch_427-SW1-312109395 |  | ABCN | node_intto1_427-SW1-312109395 | node_427-SW1-312109395 | CLOSED | CLOSED | CLOSED | INDIVIDUAL |  | 8102702 | no | no |  |  | no
switch_427X1-220417185 |  | ABCN | node_intto1_8102702_200838557 | node_8102702_200838557 | CLOSED | CLOSED | CLOSED | INDIVIDUAL |  | 8102702 | no | no |  |  | no
switch_427X2-220417207 |  | ABCN | node_intto1_8102702_200838577 | node_8102702_200838577 | CLOSED | CLOSED | CLOSED | INDIVIDUAL |  | 8102702 | no | no |  |  | no
switch_427X2A2-310037511 |  | ABCN | node_intto1_8102702_200951351 | node_8102702_200951351 | CLOSED | CLOSED | CLOSED | INDIVIDUAL |  | 8102702 | no | no |  |  | no
switch_427X2A-220553243 |  | ABCN | node_intto1_8102702_200838596 | node_8102702_200838596 | CLOSED | CLOSED | CLOSED | INDIVIDUAL |  | 8102702 | no | no |  |  | no
switch_427X3-220417188 |  | ABCN | node_intto1_8102702_312109184 | node_8102702_312109184 | CLOSED | CLOSED | CLOSED | INDIVIDUAL |  | 8102702 | no | no |  |  | no
switch_427X4-220415834 |  | ABCN | node_intto1_8102702_200831044 | node_8102702_200831044 | CLOSED | CLOSED | CLOSED | INDIVIDUAL |  | 8102702 | no | no |  |  | no
switch_427X5-220415858 |  | ABCN | node_intto1_8102702_200831097 | node_8102702_200831097 | CLOSED | CLOSED | CLOSED | INDIVIDUAL |  | 8102702 | no | no |  |  | no
switch_427X6-220415687 |  | ABCN | node_intto1_8102702_200830120 | node_8102702_200830120 | CLOSED | CLOSED | CLOSED | INDIVIDUAL |  | 8102702 | no | no |  |  | no
switch_427X7-220415652 |  | ABCN | node_intto1_8102702_200830071 | node_8102702_200830071 | CLOSED | CLOSED | CLOSED | INDIVIDUAL |  | 8102702 | no | no |  |  | no
switch_427X8-220415691 |  | ABCN | node_intto1_8102702_200830095 | node_8102702_200830095 | CLOSED | CLOSED | CLOSED | INDIVIDUAL |  | 8102702 | no | no |  |  | no
switch_427X9-220415681 |  | ABCN | node_intto1_8102702_200830099 | node_8102702_200830099 | CLOSED | CLOSED | CLOSED | INDIVIDUAL |  | 8102702 | no | no |  |  | no
switch_427X10-220415682 |  | ABCN | node_intto1_8102702_200830116 | node_8102702_200830116 | CLOSED | CLOSED | CLOSED | INDIVIDUAL |  | 8102702 | no | no |  |  | no
switch_427X11-220415831 |  | ABCN | node_intto1_8102702_200830554 | node_8102702_200830554 | CLOSED | CLOSED | CLOSED | INDIVIDUAL |  | 8102702 | no | no |  |  | no
switch_427Y3-220415556 |  | ABCN | node_intto1_8102702_200836538 | node_8102702_200836538 | CLOSED | CLOSED | CLOSED | INDIVIDUAL |  | 8102702 | no | no |  |  | no
switch_220415258 |  | AD | node_intto1_220415258 | node_220415258 | CLOSED | CLOSED | CLOSED | INDIVIDUAL |  | 8102702 | no | no |  |  | no
switch_220415311 |  | ABCN | node_intto1_8102702_200836575 | node_8102702_200836575 | CLOSED | CLOSED | CLOSED | INDIVIDUAL |  | 8102702 | no | no |  |  | no
switch_220415678 |  | ABCN | node_intto1_8102702_310051609 | node_8102702_310051609 | CLOSED | CLOSED | CLOSED | INDIVIDUAL |  | 8102702 | no | no |  |  | no
switch_220415680 |  | ABCN | node_intto1_220415680 | node_220415680 | CLOSED | CLOSED | CLOSED | INDIVIDUAL |  | 8102702 | no | no |  |  | no
switch_220415803 |  | ABCN | node_intto1_8102702_200971542 | node_8102702_200971542 | CLOSED | CLOSED | CLOSED | INDIVIDUAL |  | 8102702 | no | no |  |  | no
switch_220415805 |  | ABCN | node_intto1_8102702_200830461 | node_8102702_200830461 | CLOSED | CLOSED | CLOSED | INDIVIDUAL |  | 8102702 | no | no |  |  | no
switch_220415807 |  | ABCN | node_intto1_8102702_200830443 | node_8102702_200830443 | CLOSED | CLOSED | CLOSED | INDIVIDUAL |  | 8102702 | no | no |  |  | no
switch_220415808 |  | AN | node_intto1_8102702_200828959 | node_8102702_200828959 | CLOSED | CLOSED | CLOSED | INDIVIDUAL |  | 8102702 | no | no |  |  | no
switch_220415827 |  | ABCD | node_intto1_8102702_200830518 | node_8102702_200830518 | CLOSED | CLOSED | CLOSED | INDIVIDUAL |  | 8102702 | no | no |  |  | no
switch_220415832 |  | ABCD | node_intto1_8102702_200830522 | node_8102702_200830522 | CLOSED | CLOSED | CLOSED | INDIVIDUAL |  | 8102702 | no | no |  |  | no
switch_220415887 |  | ABCN | node_intto1_220415887 | node_220415887 | CLOSED | CLOSED | CLOSED | INDIVIDUAL |  | 8102702 | no | no |  |  | no
switch_220415936 |  | ABCN | node_intto1_8102702_200828940 | node_8102702_200828940 | CLOSED | CLOSED | CLOSED | INDIVIDUAL |  | 8102702 | no | no |  |  | no
switch_220416954 |  | AD | node_intto1_8102702_200838665 | node_8102702_200838665 | CLOSED | CLOSED | CLOSED | INDIVIDUAL |  | 8102702 | no | no |  |  | no
switch_220416960 |  | ABCN | node_intto1_8102702_200838950 | node_8102702_200838950 | CLOSED | CLOSED | CLOSED | INDIVIDUAL |  | 8102702 | no | no |  |  | no
switch_220416971 |  | AD | node_intto1_8102702_200838747 | node_8102702_200838747 | CLOSED | CLOSED | CLOSED | INDIVIDUAL |  | 8102702 | no | no |  |  | no
switch_220417072 |  | AD | node_intto1_8102702_200838644 | node_8102702_200838644 | CLOSED | CLOSED | CLOSED | INDIVIDUAL |  | 8102702 | no | no |  |  | no
switch_310001222 |  | ABCN | node_intto1_310001222 | node_310001222 | CLOSED | CLOSED | CLOSED | INDIVIDUAL |  | 8102702 | no | no |  |  | no
switch_310043443 |  | ABCN | node_intto1_8102702_200830075 | node_8102702_200830075 | CLOSED | CLOSED | CLOSED | INDIVIDUAL |  | 8102702 | no | no |  |  | no
switch_311978897 |  | ABCN | node_intto1_8102702_311978893 | node_8102702_311978893 | CLOSED | CLOSED | CLOSED | INDIVIDUAL |  | 8102702 | no | no |  |  | no
switch_311978900 |  | ABCN | node_intto1_311978900 | node_311978900 | CLOSED | CLOSED | CLOSED | INDIVIDUAL |  | 8102702 | no | no |  |  | no
switch_311998960 |  | ABCN | node_intto1_311998960 | node_311998960 | CLOSED | CLOSED | CLOSED | INDIVIDUAL |  | 8102702 | no | no |  |  | no
switch_311998963 |  | ABCN | node_intto1_311998963 | node_311998963 | CLOSED | CLOSED | CLOSED | INDIVIDUAL |  | 8102702 | no | no |  |  | no
switch_312003556 |  | ABCN | node_intto1_8102702_312003551 | node_8102702_312003551 | CLOSED | CLOSED | CLOSED | INDIVIDUAL |  | 8102702 | no | no |  |  | no
switch_312003563 |  | ABCN | node_intto1_312003563 | node_312003563 | CLOSED | CLOSED | CLOSED | INDIVIDUAL |  | 8102702 | no | no |  |  | no
switch_312055731 |  | ABCN | node_intto1_312055731 | node_312055731 | CLOSED | CLOSED | CLOSED | INDIVIDUAL |  | 8102702 | no | no |  |  | no
switch_312055740 |  | ABCN | node_intto1_312055740 | node_312055740 | CLOSED | CLOSED | CLOSED | INDIVIDUAL |  | 8102702 | no | no |  |  | no
switch_312064869 |  | ABCN | node_intto1_8102702_201059677 | node_8102702_201059677 | CLOSED | CLOSED | CLOSED | INDIVIDUAL |  | 8102702 | no | no |  |  | no
switch_312109391 |  | ABCN | node_intto1_312109391 | node_312109391 | CLOSED | CLOSED | CLOSED | INDIVIDUAL |  | 8102702 | no | no |  |  | no
switch_312109394 |  | ABCN | node_intto1_312109394 | node_312109394 | CLOSED | CLOSED | CLOSED | INDIVIDUAL |  | 8102702 | no | no |  |  | no

## transformer
data_type | static
owner_type | feeder
owner | 8102702
object | transformer
name | groupid | phases | fr | to | configuration | climate | aging_constant | use_thermal_model | aging_granularity | dcircuit | selected | monitored | monitored_fields | class_monitored_fields | played | played_fields | comments
transformer_220462613 |  | ABCN | node_intto1_220462613 | node_220462613 | config_transformer_220462613 |  | 0 |  | 0 | 8102702 | no | no |  |  | no
transformer_220463887 |  | ABCN | node_intto1_220463887 | node_220463887 | config_transformer_220463887 |  | 0 |  | 0 | 8102702 | no | no |  |  | no
transformer_220465241 |  | AN | node_220465241 | node_intto1_220465241 | config_transformer_220465241 |  | 0 |  | 0 | 8102702 | no | no |  |  | no
transformer_220465294 |  | AN | node_220465294 | node_intto1_220465294 | config_transformer_220465294 |  | 0 |  | 0 | 8102702 | no | no |  |  | no
transformer_220465303 |  | AN | node_220465303 | node_intto1_220465303 | config_transformer_220465303 |  | 0 |  | 0 | 8102702 | no | no |  |  | no
transformer_220465451 |  | ABCN | node_220465451 | node_intto1_220465451 | config_transformer_220465451 |  | 0 |  | 0 | 8102702 | no | no |  |  | no
transformer_220523510 |  | AN | node_220523510 | node_intto1_220523510 | config_transformer_220523510 |  | 0 |  | 0 | 8102702 | no | no |  |  | no
transformer_220545640 |  | ABCN | node_intto1_220545640 | node_220545640 | config_transformer_220545640 |  | 0 |  | 0 | 8102702 | no | no |  |  | no
transformer_220554063 |  | ABCD | node_220554063 | node_intto1_220554063 | config_transformer_220554063 |  | 0 |  | 0 | 8102702 | no | no |  |  | no
transformer_220558703 |  | AD | node_intto1_220558703 | node_220558703 | config_transformer_220558703 |  | 0 |  | 0 | 8102702 | no | no |  |  | no
transformer_220575106 |  | AN | node_220575106 | node_intto1_220575106 | config_transformer_220575106 |  | 0 |  | 0 | 8102702 | no | no |  |  | no
transformer_220580453 |  | ABCN | node_intto1_220580453 | node_220580453 | config_transformer_220580453 |  | 0 |  | 0 | 8102702 | no | no |  |  | no
transformer_220583928 |  | ABCN | node_intto1_220583928 | node_220583928 | config_transformer_220583928 |  | 0 |  | 0 | 8102702 | no | no |  |  | no
transformer_312100360 |  | ABCN | node_intto1_312100360 | node_312100360 | config_transformer_312100360 |  | 0 |  | 0 | 8102702 | no | no |  |  | no

## transformer_configuration
data_type | static
owner_type | feeder
owner | 8102702
object | transformer_configuration
name | groupid | connect_type | install_type | coolant_type | cooling_type | primary_voltage | secondary_voltage | power_rating | powerA_rating | powerB_rating | powerC_rating | impedance | shunt_impedance | core_coil_weight | tank_fittings_weight | oil_volume | rated_winding_time_constant | rated_winding_hot_spot_rise | rated_top_oil_rise | no_load_loss | full_load_loss | reactance_resistance_ratio | installed_insulation_life | dcircuit | selected | comments
config_transformer_220462613 |  | WYE_WYE |  |  |  | 34500 | 12470 | 1500 | 0 | 0 | 0 | 0.005+0.047j | 0 | 0 | 0 | 0 | 0 | 0 | 0 | 0 | 0 | 10 | 0 |  | no
config_transformer_220463887 |  | WYE_WYE |  |  |  | 34500 | 12470 | 300 | 0 | 0 | 0 | 0.004+0.04j | 0 | 0 | 0 | 0 | 0 | 0 | 0 | 0 | 0 | 10 | 0 |  | no
config_transformer_220465241 |  | DELTA_GWYE |  |  |  | 4800 | 34500 | 500 | 0 | 0 | 0 | 0.005+0.047j | 0 | 0 | 0 | 0 | 0 | 0 | 0 | 0 | 0 | 10 | 0 |  | no
config_transformer_220465294 |  | DELTA_GWYE |  |  |  | 4800 | 34500 | 167 | 0 | 0 | 0 | 0.004+0.04j | 0 | 0 | 0 | 0 | 0 | 0 | 0 | 0 | 0 | 10 | 0 |  | no
config_transformer_220465303 |  | DELTA_GWYE |  |  |  | 4800 | 34500 | 250 | 0 | 0 | 0 | 0.004+0.043j | 0 | 0 | 0 | 0 | 0 | 0 | 0 | 0 | 0 | 10 | 0 |  | no
config_transformer_220465451 |  | DELTA_GWYE |  |  |  | 4800 | 34500 | 750 | 0 | 0 | 0 | 0.004+0.043j | 0 | 0 | 0 | 0 | 0 | 0 | 0 | 0 | 0 | 10 | 0 |  | no
config_transformer_220523510 |  | DELTA_GWYE |  |  |  | 4800 | 34500 | 167 | 0 | 0 | 0 | 0.004+0.04j | 0 | 0 | 0 | 0 | 0 | 0 | 0 | 0 | 0 | 10 | 0 |  | no
config_transformer_220545640 |  | WYE_WYE |  |  |  | 34500 | 12470 | 1500 | 0 | 0 | 0 | 0.005+0.047j | 0 | 0 | 0 | 0 | 0 | 0 | 0 | 0 | 0 | 10 | 0 |  | no
config_transformer_220554063 |  | DELTA_GWYE |  |  |  | 4800 | 34500 | 1500 | 0 | 0 | 0 | 0.005+0.047j | 0 | 0 | 0 | 0 | 0 | 0 | 0 | 0 | 0 | 10 | 0 |  | no
config_transformer_220558703 |  | DELTA_GWYE |  |  |  | 4800 | 12470 | 167 | 0 | 0 | 0 | 0.004+0.04j | 0 | 0 | 0 | 0 | 0 | 0 | 0 | 0 | 0 | 10 | 0 |  | no
config_transformer_220575106 |  | DELTA_GWYE |  |  |  | 4800 | 34500 | 100 | 0 | 0 | 0 | 0.004+0.04j | 0 | 0 | 0 | 0 | 0 | 0 | 0 | 0 | 0 | 10 | 0 |  | no
config_transformer_220580453 |  | WYE_WYE |  |  |  | 34500 | 12470 | 1500 | 0 | 0 | 0 | 0.005+0.047j | 0 | 0 | 0 | 0 | 0 | 0 | 0 | 0 | 0 | 10 | 0 |  | no
config_transformer_220583928 |  | WYE_WYE |  |  |  | 34500 | 12470 | 750 | 0 | 0 | 0 | 0.004+0.043j | 0 | 0 | 0 | 0 | 0 | 0 | 0 | 0 | 0 | 10 | 0 |  | no
config_transformer_312100360 |  | WYE_WYE |  |  |  | 34500 | 12470 | 2500 | 0 | 0 | 0 | 0.006+0.057j | 0 | 0 | 0 | 0 | 0 | 0 | 0 | 0 | 0 | 10 | 0 |  | no

## underground_line
data_type | static
owner_type | feeder
owner | 8102702
object | underground_line
name | groupid | phases | fr | to | length | configuration | dcircuit | selected | monitored | monitored_fields | class_monitored_fields | played | played_fields | comments
und_line_8102702_200828940 |  | ABCN | node_8102702_201027624 | node_intto1_8102702_200828940 | 718.679 | und_3P_1/0ALURD_1/0AL(N) | 8102702 | no | no |  |  | no
und_line_8102702_200828959 |  | AN | node_8102702_200830447 | node_intto1_8102702_200828959 | 322.836 | und_1P_2ALURD_2AL(N) | 8102702 | no | no |  |  | no
und_line_8102702_200828962 |  | AN | node_8102702_200828959 | node_8102702_200828962 | 326.709 | und_1P_2ALURD_2AL(N) | 8102702 | no | no |  |  | no
und_line_8102702_200829022 |  | ABCN | node_8102702_200830117 | node_intto1_8102702_200829022 | 160.341 | und_3P_1/0ALURD_1/0AL(N) | 8102702 | no | no |  |  | no
und_line_8102702_200830057 |  | ABCN | node_8102702_200830082 | node_intto1_8102702_200830057 | 149.539 | und_3P_1/0ALURD_1/0AL(N) | 8102702 | no | no |  |  | no
und_line_8102702_200830058 |  | ABCN | node_8102702_200830124 | node_intto1_8102702_200830058 | 27.827 | und_3P_2ALURD_2AL(N) | 8102702 | no | no |  |  | no
und_line_8102702_200830307 |  | ABCN | node_8102702_200914869 | node_8102702_200830307 | 37.618 | und_3P_1/0ALURD_1/0AL(N) | 8102702 | no | no |  |  | no
und_line_8102702_200836635 |  | AN | node_8102702_200836641 | node_intto1_8102702_200836635 | 383.863 | und_1P_2ALURD | 8102702 | no | no |  |  | no
und_line_8102702_200837864 |  | AN | node_8102702_200837872 | node_intto1_8102702_200837864 | 211.071 | und_1P_1/0ALURD_1/0AL(N) | 8102702 | no | no |  |  | no
und_line_8102702_200837865 |  | AN | node_8102702_200837881 | node_intto1_8102702_200837865 | 409.328 | und_1P_2ALURD_2AL(N) | 8102702 | no | no |  |  | no
und_line_8102702_200838726 |  | AN | node_8102702_200838744 | node_8102702_200838726 | 460.687 | und_1P_2ALURD | 8102702 | no | no |  |  | no
und_line_8102702_200914807 |  | ABN | node_8102702_200914857 | node_8102702_200914807 | 31.753 | und_2P_1/0ALURD_1/0AL(N) | 8102702 | no | no |  |  | no
und_line_8102702_200914838 |  | AN | node_8102702_200836603 | node_intto1_8102702_200914838 | 283.146 | und_1P_DELTACUST | 8102702 | no | no |  |  | no
und_line_8102702_200972391 |  | AN | node_8102702_200870630 | node_intto1_8102702_200972391 | 276.316 | und_1P_DELTACUST | 8102702 | no | no |  |  | no
und_line_8102702_200972957 |  | AN | node_8102702_200870039 | node_intto1_8102702_200972957 | 361.718 | und_1P_DELTACUST | 8102702 | no | no |  |  | no
und_line_8102702_200978314 |  | ABCN | node_8102702_200830073 | node_intto1_8102702_200978314 | 466.242 | und_3P_WYECUST | 8102702 | no | no |  |  | no
und_line_8102702_200983563 |  | ABCN | node_8102702_200974056 | node_intto1_8102702_200983563 | 223.225 | und_3P_WYECUST | 8102702 | no | no |  |  | no
und_line_8102702_201012441 |  | ABCN | node_8102702_200830090 | node_intto1_8102702_201012441 | 88.705 | und_3P_WYECUST | 8102702 | no | no |  |  | no
und_line_8102702_201013443 |  | AN | node_8102702_200837868 | node_intto1_8102702_201013443 | 344.625 | und_1P_WYECUST | 8102702 | no | no |  |  | no
und_line_8102702_201013500 |  | ABCN | node_8102702_201008304 | node_intto1_8102702_201013500 | 168.942 | und_3P_DELTACUST | 8102702 | no | no |  |  | no
und_line_8102702_201014067 |  | ABCN | node_8102702_200830063 | node_intto1_8102702_201014067 | 31.261 | und_3P_WYECUST | 8102702 | no | no |  |  | no
und_line_8102702_201027624 |  | ABCN | node_8102702_312100358 | node_8102702_201027624 | 76.115 | und_3P_1/0ALURD_1/0AL(N) | 8102702 | no | no |  |  | no
und_line_8102702_201042039 |  | AN | node_8102702_200987454 | node_8102702_201042039 | 680.053 | und_1P_2ALURD_2AL(N) | 8102702 | no | no |  |  | no
und_line_8102702_201042043 |  | AN | node_8102702_201042039 | node_8102702_201042043 | 464.526 | und_1P_2ALURD_2AL(N) | 8102702 | no | no |  |  | no
und_line_8102702_201056349 |  | ABCN | node_8102702_200830160 | node_intto1_8102702_201056349 | 212.9 | und_3P_WYECUST | 8102702 | no | no |  |  | no
und_line_8102702_201065902-1 |  | ABCN | node_8102702_200830076 | node_intto1_8102702_201065902 | 330.183 | und_3P_WYECUST | 8102702 | no | no |  |  | no
und_line_8102702_201066563 |  | AN | node_8102702_200838677 | node_intto1_8102702_201066563 | 96.518 | und_1P_DELTACUST | 8102702 | no | no |  |  | no
und_line_8102702_310014660 |  | AN | node_8102702_310014656 | node_intto1_8102702_310014660 | 449.986 | und_1P_WYECUST | 8102702 | no | no |  |  | no
und_line_8102702_310047963 |  | AN | node_8102702_200837857 | node_intto1_8102702_310047963 | 1247.897 | und_1P_WYECUST | 8102702 | no | no |  |  | no
und_line_8102702_311917080 |  | AN | node_8102702_311917079 | node_intto1_8102702_311917080 | 315.296 | und_1P_DELTACUST | 8102702 | no | no |  |  | no
und_line_8102702_311934736 |  | ABCN | node_8102702_311934733 | node_intto1_8102702_311934736 | 99.25 | und_3P_WYECUST | 8102702 | no | no |  |  | no
und_line_8102702_311934737 |  | ABCN | node_8102702_311934735 | node_intto1_8102702_311934737 | 100.082 | und_3P_WYECUST | 8102702 | no | no |  |  | no
und_line_8102702_311978906 |  | ABCN | node_8102702_311978895 | node_intto1_8102702_311978906 | 306.785 | und_3P_WYECUST | 8102702 | no | no |  |  | no
und_line_8102702_311982543 |  | ABCN | node_8102702_200830548 | node_intto1_8102702_311982543 | 36.332 | und_3P_WYECUST | 8102702 | no | no |  |  | no
und_line_8102702_312055727 |  | ABCN | node_8102702_312055725 | node_intto1_8102702_312055727 | 318.883 | und_3P_WYECUST | 8102702 | no | no |  |  | no
und_line_8102702_312100358-1 |  | ABCN | node_312100360 | node_8102702_312100358 | 2.872 | und_3P_1/0ALURD_1/0AL(N) | 8102702 | no | no |  |  | no
und_line_8102702_312100358-2 |  | ABCN | node_220580476 | node_intto1_312100360 | 5.51 | und_3P_1/0ALURD_1/0AL(N) | 8102702 | no | no |  |  | no
und_line_8102702_312100358-3 |  | ABCN | node_8102702_200831320 | node_intto1_220580476 | 3.957 | und_3P_1/0ALURD_1/0AL(N) | 8102702 | no | no |  |  | no
und_line_TAP_UG_58950 |  | AN | node_8102702_200828959 | node_1421231_97_15278331_469 | 0.033 | und_TAPWIRE_UG | 8102702 | no | no |  |  | no
und_line_TAP_UG_58951 |  | AN | node_8102702_200828962 | node_1421304_839_15277960_448 | 0.033 | und_TAPWIRE_UG | 8102702 | no | no |  |  | no
und_line_TAP_UG_58960 |  | ABCN | node_8102702_200829022 | node_1420464_572_15270476_27 | 0.033 | und_TAPWIRE_UG | 8102702 | no | no |  |  | no
und_line_TAP_UG_58963 |  | ABCN | node_8102702_200830057 | node_1418670_266_15275242_821 | 0.033 | und_TAPWIRE_UG | 8102702 | no | no |  |  | no
und_line_TAP_UG_58964 |  | ABCN | node_8102702_200830058 | node_1418900_014_15278408_607 | 0.033 | und_TAPWIRE_UG | 8102702 | no | no |  |  | no
und_line_TAP_UG_59042 |  | AN | node_8102702_200836635 | node_1428152_803_15293998_224 | 0.033 | und_TAPWIRE_UG | 8102702 | no | no |  |  | no
und_line_TAP_UG_59052 |  | AN | node_8102702_200837864 | node_1422577_84_15286782_957 | 0.033 | und_TAPWIRE_UG | 8102702 | no | no |  |  | no
und_line_TAP_UG_59053 |  | AN | node_8102702_200837865 | node_1421533_336_15288165_623 | 0.033 | und_TAPWIRE_UG | 8102702 | no | no |  |  | no
und_line_TAP_UG_59059 |  | AN | node_8102702_200838726 | node_1425487_11_15281323_765 | 0.033 | und_TAPWIRE_UG | 8102702 | no | no |  |  | no
und_line_TAP_UG_61144 |  | AN | node_8102702_200972391 | node_1432557_085_15294739_307 | 0.033 | und_TAPWIRE_UG | 8102702 | no | no |  |  | no
und_line_TAP_UG_61523 |  | AN | node_8102702_200972957 | node_1431391_711_15298705_649 | 0.033 | und_TAPWIRE_UG | 8102702 | no | no |  |  | no
und_line_TAP_UG_62417 |  | ABCN | node_8102702_200978314 | node_1418402_172_15275959_099 | 0.033 | und_TAPWIRE_UG | 8102702 | no | no |  |  | no
und_line_TAP_UG_64244 |  | ABCN | node_8102702_201012441 | node_1418985_673_15273714_411 | 0.033 | und_TAPWIRE_UG | 8102702 | no | no |  |  | no
und_line_TAP_UG_64379 |  | AN | node_8102702_201013443 | node_1421900_06_15288948_963 | 0.033 | und_TAPWIRE_UG | 8102702 | no | no |  |  | no
und_line_TAP_UG_64386 |  | ABCN | node_8102702_201013500 | node_1431100_573_15291467_711 | 0.033 | und_TAPWIRE_UG | 8102702 | no | no |  |  | no
und_line_TAP_UG_64439 |  | ABCN | node_8102702_201014067 | node_1418830_611_15277456_991 | 0.033 | und_TAPWIRE_UG | 8102702 | no | no |  |  | no
und_line_TAP_UG_67470 |  | AN | node_8102702_201042039 | node_1426313_512_15280111_277 | 0.033 | und_TAPWIRE_UG | 8102702 | no | no |  |  | no
und_line_TAP_UG_69056 |  | ABCN | node_8102702_201056349 | node_1418601_083_15279929_185 | 0.033 | und_TAPWIRE_UG | 8102702 | no | no |  |  | no
und_line_TAP_UG_69646 |  | ABCN | node_8102702_201065902 | node_1419241_741_15275972_369 | 0.033 | und_TAPWIRE_UG | 8102702 | no | no |  |  | no
und_line_TAP_UG_69670 |  | AN | node_8102702_201066563 | node_1424196_863_15282085_04 | 0.033 | und_TAPWIRE_UG | 8102702 | no | no |  |  | no
und_line_TAP_UG_444998 |  | ABCN | node_8102702_200828940 | node_1419541_309_15269147_227 | 0.033 | und_TAPWIRE_UG | 8102702 | no | no |  |  | no
und_line_TAP_UG_457796 |  | AN | node_8102702_310014660 | node_1424172_762_15287952_011 | 0.033 | und_TAPWIRE_UG | 8102702 | no | no |  |  | no
und_line_TAP_UG_900658 |  | ABCN | node_8102702_200983563 | node_1417704_599_15274603_26 | 0.033 | und_TAPWIRE_UG | 8102702 | no | no |  |  | no
und_line_TAP_UG_900663 |  | ABCN | node_8102702_200830307 | node_1420665_048_15278541_562 | 0.033 | und_TAPWIRE_UG | 8102702 | no | no |  |  | no
und_line_TAP_UG_900664 |  | ABCN | node_8102702_200830307 | node_1420670_697_15278528_835 | 0.033 | und_TAPWIRE_UG | 8102702 | no | no |  |  | no
und_line_TAP_UG_900665 |  | ABCN | node_8102702_200830307 | node_1420663_663_15278553_434 | 0.033 | und_TAPWIRE_UG | 8102702 | no | no |  |  | no
und_line_TAP_UG_928660 |  | AN | node_8102702_310047963 | node_1425092_431_15289541_045 | 0.033 | und_TAPWIRE_UG | 8102702 | no | no |  |  | no
und_line_TAP_UG_1481334 |  | AN | node_8102702_311917080 | node_1423093_518_15279659_697 | 0.033 | und_TAPWIRE_UG | 8102702 | no | no |  |  | no
und_line_TAP_UG_1626757 |  | ABCN | node_8102702_311934736 | node_1420247_557_15270842_451 | 0.033 | und_TAPWIRE_UG | 8102702 | no | no |  |  | no
und_line_TAP_UG_1626758 |  | ABCN | node_8102702_311934737 | node_1420278_24_15270841_293 | 0.033 | und_TAPWIRE_UG | 8102702 | no | no |  |  | no
und_line_TAP_UG_1661158 |  | ABCN | node_8102702_311978906 | node_1419886_396_15271456_445 | 0.033 | und_TAPWIRE_UG | 8102702 | no | no |  |  | no
und_line_TAP_UG_2214546 |  | ABCN | node_8102702_312055727 | node_1419280_869_15272718_816 | 0.033 | und_TAPWIRE_UG | 8102702 | no | no |  |  | no

## underground_line_conductor
data_type | static
owner_type | feeder
owner | 8102702
object | underground_line_conductor
name | groupid | outer_diameter | conductor_gmr | conductor_diameter | conductor_resistance | neutral_gmr | neutral_diameter | neutral_resistance | neutral_strands | insulation_relative_permitivitty | shield_gmr | shield_resistance | rating_summer_continuous | rating_summer_emergency | rating_winter_continuous | rating_winter_emergency | dcircuit | selected | comments
und_cond_1P_1/0ALURD_1/0AL(N) | [12 empty] | 160 | 160 | 180 | 180 |  | no
und_cond_1P_2ALURD | [12 empty] | 125 | 125 | 140 | 140 |  | no
und_cond_1P_2ALURD_2AL(N) | [12 empty] | 125 | 125 | 140 | 140 |  | no
und_cond_1P_DELTACUST | [12 empty] | 685 | 685 | 685 | 685 |  | no
und_cond_1P_WYECUST | [12 empty] | 685 | 685 | 685 | 685 |  | no
und_cond_2P_1/0ALURD_1/0AL(N) | [12 empty] | 160 | 160 | 180 | 180 |  | no
und_cond_3P_1/0ALURD_1/0AL(N) | [12 empty] | 160 | 160 | 180 | 180 |  | no
und_cond_3P_2ALURD_2AL(N) | [12 empty] | 125 | 125 | 140 | 140 |  | no
und_cond_3P_DELTACUST | [12 empty] | 685 | 685 | 685 | 685 |  | no
und_cond_3P_WYECUST | [12 empty] | 685 | 685 | 685 | 685 |  | no
und_cond_TAPWIRE_UG | [12 empty] | 99999999 | 99999999 | 99999999 | 99999999 |  | no