## capacitor
data_type | static
owner_type | feeder
owner | 8102703
object | capacitor
name | groupid | parent | phases | nominal_voltage | pt_phase | phases_connected | switchA | switchB | switchC | control | voltage_set_high | voltage_set_low | VAr_set_high | VAr_set_low | current_set_high | current_set_low | capacitor_A | capacitor_B | capacitor_C | cap_nominal_voltage | time_delay | dwell_time | lockout_time | remote_sense | remote_sense_B | control_level | dcircuit | selected | monitored | monitored_fields | class_monitored_fields | played | played_fields | comments
cap_220369082 |  | node_1417261_052_15291750_451 | ABCN | 0 |  | ABCN | CLOSED | CLOSED | CLOSED | MANUAL | [6 empty] | 200000 | 200000 | 200000 | 7200 | [6 empty] | 8102703 | no | no |  |  | no
cap_220369094 |  | node_1413591_495_15290841_137 | ABCN | 0 |  | ABCN | CLOSED | CLOSED | CLOSED | MANUAL | [6 empty] | 200000 | 200000 | 200000 | 7200 | [6 empty] | 8102703 | no | no |  |  | no

## feeder
data_type | static
owner_type | feeder
owner | 8102703
object | feeder
name | transmission_bus | ARC | ADR | slack_bus | nom_voltages | num_nodes | num_ohlines | num_uglines | num_transformers | num_generators | num_pvs | num_storages | num_loads | miles | mw | mvar | losses_mw | losses_mvar | comments | use_feeder_load_shape | load_shape_scale | use_feeder_pv_shape | pv_shape_scale | description | restore_time | griddisconnect_scenario_probability | gridconnect_scenario_probability | use_energy_not_served | VOLL | discount_rate | yearly_load_growth_percent | planning_horizon | enable_traditional_project_deferral | lifetime_of_investment_years | start_year | base_year | year_the_investment_is_committed | revenue_requirement_scaling_factor | discount_rate | inflation_rate_for_investment | traditional_project_invested_capital | periodicity_of_investment_in_years | priority | maximum_total_investment_cost | DER_portfolio_NPV | DER_portfolio_BC_ratio | total_system_energy_avoided_cost_NPV | total_system_capacity_avoided_cost_NPV | total_system_ancillary_services_avoided_cost_NPV | total_system_CO2_avoided_cost_NPV | total_system_loss_of_load_avoided_cost_NPV | total_system_distribution_capacity_avoided_cost_NPV | total_system_investment_and_operational_cost_NPV | feeder_solar_pv_operating_cost_USdollarperkWh | feeder_energy_storage_operating_cost_USdollarperkWh | feeder_distributed_generator_operating_cost_USdollarperkWh | feeder_distributed_generator_CO2_cost_USdollarperkWh | feeder_demand_response_operating_cost_USdollarperkWh | feeder_solar_pv_investment_cost_USdollarperkW | feeder_energy_storage_investment_cost_USdollarperkW | feeder_distributed_generator_investment_cost_USdollarperkW | feeder_demand_response_investment_cost_USdollarperkW
8102703 |  | ts_slack | none | node_SOURCE_8102703 | 7199.558 | 350 | 296 | 27 | 0 | 0 | 0 | 0 | 105 | 7.086 | 6.196 | 2.64 | 0 | 0 |  | 0 | 0 | 1 | 0 |  | 0 | 0 | 0 | 0 | 0 | 0 | 0 | 0 | 0 | 0 | 0 | 0 | 0 | 0 | 0 | 0 | 0 | 0 | 0 | 999999999 | 0 | 0 | 0 | 0 | 0 | 0 | 0 | 0 | 0 | 0 | 0 | 0 | 0 | 0 | 0 | 0 | 0 | 0

## fuse
data_type | static
owner_type | feeder
owner | 8102703
object | fuse
name | groupid | phases | fr | to | phase_A_status | phase_B_status | phase_C_status | repair_dist_type | current_limit | mean_replacement_time | status | dcircuit | selected | monitored | monitored_fields | class_monitored_fields | played | played_fields | comments
fuse_220388469 |  | ABCN | node_intto1_8102703_200837275 | node_8102703_200837275 | GOOD | GOOD | GOOD |  | 50 |  |  | 8102703 | no | no |  |  | no
fuse_220388490 |  | AN | node_intto1_8102703_200837525 | node_8102703_200837525 | GOOD | GOOD | GOOD |  | 150 |  |  | 8102703 | no | no |  |  | no
fuse_220388546 |  | AN | node_intto1_8102703_200837582 | node_8102703_200837582 | GOOD | GOOD | GOOD |  | 85 |  |  | 8102703 | no | no |  |  | no
fuse_220525787 |  | AN | node_intto1_8102703_310008765 | node_8102703_310008765 | GOOD | GOOD | GOOD |  | 200 |  |  | 8102703 | no | no |  |  | no
fuse_220557640 |  | ABCN | node_intto1_8102703_200837302 | node_8102703_200837302 | GOOD | GOOD | GOOD |  | 200 |  |  | 8102703 | no | no |  |  | no
fuse_220557641 |  | ABCN | node_intto1_8102703_200837303 | node_8102703_200837303 | GOOD | GOOD | GOOD |  | 15 |  |  | 8102703 | no | no |  |  | no
fuse_220557642 |  | ABCN | node_intto1_8102703_200837394 | node_8102703_200837394 | GOOD | GOOD | GOOD |  | 140 |  |  | 8102703 | no | no |  |  | no
fuse_220650803 |  | ABCN | node_intto1_8102703_200837365 | node_8102703_200837365 | GOOD | GOOD | GOOD |  | 250 |  |  | 8102703 | no | no |  |  | no
fuse_310021237 |  | ABCN | node_intto1_8102703_310054435 | node_8102703_310054435 | GOOD | GOOD | GOOD |  | 140 |  |  | 8102703 | no | no |  |  | no
fuse_310021239 |  | AN | node_intto1_8102703_200837411 | node_8102703_200837411 | GOOD | GOOD | GOOD |  | 65 |  |  | 8102703 | no | no |  |  | no
fuse_311893318 |  | ABCN | node_intto1_8102703_200838400 | node_8102703_200838400 | GOOD | GOOD | GOOD |  | 300 |  |  | 8102703 | no | no |  |  | no
fuse_311893322 |  | ABCN | node_intto1_8102703_200838259 | node_8102703_200838259 | GOOD | GOOD | GOOD |  | 140 |  |  | 8102703 | no | no |  |  | no
fuse_311930479 |  | AN | node_intto1_8102703_200838543 | node_8102703_200838543 | GOOD | GOOD | GOOD |  | 200 |  |  | 8102703 | no | no |  |  | no
fuse_312015372 |  | ABCN | node_intto1_8102703_311926693 | node_8102703_311926693 | GOOD | GOOD | GOOD |  | 300 |  |  | 8102703 | no | no |  |  | no
fuse_312090949 |  | ABCN | node_intto1_8102703_312090952 | node_8102703_312090952 | GOOD | GOOD | GOOD |  | 50 |  |  | 8102703 | no | no |  |  | no

## line_configuration
data_type | static
owner_type | feeder
owner | 8102703
object | line_configuration
name | groupid | conductor_A | conductor_B | conductor_C | conductor_N | spacing | z11 | z12 | z13 | z21 | z22 | z23 | z31 | z32 | z33 | c11 | c12 | c13 | c21 | c22 | c23 | c31 | c32 | c33 | dcircuit | selected | comments
bal_1P_1/0AA_1/0AA(N) |  | oh_cond_1/0_AAAC | oh_cond_1/0_AAAC | oh_cond_1/0_AAAC | oh_cond_1/0_AAAC |  | 1.078+1.186j | 0.201+0.467j | 0.201+0.467j | 0.201+0.467j | 1.078+1.186j | 0.201+0.467j | 0.201+0.467j | 0.201+0.467j | 1.078+1.186j | 13.243 | -2.726 | -2.726 | -2.726 | 13.243 | -2.726 | -2.726 | -2.726 | 13.243 |  | no
bal_1P_1/0AC_1/0AC(N) |  | oh_cond_1/0_ACSR | oh_cond_1/0_ACSR | oh_cond_1/0_ACSR | oh_cond_1/0_ACSR |  | 1.091+1.185j | 0.203+0.469j | 0.203+0.469j | 0.203+0.469j | 1.091+1.185j | 0.203+0.469j | 0.203+0.469j | 0.203+0.469j | 1.091+1.185j | 13.243 | -2.726 | -2.726 | -2.726 | 13.243 | -2.726 | -2.726 | -2.726 | 13.243 |  | no
bal_1P_2AC_2AC(N) |  | oh_cond_2_ACSR | oh_cond_2_ACSR | oh_cond_2_ACSR | oh_cond_2_ACSR |  | 1.645+1.289j | 0.235+0.543j | 0.235+0.543j | 0.235+0.543j | 1.645+1.289j | 0.235+0.543j | 0.235+0.543j | 0.235+0.543j | 1.645+1.289j | 12.813 | -2.597 | -2.597 | -2.597 | 12.813 | -2.597 | -2.597 | -2.597 | 12.813 |  | no
bal_1P_477AL_477AL(N) |  | oh_cond_477_MCM_AL | oh_cond_477_MCM_AL | oh_cond_477_MCM_AL | oh_cond_477_MCM_AL |  | 0.275+1j | 0.077+0.371j | 0.077+0.371j | 0.077+0.371j | 0.275+1j | 0.077+0.371j | 0.077+0.371j | 0.077+0.371j | 0.275+1j | 14.957 | -3.249 | -3.249 | -3.249 | 14.957 | -3.249 | -3.249 | -3.249 | 14.957 |  | no
bal_3P_1/0AA_1/0AA(N) |  | oh_cond_1/0_AAAC | oh_cond_1/0_AAAC | oh_cond_1/0_AAAC | oh_cond_1/0_AAAC |  | 1.078+1.186j | 0.201+0.467j | 0.201+0.467j | 0.201+0.467j | 1.078+1.186j | 0.201+0.467j | 0.201+0.467j | 0.201+0.467j | 1.078+1.186j | 13.243 | -2.726 | -2.726 | -2.726 | 13.243 | -2.726 | -2.726 | -2.726 | 13.243 |  | no
bal_3P_1/0AC_1/0AA(N) |  | oh_cond_1/0_ACSR | oh_cond_1/0_ACSR | oh_cond_1/0_ACSR | oh_cond_1/0_AAAC |  | 1.089+1.184j | 0.201+0.467j | 0.201+0.467j | 0.201+0.467j | 1.089+1.184j | 0.201+0.467j | 0.201+0.467j | 0.201+0.467j | 1.089+1.184j | 13.243 | -2.726 | -2.726 | -2.726 | 13.243 | -2.726 | -2.726 | -2.726 | 13.243 |  | no
bal_3P_1/0AC_1/0AC(N) |  | oh_cond_1/0_ACSR | oh_cond_1/0_ACSR | oh_cond_1/0_ACSR | oh_cond_1/0_ACSR |  | 1.091+1.185j | 0.203+0.469j | 0.203+0.469j | 0.203+0.469j | 1.091+1.185j | 0.203+0.469j | 0.203+0.469j | 0.203+0.469j | 1.091+1.185j | 13.243 | -2.726 | -2.726 | -2.726 | 13.243 | -2.726 | -2.726 | -2.726 | 13.243 |  | no
bal_3P_4/0AA_1/0AA(N) |  | oh_cond_4/0_AAAC | oh_cond_4/0_AAAC | oh_cond_4/0_AAAC | oh_cond_1/0_AAAC |  | 0.64+1.144j | 0.201+0.467j | 0.201+0.467j | 0.201+0.467j | 0.64+1.144j | 0.201+0.467j | 0.201+0.467j | 0.201+0.467j | 0.64+1.144j | 14.027 | -2.996 | -2.996 | -2.996 | 14.027 | -2.996 | -2.996 | -2.996 | 14.027 |  | no
bal_3P_4/0AL_4/0AL(N) |  | oh_cond_4/0_AL | oh_cond_4/0_AL | oh_cond_4/0_AL | oh_cond_4/0_AL |  | 0.576+1.089j | 0.134+0.404j | 0.134+0.404j | 0.134+0.404j | 0.576+1.089j | 0.134+0.404j | 0.134+0.404j | 0.134+0.404j | 0.576+1.089j | 13.867 | -2.914 | -2.914 | -2.914 | 13.867 | -2.914 | -2.914 | -2.914 | 13.867 |  | no
bal_3P_477AL_4/0AA(N) |  | oh_cond_477_MCM_AL | oh_cond_477_MCM_AL | oh_cond_477_MCM_AL | oh_cond_4/0_AAAC |  | 0.332+1.031j | 0.134+0.402j | 0.134+0.402j | 0.134+0.402j | 0.332+1.031j | 0.134+0.402j | 0.134+0.402j | 0.134+0.402j | 0.332+1.031j | 14.927 | -3.279 | -3.279 | -3.279 | 14.927 | -3.279 | -3.279 | -3.279 | 14.927 |  | no
bal_3P_477AL_4/0AC(N) |  | oh_cond_477_MCM_AL | oh_cond_477_MCM_AL | oh_cond_477_MCM_AL | oh_cond_4/0_ACSR |  | 0.334+1.032j | 0.136+0.403j | 0.136+0.403j | 0.136+0.403j | 0.334+1.032j | 0.136+0.403j | 0.136+0.403j | 0.136+0.403j | 0.334+1.032j | 14.927 | -3.279 | -3.279 | -3.279 | 14.927 | -3.279 | -3.279 | -3.279 | 14.927 |  | no
bal_3P_477AL_4/0AL(N) |  | oh_cond_477_MCM_AL | oh_cond_477_MCM_AL | oh_cond_477_MCM_AL | oh_cond_4/0_AL |  | 0.332+1.034j | 0.134+0.404j | 0.134+0.404j | 0.134+0.404j | 0.332+1.034j | 0.134+0.404j | 0.134+0.404j | 0.134+0.404j | 0.332+1.034j | 14.921 | -3.285 | -3.285 | -3.285 | 14.921 | -3.285 | -3.285 | -3.285 | 14.921 |  | no
bal_3P_477AL_477AL(N) |  | oh_cond_477_MCM_AL | oh_cond_477_MCM_AL | oh_cond_477_MCM_AL | oh_cond_477_MCM_AL |  | 0.275+1j | 0.077+0.371j | 0.077+0.371j | 0.077+0.371j | 0.275+1j | 0.077+0.371j | 0.077+0.371j | 0.077+0.371j | 0.275+1j | 14.957 | -3.249 | -3.249 | -3.249 | 14.957 | -3.249 | -3.249 | -3.249 | 14.957 |  | no
bal_3P_WYECUST |  | oh_cond_2/0_CU | oh_cond_2/0_CU | oh_cond_2/0_CU | oh_cond_3_#7_CWD_30% |  | 0.66+1.378j | 0.22+0.666j | 0.22+0.666j | 0.22+0.666j | 0.66+1.378j | 0.22+0.666j | 0.22+0.666j | 0.22+0.666j | 0.66+1.378j | 13.24 | -2.712 | -2.712 | -2.712 | 13.24 | -2.712 | -2.712 | -2.712 | 13.24 |  | no
unb_3P_2-1/0AC_1/0AA_1/0AA(N) |  | oh_cond_1/0_ACSR | oh_cond_1/0_ACSR | oh_cond_1/0_AAAC | oh_cond_1/0_AAAC |  | 1.089+1.184j | 0.201+0.467j | 0.201+0.467j | 0.201+0.467j | 1.089+1.184j | 0.201+0.467j | 0.201+0.467j | 0.201+0.467j | 1.078+1.186j | 13.25 | -2.735 | -2.735 | -2.735 | 13.25 | -2.735 | -2.735 | -2.735 | 13.25 |  | no
unb_TAPWIRE_OH |  | oh_cond_WP-4/0-CU | oh_cond_WP-4/0-CU | oh_cond_WP-4/0-CU | oh_cond_WP-4/0-CU |  | 0.365+1.097j | 0.093+0.433j | 0.094+0.34j | 0.093+0.433j | 0.368+1.078j | 0.095+0.401j | 0.094+0.34j | 0.095+0.401j | 0.368+1.077j | 14.911 | -4.341 | -1.953 | -4.341 | 15.781 | -3.724 | -1.953 | -3.724 | 14.818 |  | no
und_1P_2CUURD_2CU(N) |  | und_cond_1P_2CUURD_2CU(N) | und_cond_1P_2CUURD_2CU(N) | und_cond_1P_2CUURD_2CU(N) |  |  | 1.645+0.542j | 0.0+0.0j | 0.0+0.0j | 0.0+0.0j | 1.645+0.542j | 0.0+0.0j | 0.0+0.0j | 0.0+0.0j | 1.645+0.542j | 401.497 | 0 | 0 | 0 | 401.497 | 0 | 0 | 0 | 401.497 |  | no
und_1P_WYECUST |  | und_cond_1P_WYECUST | und_cond_1P_WYECUST | und_cond_1P_WYECUST |  |  | 0.179+0.233j | 0.061-0.024j | 0.061-0.024j | 0.061-0.024j | 0.179+0.233j | 0.061-0.024j | 0.061-0.024j | 0.061-0.024j | 0.179+0.233j | 324.124 | 0 | 0 | 0 | 324.124 | 0 | 0 | 0 | 324.124 |  | no
und_3P_1/0ALURD_1/0AL(N) |  | und_cond_3P_1/0ALURD_1/0AL(N) | und_cond_3P_1/0ALURD_1/0AL(N) | und_cond_3P_1/0ALURD_1/0AL(N) |  |  | 1.489+0.467j | 0.385+0.07j | 0.385+0.07j | 0.385+0.07j | 1.489+0.467j | 0.385+0.07j | 0.385+0.07j | 0.385+0.07j | 1.489+0.467j | 530.19 | 0 | 0 | 0 | 530.19 | 0 | 0 | 0 | 530.19 |  | no
und_3P_4CUURD_4CU(N) |  | und_cond_3P_4CUURD_4CU(N) | und_cond_3P_4CUURD_4CU(N) | und_cond_3P_4CUURD_4CU(N) |  |  | 2.079+0.602j | 0.395+0.15j | 0.395+0.15j | 0.395+0.15j | 2.079+0.602j | 0.395+0.15j | 0.395+0.15j | 0.395+0.15j | 2.079+0.602j | 318.933 | 0 | 0 | 0 | 318.933 | 0 | 0 | 0 | 318.933 |  | no
und_3P_WYECUST |  | und_cond_3P_WYECUST | und_cond_3P_WYECUST | und_cond_3P_WYECUST |  |  | 0.179+0.233j | 0.061-0.024j | 0.061-0.024j | 0.061-0.024j | 0.179+0.233j | 0.061-0.024j | 0.061-0.024j | 0.061-0.024j | 0.179+0.233j | 324.124 | 0 | 0 | 0 | 324.124 | 0 | 0 | 0 | 324.124 |  | no
und_TAPWIRE_UG |  | und_cond_TAPWIRE_UG | und_cond_TAPWIRE_UG | und_cond_TAPWIRE_UG |  |  | 0.001+0.001j | 0.0+0.0j | 0.0+0.0j | 0.0+0.0j | 0.001+0.001j | 0.0+0.0j | 0.0+0.0j | 0.0+0.0j | 0.001+0.001j | 0 | 0 | 0 | 0 | 0 | 0 | 0 | 0 | 0 |  | no

## load
data_type | static
owner_type | feeder
owner | 8102703
object | load
name | groupid | parent | bustype | phases | nominal_voltage | load_class | constant_power_A | constant_power_B | constant_power_C | constant_current_A | constant_current_B | constant_current_C | constant_impedance_A | constant_impedance_B | constant_impedance_C | base_power_A | base_power_B | base_power_C | power_pf_A | power_pf_B | power_pf_C | current_pf_A | current_pf_B | current_pf_C | impedance_pf_A | impedance_pf_B | impedance_pf_C | power_fraction_A | power_fraction_B | power_fraction_C | current_fraction_A | current_fraction_B | current_fraction_C | impedance_fraction_A | impedance_fraction_B | impedance_fraction_C | dcircuit | selected | monitored | monitored_fields | class_monitored_fields | played | played_fields | base_kw_A | base_kw_B | base_kw_C | kw_A | kw_B | kw_C | comments | critical_load | dem_resp_lb | dem_resp_ub | dem_resp_shortage_cost | dem_resp_surplus_cost | num_customers
load_220340080 |  | node_1418094_078_15288919_075 |  | AN | 0 | Residential | 47649.6+20298.645j | 0 | 0 | 0 | 0 | 0 | [24 empty] | 8102703 | no | no |  |  | no |  | 0 | 0 | 0 | 0 | 0 | 0 |  | 1 | 1 | 1 | 0 | 0 | 0
load_220340081 |  | node_1418318_492_15289372_193 |  | AN | 0 | NonResidential | 7596+3235.882j | 0 | 0 | 0 | 0 | 0 | [24 empty] | 8102703 | no | no |  |  | no |  | 0 | 0 | 0 | 0 | 0 | 0 |  | 1 | 1 | 1 | 0 | 0 | 0
load_220340082 |  | node_1417880_012_15288921_084 |  | AN | 0 | NonResidential | 4939.2+2104.09j | 0 | 0 | 0 | 0 | 0 | [24 empty] | 8102703 | no | no |  |  | no |  | 0 | 0 | 0 | 0 | 0 | 0 |  | 1 | 1 | 1 | 0 | 0 | 0
load_220340285 |  | node_1416609_218_15289143_844 |  | AN | 0 | Other | 0 | 0 | 0 | 0 | 0 | 0 | [24 empty] | 8102703 | no | no |  |  | no |  | 0 | 0 | 0 | 0 | 0 | 0 |  | 1 | 1 | 1 | 0 | 0 | 0
load_220340286 |  | node_1416590_113_15289136_543 |  | BN | 0 | Other | 0 | 0 | 0 | 0 | 0 | 0 | [24 empty] | 8102703 | no | no |  |  | no |  | 0 | 0 | 0 | 0 | 0 | 0 |  | 1 | 1 | 1 | 0 | 0 | 0
load_220340287 |  | node_1416629_051_15289144_268 |  | CN | 0 | Other | 0 | 0 | 0 | 0 | 0 | 0 | [24 empty] | 8102703 | no | no |  |  | no |  | 0 | 0 | 0 | 0 | 0 | 0 |  | 1 | 1 | 1 | 0 | 0 | 0
load_220340288 |  | node_1416661_931_15289145_47 |  | AN | 0 | NonResidential | 3000+1277.995j | 0 | 0 | 0 | 0 | 0 | [24 empty] | 8102703 | no | no |  |  | no |  | 0 | 0 | 0 | 0 | 0 | 0 |  | 1 | 1 | 1 | 0 | 0 | 0
load_220340289 |  | node_1416701_069_15289150_965 |  | BN | 0 | NonResidential | 0 | 3000+1277.995j | 0 | 0 | 0 | 0 | [24 empty] | 8102703 | no | no |  |  | no |  | 0 | 0 | 0 | 0 | 0 | 0 |  | 1 | 1 | 1 | 0 | 0 | 0
load_220340290 |  | node_1416681_246_15289151_674 |  | CN | 0 | NonResidential | 0 | 0 | 3000+1277.995j | 0 | 0 | 0 | [24 empty] | 8102703 | no | no |  |  | no |  | 0 | 0 | 0 | 0 | 0 | 0 |  | 1 | 1 | 1 | 0 | 0 | 0
load_220340291 |  | node_1416654_284_15289250_928 |  | AN | 0 | NonResidential | 123333.333+52539.78j | 0 | 0 | 0 | 0 | 0 | [24 empty] | 8102703 | no | no |  |  | no |  | 0 | 0 | 0 | 0 | 0 | 0 |  | 1 | 1 | 1 | 0 | 0 | 0
load_220340292 |  | node_1416646_404_15289226_432 |  | BN | 0 | NonResidential | 0 | 123333.333+52539.78j | 0 | 0 | 0 | 0 | [24 empty] | 8102703 | no | no |  |  | no |  | 0 | 0 | 0 | 0 | 0 | 0 |  | 1 | 1 | 1 | 0 | 0 | 0
load_220340293 |  | node_1416666_606_15289271_889 |  | CN | 0 | NonResidential | 0 | 0 | 123333.333+52539.78j | 0 | 0 | 0 | [24 empty] | 8102703 | no | no |  |  | no |  | 0 | 0 | 0 | 0 | 0 | 0 |  | 1 | 1 | 1 | 0 | 0 | 0
load_220340659 |  | node_1417109_669_15291470_316 |  | AN | 0 | NonResidential | 12666.667+5395.978j | 0 | 0 | 0 | 0 | 0 | [24 empty] | 8102703 | no | no |  |  | no |  | 0 | 0 | 0 | 0 | 0 | 0 |  | 1 | 1 | 1 | 0 | 0 | 0
load_220340660 |  | node_1417107_12_15291443_891 |  | BN | 0 | NonResidential | 0 | 12666.667+5395.978j | 0 | 0 | 0 | 0 | [24 empty] | 8102703 | no | no |  |  | no |  | 0 | 0 | 0 | 0 | 0 | 0 |  | 1 | 1 | 1 | 0 | 0 | 0
load_220340661 |  | node_1417117_22_15291494_996 |  | CN | 0 | NonResidential | 0 | 0 | 12666.667+5395.978j | 0 | 0 | 0 | [24 empty] | 8102703 | no | no |  |  | no |  | 0 | 0 | 0 | 0 | 0 | 0 |  | 1 | 1 | 1 | 0 | 0 | 0
load_220340662 |  | node_1417297_088_15291749_346 |  | AN | 0 | Other | 0 | 0 | 0 | 0 | 0 | 0 | [24 empty] | 8102703 | no | no |  |  | no |  | 0 | 0 | 0 | 0 | 0 | 0 |  | 1 | 1 | 1 | 0 | 0 | 0
load_220340664 |  | node_1416097_055_15293228_282 |  | AN | 0 | NonResidential | 662.4+282.181j | 0 | 0 | 0 | 0 | 0 | [24 empty] | 8102703 | no | no |  |  | no |  | 0 | 0 | 0 | 0 | 0 | 0 |  | 1 | 1 | 1 | 0 | 0 | 0
load_220340665 |  | node_1415704_747_15292871_042 |  | AN | 0 | NonResidential | 11666.667+4969.979j | 0 | 0 | 0 | 0 | 0 | [24 empty] | 8102703 | no | no |  |  | no |  | 0 | 0 | 0 | 0 | 0 | 0 |  | 1 | 1 | 1 | 0 | 0 | 0
load_220340666 |  | node_1415720_308_15292854_658 |  | BN | 0 | NonResidential | 0 | 11666.667+4969.979j | 0 | 0 | 0 | 0 | [24 empty] | 8102703 | no | no |  |  | no |  | 0 | 0 | 0 | 0 | 0 | 0 |  | 1 | 1 | 1 | 0 | 0 | 0
load_220340667 |  | node_1415692_897_15292892_301 |  | CN | 0 | NonResidential | 0 | 0 | 11666.667+4969.979j | 0 | 0 | 0 | [24 empty] | 8102703 | no | no |  |  | no |  | 0 | 0 | 0 | 0 | 0 | 0 |  | 1 | 1 | 1 | 0 | 0 | 0
load_220340668 |  | node_1415054_988_15293660_488 |  | AN | 0 | Other | 0 | 0 | 0 | 0 | 0 | 0 | [24 empty] | 8102703 | no | no |  |  | no |  | 0 | 0 | 0 | 0 | 0 | 0 |  | 1 | 1 | 1 | 0 | 0 | 0
load_220340673 |  | node_1416821_814_15291254_047 |  | AN | 0 | NonResidential | 37333.333+15903.933j | 0 | 0 | 0 | 0 | 0 | [24 empty] | 8102703 | no | no |  |  | no |  | 0 | 0 | 0 | 0 | 0 | 0 |  | 1 | 1 | 1 | 0 | 0 | 0
load_220340674 |  | node_1416810_141_15291232_43 |  | BN | 0 | NonResidential | 0 | 37333.333+15903.933j | 0 | 0 | 0 | 0 | [24 empty] | 8102703 | no | no |  |  | no |  | 0 | 0 | 0 | 0 | 0 | 0 |  | 1 | 1 | 1 | 0 | 0 | 0
load_220340675 |  | node_1416837_239_15291270_904 |  | CN | 0 | NonResidential | 0 | 0 | 37333.333+15903.933j | 0 | 0 | 0 | [24 empty] | 8102703 | no | no |  |  | no |  | 0 | 0 | 0 | 0 | 0 | 0 |  | 1 | 1 | 1 | 0 | 0 | 0
load_220340686 |  | node_1415084_15290454_965 |  | AN | 0 | Other | 0 | 0 | 0 | 0 | 0 | 0 | [24 empty] | 8102703 | no | no |  |  | no |  | 0 | 0 | 0 | 0 | 0 | 0 |  | 1 | 1 | 1 | 0 | 0 | 0
load_220340688 |  | node_1413766_741_15290733_219 |  | AN | 0 | Other | 0 | 0 | 0 | 0 | 0 | 0 | [24 empty] | 8102703 | no | no |  |  | no |  | 0 | 0 | 0 | 0 | 0 | 0 |  | 1 | 1 | 1 | 0 | 0 | 0
load_220340689 |  | node_1413585_652_15290881_356 |  | AN | 0 | Other | 0 | 0 | 0 | 0 | 0 | 0 | [24 empty] | 8102703 | no | no |  |  | no |  | 0 | 0 | 0 | 0 | 0 | 0 |  | 1 | 1 | 1 | 0 | 0 | 0
load_220340690 |  | node_1413622_491_15291411_961 |  | AN | 0 | NonResidential | 16000+6815.971j | 0 | 0 | 0 | 0 | 0 | [24 empty] | 8102703 | no | no |  |  | no |  | 0 | 0 | 0 | 0 | 0 | 0 |  | 1 | 1 | 1 | 0 | 0 | 0
load_220340691 |  | node_1413605_923_15291414_208 |  | BN | 0 | NonResidential | 0 | 16000+6815.971j | 0 | 0 | 0 | 0 | [24 empty] | 8102703 | no | no |  |  | no |  | 0 | 0 | 0 | 0 | 0 | 0 |  | 1 | 1 | 1 | 0 | 0 | 0
load_220340692 |  | node_1413638_507_15291402_733 |  | CN | 0 | NonResidential | 0 | 0 | 16000+6815.971j | 0 | 0 | 0 | [24 empty] | 8102703 | no | no |  |  | no |  | 0 | 0 | 0 | 0 | 0 | 0 |  | 1 | 1 | 1 | 0 | 0 | 0
load_220340693 |  | node_1413672_45_15291386_126 |  | AN | 0 | NonResidential | 9666.667+4117.983j | 0 | 0 | 0 | 0 | 0 | [24 empty] | 8102703 | no | no |  |  | no |  | 0 | 0 | 0 | 0 | 0 | 0 |  | 1 | 1 | 1 | 0 | 0 | 0
load_220340694 |  | node_1413656_182_15291389_726 |  | BN | 0 | NonResidential | 0 | 9666.667+4117.983j | 0 | 0 | 0 | 0 | [24 empty] | 8102703 | no | no |  |  | no |  | 0 | 0 | 0 | 0 | 0 | 0 |  | 1 | 1 | 1 | 0 | 0 | 0
load_220340695 |  | node_1413685_726_15291375_42 |  | CN | 0 | NonResidential | 0 | 0 | 9666.667+4117.983j | 0 | 0 | 0 | [24 empty] | 8102703 | no | no |  |  | no |  | 0 | 0 | 0 | 0 | 0 | 0 |  | 1 | 1 | 1 | 0 | 0 | 0
load_220340698 |  | node_1413058_206_15291422_444 |  | AN | 0 | NonResidential | 7333.333+3123.987j | 0 | 0 | 0 | 0 | 0 | [24 empty] | 8102703 | no | no |  |  | no |  | 0 | 0 | 0 | 0 | 0 | 0 |  | 1 | 1 | 1 | 0 | 0 | 0
load_220340699 |  | node_1413073_086_15291471_433 |  | BN | 0 | NonResidential | 0 | 7333.333+3123.987j | 0 | 0 | 0 | 0 | [24 empty] | 8102703 | no | no |  |  | no |  | 0 | 0 | 0 | 0 | 0 | 0 |  | 1 | 1 | 1 | 0 | 0 | 0
load_220340700 |  | node_1417060_173_15289929_548 |  | AN | 0 | NonResidential | 31333.333+13347.944j | 0 | 0 | 0 | 0 | 0 | [24 empty] | 8102703 | no | no |  |  | no |  | 0 | 0 | 0 | 0 | 0 | 0 |  | 1 | 1 | 1 | 0 | 0 | 0
load_220340701 |  | node_1417040_896_15289923_138 |  | BN | 0 | NonResidential | 0 | 31333.333+13347.944j | 0 | 0 | 0 | 0 | [24 empty] | 8102703 | no | no |  |  | no |  | 0 | 0 | 0 | 0 | 0 | 0 |  | 1 | 1 | 1 | 0 | 0 | 0
load_220340702 |  | node_1417080_001_15289929_05 |  | CN | 0 | NonResidential | 0 | 0 | 31333.333+13347.944j | 0 | 0 | 0 | [24 empty] | 8102703 | no | no |  |  | no |  | 0 | 0 | 0 | 0 | 0 | 0 |  | 1 | 1 | 1 | 0 | 0 | 0
load_220340703 |  | node_1416951_46_15289919_079 |  | AN | 0 | NonResidential | 18666.667+7951.967j | 0 | 0 | 0 | 0 | 0 | [24 empty] | 8102703 | no | no |  |  | no |  | 0 | 0 | 0 | 0 | 0 | 0 |  | 1 | 1 | 1 | 0 | 0 | 0
load_220340704 |  | node_1416932_283_15289912_136 |  | BN | 0 | NonResidential | 0 | 18666.667+7951.967j | 0 | 0 | 0 | 0 | [24 empty] | 8102703 | no | no |  |  | no |  | 0 | 0 | 0 | 0 | 0 | 0 |  | 1 | 1 | 1 | 0 | 0 | 0
load_220340705 |  | node_1416971_294_15289919_132 |  | CN | 0 | NonResidential | 0 | 0 | 18666.667+7951.967j | 0 | 0 | 0 | [24 empty] | 8102703 | no | no |  |  | no |  | 0 | 0 | 0 | 0 | 0 | 0 |  | 1 | 1 | 1 | 0 | 0 | 0
load_220340706 |  | node_1416810_552_15289841_361 |  | AN | 0 | Residential | 7084.8+3018.112j | 0 | 0 | 0 | 0 | 0 | [24 empty] | 8102703 | no | no |  |  | no |  | 0 | 0 | 0 | 0 | 0 | 0 |  | 1 | 1 | 1 | 0 | 0 | 0
load_220340707 |  | node_1416493_712_15289984_687 |  | AN | 0 | NonResidential | 388.8+165.628j | 0 | 0 | 0 | 0 | 0 | [24 empty] | 8102703 | no | no |  |  | no |  | 0 | 0 | 0 | 0 | 0 | 0 |  | 1 | 1 | 1 | 0 | 0 | 0
load_220340738 |  | node_1417804_553_15288768_68 |  | AN | 0 | Residential | 45439.2+19357.018j | 0 | 0 | 0 | 0 | 0 | [24 empty] | 8102703 | no | no |  |  | no |  | 0 | 0 | 0 | 0 | 0 | 0 |  | 1 | 1 | 1 | 0 | 0 | 0
load_220340739 |  | node_1417931_542_15288778_69 |  | AN | 0 | NonResidential | 813.6+346.592j | 0 | 0 | 0 | 0 | 0 | [24 empty] | 8102703 | no | no |  |  | no |  | 0 | 0 | 0 | 0 | 0 | 0 |  | 1 | 1 | 1 | 0 | 0 | 0
load_220340740 |  | node_1418037_805_15288782_344 |  | AN | 0 | NonResidential | 511.2+217.77j | 0 | 0 | 0 | 0 | 0 | [24 empty] | 8102703 | no | no |  |  | no |  | 0 | 0 | 0 | 0 | 0 | 0 |  | 1 | 1 | 1 | 0 | 0 | 0
load_220340741 |  | node_1418068_923_15288608_332 |  | AN | 0 | Residential | 19339.2+8238.465j | 0 | 0 | 0 | 0 | 0 | [24 empty] | 8102703 | no | no |  |  | no |  | 0 | 0 | 0 | 0 | 0 | 0 |  | 1 | 1 | 1 | 0 | 0 | 0
load_220340745 |  | node_1418026_821_15288524_594 |  | AN | 0 | Residential | 47433.6+20206.629j | 0 | 0 | 0 | 0 | 0 | [24 empty] | 8102703 | no | no |  |  | no |  | 0 | 0 | 0 | 0 | 0 | 0 |  | 1 | 1 | 1 | 0 | 0 | 0
load_220340746 |  | node_1418403_268_15288258_616 |  | AN | 0 | NonResidential | 1202.4+512.22j | 0 | 0 | 0 | 0 | 0 | [24 empty] | 8102703 | no | no |  |  | no |  | 0 | 0 | 0 | 0 | 0 | 0 |  | 1 | 1 | 1 | 0 | 0 | 0
load_220340747 |  | node_1418527_098_15288386_659 |  | AN | 0 | Residential | 16812+7161.882j | 0 | 0 | 0 | 0 | 0 | [24 empty] | 8102703 | no | no |  |  | no |  | 0 | 0 | 0 | 0 | 0 | 0 |  | 1 | 1 | 1 | 0 | 0 | 0
load_220340748 |  | node_1418623_695_15288547_649 |  | AN | 0 | Residential | 39607.2+16872.597j | 0 | 0 | 0 | 0 | 0 | [24 empty] | 8102703 | no | no |  |  | no |  | 0 | 0 | 0 | 0 | 0 | 0 |  | 1 | 1 | 1 | 0 | 0 | 0
load_220340749 |  | node_1418687_704_15288712_375 |  | AN | 0 | Residential | 46627.2+19863.104j | 0 | 0 | 0 | 0 | 0 | [24 empty] | 8102703 | no | no |  |  | no |  | 0 | 0 | 0 | 0 | 0 | 0 |  | 1 | 1 | 1 | 0 | 0 | 0
load_220340759 |  | node_1412872_688_15291810_749 |  | AN | 0 | NonResidential | 14000+5963.975j | 0 | 0 | 0 | 0 | 0 | [24 empty] | 8102703 | no | no |  |  | no |  | 0 | 0 | 0 | 0 | 0 | 0 |  | 1 | 1 | 1 | 0 | 0 | 0
load_220340760 |  | node_1411935_477_15292698_832 |  | AN | 0 | NonResidential | 14000+5963.975j | 0 | 0 | 0 | 0 | 0 | [24 empty] | 8102703 | no | no |  |  | no |  | 0 | 0 | 0 | 0 | 0 | 0 |  | 1 | 1 | 1 | 0 | 0 | 0
load_220340829 |  | node_1418657_556_15287493_489 |  | AN | 0 | Residential | 938.4+399.757j | 0 | 0 | 0 | 0 | 0 | [24 empty] | 8102703 | no | no |  |  | no |  | 0 | 0 | 0 | 0 | 0 | 0 |  | 1 | 1 | 1 | 0 | 0 | 0
load_220340830 |  | node_1418669_911_15287514_415 |  | BN | 0 | Residential | 0 | 938.4+399.757j | 0 | 0 | 0 | 0 | [24 empty] | 8102703 | no | no |  |  | no |  | 0 | 0 | 0 | 0 | 0 | 0 |  | 1 | 1 | 1 | 0 | 0 | 0
load_220340831 |  | node_1418641_606_15287477_538 |  | CN | 0 | NonResidential | 0 | 0 | 26.4+11.246j | 0 | 0 | 0 | [24 empty] | 8102703 | no | no |  |  | no |  | 0 | 0 | 0 | 0 | 0 | 0 |  | 1 | 1 | 1 | 0 | 0 | 0
load_220340832 |  | node_1418857_858_15287719_629 |  | AN | 0 | NonResidential | 367.2+156.427j | 0 | 0 | 0 | 0 | 0 | [24 empty] | 8102703 | no | no |  |  | no |  | 0 | 0 | 0 | 0 | 0 | 0 |  | 1 | 1 | 1 | 0 | 0 | 0
load_220340834 |  | node_1420130_084_15287593_563 |  | AN | 0 | NonResidential | 38333.333+16329.931j | 0 | 0 | 0 | 0 | 0 | [24 empty] | 8102703 | no | no |  |  | no |  | 0 | 0 | 0 | 0 | 0 | 0 |  | 1 | 1 | 1 | 0 | 0 | 0
load_220340835 |  | node_1420145_255_15287610_832 |  | BN | 0 | NonResidential | 0 | 38333.333+16329.931j | 0 | 0 | 0 | 0 | [24 empty] | 8102703 | no | no |  |  | no |  | 0 | 0 | 0 | 0 | 0 | 0 |  | 1 | 1 | 1 | 0 | 0 | 0
load_220340836 |  | node_1420112_123_15287582_128 |  | CN | 0 | NonResidential | 0 | 0 | 38333.333+16329.931j | 0 | 0 | 0 | [24 empty] | 8102703 | no | no |  |  | no |  | 0 | 0 | 0 | 0 | 0 | 0 |  | 1 | 1 | 1 | 0 | 0 | 0
load_220341033 |  | node_1417218_172_15288978_952 |  | AN | 0 | Other | 0 | 0 | 0 | 0 | 0 | 0 | [24 empty] | 8102703 | no | no |  |  | no |  | 0 | 0 | 0 | 0 | 0 | 0 |  | 1 | 1 | 1 | 0 | 0 | 0
load_220341052 |  | node_1417740_304_15288598_738 |  | AN | 0 | Residential | 25502.4+10863.977j | 0 | 0 | 0 | 0 | 0 | [24 empty] | 8102703 | no | no |  |  | no |  | 0 | 0 | 0 | 0 | 0 | 0 |  | 1 | 1 | 1 | 0 | 0 | 0
load_220341066 |  | node_1417989_65_15287628_898 |  | AN | 0 | NonResidential | 1641.6+699.319j | 0 | 0 | 0 | 0 | 0 | [24 empty] | 8102703 | no | no |  |  | no |  | 0 | 0 | 0 | 0 | 0 | 0 |  | 1 | 1 | 1 | 0 | 0 | 0
load_220341070 |  | node_1417445_316_15288382_831 |  | AN | 0 | NonResidential | 0 | 0 | 0 | 0 | 0 | 0 | [24 empty] | 8102703 | no | no |  |  | no |  | 0 | 0 | 0 | 0 | 0 | 0 |  | 1 | 1 | 1 | 0 | 0 | 0
load_220341106 |  | node_1419013_488_15287328_631 |  | AN | 0 | NonResidential | 15000+6389.973j | 0 | 0 | 0 | 0 | 0 | [24 empty] | 8102703 | no | no |  |  | no |  | 0 | 0 | 0 | 0 | 0 | 0 |  | 1 | 1 | 1 | 0 | 0 | 0
load_220341107 |  | node_1418812_246_15287581_474 |  | AN | 0 | Residential | 12290.4+5235.688j | 0 | 0 | 0 | 0 | 0 | [24 empty] | 8102703 | no | no |  |  | no |  | 0 | 0 | 0 | 0 | 0 | 0 |  | 1 | 1 | 1 | 0 | 0 | 0
load_220341108 |  | node_1418792_795_15287171_463 |  | AN | 0 | NonResidential | 39000+16613.93j | 0 | 0 | 0 | 0 | 0 | [24 empty] | 8102703 | no | no |  |  | no |  | 0 | 0 | 0 | 0 | 0 | 0 |  | 1 | 1 | 1 | 0 | 0 | 0
load_220341109 |  | node_1418779_346_15287190_933 |  | AN | 0 | NonResidential | 39000+16613.93j | 0 | 0 | 0 | 0 | 0 | [24 empty] | 8102703 | no | no |  |  | no |  | 0 | 0 | 0 | 0 | 0 | 0 |  | 1 | 1 | 1 | 0 | 0 | 0
load_220435486 |  | node_1412939_003_15291571_072 |  | AN | 0 | NonResidential | 2000+851.996j | 0 | 0 | 0 | 0 | 0 | [24 empty] | 8102703 | no | no |  |  | no |  | 0 | 0 | 0 | 0 | 0 | 0 |  | 1 | 1 | 1 | 0 | 0 | 0
load_220435487 |  | node_1412956_648_15291559_055 |  | BN | 0 | NonResidential | 0 | 2000+851.996j | 0 | 0 | 0 | 0 | [24 empty] | 8102703 | no | no |  |  | no |  | 0 | 0 | 0 | 0 | 0 | 0 |  | 1 | 1 | 1 | 0 | 0 | 0
load_220435498 |  | node_1412924_302_15291588_829 |  | CN | 0 | NonResidential | 0 | 0 | 2000+851.996j | 0 | 0 | 0 | [24 empty] | 8102703 | no | no |  |  | no |  | 0 | 0 | 0 | 0 | 0 | 0 |  | 1 | 1 | 1 | 0 | 0 | 0
load_220511280 |  | node_1416385_011_15289991_89 |  | AN | 0 | NonResidential | 871.2+371.13j | 0 | 0 | 0 | 0 | 0 | [24 empty] | 8102703 | no | no |  |  | no |  | 0 | 0 | 0 | 0 | 0 | 0 |  | 1 | 1 | 1 | 0 | 0 | 0
load_220522514 |  | node_1416493_925_15289002_092 |  | AN | 0 | Residential | 10101.6+4303.264j | 0 | 0 | 0 | 0 | 0 | [24 empty] | 8102703 | no | no |  |  | no |  | 0 | 0 | 0 | 0 | 0 | 0 |  | 1 | 1 | 1 | 0 | 0 | 0
load_220529981 |  | node_1415417_931_15293337_219 |  | ABCN | 0 | NonResidential | 270333.333+115161.518j | 270333.333+115161.518j | 270333.333+115161.518j | 0 | 0 | 0 | [24 empty] | 8102703 | no | no |  |  | no |  | 0 | 0 | 0 | 0 | 0 | 0 |  | 1 | 1 | 1 | 0 | 0 | 0
load_220530085 |  | node_1417673_586_15288044_436 |  | ABCN | 0 | NonResidential | 423000+180197.245j | 423000+180197.245j | 423000+180197.245j | 0 | 0 | 0 | [24 empty] | 8102703 | no | no |  |  | no |  | 0 | 0 | 0 | 0 | 0 | 0 |  | 1 | 1 | 1 | 0 | 0 | 0
load_220531295 |  | node_1415324_207_15292692_692 |  | AN | 0 | NonResidential | 20000+8519.964j | 0 | 0 | 0 | 0 | 0 | [24 empty] | 8102703 | no | no |  |  | no |  | 0 | 0 | 0 | 0 | 0 | 0 |  | 1 | 1 | 1 | 0 | 0 | 0
load_220535521 |  | node_1417280_061_15289076_121 |  | ABCN | 0 | NonResidential | 10666.667+4543.981j | 10666.667+4543.981j | 10666.667+4543.981j | 0 | 0 | 0 | [24 empty] | 8102703 | no | no |  |  | no |  | 0 | 0 | 0 | 0 | 0 | 0 |  | 1 | 1 | 1 | 0 | 0 | 0
load_220547687 |  | node_1419778_885_15287779_684 |  | AN | 0 | NonResidential | 32000+13631.943j | 0 | 0 | 0 | 0 | 0 | [24 empty] | 8102703 | no | no |  |  | no |  | 0 | 0 | 0 | 0 | 0 | 0 |  | 1 | 1 | 1 | 0 | 0 | 0
load_220568561 |  | node_1419756_768_15287774_261 |  | AN | 0 | NonResidential | 32000+13631.943j | 0 | 0 | 0 | 0 | 0 | [24 empty] | 8102703 | no | no |  |  | no |  | 0 | 0 | 0 | 0 | 0 | 0 |  | 1 | 1 | 1 | 0 | 0 | 0
load_220575398 |  | node_1417672_519_15287670_682 |  | AN | 0 | NonResidential | 98666.667+42031.824j | 0 | 0 | 0 | 0 | 0 | [24 empty] | 8102703 | no | no |  |  | no |  | 0 | 0 | 0 | 0 | 0 | 0 |  | 1 | 1 | 1 | 0 | 0 | 0
load_220575400 |  | node_1417668_967_15287696_851 |  | BN | 0 | NonResidential | 0 | 98666.667+42031.824j | 0 | 0 | 0 | 0 | [24 empty] | 8102703 | no | no |  |  | no |  | 0 | 0 | 0 | 0 | 0 | 0 |  | 1 | 1 | 1 | 0 | 0 | 0
load_220575401 |  | node_1417670_586_15287723_402 |  | CN | 0 | NonResidential | 0 | 0 | 98666.667+42031.824j | 0 | 0 | 0 | [24 empty] | 8102703 | no | no |  |  | no |  | 0 | 0 | 0 | 0 | 0 | 0 |  | 1 | 1 | 1 | 0 | 0 | 0
load_220583388 |  | node_1413063_25_15291448_234 |  | CN | 0 | NonResidential | 0 | 0 | 7333.333+3123.987j | 0 | 0 | 0 | [24 empty] | 8102703 | no | no |  |  | no |  | 0 | 0 | 0 | 0 | 0 | 0 |  | 1 | 1 | 1 | 0 | 0 | 0
load_310005519 |  | node_1414535_026_15290421_966 |  | AN | 0 | NonResidential | 21.6+9.202j | 0 | 0 | 0 | 0 | 0 | [24 empty] | 8102703 | no | no |  |  | no |  | 0 | 0 | 0 | 0 | 0 | 0 |  | 1 | 1 | 1 | 0 | 0 | 0
load_310013950 |  | node_1415524_56_15290668_726 |  | AN | 0 | Other | 0 | 0 | 0 | 0 | 0 | 0 | [24 empty] | 8102703 | no | no |  |  | no |  | 0 | 0 | 0 | 0 | 0 | 0 |  | 1 | 1 | 1 | 0 | 0 | 0
load_310013952 |  | node_1413361_51_15292236_186 |  | AN | 0 | NonResidential | 1977000+842198.473j | 0 | 0 | 0 | 0 | 0 | [24 empty] | 8102703 | no | no |  |  | no |  | 0 | 0 | 0 | 0 | 0 | 0 |  | 1 | 1 | 1 | 0 | 0 | 0
load_310017571 |  | node_1419016_244_15287909_705 |  | AN | 0 | NonResidential | 124000+52823.779j | 0 | 0 | 0 | 0 | 0 | [24 empty] | 8102703 | no | no |  |  | no |  | 0 | 0 | 0 | 0 | 0 | 0 |  | 1 | 1 | 1 | 0 | 0 | 0
load_311893939 |  | node_1415250_002_15290998_951 |  | AN | 0 | NonResidential | 0 | 0 | 0 | 0 | 0 | 0 | [24 empty] | 8102703 | no | no |  |  | no |  | 0 | 0 | 0 | 0 | 0 | 0 |  | 1 | 1 | 1 | 0 | 0 | 0
load_311909708 |  | node_1414788_261_15293888_38 |  | AN | 0 | NonResidential | 209000+89033.627j | 0 | 0 | 0 | 0 | 0 | [24 empty] | 8102703 | no | no |  |  | no |  | 0 | 0 | 0 | 0 | 0 | 0 |  | 1 | 1 | 1 | 0 | 0 | 0
load_311926694 |  | node_1419110_479_15288161_188 |  | AN | 0 | Other | 0 | 0 | 0 | 0 | 0 | 0 | [24 empty] | 8102703 | no | no |  |  | no |  | 0 | 0 | 0 | 0 | 0 | 0 |  | 1 | 1 | 1 | 0 | 0 | 0
load_311926694-L-1 |  | node_1419110_479_15288161_188 |  | AN | 0 | Residential | 0 | 0 | 0 | 0 | 0 | 0 | [24 empty] | 8102703 | no | no |  |  | no |  | 0 | 0 | 0 | 0 | 0 | 0 |  | 1 | 1 | 1 | 0 | 0 | 0
load_311926695 |  | node_1419129_554_15288197_848 |  | BN | 0 | Other | 0 | 0 | 0 | 0 | 0 | 0 | [24 empty] | 8102703 | no | no |  |  | no |  | 0 | 0 | 0 | 0 | 0 | 0 |  | 1 | 1 | 1 | 0 | 0 | 0
load_311926695-L-1 |  | node_1419129_554_15288197_848 |  | BN | 0 | Residential | 0 | 0 | 0 | 0 | 0 | 0 | [24 empty] | 8102703 | no | no |  |  | no |  | 0 | 0 | 0 | 0 | 0 | 0 |  | 1 | 1 | 1 | 0 | 0 | 0
load_311926696 |  | node_1419119_083_15288183_211 |  | CN | 0 | Other | 0 | 0 | 0 | 0 | 0 | 0 | [24 empty] | 8102703 | no | no |  |  | no |  | 0 | 0 | 0 | 0 | 0 | 0 |  | 1 | 1 | 1 | 0 | 0 | 0
load_311926696-L-1 |  | node_1419119_083_15288183_211 |  | CN | 0 | Residential | 0 | 0 | 0 | 0 | 0 | 0 | [24 empty] | 8102703 | no | no |  |  | no |  | 0 | 0 | 0 | 0 | 0 | 0 |  | 1 | 1 | 1 | 0 | 0 | 0
load_311931883 |  | node_1413710_598_15291316_108 |  | AN | 0 | Other | 0 | 0 | 0 | 0 | 0 | 0 | [24 empty] | 8102703 | no | no |  |  | no |  | 0 | 0 | 0 | 0 | 0 | 0 |  | 1 | 1 | 1 | 0 | 0 | 0
load_311931884 |  | node_1413710_747_15291298_336 |  | BN | 0 | Other | 0 | 0 | 0 | 0 | 0 | 0 | [24 empty] | 8102703 | no | no |  |  | no |  | 0 | 0 | 0 | 0 | 0 | 0 |  | 1 | 1 | 1 | 0 | 0 | 0
load_311931886 |  | node_1413708_981_15291282_749 |  | CN | 0 | Other | 0 | 0 | 0 | 0 | 0 | 0 | [24 empty] | 8102703 | no | no |  |  | no |  | 0 | 0 | 0 | 0 | 0 | 0 |  | 1 | 1 | 1 | 0 | 0 | 0
load_311996991 |  | node_1412857_113_15291733_231 |  | AN | 0 | Other | 0 | 0 | 0 | 0 | 0 | 0 | [24 empty] | 8102703 | no | no |  |  | no |  | 0 | 0 | 0 | 0 | 0 | 0 |  | 1 | 1 | 1 | 0 | 0 | 0
load_311996992 |  | node_1412849_479_15291695_381 |  | BN | 0 | Other | 0 | 0 | 0 | 0 | 0 | 0 | [24 empty] | 8102703 | no | no |  |  | no |  | 0 | 0 | 0 | 0 | 0 | 0 |  | 1 | 1 | 1 | 0 | 0 | 0
load_311996993 |  | node_1412849_117_15291658_542 |  | CN | 0 | Other | 0 | 0 | 0 | 0 | 0 | 0 | [24 empty] | 8102703 | no | no |  |  | no |  | 0 | 0 | 0 | 0 | 0 | 0 |  | 1 | 1 | 1 | 0 | 0 | 0
load_312021866 |  | node_1416984_236_15292462_563 |  | AN | 0 | NonResidential | 489.6+208.569j | 0 | 0 | 0 | 0 | 0 | [24 empty] | 8102703 | no | no |  |  | no |  | 0 | 0 | 0 | 0 | 0 | 0 |  | 1 | 1 | 1 | 0 | 0 | 0
load_312090954 |  | node_1414589_037_15293997_783 |  | ABCN | 0 | Other | 0 | 0 | 0 | 0 | 0 | 0 | [24 empty] | 8102703 | no | no |  |  | no |  | 0 | 0 | 0 | 0 | 0 | 0 |  | 1 | 1 | 1 | 0 | 0 | 0
load_312096086 |  | node_1417045_501_15290495_526 |  | AN | 0 | Other | 0 | 0 | 0 | 0 | 0 | 0 | [24 empty] | 8102703 | no | no |  |  | no |  | 0 | 0 | 0 | 0 | 0 | 0 |  | 1 | 1 | 1 | 0 | 0 | 0

## node
data_type | static
owner_type | feeder
owner | 8102703
object | node
name | groupid | parent | bustype | phases | nominal_voltage | dcircuit | selected | monitored | monitored_fields | class_monitored_fields | played | played_fields | subsystem | x | y | comments | dist_to_slack
node_1411935_477_15292698_832 |  |  | PQ | AN | 7199.558 | 8102703 | no | no |  |  | no |  |  | 1411935.477 | 15292698.832 |  | -1
node_1412849_117_15291658_542 |  |  | PQ | ABCN | 7199.558 | 8102703 | no | no |  |  | no |  |  | 1412849.117 | 15291658.542 |  | -1
node_1412849_479_15291695_381 |  |  | PQ | ABCN | 7199.558 | 8102703 | no | no |  |  | no |  |  | 1412849.479 | 15291695.381 |  | -1
node_1412857_113_15291733_231 |  |  | PQ | ABCN | 7199.558 | 8102703 | no | no |  |  | no |  |  | 1412857.113 | 15291733.231 |  | -1
node_1412872_688_15291810_749 |  |  | PQ | AN | 7199.558 | 8102703 | no | no |  |  | no |  |  | 1412872.688 | 15291810.749 |  | -1
node_1412924_302_15291588_829 |  |  | PQ | ABCN | 7199.558 | 8102703 | no | no |  |  | no |  |  | 1412924.302 | 15291588.829 |  | -1
node_1412939_003_15291571_072 |  |  | PQ | ABCN | 7199.558 | 8102703 | no | no |  |  | no |  |  | 1412939.003 | 15291571.072 |  | -1
node_1412956_648_15291559_055 |  |  | PQ | ABCN | 7199.558 | 8102703 | no | no |  |  | no |  |  | 1412956.648 | 15291559.055 |  | -1
node_1413058_206_15291422_444 |  |  | PQ | ABCN | 7199.558 | 8102703 | no | no |  |  | no |  |  | 1413058.206 | 15291422.444 |  | -1
node_1413063_25_15291448_234 |  |  | PQ | ABCN | 7199.558 | 8102703 | no | no |  |  | no |  |  | 1413063.25 | 15291448.234 |  | -1
node_1413073_086_15291471_433 |  |  | PQ | ABCN | 7199.558 | 8102703 | no | no |  |  | no |  |  | 1413073.086 | 15291471.433 |  | -1
node_1413361_51_15292236_186 |  |  | PQ | ABCN | 7199.558 | 8102703 | no | no |  |  | no |  |  | 1413361.51 | 15292236.186 |  | -1
node_1413585_652_15290881_356 |  |  | PQ | ABCN | 7199.558 | 8102703 | no | no |  |  | no |  |  | 1413585.652 | 15290881.356 |  | -1
node_1413591_495_15290841_137 |  |  | PQ | ABCN | 7199.558 | 8102703 | no | no |  |  | no |  |  | 1413591.495 | 15290841.137 |  | -1
node_1413605_923_15291414_208 |  |  | PQ | ABCN | 7199.558 | 8102703 | no | no |  |  | no |  |  | 1413605.923 | 15291414.208 |  | -1
node_1413622_491_15291411_961 |  |  | PQ | ABCN | 7199.558 | 8102703 | no | no |  |  | no |  |  | 1413622.491 | 15291411.961 |  | -1
node_1413638_507_15291402_733 |  |  | PQ | ABCN | 7199.558 | 8102703 | no | no |  |  | no |  |  | 1413638.507 | 15291402.733 |  | -1
node_1413656_182_15291389_726 |  |  | PQ | ABCN | 7199.558 | 8102703 | no | no |  |  | no |  |  | 1413656.182 | 15291389.726 |  | -1
node_1413672_45_15291386_126 |  |  | PQ | ABCN | 7199.558 | 8102703 | no | no |  |  | no |  |  | 1413672.45 | 15291386.126 |  | -1
node_1413685_726_15291375_42 |  |  | PQ | ABCN | 7199.558 | 8102703 | no | no |  |  | no |  |  | 1413685.726 | 15291375.42 |  | -1
node_1413708_981_15291282_749 |  |  | PQ | ABCN | 7199.558 | 8102703 | no | no |  |  | no |  |  | 1413708.981 | 15291282.749 |  | -1
node_1413710_598_15291316_108 |  |  | PQ | ABCN | 7199.558 | 8102703 | no | no |  |  | no |  |  | 1413710.598 | 15291316.108 |  | -1
node_1413710_747_15291298_336 |  |  | PQ | ABCN | 7199.558 | 8102703 | no | no |  |  | no |  |  | 1413710.747 | 15291298.336 |  | -1
node_1413766_741_15290733_219 |  |  | PQ | ABCN | 7199.558 | 8102703 | no | no |  |  | no |  |  | 1413766.741 | 15290733.219 |  | -1
node_1414535_026_15290421_966 |  |  | PQ | AN | 7199.558 | 8102703 | no | no |  |  | no |  |  | 1414535.026 | 15290421.966 |  | -1
node_1414589_037_15293997_783 |  |  | PQ | ABCN | 7199.558 | 8102703 | no | no |  |  | no |  |  | 1414589.037 | 15293997.783 |  | -1
node_1414788_261_15293888_38 |  |  | PQ | ABCN | 7199.558 | 8102703 | no | no |  |  | no |  |  | 1414788.261 | 15293888.38 |  | -1
node_1415054_988_15293660_488 |  |  | PQ | ABCN | 7199.558 | 8102703 | no | no |  |  | no |  |  | 1415054.988 | 15293660.488 |  | -1
node_1415084_15290454_965 |  |  | PQ | ABCN | 7199.558 | 8102703 | no | no |  |  | no |  |  | 1415084 | 15290454.965 |  | -1
node_1415250_002_15290998_951 |  |  | PQ | ABCN | 7199.558 | 8102703 | no | no |  |  | no |  |  | 1415250.002 | 15290998.951 |  | -1
node_1415324_207_15292692_692 |  |  | PQ | AN | 7199.558 | 8102703 | no | no |  |  | no |  |  | 1415324.207 | 15292692.692 |  | -1
node_1415417_931_15293337_219 |  |  | PQ | ABCN | 7199.558 | 8102703 | no | no |  |  | no |  |  | 1415417.931 | 15293337.219 |  | -1
node_1415524_56_15290668_726 |  |  | PQ | ABCN | 7199.558 | 8102703 | no | no |  |  | no |  |  | 1415524.56 | 15290668.726 |  | -1
node_1415692_897_15292892_301 |  |  | PQ | ABCN | 7199.558 | 8102703 | no | no |  |  | no |  |  | 1415692.897 | 15292892.301 |  | -1
node_1415704_747_15292871_042 |  |  | PQ | ABCN | 7199.558 | 8102703 | no | no |  |  | no |  |  | 1415704.747 | 15292871.042 |  | -1
node_1415720_308_15292854_658 |  |  | PQ | ABCN | 7199.558 | 8102703 | no | no |  |  | no |  |  | 1415720.308 | 15292854.658 |  | -1
node_1416097_055_15293228_282 |  |  | PQ | ABCN | 7199.558 | 8102703 | no | no |  |  | no |  |  | 1416097.055 | 15293228.282 |  | -1
node_1416385_011_15289991_89 |  |  | PQ | ABCN | 7199.558 | 8102703 | no | no |  |  | no |  |  | 1416385.011 | 15289991.89 |  | -1
node_1416493_712_15289984_687 |  |  | PQ | AN | 7199.558 | 8102703 | no | no |  |  | no |  |  | 1416493.712 | 15289984.687 |  | -1
node_1416493_925_15289002_092 |  |  | PQ | ABCN | 7199.558 | 8102703 | no | no |  |  | no |  |  | 1416493.925 | 15289002.092 |  | -1
node_1416590_113_15289136_543 |  |  | PQ | ABCN | 7199.558 | 8102703 | no | no |  |  | no |  |  | 1416590.113 | 15289136.543 |  | -1
node_1416609_218_15289143_844 |  |  | PQ | ABCN | 7199.558 | 8102703 | no | no |  |  | no |  |  | 1416609.218 | 15289143.844 |  | -1
node_1416629_051_15289144_268 |  |  | PQ | ABCN | 7199.558 | 8102703 | no | no |  |  | no |  |  | 1416629.051 | 15289144.268 |  | -1
node_1416646_404_15289226_432 |  |  | PQ | ABCN | 7199.558 | 8102703 | no | no |  |  | no |  |  | 1416646.404 | 15289226.432 |  | -1
node_1416654_284_15289250_928 |  |  | PQ | ABCN | 7199.558 | 8102703 | no | no |  |  | no |  |  | 1416654.284 | 15289250.928 |  | -1
node_1416661_931_15289145_47 |  |  | PQ | ABCN | 7199.558 | 8102703 | no | no |  |  | no |  |  | 1416661.931 | 15289145.47 |  | -1
node_1416666_606_15289271_889 |  |  | PQ | ABCN | 7199.558 | 8102703 | no | no |  |  | no |  |  | 1416666.606 | 15289271.889 |  | -1
node_1416681_246_15289151_674 |  |  | PQ | ABCN | 7199.558 | 8102703 | no | no |  |  | no |  |  | 1416681.246 | 15289151.674 |  | -1
node_1416701_069_15289150_965 |  |  | PQ | ABCN | 7199.558 | 8102703 | no | no |  |  | no |  |  | 1416701.069 | 15289150.965 |  | -1
node_1416810_141_15291232_43 |  |  | PQ | ABCN | 7199.558 | 8102703 | no | no |  |  | no |  |  | 1416810.141 | 15291232.43 |  | -1
node_1416810_552_15289841_361 |  |  | PQ | AN | 7199.558 | 8102703 | no | no |  |  | no |  |  | 1416810.552 | 15289841.361 |  | -1
node_1416821_814_15291254_047 |  |  | PQ | ABCN | 7199.558 | 8102703 | no | no |  |  | no |  |  | 1416821.814 | 15291254.047 |  | -1
node_1416837_239_15291270_904 |  |  | PQ | ABCN | 7199.558 | 8102703 | no | no |  |  | no |  |  | 1416837.239 | 15291270.904 |  | -1
node_1416932_283_15289912_136 |  |  | PQ | ABCN | 7199.558 | 8102703 | no | no |  |  | no |  |  | 1416932.283 | 15289912.136 |  | -1
node_1416951_46_15289919_079 |  |  | PQ | ABCN | 7199.558 | 8102703 | no | no |  |  | no |  |  | 1416951.46 | 15289919.079 |  | -1
node_1416971_294_15289919_132 |  |  | PQ | ABCN | 7199.558 | 8102703 | no | no |  |  | no |  |  | 1416971.294 | 15289919.132 |  | -1
node_1416984_236_15292462_563 |  |  | PQ | ABCN | 7199.558 | 8102703 | no | no |  |  | no |  |  | 1416984.236 | 15292462.563 |  | -1
node_1417040_896_15289923_138 |  |  | PQ | ABCN | 7199.558 | 8102703 | no | no |  |  | no |  |  | 1417040.896 | 15289923.138 |  | -1
node_1417045_501_15290495_526 |  |  | PQ | ABCN | 7199.558 | 8102703 | no | no |  |  | no |  |  | 1417045.501 | 15290495.526 |  | -1
node_1417060_173_15289929_548 |  |  | PQ | ABCN | 7199.558 | 8102703 | no | no |  |  | no |  |  | 1417060.173 | 15289929.548 |  | -1
node_1417080_001_15289929_05 |  |  | PQ | ABCN | 7199.558 | 8102703 | no | no |  |  | no |  |  | 1417080.001 | 15289929.05 |  | -1
node_1417107_12_15291443_891 |  |  | PQ | ABCN | 7199.558 | 8102703 | no | no |  |  | no |  |  | 1417107.12 | 15291443.891 |  | -1
node_1417109_669_15291470_316 |  |  | PQ | ABCN | 7199.558 | 8102703 | no | no |  |  | no |  |  | 1417109.669 | 15291470.316 |  | -1
node_1417117_22_15291494_996 |  |  | PQ | ABCN | 7199.558 | 8102703 | no | no |  |  | no |  |  | 1417117.22 | 15291494.996 |  | -1
node_1417218_172_15288978_952 |  |  | PQ | ABCN | 7199.558 | 8102703 | no | no |  |  | no |  |  | 1417218.172 | 15288978.952 |  | -1
node_1417261_052_15291750_451 |  |  | PQ | ABCN | 7199.558 | 8102703 | no | no |  |  | no |  |  | 1417261.052 | 15291750.451 |  | -1
node_1417280_061_15289076_121 |  |  | PQ | ABCN | 7199.558 | 8102703 | no | no |  |  | no |  |  | 1417280.061 | 15289076.121 |  | -1
node_1417297_088_15291749_346 |  |  | PQ | ABCN | 7199.558 | 8102703 | no | no |  |  | no |  |  | 1417297.088 | 15291749.346 |  | -1
node_1417445_316_15288382_831 |  |  | PQ | AN | 7199.558 | 8102703 | no | no |  |  | no |  |  | 1417445.316 | 15288382.831 |  | -1
node_1417668_967_15287696_851 |  |  | PQ | ABCN | 7199.558 | 8102703 | no | no |  |  | no |  |  | 1417668.967 | 15287696.851 |  | -1
node_1417670_586_15287723_402 |  |  | PQ | ABCN | 7199.558 | 8102703 | no | no |  |  | no |  |  | 1417670.586 | 15287723.402 |  | -1
node_1417672_519_15287670_682 |  |  | PQ | ABCN | 7199.558 | 8102703 | no | no |  |  | no |  |  | 1417672.519 | 15287670.682 |  | -1
node_1417673_586_15288044_436 |  |  | PQ | ABCN | 7199.558 | 8102703 | no | no |  |  | no |  |  | 1417673.586 | 15288044.436 |  | -1
node_1417740_304_15288598_738 |  |  | PQ | AN | 7199.558 | 8102703 | no | no |  |  | no |  |  | 1417740.304 | 15288598.738 |  | -1
node_1417804_553_15288768_68 |  |  | PQ | AN | 7199.558 | 8102703 | no | no |  |  | no |  |  | 1417804.553 | 15288768.68 |  | -1
node_1417880_012_15288921_084 |  |  | PQ | AN | 7199.558 | 8102703 | no | no |  |  | no |  |  | 1417880.012 | 15288921.084 |  | -1
node_1417931_542_15288778_69 |  |  | PQ | AN | 7199.558 | 8102703 | no | no |  |  | no |  |  | 1417931.542 | 15288778.69 |  | -1
node_1417989_65_15287628_898 |  |  | PQ | ABCN | 7199.558 | 8102703 | no | no |  |  | no |  |  | 1417989.65 | 15287628.898 |  | -1
node_1418026_821_15288524_594 |  |  | PQ | AN | 7199.558 | 8102703 | no | no |  |  | no |  |  | 1418026.821 | 15288524.594 |  | -1
node_1418037_805_15288782_344 |  |  | PQ | AN | 7199.558 | 8102703 | no | no |  |  | no |  |  | 1418037.805 | 15288782.344 |  | -1
node_1418068_923_15288608_332 |  |  | PQ | AN | 7199.558 | 8102703 | no | no |  |  | no |  |  | 1418068.923 | 15288608.332 |  | -1
node_1418094_078_15288919_075 |  |  | PQ | AN | 7199.558 | 8102703 | no | no |  |  | no |  |  | 1418094.078 | 15288919.075 |  | -1
node_1418318_492_15289372_193 |  |  | PQ | AN | 7199.558 | 8102703 | no | no |  |  | no |  |  | 1418318.492 | 15289372.193 |  | -1
node_1418403_268_15288258_616 |  |  | PQ | AN | 7199.558 | 8102703 | no | no |  |  | no |  |  | 1418403.268 | 15288258.616 |  | -1
node_1418527_098_15288386_659 |  |  | PQ | AN | 7199.558 | 8102703 | no | no |  |  | no |  |  | 1418527.098 | 15288386.659 |  | -1
node_1418623_695_15288547_649 |  |  | PQ | AN | 7199.558 | 8102703 | no | no |  |  | no |  |  | 1418623.695 | 15288547.649 |  | -1
node_1418641_606_15287477_538 |  |  | PQ | ABCN | 7199.558 | 8102703 | no | no |  |  | no |  |  | 1418641.606 | 15287477.538 |  | -1
node_1418657_556_15287493_489 |  |  | PQ | ABCN | 7199.558 | 8102703 | no | no |  |  | no |  |  | 1418657.556 | 15287493.489 |  | -1
node_1418669_911_15287514_415 |  |  | PQ | ABCN | 7199.558 | 8102703 | no | no |  |  | no |  |  | 1418669.911 | 15287514.415 |  | -1
node_1418687_704_15288712_375 |  |  | PQ | AN | 7199.558 | 8102703 | no | no |  |  | no |  |  | 1418687.704 | 15288712.375 |  | -1
node_1418779_346_15287190_933 |  |  | PQ | ABCN | 7199.558 | 8102703 | no | no |  |  | no |  |  | 1418779.346 | 15287190.933 |  | -1
node_1418792_795_15287171_463 |  |  | PQ | ABCN | 7199.558 | 8102703 | no | no |  |  | no |  |  | 1418792.795 | 15287171.463 |  | -1
node_1418812_246_15287581_474 |  |  | PQ | AN | 7199.558 | 8102703 | no | no |  |  | no |  |  | 1418812.246 | 15287581.474 |  | -1
node_1418857_858_15287719_629 |  |  | PQ | ABCN | 7199.558 | 8102703 | no | no |  |  | no |  |  | 1418857.858 | 15287719.629 |  | -1
node_1419013_488_15287328_631 |  |  | PQ | AN | 7199.558 | 8102703 | no | no |  |  | no |  |  | 1419013.488 | 15287328.631 |  | -1
node_1419016_244_15287909_705 |  |  | PQ | ABCN | 7199.558 | 8102703 | no | no |  |  | no |  |  | 1419016.244 | 15287909.705 |  | -1
node_1419110_479_15288161_188 |  |  | PQ | ABCN | 7199.558 | 8102703 | no | no |  |  | no |  |  | 1419110.479 | 15288161.188 |  | -1
node_1419119_083_15288183_211 |  |  | PQ | ABCN | 7199.558 | 8102703 | no | no |  |  | no |  |  | 1419119.083 | 15288183.211 |  | -1
node_1419129_554_15288197_848 |  |  | PQ | ABCN | 7199.558 | 8102703 | no | no |  |  | no |  |  | 1419129.554 | 15288197.848 |  | -1
node_1419756_768_15287774_261 |  |  | PQ | ABCN | 7199.558 | 8102703 | no | no |  |  | no |  |  | 1419756.768 | 15287774.261 |  | -1
node_1419778_885_15287779_684 |  |  | PQ | ABCN | 7199.558 | 8102703 | no | no |  |  | no |  |  | 1419778.885 | 15287779.684 |  | -1
node_1420112_123_15287582_128 |  |  | PQ | ABCN | 7199.558 | 8102703 | no | no |  |  | no |  |  | 1420112.123 | 15287582.128 |  | -1
node_1420130_084_15287593_563 |  |  | PQ | ABCN | 7199.558 | 8102703 | no | no |  |  | no |  |  | 1420130.084 | 15287593.563 |  | -1
node_1420145_255_15287610_832 |  |  | PQ | ABCN | 7199.558 | 8102703 | no | no |  |  | no |  |  | 1420145.255 | 15287610.832 |  | -1
node_8102703_200835810 |  |  | PQ | AN | 7199.558 | 8102703 | no | no |  |  | no |  |  | 1417713.857 | 15289141.704 |  | -1
node_8102703_200835811 |  |  | PQ | AN | 7199.558 | 8102703 | no | no |  |  | no |  |  | 1418205.63 | 15289351.134 |  | -1
node_8102703_200835813 |  |  | PQ | AN | 7199.558 | 8102703 | no | no |  |  | no |  |  | 1418121.794 | 15288874.355 |  | -1
node_8102703_200835815 |  |  | PQ | AN | 7199.558 | 8102703 | no | no |  |  | no |  |  | 1417626.559 | 15288914.008 |  | -1
node_8102703_200835816 |  |  | PQ | AN | 7199.558 | 8102703 | no | no |  |  | no |  |  | 1418101.327 | 15288996.371 |  | -1
node_8102703_200835817 |  |  | PQ | AN | 7199.558 | 8102703 | no | no |  |  | no |  |  | 1418286.252 | 15289366.178 |  | -1
node_8102703_200835818 |  |  | PQ | AN | 7199.558 | 8102703 | no | no |  |  | no |  |  | 1417850.67 | 15288986.13 |  | -1
node_8102703_200835819 |  |  | PQ | AN | 7199.558 | 8102703 | no | no |  |  | no |  |  | 1417841.693 | 15289037.84 |  | -1
node_8102703_200836365 |  |  | PQ | ABCN | 7199.558 | 8102703 | no | no |  |  | no |  |  | 1416484.953 | 15289034.313 |  | -1
node_8102703_200836368 |  |  | PQ | ABCN | 7199.558 | 8102703 | no | no |  |  | no |  |  | 1416621.586 | 15289049.719 |  | -1
node_8102703_200836369 |  |  | PQ | ABCN | 7199.558 | 8102703 | no | no |  |  | no |  |  | 1416690.24 | 15289052.321 |  | -1
node_8102703_200836370 |  |  | PQ | ABCN | 7199.558 | 8102703 | no | no |  |  | no |  |  | 1416890.787 | 15289071.349 |  | -1
node_8102703_200836371 |  |  | PQ | ABCN | 7199.558 | 8102703 | no | no |  |  | no |  |  | 1416723.009 | 15289208.995 |  | -1
node_8102703_200836372 |  |  | PQ | ABCN | 7199.558 | 8102703 | no | no |  |  | no |  |  | 1416947.267 | 15289061.14 |  | -1
node_8102703_200836373 |  |  | PQ | ABCN | 7199.558 | 8102703 | no | no |  |  | no |  |  | 1417069.894 | 15289033.736 |  | -1
node_8102703_200837274 |  |  | PQ | AN | 7199.558 | 8102703 | no | no |  |  | no |  |  | 1415433.824 | 15292781.779 |  | -1
node_8102703_200837275 |  |  | PQ | ABCN | 7199.558 | 8102703 | no | no |  |  | no |  |  | 1415418.246 | 15293301.728 |  | -1
node_8102703_200837277 |  |  | PQ | ABCN | 7199.558 | 8102703 | no | no |  |  | no |  |  | 1417036.207 | 15291188.88 |  | -1
node_8102703_200837278 |  |  | PQ | ABCN | 7199.558 | 8102703 | no | no |  |  | no |  |  | 1417146.497 | 15291269.56 |  | -1
node_8102703_200837279 |  |  | PQ | ABCN | 7199.558 | 8102703 | no | no |  |  | no |  |  | 1417246.636 | 15291412.269 |  | -1
node_8102703_200837280 |  |  | PQ | ABCN | 7199.558 | 8102703 | no | no |  |  | no |  |  | 1417174.458 | 15291439.547 |  | -1
node_8102703_200837281 |  |  | PQ | ABCN | 7199.558 | 8102703 | no | no |  |  | no |  |  | 1417262.572 | 15291561.328 |  | -1
node_8102703_200837282 |  |  | PQ | ABCN | 7199.558 | 8102703 | no | no |  |  | no |  |  | 1417261.077 | 15291740.826 |  | -1
node_8102703_200837283 |  |  | PQ | ABCN | 7199.558 | 8102703 | no | no |  |  | no |  |  | 1417260.604 | 15291919.503 |  | -1
node_8102703_200837284 |  |  | PQ | ABCN | 7199.558 | 8102703 | no | no |  |  | no |  |  | 1417258.716 | 15292081.341 |  | -1
node_8102703_200837287 |  |  | PQ | ABCN | 7199.558 | 8102703 | no | no |  |  | no |  |  | 1417228.998 | 15292260.919 |  | -1
node_8102703_200837288 |  |  | PQ | ABCN | 7199.558 | 8102703 | no | no |  |  | no |  |  | 1417178.087 | 15292435.518 |  | -1
node_8102703_200837289 |  |  | PQ | ABCN | 7199.558 | 8102703 | no | no |  |  | no |  |  | 1417012.564 | 15292501.385 |  | -1
node_8102703_200837290 |  |  | PQ | ABCN | 7199.558 | 8102703 | no | no |  |  | no |  |  | 1417035.608 | 15290460.426 |  | -1
node_8102703_200837291 |  |  | PQ | ABCN | 7199.558 | 8102703 | no | no |  |  | no |  |  | 1416933.291 | 15292674.587 |  | -1
node_8102703_200837292 |  |  | PQ | ABCN | 7199.558 | 8102703 | no | no |  |  | no |  |  | 1416796.407 | 15292758.34 |  | -1
node_8102703_200837293 |  |  | PQ | ABCN | 7199.558 | 8102703 | no | no |  |  | no |  |  | 1416658.265 | 15292845.657 |  | -1
node_8102703_200837294 |  |  | PQ | ABCN | 7199.558 | 8102703 | no | no |  |  | no |  |  | 1416516.566 | 15292931.411 |  | -1
node_8102703_200837295 |  |  | PQ | ABCN | 7199.558 | 8102703 | no | no |  |  | no |  |  | 1416376.603 | 15293019.034 |  | -1
node_8102703_200837296 |  |  | PQ | ABCN | 7199.558 | 8102703 | no | no |  |  | no |  |  | 1416238.191 | 15293102.672 |  | -1
node_8102703_200837297 |  |  | PQ | ABCN | 7199.558 | 8102703 | no | no |  |  | no |  |  | 1416077.3 | 15293205.339 |  | -1
node_8102703_200837300 |  |  | PQ | ABCN | 7199.558 | 8102703 | no | no |  |  | no |  |  | 1415950.341 | 15293322.238 |  | -1
node_8102703_200837301 |  |  | PQ | ABCN | 7199.558 | 8102703 | no | no |  |  | no |  |  | 1415998.029 | 15293239.101 |  | -1
node_8102703_200837302 |  |  | PQ | ABCN | 7199.558 | 8102703 | no | no |  |  | no |  |  | 1415880.383 | 15293086.162 |  | -1
node_8102703_200837303 |  |  | PQ | ABCN | 7199.558 | 8102703 | no | no |  |  | no |  |  | 1415759.979 | 15292940.335 |  | -1
node_8102703_200837304 |  |  | PQ | ABCN | 7199.558 | 8102703 | no | no |  |  | no |  |  | 1415820.47 | 15293446.87 |  | -1
node_8102703_200837305 |  |  | PQ | ABCN | 7199.558 | 8102703 | no | no |  |  | no |  |  | 1415692.245 | 15293574.805 |  | -1
node_8102703_200837306 |  |  | PQ | ABCN | 7199.558 | 8102703 | no | no |  |  | no |  |  | 1415570.648 | 15293434.546 |  | -1
node_8102703_200837307 |  |  | PQ | ABCN | 7199.558 | 8102703 | no | no |  |  | no |  |  | 1415453.622 | 15293295.746 |  | -1
node_8102703_200837309 |  |  | PQ | ABCN | 7199.558 | 8102703 | no | no |  |  | no |  |  | 1416887.141 | 15290556.061 |  | -1
node_8102703_200837310 |  |  | PQ | ABCN | 7199.558 | 8102703 | no | no |  |  | no |  |  | 1415590.083 | 15293658.164 |  | -1
node_8102703_200837311 |  |  | PQ | ABCN | 7199.558 | 8102703 | no | no |  |  | no |  |  | 1415501.601 | 15293726.686 |  | -1
node_8102703_200837312 |  |  | PQ | ABCN | 7199.558 | 8102703 | no | no |  |  | no |  |  | 1415402.92 | 15293811.339 |  | -1
node_8102703_200837313 |  |  | PQ | ABCN | 7199.558 | 8102703 | no | no |  |  | no |  |  | 1415292.747 | 15293898.65 |  | -1
node_8102703_200837314 |  |  | PQ | ABCN | 7199.558 | 8102703 | no | no |  |  | no |  |  | 1415194.245 | 15293847.726 |  | -1
node_8102703_200837315 |  |  | PQ | ABCN | 7199.558 | 8102703 | no | no |  |  | no |  |  | 1415118.834 | 15293764.074 |  | -1
node_8102703_200837316 |  |  | PQ | ABCN | 7199.558 | 8102703 | no | no |  |  | no |  |  | 1415029.588 | 15293702.59 |  | -1
node_8102703_200837317 |  |  | PQ | ABCN | 7199.558 | 8102703 | no | no |  |  | no |  |  | 1414884.627 | 15293553.636 |  | -1
node_8102703_200837318 |  |  | PQ | ABCN | 7199.558 | 8102703 | no | no |  |  | no |  |  | 1414954.831 | 15293377.735 |  | -1
node_8102703_200837319 |  |  | PQ | ABCN | 7199.558 | 8102703 | no | no |  |  | no |  |  | 1416729.991 | 15290654.671 |  | -1
node_8102703_200837320 |  |  | PQ | ABCN | 7199.558 | 8102703 | no | no |  |  | no |  |  | 1416609.806 | 15290777.177 |  | -1
node_8102703_200837322 |  |  | PQ | ABCN | 7199.558 | 8102703 | no | no |  |  | no |  |  | 1416656.311 | 15291024.858 |  | -1
node_8102703_200837323 |  |  | PQ | ABCN | 7199.558 | 8102703 | no | no |  |  | no |  |  | 1416785.508 | 15291059.14 |  | -1
node_8102703_200837324 |  |  | PQ | ABCN | 7199.558 | 8102703 | no | no |  |  | no |  |  | 1416914.94 | 15291121.274 |  | -1
node_8102703_200837325 |  |  | PQ | ABCN | 7199.558 | 8102703 | no | no |  |  | no |  |  | 1416872.125 | 15291169.888 |  | -1
node_8102703_200837359 |  |  | PQ | ABCN | 7199.558 | 8102703 | no | no |  |  | no |  |  | 1416950.157 | 15289191.656 |  | -1
node_8102703_200837360 |  |  | PQ | ABCN | 7199.558 | 8102703 | no | no |  |  | no |  |  | 1415861.108 | 15290586.038 |  | -1
node_8102703_200837361 |  |  | PQ | ABCN | 7199.558 | 8102703 | no | no |  |  | no |  |  | 1415753.609 | 15290715.82 |  | -1
node_8102703_200837362 |  |  | PQ | ABCN | 7199.558 | 8102703 | no | no |  |  | no |  |  | 1415633.436 | 15290832.204 |  | -1
node_8102703_200837363 |  |  | PQ | ABCN | 7199.558 | 8102703 | no | no |  |  | no |  |  | 1415606.277 | 15290824.478 |  | -1
node_8102703_200837364 |  |  | PQ | ABCN | 7199.558 | 8102703 | no | no |  |  | no |  |  | 1415489.764 | 15290689.596 |  | -1
node_8102703_200837365 |  |  | PQ | ABCN | 7199.558 | 8102703 | no | no |  |  | no |  |  | 1415377.218 | 15290553.295 |  | -1
node_8102703_200837366 |  |  | PQ | ABCN | 7199.558 | 8102703 | no | no |  |  | no |  |  | 1415239.888 | 15290359.063 |  | -1
node_8102703_200837367 |  |  | PQ | ABCN | 7199.558 | 8102703 | no | no |  |  | no |  |  | 1415067.622 | 15290428.214 |  | -1
node_8102703_200837368 |  |  | PQ | ABCN | 7199.558 | 8102703 | no | no |  |  | no |  |  | 1414921.256 | 15290476.434 |  | -1
node_8102703_200837369 |  |  | PQ | ABCN | 7199.558 | 8102703 | no | no |  |  | no |  |  | 1414774.053 | 15290522.542 |  | -1
node_8102703_200837370 |  |  | PQ | ABCN | 7199.558 | 8102703 | no | no |  |  | no |  |  | 1416817.228 | 15289359.775 |  | -1
node_8102703_200837371 |  |  | PQ | ABCN | 7199.558 | 8102703 | no | no |  |  | no |  |  | 1414621.71 | 15290586.212 |  | -1
node_8102703_200837372 |  |  | PQ | ABCN | 7199.558 | 8102703 | no | no |  |  | no |  |  | 1414444.144 | 15290648.405 |  | -1
node_8102703_200837373 |  |  | PQ | ABCN | 7199.558 | 8102703 | no | no |  |  | no |  |  | 1414271.146 | 15290712.411 |  | -1
node_8102703_200837374 |  |  | PQ | ABCN | 7199.558 | 8102703 | no | no |  |  | no |  |  | 1414241.137 | 15290702.805 |  | -1
node_8102703_200837375 |  |  | PQ | ABCN | 7199.558 | 8102703 | no | no |  |  | no |  |  | 1414050.597 | 15290629.615 |  | -1
node_8102703_200837376 |  |  | PQ | AN | 7199.558 | 8102703 | no | no |  |  | no |  |  | 1414237.583 | 15290623.677 |  | -1
node_8102703_200837377 |  |  | PQ | AN | 7199.558 | 8102703 | no | no |  |  | no |  |  | 1414493.793 | 15290502.993 |  | -1
node_8102703_200837378 |  |  | PQ | ABCN | 7199.558 | 8102703 | no | no |  |  | no |  |  | 1413912.539 | 15290696.456 |  | -1
node_8102703_200837379 |  |  | PQ | ABCN | 7199.558 | 8102703 | no | no |  |  | no |  |  | 1413776.253 | 15290765.284 |  | -1
node_8102703_200837380 |  |  | PQ | ABCN | 7199.558 | 8102703 | no | no |  |  | no |  |  | 1413576.522 | 15290847.285 |  | -1
node_8102703_200837381 |  |  | PQ | ABCN | 7199.558 | 8102703 | no | no |  |  | no |  |  | 1413379.918 | 15290936.877 |  | -1
node_8102703_200837382 |  |  | PQ | ABCN | 7199.558 | 8102703 | no | no |  |  | no |  |  | 1413300.558 | 15291015.094 |  | -1
node_8102703_200837383 |  |  | PQ | ABCN | 7199.558 | 8102703 | no | no |  |  | no |  |  | 1413195.105 | 15291019.373 |  | -1
node_8102703_200837384 |  |  | PQ | ABCN | 7199.558 | 8102703 | no | no |  |  | no |  |  | 1416695.539 | 15289517.335 |  | -1
node_8102703_200837385 |  |  | PQ | ABCN | 7199.558 | 8102703 | no | no |  |  | no |  |  | 1413391.729 | 15291218.086 |  | -1
node_8102703_200837386 |  |  | PQ | ABCN | 7199.558 | 8102703 | no | no |  |  | no |  |  | 1413494.166 | 15291429.744 |  | -1
node_8102703_200837387 |  |  | PQ | ABCN | 7199.558 | 8102703 | no | no |  |  | no |  |  | 1413615.419 | 15291349.326 |  | -1
node_8102703_200837388 |  |  | PQ | ABCN | 7199.558 | 8102703 | no | no |  |  | no |  |  | 1413649.733 | 15291328.078 |  | -1
node_8102703_200837392 |  |  | PQ | ABCN | 7199.558 | 8102703 | no | no |  |  | no |  |  | 1413409.597 | 15291551.795 |  | -1
node_8102703_200837393 |  |  | PQ | ABCN | 7199.558 | 8102703 | no | no |  |  | no |  |  | 1413205.744 | 15291618.265 |  | -1
node_8102703_200837394 |  |  | PQ | ABCN | 7199.558 | 8102703 | no | no |  |  | no |  |  | 1413133.573 | 15291410.193 |  | -1
node_8102703_200837395 |  |  | PQ | ABCN | 7199.558 | 8102703 | no | no |  |  | no |  |  | 1413062.125 | 15291262.022 |  | -1
node_8102703_200837396 |  |  | PQ | ABCN | 7199.558 | 8102703 | no | no |  |  | no |  |  | 1413004.339 | 15291108.739 |  | -1
node_8102703_200837397 |  |  | PQ | ABCN | 7199.558 | 8102703 | no | no |  |  | no |  |  | 1413236.485 | 15291683.957 |  | -1
node_8102703_200837398 |  |  | PQ | ABCN | 7199.558 | 8102703 | no | no |  |  | no |  |  | 1413326.433 | 15291935.863 |  | -1
node_8102703_200837399 |  |  | PQ | ABCN | 7199.558 | 8102703 | no | no |  |  | no |  |  | 1413418.956 | 15292202.505 |  | -1
node_8102703_200837400 |  |  | PQ | ABCN | 7199.558 | 8102703 | no | no |  |  | no |  |  | 1413388.869 | 15292251.243 |  | -1
node_8102703_200837401 |  |  | PQ | ABCN | 7199.558 | 8102703 | no | no |  |  | no |  |  | 1416573.041 | 15289663.417 |  | -1
node_8102703_200837402 |  |  | PQ | ABCN | 7199.558 | 8102703 | no | no |  |  | no |  |  | 1416468.338 | 15289824.109 |  | -1
node_8102703_200837403 |  |  | PQ | ABCN | 7199.558 | 8102703 | no | no |  |  | no |  |  | 1416360.916 | 15289975.135 |  | -1
node_8102703_200837406 |  |  | PQ | ABCN | 7199.558 | 8102703 | no | no |  |  | no |  |  | 1416122.634 | 15290294.553 |  | -1
node_8102703_200837407 |  |  | PQ | ABCN | 7199.558 | 8102703 | no | no |  |  | no |  |  | 1415984.01 | 15290465.526 |  | -1
node_8102703_200837409 |  |  | PQ | ABCN | 7199.558 | 8102703 | no | no |  |  | no |  |  | 1417068.245 | 15289828.189 |  | -1
node_8102703_200837410 |  |  | PQ | ABCN | 7199.558 | 8102703 | no | no |  |  | no |  |  | 1416961.093 | 15289817.978 |  | -1
node_8102703_200837411 |  |  | PQ | AN | 7199.558 | 8102703 | no | no |  |  | no |  |  | 1416812.612 | 15289808.629 |  | -1
node_8102703_200837412 |  |  | PQ | AN | 7199.558 | 8102703 | no | no |  |  | no |  |  | 1416673.681 | 15289797.97 |  | -1
node_8102703_200837413 |  |  | PQ | AN | 7199.558 | 8102703 | no | no |  |  | no |  |  | 1416637.464 | 15289780.549 |  | -1
node_8102703_200837414 |  |  | PQ | AN | 7199.558 | 8102703 | no | no |  |  | no |  |  | 1416512.595 | 15289957.872 |  | -1
node_8102703_200837509 |  |  | PQ | AN | 7199.558 | 8102703 | no | no |  |  | no |  |  | 1417526.389 | 15288782.639 |  | -1
node_8102703_200837510 |  |  | PQ | AN | 7199.558 | 8102703 | no | no |  |  | no |  |  | 1417796.963 | 15288798.225 |  | -1
node_8102703_200837511 |  |  | PQ | AN | 7199.558 | 8102703 | no | no |  |  | no |  |  | 1417916.892 | 15288819.133 |  | -1
node_8102703_200837512 |  |  | PQ | AN | 7199.558 | 8102703 | no | no |  |  | no |  |  | 1418037.741 | 15288817.594 |  | -1
node_8102703_200837513 |  |  | PQ | AN | 7199.558 | 8102703 | no | no |  |  | no |  |  | 1418177.37 | 15288836.688 |  | -1
node_8102703_200837514 |  |  | PQ | AN | 7199.558 | 8102703 | no | no |  |  | no |  |  | 1418187.823 | 15288777.261 |  | -1
node_8102703_200837515 |  |  | PQ | AN | 7199.558 | 8102703 | no | no |  |  | no |  |  | 1418085.884 | 15288635.666 |  | -1
node_8102703_200837524 |  |  | PQ | AN | 7199.558 | 8102703 | no | no |  |  | no |  |  | 1417864.866 | 15288429.036 |  | -1
node_8102703_200837525 |  |  | PQ | AN | 7199.558 | 8102703 | no | no |  |  | no |  |  | 1418072.56 | 15288432.893 |  | -1
node_8102703_200837526 |  |  | PQ | AN | 7199.558 | 8102703 | no | no |  |  | no |  |  | 1418037 | 15288495.218 |  | -1
node_8102703_200837527 |  |  | PQ | AN | 7199.558 | 8102703 | no | no |  |  | no |  |  | 1418279.318 | 15288442.346 |  | -1
node_8102703_200837528 |  |  | PQ | AN | 7199.558 | 8102703 | no | no |  |  | no |  |  | 1418306.14 | 15288349.16 |  | -1
node_8102703_200837529 |  |  | PQ | AN | 7199.558 | 8102703 | no | no |  |  | no |  |  | 1418400.268 | 15288292.315 |  | -1
node_8102703_200837530 |  |  | PQ | AN | 7199.558 | 8102703 | no | no |  |  | no |  |  | 1418500.951 | 15288409.005 |  | -1
node_8102703_200837531 |  |  | PQ | AN | 7199.558 | 8102703 | no | no |  |  | no |  |  | 1418591.092 | 15288557.454 |  | -1
node_8102703_200837533 |  |  | PQ | AN | 7199.558 | 8102703 | no | no |  |  | no |  |  | 1418664.374 | 15288671.72 |  | -1
node_8102703_200837581 |  |  | PQ | ABCN | 7199.558 | 8102703 | no | no |  |  | no |  |  | 1412980.593 | 15291658.561 |  | -1
node_8102703_200837582 |  |  | PQ | AN | 7199.558 | 8102703 | no | no |  |  | no |  |  | 1412849.707 | 15291786.36 |  | -1
node_8102703_200837584 |  |  | PQ | AN | 7199.558 | 8102703 | no | no |  |  | no |  |  | 1412561.295 | 15291952.57 |  | -1
node_8102703_200837585 |  |  | PQ | AN | 7199.558 | 8102703 | no | no |  |  | no |  |  | 1412302.909 | 15292081.128 |  | -1
node_8102703_200837586 |  |  | PQ | AN | 7199.558 | 8102703 | no | no |  |  | no |  |  | 1412043.368 | 15292216.855 |  | -1
node_8102703_200837587 |  |  | PQ | AN | 7199.558 | 8102703 | no | no |  |  | no |  |  | 1411774.958 | 15292322.232 |  | -1
node_8102703_200837588 |  |  | PQ | AN | 7199.558 | 8102703 | no | no |  |  | no |  |  | 1411778.827 | 15292345.333 |  | -1
node_8102703_200837589 |  |  | PQ | AN | 7199.558 | 8102703 | no | no |  |  | no |  |  | 1411851.218 | 15292497.25 |  | -1
node_8102703_200837590 |  |  | PQ | AN | 7199.558 | 8102703 | no | no |  |  | no |  |  | 1411929.666 | 15292657.409 |  | -1
node_8102703_200837719 |  |  | PQ | ABCN | 7199.558 | 8102703 | no | no |  |  | no |  |  | 1418473.842 | 15287457.448 |  | -1
node_8102703_200837720 |  |  | PQ | ABCN | 7199.558 | 8102703 | no | no |  |  | no |  |  | 1418609.726 | 15287561.027 |  | -1
node_8102703_200837721 |  |  | PQ | ABCN | 7199.558 | 8102703 | no | no |  |  | no |  |  | 1418833.902 | 15287716.581 |  | -1
node_8102703_200837722 |  |  | PQ | ABCN | 7199.558 | 8102703 | no | no |  |  | no |  |  | 1419036.292 | 15287894.687 |  | -1
node_8102703_200837723 |  |  | PQ | ABCN | 7199.558 | 8102703 | no | no |  |  | no |  |  | 1419190.596 | 15287818.357 |  | -1
node_8102703_200837724 |  |  | PQ | ABCN | 7199.558 | 8102703 | no | no |  |  | no |  |  | 1419483.409 | 15287723.057 |  | -1
node_8102703_200837725 |  |  | PQ | ABCN | 7199.558 | 8102703 | no | no |  |  | no |  |  | 1419786.233 | 15287678.714 |  | -1
node_8102703_200837726 |  |  | PQ | ABCN | 7199.558 | 8102703 | no | no |  |  | no |  |  | 1420046.629 | 15287772.413 |  | -1
node_8102703_200837727 |  |  | PQ | ABCN | 7199.558 | 8102703 | no | no |  |  | no |  |  | 1420087.485 | 15287680.358 |  | -1
node_8102703_200838023 |  |  | PQ | ABCN | 7199.558 | 8102703 | no | no |  |  | no |  |  | 1414848.651 | 15293967.812 |  | -1
node_8102703_200838024 |  |  | PQ | ABCN | 7199.558 | 8102703 | no | no |  |  | no |  |  | 1414912.172 | 15293861.631 |  | -1
node_8102703_200838025 |  |  | PQ | ABCN | 7199.558 | 8102703 | no | no |  |  | no |  |  | 1414972.874 | 15293738.817 |  | -1
node_8102703_200838259 |  |  | PQ | ABCN | 7199.558 | 8102703 | no | no |  |  | no |  |  | 1417689.209 | 15288049.013 |  | -1
node_8102703_200838265 |  |  | PQ | ABCN | 7199.558 | 8102703 | no | no |  |  | no |  |  | 1417249.897 | 15288994.615 |  | -1
node_8102703_200838266 |  |  | PQ | AN | 7199.558 | 8102703 | no | no |  |  | no |  |  | 1417341.908 | 15289001.369 |  | -1
node_8102703_200838277 |  |  | PQ | ABCN | 7199.558 | 8102703 | no | no |  |  | no |  |  | 1417310.226 | 15288923.452 |  | -1
node_8102703_200838285 |  |  | PQ | ABCN | 7199.558 | 8102703 | no | no |  |  | no |  |  | 1417393.951 | 15288854.237 |  | -1
node_8102703_200838286 |  |  | PQ | AN | 7199.558 | 8102703 | no | no |  |  | no |  |  | 1417465.454 | 15288809.41 |  | -1
node_8102703_200838297 |  |  | PQ | ABCN | 7199.558 | 8102703 | no | no |  |  | no |  |  | 1417483.277 | 15288777.251 |  | -1
node_8102703_200838342 |  |  | PQ | ABCN | 7199.558 | 8102703 | no | no |  |  | no |  |  | 1417713.113 | 15288539.751 |  | -1
node_8102703_200838343 |  |  | PQ | AN | 7199.558 | 8102703 | no | no |  |  | no |  |  | 1417750.647 | 15288567.23 |  | -1
node_8102703_200838355 |  |  | PQ | ABCN | 7199.558 | 8102703 | no | no |  |  | no |  |  | 1417776.752 | 15288443.413 |  | -1
node_8102703_200838383 |  |  | PQ | ABCN | 7199.558 | 8102703 | no | no |  |  | no |  |  | 1417890.558 | 15288265.715 |  | -1
node_8102703_200838397 |  |  | PQ | ABCN | 7199.558 | 8102703 | no | no |  |  | no |  |  | 1417953.583 | 15288163.141 |  | -1
node_8102703_200838398 |  |  | PQ | ABCN | 7199.558 | 8102703 | no | no |  |  | no |  |  | 1417855.798 | 15287957.794 |  | -1
node_8102703_200838400 |  |  | PQ | ABCN | 7199.558 | 8102703 | no | no |  |  | no |  |  | 1417957.841 | 15287705.264 |  | -1
node_8102703_200838401 |  |  | PQ | ABCN | 7199.558 | 8102703 | no | no |  |  | no |  |  | 1417740.247 | 15287696.898 |  | -1
node_8102703_200838402 |  |  | PQ | ABCN | 7199.558 | 8102703 | no | no |  |  | no |  |  | 1417738.093 | 15288083.53 |  | -1
node_8102703_200838403 |  |  | PQ | AN | 7199.558 | 8102703 | no | no |  |  | no |  |  | 1417523.856 | 15288316.699 |  | -1
node_8102703_200838441 |  |  | PQ | ABCN | 7199.558 | 8102703 | no | no |  |  | no |  |  | 1418172.236 | 15287816.771 |  | -1
node_8102703_200838464 |  |  | PQ | ABCN | 7199.558 | 8102703 | no | no |  |  | no |  |  | 1418311.412 | 15287634.522 |  | -1
node_8102703_200838481 |  |  | PQ | ABCN | 7199.558 | 8102703 | no | no |  |  | no |  |  | 1418466.514 | 15287413.07 |  | -1
node_8102703_200838520 |  |  | PQ | ABCN | 7199.558 | 8102703 | no | no |  |  | no |  |  | 1417180.559 | 15290023.812 |  | -1
node_8102703_200838542 |  |  | PQ | ABCN | 7199.558 | 8102703 | no | no |  |  | no |  |  | 1418636.824 | 15287220.845 |  | -1
node_8102703_200838543 |  |  | PQ | AN | 7199.558 | 8102703 | no | no |  |  | no |  |  | 1418805.285 | 15287367.987 |  | -1
node_8102703_200838545 |  |  | PQ | AN | 7199.558 | 8102703 | no | no |  |  | no |  |  | 1418978.209 | 15287328.814 |  | -1
node_8102703_200838546 |  |  | PQ | AN | 7199.558 | 8102703 | no | no |  |  | no |  |  | 1418828.846 | 15287556.087 |  | -1
node_8102703_200838547 |  |  | PQ | ABCN | 7199.558 | 8102703 | no | no |  |  | no |  |  | 1418733.984 | 15287109.152 |  | -1
node_8102703_200838550 |  |  | PQ | ABCN | 7199.558 | 8102703 | no | no |  |  | no |  |  | 1418863.945 | 15286979.551 |  | -1
node_8102703_200838559 |  |  | PQ | ABCN | 7199.558 | 8102703 | no | no |  |  | no |  |  | 1417134.442 | 15289833.46 |  | -1
node_8102703_200838629 |  |  | PQ | ABCN | 7199.558 | 8102703 | no | no |  |  | no |  |  | 1417220.936 | 15289094.603 |  | -1
node_8102703_200914783 |  |  | PQ | AN | 7199.558 | 8102703 | no | no |  |  | no |  |  | 1414697.847 | 15290746.779 |  | -1
node_8102703_200914795 |  |  | PQ | ABCN | 7199.558 | 8102703 | no | no |  |  | no |  |  | 1414221.109 | 15293697.455 |  | -1
node_8102703_200914797 |  |  | PQ | ABCN | 7199.558 | 8102703 | no | no |  |  | no |  |  | 1414467.785 | 15293448.039 |  | -1
node_8102703_200914802 |  |  | PQ | ABCN | 7199.558 | 8102703 | no | no |  |  | no |  |  | 1417221.995 | 15290349.092 |  | -1
node_8102703_200914809 |  |  | PQ | ABCN | 7199.558 | 8102703 | no | no |  |  | no |  |  | 1419402.42 | 15288407.378 |  | -1
node_8102703_200914810 |  |  | PQ | ABCN | 7199.558 | 8102703 | no | no |  |  | no |  |  | 1419793.044 | 15288404.303 |  | -1
node_8102703_200914811 |  |  | PQ | ABCN | 7199.558 | 8102703 | no | no |  |  | no |  |  | 1419405.851 | 15288809.635 |  | -1
node_8102703_200914819 |  |  | PQ | ABCN | 7199.558 | 8102703 | no | no |  |  | no |  |  | 1417877.672 | 15287919.94 |  | -1
node_8102703_200914822 |  |  | PQ | ABCN | 7199.558 | 8102703 | no | no |  |  | no |  |  | 1417990.879 | 15287797.834 |  | -1
node_8102703_200914823 |  |  | PQ | ABCN | 7199.558 | 8102703 | no | no |  |  | no |  |  | 1417948.585 | 15287825.378 |  | -1
node_8102703_200914824 |  |  | PQ | ABCN | 7199.558 | 8102703 | no | no |  |  | no |  |  | 1418025.616 | 15287758.936 |  | -1
node_8102703_200914825 |  |  | PQ | ABCN | 7199.558 | 8102703 | no | no |  |  | no |  |  | 1417893.772 | 15287878.752 |  | -1
node_8102703_200914826 |  |  | PQ | ABCN | 7199.558 | 8102703 | no | no |  |  | no |  |  | 1417916.861 | 15287845.679 |  | -1
node_8102703_200914843 |  |  | PQ | ABCN | 7199.558 | 8102703 | no | no |  |  | no |  |  | 1414469.155 | 15293697.455 |  | -1
node_8102703_200954401 |  |  | PQ | ABCN | 7199.558 | 8102703 | no | no |  |  | no |  |  | 1417064.44 | 15288985.119 |  | -1
node_8102703_200964729 |  |  | PQ | ABCN | 7199.558 | 8102703 | no | no |  |  | no |  |  | 1416242.263 | 15290146.54 |  | -1
node_8102703_200971544 |  |  | PQ | AN | 7199.558 | 8102703 | no | no |  |  | no |  |  | 1412665.586 | 15292589.178 |  | -1
node_8102703_201013806 |  |  | PQ | ABCN | 7199.558 | 8102703 | no | no |  |  | no |  |  | 1414779.187 | 15294084.569 |  | -1
node_8102703_201044657 |  |  | PQ | ABCN | 7199.558 | 8102703 | no | no |  |  | no |  |  | 1417247.84 | 15289081.413 |  | -1
node_8102703_201061712 |  |  | PQ | ABCN | 7199.558 | 8102703 | no | no |  |  | no |  |  | 1415255.356 | 15290991.877 |  | -1
node_8102703_201061752 |  |  | PQ | ABCN | 7199.558 | 8102703 | no | no |  |  | no |  |  | 1415384.527 | 15290826.743 |  | -1
node_8102703_310008743 |  |  | PQ | AN | 7199.558 | 8102703 | no | no |  |  | no |  |  | 1412897.706 | 15292495.727 |  | -1
node_8102703_310008744 |  |  | PQ | AN | 7199.558 | 8102703 | no | no |  |  | no |  |  | 1413138.958 | 15292367.718 |  | -1
node_8102703_310008762 |  |  | PQ | AN | 7199.558 | 8102703 | no | no |  |  | no |  |  | 1412825.256 | 15292511.391 |  | -1
node_8102703_310008765 |  |  | PQ | AN | 7199.558 | 8102703 | no | no |  |  | no |  |  | 1412498.865 | 15292669.286 |  | -1
node_8102703_310008767 |  |  | PQ | AN | 7199.558 | 8102703 | no | no |  |  | no |  |  | 1412347.602 | 15292742.772 |  | -1
node_8102703_310009262 |  |  | PQ | AN | 7199.558 | 8102703 | no | no |  |  | no |  |  | 1418617.546 | 15287193.31 |  | -1
node_8102703_310054386 |  |  | PQ | ABCN | 7199.558 | 8102703 | no | no |  |  | no |  |  | 1416593.82 | 15290985.052 |  | -1
node_8102703_310054411 |  |  | PQ | ABCN | 7199.558 | 8102703 | no | no |  |  | no |  |  | 1417184.591 | 15290406.737 |  | -1
node_8102703_310054420 |  |  | PQ | ABCN | 7199.558 | 8102703 | no | no |  |  | no |  |  | 1417196.038 | 15289261.772 |  | -1
node_8102703_310054421 |  |  | PQ | ABCN | 7199.558 | 8102703 | no | no |  |  | no |  |  | 1417148.313 | 15289414.464 |  | -1
node_8102703_310054423 |  |  | PQ | ABCN | 7199.558 | 8102703 | no | no |  |  | no |  |  | 1417097.869 | 15289545.552 |  | -1
node_8102703_310054424 |  |  | PQ | ABCN | 7199.558 | 8102703 | no | no |  |  | no |  |  | 1417115.102 | 15289672.294 |  | -1
node_8102703_310054435 |  |  | PQ | ABCN | 7199.558 | 8102703 | no | no |  |  | no |  |  | 1417159.676 | 15289979.861 |  | -1
node_8102703_310054523 |  |  | PQ | ABCN | 7199.558 | 8102703 | no | no |  |  | no |  |  | 1417203.95 | 15290245.242 |  | -1
node_8102703_310054525 |  |  | PQ | ABCN | 7199.558 | 8102703 | no | no |  |  | no |  |  | 1417198.255 | 15290120.668 |  | -1
node_8102703_311894060 |  |  | PQ | ABCN | 7199.558 | 8102703 | no | no |  |  | no |  |  | 1414806.216 | 15293850.624 |  | -1
node_8102703_311926693 |  |  | PQ | ABCN | 7199.558 | 8102703 | no | no |  |  | no |  |  | 1419092.837 | 15287935.1 |  | -1
node_8102703_311926775 |  |  | PQ | ABCN | 7199.558 | 8102703 | no | no |  |  | no |  |  | 1419153.282 | 15288155.165 |  | -1
node_8102703_311931881 |  |  | PQ | ABCN | 7199.558 | 8102703 | no | no |  |  | no |  |  | 1413673.971 | 15291300.805 |  | -1
node_8102703_311996990 |  |  | PQ | ABCN | 7199.558 | 8102703 | no | no |  |  | no |  |  | 1412907.461 | 15291682.892 |  | -1
node_8102703_312090948 |  |  | PQ | ABCN | 7199.558 | 8102703 | no | no |  |  | no |  |  | 1414679.923 | 15294050.21 |  | -1
node_8102703_312090952 |  |  | PQ | ABCN | 7199.558 | 8102703 | no | no |  |  | no |  |  | 1414605.271 | 15294007.594 |  | -1
node_SOURCE_8102703 |  |  | SWING | ABCN | 7199.558 | 8102703 | no | no |  |  | no |  |  | 1419005.52 | 15286982.874 |  | -1
node_intto1_8102703_200836373 |  |  | PQ | ABCN | 7199.558 | 8102703 | no | no |  |  | no |  |  | 1417069.894 | 15289033.736 |  | -1
node_intto1_8102703_200837275 |  |  | PQ | ABCN | 7199.558 | 8102703 | no | no |  |  | no |  |  | 1415418.246 | 15293301.728 |  | -1
node_intto1_8102703_200837296 |  |  | PQ | ABCN | 7199.558 | 8102703 | no | no |  |  | no |  |  | 1416238.191 | 15293102.672 |  | -1
node_intto1_8102703_200837302 |  |  | PQ | ABCN | 7199.558 | 8102703 | no | no |  |  | no |  |  | 1415880.383 | 15293086.162 |  | -1
node_intto1_8102703_200837303 |  |  | PQ | ABCN | 7199.558 | 8102703 | no | no |  |  | no |  |  | 1415759.979 | 15292940.335 |  | -1
node_intto1_8102703_200837318 |  |  | PQ | ABCN | 7199.558 | 8102703 | no | no |  |  | no |  |  | 1414954.831 | 15293377.735 |  | -1
node_intto1_8102703_200837365 |  |  | PQ | ABCN | 7199.558 | 8102703 | no | no |  |  | no |  |  | 1415377.218 | 15290553.295 |  | -1
node_intto1_8102703_200837370 |  |  | PQ | ABCN | 7199.558 | 8102703 | no | no |  |  | no |  |  | 1416817.228 | 15289359.775 |  | -1
node_intto1_8102703_200837371 |  |  | PQ | ABCN | 7199.558 | 8102703 | no | no |  |  | no |  |  | 1414621.71 | 15290586.212 |  | -1
node_intto1_8102703_200837373 |  |  | PQ | ABCN | 7199.558 | 8102703 | no | no |  |  | no |  |  | 1414271.146 | 15290712.411 |  | -1
node_intto1_8102703_200837394 |  |  | PQ | ABCN | 7199.558 | 8102703 | no | no |  |  | no |  |  | 1413133.573 | 15291410.193 |  | -1
node_intto1_8102703_200837411 |  |  | PQ | AN | 7199.558 | 8102703 | no | no |  |  | no |  |  | 1416812.612 | 15289808.629 |  | -1
node_intto1_8102703_200837525 |  |  | PQ | AN | 7199.558 | 8102703 | no | no |  |  | no |  |  | 1418072.56 | 15288432.893 |  | -1
node_intto1_8102703_200837582 |  |  | PQ | AN | 7199.558 | 8102703 | no | no |  |  | no |  |  | 1412849.707 | 15291786.36 |  | -1
node_intto1_8102703_200838023 |  |  | PQ | ABCN | 7199.558 | 8102703 | no | no |  |  | no |  |  | 1414848.651 | 15293967.812 |  | -1
node_intto1_8102703_200838259 |  |  | PQ | ABCN | 7199.558 | 8102703 | no | no |  |  | no |  |  | 1417689.209 | 15288049.013 |  | -1
node_intto1_8102703_200838400 |  |  | PQ | ABCN | 7199.558 | 8102703 | no | no |  |  | no |  |  | 1417957.841 | 15287705.264 |  | -1
node_intto1_8102703_200838543 |  |  | PQ | AN | 7199.558 | 8102703 | no | no |  |  | no |  |  | 1418805.285 | 15287367.987 |  | -1
node_intto1_8102703_200954401 |  |  | PQ | ABCN | 7199.558 | 8102703 | no | no |  |  | no |  |  | 1417064.44 | 15288985.119 |  | -1
node_intto1_8102703_201061712 |  |  | PQ | ABCN | 7199.558 | 8102703 | no | no |  |  | no |  |  | 1415255.356 | 15290991.877 |  | -1
node_intto1_8102703_201061752 |  |  | PQ | ABCN | 7199.558 | 8102703 | no | no |  |  | no |  |  | 1415384.527 | 15290826.743 |  | -1
node_intto1_8102703_310008744 |  |  | PQ | AN | 7199.558 | 8102703 | no | no |  |  | no |  |  | 1413138.958 | 15292367.718 |  | -1
node_intto1_8102703_310008765 |  |  | PQ | AN | 7199.558 | 8102703 | no | no |  |  | no |  |  | 1412498.865 | 15292669.286 |  | -1
node_intto1_8102703_310054435 |  |  | PQ | ABCN | 7199.558 | 8102703 | no | no |  |  | no |  |  | 1417159.676 | 15289979.861 |  | -1
node_intto1_8102703_311926693 |  |  | PQ | ABCN | 7199.558 | 8102703 | no | no |  |  | no |  |  | 1419092.837 | 15287935.1 |  | -1
node_intto1_8102703_312090952 |  |  | PQ | ABCN | 7199.558 | 8102703 | no | no |  |  | no |  |  | 1414605.271 | 15294007.594 |  | -1

## overhead_line
data_type | static
owner_type | feeder
owner | 8102703
object | overhead_line
name | groupid | phases | fr | to | length | configuration | dcircuit | selected | monitored | monitored_fields | class_monitored_fields | played | played_fields | comments | R | X | B | lim_kw
oh_line_8102703_200836365 |  | ABCN | node_8102703_200836368 | node_8102703_200836365 | 137.499 | bal_3P_477AL_4/0AA(N) | 8102703 | no | no |  |  | no |  |  | 0 | 0 | 0 | 0
oh_line_8102703_200836368 |  | ABCN | node_8102703_200836369 | node_8102703_200836368 | 68.703 | bal_3P_477AL_4/0AA(N) | 8102703 | no | no |  |  | no |  |  | 0 | 0 | 0 | 0
oh_line_8102703_200836369 |  | ABCN | node_8102703_200836370 | node_8102703_200836369 | 201.448 | bal_3P_477AL_4/0AA(N) | 8102703 | no | no |  |  | no |  |  | 0 | 0 | 0 | 0
oh_line_8102703_200836370 |  | ABCN | node_8102703_200836372 | node_8102703_200836370 | 57.395 | bal_3P_477AL_4/0AA(N) | 8102703 | no | no |  |  | no |  |  | 0 | 0 | 0 | 0
oh_line_8102703_200836371 |  | ABCN | node_8102703_200836370 | node_8102703_200836371 | 217.016 | bal_3P_1/0AA_1/0AA(N) | 8102703 | no | no |  |  | no |  |  | 0 | 0 | 0 | 0
oh_line_8102703_200836372 |  | ABCN | node_8102703_200836373 | node_8102703_200836372 | 125.652 | bal_3P_477AL_4/0AA(N) | 8102703 | no | no |  |  | no |  |  | 0 | 0 | 0 | 0
oh_line_8102703_200836373 |  | ABCN | node_8102703_200838629 | node_intto1_8102703_200836373 | 162.846 | bal_3P_477AL_4/0AA(N) | 8102703 | no | no |  |  | no |  |  | 0 | 0 | 0 | 0
oh_line_8102703_200837277 |  | ABCN | node_8102703_200837324 | node_8102703_200837277 | 138.839 | bal_3P_477AL_4/0AL(N) | 8102703 | no | no |  |  | no |  |  | 0 | 0 | 0 | 0
oh_line_8102703_200837278 |  | ABCN | node_8102703_200837277 | node_8102703_200837278 | 136.65 | bal_3P_477AL_4/0AL(N) | 8102703 | no | no |  |  | no |  |  | 0 | 0 | 0 | 0
oh_line_8102703_200837279 |  | ABCN | node_8102703_200837278 | node_8102703_200837279 | 174.338 | bal_3P_477AL_4/0AL(N) | 8102703 | no | no |  |  | no |  |  | 0 | 0 | 0 | 0
oh_line_8102703_200837280 |  | ABCN | node_8102703_200837279 | node_8102703_200837280 | 77.16 | bal_3P_1/0AA_1/0AA(N) | 8102703 | no | no |  |  | no |  |  | 0 | 0 | 0 | 0
oh_line_8102703_200837281 |  | ABCN | node_8102703_200837279 | node_8102703_200837281 | 149.909 | bal_3P_477AL_4/0AL(N) | 8102703 | no | no |  |  | no |  |  | 0 | 0 | 0 | 0
oh_line_8102703_200837282 |  | ABCN | node_8102703_200837281 | node_8102703_200837282 | 179.504 | bal_3P_477AL_4/0AL(N) | 8102703 | no | no |  |  | no |  |  | 0 | 0 | 0 | 0
oh_line_8102703_200837283-1 |  | ABCN | node_1417261_052_15291750_451 | node_8102703_200837283 | 169.052 | bal_3P_477AL_4/0AL(N) | 8102703 | no | no |  |  | no |  |  | 0 | 0 | 0 | 0
oh_line_8102703_200837283-2 |  | ABCN | node_8102703_200837282 | node_1417261_052_15291750_451 | 9.625 | bal_3P_477AL_4/0AL(N) | 8102703 | no | no |  |  | no |  |  | 0 | 0 | 0 | 0
oh_line_8102703_200837284 |  | ABCN | node_8102703_200837283 | node_8102703_200837284 | 161.849 | bal_3P_477AL_4/0AL(N) | 8102703 | no | no |  |  | no |  |  | 0 | 0 | 0 | 0
oh_line_8102703_200837287 |  | ABCN | node_8102703_200837284 | node_8102703_200837287 | 182.02 | bal_3P_477AL_4/0AL(N) | 8102703 | no | no |  |  | no |  |  | 0 | 0 | 0 | 0
oh_line_8102703_200837288 |  | ABCN | node_8102703_200837287 | node_8102703_200837288 | 181.87 | bal_3P_477AL_4/0AL(N) | 8102703 | no | no |  |  | no |  |  | 0 | 0 | 0 | 0
oh_line_8102703_200837289 |  | ABCN | node_8102703_200837288 | node_8102703_200837289 | 178.147 | bal_3P_477AL_4/0AL(N) | 8102703 | no | no |  |  | no |  |  | 0 | 0 | 0 | 0
oh_line_8102703_200837290 |  | ABCN | node_8102703_310054411 | node_8102703_200837290 | 158.362 | bal_3P_477AL_4/0AL(N) | 8102703 | no | no |  |  | no |  |  | 0 | 0 | 0 | 0
oh_line_8102703_200837291 |  | ABCN | node_8102703_200837289 | node_8102703_200837291 | 190.481 | bal_3P_477AL_4/0AL(N) | 8102703 | no | no |  |  | no |  |  | 0 | 0 | 0 | 0
oh_line_8102703_200837292 |  | ABCN | node_8102703_200837291 | node_8102703_200837292 | 160.474 | bal_3P_477AL_4/0AL(N) | 8102703 | no | no |  |  | no |  |  | 0 | 0 | 0 | 0
oh_line_8102703_200837293 |  | ABCN | node_8102703_200837292 | node_8102703_200837293 | 163.424 | bal_3P_477AL_4/0AL(N) | 8102703 | no | no |  |  | no |  |  | 0 | 0 | 0 | 0
oh_line_8102703_200837294 |  | ABCN | node_8102703_200837293 | node_8102703_200837294 | 165.627 | bal_3P_477AL_4/0AL(N) | 8102703 | no | no |  |  | no |  |  | 0 | 0 | 0 | 0
oh_line_8102703_200837295 |  | ABCN | node_8102703_200837294 | node_8102703_200837295 | 165.128 | bal_3P_477AL_4/0AL(N) | 8102703 | no | no |  |  | no |  |  | 0 | 0 | 0 | 0
oh_line_8102703_200837296 |  | ABCN | node_8102703_200837295 | node_intto1_8102703_200837296 | 161.72 | bal_3P_477AL_4/0AL(N) | 8102703 | no | no |  |  | no |  |  | 0 | 0 | 0 | 0
oh_line_8102703_200837297 |  | ABCN | node_8102703_200837296 | node_8102703_200837297 | 190.857 | bal_3P_477AL_4/0AL(N) | 8102703 | no | no |  |  | no |  |  | 0 | 0 | 0 | 0
oh_line_8102703_200837300 |  | ABCN | node_8102703_200837297 | node_8102703_200837300 | 172.581 | bal_3P_477AL_4/0AL(N) | 8102703 | no | no |  |  | no |  |  | 0 | 0 | 0 | 0
oh_line_8102703_200837301 |  | ABCN | node_8102703_200837300 | node_8102703_200837301 | 95.843 | bal_3P_1/0AA_1/0AA(N) | 8102703 | no | no |  |  | no |  |  | 0 | 0 | 0 | 0
oh_line_8102703_200837302 |  | ABCN | node_8102703_200837301 | node_intto1_8102703_200837302 | 192.952 | bal_3P_1/0AA_1/0AA(N) | 8102703 | no | no |  |  | no |  |  | 0 | 0 | 0 | 0
oh_line_8102703_200837303 |  | ABCN | node_8102703_200837302 | node_intto1_8102703_200837303 | 189.11 | bal_3P_1/0AA_1/0AA(N) | 8102703 | no | no |  |  | no |  |  | 0 | 0 | 0 | 0
oh_line_8102703_200837304 |  | ABCN | node_8102703_200837300 | node_8102703_200837304 | 179.999 | bal_3P_477AL_4/0AL(N) | 8102703 | no | no |  |  | no |  |  | 0 | 0 | 0 | 0
oh_line_8102703_200837305 |  | ABCN | node_8102703_200837304 | node_8102703_200837305 | 181.132 | bal_3P_477AL_4/0AL(N) | 8102703 | no | no |  |  | no |  |  | 0 | 0 | 0 | 0
oh_line_8102703_200837306 |  | ABCN | node_8102703_200837305 | node_8102703_200837306 | 185.63 | bal_3P_4/0AL_4/0AL(N) | 8102703 | no | no |  |  | no |  |  | 0 | 0 | 0 | 0
oh_line_8102703_200837307 |  | ABCN | node_8102703_200837306 | node_8102703_200837307 | 181.55 | bal_3P_4/0AL_4/0AL(N) | 8102703 | no | no |  |  | no |  |  | 0 | 0 | 0 | 0
oh_line_8102703_200837309 |  | ABCN | node_8102703_200837290 | node_8102703_200837309 | 176.602 | bal_3P_477AL_4/0AL(N) | 8102703 | no | no |  |  | no |  |  | 0 | 0 | 0 | 0
oh_line_8102703_200837310 |  | ABCN | node_8102703_200837305 | node_8102703_200837310 | 131.855 | bal_3P_477AL_4/0AL(N) | 8102703 | no | no |  |  | no |  |  | 0 | 0 | 0 | 0
oh_line_8102703_200837311 |  | ABCN | node_8102703_200837310 | node_8102703_200837311 | 111.912 | bal_3P_477AL_4/0AL(N) | 8102703 | no | no |  |  | no |  |  | 0 | 0 | 0 | 0
oh_line_8102703_200837312 |  | ABCN | node_8102703_200837311 | node_8102703_200837312 | 130.016 | bal_3P_477AL_4/0AL(N) | 8102703 | no | no |  |  | no |  |  | 0 | 0 | 0 | 0
oh_line_8102703_200837313 |  | ABCN | node_8102703_200837312 | node_8102703_200837313 | 140.575 | bal_3P_477AL_4/0AL(N) | 8102703 | no | no |  |  | no |  |  | 0 | 0 | 0 | 0
oh_line_8102703_200837314 |  | ABCN | node_8102703_200837313 | node_8102703_200837314 | 110.887 | bal_3P_477AL_4/0AL(N) | 8102703 | no | no |  |  | no |  |  | 0 | 0 | 0 | 0
oh_line_8102703_200837315 |  | ABCN | node_8102703_200837314 | node_8102703_200837315 | 112.626 | bal_3P_477AL_4/0AL(N) | 8102703 | no | no |  |  | no |  |  | 0 | 0 | 0 | 0
oh_line_8102703_200837316 |  | ABCN | node_8102703_200837315 | node_8102703_200837316 | 108.375 | bal_3P_477AL_4/0AL(N) | 8102703 | no | no |  |  | no |  |  | 0 | 0 | 0 | 0
oh_line_8102703_200837317 |  | ABCN | node_8102703_200837316 | node_8102703_200837317 | 207.848 | bal_3P_477AL_4/0AL(N) | 8102703 | no | no |  |  | no |  |  | 0 | 0 | 0 | 0
oh_line_8102703_200837318 |  | ABCN | node_8102703_200837317 | node_intto1_8102703_200837318 | 189.393 | bal_3P_1/0AC_1/0AC(N) | 8102703 | no | no |  |  | no |  |  | 0 | 0 | 0 | 0
oh_line_8102703_200837319 |  | ABCN | node_8102703_200837309 | node_8102703_200837319 | 185.527 | bal_3P_477AL_4/0AL(N) | 8102703 | no | no |  |  | no |  |  | 0 | 0 | 0 | 0
oh_line_8102703_200837320 |  | ABCN | node_8102703_200837319 | node_8102703_200837320 | 171.616 | bal_3P_477AL_4/0AL(N) | 8102703 | no | no |  |  | no |  |  | 0 | 0 | 0 | 0
oh_line_8102703_200837322 |  | ABCN | node_8102703_310054386 | node_8102703_200837322 | 74.092 | bal_3P_477AL_4/0AL(N) | 8102703 | no | no |  |  | no |  |  | 0 | 0 | 0 | 0
oh_line_8102703_200837323 |  | ABCN | node_8102703_200837322 | node_8102703_200837323 | 133.668 | bal_3P_477AL_4/0AL(N) | 8102703 | no | no |  |  | no |  |  | 0 | 0 | 0 | 0
oh_line_8102703_200837324 |  | ABCN | node_8102703_200837323 | node_8102703_200837324 | 143.573 | bal_3P_477AL_4/0AL(N) | 8102703 | no | no |  |  | no |  |  | 0 | 0 | 0 | 0
oh_line_8102703_200837325 |  | ABCN | node_8102703_200837324 | node_8102703_200837325 | 64.779 | bal_3P_1/0AA_1/0AA(N) | 8102703 | no | no |  |  | no |  |  | 0 | 0 | 0 | 0
oh_line_8102703_200837359 |  | ABCN | node_8102703_200836373 | node_8102703_200837359 | 198.181 | bal_3P_477AL_4/0AL(N) | 8102703 | no | no |  |  | no |  |  | 0 | 0 | 0 | 0
oh_line_8102703_200837360 |  | ABCN | node_8102703_200837407 | node_8102703_200837360 | 172.127 | bal_3P_477AL_4/0AC(N) | 8102703 | no | no |  |  | no |  |  | 0 | 0 | 0 | 0
oh_line_8102703_200837361 |  | ABCN | node_8102703_200837360 | node_8102703_200837361 | 168.522 | bal_3P_477AL_4/0AC(N) | 8102703 | no | no |  |  | no |  |  | 0 | 0 | 0 | 0
oh_line_8102703_200837362 |  | ABCN | node_8102703_200837361 | node_8102703_200837362 | 167.293 | bal_3P_477AL_4/0AC(N) | 8102703 | no | no |  |  | no |  |  | 0 | 0 | 0 | 0
oh_line_8102703_200837363 |  | ABCN | node_8102703_200837362 | node_8102703_200837363 | 28.237 | bal_3P_477AL_4/0AC(N) | 8102703 | no | no |  |  | no |  |  | 0 | 0 | 0 | 0
oh_line_8102703_200837364 |  | ABCN | node_8102703_200837363 | node_8102703_200837364 | 178.237 | bal_3P_477AL_4/0AC(N) | 8102703 | no | no |  |  | no |  |  | 0 | 0 | 0 | 0
oh_line_8102703_200837365 |  | ABCN | node_8102703_200837364 | node_intto1_8102703_200837365 | 176.761 | bal_3P_477AL_4/0AC(N) | 8102703 | no | no |  |  | no |  |  | 0 | 0 | 0 | 0
oh_line_8102703_200837366 |  | ABCN | node_8102703_200837365 | node_8102703_200837366 | 237.878 | bal_3P_477AL_4/0AC(N) | 8102703 | no | no |  |  | no |  |  | 0 | 0 | 0 | 0
oh_line_8102703_200837367 |  | ABCN | node_8102703_200837366 | node_8102703_200837367 | 185.628 | bal_3P_477AL_4/0AC(N) | 8102703 | no | no |  |  | no |  |  | 0 | 0 | 0 | 0
oh_line_8102703_200837368 |  | ABCN | node_8102703_200837367 | node_8102703_200837368 | 154.105 | bal_3P_477AL_4/0AC(N) | 8102703 | no | no |  |  | no |  |  | 0 | 0 | 0 | 0
oh_line_8102703_200837369 |  | ABCN | node_8102703_200837368 | node_8102703_200837369 | 154.255 | bal_3P_477AL_4/0AC(N) | 8102703 | no | no |  |  | no |  |  | 0 | 0 | 0 | 0
oh_line_8102703_200837370 |  | ABCN | node_8102703_200837359 | node_intto1_8102703_200837370 | 214.323 | bal_3P_477AL_4/0AC(N) | 8102703 | no | no |  |  | no |  |  | 0 | 0 | 0 | 0
oh_line_8102703_200837371 |  | ABCN | node_8102703_200837369 | node_intto1_8102703_200837371 | 165.113 | bal_3P_477AL_4/0AC(N) | 8102703 | no | no |  |  | no |  |  | 0 | 0 | 0 | 0
oh_line_8102703_200837372 |  | ABCN | node_8102703_200837371 | node_8102703_200837372 | 188.142 | bal_3P_477AL_4/0AC(N) | 8102703 | no | no |  |  | no |  |  | 0 | 0 | 0 | 0
oh_line_8102703_200837373 |  | ABCN | node_8102703_200837372 | node_intto1_8102703_200837373 | 184.459 | bal_3P_477AL_4/0AC(N) | 8102703 | no | no |  |  | no |  |  | 0 | 0 | 0 | 0
oh_line_8102703_200837374 |  | ABCN | node_8102703_200837373 | node_8102703_200837374 | 31.508 | bal_3P_477AL_4/0AC(N) | 8102703 | no | no |  |  | no |  |  | 0 | 0 | 0 | 0
oh_line_8102703_200837375 |  | ABCN | node_8102703_200837374 | node_8102703_200837375 | 204.114 | bal_3P_477AL_4/0AC(N) | 8102703 | no | no |  |  | no |  |  | 0 | 0 | 0 | 0
oh_line_8102703_200837376 |  | AN | node_8102703_200837375 | node_8102703_200837376 | 187.081 | bal_1P_2AC_2AC(N) | 8102703 | no | no |  |  | no |  |  | 0 | 0 | 0 | 0
oh_line_8102703_200837377 |  | AN | node_8102703_200837376 | node_8102703_200837377 | 283.21 | bal_1P_2AC_2AC(N) | 8102703 | no | no |  |  | no |  |  | 0 | 0 | 0 | 0
oh_line_8102703_200837378 |  | ABCN | node_8102703_200837375 | node_8102703_200837378 | 153.387 | bal_3P_477AL_4/0AC(N) | 8102703 | no | no |  |  | no |  |  | 0 | 0 | 0 | 0
oh_line_8102703_200837379 |  | ABCN | node_8102703_200837378 | node_8102703_200837379 | 152.68 | bal_3P_477AL_4/0AC(N) | 8102703 | no | no |  |  | no |  |  | 0 | 0 | 0 | 0
oh_line_8102703_200837380-1 |  | ABCN | node_1413591_495_15290841_137 | node_8102703_200837380 | 16.186 | bal_3P_477AL_4/0AC(N) | 8102703 | no | no |  |  | no |  |  | 0 | 0 | 0 | 0
oh_line_8102703_200837380-2 |  | ABCN | node_8102703_200837379 | node_1413591_495_15290841_137 | 199.722 | bal_3P_477AL_4/0AC(N) | 8102703 | no | no |  |  | no |  |  | 0 | 0 | 0 | 0
oh_line_8102703_200837381 |  | ABCN | node_8102703_200837380 | node_8102703_200837381 | 216.056 | bal_3P_477AL_4/0AC(N) | 8102703 | no | no |  |  | no |  |  | 0 | 0 | 0 | 0
oh_line_8102703_200837382 |  | ABCN | node_8102703_200837381 | node_8102703_200837382 | 111.427 | bal_3P_477AL_4/0AL(N) | 8102703 | no | no |  |  | no |  |  | 0 | 0 | 0 | 0
oh_line_8102703_200837383 |  | ABCN | node_8102703_200837381 | node_8102703_200837383 | 202.389 | bal_3P_477AL_4/0AA(N) | 8102703 | no | no |  |  | no |  |  | 0 | 0 | 0 | 0
oh_line_8102703_200837384 |  | ABCN | node_8102703_200837370 | node_8102703_200837384 | 199.081 | bal_3P_477AL_4/0AC(N) | 8102703 | no | no |  |  | no |  |  | 0 | 0 | 0 | 0
oh_line_8102703_200837385 |  | ABCN | node_8102703_200837383 | node_8102703_200837385 | 279.55 | bal_3P_477AL_4/0AA(N) | 8102703 | no | no |  |  | no |  |  | 0 | 0 | 0 | 0
oh_line_8102703_200837386 |  | ABCN | node_8102703_200837385 | node_8102703_200837386 | 235.143 | bal_3P_477AL_4/0AA(N) | 8102703 | no | no |  |  | no |  |  | 0 | 0 | 0 | 0
oh_line_8102703_200837387 |  | ABCN | node_8102703_200837386 | node_8102703_200837387 | 145.497 | bal_3P_1/0AC_1/0AC(N) | 8102703 | no | no |  |  | no |  |  | 0 | 0 | 0 | 0
oh_line_8102703_200837388 |  | ABCN | node_8102703_200837387 | node_8102703_200837388 | 40.36 | bal_3P_1/0AA_1/0AA(N) | 8102703 | no | no |  |  | no |  |  | 0 | 0 | 0 | 0
oh_line_8102703_200837392 |  | ABCN | node_8102703_200837386 | node_8102703_200837392 | 148.487 | bal_3P_477AL_4/0AA(N) | 8102703 | no | no |  |  | no |  |  | 0 | 0 | 0 | 0
oh_line_8102703_200837393 |  | ABCN | node_8102703_200837392 | node_8102703_200837393 | 214.416 | bal_3P_477AL_4/0AA(N) | 8102703 | no | no |  |  | no |  |  | 0 | 0 | 0 | 0
oh_line_8102703_200837394 |  | ABCN | node_8102703_200837393 | node_intto1_8102703_200837394 | 220.234 | bal_3P_477AL_4/0AA(N) | 8102703 | no | no |  |  | no |  |  | 0 | 0 | 0 | 0
oh_line_8102703_200837395 |  | ABCN | node_8102703_200837394 | node_8102703_200837395 | 164.497 | bal_3P_477AL_4/0AC(N) | 8102703 | no | no |  |  | no |  |  | 0 | 0 | 0 | 0
oh_line_8102703_200837396 |  | ABCN | node_8102703_200837395 | node_8102703_200837396 | 163.814 | bal_3P_477AL_4/0AC(N) | 8102703 | no | no |  |  | no |  |  | 0 | 0 | 0 | 0
oh_line_8102703_200837397 |  | ABCN | node_8102703_200837393 | node_8102703_200837397 | 72.529 | bal_3P_1/0AC_1/0AC(N) | 8102703 | no | no |  |  | no |  |  | 0 | 0 | 0 | 0
oh_line_8102703_200837398 |  | ABCN | node_8102703_200837397 | node_8102703_200837398 | 267.483 | bal_3P_1/0AC_1/0AC(N) | 8102703 | no | no |  |  | no |  |  | 0 | 0 | 0 | 0
oh_line_8102703_200837399 |  | ABCN | node_8102703_200837398 | node_8102703_200837399 | 282.238 | bal_3P_1/0AC_1/0AC(N) | 8102703 | no | no |  |  | no |  |  | 0 | 0 | 0 | 0
oh_line_8102703_200837400 |  | ABCN | node_8102703_200837399 | node_8102703_200837400 | 57.277 | bal_3P_1/0AA_1/0AA(N) | 8102703 | no | no |  |  | no |  |  | 0 | 0 | 0 | 0
oh_line_8102703_200837401 |  | ABCN | node_8102703_200837384 | node_8102703_200837401 | 190.646 | bal_3P_477AL_4/0AC(N) | 8102703 | no | no |  |  | no |  |  | 0 | 0 | 0 | 0
oh_line_8102703_200837402 |  | ABCN | node_8102703_200837401 | node_8102703_200837402 | 191.793 | bal_3P_477AL_4/0AC(N) | 8102703 | no | no |  |  | no |  |  | 0 | 0 | 0 | 0
oh_line_8102703_200837403 |  | ABCN | node_8102703_200837402 | node_8102703_200837403 | 185.333 | bal_3P_477AL_4/0AC(N) | 8102703 | no | no |  |  | no |  |  | 0 | 0 | 0 | 0
oh_line_8102703_200837406 |  | ABCN | node_8102703_200964729 | node_8102703_200837406 | 190.312 | bal_3P_477AL_4/0AC(N) | 8102703 | no | no |  |  | no |  |  | 0 | 0 | 0 | 0
oh_line_8102703_200837407 |  | ABCN | node_8102703_200837406 | node_8102703_200837407 | 220.11 | bal_3P_477AL_4/0AC(N) | 8102703 | no | no |  |  | no |  |  | 0 | 0 | 0 | 0
oh_line_8102703_200837409 |  | ABCN | node_8102703_200838559 | node_8102703_200837409 | 66.407 | bal_3P_1/0AC_1/0AC(N) | 8102703 | no | no |  |  | no |  |  | 0 | 0 | 0 | 0
oh_line_8102703_200837410 |  | ABCN | node_8102703_200837409 | node_8102703_200837410 | 107.637 | bal_3P_1/0AC_1/0AC(N) | 8102703 | no | no |  |  | no |  |  | 0 | 0 | 0 | 0
oh_line_8102703_200837411 |  | AN | node_8102703_200837410 | node_intto1_8102703_200837411 | 148.775 | bal_1P_1/0AC_1/0AC(N) | 8102703 | no | no |  |  | no |  |  | 0 | 0 | 0 | 0
oh_line_8102703_200837412 |  | AN | node_8102703_200837411 | node_8102703_200837412 | 139.339 | bal_1P_1/0AC_1/0AC(N) | 8102703 | no | no |  |  | no |  |  | 0 | 0 | 0 | 0
oh_line_8102703_200837413 |  | AN | node_8102703_200837412 | node_8102703_200837413 | 40.189 | bal_1P_1/0AC_1/0AC(N) | 8102703 | no | no |  |  | no |  |  | 0 | 0 | 0 | 0
oh_line_8102703_200837414 |  | AN | node_8102703_200837413 | node_8102703_200837414 | 216.878 | bal_1P_1/0AC_1/0AC(N) | 8102703 | no | no |  |  | no |  |  | 0 | 0 | 0 | 0
oh_line_8102703_200837509 |  | AN | node_8102703_200838297 | node_8102703_200837509 | 43.448 | bal_1P_1/0AC_1/0AC(N) | 8102703 | no | no |  |  | no |  |  | 0 | 0 | 0 | 0
oh_line_8102703_200837510 |  | AN | node_8102703_200837509 | node_8102703_200837510 | 271.022 | bal_1P_1/0AC_1/0AC(N) | 8102703 | no | no |  |  | no |  |  | 0 | 0 | 0 | 0
oh_line_8102703_200837511 |  | AN | node_8102703_200837510 | node_8102703_200837511 | 121.738 | bal_1P_1/0AC_1/0AC(N) | 8102703 | no | no |  |  | no |  |  | 0 | 0 | 0 | 0
oh_line_8102703_200837512 |  | AN | node_8102703_200837511 | node_8102703_200837512 | 120.859 | bal_1P_1/0AC_1/0AC(N) | 8102703 | no | no |  |  | no |  |  | 0 | 0 | 0 | 0
oh_line_8102703_200837513 |  | AN | node_8102703_200837512 | node_8102703_200837513 | 140.928 | bal_1P_1/0AC_1/0AC(N) | 8102703 | no | no |  |  | no |  |  | 0 | 0 | 0 | 0
oh_line_8102703_200837514 |  | AN | node_8102703_200837513 | node_8102703_200837514 | 60.339 | bal_1P_1/0AC_1/0AC(N) | 8102703 | no | no |  |  | no |  |  | 0 | 0 | 0 | 0
oh_line_8102703_200837515 |  | AN | node_8102703_200837514 | node_8102703_200837515 | 174.473 | bal_1P_1/0AC_1/0AC(N) | 8102703 | no | no |  |  | no |  |  | 0 | 0 | 0 | 0
oh_line_8102703_200837524 |  | AN | node_8102703_200838355 | node_8102703_200837524 | 89.279 | bal_1P_1/0AC_1/0AC(N) | 8102703 | no | no |  |  | no |  |  | 0 | 0 | 0 | 0
oh_line_8102703_200837525 |  | AN | node_8102703_200837524 | node_intto1_8102703_200837525 | 207.73 | bal_1P_1/0AC_1/0AC(N) | 8102703 | no | no |  |  | no |  |  | 0 | 0 | 0 | 0
oh_line_8102703_200837526 |  | AN | node_8102703_200837525 | node_8102703_200837526 | 71.756 | bal_1P_1/0AC_1/0AC(N) | 8102703 | no | no |  |  | no |  |  | 0 | 0 | 0 | 0
oh_line_8102703_200837527 |  | AN | node_8102703_200837525 | node_8102703_200837527 | 206.974 | bal_1P_1/0AC_1/0AC(N) | 8102703 | no | no |  |  | no |  |  | 0 | 0 | 0 | 0
oh_line_8102703_200837528 |  | AN | node_8102703_200837527 | node_8102703_200837528 | 96.969 | bal_1P_1/0AC_1/0AC(N) | 8102703 | no | no |  |  | no |  |  | 0 | 0 | 0 | 0
oh_line_8102703_200837529 |  | AN | node_8102703_200837528 | node_8102703_200837529 | 109.961 | bal_1P_1/0AC_1/0AC(N) | 8102703 | no | no |  |  | no |  |  | 0 | 0 | 0 | 0
oh_line_8102703_200837530 |  | AN | node_8102703_200837529 | node_8102703_200837530 | 154.122 | bal_1P_1/0AC_1/0AC(N) | 8102703 | no | no |  |  | no |  |  | 0 | 0 | 0 | 0
oh_line_8102703_200837531 |  | AN | node_8102703_200837530 | node_8102703_200837531 | 173.673 | bal_1P_1/0AC_1/0AC(N) | 8102703 | no | no |  |  | no |  |  | 0 | 0 | 0 | 0
oh_line_8102703_200837533 |  | AN | node_8102703_200837531 | node_8102703_200837533 | 135.746 | bal_1P_1/0AC_1/0AC(N) | 8102703 | no | no |  |  | no |  |  | 0 | 0 | 0 | 0
oh_line_8102703_200837581 |  | ABCN | node_8102703_200837393 | node_8102703_200837581 | 228.729 | unb_3P_2-1/0AC_1/0AA_1/0AA(N) | 8102703 | no | no |  |  | no |  |  | 0 | 0 | 0 | 0
oh_line_8102703_200837582 |  | AN | node_8102703_200837581 | node_intto1_8102703_200837582 | 182.932 | bal_1P_1/0AC_1/0AC(N) | 8102703 | no | no |  |  | no |  |  | 0 | 0 | 0 | 0
oh_line_8102703_200837584 |  | AN | node_8102703_200837582 | node_8102703_200837584 | 332.876 | bal_1P_1/0AC_1/0AC(N) | 8102703 | no | no |  |  | no |  |  | 0 | 0 | 0 | 0
oh_line_8102703_200837585 |  | AN | node_8102703_200837584 | node_8102703_200837585 | 288.601 | bal_1P_1/0AC_1/0AC(N) | 8102703 | no | no |  |  | no |  |  | 0 | 0 | 0 | 0
oh_line_8102703_200837586 |  | AN | node_8102703_200837585 | node_8102703_200837586 | 292.888 | bal_1P_1/0AC_1/0AC(N) | 8102703 | no | no |  |  | no |  |  | 0 | 0 | 0 | 0
oh_line_8102703_200837587 |  | AN | node_8102703_200837586 | node_8102703_200837587 | 288.354 | bal_1P_1/0AC_1/0AC(N) | 8102703 | no | no |  |  | no |  |  | 0 | 0 | 0 | 0
oh_line_8102703_200837588 |  | AN | node_8102703_200837587 | node_8102703_200837588 | 23.423 | bal_1P_1/0AC_1/0AC(N) | 8102703 | no | no |  |  | no |  |  | 0 | 0 | 0 | 0
oh_line_8102703_200837589 |  | AN | node_8102703_200837588 | node_8102703_200837589 | 168.283 | bal_1P_1/0AC_1/0AC(N) | 8102703 | no | no |  |  | no |  |  | 0 | 0 | 0 | 0
oh_line_8102703_200837590 |  | AN | node_8102703_200837589 | node_8102703_200837590 | 178.34 | bal_1P_1/0AC_1/0AC(N) | 8102703 | no | no |  |  | no |  |  | 0 | 0 | 0 | 0
oh_line_8102703_200837719 |  | ABCN | node_8102703_200838481 | node_8102703_200837719 | 44.979 | bal_3P_1/0AA_1/0AA(N) | 8102703 | no | no |  |  | no |  |  | 0 | 0 | 0 | 0
oh_line_8102703_200837720 |  | ABCN | node_8102703_200837719 | node_8102703_200837720 | 170.859 | bal_3P_1/0AC_1/0AC(N) | 8102703 | no | no |  |  | no |  |  | 0 | 0 | 0 | 0
oh_line_8102703_200837721 |  | ABCN | node_8102703_200837720 | node_8102703_200837721 | 272.859 | bal_3P_1/0AC_1/0AC(N) | 8102703 | no | no |  |  | no |  |  | 0 | 0 | 0 | 0
oh_line_8102703_200837722 |  | ABCN | node_8102703_200837721 | node_8102703_200837722 | 269.598 | bal_3P_1/0AC_1/0AC(N) | 8102703 | no | no |  |  | no |  |  | 0 | 0 | 0 | 0
oh_line_8102703_200837723 |  | ABCN | node_8102703_200837722 | node_8102703_200837723 | 172.152 | bal_3P_1/0AA_1/0AA(N) | 8102703 | no | no |  |  | no |  |  | 0 | 0 | 0 | 0
oh_line_8102703_200837724 |  | ABCN | node_8102703_200837723 | node_8102703_200837724 | 307.931 | bal_3P_1/0AA_1/0AA(N) | 8102703 | no | no |  |  | no |  |  | 0 | 0 | 0 | 0
oh_line_8102703_200837725 |  | ABCN | node_8102703_200837724 | node_8102703_200837725 | 306.053 | bal_3P_1/0AA_1/0AA(N) | 8102703 | no | no |  |  | no |  |  | 0 | 0 | 0 | 0
oh_line_8102703_200837726 |  | ABCN | node_8102703_200837725 | node_8102703_200837726 | 276.741 | bal_3P_1/0AA_1/0AA(N) | 8102703 | no | no |  |  | no |  |  | 0 | 0 | 0 | 0
oh_line_8102703_200837727 |  | ABCN | node_8102703_200837726 | node_8102703_200837727 | 100.715 | bal_3P_1/0AA_1/0AA(N) | 8102703 | no | no |  |  | no |  |  | 0 | 0 | 0 | 0
oh_line_8102703_200838023 |  | ABCN | node_8102703_200838024 | node_intto1_8102703_200838023 | 123.73 | bal_3P_477AL_4/0AL(N) | 8102703 | no | no |  |  | no |  |  | 0 | 0 | 0 | 0
oh_line_8102703_200838024 |  | ABCN | node_8102703_200838025 | node_8102703_200838024 | 136.997 | bal_3P_477AL_4/0AL(N) | 8102703 | no | no |  |  | no |  |  | 0 | 0 | 0 | 0
oh_line_8102703_200838025 |  | ABCN | node_8102703_200837316 | node_8102703_200838025 | 67.296 | bal_3P_477AL_4/0AL(N) | 8102703 | no | no |  |  | no |  |  | 0 | 0 | 0 | 0
oh_line_8102703_200838265 |  | ABCN | node_8102703_200838277 | node_8102703_200838265 | 93.294 | bal_3P_477AL_4/0AL(N) | 8102703 | no | no |  |  | no |  |  | 0 | 0 | 0 | 0
oh_line_8102703_200838266 |  | AN | node_8102703_200838265 | node_8102703_200838266 | 92.258 | bal_1P_1/0AC_1/0AC(N) | 8102703 | no | no |  |  | no |  |  | 0 | 0 | 0 | 0
oh_line_8102703_200838277 |  | ABCN | node_8102703_200838285 | node_8102703_200838277 | 108.631 | bal_3P_477AL_4/0AL(N) | 8102703 | no | no |  |  | no |  |  | 0 | 0 | 0 | 0
oh_line_8102703_200838285 |  | ABCN | node_8102703_200838297 | node_8102703_200838285 | 117.923 | bal_3P_477AL_4/0AL(N) | 8102703 | no | no |  |  | no |  |  | 0 | 0 | 0 | 0
oh_line_8102703_200838286 |  | AN | node_8102703_200838285 | node_8102703_200838286 | 84.392 | bal_1P_1/0AC_1/0AC(N) | 8102703 | no | no |  |  | no |  |  | 0 | 0 | 0 | 0
oh_line_8102703_200838297 |  | ABCN | node_8102703_200838342 | node_8102703_200838297 | 330.501 | bal_3P_477AL_4/0AL(N) | 8102703 | no | no |  |  | no |  |  | 0 | 0 | 0 | 0
oh_line_8102703_200838342 |  | ABCN | node_8102703_200838355 | node_8102703_200838342 | 115.46 | bal_3P_477AL_4/0AL(N) | 8102703 | no | no |  |  | no |  |  | 0 | 0 | 0 | 0
oh_line_8102703_200838343 |  | AN | node_8102703_200838342 | node_8102703_200838343 | 46.518 | bal_1P_1/0AC_1/0AC(N) | 8102703 | no | no |  |  | no |  |  | 0 | 0 | 0 | 0
oh_line_8102703_200838355 |  | ABCN | node_8102703_200838383 | node_8102703_200838355 | 211.017 | bal_3P_477AL_4/0AL(N) | 8102703 | no | no |  |  | no |  |  | 0 | 0 | 0 | 0
oh_line_8102703_200838383 |  | ABCN | node_8102703_200838397 | node_8102703_200838383 | 120.39 | bal_3P_477AL_4/0AL(N) | 8102703 | no | no |  |  | no |  |  | 0 | 0 | 0 | 0
oh_line_8102703_200838397 |  | ABCN | node_8102703_200838441 | node_8102703_200838397 | 409.611 | bal_3P_477AL_4/0AL(N) | 8102703 | no | no |  |  | no |  |  | 0 | 0 | 0 | 0
oh_line_8102703_200838398 |  | ABCN | node_8102703_200838397 | node_8102703_200838398 | 227.44 | bal_3P_4/0AL_4/0AL(N) | 8102703 | no | no |  |  | no |  |  | 0 | 0 | 0 | 0
oh_line_8102703_200838400 |  | ABCN | node_8102703_200838398 | node_intto1_8102703_200838400 | 272.377 | bal_3P_1/0AA_1/0AA(N) | 8102703 | no | no |  |  | no |  |  | 0 | 0 | 0 | 0
oh_line_8102703_200838401 |  | ABCN | node_8102703_200838400 | node_8102703_200838401 | 217.755 | bal_3P_1/0AA_1/0AA(N) | 8102703 | no | no |  |  | no |  |  | 0 | 0 | 0 | 0
oh_line_8102703_200838402 |  | ABCN | node_8102703_200838400 | node_8102703_200838402 | 437.464 | bal_3P_1/0AA_1/0AA(N) | 8102703 | no | no |  |  | no |  |  | 0 | 0 | 0 | 0
oh_line_8102703_200838403 |  | AN | node_8102703_200838402 | node_8102703_200838403 | 316.647 | bal_1P_1/0AA_1/0AA(N) | 8102703 | no | no |  |  | no |  |  | 0 | 0 | 0 | 0
oh_line_8102703_200838441 |  | ABCN | node_8102703_200838464 | node_8102703_200838441 | 229.346 | bal_3P_477AL_4/0AL(N) | 8102703 | no | no |  |  | no |  |  | 0 | 0 | 0 | 0
oh_line_8102703_200838464 |  | ABCN | node_8102703_200838481 | node_8102703_200838464 | 270.365 | bal_3P_477AL_4/0AL(N) | 8102703 | no | no |  |  | no |  |  | 0 | 0 | 0 | 0
oh_line_8102703_200838481 |  | ABCN | node_8102703_200838542 | node_8102703_200838481 | 256.835 | bal_3P_477AL_4/0AL(N) | 8102703 | no | no |  |  | no |  |  | 0 | 0 | 0 | 0
oh_line_8102703_200838520 |  | ABCN | node_8102703_310054435 | node_8102703_200838520 | 48.66 | bal_3P_477AL_4/0AL(N) | 8102703 | no | no |  |  | no |  |  | 0 | 0 | 0 | 0
oh_line_8102703_200838542 |  | ABCN | node_8102703_200838547 | node_8102703_200838542 | 148.038 | bal_3P_477AL_4/0AL(N) | 8102703 | no | no |  |  | no |  |  | 0 | 0 | 0 | 0
oh_line_8102703_200838543 |  | AN | node_8102703_200838542 | node_intto1_8102703_200838543 | 223.673 | bal_1P_1/0AC_1/0AC(N) | 8102703 | no | no |  |  | no |  |  | 0 | 0 | 0 | 0
oh_line_8102703_200838545 |  | AN | node_8102703_200838543 | node_8102703_200838545 | 177.306 | bal_1P_1/0AC_1/0AC(N) | 8102703 | no | no |  |  | no |  |  | 0 | 0 | 0 | 0
oh_line_8102703_200838546 |  | AN | node_8102703_200838545 | node_8102703_200838546 | 271.961 | bal_1P_1/0AC_1/0AC(N) | 8102703 | no | no |  |  | no |  |  | 0 | 0 | 0 | 0
oh_line_8102703_200838547 |  | ABCN | node_8102703_200838550 | node_8102703_200838547 | 183.539 | bal_3P_477AL_4/0AL(N) | 8102703 | no | no |  |  | no |  |  | 0 | 0 | 0 | 0
oh_line_8102703_200838550 |  | ABCN | node_SOURCE_8102703 | node_8102703_200838550 | 141.614 | bal_3P_477AL_4/0AL(N) | 8102703 | no | no |  |  | no |  |  | 0 | 0 | 0 | 0
oh_line_8102703_200838559 |  | ABCN | node_8102703_310054424 | node_8102703_200838559 | 162.322 | bal_3P_477AL_4/0AL(N) | 8102703 | no | no |  |  | no |  |  | 0 | 0 | 0 | 0
oh_line_8102703_200838629 |  | ABCN | node_8102703_200838265 | node_8102703_200838629 | 104.098 | bal_3P_477AL_4/0AL(N) | 8102703 | no | no |  |  | no |  |  | 0 | 0 | 0 | 0
oh_line_8102703_200914783 |  | AN | node_8102703_200837371 | node_8102703_200914783 | 177.704 | bal_1P_477AL_477AL(N) | 8102703 | no | no |  |  | no |  |  | 0 | 0 | 0 | 0
oh_line_8102703_200914802 |  | ABCN | node_8102703_310054523 | node_8102703_200914802 | 105.406 | bal_3P_477AL_4/0AL(N) | 8102703 | no | no |  |  | no |  |  | 0 | 0 | 0 | 0
oh_line_8102703_200914819 |  | ABCN | node_8102703_200838398 | node_8102703_200914819 | 43.72 | bal_3P_1/0AC_1/0AA(N) | 8102703 | no | no |  |  | no |  |  | 0 | 0 | 0 | 0
oh_line_8102703_200914822 |  | ABCN | node_8102703_200914823 | node_8102703_200914822 | 50.472 | bal_3P_1/0AC_1/0AC(N) | 8102703 | no | no |  |  | no |  |  | 0 | 0 | 0 | 0
oh_line_8102703_200914823 |  | ABCN | node_8102703_200914826 | node_8102703_200914823 | 37.663 | bal_3P_1/0AC_1/0AC(N) | 8102703 | no | no |  |  | no |  |  | 0 | 0 | 0 | 0
oh_line_8102703_200914824 |  | ABCN | node_8102703_200914822 | node_8102703_200914824 | 52.151 | bal_3P_1/0AC_1/0AC(N) | 8102703 | no | no |  |  | no |  |  | 0 | 0 | 0 | 0
oh_line_8102703_200914825 |  | ABCN | node_8102703_200914819 | node_8102703_200914825 | 44.223 | bal_3P_1/0AC_1/0AC(N) | 8102703 | no | no |  |  | no |  |  | 0 | 0 | 0 | 0
oh_line_8102703_200914826 |  | ABCN | node_8102703_200914825 | node_8102703_200914826 | 40.335 | bal_3P_1/0AC_1/0AC(N) | 8102703 | no | no |  |  | no |  |  | 0 | 0 | 0 | 0
oh_line_8102703_200954401 |  | ABCN | node_8102703_200836373 | node_intto1_8102703_200954401 | 48.922 | bal_3P_477AL_4/0AA(N) | 8102703 | no | no |  |  | no |  |  | 0 | 0 | 0 | 0
oh_line_8102703_200964729 |  | ABCN | node_8102703_200837403 | node_8102703_200964729 | 208.467 | bal_3P_477AL_4/0AC(N) | 8102703 | no | no |  |  | no |  |  | 0 | 0 | 0 | 0
oh_line_8102703_200971544 |  | AN | node_8102703_310008762 | node_8102703_200971544 | 177.609 | bal_1P_1/0AA_1/0AA(N) | 8102703 | no | no |  |  | no |  |  | 0 | 0 | 0 | 0
oh_line_8102703_201013806 |  | ABCN | node_8102703_200838023 | node_8102703_201013806 | 135.858 | bal_3P_477AL_4/0AL(N) | 8102703 | no | no |  |  | no |  |  | 0 | 0 | 0 | 0
oh_line_8102703_201061712 |  | ABCN | node_8102703_201061752 | node_intto1_8102703_201061712 | 209.664 | bal_3P_WYECUST | 8102703 | no | no |  |  | no |  |  | 0 | 0 | 0 | 0
oh_line_8102703_201061752 |  | ABCN | node_8102703_200837364 | node_intto1_8102703_201061752 | 172.87 | bal_3P_477AL_4/0AC(N) | 8102703 | no | no |  |  | no |  |  | 0 | 0 | 0 | 0
oh_line_8102703_310008743 |  | AN | node_8102703_310008744 | node_8102703_310008743 | 273.11 | bal_1P_1/0AA_1/0AA(N) | 8102703 | no | no |  |  | no |  |  | 0 | 0 | 0 | 0
oh_line_8102703_310008744 |  | AN | node_8102703_200837400 | node_intto1_8102703_310008744 | 275.721 | bal_1P_1/0AA_1/0AA(N) | 8102703 | no | no |  |  | no |  |  | 0 | 0 | 0 | 0
oh_line_8102703_310008762 |  | AN | node_8102703_310008743 | node_8102703_310008762 | 74.124 | bal_1P_1/0AA_1/0AA(N) | 8102703 | no | no |  |  | no |  |  | 0 | 0 | 0 | 0
oh_line_8102703_310008765 |  | AN | node_8102703_200971544 | node_intto1_8102703_310008765 | 184.968 | bal_1P_1/0AA_1/0AA(N) | 8102703 | no | no |  |  | no |  |  | 0 | 0 | 0 | 0
oh_line_8102703_310008767 |  | AN | node_8102703_310008765 | node_8102703_310008767 | 168.169 | bal_1P_1/0AA_1/0AA(N) | 8102703 | no | no |  |  | no |  |  | 0 | 0 | 0 | 0
oh_line_8102703_310009262 |  | AN | node_8102703_200838542 | node_8102703_310009262 | 33.612 | bal_1P_477AL_477AL(N) | 8102703 | no | no |  |  | no |  |  | 0 | 0 | 0 | 0
oh_line_8102703_310054386 |  | ABCN | node_8102703_200837320 | node_8102703_310054386 | 208.489 | bal_3P_477AL_4/0AL(N) | 8102703 | no | no |  |  | no |  |  | 0 | 0 | 0 | 0
oh_line_8102703_310054411 |  | ABCN | node_8102703_200914802 | node_8102703_310054411 | 68.717 | bal_3P_477AL_4/0AL(N) | 8102703 | no | no |  |  | no |  |  | 0 | 0 | 0 | 0
oh_line_8102703_310054420 |  | ABCN | node_8102703_200838629 | node_8102703_310054420 | 169.014 | bal_3P_477AL_4/0AL(N) | 8102703 | no | no |  |  | no |  |  | 0 | 0 | 0 | 0
oh_line_8102703_310054421 |  | ABCN | node_8102703_310054420 | node_8102703_310054421 | 159.977 | bal_3P_477AL_4/0AL(N) | 8102703 | no | no |  |  | no |  |  | 0 | 0 | 0 | 0
oh_line_8102703_310054423 |  | ABCN | node_8102703_310054421 | node_8102703_310054423 | 140.458 | bal_3P_477AL_4/0AL(N) | 8102703 | no | no |  |  | no |  |  | 0 | 0 | 0 | 0
oh_line_8102703_310054424 |  | ABCN | node_8102703_310054423 | node_8102703_310054424 | 127.909 | bal_3P_477AL_4/0AL(N) | 8102703 | no | no |  |  | no |  |  | 0 | 0 | 0 | 0
oh_line_8102703_310054435 |  | ABCN | node_8102703_200838559 | node_intto1_8102703_310054435 | 148.581 | bal_3P_477AL_4/0AL(N) | 8102703 | no | no |  |  | no |  |  | 0 | 0 | 0 | 0
oh_line_8102703_310054523 |  | ABCN | node_8102703_310054525 | node_8102703_310054523 | 124.87 | bal_3P_477AL_4/0AL(N) | 8102703 | no | no |  |  | no |  |  | 0 | 0 | 0 | 0
oh_line_8102703_310054525 |  | ABCN | node_8102703_200838520 | node_8102703_310054525 | 98.46 | bal_3P_477AL_4/0AL(N) | 8102703 | no | no |  |  | no |  |  | 0 | 0 | 0 | 0
oh_line_8102703_311894060 |  | ABCN | node_8102703_200838023 | node_8102703_311894060 | 124.634 | bal_3P_1/0AC_1/0AC(N) | 8102703 | no | no |  |  | no |  |  | 0 | 0 | 0 | 0
oh_line_8102703_311926693 |  | ABCN | node_8102703_200837722 | node_intto1_8102703_311926693 | 69.503 | bal_3P_1/0AA_1/0AA(N) | 8102703 | no | no |  |  | no |  |  | 0 | 0 | 0 | 0
oh_line_8102703_311926775 |  | ABCN | node_8102703_311926693 | node_8102703_311926775 | 228.215 | bal_3P_1/0AA_1/0AA(N) | 8102703 | no | no |  |  | no |  |  | 0 | 0 | 0 | 0
oh_line_8102703_311931881 |  | ABCN | node_8102703_200837388 | node_8102703_311931881 | 36.487 | bal_3P_4/0AA_1/0AA(N) | 8102703 | no | no |  |  | no |  |  | 0 | 0 | 0 | 0
oh_line_8102703_311996990 |  | ABCN | node_8102703_200837581 | node_8102703_311996990 | 77.074 | bal_3P_1/0AA_1/0AA(N) | 8102703 | no | no |  |  | no |  |  | 0 | 0 | 0 | 0
oh_line_8102703_312090948 |  | ABCN | node_8102703_201013806 | node_8102703_312090948 | 105.042 | bal_3P_477AL_477AL(N) | 8102703 | no | no |  |  | no |  |  | 0 | 0 | 0 | 0
oh_line_TAP_OH_899183 |  | ABCN | node_8102703_200836365 | node_1416493_925_15289002_092 | 0.033 | unb_TAPWIRE_OH | 8102703 | no | no |  |  | no |  |  | 0 | 0 | 0 | 0
oh_line_TAP_OH_899511 |  | ABCN | node_8102703_200837282 | node_1417297_088_15291749_346 | 0.033 | unb_TAPWIRE_OH | 8102703 | no | no |  |  | no |  |  | 0 | 0 | 0 | 0
oh_line_TAP_OH_899513 |  | ABCN | node_8102703_200837297 | node_1416097_055_15293228_282 | 0.033 | unb_TAPWIRE_OH | 8102703 | no | no |  |  | no |  |  | 0 | 0 | 0 | 0
oh_line_TAP_OH_899515 |  | ABCN | node_8102703_200837316 | node_1415054_988_15293660_488 | 0.033 | unb_TAPWIRE_OH | 8102703 | no | no |  |  | no |  |  | 0 | 0 | 0 | 0
oh_line_TAP_OH_899529 |  | ABCN | node_8102703_200837367 | node_1415084_15290454_965 | 0.033 | unb_TAPWIRE_OH | 8102703 | no | no |  |  | no |  |  | 0 | 0 | 0 | 0
oh_line_TAP_OH_899530 |  | ABCN | node_8102703_200837379 | node_1413766_741_15290733_219 | 0.033 | unb_TAPWIRE_OH | 8102703 | no | no |  |  | no |  |  | 0 | 0 | 0 | 0
oh_line_TAP_OH_899531 |  | ABCN | node_8102703_200837380 | node_1413585_652_15290881_356 | 0.033 | unb_TAPWIRE_OH | 8102703 | no | no |  |  | no |  |  | 0 | 0 | 0 | 0
oh_line_TAP_OH_899536 |  | ABCN | node_8102703_200837403 | node_1416385_011_15289991_89 | 0.033 | unb_TAPWIRE_OH | 8102703 | no | no |  |  | no |  |  | 0 | 0 | 0 | 0
oh_line_TAP_OH_899539 |  | AN | node_8102703_200837411 | node_1416810_552_15289841_361 | 0.033 | unb_TAPWIRE_OH | 8102703 | no | no |  |  | no |  |  | 0 | 0 | 0 | 0
oh_line_TAP_OH_899540 |  | AN | node_8102703_200837414 | node_1416493_712_15289984_687 | 0.033 | unb_TAPWIRE_OH | 8102703 | no | no |  |  | no |  |  | 0 | 0 | 0 | 0
oh_line_TAP_OH_899556 |  | AN | node_8102703_200837510 | node_1417804_553_15288768_68 | 0.033 | unb_TAPWIRE_OH | 8102703 | no | no |  |  | no |  |  | 0 | 0 | 0 | 0
oh_line_TAP_OH_899557 |  | AN | node_8102703_200837511 | node_1417931_542_15288778_69 | 0.033 | unb_TAPWIRE_OH | 8102703 | no | no |  |  | no |  |  | 0 | 0 | 0 | 0
oh_line_TAP_OH_899558 |  | AN | node_8102703_200837512 | node_1418037_805_15288782_344 | 0.033 | unb_TAPWIRE_OH | 8102703 | no | no |  |  | no |  |  | 0 | 0 | 0 | 0
oh_line_TAP_OH_899559 |  | AN | node_8102703_200837515 | node_1418068_923_15288608_332 | 0.033 | unb_TAPWIRE_OH | 8102703 | no | no |  |  | no |  |  | 0 | 0 | 0 | 0
oh_line_TAP_OH_899563 |  | AN | node_8102703_200837526 | node_1418026_821_15288524_594 | 0.033 | unb_TAPWIRE_OH | 8102703 | no | no |  |  | no |  |  | 0 | 0 | 0 | 0
oh_line_TAP_OH_899564 |  | AN | node_8102703_200837529 | node_1418403_268_15288258_616 | 0.033 | unb_TAPWIRE_OH | 8102703 | no | no |  |  | no |  |  | 0 | 0 | 0 | 0
oh_line_TAP_OH_899565 |  | AN | node_8102703_200837530 | node_1418527_098_15288386_659 | 0.033 | unb_TAPWIRE_OH | 8102703 | no | no |  |  | no |  |  | 0 | 0 | 0 | 0
oh_line_TAP_OH_899566 |  | AN | node_8102703_200837531 | node_1418623_695_15288547_649 | 0.033 | unb_TAPWIRE_OH | 8102703 | no | no |  |  | no |  |  | 0 | 0 | 0 | 0
oh_line_TAP_OH_899567 |  | AN | node_8102703_200837533 | node_1418687_704_15288712_375 | 0.033 | unb_TAPWIRE_OH | 8102703 | no | no |  |  | no |  |  | 0 | 0 | 0 | 0
oh_line_TAP_OH_899577 |  | AN | node_8102703_200837582 | node_1412872_688_15291810_749 | 0.033 | unb_TAPWIRE_OH | 8102703 | no | no |  |  | no |  |  | 0 | 0 | 0 | 0
oh_line_TAP_OH_899578 |  | AN | node_8102703_200837590 | node_1411935_477_15292698_832 | 0.033 | unb_TAPWIRE_OH | 8102703 | no | no |  |  | no |  |  | 0 | 0 | 0 | 0
oh_line_TAP_OH_899616 |  | ABCN | node_8102703_200837721 | node_1418857_858_15287719_629 | 0.033 | unb_TAPWIRE_OH | 8102703 | no | no |  |  | no |  |  | 0 | 0 | 0 | 0
oh_line_TAP_OH_899778 |  | ABCN | node_8102703_200838265 | node_1417218_172_15288978_952 | 0.033 | unb_TAPWIRE_OH | 8102703 | no | no |  |  | no |  |  | 0 | 0 | 0 | 0
oh_line_TAP_OH_899794 |  | AN | node_8102703_200838343 | node_1417740_304_15288598_738 | 0.033 | unb_TAPWIRE_OH | 8102703 | no | no |  |  | no |  |  | 0 | 0 | 0 | 0
oh_line_TAP_OH_899805 |  | ABCN | node_8102703_200838400 | node_1417989_65_15287628_898 | 0.033 | unb_TAPWIRE_OH | 8102703 | no | no |  |  | no |  |  | 0 | 0 | 0 | 0
oh_line_TAP_OH_899807 |  | AN | node_8102703_200838403 | node_1417445_316_15288382_831 | 0.033 | unb_TAPWIRE_OH | 8102703 | no | no |  |  | no |  |  | 0 | 0 | 0 | 0
oh_line_TAP_OH_899838 |  | AN | node_8102703_200838545 | node_1419013_488_15287328_631 | 0.033 | unb_TAPWIRE_OH | 8102703 | no | no |  |  | no |  |  | 0 | 0 | 0 | 0
oh_line_TAP_OH_899839 |  | AN | node_8102703_200838546 | node_1418812_246_15287581_474 | 0.033 | unb_TAPWIRE_OH | 8102703 | no | no |  |  | no |  |  | 0 | 0 | 0 | 0
oh_line_TAP_OH_1268774 |  | AN | node_8102703_200837377 | node_1414535_026_15290421_966 | 0.033 | unb_TAPWIRE_OH | 8102703 | no | no |  |  | no |  |  | 0 | 0 | 0 | 0
oh_line_TAP_OH_1440844 |  | ABCN | node_8102703_200837364 | node_1415524_56_15290668_726 | 0.033 | unb_TAPWIRE_OH | 8102703 | no | no |  |  | no |  |  | 0 | 0 | 0 | 0
oh_line_TAP_OH_1440845 |  | ABCN | node_8102703_200837400 | node_1413361_51_15292236_186 | 0.033 | unb_TAPWIRE_OH | 8102703 | no | no |  |  | no |  |  | 0 | 0 | 0 | 0
oh_line_TAP_OH_1516429 |  | ABCN | node_8102703_200837722 | node_1419016_244_15287909_705 | 0.033 | unb_TAPWIRE_OH | 8102703 | no | no |  |  | no |  |  | 0 | 0 | 0 | 0
oh_line_TAP_OH_2142534 |  | ABCN | node_8102703_200837720 | node_1418657_556_15287493_489 | 0.033 | unb_TAPWIRE_OH | 8102703 | no | no |  |  | no |  |  | 0 | 0 | 0 | 0
oh_line_TAP_OH_2142535 |  | ABCN | node_8102703_200837720 | node_1418669_911_15287514_415 | 0.033 | unb_TAPWIRE_OH | 8102703 | no | no |  |  | no |  |  | 0 | 0 | 0 | 0
oh_line_TAP_OH_2142536 |  | ABCN | node_8102703_200837720 | node_1418641_606_15287477_538 | 0.033 | unb_TAPWIRE_OH | 8102703 | no | no |  |  | no |  |  | 0 | 0 | 0 | 0
oh_line_TAP_OH_2142561 |  | ABCN | node_8102703_200838401 | node_1417668_967_15287696_851 | 0.033 | unb_TAPWIRE_OH | 8102703 | no | no |  |  | no |  |  | 0 | 0 | 0 | 0
oh_line_TAP_OH_2142562 |  | ABCN | node_8102703_200838401 | node_1417672_519_15287670_682 | 0.033 | unb_TAPWIRE_OH | 8102703 | no | no |  |  | no |  |  | 0 | 0 | 0 | 0
oh_line_TAP_OH_2142563 |  | ABCN | node_8102703_200838401 | node_1417670_586_15287723_402 | 0.033 | unb_TAPWIRE_OH | 8102703 | no | no |  |  | no |  |  | 0 | 0 | 0 | 0
oh_line_TAP_OH_2142618 |  | ABCN | node_8102703_200837409 | node_1417060_173_15289929_548 | 0.033 | unb_TAPWIRE_OH | 8102703 | no | no |  |  | no |  |  | 0 | 0 | 0 | 0
oh_line_TAP_OH_2142619 |  | ABCN | node_8102703_200837409 | node_1417040_896_15289923_138 | 0.033 | unb_TAPWIRE_OH | 8102703 | no | no |  |  | no |  |  | 0 | 0 | 0 | 0
oh_line_TAP_OH_2142620 |  | ABCN | node_8102703_200837409 | node_1417080_001_15289929_05 | 0.033 | unb_TAPWIRE_OH | 8102703 | no | no |  |  | no |  |  | 0 | 0 | 0 | 0
oh_line_TAP_OH_2142624 |  | ABCN | node_8102703_200837581 | node_1412939_003_15291571_072 | 0.033 | unb_TAPWIRE_OH | 8102703 | no | no |  |  | no |  |  | 0 | 0 | 0 | 0
oh_line_TAP_OH_2142625 |  | ABCN | node_8102703_200837581 | node_1412956_648_15291559_055 | 0.033 | unb_TAPWIRE_OH | 8102703 | no | no |  |  | no |  |  | 0 | 0 | 0 | 0
oh_line_TAP_OH_2142626 |  | ABCN | node_8102703_200837581 | node_1412924_302_15291588_829 | 0.033 | unb_TAPWIRE_OH | 8102703 | no | no |  |  | no |  |  | 0 | 0 | 0 | 0
oh_line_TAP_OH_2142627 |  | ABCN | node_8102703_200837388 | node_1413672_45_15291386_126 | 0.033 | unb_TAPWIRE_OH | 8102703 | no | no |  |  | no |  |  | 0 | 0 | 0 | 0
oh_line_TAP_OH_2142628 |  | ABCN | node_8102703_200837388 | node_1413656_182_15291389_726 | 0.033 | unb_TAPWIRE_OH | 8102703 | no | no |  |  | no |  |  | 0 | 0 | 0 | 0
oh_line_TAP_OH_2142629 |  | ABCN | node_8102703_200837388 | node_1413685_726_15291375_42 | 0.033 | unb_TAPWIRE_OH | 8102703 | no | no |  |  | no |  |  | 0 | 0 | 0 | 0
oh_line_TAP_OH_2142630 |  | ABCN | node_8102703_200837725 | node_1419756_768_15287774_261 | 0.033 | unb_TAPWIRE_OH | 8102703 | no | no |  |  | no |  |  | 0 | 0 | 0 | 0
oh_line_TAP_OH_2142631 |  | ABCN | node_8102703_200837725 | node_1419778_885_15287779_684 | 0.033 | unb_TAPWIRE_OH | 8102703 | no | no |  |  | no |  |  | 0 | 0 | 0 | 0
oh_line_TAP_OH_2145323 |  | ABCN | node_8102703_200837387 | node_1413622_491_15291411_961 | 0.033 | unb_TAPWIRE_OH | 8102703 | no | no |  |  | no |  |  | 0 | 0 | 0 | 0
oh_line_TAP_OH_2145324 |  | ABCN | node_8102703_200837387 | node_1413605_923_15291414_208 | 0.033 | unb_TAPWIRE_OH | 8102703 | no | no |  |  | no |  |  | 0 | 0 | 0 | 0
oh_line_TAP_OH_2145325 |  | ABCN | node_8102703_200837387 | node_1413638_507_15291402_733 | 0.033 | unb_TAPWIRE_OH | 8102703 | no | no |  |  | no |  |  | 0 | 0 | 0 | 0
oh_line_TAP_OH_2145326 |  | ABCN | node_8102703_200837394 | node_1413063_25_15291448_234 | 0.033 | unb_TAPWIRE_OH | 8102703 | no | no |  |  | no |  |  | 0 | 0 | 0 | 0
oh_line_TAP_OH_2145327 |  | ABCN | node_8102703_200837394 | node_1413058_206_15291422_444 | 0.033 | unb_TAPWIRE_OH | 8102703 | no | no |  |  | no |  |  | 0 | 0 | 0 | 0
oh_line_TAP_OH_2145328 |  | ABCN | node_8102703_200837394 | node_1413073_086_15291471_433 | 0.033 | unb_TAPWIRE_OH | 8102703 | no | no |  |  | no |  |  | 0 | 0 | 0 | 0
oh_line_TAP_OH_2145348 |  | ABCN | node_8102703_200836371 | node_1416654_284_15289250_928 | 0.033 | unb_TAPWIRE_OH | 8102703 | no | no |  |  | no |  |  | 0 | 0 | 0 | 0
oh_line_TAP_OH_2145349 |  | ABCN | node_8102703_200836371 | node_1416646_404_15289226_432 | 0.033 | unb_TAPWIRE_OH | 8102703 | no | no |  |  | no |  |  | 0 | 0 | 0 | 0
oh_line_TAP_OH_2145350 |  | ABCN | node_8102703_200836371 | node_1416666_606_15289271_889 | 0.033 | unb_TAPWIRE_OH | 8102703 | no | no |  |  | no |  |  | 0 | 0 | 0 | 0
oh_line_TAP_OH_2145351 |  | ABCN | node_8102703_200837280 | node_1417109_669_15291470_316 | 0.033 | unb_TAPWIRE_OH | 8102703 | no | no |  |  | no |  |  | 0 | 0 | 0 | 0
oh_line_TAP_OH_2145352 |  | ABCN | node_8102703_200837280 | node_1417107_12_15291443_891 | 0.033 | unb_TAPWIRE_OH | 8102703 | no | no |  |  | no |  |  | 0 | 0 | 0 | 0
oh_line_TAP_OH_2145353 |  | ABCN | node_8102703_200837280 | node_1417117_22_15291494_996 | 0.033 | unb_TAPWIRE_OH | 8102703 | no | no |  |  | no |  |  | 0 | 0 | 0 | 0
oh_line_TAP_OH_2210548 |  | ABCN | node_8102703_200837410 | node_1416951_46_15289919_079 | 0.033 | unb_TAPWIRE_OH | 8102703 | no | no |  |  | no |  |  | 0 | 0 | 0 | 0
oh_line_TAP_OH_2210549 |  | ABCN | node_8102703_200837410 | node_1416932_283_15289912_136 | 0.033 | unb_TAPWIRE_OH | 8102703 | no | no |  |  | no |  |  | 0 | 0 | 0 | 0
oh_line_TAP_OH_2210550 |  | ABCN | node_8102703_200837410 | node_1416971_294_15289919_132 | 0.033 | unb_TAPWIRE_OH | 8102703 | no | no |  |  | no |  |  | 0 | 0 | 0 | 0
oh_line_TAP_OH_2210559 |  | ABCN | node_8102703_200837325 | node_1416821_814_15291254_047 | 0.033 | unb_TAPWIRE_OH | 8102703 | no | no |  |  | no |  |  | 0 | 0 | 0 | 0
oh_line_TAP_OH_2210560 |  | ABCN | node_8102703_200837325 | node_1416810_141_15291232_43 | 0.033 | unb_TAPWIRE_OH | 8102703 | no | no |  |  | no |  |  | 0 | 0 | 0 | 0
oh_line_TAP_OH_2210561 |  | ABCN | node_8102703_200837325 | node_1416837_239_15291270_904 | 0.033 | unb_TAPWIRE_OH | 8102703 | no | no |  |  | no |  |  | 0 | 0 | 0 | 0
oh_line_TAP_OH_2210588 |  | ABCN | node_8102703_200836369 | node_1416681_246_15289151_674 | 0.033 | unb_TAPWIRE_OH | 8102703 | no | no |  |  | no |  |  | 0 | 0 | 0 | 0
oh_line_TAP_OH_2210589 |  | ABCN | node_8102703_200836369 | node_1416661_931_15289145_47 | 0.033 | unb_TAPWIRE_OH | 8102703 | no | no |  |  | no |  |  | 0 | 0 | 0 | 0
oh_line_TAP_OH_2210590 |  | ABCN | node_8102703_200836369 | node_1416701_069_15289150_965 | 0.033 | unb_TAPWIRE_OH | 8102703 | no | no |  |  | no |  |  | 0 | 0 | 0 | 0
oh_line_TAP_OH_2210604 |  | ABCN | node_8102703_200837727 | node_1420130_084_15287593_563 | 0.033 | unb_TAPWIRE_OH | 8102703 | no | no |  |  | no |  |  | 0 | 0 | 0 | 0
oh_line_TAP_OH_2210605 |  | ABCN | node_8102703_200837727 | node_1420145_255_15287610_832 | 0.033 | unb_TAPWIRE_OH | 8102703 | no | no |  |  | no |  |  | 0 | 0 | 0 | 0
oh_line_TAP_OH_2210606 |  | ABCN | node_8102703_200837727 | node_1420112_123_15287582_128 | 0.033 | unb_TAPWIRE_OH | 8102703 | no | no |  |  | no |  |  | 0 | 0 | 0 | 0
oh_line_TAP_OH_2210625 |  | ABCN | node_8102703_200838547 | node_1418792_795_15287171_463 | 0.033 | unb_TAPWIRE_OH | 8102703 | no | no |  |  | no |  |  | 0 | 0 | 0 | 0
oh_line_TAP_OH_2210626 |  | ABCN | node_8102703_200838547 | node_1418779_346_15287190_933 | 0.033 | unb_TAPWIRE_OH | 8102703 | no | no |  |  | no |  |  | 0 | 0 | 0 | 0
oh_line_TAP_OH_2210646 |  | ABCN | node_8102703_200837303 | node_1415704_747_15292871_042 | 0.033 | unb_TAPWIRE_OH | 8102703 | no | no |  |  | no |  |  | 0 | 0 | 0 | 0
oh_line_TAP_OH_2210647 |  | ABCN | node_8102703_200837303 | node_1415720_308_15292854_658 | 0.033 | unb_TAPWIRE_OH | 8102703 | no | no |  |  | no |  |  | 0 | 0 | 0 | 0
oh_line_TAP_OH_2210648 |  | ABCN | node_8102703_200837303 | node_1415692_897_15292892_301 | 0.033 | unb_TAPWIRE_OH | 8102703 | no | no |  |  | no |  |  | 0 | 0 | 0 | 0
oh_line_TAP_OH_2210654 |  | ABCN | node_8102703_200836368 | node_1416609_218_15289143_844 | 0.033 | unb_TAPWIRE_OH | 8102703 | no | no |  |  | no |  |  | 0 | 0 | 0 | 0
oh_line_TAP_OH_2210655 |  | ABCN | node_8102703_200836368 | node_1416590_113_15289136_543 | 0.033 | unb_TAPWIRE_OH | 8102703 | no | no |  |  | no |  |  | 0 | 0 | 0 | 0
oh_line_TAP_OH_2210656 |  | ABCN | node_8102703_200836368 | node_1416629_051_15289144_268 | 0.033 | unb_TAPWIRE_OH | 8102703 | no | no |  |  | no |  |  | 0 | 0 | 0 | 0
oh_line_TAP_OH_3032867 |  | ABCN | node_8102703_201061712 | node_1415250_002_15290998_951 | 0.033 | unb_TAPWIRE_OH | 8102703 | no | no |  |  | no |  |  | 0 | 0 | 0 | 0
oh_line_TAP_OH_3034083 |  | ABCN | node_8102703_311894060 | node_1414788_261_15293888_38 | 0.033 | unb_TAPWIRE_OH | 8102703 | no | no |  |  | no |  |  | 0 | 0 | 0 | 0
oh_line_TAP_OH_3315694 |  | ABCN | node_8102703_311926775 | node_1419110_479_15288161_188 | 0.033 | unb_TAPWIRE_OH | 8102703 | no | no |  |  | no |  |  | 0 | 0 | 0 | 0
oh_line_TAP_OH_3315695 |  | ABCN | node_8102703_311926775 | node_1419129_554_15288197_848 | 0.033 | unb_TAPWIRE_OH | 8102703 | no | no |  |  | no |  |  | 0 | 0 | 0 | 0
oh_line_TAP_OH_3315696 |  | ABCN | node_8102703_311926775 | node_1419119_083_15288183_211 | 0.033 | unb_TAPWIRE_OH | 8102703 | no | no |  |  | no |  |  | 0 | 0 | 0 | 0
oh_line_TAP_OH_3364526 |  | ABCN | node_8102703_311931881 | node_1413710_598_15291316_108 | 0.033 | unb_TAPWIRE_OH | 8102703 | no | no |  |  | no |  |  | 0 | 0 | 0 | 0
oh_line_TAP_OH_3364527 |  | ABCN | node_8102703_311931881 | node_1413710_747_15291298_336 | 0.033 | unb_TAPWIRE_OH | 8102703 | no | no |  |  | no |  |  | 0 | 0 | 0 | 0
oh_line_TAP_OH_3364528 |  | ABCN | node_8102703_311931881 | node_1413708_981_15291282_749 | 0.033 | unb_TAPWIRE_OH | 8102703 | no | no |  |  | no |  |  | 0 | 0 | 0 | 0
oh_line_TAP_OH_3709418 |  | ABCN | node_8102703_311996990 | node_1412857_113_15291733_231 | 0.033 | unb_TAPWIRE_OH | 8102703 | no | no |  |  | no |  |  | 0 | 0 | 0 | 0
oh_line_TAP_OH_3709419 |  | ABCN | node_8102703_311996990 | node_1412849_479_15291695_381 | 0.033 | unb_TAPWIRE_OH | 8102703 | no | no |  |  | no |  |  | 0 | 0 | 0 | 0
oh_line_TAP_OH_3709420 |  | ABCN | node_8102703_311996990 | node_1412849_117_15291658_542 | 0.033 | unb_TAPWIRE_OH | 8102703 | no | no |  |  | no |  |  | 0 | 0 | 0 | 0
oh_line_TAP_OH_3995502 |  | ABCN | node_8102703_200837289 | node_1416984_236_15292462_563 | 0.033 | unb_TAPWIRE_OH | 8102703 | no | no |  |  | no |  |  | 0 | 0 | 0 | 0
oh_line_TAP_OH_4910391 |  | ABCN | node_8102703_200837290 | node_1417045_501_15290495_526 | 0.033 | unb_TAPWIRE_OH | 8102703 | no | no |  |  | no |  |  | 0 | 0 | 0 | 0

## overhead_line_conductor
data_type | static
owner_type | feeder
owner | 8102703
object | overhead_line_conductor
name | groupid | geometric_mean_radius | resistance | diameter | rating_summer_continuous | rating_summer_emergency | rating_winter_continuous | rating_winter_emergency | dcircuit | selected | comments
oh_cond_1/0_AAAC |  | 0.012 | 0.876 | 0.398 | 235 | 235 | 310 | 310 |  | no
oh_cond_1/0_ACSR |  | 0.012 | 0.888 | 0.398 | 265 | 265 | 330 | 330 |  | no
oh_cond_2/0_CU |  | 0.013 | 0.44 | 0.414 | 295 | 295 | 425 | 425 |  | no
oh_cond_2_ACSR |  | 0.01 | 1.41 | 0.325 | 195 | 195 | 245 | 245 |  | no
oh_cond_3_#7_CWD_30% |  | 0.005 | 3.07 | 0.311 | 125 | 125 | 195 | 195 |  | no
oh_cond_4/0_AAAC |  | 0.017 | 0.439 | 0.563 | 365 | 365 | 480 | 480 |  | no
oh_cond_4/0_ACSR |  | 0.017 | 0.445 | 0.563 | 410 | 410 | 515 | 515 |  | no
oh_cond_4/0_AL |  | 0.016 | 0.442 | 0.522 | 365 | 365 | 480 | 480 |  | no
oh_cond_477_MCM_AL |  | 0.025 | 0.198 | 0.792 | 605 | 605 | 810 | 810 |  | no
oh_cond_WP-4/0-CU |  | 0.015 | 0.273 | 0.81 | 340 | 340 | 390 | 390 |  | no

## switch
data_type | static
owner_type | feeder
owner | 8102703
object | switch
name | groupid | phases | fr | to | phase_A_state | phase_B_state | phase_C_state | operating_mode | status | dcircuit | selected | monitored | monitored_fields | class_monitored_fields | played | played_fields | comments
switch_60864-220415593 |  | ABCN | node_intto1_8102703_200836373 | node_8102703_200836373 | CLOSED | CLOSED | CLOSED | INDIVIDUAL |  | 8102703 | no | no |  |  | no
switch_60865-220417157 |  | ABCN | node_intto1_8102703_200837370 | node_8102703_200837370 | CLOSED | CLOSED | CLOSED | INDIVIDUAL |  | 8102703 | no | no |  |  | no
switch_60866-220417154 |  | ABCN | node_intto1_8102703_200837371 | node_8102703_200837371 | CLOSED | CLOSED | CLOSED | INDIVIDUAL |  | 8102703 | no | no |  |  | no
switch_60867-220417151 |  | ABCN | node_intto1_8102703_200837296 | node_8102703_200837296 | CLOSED | CLOSED | CLOSED | INDIVIDUAL |  | 8102703 | no | no |  |  | no
switch_60868_-220417215 |  | ABCN | node_intto1_8102703_200838023 | node_8102703_200838023 | CLOSED | CLOSED | CLOSED | INDIVIDUAL |  | 8102703 | no | no |  |  | no
switch_60869-220417153 |  | ABCN | node_intto1_8102703_200837373 | node_8102703_200837373 | CLOSED | CLOSED | CLOSED | INDIVIDUAL |  | 8102703 | no | no |  |  | no
switch_220415592 |  | ABCN | node_intto1_8102703_200954401 | node_8102703_200954401 | CLOSED | CLOSED | CLOSED | INDIVIDUAL |  | 8102703 | no | no |  |  | no
switch_220652556 |  | ABCN | node_intto1_8102703_201061752 | node_8102703_201061752 | CLOSED | CLOSED | CLOSED | INDIVIDUAL |  | 8102703 | no | no |  |  | no
switch_311879000 |  | ABCN | node_intto1_8102703_201061712 | node_8102703_201061712 | CLOSED | CLOSED | CLOSED | INDIVIDUAL |  | 8102703 | no | no |  |  | no
switch_311906832 |  | ABCN | node_intto1_8102703_200837318 | node_8102703_200837318 | CLOSED | CLOSED | CLOSED | INDIVIDUAL |  | 8102703 | no | no |  |  | no
switch_311991981 |  | AN | node_intto1_8102703_310008744 | node_8102703_310008744 | CLOSED | CLOSED | CLOSED | INDIVIDUAL |  | 8102703 | no | no |  |  | no

## underground_line
data_type | static
owner_type | feeder
owner | 8102703
object | underground_line
name | groupid | phases | fr | to | length | configuration | dcircuit | selected | monitored | monitored_fields | class_monitored_fields | played | played_fields | comments
und_line_8102703_200835810 |  | AN | node_8102703_200835819 | node_8102703_200835810 | 164.712 | und_1P_2CUURD_2CU(N) | 8102703 | no | no |  |  | no
und_line_8102703_200835811 |  | AN | node_8102703_200835816 | node_8102703_200835811 | 369.779 | und_1P_2CUURD_2CU(N) | 8102703 | no | no |  |  | no
und_line_8102703_200835813 |  | AN | node_8102703_200835818 | node_8102703_200835813 | 293.261 | und_1P_2CUURD_2CU(N) | 8102703 | no | no |  |  | no
und_line_8102703_200835815 |  | AN | node_8102703_200838286 | node_8102703_200835815 | 192.155 | und_1P_2CUURD_2CU(N) | 8102703 | no | no |  |  | no
und_line_8102703_200835816 |  | AN | node_8102703_200835810 | node_8102703_200835816 | 413.829 | und_1P_2CUURD_2CU(N) | 8102703 | no | no |  |  | no
und_line_8102703_200835817 |  | AN | node_8102703_200835811 | node_8102703_200835817 | 82.013 | und_1P_2CUURD_2CU(N) | 8102703 | no | no |  |  | no
und_line_8102703_200835818 |  | AN | node_8102703_200835815 | node_8102703_200835818 | 235.43 | und_1P_2CUURD_2CU(N) | 8102703 | no | no |  |  | no
und_line_8102703_200835819 |  | AN | node_8102703_200838266 | node_8102703_200835819 | 501.115 | und_1P_2CUURD_2CU(N) | 8102703 | no | no |  |  | no
und_line_8102703_200837274 |  | AN | node_8102703_200837302 | node_8102703_200837274 | 540.43 | und_1P_WYECUST | 8102703 | no | no |  |  | no
und_line_8102703_200837275 |  | ABCN | node_8102703_200837307 | node_intto1_8102703_200837275 | 35.878 | und_3P_WYECUST | 8102703 | no | no |  |  | no
und_line_8102703_200838259 |  | ABCN | node_8102703_200838402 | node_intto1_8102703_200838259 | 59.843 | und_3P_4CUURD_4CU(N) | 8102703 | no | no |  |  | no
und_line_8102703_200914795 |  | ABCN | node_8102703_200914843 | node_8102703_200914795 | 248.046 | und_3P_1/0ALURD_1/0AL(N) | 8102703 | no | no |  |  | no
und_line_8102703_200914797 |  | ABCN | node_8102703_200914843 | node_8102703_200914797 | 249.42 | und_3P_1/0ALURD_1/0AL(N) | 8102703 | no | no |  |  | no
und_line_8102703_200914809 |  | ABCN | node_8102703_311926775 | node_8102703_200914809 | 354.516 | und_3P_1/0ALURD_1/0AL(N) | 8102703 | no | no |  |  | no
und_line_8102703_200914810 |  | ABCN | node_8102703_200914809 | node_8102703_200914810 | 390.636 | und_3P_1/0ALURD_1/0AL(N) | 8102703 | no | no |  |  | no
und_line_8102703_200914811 |  | ABCN | node_8102703_200914809 | node_8102703_200914811 | 402.272 | und_3P_1/0ALURD_1/0AL(N) | 8102703 | no | no |  |  | no
und_line_8102703_200914843 |  | ABCN | node_8102703_311894060 | node_8102703_200914843 | 370.231 | und_3P_1/0ALURD_1/0AL(N) | 8102703 | no | no |  |  | no
und_line_8102703_201044657 |  | ABCN | node_8102703_200838629 | node_8102703_201044657 | 29.963 | und_3P_WYECUST | 8102703 | no | no |  |  | no
und_line_8102703_312090952 |  | ABCN | node_8102703_312090948 | node_intto1_8102703_312090952 | 85.96 | und_3P_WYECUST | 8102703 | no | no |  |  | no
und_line_TAP_UG_59015 |  | AN | node_8102703_200835816 | node_1418094_078_15288919_075 | 0.033 | und_TAPWIRE_UG | 8102703 | no | no |  |  | no
und_line_TAP_UG_59016 |  | AN | node_8102703_200835817 | node_1418318_492_15289372_193 | 0.033 | und_TAPWIRE_UG | 8102703 | no | no |  |  | no
und_line_TAP_UG_59044 |  | AN | node_8102703_200837274 | node_1415324_207_15292692_692 | 0.033 | und_TAPWIRE_UG | 8102703 | no | no |  |  | no
und_line_TAP_UG_59045 |  | ABCN | node_8102703_200837275 | node_1415417_931_15293337_219 | 0.033 | und_TAPWIRE_UG | 8102703 | no | no |  |  | no
und_line_TAP_UG_59058 |  | ABCN | node_8102703_200838259 | node_1417673_586_15288044_436 | 0.033 | und_TAPWIRE_UG | 8102703 | no | no |  |  | no
und_line_TAP_UG_66716 |  | AN | node_8102703_200835818 | node_1417880_012_15288921_084 | 0.033 | und_TAPWIRE_UG | 8102703 | no | no |  |  | no
und_line_TAP_UG_68065 |  | ABCN | node_8102703_201044657 | node_1417280_061_15289076_121 | 0.033 | und_TAPWIRE_UG | 8102703 | no | no |  |  | no
und_line_TAP_UG_2448986 |  | ABCN | node_8102703_312090952 | node_1414589_037_15293997_783 | 0.033 | und_TAPWIRE_UG | 8102703 | no | no |  |  | no

## underground_line_conductor
data_type | static
owner_type | feeder
owner | 8102703
object | underground_line_conductor
name | groupid | outer_diameter | conductor_gmr | conductor_diameter | conductor_resistance | neutral_gmr | neutral_diameter | neutral_resistance | neutral_strands | insulation_relative_permitivitty | shield_gmr | shield_resistance | rating_summer_continuous | rating_summer_emergency | rating_winter_continuous | rating_winter_emergency | dcircuit | selected | comments
und_cond_1P_2CUURD_2CU(N) | [12 empty] | 152 | 152 | 160 | 160 |  | no
und_cond_1P_WYECUST | [12 empty] | 685 | 685 | 685 | 685 |  | no
und_cond_3P_1/0ALURD_1/0AL(N) | [12 empty] | 160 | 160 | 180 | 180 |  | no
und_cond_3P_4CUURD_4CU(N) | [12 empty] | 109 | 109 | 114 | 114 |  | no
und_cond_3P_WYECUST | [12 empty] | 685 | 685 | 685 | 685 |  | no
und_cond_TAPWIRE_UG | [12 empty] | 99999999 | 99999999 | 99999999 | 99999999 |  | no