## capacitor
data_type | static
owner_type | feeder
owner | 8102704
object | capacitor
name | groupid | parent | phases | nominal_voltage | pt_phase | phases_connected | switchA | switchB | switchC | control | voltage_set_high | voltage_set_low | VAr_set_high | VAr_set_low | current_set_high | current_set_low | capacitor_A | capacitor_B | capacitor_C | cap_nominal_voltage | time_delay | dwell_time | lockout_time | remote_sense | remote_sense_B | control_level | dcircuit | selected | monitored | monitored_fields | class_monitored_fields | played | played_fields | comments
cap_310061776 |  | node_1419352_687_15281746_05 | ABCN | 0 |  | ABCN | CLOSED | CLOSED | CLOSED | MANUAL | [6 empty] | 100000 | 100000 | 100000 | 7200 | [6 empty] | 8102704 | no | no |  |  | no
cap_310061781 |  | node_1414468_192_15288917_884 | ABCN | 0 |  | ABCN | CLOSED | CLOSED | CLOSED | MANUAL | [6 empty] | 100000 | 100000 | 100000 | 7200 | [6 empty] | 8102704 | no | no |  |  | no

## feeder
data_type | static
owner_type | feeder
owner | 8102704
object | feeder
name | transmission_bus | ARC | ADR | slack_bus | nom_voltages | num_nodes | num_ohlines | num_uglines | num_transformers | num_generators | num_pvs | num_storages | num_loads | miles | mw | mvar | losses_mw | losses_mvar | comments | use_feeder_load_shape | load_shape_scale | use_feeder_pv_shape | pv_shape_scale | description | restore_time | griddisconnect_scenario_probability | gridconnect_scenario_probability | use_energy_not_served | VOLL | discount_rate | yearly_load_growth_percent | planning_horizon | enable_traditional_project_deferral | lifetime_of_investment_years | start_year | base_year | year_the_investment_is_committed | revenue_requirement_scaling_factor | discount_rate | inflation_rate_for_investment | traditional_project_invested_capital | periodicity_of_investment_in_years | priority | maximum_total_investment_cost | DER_portfolio_NPV | DER_portfolio_BC_ratio | total_system_energy_avoided_cost_NPV | total_system_capacity_avoided_cost_NPV | total_system_ancillary_services_avoided_cost_NPV | total_system_CO2_avoided_cost_NPV | total_system_loss_of_load_avoided_cost_NPV | total_system_distribution_capacity_avoided_cost_NPV | total_system_investment_and_operational_cost_NPV | feeder_solar_pv_operating_cost_USdollarperkWh | feeder_energy_storage_operating_cost_USdollarperkWh | feeder_distributed_generator_operating_cost_USdollarperkWh | feeder_distributed_generator_CO2_cost_USdollarperkWh | feeder_demand_response_operating_cost_USdollarperkWh | feeder_solar_pv_investment_cost_USdollarperkW | feeder_energy_storage_investment_cost_USdollarperkW | feeder_distributed_generator_investment_cost_USdollarperkW | feeder_demand_response_investment_cost_USdollarperkW
8102704 |  | ts_slack | none | node_SOURCE_8102704 | 1001.678,7199.558 | 689 | 633 | 15 | 1 | 0 | 0 | 0 | 210 | 14.91 | 15.472 | 6.591 | 0 | 0 |  | 0 | 0 | 1 | 0 |  | 0 | 0 | 0 | 0 | 0 | 0 | 0 | 0 | 0 | 0 | 0 | 0 | 0 | 0 | 0 | 0 | 0 | 0 | 0 | 999999999 | 0 | 0 | 0 | 0 | 0 | 0 | 0 | 0 | 0 | 0 | 0 | 0 | 0 | 0 | 0 | 0 | 0 | 0

## fuse
data_type | static
owner_type | feeder
owner | 8102704
object | fuse
name | groupid | phases | fr | to | phase_A_status | phase_B_status | phase_C_status | repair_dist_type | current_limit | mean_replacement_time | status | dcircuit | selected | monitored | monitored_fields | class_monitored_fields | played | played_fields | comments
fuse_220388151 |  | ABCN | node_intto1_8102704_200830985 | node_8102704_200830985 | GOOD | GOOD | GOOD |  | 100 |  |  | 8102704 | no | no |  |  | no
fuse_220388152 |  | ABCN | node_intto1_8102704_200830871 | node_8102704_200830871 | GOOD | GOOD | GOOD |  | 100 |  |  | 8102704 | no | no |  |  | no
fuse_220388174 |  | AD | node_intto1_8102704_200830928 | node_8102704_200830928 | GOOD | GOOD | GOOD |  | 50 |  |  | 8102704 | no | no |  |  | no
fuse_220388178 |  | AD | node_intto1_8102704_200830924 | node_8102704_200830924 | GOOD | GOOD | GOOD |  | 75 |  |  | 8102704 | no | no |  |  | no
fuse_220388179 |  | AN | node_intto1_220388179 | node_220388179 | GOOD | GOOD | GOOD |  | 75 |  |  | 8102704 | no | no |  |  | no
fuse_220388180 |  | AN | node_intto1_8102704_200830921 | node_8102704_200830921 | GOOD | GOOD | GOOD |  | 60 |  |  | 8102704 | no | no |  |  | no
fuse_220388181 |  | AN | node_intto1_8102704_201055112 | node_8102704_201055112 | GOOD | GOOD | GOOD |  | 75 |  |  | 8102704 | no | no |  |  | no
fuse_220388182 |  | ABCN | node_intto1_8102704_200830908 | node_8102704_200830908 | GOOD | GOOD | GOOD |  | 30 |  |  | 8102704 | no | no |  |  | no
fuse_220388183 |  | AD | node_intto1_8102704_200829713 | node_8102704_200829713 | GOOD | GOOD | GOOD |  | 50 |  |  | 8102704 | no | no |  |  | no
fuse_220388190 |  | ABCN | node_intto1_8102704_200830304 | node_8102704_200830304 | GOOD | GOOD | GOOD |  | 10 |  |  | 8102704 | no | no |  |  | no
fuse_220388195 |  | ABCN | node_intto1_8102704_200829027 | node_8102704_200829027 | GOOD | GOOD | GOOD |  | 15 |  |  | 8102704 | no | no |  |  | no
fuse_220388328 |  | ABN | node_intto1_8102704_200831039 | node_8102704_200831039 | GOOD | GOOD | GOOD |  | 85 |  |  | 8102704 | no | no |  |  | no
fuse_220388329 |  | ABN | node_intto1_8102704_200914817 | node_8102704_200914817 | GOOD | GOOD | GOOD |  | 85 |  |  | 8102704 | no | no |  |  | no
fuse_220388331 |  | ABN | node_intto1_8102704_200831008 | node_8102704_200831008 | GOOD | GOOD | GOOD |  | 125 |  |  | 8102704 | no | no |  |  | no
fuse_220388332 |  | AD | node_intto1_8102704_200830964 | node_8102704_200830964 | GOOD | GOOD | GOOD |  | 30 |  |  | 8102704 | no | no |  |  | no
fuse_220388801 |  | AD | node_intto1_8102704_200829684 | node_8102704_200829684 | GOOD | GOOD | GOOD |  | 30 |  |  | 8102704 | no | no |  |  | no
fuse_220388884 |  | ABCN | node_intto1_8102704_200829974 | node_8102704_200829974 | GOOD | GOOD | GOOD |  | 100 |  |  | 8102704 | no | no |  |  | no
fuse_220388885 |  | AN | node_intto1_8102704_200963344 | node_8102704_200963344 | GOOD | GOOD | GOOD |  | 125 |  |  | 8102704 | no | no |  |  | no
fuse_220388890 |  | ABN | node_intto1_8102704_200829785 | node_8102704_200829785 | GOOD | GOOD | GOOD |  | 100 |  |  | 8102704 | no | no |  |  | no
fuse_220388891 |  | AN | node_intto1_8102704_200829765 | node_8102704_200829765 | GOOD | GOOD | GOOD |  | 85 |  |  | 8102704 | no | no |  |  | no
fuse_220388917 |  | ABCN | node_intto1_8102704_200829837 | node_8102704_200829837 | GOOD | GOOD | GOOD |  | 10 |  |  | 8102704 | no | no |  |  | no
fuse_220388918 |  | ABCN | node_intto1_8102704_200829835 | node_8102704_200829835 | GOOD | GOOD | GOOD |  | 125 |  |  | 8102704 | no | no |  |  | no
fuse_220389119 |  | ABN | node_intto1_8102704_200829552 | node_8102704_200829552 | GOOD | GOOD | GOOD |  | 100 |  |  | 8102704 | no | no |  |  | no
fuse_220389133 |  | ABCN | node_intto1_8102704_200829951 | node_8102704_200829951 | GOOD | GOOD | GOOD |  | 200 |  |  | 8102704 | no | no |  |  | no
fuse_220389148 |  | AN | node_intto1_8102704_200831034 | node_8102704_200831034 | GOOD | GOOD | GOOD |  | 85 |  |  | 8102704 | no | no |  |  | no
fuse_220389153 |  | ABN | node_intto1_8102704_200830372 | node_8102704_200830372 | GOOD | GOOD | GOOD |  | 100 |  |  | 8102704 | no | no |  |  | no
fuse_220389154 |  | ABCN | node_intto1_8102704_200830357 | node_8102704_200830357 | GOOD | GOOD | GOOD |  | 125 |  |  | 8102704 | no | no |  |  | no
fuse_220389155 |  | ABN | node_intto1_8102704_200829034 | node_8102704_200829034 | GOOD | GOOD | GOOD |  | 200 |  |  | 8102704 | no | no |  |  | no
fuse_220389171 |  | ABCN | node_intto1_8102704_200830335 | node_8102704_200830335 | GOOD | GOOD | GOOD |  | 200 |  |  | 8102704 | no | no |  |  | no
fuse_220389182 |  | AN | node_intto1_8102704_200830331 | node_8102704_200830331 | GOOD | GOOD | GOOD |  | 100 |  |  | 8102704 | no | no |  |  | no
fuse_220535052 |  | ABCN | node_intto1_8102704_200974169 | node_8102704_200974169 | GOOD | GOOD | GOOD |  | 50 |  |  | 8102704 | no | no |  |  | no
fuse_312030654 |  | ABCN | node_intto1_8102704_312082435 | node_8102704_312082435 | GOOD | GOOD | GOOD |  | 20 |  |  | 8102704 | no | no |  |  | no

## line_configuration
data_type | static
owner_type | feeder
owner | 8102704
object | line_configuration
name | groupid | conductor_A | conductor_B | conductor_C | conductor_N | spacing | z11 | z12 | z13 | z21 | z22 | z23 | z31 | z32 | z33 | c11 | c12 | c13 | c21 | c22 | c23 | c31 | c32 | c33 | dcircuit | selected | comments
bal_1P_1/0AA |  | oh_cond_1/0_AAAC | oh_cond_1/0_AAAC | oh_cond_1/0_AAAC |  |  | 0.972+1.499j | 0.095+0.781j | 0.095+0.781j | 0.095+0.781j | 0.972+1.499j | 0.095+0.781j | 0.095+0.781j | 0.095+0.781j | 0.972+1.499j | 12.796 | -3.172 | -3.172 | -3.172 | 12.796 | -3.172 | -3.172 | -3.172 | 12.796 |  | no
bal_1P_1/0AA_1/0AA(N) |  | oh_cond_1/0_AAAC | oh_cond_1/0_AAAC | oh_cond_1/0_AAAC | oh_cond_1/0_AAAC |  | 1.078+1.186j | 0.201+0.467j | 0.201+0.467j | 0.201+0.467j | 1.078+1.186j | 0.201+0.467j | 0.201+0.467j | 0.201+0.467j | 1.078+1.186j | 13.243 | -2.726 | -2.726 | -2.726 | 13.243 | -2.726 | -2.726 | -2.726 | 13.243 |  | no
bal_1P_1/0AC |  | oh_cond_1/0_ACSR | oh_cond_1/0_ACSR | oh_cond_1/0_ACSR |  |  | 0.983+1.218j | 0.095+0.781j | 0.095+0.781j | 0.095+0.781j | 0.983+1.218j | 0.095+0.781j | 0.095+0.781j | 0.095+0.781j | 0.983+1.218j | 12.796 | -3.172 | -3.172 | -3.172 | 12.796 | -3.172 | -3.172 | -3.172 | 12.796 |  | no
bal_1P_1/0AC_1/0AC(N) |  | oh_cond_1/0_ACSR | oh_cond_1/0_ACSR | oh_cond_1/0_ACSR | oh_cond_1/0_ACSR |  | 1.091+1.185j | 0.203+0.469j | 0.203+0.469j | 0.203+0.469j | 1.091+1.185j | 0.203+0.469j | 0.203+0.469j | 0.203+0.469j | 1.091+1.185j | 13.243 | -2.726 | -2.726 | -2.726 | 13.243 | -2.726 | -2.726 | -2.726 | 13.243 |  | no
bal_1P_1/0AC_2CU(N) |  | oh_cond_1/0_ACSR | oh_cond_1/0_ACSR | oh_cond_1/0_ACSR | oh_cond_2_CU |  | 1.084+1.187j | 0.196+0.471j | 0.196+0.471j | 0.196+0.471j | 1.084+1.187j | 0.196+0.471j | 0.196+0.471j | 0.196+0.471j | 1.084+1.187j | 13.223 | -2.745 | -2.745 | -2.745 | 13.223 | -2.745 | -2.745 | -2.745 | 13.223 |  | no
bal_1P_1/0AC_4/0AL(N) |  | oh_cond_1/0_ACSR | oh_cond_1/0_ACSR | oh_cond_1/0_ACSR | oh_cond_4/0_AL |  | 1.022+1.12j | 0.134+0.404j | 0.134+0.404j | 0.134+0.404j | 1.022+1.12j | 0.134+0.404j | 0.134+0.404j | 0.134+0.404j | 1.022+1.12j | 13.261 | -2.707 | -2.707 | -2.707 | 13.261 | -2.707 | -2.707 | -2.707 | 13.261 |  | no
bal_1P_2AC |  | oh_cond_2_ACSR | oh_cond_2_ACSR | oh_cond_2_ACSR |  |  | 1.505+1.527j | 0.095+0.781j | 0.095+0.781j | 0.095+0.781j | 1.505+1.527j | 0.095+0.781j | 0.095+0.781j | 0.095+0.781j | 1.505+1.527j | 12.393 | -3.017 | -3.017 | -3.017 | 12.393 | -3.017 | -3.017 | -3.017 | 12.393 |  | no
bal_1P_2AC_2AC(N) |  | oh_cond_2_ACSR | oh_cond_2_ACSR | oh_cond_2_ACSR | oh_cond_2_ACSR |  | 1.645+1.289j | 0.235+0.543j | 0.235+0.543j | 0.235+0.543j | 1.645+1.289j | 0.235+0.543j | 0.235+0.543j | 0.235+0.543j | 1.645+1.289j | 12.813 | -2.597 | -2.597 | -2.597 | 12.813 | -2.597 | -2.597 | -2.597 | 12.813 |  | no
bal_1P_4/0AL_1/0AC(N) |  | oh_cond_4/0_AL | oh_cond_4/0_AL | oh_cond_4/0_AL | oh_cond_1/0_ACSR |  | 0.645+1.154j | 0.203+0.469j | 0.203+0.469j | 0.203+0.469j | 0.645+1.154j | 0.203+0.469j | 0.203+0.469j | 0.203+0.469j | 0.645+1.154j | 13.848 | -2.934 | -2.934 | -2.934 | 13.848 | -2.934 | -2.934 | -2.934 | 13.848 |  | no
bal_1P_DELTACUST |  | oh_cond_2/0_CU | oh_cond_2/0_CU | oh_cond_2/0_CU | oh_cond_3_#7_CWD_30% |  | 0.66+1.378j | 0.22+0.666j | 0.22+0.666j | 0.22+0.666j | 0.66+1.378j | 0.22+0.666j | 0.22+0.666j | 0.22+0.666j | 0.66+1.378j | 13.24 | -2.712 | -2.712 | -2.712 | 13.24 | -2.712 | -2.712 | -2.712 | 13.24 |  | no
bal_2P_1/0AC_1/0AC(N) |  | oh_cond_1/0_ACSR | oh_cond_1/0_ACSR | oh_cond_1/0_ACSR | oh_cond_1/0_ACSR |  | 1.091+1.185j | 0.203+0.469j | 0.203+0.469j | 0.203+0.469j | 1.091+1.185j | 0.203+0.469j | 0.203+0.469j | 0.203+0.469j | 1.091+1.185j | 13.243 | -2.726 | -2.726 | -2.726 | 13.243 | -2.726 | -2.726 | -2.726 | 13.243 |  | no
bal_2P_1/0AC_2/0CU(N) |  | oh_cond_1/0_ACSR | oh_cond_1/0_ACSR | oh_cond_1/0_ACSR | oh_cond_2_ACSR |  | 1.123+1.259j | 0.235+0.543j | 0.235+0.543j | 0.235+0.543j | 1.123+1.259j | 0.235+0.543j | 0.235+0.543j | 0.235+0.543j | 1.123+1.259j | 13.23 | -2.739 | -2.739 | -2.739 | 13.23 | -2.739 | -2.739 | -2.739 | 13.23 |  | no
bal_2P_1/0AC_2CU(N) |  | oh_cond_1/0_ACSR | oh_cond_1/0_ACSR | oh_cond_1/0_ACSR | oh_cond_2_CU |  | 1.084+1.187j | 0.196+0.471j | 0.196+0.471j | 0.196+0.471j | 1.084+1.187j | 0.196+0.471j | 0.196+0.471j | 0.196+0.471j | 1.084+1.187j | 13.223 | -2.745 | -2.745 | -2.745 | 13.223 | -2.745 | -2.745 | -2.745 | 13.223 |  | no
bal_2P_1/0AC_4/0AL(N) |  | oh_cond_1/0_ACSR | oh_cond_1/0_ACSR | oh_cond_1/0_ACSR | oh_cond_4/0_AL |  | 1.022+1.12j | 0.134+0.404j | 0.134+0.404j | 0.134+0.404j | 1.022+1.12j | 0.134+0.404j | 0.134+0.404j | 0.134+0.404j | 1.022+1.12j | 13.261 | -2.707 | -2.707 | -2.707 | 13.261 | -2.707 | -2.707 | -2.707 | 13.261 |  | no
bal_2P_1/0AC_4CU(N) |  | oh_cond_1/0_ACSR | oh_cond_1/0_ACSR | oh_cond_1/0_ACSR | oh_cond_4_CU |  | 1.117+1.258j | 0.229+0.541j | 0.229+0.541j | 0.229+0.541j | 1.117+1.258j | 0.229+0.541j | 0.229+0.541j | 0.229+0.541j | 1.117+1.258j | 13.21 | -2.758 | -2.758 | -2.758 | 13.21 | -2.758 | -2.758 | -2.758 | 13.21 |  | no
bal_2P_2AC_1/0AA(N) |  | oh_cond_2_ACSR | oh_cond_2_ACSR | oh_cond_2_ACSR | oh_cond_1/0_AAAC |  | 1.611+1.214j | 0.201+0.467j | 0.201+0.467j | 0.201+0.467j | 1.611+1.214j | 0.201+0.467j | 0.201+0.467j | 0.201+0.467j | 1.611+1.214j | 12.826 | -2.585 | -2.585 | -2.585 | 12.826 | -2.585 | -2.585 | -2.585 | 12.826 |  | no
bal_2P_4CU_1/0AC(N) |  | oh_cond_4_CU | oh_cond_4_CU | oh_cond_4_CU | oh_cond_1/0_ACSR |  | 1.591+1.253j | 0.203+0.469j | 0.203+0.469j | 0.203+0.469j | 1.591+1.253j | 0.203+0.469j | 0.203+0.469j | 0.203+0.469j | 1.591+1.253j | 12.19 | -2.374 | -2.374 | -2.374 | 12.19 | -2.374 | -2.374 | -2.374 | 12.19 |  | no
bal_2P_4CU_4/0AL(N) |  | oh_cond_4_CU | oh_cond_4_CU | oh_cond_4_CU | oh_cond_4/0_AL |  | 1.522+1.188j | 0.134+0.404j | 0.134+0.404j | 0.134+0.404j | 1.522+1.188j | 0.134+0.404j | 0.134+0.404j | 0.134+0.404j | 1.522+1.188j | 12.207 | -2.357 | -2.357 | -2.357 | 12.207 | -2.357 | -2.357 | -2.357 | 12.207 |  | no
bal_2P_4CU_4CU(N) |  | oh_cond_4_CU | oh_cond_4_CU | oh_cond_4_CU | oh_cond_4_CU |  | 1.617+1.325j | 0.229+0.541j | 0.229+0.541j | 0.229+0.541j | 1.617+1.325j | 0.229+0.541j | 0.229+0.541j | 0.229+0.541j | 1.617+1.325j | 12.16 | -2.404 | -2.404 | -2.404 | 12.16 | -2.404 | -2.404 | -2.404 | 12.16 |  | no
bal_3P_1/0AA_1/0AA(N) |  | oh_cond_1/0_AAAC | oh_cond_1/0_AAAC | oh_cond_1/0_AAAC | oh_cond_1/0_AAAC |  | 1.078+1.186j | 0.201+0.467j | 0.201+0.467j | 0.201+0.467j | 1.078+1.186j | 0.201+0.467j | 0.201+0.467j | 0.201+0.467j | 1.078+1.186j | 13.243 | -2.726 | -2.726 | -2.726 | 13.243 | -2.726 | -2.726 | -2.726 | 13.243 |  | no
bal_3P_1/0AC_1/0AC(N) |  | oh_cond_1/0_ACSR | oh_cond_1/0_ACSR | oh_cond_1/0_ACSR | oh_cond_1/0_ACSR |  | 1.091+1.185j | 0.203+0.469j | 0.203+0.469j | 0.203+0.469j | 1.091+1.185j | 0.203+0.469j | 0.203+0.469j | 0.203+0.469j | 1.091+1.185j | 13.243 | -2.726 | -2.726 | -2.726 | 13.243 | -2.726 | -2.726 | -2.726 | 13.243 |  | no
bal_3P_1AC_1/0AC(N) |  | oh_cond_1_ACSR | oh_cond_1_ACSR | oh_cond_1_ACSR | oh_cond_1/0_ACSR |  | 1.323+1.211j | 0.203+0.469j | 0.203+0.469j | 0.203+0.469j | 1.323+1.211j | 0.203+0.469j | 0.203+0.469j | 0.203+0.469j | 1.323+1.211j | 12.844 | -2.591 | -2.591 | -2.591 | 12.844 | -2.591 | -2.591 | -2.591 | 12.844 |  | no
bal_3P_2AC_1/0AA(N) |  | oh_cond_2_ACSR | oh_cond_2_ACSR | oh_cond_2_ACSR | oh_cond_1/0_AAAC |  | 1.611+1.214j | 0.201+0.467j | 0.201+0.467j | 0.201+0.467j | 1.611+1.214j | 0.201+0.467j | 0.201+0.467j | 0.201+0.467j | 1.611+1.214j | 12.826 | -2.585 | -2.585 | -2.585 | 12.826 | -2.585 | -2.585 | -2.585 | 12.826 |  | no
bal_3P_2AC_1/0AC(N) |  | oh_cond_2_ACSR | oh_cond_2_ACSR | oh_cond_2_ACSR | oh_cond_1/0_ACSR |  | 1.613+1.215j | 0.203+0.469j | 0.203+0.469j | 0.203+0.469j | 1.613+1.215j | 0.203+0.469j | 0.203+0.469j | 0.203+0.469j | 1.613+1.215j | 12.826 | -2.585 | -2.585 | -2.585 | 12.826 | -2.585 | -2.585 | -2.585 | 12.826 |  | no
bal_3P_2AC_4/0AC(N) |  | oh_cond_2_ACSR | oh_cond_2_ACSR | oh_cond_2_ACSR | oh_cond_4/0_ACSR |  | 1.546+1.149j | 0.136+0.403j | 0.136+0.403j | 0.136+0.403j | 1.546+1.149j | 0.136+0.403j | 0.136+0.403j | 0.136+0.403j | 1.546+1.149j | 12.849 | -2.562 | -2.562 | -2.562 | 12.849 | -2.562 | -2.562 | -2.562 | 12.849 |  | no
bal_3P_4/0AL_1/0AC(N) |  | oh_cond_4/0_AL | oh_cond_4/0_AL | oh_cond_4/0_AL | oh_cond_1/0_ACSR |  | 0.645+1.154j | 0.203+0.469j | 0.203+0.469j | 0.203+0.469j | 0.645+1.154j | 0.203+0.469j | 0.203+0.469j | 0.203+0.469j | 0.645+1.154j | 13.848 | -2.934 | -2.934 | -2.934 | 13.848 | -2.934 | -2.934 | -2.934 | 13.848 |  | no
bal_3P_477AL_1/0AA(N) |  | oh_cond_477_MCM_AL | oh_cond_477_MCM_AL | oh_cond_477_MCM_AL | oh_cond_1/0_AAAC |  | 0.399+1.097j | 0.201+0.467j | 0.201+0.467j | 0.201+0.467j | 0.399+1.097j | 0.201+0.467j | 0.201+0.467j | 0.201+0.467j | 0.399+1.097j | 14.9 | -3.306 | -3.306 | -3.306 | 14.9 | -3.306 | -3.306 | -3.306 | 14.9 |  | no
bal_3P_477AL_1/0AC(N) |  | oh_cond_477_MCM_AL | oh_cond_477_MCM_AL | oh_cond_477_MCM_AL | oh_cond_1/0_ACSR |  | 0.401+1.098j | 0.203+0.469j | 0.203+0.469j | 0.203+0.469j | 0.401+1.098j | 0.203+0.469j | 0.203+0.469j | 0.203+0.469j | 0.401+1.098j | 14.9 | -3.306 | -3.306 | -3.306 | 14.9 | -3.306 | -3.306 | -3.306 | 14.9 |  | no
bal_3P_477AL_4/0AA(N) |  | oh_cond_477_MCM_AL | oh_cond_477_MCM_AL | oh_cond_477_MCM_AL | oh_cond_4/0_AAAC |  | 0.332+1.031j | 0.134+0.402j | 0.134+0.402j | 0.134+0.402j | 0.332+1.031j | 0.134+0.402j | 0.134+0.402j | 0.134+0.402j | 0.332+1.031j | 14.927 | -3.279 | -3.279 | -3.279 | 14.927 | -3.279 | -3.279 | -3.279 | 14.927 |  | no
bal_3P_477AL_4/0AL(N) |  | oh_cond_477_MCM_AL | oh_cond_477_MCM_AL | oh_cond_477_MCM_AL | oh_cond_4/0_AL |  | 0.332+1.034j | 0.134+0.404j | 0.134+0.404j | 0.134+0.404j | 0.332+1.034j | 0.134+0.404j | 0.134+0.404j | 0.134+0.404j | 0.332+1.034j | 14.921 | -3.285 | -3.285 | -3.285 | 14.921 | -3.285 | -3.285 | -3.285 | 14.921 |  | no
bal_3P_WYECUST |  | oh_cond_2/0_CU | oh_cond_2/0_CU | oh_cond_2/0_CU | oh_cond_3_#7_CWD_30% |  | 0.66+1.378j | 0.22+0.666j | 0.22+0.666j | 0.22+0.666j | 0.66+1.378j | 0.22+0.666j | 0.22+0.666j | 0.22+0.666j | 0.66+1.378j | 13.24 | -2.712 | -2.712 | -2.712 | 13.24 | -2.712 | -2.712 | -2.712 | 13.24 |  | no
unb_TAPWIRE_OH |  | oh_cond_WP-4/0-CU | oh_cond_WP-4/0-CU | oh_cond_WP-4/0-CU | oh_cond_WP-4/0-CU |  | 0.365+1.097j | 0.093+0.433j | 0.094+0.34j | 0.093+0.433j | 0.368+1.078j | 0.095+0.401j | 0.094+0.34j | 0.095+0.401j | 0.368+1.077j | 14.911 | -4.341 | -1.953 | -4.341 | 15.781 | -3.724 | -1.953 | -3.724 | 14.818 |  | no
und_3P_1/0ALURD_1/0AL(N) |  | und_cond_3P_1/0ALURD_1/0AL(N) | und_cond_3P_1/0ALURD_1/0AL(N) | und_cond_3P_1/0ALURD_1/0AL(N) |  |  | 1.489+0.467j | 0.385+0.07j | 0.385+0.07j | 0.385+0.07j | 1.489+0.467j | 0.385+0.07j | 0.385+0.07j | 0.385+0.07j | 1.489+0.467j | 530.19 | 0 | 0 | 0 | 530.19 | 0 | 0 | 0 | 530.19 |  | no
und_3P_2ALURD_2AL(N) |  | und_cond_3P_2ALURD_2AL(N) | und_cond_3P_2ALURD_2AL(N) | und_cond_3P_2ALURD_2AL(N) |  |  | 2.125+0.49j | 0.384+0.067j | 0.384+0.067j | 0.384+0.067j | 2.125+0.49j | 0.384+0.067j | 0.384+0.067j | 0.384+0.067j | 2.125+0.49j | 401.497 | 0 | 0 | 0 | 401.497 | 0 | 0 | 0 | 401.497 |  | no
und_3P_WYECUST |  | und_cond_3P_WYECUST | und_cond_3P_WYECUST | und_cond_3P_WYECUST |  |  | 0.179+0.233j | 0.061-0.024j | 0.061-0.024j | 0.061-0.024j | 0.179+0.233j | 0.061-0.024j | 0.061-0.024j | 0.061-0.024j | 0.179+0.233j | 324.124 | 0 | 0 | 0 | 324.124 | 0 | 0 | 0 | 324.124 |  | no
und_TAPWIRE_UG |  | und_cond_TAPWIRE_UG | und_cond_TAPWIRE_UG | und_cond_TAPWIRE_UG |  |  | 0.001+0.001j | 0.0+0.0j | 0.0+0.0j | 0.0+0.0j | 0.001+0.001j | 0.0+0.0j | 0.0+0.0j | 0.0+0.0j | 0.001+0.001j | 0 | 0 | 0 | 0 | 0 | 0 | 0 | 0 | 0 |  | no

## load
data_type | static
owner_type | feeder
owner | 8102704
object | load
name | groupid | parent | bustype | phases | nominal_voltage | load_class | constant_power_A | constant_power_B | constant_power_C | constant_current_A | constant_current_B | constant_current_C | constant_impedance_A | constant_impedance_B | constant_impedance_C | base_power_A | base_power_B | base_power_C | power_pf_A | power_pf_B | power_pf_C | current_pf_A | current_pf_B | current_pf_C | impedance_pf_A | impedance_pf_B | impedance_pf_C | power_fraction_A | power_fraction_B | power_fraction_C | current_fraction_A | current_fraction_B | current_fraction_C | impedance_fraction_A | impedance_fraction_B | impedance_fraction_C | dcircuit | selected | monitored | monitored_fields | class_monitored_fields | played | played_fields | base_kw_A | base_kw_B | base_kw_C | kw_A | kw_B | kw_C | comments | critical_load | dem_resp_lb | dem_resp_ub | dem_resp_shortage_cost | dem_resp_surplus_cost | num_customers
load_220337685 |  | node_1414593_714_15287852_28 |  | ABCN | 0 | NonResidential | 1333.333+567.997j | 1333.333+567.997j | 1333.333+567.997j | 0 | 0 | 0 | [24 empty] | 8102704 | no | no |  |  | no |  | 0 | 0 | 0 | 0 | 0 | 0 |  | 1 | 1 | 1 | 0 | 0 | 0
load_220337686 |  | node_1417105_184_15284986_067 |  | AN | 0 | Residential | 14346+6111.37j | 0 | 0 | 0 | 0 | 0 | [24 empty] | 8102704 | no | no |  |  | no |  | 0 | 0 | 0 | 0 | 0 | 0 |  | 1 | 1 | 1 | 0 | 0 | 0
load_220337687 |  | node_1417115_52_15285008_873 |  | BN | 0 | NonResidential | 0 | 5756.4+2452.216j | 0 | 0 | 0 | 0 | [24 empty] | 8102704 | no | no |  |  | no |  | 0 | 0 | 0 | 0 | 0 | 0 |  | 1 | 1 | 1 | 0 | 0 | 0
load_220337688 |  | node_1417783_487_15285593_242 |  | AN | 0 | Residential | 13284+5658.96j | 0 | 0 | 0 | 0 | 0 | [24 empty] | 8102704 | no | no |  |  | no |  | 0 | 0 | 0 | 0 | 0 | 0 |  | 1 | 1 | 1 | 0 | 0 | 0
load_220337689 |  | node_1418447_502_15283656_142 |  | AN | 0 | Residential | 52704+22451.81j | 0 | 0 | 0 | 0 | 0 | [24 empty] | 8102704 | no | no |  |  | no |  | 0 | 0 | 0 | 0 | 0 | 0 |  | 1 | 1 | 1 | 0 | 0 | 0
load_220337691 |  | node_1417396_954_15284863_217 |  | AN | 0 | Residential | 81993.6+34929.127j | 0 | 0 | 0 | 0 | 0 | [24 empty] | 8102704 | no | no |  |  | no |  | 0 | 0 | 0 | 0 | 0 | 0 |  | 1 | 1 | 1 | 0 | 0 | 0
load_220337692 |  | node_1417854_704_15284324_835 |  | AN | 0 | Residential | 42696+18188.42j | 0 | 0 | 0 | 0 | 0 | [24 empty] | 8102704 | no | no |  |  | no |  | 0 | 0 | 0 | 0 | 0 | 0 |  | 1 | 1 | 1 | 0 | 0 | 0
load_220337693 |  | node_1418108_098_15283978_289 |  | AN | 0 | Residential | 14680.8+6253.995j | 0 | 0 | 0 | 0 | 0 | [24 empty] | 8102704 | no | no |  |  | no |  | 0 | 0 | 0 | 0 | 0 | 0 |  | 1 | 1 | 1 | 0 | 0 | 0
load_220337798 |  | node_1418059_627_15285170_857 |  | AN | 0 | Residential | 49464+21071.576j | 0 | 0 | 0 | 0 | 0 | [24 empty] | 8102704 | no | no |  |  | no |  | 0 | 0 | 0 | 0 | 0 | 0 |  | 1 | 1 | 1 | 0 | 0 | 0
load_220337821 |  | node_1417550_293_15285224_761 |  | AN | 0 | Residential | 20858.4+8885.641j | 0 | 0 | 0 | 0 | 0 | [24 empty] | 8102704 | no | no |  |  | no |  | 0 | 0 | 0 | 0 | 0 | 0 |  | 1 | 1 | 1 | 0 | 0 | 0
load_220337822 |  | node_1417754_161_15284961_678 |  | AN | 0 | Residential | 49485.6+21080.777j | 0 | 0 | 0 | 0 | 0 | [24 empty] | 8102704 | no | no |  |  | no |  | 0 | 0 | 0 | 0 | 0 | 0 |  | 1 | 1 | 1 | 0 | 0 | 0
load_220337884 |  | node_1419361_988_15281252_299 |  | AN | 0 | Residential | 43156.8+18384.72j | 0 | 0 | 0 | 0 | 0 | [24 empty] | 8102704 | no | no |  |  | no |  | 0 | 0 | 0 | 0 | 0 | 0 |  | 1 | 1 | 1 | 0 | 0 | 0
load_220337885 |  | node_1419133_221_15281557_634 |  | AN | 0 | Residential | 34416+14661.155j | 0 | 0 | 0 | 0 | 0 | [24 empty] | 8102704 | no | no |  |  | no |  | 0 | 0 | 0 | 0 | 0 | 0 |  | 1 | 1 | 1 | 0 | 0 | 0
load_220337886 |  | node_1418946_522_15281796_263 |  | AN | 0 | Residential | 45187.2+19249.667j | 0 | 0 | 0 | 0 | 0 | [24 empty] | 8102704 | no | no |  |  | no |  | 0 | 0 | 0 | 0 | 0 | 0 |  | 1 | 1 | 1 | 0 | 0 | 0
load_220337929 |  | node_1417927_612_15282663_598 |  | AN | 0 | Residential | 26424+11256.577j | 0 | 0 | 0 | 0 | 0 | [24 empty] | 8102704 | no | no |  |  | no |  | 0 | 0 | 0 | 0 | 0 | 0 |  | 1 | 1 | 1 | 0 | 0 | 0
load_220337930 |  | node_1417724_229_15283036_15 |  | AN | 0 | Residential | 53870.4+22948.694j | 0 | 0 | 0 | 0 | 0 | [24 empty] | 8102704 | no | no |  |  | no |  | 0 | 0 | 0 | 0 | 0 | 0 |  | 1 | 1 | 1 | 0 | 0 | 0
load_220337931 |  | node_1417403_693_15283328_075 |  | AN | 0 | Residential | 78048+33248.309j | 0 | 0 | 0 | 0 | 0 | [24 empty] | 8102704 | no | no |  |  | no |  | 0 | 0 | 0 | 0 | 0 | 0 |  | 1 | 1 | 1 | 0 | 0 | 0
load_220337932 |  | node_1417699_477_15283507_441 |  | AN | 0 | Residential | 6580.8+2803.409j | 0 | 0 | 0 | 0 | 0 | [24 empty] | 8102704 | no | no |  |  | no |  | 0 | 0 | 0 | 0 | 0 | 0 |  | 1 | 1 | 1 | 0 | 0 | 0
load_220337933 |  | node_1408234_931_15287114_106 |  | AN | 0 | Residential | 40140+17099.568j | 0 | 0 | 0 | 0 | 0 | [24 empty] | 8102704 | no | no |  |  | no |  | 0 | 0 | 0 | 0 | 0 | 0 |  | 1 | 1 | 1 | 0 | 0 | 0
load_220337934 |  | node_1408124_554_15286899_246 |  | AN | 0 | Residential | 14148+6027.023j | 0 | 0 | 0 | 0 | 0 | [24 empty] | 8102704 | no | no |  |  | no |  | 0 | 0 | 0 | 0 | 0 | 0 |  | 1 | 1 | 1 | 0 | 0 | 0
load_220337935 |  | node_1407894_867_15286681_456 |  | AN | 0 | Residential | 24746.4+10541.922j | 0 | 0 | 0 | 0 | 0 | [24 empty] | 8102704 | no | no |  |  | no |  | 0 | 0 | 0 | 0 | 0 | 0 |  | 1 | 1 | 1 | 0 | 0 | 0
load_220337936 |  | node_1407776_47_15286188_187 |  | AN | 0 | Residential | 7142.4+3042.65j | 0 | 0 | 0 | 0 | 0 | [24 empty] | 8102704 | no | no |  |  | no |  | 0 | 0 | 0 | 0 | 0 | 0 |  | 1 | 1 | 1 | 0 | 0 | 0
load_220337937 |  | node_1407658_195_15286150_939 |  | AN | 0 | Residential | 8733.6+3720.498j | 0 | 0 | 0 | 0 | 0 | [24 empty] | 8102704 | no | no |  |  | no |  | 0 | 0 | 0 | 0 | 0 | 0 |  | 1 | 1 | 1 | 0 | 0 | 0
load_220337938 |  | node_1418613_615_15285130_657 |  | AN | 0 | Residential | 11124+4738.804j | 0 | 0 | 0 | 0 | 0 | [24 empty] | 8102704 | no | no |  |  | no |  | 0 | 0 | 0 | 0 | 0 | 0 |  | 1 | 1 | 1 | 0 | 0 | 0
load_220337939 |  | node_1418384_794_15285475_02 |  | AN | 0 | Residential | 9208.8+3922.932j | 0 | 0 | 0 | 0 | 0 | [24 empty] | 8102704 | no | no |  |  | no |  | 0 | 0 | 0 | 0 | 0 | 0 |  | 1 | 1 | 1 | 0 | 0 | 0
load_220337940 |  | node_1418767_342_15285137_398 |  | AN | 0 | Residential | 7675.2+3269.622j | 0 | 0 | 0 | 0 | 0 | [24 empty] | 8102704 | no | no |  |  | no |  | 0 | 0 | 0 | 0 | 0 | 0 |  | 1 | 1 | 1 | 0 | 0 | 0
load_220337941 |  | node_1418988_923_15284864_653 |  | AN | 0 | Residential | 62445.6+26601.714j | 0 | 0 | 0 | 0 | 0 | [24 empty] | 8102704 | no | no |  |  | no |  | 0 | 0 | 0 | 0 | 0 | 0 |  | 1 | 1 | 1 | 0 | 0 | 0
load_220337942 |  | node_1418421_835_15284944_76 |  | AN | 0 | Residential | 30348+12928.194j | 0 | 0 | 0 | 0 | 0 | [24 empty] | 8102704 | no | no |  |  | no |  | 0 | 0 | 0 | 0 | 0 | 0 |  | 1 | 1 | 1 | 0 | 0 | 0
load_220337943 |  | node_1417849_881_15284562_138 |  | AN | 0 | Residential | 17013.6+7247.763j | 0 | 0 | 0 | 0 | 0 | [24 empty] | 8102704 | no | no |  |  | no |  | 0 | 0 | 0 | 0 | 0 | 0 |  | 1 | 1 | 1 | 0 | 0 | 0
load_220337945 |  | node_1410786_872_15286812_763 |  | AN | 0 | Residential | 8978.4+3824.782j | 0 | 0 | 0 | 0 | 0 | [24 empty] | 8102704 | no | no |  |  | no |  | 0 | 0 | 0 | 0 | 0 | 0 |  | 1 | 1 | 1 | 0 | 0 | 0
load_220337946 |  | node_1412004_173_15286459_169 |  | AN | 0 | Residential | 10569.6+4502.631j | 0 | 0 | 0 | 0 | 0 | [24 empty] | 8102704 | no | no |  |  | no |  | 0 | 0 | 0 | 0 | 0 | 0 |  | 1 | 1 | 1 | 0 | 0 | 0
load_220337947 |  | node_1412009_977_15286212_437 |  | AN | 0 | Residential | 6969.6+2969.037j | 0 | 0 | 0 | 0 | 0 | [24 empty] | 8102704 | no | no |  |  | no |  | 0 | 0 | 0 | 0 | 0 | 0 |  | 1 | 1 | 1 | 0 | 0 | 0
load_220337948 |  | node_1411421_025_15286155_272 |  | AN | 0 | Residential | 12297.6+5238.756j | 0 | 0 | 0 | 0 | 0 | [24 empty] | 8102704 | no | no |  |  | no |  | 0 | 0 | 0 | 0 | 0 | 0 |  | 1 | 1 | 1 | 0 | 0 | 0
load_220337949 |  | node_1411016_911_15286177_001 |  | AN | 0 | Residential | 2786.4+1187.001j | 0 | 0 | 0 | 0 | 0 | [24 empty] | 8102704 | no | no |  |  | no |  | 0 | 0 | 0 | 0 | 0 | 0 |  | 1 | 1 | 1 | 0 | 0 | 0
load_220337964 |  | node_1412541_032_15284984_736 |  | AN | 0 | Residential | 8294.4+3533.4j | 0 | 0 | 0 | 0 | 0 | [24 empty] | 8102704 | no | no |  |  | no |  | 0 | 0 | 0 | 0 | 0 | 0 |  | 1 | 1 | 1 | 0 | 0 | 0
load_220337965 |  | node_1412180_582_15284952_496 |  | AN | 0 | Residential | 27446.4+11692.117j | 0 | 0 | 0 | 0 | 0 | [24 empty] | 8102704 | no | no |  |  | no |  | 0 | 0 | 0 | 0 | 0 | 0 |  | 1 | 1 | 1 | 0 | 0 | 0
load_220337966 |  | node_1412108_158_15284522_534 |  | AN | 0 | Residential | 42105.6+17936.91j | 0 | 0 | 0 | 0 | 0 | [24 empty] | 8102704 | no | no |  |  | no |  | 0 | 0 | 0 | 0 | 0 | 0 |  | 1 | 1 | 1 | 0 | 0 | 0
load_220337967 |  | node_1412417_873_15284568_475 |  | AN | 0 | Residential | 10836+4616.117j | 0 | 0 | 0 | 0 | 0 | [24 empty] | 8102704 | no | no |  |  | no |  | 0 | 0 | 0 | 0 | 0 | 0 |  | 1 | 1 | 1 | 0 | 0 | 0
load_220337968 |  | node_1412199_834_15284164_542 |  | AN | 0 | Residential | 14565.6+6204.92j | 0 | 0 | 0 | 0 | 0 | [24 empty] | 8102704 | no | no |  |  | no |  | 0 | 0 | 0 | 0 | 0 | 0 |  | 1 | 1 | 1 | 0 | 0 | 0
load_220337969 |  | node_1418475_294_15282223_37 |  | AN | 0 | Residential | 44827.2+19096.307j | 0 | 0 | 0 | 0 | 0 | [24 empty] | 8102704 | no | no |  |  | no |  | 0 | 0 | 0 | 0 | 0 | 0 |  | 1 | 1 | 1 | 0 | 0 | 0
load_220337970 |  | node_1418706_344_15284764_153 |  | AN | 0 | Residential | 40154.4+17105.703j | 0 | 0 | 0 | 0 | 0 | [24 empty] | 8102704 | no | no |  |  | no |  | 0 | 0 | 0 | 0 | 0 | 0 |  | 1 | 1 | 1 | 0 | 0 | 0
load_220337971 |  | node_1418237_609_15284505_918 |  | AN | 0 | Residential | 21981.6+9364.122j | 0 | 0 | 0 | 0 | 0 | [24 empty] | 8102704 | no | no |  |  | no |  | 0 | 0 | 0 | 0 | 0 | 0 |  | 1 | 1 | 1 | 0 | 0 | 0
load_220337985 |  | node_1418458_952_15284228_678 |  | AN | 0 | Residential | 47923.2+20415.198j | 0 | 0 | 0 | 0 | 0 | [24 empty] | 8102704 | no | no |  |  | no |  | 0 | 0 | 0 | 0 | 0 | 0 |  | 1 | 1 | 1 | 0 | 0 | 0
load_220337986 |  | node_1418764_389_15283978_937 |  | AN | 0 | Residential | 64008+27267.294j | 0 | 0 | 0 | 0 | 0 | [24 empty] | 8102704 | no | no |  |  | no |  | 0 | 0 | 0 | 0 | 0 | 0 |  | 1 | 1 | 1 | 0 | 0 | 0
load_220337987 |  | node_1418901_668_15284425_481 |  | AN | 0 | Residential | 16322.4+6953.313j | 0 | 0 | 0 | 0 | 0 | [24 empty] | 8102704 | no | no |  |  | no |  | 0 | 0 | 0 | 0 | 0 | 0 |  | 1 | 1 | 1 | 0 | 0 | 0
load_220337988 |  | node_1419602_511_15282013_755 |  | AN | 0 | NonResidential | 17333.333+7383.969j | 0 | 0 | 0 | 0 | 0 | [24 empty] | 8102704 | no | no |  |  | no |  | 0 | 0 | 0 | 0 | 0 | 0 |  | 1 | 1 | 1 | 0 | 0 | 0
load_220337989 |  | node_1419591_549_15281991_478 |  | BN | 0 | NonResidential | 0 | 17333.333+7383.969j | 0 | 0 | 0 | 0 | [24 empty] | 8102704 | no | no |  |  | no |  | 0 | 0 | 0 | 0 | 0 | 0 |  | 1 | 1 | 1 | 0 | 0 | 0
load_220337990 |  | node_1419617_38_15282031_498 |  | CN | 0 | NonResidential | 0 | 0 | 17333.333+7383.969j | 0 | 0 | 0 | [24 empty] | 8102704 | no | no |  |  | no |  | 0 | 0 | 0 | 0 | 0 | 0 |  | 1 | 1 | 1 | 0 | 0 | 0
load_220337991 |  | node_1419630_235_15282046_505 |  | AN | 0 | NonResidential | 0 | 0 | 0 | 0 | 0 | 0 | [24 empty] | 8102704 | no | no |  |  | no |  | 0 | 0 | 0 | 0 | 0 | 0 |  | 1 | 1 | 1 | 0 | 0 | 0
load_220337992 |  | node_1419484_831_15282572_636 |  | AN | 0 | Residential | 72496.8+30883.507j | 0 | 0 | 0 | 0 | 0 | [24 empty] | 8102704 | no | no |  |  | no |  | 0 | 0 | 0 | 0 | 0 | 0 |  | 1 | 1 | 1 | 0 | 0 | 0
load_220338000 |  | node_1419888_463_15282000_301 |  | AN | 0 | Residential | 29808+12698.155j | 0 | 0 | 0 | 0 | 0 | [24 empty] | 8102704 | no | no |  |  | no |  | 0 | 0 | 0 | 0 | 0 | 0 |  | 1 | 1 | 1 | 0 | 0 | 0
load_220338001 |  | node_1420000_561_15282224_701 |  | AN | 0 | Residential | 67118.4+28592.319j | 0 | 0 | 0 | 0 | 0 | [24 empty] | 8102704 | no | no |  |  | no |  | 0 | 0 | 0 | 0 | 0 | 0 |  | 1 | 1 | 1 | 0 | 0 | 0
load_220338031 |  | node_1415668_697_15284205_693 |  | AN | 0 | NonResidential | 4000+1703.993j | 0 | 0 | 0 | 0 | 0 | [24 empty] | 8102704 | no | no |  |  | no |  | 0 | 0 | 0 | 0 | 0 | 0 |  | 1 | 1 | 1 | 0 | 0 | 0
load_220338032 |  | node_1415677_016_15284181_584 |  | AN | 0 | NonResidential | 4000+1703.993j | 0 | 0 | 0 | 0 | 0 | [24 empty] | 8102704 | no | no |  |  | no |  | 0 | 0 | 0 | 0 | 0 | 0 |  | 1 | 1 | 1 | 0 | 0 | 0
load_220338033 |  | node_1415665_323_15284231_905 |  | AN | 0 | NonResidential | 4000+1703.993j | 0 | 0 | 0 | 0 | 0 | [24 empty] | 8102704 | no | no |  |  | no |  | 0 | 0 | 0 | 0 | 0 | 0 |  | 1 | 1 | 1 | 0 | 0 | 0
load_220338034 |  | node_1414631_932_15285200_334 |  | AN | 0 | Residential | 972+414.07j | 0 | 0 | 0 | 0 | 0 | [24 empty] | 8102704 | no | no |  |  | no |  | 0 | 0 | 0 | 0 | 0 | 0 |  | 1 | 1 | 1 | 0 | 0 | 0
load_220338035 |  | node_1414247_665_15285142_223 |  | AN | 0 | Residential | 15141.6+6450.295j | 0 | 0 | 0 | 0 | 0 | [24 empty] | 8102704 | no | no |  |  | no |  | 0 | 0 | 0 | 0 | 0 | 0 |  | 1 | 1 | 1 | 0 | 0 | 0
load_220338036 |  | node_1413952_428_15285116_995 |  | AN | 0 | Residential | 23292+9922.35j | 0 | 0 | 0 | 0 | 0 | [24 empty] | 8102704 | no | no |  |  | no |  | 0 | 0 | 0 | 0 | 0 | 0 |  | 1 | 1 | 1 | 0 | 0 | 0
load_220338037 |  | node_1413728_785_15285104_665 |  | AN | 0 | Residential | 3535.2+1505.989j | 0 | 0 | 0 | 0 | 0 | [24 empty] | 8102704 | no | no |  |  | no |  | 0 | 0 | 0 | 0 | 0 | 0 |  | 1 | 1 | 1 | 0 | 0 | 0
load_220338039 |  | node_1416371_937_15285364_738 |  | AN | 0 | NonResidential | 2000+851.996j | 0 | 0 | 0 | 0 | 0 | [24 empty] | 8102704 | no | no |  |  | no |  | 0 | 0 | 0 | 0 | 0 | 0 |  | 1 | 1 | 1 | 0 | 0 | 0
load_220338040 |  | node_1416353_178_15285355_933 |  | BN | 0 | NonResidential | 0 | 2000+851.996j | 0 | 0 | 0 | 0 | [24 empty] | 8102704 | no | no |  |  | no |  | 0 | 0 | 0 | 0 | 0 | 0 |  | 1 | 1 | 1 | 0 | 0 | 0
load_220338041 |  | node_1416391_727_15285366_739 |  | CN | 0 | NonResidential | 0 | 0 | 2000+851.996j | 0 | 0 | 0 | [24 empty] | 8102704 | no | no |  |  | no |  | 0 | 0 | 0 | 0 | 0 | 0 |  | 1 | 1 | 1 | 0 | 0 | 0
load_220338042 |  | node_1416030_216_15285339_645 |  | AN | 0 | NonResidential | 80000+34079.857j | 0 | 0 | 0 | 0 | 0 | [24 empty] | 8102704 | no | no |  |  | no |  | 0 | 0 | 0 | 0 | 0 | 0 |  | 1 | 1 | 1 | 0 | 0 | 0
load_220338043 |  | node_1416011_004_15285332_863 |  | BN | 0 | NonResidential | 0 | 80000+34079.857j | 0 | 0 | 0 | 0 | [24 empty] | 8102704 | no | no |  |  | no |  | 0 | 0 | 0 | 0 | 0 | 0 |  | 1 | 1 | 1 | 0 | 0 | 0
load_220338044 |  | node_1416050_053_15285339_531 |  | CN | 0 | NonResidential | 0 | 0 | 80000+34079.857j | 0 | 0 | 0 | [24 empty] | 8102704 | no | no |  |  | no |  | 0 | 0 | 0 | 0 | 0 | 0 |  | 1 | 1 | 1 | 0 | 0 | 0
load_220338045 |  | node_1415261_658_15285283_859 |  | AN | 0 | Other | 0 | 0 | 0 | 0 | 0 | 0 | [24 empty] | 8102704 | no | no |  |  | no |  | 0 | 0 | 0 | 0 | 0 | 0 |  | 1 | 1 | 1 | 0 | 0 | 0
load_220338046 |  | node_1415242_516_15285276_723 |  | BN | 0 | Other | 0 | 0 | 0 | 0 | 0 | 0 | [24 empty] | 8102704 | no | no |  |  | no |  | 0 | 0 | 0 | 0 | 0 | 0 |  | 1 | 1 | 1 | 0 | 0 | 0
load_220338047 |  | node_1415281_496_15285284_112 |  | CN | 0 | Other | 0 | 0 | 0 | 0 | 0 | 0 | [24 empty] | 8102704 | no | no |  |  | no |  | 0 | 0 | 0 | 0 | 0 | 0 |  | 1 | 1 | 1 | 0 | 0 | 0
load_220338048 |  | node_1415293_688_15285079_765 |  | AN | 0 | NonResidential | 2000+851.996j | 0 | 0 | 0 | 0 | 0 | [24 empty] | 8102704 | no | no |  |  | no |  | 0 | 0 | 0 | 0 | 0 | 0 |  | 1 | 1 | 1 | 0 | 0 | 0
load_220338049 |  | node_1415877_566_15284344_077 |  | AN | 0 | Other | 0 | 0 | 0 | 0 | 0 | 0 | [24 empty] | 8102704 | no | no |  |  | no |  | 0 | 0 | 0 | 0 | 0 | 0 |  | 1 | 1 | 1 | 0 | 0 | 0
load_220338176 |  | node_1414763_244_15282379_346 |  | AN | 0 | Residential | 2793.6+1190.069j | 0 | 0 | 0 | 0 | 0 | [24 empty] | 8102704 | no | no |  |  | no |  | 0 | 0 | 0 | 0 | 0 | 0 |  | 1 | 1 | 1 | 0 | 0 | 0
load_220338177 |  | node_1414594_842_15282037_872 |  | AN | 0 | Residential | 6141.6+2616.311j | 0 | 0 | 0 | 0 | 0 | [24 empty] | 8102704 | no | no |  |  | no |  | 0 | 0 | 0 | 0 | 0 | 0 |  | 1 | 1 | 1 | 0 | 0 | 0
load_220338179 |  | node_1414126_533_15281701_757 |  | AN | 0 | Residential | 20635.2+8790.558j | 0 | 0 | 0 | 0 | 0 | [24 empty] | 8102704 | no | no |  |  | no |  | 0 | 0 | 0 | 0 | 0 | 0 |  | 1 | 1 | 1 | 0 | 0 | 0
load_220338180 |  | node_1414871_496_15284809_08 |  | AN | 0 | Residential | 34790.4+14820.648j | 0 | 0 | 0 | 0 | 0 | [24 empty] | 8102704 | no | no |  |  | no |  | 0 | 0 | 0 | 0 | 0 | 0 |  | 1 | 1 | 1 | 0 | 0 | 0
load_220338181 |  | node_1414814_81_15284001_115 |  | AN | 0 | NonResidential | 15000+6389.973j | 0 | 0 | 0 | 0 | 0 | [24 empty] | 8102704 | no | no |  |  | no |  | 0 | 0 | 0 | 0 | 0 | 0 |  | 1 | 1 | 1 | 0 | 0 | 0
load_220338183 |  | node_1414761_555_15282996_531 |  | AN | 0 | Residential | 1994.4+849.611j | 0 | 0 | 0 | 0 | 0 | [24 empty] | 8102704 | no | no |  |  | no |  | 0 | 0 | 0 | 0 | 0 | 0 |  | 1 | 1 | 1 | 0 | 0 | 0
load_220338184 |  | node_1414836_104_15282764_758 |  | AN | 0 | Residential | 122.4+52.142j | 0 | 0 | 0 | 0 | 0 | [24 empty] | 8102704 | no | no |  |  | no |  | 0 | 0 | 0 | 0 | 0 | 0 |  | 1 | 1 | 1 | 0 | 0 | 0
load_220338212 |  | node_1415259_437_15287309_38 |  | AN | 0 | NonResidential | 763.2+325.122j | 0 | 0 | 0 | 0 | 0 | [24 empty] | 8102704 | no | no |  |  | no |  | 0 | 0 | 0 | 0 | 0 | 0 |  | 1 | 1 | 1 | 0 | 0 | 0
load_220338213 |  | node_1415474_146_15287009_739 |  | AN | 0 | Residential | 4082.4+1739.095j | 0 | 0 | 0 | 0 | 0 | [24 empty] | 8102704 | no | no |  |  | no |  | 0 | 0 | 0 | 0 | 0 | 0 |  | 1 | 1 | 1 | 0 | 0 | 0
load_220338214 |  | node_1415169_414_15286900_741 |  | AN | 0 | NonResidential | 2000+851.996j | 0 | 0 | 0 | 0 | 0 | [24 empty] | 8102704 | no | no |  |  | no |  | 0 | 0 | 0 | 0 | 0 | 0 |  | 1 | 1 | 1 | 0 | 0 | 0
load_220338215 |  | node_1415176_047_15286875_699 |  | BN | 0 | NonResidential | 0 | 2000+851.996j | 0 | 0 | 0 | 0 | [24 empty] | 8102704 | no | no |  |  | no |  | 0 | 0 | 0 | 0 | 0 | 0 |  | 1 | 1 | 1 | 0 | 0 | 0
load_220338216 |  | node_1415598_282_15286849_526 |  | AN | 0 | NonResidential | 11000+4685.98j | 0 | 0 | 0 | 0 | 0 | [24 empty] | 8102704 | no | no |  |  | no |  | 0 | 0 | 0 | 0 | 0 | 0 |  | 1 | 1 | 1 | 0 | 0 | 0
load_220338217 |  | node_1415590_054_15286873_69 |  | AN | 0 | NonResidential | 11000+4685.98j | 0 | 0 | 0 | 0 | 0 | [24 empty] | 8102704 | no | no |  |  | no |  | 0 | 0 | 0 | 0 | 0 | 0 |  | 1 | 1 | 1 | 0 | 0 | 0
load_220338218 |  | node_1415726_654_15286542_787 |  | AN | 0 | NonResidential | 8333.333+3549.985j | 0 | 0 | 0 | 0 | 0 | [24 empty] | 8102704 | no | no |  |  | no |  | 0 | 0 | 0 | 0 | 0 | 0 |  | 1 | 1 | 1 | 0 | 0 | 0
load_220338219 |  | node_1415719_253_15286567_434 |  | BN | 0 | NonResidential | 0 | 8333.333+3549.985j | 0 | 0 | 0 | 0 | [24 empty] | 8102704 | no | no |  |  | no |  | 0 | 0 | 0 | 0 | 0 | 0 |  | 1 | 1 | 1 | 0 | 0 | 0
load_220338220 |  | node_1415729_04_15286516_372 |  | CN | 0 | NonResidential | 0 | 0 | 8333.333+3549.985j | 0 | 0 | 0 | [24 empty] | 8102704 | no | no |  |  | no |  | 0 | 0 | 0 | 0 | 0 | 0 |  | 1 | 1 | 1 | 0 | 0 | 0
load_220338221 |  | node_1415676_672_15286353_091 |  | AN | 0 | Other | 0 | 0 | 0 | 0 | 0 | 0 | [24 empty] | 8102704 | no | no |  |  | no |  | 0 | 0 | 0 | 0 | 0 | 0 |  | 1 | 1 | 1 | 0 | 0 | 0
load_220338223 |  | node_1416235_995_15285858_536 |  | AN | 0 | NonResidential | 19500+8306.965j | 0 | 0 | 0 | 0 | 0 | [24 empty] | 8102704 | no | no |  |  | no |  | 0 | 0 | 0 | 0 | 0 | 0 |  | 1 | 1 | 1 | 0 | 0 | 0
load_220338224 |  | node_1416223_652_15285879_285 |  | AN | 0 | Residential | 4161.6+1772.834j | 0 | 0 | 0 | 0 | 0 | [24 empty] | 8102704 | no | no |  |  | no |  | 0 | 0 | 0 | 0 | 0 | 0 |  | 1 | 1 | 1 | 0 | 0 | 0
load_220338225 |  | node_1416460_877_15285401_259 |  | AN | 0 | Residential | 9446.4+4024.15j | 0 | 0 | 0 | 0 | 0 | [24 empty] | 8102704 | no | no |  |  | no |  | 0 | 0 | 0 | 0 | 0 | 0 |  | 1 | 1 | 1 | 0 | 0 | 0
load_220338230 |  | node_1416701_529_15285003_156 |  | AN | 0 | NonResidential | 2333.333+993.996j | 0 | 0 | 0 | 0 | 0 | [24 empty] | 8102704 | no | no |  |  | no |  | 0 | 0 | 0 | 0 | 0 | 0 |  | 1 | 1 | 1 | 0 | 0 | 0
load_220338231 |  | node_1416713_863_15284982_397 |  | BN | 0 | NonResidential | 0 | 2333.333+993.996j | 0 | 0 | 0 | 0 | [24 empty] | 8102704 | no | no |  |  | no |  | 0 | 0 | 0 | 0 | 0 | 0 |  | 1 | 1 | 1 | 0 | 0 | 0
load_220338232 |  | node_1416693_636_15285027_524 |  | CN | 0 | NonResidential | 0 | 0 | 2333.333+993.996j | 0 | 0 | 0 | [24 empty] | 8102704 | no | no |  |  | no |  | 0 | 0 | 0 | 0 | 0 | 0 |  | 1 | 1 | 1 | 0 | 0 | 0
load_220338233 |  | node_1417384_114_15284440_092 |  | AN | 0 | Residential | 20174.4+8594.258j | 0 | 0 | 0 | 0 | 0 | [24 empty] | 8102704 | no | no |  |  | no |  | 0 | 0 | 0 | 0 | 0 | 0 |  | 1 | 1 | 1 | 0 | 0 | 0
load_220338235 |  | node_1417787_691_15283909_35 |  | AN | 0 | Residential | 35280+15029.217j | 0 | 0 | 0 | 0 | 0 | [24 empty] | 8102704 | no | no |  |  | no |  | 0 | 0 | 0 | 0 | 0 | 0 |  | 1 | 1 | 1 | 0 | 0 | 0
load_220338236 |  | node_1418139_25_15283438_316 |  | AN | 0 | Residential | 32788.8+13967.97j | 0 | 0 | 0 | 0 | 0 | [24 empty] | 8102704 | no | no |  |  | no |  | 0 | 0 | 0 | 0 | 0 | 0 |  | 1 | 1 | 1 | 0 | 0 | 0
load_220338237 |  | node_1417929_524_15283058_504 |  | AN | 0 | Residential | 15681.6+6680.334j | 0 | 0 | 0 | 0 | 0 | [24 empty] | 8102704 | no | no |  |  | no |  | 0 | 0 | 0 | 0 | 0 | 0 |  | 1 | 1 | 1 | 0 | 0 | 0
load_220338238 |  | node_1418509_929_15282983_732 |  | AN | 0 | Residential | 46857.6+19961.254j | 0 | 0 | 0 | 0 | 0 | [24 empty] | 8102704 | no | no |  |  | no |  | 0 | 0 | 0 | 0 | 0 | 0 |  | 1 | 1 | 1 | 0 | 0 | 0
load_220338239 |  | node_1418744_435_15282697_695 |  | AN | 0 | Residential | 35985.6+15329.801j | 0 | 0 | 0 | 0 | 0 | [24 empty] | 8102704 | no | no |  |  | no |  | 0 | 0 | 0 | 0 | 0 | 0 |  | 1 | 1 | 1 | 0 | 0 | 0
load_220338244 |  | node_1418946_993_15282240_171 |  | AN | 0 | NonResidential | 2333.333+993.996j | 0 | 0 | 0 | 0 | 0 | [24 empty] | 8102704 | no | no |  |  | no |  | 0 | 0 | 0 | 0 | 0 | 0 |  | 1 | 1 | 1 | 0 | 0 | 0
load_220338245 |  | node_1418959_043_15282219_11 |  | BN | 0 | NonResidential | 0 | 2333.333+993.996j | 0 | 0 | 0 | 0 | [24 empty] | 8102704 | no | no |  |  | no |  | 0 | 0 | 0 | 0 | 0 | 0 |  | 1 | 1 | 1 | 0 | 0 | 0
load_220338246 |  | node_1418939_433_15282264_731 |  | CN | 0 | NonResidential | 0 | 0 | 2333.333+993.996j | 0 | 0 | 0 | [24 empty] | 8102704 | no | no |  |  | no |  | 0 | 0 | 0 | 0 | 0 | 0 |  | 1 | 1 | 1 | 0 | 0 | 0
load_220338247 |  | node_1419099_415_15282028_455 |  | AN | 0 | NonResidential | 9000+3833.984j | 0 | 0 | 0 | 0 | 0 | [24 empty] | 8102704 | no | no |  |  | no |  | 0 | 0 | 0 | 0 | 0 | 0 |  | 1 | 1 | 1 | 0 | 0 | 0
load_220338248 |  | node_1419177_521_15281842_141 |  | AN | 0 | NonResidential | 30500+12992.946j | 0 | 0 | 0 | 0 | 0 | [24 empty] | 8102704 | no | no |  |  | no |  | 0 | 0 | 0 | 0 | 0 | 0 |  | 1 | 1 | 1 | 0 | 0 | 0
load_220338249 |  | node_1419189_97_15281821_503 |  | AN | 0 | Residential | 2617.2+1114.923j | 0 | 0 | 0 | 0 | 0 | [24 empty] | 8102704 | no | no |  |  | no |  | 0 | 0 | 0 | 0 | 0 | 0 |  | 1 | 1 | 1 | 0 | 0 | 0
load_220338252 |  | node_1419485_06_15281529_143 |  | AN | 0 | Residential | 36367.2+15492.362j | 0 | 0 | 0 | 0 | 0 | [24 empty] | 8102704 | no | no |  |  | no |  | 0 | 0 | 0 | 0 | 0 | 0 |  | 1 | 1 | 1 | 0 | 0 | 0
load_220338253 |  | node_1419857_847_15281152_035 |  | AN | 0 | NonResidential | 828+352.727j | 0 | 0 | 0 | 0 | 0 | [24 empty] | 8102704 | no | no |  |  | no |  | 0 | 0 | 0 | 0 | 0 | 0 |  | 1 | 1 | 1 | 0 | 0 | 0
load_220338380 |  | node_1413130_684_15290322_461 |  | AN | 0 | NonResidential | 5000+2129.991j | 0 | 0 | 0 | 0 | 0 | [24 empty] | 8102704 | no | no |  |  | no |  | 0 | 0 | 0 | 0 | 0 | 0 |  | 1 | 1 | 1 | 0 | 0 | 0
load_220338381 |  | node_1413117_095_15290302_959 |  | AN | 0 | NonResidential | 5000+2129.991j | 0 | 0 | 0 | 0 | 0 | [24 empty] | 8102704 | no | no |  |  | no |  | 0 | 0 | 0 | 0 | 0 | 0 |  | 1 | 1 | 1 | 0 | 0 | 0
load_220338382 |  | node_1412968_521_15290121_277 |  | AN | 0 | NonResidential | 2181.6+929.358j | 0 | 0 | 0 | 0 | 0 | [24 empty] | 8102704 | no | no |  |  | no |  | 0 | 0 | 0 | 0 | 0 | 0 |  | 1 | 1 | 1 | 0 | 0 | 0
load_220338385 |  | node_1413654_036_15290179_645 |  | AN | 0 | Residential | 691.2+294.45j | 0 | 0 | 0 | 0 | 0 | [24 empty] | 8102704 | no | no |  |  | no |  | 0 | 0 | 0 | 0 | 0 | 0 |  | 1 | 1 | 1 | 0 | 0 | 0
load_220338386 |  | node_1414153_15_15289971_779 |  | AN | 0 | Residential | 5803.2+2472.153j | 0 | 0 | 0 | 0 | 0 | [24 empty] | 8102704 | no | no |  |  | no |  | 0 | 0 | 0 | 0 | 0 | 0 |  | 1 | 1 | 1 | 0 | 0 | 0
load_220338387 |  | node_1413949_954_15289684_696 |  | AN | 0 | Residential | 16394.4+6983.985j | 0 | 0 | 0 | 0 | 0 | [24 empty] | 8102704 | no | no |  |  | no |  | 0 | 0 | 0 | 0 | 0 | 0 |  | 1 | 1 | 1 | 0 | 0 | 0
load_220338390 |  | node_1414082_568_15289477_847 |  | AN | 0 | Residential | 7596+3235.882j | 0 | 0 | 0 | 0 | 0 | [24 empty] | 8102704 | no | no |  |  | no |  | 0 | 0 | 0 | 0 | 0 | 0 |  | 1 | 1 | 1 | 0 | 0 | 0
load_220338391 |  | node_1414424_141_15289046_385 |  | AN | 0 | Other | 0 | 0 | 0 | 0 | 0 | 0 | [24 empty] | 8102704 | no | no |  |  | no |  | 0 | 0 | 0 | 0 | 0 | 0 |  | 1 | 1 | 1 | 0 | 0 | 0
load_220338392 |  | node_1414588_763_15288703_842 |  | AN | 0 | Residential | 12607.2+5370.645j | 0 | 0 | 0 | 0 | 0 | [24 empty] | 8102704 | no | no |  |  | no |  | 0 | 0 | 0 | 0 | 0 | 0 |  | 1 | 1 | 1 | 0 | 0 | 0
load_220338409 |  | node_1414048_824_15289097_947 |  | AN | 0 | NonResidential | 52000+22151.907j | 0 | 0 | 0 | 0 | 0 | [24 empty] | 8102704 | no | no |  |  | no |  | 0 | 0 | 0 | 0 | 0 | 0 |  | 1 | 1 | 1 | 0 | 0 | 0
load_220338410 |  | node_1414034_008_15289080_13 |  | BN | 0 | NonResidential | 0 | 52000+22151.907j | 0 | 0 | 0 | 0 | [24 empty] | 8102704 | no | no |  |  | no |  | 0 | 0 | 0 | 0 | 0 | 0 |  | 1 | 1 | 1 | 0 | 0 | 0
load_220338411 |  | node_1414066_549_15289110_036 |  | CN | 0 | NonResidential | 0 | 0 | 52000+22151.907j | 0 | 0 | 0 | [24 empty] | 8102704 | no | no |  |  | no |  | 0 | 0 | 0 | 0 | 0 | 0 |  | 1 | 1 | 1 | 0 | 0 | 0
load_220338412 |  | node_1413989_494_15288921_766 |  | AN | 0 | Residential | 6026.4+2567.236j | 0 | 0 | 0 | 0 | 0 | [24 empty] | 8102704 | no | no |  |  | no |  | 0 | 0 | 0 | 0 | 0 | 0 |  | 1 | 1 | 1 | 0 | 0 | 0
load_220338414 |  | node_1412596_18_15286984_007 |  | AN | 0 | Residential | 12434.4+5297.032j | 0 | 0 | 0 | 0 | 0 | [24 empty] | 8102704 | no | no |  |  | no |  | 0 | 0 | 0 | 0 | 0 | 0 |  | 1 | 1 | 1 | 0 | 0 | 0
load_220338415 |  | node_1412655_821_15286219_47 |  | AN | 0 | NonResidential | 619.2+263.778j | 0 | 0 | 0 | 0 | 0 | [24 empty] | 8102704 | no | no |  |  | no |  | 0 | 0 | 0 | 0 | 0 | 0 |  | 1 | 1 | 1 | 0 | 0 | 0
load_220338416 |  | node_1412605_91_15285941_475 |  | AN | 0 | Residential | 16639.2+7088.27j | 0 | 0 | 0 | 0 | 0 | [24 empty] | 8102704 | no | no |  |  | no |  | 0 | 0 | 0 | 0 | 0 | 0 |  | 1 | 1 | 1 | 0 | 0 | 0
load_220338417 |  | node_1412905_931_15285783_04 |  | AN | 0 | Residential | 7401.6+3153.068j | 0 | 0 | 0 | 0 | 0 | [24 empty] | 8102704 | no | no |  |  | no |  | 0 | 0 | 0 | 0 | 0 | 0 |  | 1 | 1 | 1 | 0 | 0 | 0
load_220338418 |  | node_1412623_343_15285753_644 |  | AN | 0 | Residential | 36100.8+15378.876j | 0 | 0 | 0 | 0 | 0 | [24 empty] | 8102704 | no | no |  |  | no |  | 0 | 0 | 0 | 0 | 0 | 0 |  | 1 | 1 | 1 | 0 | 0 | 0
load_220338419 |  | node_1412910_424_15285409_359 |  | AN | 0 | Residential | 12009.6+5116.068j | 0 | 0 | 0 | 0 | 0 | [24 empty] | 8102704 | no | no |  |  | no |  | 0 | 0 | 0 | 0 | 0 | 0 |  | 1 | 1 | 1 | 0 | 0 | 0
load_220338420 |  | node_1412866_909_15284980_927 |  | AN | 0 | Residential | 6400.8+2726.729j | 0 | 0 | 0 | 0 | 0 | [24 empty] | 8102704 | no | no |  |  | no |  | 0 | 0 | 0 | 0 | 0 | 0 |  | 1 | 1 | 1 | 0 | 0 | 0
load_220338422 |  | node_1413497_159_15289302_833 |  | AN | 0 | NonResidential | 2188.8+932.425j | 0 | 0 | 0 | 0 | 0 | [24 empty] | 8102704 | no | no |  |  | no |  | 0 | 0 | 0 | 0 | 0 | 0 |  | 1 | 1 | 1 | 0 | 0 | 0
load_220338423 |  | node_1413615_316_15289221_607 |  | AN | 0 | NonResidential | 23333.333+9939.958j | 0 | 0 | 0 | 0 | 0 | [24 empty] | 8102704 | no | no |  |  | no |  | 0 | 0 | 0 | 0 | 0 | 0 |  | 1 | 1 | 1 | 0 | 0 | 0
load_220338424 |  | node_1413618_773_15289247_854 |  | BN | 0 | NonResidential | 0 | 23333.333+9939.958j | 0 | 0 | 0 | 0 | [24 empty] | 8102704 | no | no |  |  | no |  | 0 | 0 | 0 | 0 | 0 | 0 |  | 1 | 1 | 1 | 0 | 0 | 0
load_220338425 |  | node_1413606_922_15289197_416 |  | CN | 0 | NonResidential | 0 | 0 | 23333.333+9939.958j | 0 | 0 | 0 | [24 empty] | 8102704 | no | no |  |  | no |  | 0 | 0 | 0 | 0 | 0 | 0 |  | 1 | 1 | 1 | 0 | 0 | 0
load_220338426 |  | node_1413274_325_15288679_301 |  | AN | 0 | NonResidential | 3000+1277.995j | 0 | 0 | 0 | 0 | 0 | [24 empty] | 8102704 | no | no |  |  | no |  | 0 | 0 | 0 | 0 | 0 | 0 |  | 1 | 1 | 1 | 0 | 0 | 0
load_220338427 |  | node_1413282_489_15288683_089 |  | BN | 0 | NonResidential | 0 | 3000+1277.995j | 0 | 0 | 0 | 0 | [24 empty] | 8102704 | no | no |  |  | no |  | 0 | 0 | 0 | 0 | 0 | 0 |  | 1 | 1 | 1 | 0 | 0 | 0
load_220338428 |  | node_1413264_535_15288674_153 |  | CN | 0 | NonResidential | 0 | 0 | 3000+1277.995j | 0 | 0 | 0 | [24 empty] | 8102704 | no | no |  |  | no |  | 0 | 0 | 0 | 0 | 0 | 0 |  | 1 | 1 | 1 | 0 | 0 | 0
load_220338429 |  | node_1413162_89_15288683_057 |  | AN | 0 | NonResidential | 190.8+81.28j | 0 | 0 | 0 | 0 | 0 | [24 empty] | 8102704 | no | no |  |  | no |  | 0 | 0 | 0 | 0 | 0 | 0 |  | 1 | 1 | 1 | 0 | 0 | 0
load_220338430 |  | node_1413175_049_15288688_87 |  | AN | 0 | NonResidential | 190.8+81.28j | 0 | 0 | 0 | 0 | 0 | [24 empty] | 8102704 | no | no |  |  | no |  | 0 | 0 | 0 | 0 | 0 | 0 |  | 1 | 1 | 1 | 0 | 0 | 0
load_220338431 |  | node_1412975_19_15288677_798 |  | AN | 0 | NonResidential | 4000+1703.993j | 0 | 0 | 0 | 0 | 0 | [24 empty] | 8102704 | no | no |  |  | no |  | 0 | 0 | 0 | 0 | 0 | 0 |  | 1 | 1 | 1 | 0 | 0 | 0
load_220338432 |  | node_1412959_714_15288661_022 |  | BN | 0 | NonResidential | 0 | 4000+1703.993j | 0 | 0 | 0 | 0 | [24 empty] | 8102704 | no | no |  |  | no |  | 0 | 0 | 0 | 0 | 0 | 0 |  | 1 | 1 | 1 | 0 | 0 | 0
load_220338433 |  | node_1412993_35_15288688_65 |  | CN | 0 | NonResidential | 0 | 0 | 4000+1703.993j | 0 | 0 | 0 | [24 empty] | 8102704 | no | no |  |  | no |  | 0 | 0 | 0 | 0 | 0 | 0 |  | 1 | 1 | 1 | 0 | 0 | 0
load_220338434 |  | node_1412829_144_15288534_204 |  | AN | 0 | NonResidential | 0 | 0 | 0 | 0 | 0 | 0 | [24 empty] | 8102704 | no | no |  |  | no |  | 0 | 0 | 0 | 0 | 0 | 0 |  | 1 | 1 | 1 | 0 | 0 | 0
load_220338435 |  | node_1412543_919_15288348_2 |  | AN | 0 | Residential | 2210.4+941.626j | 0 | 0 | 0 | 0 | 0 | [24 empty] | 8102704 | no | no |  |  | no |  | 0 | 0 | 0 | 0 | 0 | 0 |  | 1 | 1 | 1 | 0 | 0 | 0
load_220338436 |  | node_1411652_827_15288092_833 |  | AN | 0 | NonResidential | 0 | 0 | 0 | 0 | 0 | 0 | [24 empty] | 8102704 | no | no |  |  | no |  | 0 | 0 | 0 | 0 | 0 | 0 |  | 1 | 1 | 1 | 0 | 0 | 0
load_220338439 |  | node_1412375_121_15287536_794 |  | AN | 0 | Residential | 2390.4+1018.306j | 0 | 0 | 0 | 0 | 0 | [24 empty] | 8102704 | no | no |  |  | no |  | 0 | 0 | 0 | 0 | 0 | 0 |  | 1 | 1 | 1 | 0 | 0 | 0
load_220338440 |  | node_1412366_016_15286518_676 |  | AN | 0 | Residential | 16358.4+6968.649j | 0 | 0 | 0 | 0 | 0 | [24 empty] | 8102704 | no | no |  |  | no |  | 0 | 0 | 0 | 0 | 0 | 0 |  | 1 | 1 | 1 | 0 | 0 | 0
load_220338446 |  | node_1411703_078_15289319_806 |  | AN | 0 | Residential | 16156.8+6882.768j | 0 | 0 | 0 | 0 | 0 | [24 empty] | 8102704 | no | no |  |  | no |  | 0 | 0 | 0 | 0 | 0 | 0 |  | 1 | 1 | 1 | 0 | 0 | 0
load_220338451 |  | node_1410801_847_15287036_176 |  | AN | 0 | Residential | 8431.2+3591.676j | 0 | 0 | 0 | 0 | 0 | [24 empty] | 8102704 | no | no |  |  | no |  | 0 | 0 | 0 | 0 | 0 | 0 |  | 1 | 1 | 1 | 0 | 0 | 0
load_220338452 |  | node_1409303_966_15287612_073 |  | AN | 0 | Residential | 21434.4+9131.016j | 0 | 0 | 0 | 0 | 0 | [24 empty] | 8102704 | no | no |  |  | no |  | 0 | 0 | 0 | 0 | 0 | 0 |  | 1 | 1 | 1 | 0 | 0 | 0
load_220338453 |  | node_1408827_002_15287688_955 |  | AN | 0 | Residential | 21657.6+9226.099j | 0 | 0 | 0 | 0 | 0 | [24 empty] | 8102704 | no | no |  |  | no |  | 0 | 0 | 0 | 0 | 0 | 0 |  | 1 | 1 | 1 | 0 | 0 | 0
load_220338454 |  | node_1407747_618_15288769_95 |  | AN | 0 | NonResidential | 1900.8+809.737j | 0 | 0 | 0 | 0 | 0 | [24 empty] | 8102704 | no | no |  |  | no |  | 0 | 0 | 0 | 0 | 0 | 0 |  | 1 | 1 | 1 | 0 | 0 | 0
load_220338455 |  | node_1408193_424_15288787_564 |  | AN | 0 | Residential | 5184+2208.375j | 0 | 0 | 0 | 0 | 0 | [24 empty] | 8102704 | no | no |  |  | no |  | 0 | 0 | 0 | 0 | 0 | 0 |  | 1 | 1 | 1 | 0 | 0 | 0
load_220338456 |  | node_1407505_002_15289131_768 |  | AN | 0 | NonResidential | 0 | 0 | 0 | 0 | 0 | 0 | [24 empty] | 8102704 | no | no |  |  | no |  | 0 | 0 | 0 | 0 | 0 | 0 |  | 1 | 1 | 1 | 0 | 0 | 0
load_220338458 |  | node_1410531_255_15286991_229 |  | AN | 0 | Residential | 9266.4+3947.47j | 0 | 0 | 0 | 0 | 0 | [24 empty] | 8102704 | no | no |  |  | no |  | 0 | 0 | 0 | 0 | 0 | 0 |  | 1 | 1 | 1 | 0 | 0 | 0
load_220338459 |  | node_1410113_151_15287202_628 |  | AN | 0 | Residential | 5407.2+2303.458j | 0 | 0 | 0 | 0 | 0 | [24 empty] | 8102704 | no | no |  |  | no |  | 0 | 0 | 0 | 0 | 0 | 0 |  | 1 | 1 | 1 | 0 | 0 | 0
load_220338466 |  | node_1416767_556_15285371_487 |  | AN | 0 | NonResidential | 6000+2555.989j | 0 | 0 | 0 | 0 | 0 | [24 empty] | 8102704 | no | no |  |  | no |  | 0 | 0 | 0 | 0 | 0 | 0 |  | 1 | 1 | 1 | 0 | 0 | 0
load_220338467 |  | node_1416756_162_15285349_602 |  | BN | 0 | NonResidential | 0 | 6000+2555.989j | 0 | 0 | 0 | 0 | [24 empty] | 8102704 | no | no |  |  | no |  | 0 | 0 | 0 | 0 | 0 | 0 |  | 1 | 1 | 1 | 0 | 0 | 0
load_220338468 |  | node_1416782_765_15285388_701 |  | CN | 0 | NonResidential | 0 | 0 | 6000+2555.989j | 0 | 0 | 0 | [24 empty] | 8102704 | no | no |  |  | no |  | 0 | 0 | 0 | 0 | 0 | 0 |  | 1 | 1 | 1 | 0 | 0 | 0
load_220338470 |  | node_1417193_125_15285632_618 |  | AN | 0 | Residential | 34603.2+14740.901j | 0 | 0 | 0 | 0 | 0 | [24 empty] | 8102704 | no | no |  |  | no |  | 0 | 0 | 0 | 0 | 0 | 0 |  | 1 | 1 | 1 | 0 | 0 | 0
load_220338471 |  | node_1419297_759_15283332_302 |  | AN | 0 | Residential | 47808+20366.123j | 0 | 0 | 0 | 0 | 0 | [24 empty] | 8102704 | no | no |  |  | no |  | 0 | 0 | 0 | 0 | 0 | 0 |  | 1 | 1 | 1 | 0 | 0 | 0
load_220338472 |  | node_1419417_348_15283848_344 |  | AN | 0 | Residential | 42364.8+18047.329j | 0 | 0 | 0 | 0 | 0 | [24 empty] | 8102704 | no | no |  |  | no |  | 0 | 0 | 0 | 0 | 0 | 0 |  | 1 | 1 | 1 | 0 | 0 | 0
load_220338473 |  | node_1419236_798_15284410_284 |  | AN | 0 | Residential | 61754.4+26307.264j | 0 | 0 | 0 | 0 | 0 | [24 empty] | 8102704 | no | no |  |  | no |  | 0 | 0 | 0 | 0 | 0 | 0 |  | 1 | 1 | 1 | 0 | 0 | 0
load_220338474 |  | node_1419482_472_15283301_169 |  | AN | 0 | Residential | 25876.8+11023.471j | 0 | 0 | 0 | 0 | 0 | [24 empty] | 8102704 | no | no |  |  | no |  | 0 | 0 | 0 | 0 | 0 | 0 |  | 1 | 1 | 1 | 0 | 0 | 0
load_220338475 |  | node_1419705_076_15282831_998 |  | AN | 0 | Residential | 10862726.4+4627502.069j | 0 | 0 | 0 | 0 | 0 | [24 empty] | 8102704 | no | no |  |  | no |  | 0 | 0 | 0 | 0 | 0 | 0 |  | 1 | 1 | 1 | 0 | 0 | 0
load_220338476 |  | node_1418342_53_15282773_994 |  | AN | 0 | Residential | 18900+8051.366j | 0 | 0 | 0 | 0 | 0 | [24 empty] | 8102704 | no | no |  |  | no |  | 0 | 0 | 0 | 0 | 0 | 0 |  | 1 | 1 | 1 | 0 | 0 | 0
load_220338477 |  | node_1419876_272_15281486_57 |  | AN | 0 | Residential | 17028+7253.898j | 0 | 0 | 0 | 0 | 0 | [24 empty] | 8102704 | no | no |  |  | no |  | 0 | 0 | 0 | 0 | 0 | 0 |  | 1 | 1 | 1 | 0 | 0 | 0
load_220338478 |  | node_1420292_386_15281788_09 |  | AN | 0 | Residential | 41601.6+17722.207j | 0 | 0 | 0 | 0 | 0 | [24 empty] | 8102704 | no | no |  |  | no |  | 0 | 0 | 0 | 0 | 0 | 0 |  | 1 | 1 | 1 | 0 | 0 | 0
load_220338646 |  | node_1419037_901_15283712_478 |  | AN | 0 | Residential | 45280.8+19289.54j | 0 | 0 | 0 | 0 | 0 | [24 empty] | 8102704 | no | no |  |  | no |  | 0 | 0 | 0 | 0 | 0 | 0 |  | 1 | 1 | 1 | 0 | 0 | 0
load_220431787 |  | node_1407288_014_15289446_034 |  | AN | 0 | Residential | 187.2+79.747j | 0 | 0 | 0 | 0 | 0 | [24 empty] | 8102704 | no | no |  |  | no |  | 0 | 0 | 0 | 0 | 0 | 0 |  | 1 | 1 | 1 | 0 | 0 | 0
load_220431912 |  | node_1416586_95_15284697_318 |  | AN | 0 | NonResidential | 31666.667+13489.944j | 0 | 0 | 0 | 0 | 0 | [24 empty] | 8102704 | no | no |  |  | no |  | 0 | 0 | 0 | 0 | 0 | 0 |  | 1 | 1 | 1 | 0 | 0 | 0
load_220431925 |  | node_1410883_399_15290604_558 |  | AN | 0 | NonResidential | 2500+1064.996j | 0 | 0 | 0 | 0 | 0 | [24 empty] | 8102704 | no | no |  |  | no |  | 0 | 0 | 0 | 0 | 0 | 0 |  | 1 | 1 | 1 | 0 | 0 | 0
load_220431972 |  | node_1410873_156_15290581_676 |  | AN | 0 | NonResidential | 2500+1064.996j | 0 | 0 | 0 | 0 | 0 | [24 empty] | 8102704 | no | no |  |  | no |  | 0 | 0 | 0 | 0 | 0 | 0 |  | 1 | 1 | 1 | 0 | 0 | 0
load_220432041 |  | node_1416599_881_15284717_611 |  | BN | 0 | NonResidential | 0 | 31666.667+13489.944j | 0 | 0 | 0 | 0 | [24 empty] | 8102704 | no | no |  |  | no |  | 0 | 0 | 0 | 0 | 0 | 0 |  | 1 | 1 | 1 | 0 | 0 | 0
load_220432042 |  | node_1416570_565_15284682_179 |  | CN | 0 | NonResidential | 0 | 0 | 31666.667+13489.944j | 0 | 0 | 0 | [24 empty] | 8102704 | no | no |  |  | no |  | 0 | 0 | 0 | 0 | 0 | 0 |  | 1 | 1 | 1 | 0 | 0 | 0
load_220432150 |  | node_1410516_89_15287581_565 |  | AN | 0 | Residential | 9057.6+3858.521j | 0 | 0 | 0 | 0 | 0 | [24 empty] | 8102704 | no | no |  |  | no |  | 0 | 0 | 0 | 0 | 0 | 0 |  | 1 | 1 | 1 | 0 | 0 | 0
load_220502930 |  | node_1416920_392_15285424_353 |  | AN | 0 | Residential | 29995.2+12777.902j | 0 | 0 | 0 | 0 | 0 | [24 empty] | 8102704 | no | no |  |  | no |  | 0 | 0 | 0 | 0 | 0 | 0 |  | 1 | 1 | 1 | 0 | 0 | 0
load_220514584 |  | node_1412538_313_15286532_735 |  | AN | 0 | Residential | 16833.6+7171.084j | 0 | 0 | 0 | 0 | 0 | [24 empty] | 8102704 | no | no |  |  | no |  | 0 | 0 | 0 | 0 | 0 | 0 |  | 1 | 1 | 1 | 0 | 0 | 0
load_220520513 |  | node_1415387_235_15289400_9 |  | AN | 0 | Other | 0 | 0 | 0 | 0 | 0 | 0 | [24 empty] | 8102704 | no | no |  |  | no |  | 0 | 0 | 0 | 0 | 0 | 0 |  | 1 | 1 | 1 | 0 | 0 | 0
load_220521397 |  | node_1415704_147_15285946_722 |  | AN | 0 | NonResidential | 9000+3833.984j | 0 | 0 | 0 | 0 | 0 | [24 empty] | 8102704 | no | no |  |  | no |  | 0 | 0 | 0 | 0 | 0 | 0 |  | 1 | 1 | 1 | 0 | 0 | 0
load_220529134 |  | node_1414443_934_15287377_475 |  | ABCN | 0 | NonResidential | 1000+425.998j | 1000+425.998j | 1000+425.998j | 0 | 0 | 0 | [24 empty] | 8102704 | no | no |  |  | no |  | 0 | 0 | 0 | 0 | 0 | 0 |  | 1 | 1 | 1 | 0 | 0 | 0
load_220530887 |  | node_1417845_174_15286733_132 |  | ABCN | 0 | NonResidential | 220666.667+94003.607j | 220666.667+94003.607j | 220666.667+94003.607j | 0 | 0 | 0 | [24 empty] | 8102704 | no | no |  |  | no |  | 0 | 0 | 0 | 0 | 0 | 0 |  | 1 | 1 | 1 | 0 | 0 | 0
load_220531005 |  | node_1417153_407_15283962_367 |  | ABCN | 0 | NonResidential | 90000+38339.839j | 90000+38339.839j | 90000+38339.839j | 0 | 0 | 0 | [24 empty] | 8102704 | no | no |  |  | no |  | 0 | 0 | 0 | 0 | 0 | 0 |  | 1 | 1 | 1 | 0 | 0 | 0
load_220535544 |  | node_1410868_375_15286365_794 |  | AN | 0 | Residential | 3110.4+1325.025j | 0 | 0 | 0 | 0 | 0 | [24 empty] | 8102704 | no | no |  |  | no |  | 0 | 0 | 0 | 0 | 0 | 0 |  | 1 | 1 | 1 | 0 | 0 | 0
load_220542523 |  | node_1411208_422_15289654_008 |  | AN | 0 | Residential | 4111.2+1751.364j | 0 | 0 | 0 | 0 | 0 | [24 empty] | 8102704 | no | no |  |  | no |  | 0 | 0 | 0 | 0 | 0 | 0 |  | 1 | 1 | 1 | 0 | 0 | 0
load_220546637 |  | node_1413027_126_15289926_356 |  | ABCN | 0 | NonResidential | 4666.667+1987.992j | 4666.667+1987.992j | 4666.667+1987.992j | 0 | 0 | 0 | [24 empty] | 8102704 | no | no |  |  | no |  | 0 | 0 | 0 | 0 | 0 | 0 |  | 1 | 1 | 1 | 0 | 0 | 0
load_220557100 |  | node_1414777_594_15283269_099 |  | AN | 0 | NonResidential | 12000+5111.979j | 0 | 0 | 0 | 0 | 0 | [24 empty] | 8102704 | no | no |  |  | no |  | 0 | 0 | 0 | 0 | 0 | 0 |  | 1 | 1 | 1 | 0 | 0 | 0
load_220572481 |  | node_1415075_843_15288034_905 |  | AN | 0 | Residential | 21592.8+9198.494j | 0 | 0 | 0 | 0 | 0 | [24 empty] | 8102704 | no | no |  |  | no |  | 0 | 0 | 0 | 0 | 0 | 0 |  | 1 | 1 | 1 | 0 | 0 | 0
load_220582052 |  | node_1413466_351_15285077_962 |  | AN | 0 | Residential | 9122.4+3886.126j | 0 | 0 | 0 | 0 | 0 | [24 empty] | 8102704 | no | no |  |  | no |  | 0 | 0 | 0 | 0 | 0 | 0 |  | 1 | 1 | 1 | 0 | 0 | 0
load_220583381 |  | node_1411423_82_15289514_402 |  | AN | 0 | Residential | 2678.4+1140.994j | 0 | 0 | 0 | 0 | 0 | [24 empty] | 8102704 | no | no |  |  | no |  | 0 | 0 | 0 | 0 | 0 | 0 |  | 1 | 1 | 1 | 0 | 0 | 0
load_220615050 |  | node_1414386_547_15281938_477 |  | AN | 0 | Residential | 28994.4+12351.563j | 0 | 0 | 0 | 0 | 0 | [24 empty] | 8102704 | no | no |  |  | no |  | 0 | 0 | 0 | 0 | 0 | 0 |  | 1 | 1 | 1 | 0 | 0 | 0
load_220618639 |  | node_1418706_453_15283227_685 |  | AN | 0 | Residential | 42883.2+18268.167j | 0 | 0 | 0 | 0 | 0 | [24 empty] | 8102704 | no | no |  |  | no |  | 0 | 0 | 0 | 0 | 0 | 0 |  | 1 | 1 | 1 | 0 | 0 | 0
load_220618660 |  | node_1419216_559_15282861_347 |  | AN | 0 | Residential | 22730.4+9683.11j | 0 | 0 | 0 | 0 | 0 | [24 empty] | 8102704 | no | no |  |  | no |  | 0 | 0 | 0 | 0 | 0 | 0 |  | 1 | 1 | 1 | 0 | 0 | 0
load_220636905 |  | node_1409991_927_15290254_337 |  | AN | 0 | Residential | 7257.6+3091.725j | 0 | 0 | 0 | 0 | 0 | [24 empty] | 8102704 | no | no |  |  | no |  | 0 | 0 | 0 | 0 | 0 | 0 |  | 1 | 1 | 1 | 0 | 0 | 0
load_220636906 |  | node_1410803_622_15289892_302 |  | AN | 0 | Residential | 33746.4+14375.906j | 0 | 0 | 0 | 0 | 0 | [24 empty] | 8102704 | no | no |  |  | no |  | 0 | 0 | 0 | 0 | 0 | 0 |  | 1 | 1 | 1 | 0 | 0 | 0
load_220636907 |  | node_1410271_187_15290130_347 |  | AN | 0 | NonResidential | 0 | 0 | 0 | 0 | 0 | 0 | [24 empty] | 8102704 | no | no |  |  | no |  | 0 | 0 | 0 | 0 | 0 | 0 |  | 1 | 1 | 1 | 0 | 0 | 0
load_220636909 |  | node_1409804_625_15290354_548 |  | AN | 0 | Residential | 943.2+401.802j | 0 | 0 | 0 | 0 | 0 | [24 empty] | 8102704 | no | no |  |  | no |  | 0 | 0 | 0 | 0 | 0 | 0 |  | 1 | 1 | 1 | 0 | 0 | 0
load_220636910 |  | node_1412121_249_15288857_726 |  | AN | 0 | Residential | 12261.6+5223.42j | 0 | 0 | 0 | 0 | 0 | [24 empty] | 8102704 | no | no |  |  | no |  | 0 | 0 | 0 | 0 | 0 | 0 |  | 1 | 1 | 1 | 0 | 0 | 0
load_220646979 |  | node_1418941_038_15282427_113 |  | AN | 0 | NonResidential | 17000+7241.97j | 0 | 0 | 0 | 0 | 0 | [24 empty] | 8102704 | no | no |  |  | no |  | 0 | 0 | 0 | 0 | 0 | 0 |  | 1 | 1 | 1 | 0 | 0 | 0
load_220650775 |  | node_1414802_365_15283730_872 |  | AN | 0 | Residential | 5004+2131.695j | 0 | 0 | 0 | 0 | 0 | [24 empty] | 8102704 | no | no |  |  | no |  | 0 | 0 | 0 | 0 | 0 | 0 |  | 1 | 1 | 1 | 0 | 0 | 0
load_220657417 |  | node_1412077_913_15286879_462 |  | AN | 0 | Residential | 11181.6+4763.342j | 0 | 0 | 0 | 0 | 0 | [24 empty] | 8102704 | no | no |  |  | no |  | 0 | 0 | 0 | 0 | 0 | 0 |  | 1 | 1 | 1 | 0 | 0 | 0
load_311846350 |  | node_1416175_3_15285322_801 |  | AN | 0 | NonResidential | 48666.667+20731.913j | 0 | 0 | 0 | 0 | 0 | [24 empty] | 8102704 | no | no |  |  | no |  | 0 | 0 | 0 | 0 | 0 | 0 |  | 1 | 1 | 1 | 0 | 0 | 0
load_311846351 |  | node_1416198_036_15285323_274 |  | BN | 0 | NonResidential | 0 | 48666.667+20731.913j | 0 | 0 | 0 | 0 | [24 empty] | 8102704 | no | no |  |  | no |  | 0 | 0 | 0 | 0 | 0 | 0 |  | 1 | 1 | 1 | 0 | 0 | 0
load_311870156 |  | node_1416222_309_15285322_346 |  | CN | 0 | NonResidential | 0 | 0 | 48666.667+20731.913j | 0 | 0 | 0 | [24 empty] | 8102704 | no | no |  |  | no |  | 0 | 0 | 0 | 0 | 0 | 0 |  | 1 | 1 | 1 | 0 | 0 | 0
load_311872783 |  | node_1413345_363_15290136_22 |  | ABCN | 0 | Other | 0 | 0 | 0 | 0 | 0 | 0 | [24 empty] | 8102704 | no | no |  |  | no |  | 0 | 0 | 0 | 0 | 0 | 0 |  | 1 | 1 | 1 | 0 | 0 | 0
load_311903949 |  | node_1412231_825_15288127_737 |  | AN | 0 | Residential | 5004+2131.695j | 0 | 0 | 0 | 0 | 0 | [24 empty] | 8102704 | no | no |  |  | no |  | 0 | 0 | 0 | 0 | 0 | 0 |  | 1 | 1 | 1 | 0 | 0 | 0
load_312076483 |  | node_1408512_09_15288933_115 |  | AN | 0 | NonResidential | 64.8+27.605j | 0 | 0 | 0 | 0 | 0 | [24 empty] | 8102704 | no | no |  |  | no |  | 0 | 0 | 0 | 0 | 0 | 0 |  | 1 | 1 | 1 | 0 | 0 | 0
load_312089391 |  | node_1412606_771_15288780_517 |  | AN | 0 | Other | 0 | 0 | 0 | 0 | 0 | 0 | [24 empty] | 8102704 | no | no |  |  | no |  | 0 | 0 | 0 | 0 | 0 | 0 |  | 1 | 1 | 1 | 0 | 0 | 0
load_312089391-L-1 |  | node_1412606_771_15288780_517 |  | AN | 0 | Residential | 0 | 0 | 0 | 0 | 0 | 0 | [24 empty] | 8102704 | no | no |  |  | no |  | 0 | 0 | 0 | 0 | 0 | 0 |  | 1 | 1 | 1 | 0 | 0 | 0
load_312089392 |  | node_1412617_891_15288762_203 |  | BN | 0 | NonResidential | 0 | 9333.333+3975.983j | 0 | 0 | 0 | 0 | [24 empty] | 8102704 | no | no |  |  | no |  | 0 | 0 | 0 | 0 | 0 | 0 |  | 1 | 1 | 1 | 0 | 0 | 0
load_312089392-L1-1 |  | node_1412617_891_15288762_203 |  | BN | 0 | Other | 0 | 0 | 0 | 0 | 0 | 0 | [24 empty] | 8102704 | no | no |  |  | no |  | 0 | 0 | 0 | 0 | 0 | 0 |  | 1 | 1 | 1 | 0 | 0 | 0
load_312089393 |  | node_1412632_39_15288742_774 |  | CN | 0 | NonResidential | 0 | 0 | 9333.333+3975.983j | 0 | 0 | 0 | [24 empty] | 8102704 | no | no |  |  | no |  | 0 | 0 | 0 | 0 | 0 | 0 |  | 1 | 1 | 1 | 0 | 0 | 0
load_312089393-L-1 |  | node_1412632_39_15288742_774 |  | CN | 0 | Residential | 0 | 0 | 0 | 0 | 0 | 0 | [24 empty] | 8102704 | no | no |  |  | no |  | 0 | 0 | 0 | 0 | 0 | 0 |  | 1 | 1 | 1 | 0 | 0 | 0

## node
data_type | static
owner_type | feeder
owner | 8102704
object | node
name | groupid | parent | bustype | phases | nominal_voltage | dcircuit | selected | monitored | monitored_fields | class_monitored_fields | played | played_fields | subsystem | x | y | comments | dist_to_slack
node_1407288_014_15289446_034 |  |  | PQ | AN | 1001.678 | 8102704 | no | no |  |  | no |  |  | 1407288.014 | 15289446.034 |  | -1
node_1407505_002_15289131_768 |  |  | PQ | AN | 1001.678 | 8102704 | no | no |  |  | no |  |  | 1407505.002 | 15289131.768 |  | -1
node_1407658_195_15286150_939 |  |  | PQ | AN | 1001.678 | 8102704 | no | no |  |  | no |  |  | 1407658.195 | 15286150.939 |  | -1
node_1407747_618_15288769_95 |  |  | PQ | AN | 1001.678 | 8102704 | no | no |  |  | no |  |  | 1407747.618 | 15288769.95 |  | -1
node_1407776_47_15286188_187 |  |  | PQ | AN | 1001.678 | 8102704 | no | no |  |  | no |  |  | 1407776.47 | 15286188.187 |  | -1
node_1407894_867_15286681_456 |  |  | PQ | AN | 1001.678 | 8102704 | no | no |  |  | no |  |  | 1407894.867 | 15286681.456 |  | -1
node_1408124_554_15286899_246 |  |  | PQ | AN | 1001.678 | 8102704 | no | no |  |  | no |  |  | 1408124.554 | 15286899.246 |  | -1
node_1408193_424_15288787_564 |  |  | PQ | AN | 1001.678 | 8102704 | no | no |  |  | no |  |  | 1408193.424 | 15288787.564 |  | -1
node_1408234_931_15287114_106 |  |  | PQ | AN | 1001.678 | 8102704 | no | no |  |  | no |  |  | 1408234.931 | 15287114.106 |  | -1
node_1408512_09_15288933_115 |  |  | PQ | AN | 1001.678 | 8102704 | no | no |  |  | no |  |  | 1408512.09 | 15288933.115 |  | -1
node_1408827_002_15287688_955 |  |  | PQ | AN | 1001.678 | 8102704 | no | no |  |  | no |  |  | 1408827.002 | 15287688.955 |  | -1
node_1409303_966_15287612_073 |  |  | PQ | AN | 1001.678 | 8102704 | no | no |  |  | no |  |  | 1409303.966 | 15287612.073 |  | -1
node_1409804_625_15290354_548 |  |  | PQ | AN | 7199.558 | 8102704 | no | no |  |  | no |  |  | 1409804.625 | 15290354.548 |  | -1
node_1409991_927_15290254_337 |  |  | PQ | AN | 7199.558 | 8102704 | no | no |  |  | no |  |  | 1409991.927 | 15290254.337 |  | -1
node_1410113_151_15287202_628 |  |  | PQ | AN | 1001.678 | 8102704 | no | no |  |  | no |  |  | 1410113.151 | 15287202.628 |  | -1
node_1410271_187_15290130_347 |  |  | PQ | AN | 7199.558 | 8102704 | no | no |  |  | no |  |  | 1410271.187 | 15290130.347 |  | -1
node_1410516_89_15287581_565 |  |  | PQ | AN | 1001.678 | 8102704 | no | no |  |  | no |  |  | 1410516.89 | 15287581.565 |  | -1
node_1410531_255_15286991_229 |  |  | PQ | AN | 1001.678 | 8102704 | no | no |  |  | no |  |  | 1410531.255 | 15286991.229 |  | -1
node_1410786_872_15286812_763 |  |  | PQ | AN | 1001.678 | 8102704 | no | no |  |  | no |  |  | 1410786.872 | 15286812.763 |  | -1
node_1410801_847_15287036_176 |  |  | PQ | AN | 1001.678 | 8102704 | no | no |  |  | no |  |  | 1410801.847 | 15287036.176 |  | -1
node_1410803_622_15289892_302 |  |  | PQ | AN | 7199.558 | 8102704 | no | no |  |  | no |  |  | 1410803.622 | 15289892.302 |  | -1
node_1410868_375_15286365_794 |  |  | PQ | AN | 1001.678 | 8102704 | no | no |  |  | no |  |  | 1410868.375 | 15286365.794 |  | -1
node_1410873_156_15290581_676 |  |  | PQ | ABCN | 7199.558 | 8102704 | no | no |  |  | no |  |  | 1410873.156 | 15290581.676 |  | -1
node_1410883_399_15290604_558 |  |  | PQ | ABCN | 7199.558 | 8102704 | no | no |  |  | no |  |  | 1410883.399 | 15290604.558 |  | -1
node_1411016_911_15286177_001 |  |  | PQ | AN | 1001.678 | 8102704 | no | no |  |  | no |  |  | 1411016.911 | 15286177.001 |  | -1
node_1411208_422_15289654_008 |  |  | PQ | AN | 7199.558 | 8102704 | no | no |  |  | no |  |  | 1411208.422 | 15289654.008 |  | -1
node_1411421_025_15286155_272 |  |  | PQ | AN | 1001.678 | 8102704 | no | no |  |  | no |  |  | 1411421.025 | 15286155.272 |  | -1
node_1411423_82_15289514_402 |  |  | PQ | AN | 7199.558 | 8102704 | no | no |  |  | no |  |  | 1411423.82 | 15289514.402 |  | -1
node_1411652_827_15288092_833 |  |  | PQ | AN | 7199.558 | 8102704 | no | no |  |  | no |  |  | 1411652.827 | 15288092.833 |  | -1
node_1411703_078_15289319_806 |  |  | PQ | AN | 7199.558 | 8102704 | no | no |  |  | no |  |  | 1411703.078 | 15289319.806 |  | -1
node_1412004_173_15286459_169 |  |  | PQ | AN | 1001.678 | 8102704 | no | no |  |  | no |  |  | 1412004.173 | 15286459.169 |  | -1
node_1412009_977_15286212_437 |  |  | PQ | AN | 1001.678 | 8102704 | no | no |  |  | no |  |  | 1412009.977 | 15286212.437 |  | -1
node_1412077_913_15286879_462 |  |  | PQ | AN | 1001.678 | 8102704 | no | no |  |  | no |  |  | 1412077.913 | 15286879.462 |  | -1
node_1412108_158_15284522_534 |  |  | PQ | AN | 7199.558 | 8102704 | no | no |  |  | no |  |  | 1412108.158 | 15284522.534 |  | -1
node_1412121_249_15288857_726 |  |  | PQ | AN | 7199.558 | 8102704 | no | no |  |  | no |  |  | 1412121.249 | 15288857.726 |  | -1
node_1412180_582_15284952_496 |  |  | PQ | AN | 7199.558 | 8102704 | no | no |  |  | no |  |  | 1412180.582 | 15284952.496 |  | -1
node_1412199_834_15284164_542 |  |  | PQ | AN | 7199.558 | 8102704 | no | no |  |  | no |  |  | 1412199.834 | 15284164.542 |  | -1
node_1412231_825_15288127_737 |  |  | PQ | AN | 1001.678 | 8102704 | no | no |  |  | no |  |  | 1412231.825 | 15288127.737 |  | -1
node_1412366_016_15286518_676 |  |  | PQ | AN | 1001.678 | 8102704 | no | no |  |  | no |  |  | 1412366.016 | 15286518.676 |  | -1
node_1412375_121_15287536_794 |  |  | PQ | AN | 1001.678 | 8102704 | no | no |  |  | no |  |  | 1412375.121 | 15287536.794 |  | -1
node_1412417_873_15284568_475 |  |  | PQ | AN | 7199.558 | 8102704 | no | no |  |  | no |  |  | 1412417.873 | 15284568.475 |  | -1
node_1412538_313_15286532_735 |  |  | PQ | AN | 1001.678 | 8102704 | no | no |  |  | no |  |  | 1412538.313 | 15286532.735 |  | -1
node_1412541_032_15284984_736 |  |  | PQ | AN | 7199.558 | 8102704 | no | no |  |  | no |  |  | 1412541.032 | 15284984.736 |  | -1
node_1412543_919_15288348_2 |  |  | PQ | AN | 7199.558 | 8102704 | no | no |  |  | no |  |  | 1412543.919 | 15288348.2 |  | -1
node_1412596_18_15286984_007 |  |  | PQ | AN | 1001.678 | 8102704 | no | no |  |  | no |  |  | 1412596.18 | 15286984.007 |  | -1
node_1412605_91_15285941_475 |  |  | PQ | AN | 1001.678 | 8102704 | no | no |  |  | no |  |  | 1412605.91 | 15285941.475 |  | -1
node_1412606_771_15288780_517 |  |  | PQ | ABCN | 7199.558 | 8102704 | no | no |  |  | no |  |  | 1412606.771 | 15288780.517 |  | -1
node_1412617_891_15288762_203 |  |  | PQ | ABCN | 7199.558 | 8102704 | no | no |  |  | no |  |  | 1412617.891 | 15288762.203 |  | -1
node_1412623_343_15285753_644 |  |  | PQ | AN | 1001.678 | 8102704 | no | no |  |  | no |  |  | 1412623.343 | 15285753.644 |  | -1
node_1412632_39_15288742_774 |  |  | PQ | ABCN | 7199.558 | 8102704 | no | no |  |  | no |  |  | 1412632.39 | 15288742.774 |  | -1
node_1412655_821_15286219_47 |  |  | PQ | AN | 1001.678 | 8102704 | no | no |  |  | no |  |  | 1412655.821 | 15286219.47 |  | -1
node_1412829_144_15288534_204 |  |  | PQ | ABCN | 7199.558 | 8102704 | no | no |  |  | no |  |  | 1412829.144 | 15288534.204 |  | -1
node_1412866_909_15284980_927 |  |  | PQ | AN | 7199.558 | 8102704 | no | no |  |  | no |  |  | 1412866.909 | 15284980.927 |  | -1
node_1412905_931_15285783_04 |  |  | PQ | AN | 1001.678 | 8102704 | no | no |  |  | no |  |  | 1412905.931 | 15285783.04 |  | -1
node_1412910_424_15285409_359 |  |  | PQ | AN | 1001.678 | 8102704 | no | no |  |  | no |  |  | 1412910.424 | 15285409.359 |  | -1
node_1412959_714_15288661_022 |  |  | PQ | ABCN | 7199.558 | 8102704 | no | no |  |  | no |  |  | 1412959.714 | 15288661.022 |  | -1
node_1412968_521_15290121_277 |  |  | PQ | AN | 7199.558 | 8102704 | no | no |  |  | no |  |  | 1412968.521 | 15290121.277 |  | -1
node_1412975_19_15288677_798 |  |  | PQ | ABCN | 7199.558 | 8102704 | no | no |  |  | no |  |  | 1412975.19 | 15288677.798 |  | -1
node_1412993_35_15288688_65 |  |  | PQ | ABCN | 7199.558 | 8102704 | no | no |  |  | no |  |  | 1412993.35 | 15288688.65 |  | -1
node_1413027_126_15289926_356 |  |  | PQ | ABCN | 7199.558 | 8102704 | no | no |  |  | no |  |  | 1413027.126 | 15289926.356 |  | -1
node_1413117_095_15290302_959 |  |  | PQ | ABCN | 7199.558 | 8102704 | no | no |  |  | no |  |  | 1413117.095 | 15290302.959 |  | -1
node_1413130_684_15290322_461 |  |  | PQ | ABCN | 7199.558 | 8102704 | no | no |  |  | no |  |  | 1413130.684 | 15290322.461 |  | -1
node_1413162_89_15288683_057 |  |  | PQ | ABCN | 7199.558 | 8102704 | no | no |  |  | no |  |  | 1413162.89 | 15288683.057 |  | -1
node_1413175_049_15288688_87 |  |  | PQ | ABCN | 7199.558 | 8102704 | no | no |  |  | no |  |  | 1413175.049 | 15288688.87 |  | -1
node_1413264_535_15288674_153 |  |  | PQ | ABCN | 7199.558 | 8102704 | no | no |  |  | no |  |  | 1413264.535 | 15288674.153 |  | -1
node_1413274_325_15288679_301 |  |  | PQ | ABCN | 7199.558 | 8102704 | no | no |  |  | no |  |  | 1413274.325 | 15288679.301 |  | -1
node_1413282_489_15288683_089 |  |  | PQ | ABCN | 7199.558 | 8102704 | no | no |  |  | no |  |  | 1413282.489 | 15288683.089 |  | -1
node_1413345_363_15290136_22 |  |  | PQ | ABCN | 7199.558 | 8102704 | no | no |  |  | no |  |  | 1413345.363 | 15290136.22 |  | -1
node_1413466_351_15285077_962 |  |  | PQ | AN | 7199.558 | 8102704 | no | no |  |  | no |  |  | 1413466.351 | 15285077.962 |  | -1
node_1413497_159_15289302_833 |  |  | PQ | ABCN | 7199.558 | 8102704 | no | no |  |  | no |  |  | 1413497.159 | 15289302.833 |  | -1
node_1413606_922_15289197_416 |  |  | PQ | ABCN | 7199.558 | 8102704 | no | no |  |  | no |  |  | 1413606.922 | 15289197.416 |  | -1
node_1413615_316_15289221_607 |  |  | PQ | ABCN | 7199.558 | 8102704 | no | no |  |  | no |  |  | 1413615.316 | 15289221.607 |  | -1
node_1413618_773_15289247_854 |  |  | PQ | ABCN | 7199.558 | 8102704 | no | no |  |  | no |  |  | 1413618.773 | 15289247.854 |  | -1
node_1413654_036_15290179_645 |  |  | PQ | ABCN | 7199.558 | 8102704 | no | no |  |  | no |  |  | 1413654.036 | 15290179.645 |  | -1
node_1413728_785_15285104_665 |  |  | PQ | AN | 7199.558 | 8102704 | no | no |  |  | no |  |  | 1413728.785 | 15285104.665 |  | -1
node_1413949_954_15289684_696 |  |  | PQ | ABCN | 7199.558 | 8102704 | no | no |  |  | no |  |  | 1413949.954 | 15289684.696 |  | -1
node_1413952_428_15285116_995 |  |  | PQ | AN | 7199.558 | 8102704 | no | no |  |  | no |  |  | 1413952.428 | 15285116.995 |  | -1
node_1413989_494_15288921_766 |  |  | PQ | ABCN | 7199.558 | 8102704 | no | no |  |  | no |  |  | 1413989.494 | 15288921.766 |  | -1
node_1414034_008_15289080_13 |  |  | PQ | ABCN | 7199.558 | 8102704 | no | no |  |  | no |  |  | 1414034.008 | 15289080.13 |  | -1
node_1414048_824_15289097_947 |  |  | PQ | ABCN | 7199.558 | 8102704 | no | no |  |  | no |  |  | 1414048.824 | 15289097.947 |  | -1
node_1414066_549_15289110_036 |  |  | PQ | ABCN | 7199.558 | 8102704 | no | no |  |  | no |  |  | 1414066.549 | 15289110.036 |  | -1
node_1414082_568_15289477_847 |  |  | PQ | ABCN | 7199.558 | 8102704 | no | no |  |  | no |  |  | 1414082.568 | 15289477.847 |  | -1
node_1414126_533_15281701_757 |  |  | PQ | AN | 7199.558 | 8102704 | no | no |  |  | no |  |  | 1414126.533 | 15281701.757 |  | -1
node_1414153_15_15289971_779 |  |  | PQ | AN | 7199.558 | 8102704 | no | no |  |  | no |  |  | 1414153.15 | 15289971.779 |  | -1
node_1414247_665_15285142_223 |  |  | PQ | AN | 7199.558 | 8102704 | no | no |  |  | no |  |  | 1414247.665 | 15285142.223 |  | -1
node_1414386_547_15281938_477 |  |  | PQ | AN | 7199.558 | 8102704 | no | no |  |  | no |  |  | 1414386.547 | 15281938.477 |  | -1
node_1414424_141_15289046_385 |  |  | PQ | ABCN | 7199.558 | 8102704 | no | no |  |  | no |  |  | 1414424.141 | 15289046.385 |  | -1
node_1414443_934_15287377_475 |  |  | PQ | ABCN | 7199.558 | 8102704 | no | no |  |  | no |  |  | 1414443.934 | 15287377.475 |  | -1
node_1414468_192_15288917_884 |  |  | PQ | ABCN | 7199.558 | 8102704 | no | no |  |  | no |  |  | 1414468.192 | 15288917.884 |  | -1
node_1414588_763_15288703_842 |  |  | PQ | ABCN | 7199.558 | 8102704 | no | no |  |  | no |  |  | 1414588.763 | 15288703.842 |  | -1
node_1414593_714_15287852_28 |  |  | PQ | ABCN | 7199.558 | 8102704 | no | no |  |  | no |  |  | 1414593.714 | 15287852.28 |  | -1
node_1414594_842_15282037_872 |  |  | PQ | AN | 7199.558 | 8102704 | no | no |  |  | no |  |  | 1414594.842 | 15282037.872 |  | -1
node_1414631_932_15285200_334 |  |  | PQ | AN | 7199.558 | 8102704 | no | no |  |  | no |  |  | 1414631.932 | 15285200.334 |  | -1
node_1414761_555_15282996_531 |  |  | PQ | AN | 7199.558 | 8102704 | no | no |  |  | no |  |  | 1414761.555 | 15282996.531 |  | -1
node_1414763_244_15282379_346 |  |  | PQ | AN | 7199.558 | 8102704 | no | no |  |  | no |  |  | 1414763.244 | 15282379.346 |  | -1
node_1414777_594_15283269_099 |  |  | PQ | AN | 7199.558 | 8102704 | no | no |  |  | no |  |  | 1414777.594 | 15283269.099 |  | -1
node_1414802_365_15283730_872 |  |  | PQ | AN | 7199.558 | 8102704 | no | no |  |  | no |  |  | 1414802.365 | 15283730.872 |  | -1
node_1414814_81_15284001_115 |  |  | PQ | AN | 7199.558 | 8102704 | no | no |  |  | no |  |  | 1414814.81 | 15284001.115 |  | -1
node_1414836_104_15282764_758 |  |  | PQ | AN | 7199.558 | 8102704 | no | no |  |  | no |  |  | 1414836.104 | 15282764.758 |  | -1
node_1414871_496_15284809_08 |  |  | PQ | AN | 7199.558 | 8102704 | no | no |  |  | no |  |  | 1414871.496 | 15284809.08 |  | -1
node_1415075_843_15288034_905 |  |  | PQ | ABCN | 7199.558 | 8102704 | no | no |  |  | no |  |  | 1415075.843 | 15288034.905 |  | -1
node_1415169_414_15286900_741 |  |  | PQ | ABN | 7199.558 | 8102704 | no | no |  |  | no |  |  | 1415169.414 | 15286900.741 |  | -1
node_1415176_047_15286875_699 |  |  | PQ | ABN | 7199.558 | 8102704 | no | no |  |  | no |  |  | 1415176.047 | 15286875.699 |  | -1
node_1415242_516_15285276_723 |  |  | PQ | ABCN | 7199.558 | 8102704 | no | no |  |  | no |  |  | 1415242.516 | 15285276.723 |  | -1
node_1415259_437_15287309_38 |  |  | PQ | ABCN | 7199.558 | 8102704 | no | no |  |  | no |  |  | 1415259.437 | 15287309.38 |  | -1
node_1415261_658_15285283_859 |  |  | PQ | ABCN | 7199.558 | 8102704 | no | no |  |  | no |  |  | 1415261.658 | 15285283.859 |  | -1
node_1415281_496_15285284_112 |  |  | PQ | ABCN | 7199.558 | 8102704 | no | no |  |  | no |  |  | 1415281.496 | 15285284.112 |  | -1
node_1415293_688_15285079_765 |  |  | PQ | ABCN | 7199.558 | 8102704 | no | no |  |  | no |  |  | 1415293.688 | 15285079.765 |  | -1
node_1415387_235_15289400_9 |  |  | PQ | AN | 7199.558 | 8102704 | no | no |  |  | no |  |  | 1415387.235 | 15289400.9 |  | -1
node_1415474_146_15287009_739 |  |  | PQ | ABCN | 7199.558 | 8102704 | no | no |  |  | no |  |  | 1415474.146 | 15287009.739 |  | -1
node_1415590_054_15286873_69 |  |  | PQ | ABCN | 7199.558 | 8102704 | no | no |  |  | no |  |  | 1415590.054 | 15286873.69 |  | -1
node_1415598_282_15286849_526 |  |  | PQ | ABCN | 7199.558 | 8102704 | no | no |  |  | no |  |  | 1415598.282 | 15286849.526 |  | -1
node_1415665_323_15284231_905 |  |  | PQ | AN | 7199.558 | 8102704 | no | no |  |  | no |  |  | 1415665.323 | 15284231.905 |  | -1
node_1415668_697_15284205_693 |  |  | PQ | AN | 7199.558 | 8102704 | no | no |  |  | no |  |  | 1415668.697 | 15284205.693 |  | -1
node_1415676_672_15286353_091 |  |  | PQ | ABCN | 7199.558 | 8102704 | no | no |  |  | no |  |  | 1415676.672 | 15286353.091 |  | -1
node_1415677_016_15284181_584 |  |  | PQ | AN | 7199.558 | 8102704 | no | no |  |  | no |  |  | 1415677.016 | 15284181.584 |  | -1
node_1415704_147_15285946_722 |  |  | PQ | AN | 7199.558 | 8102704 | no | no |  |  | no |  |  | 1415704.147 | 15285946.722 |  | -1
node_1415719_253_15286567_434 |  |  | PQ | ABCN | 7199.558 | 8102704 | no | no |  |  | no |  |  | 1415719.253 | 15286567.434 |  | -1
node_1415726_654_15286542_787 |  |  | PQ | ABCN | 7199.558 | 8102704 | no | no |  |  | no |  |  | 1415726.654 | 15286542.787 |  | -1
node_1415729_04_15286516_372 |  |  | PQ | ABCN | 7199.558 | 8102704 | no | no |  |  | no |  |  | 1415729.04 | 15286516.372 |  | -1
node_1415877_566_15284344_077 |  |  | PQ | ABCN | 7199.558 | 8102704 | no | no |  |  | no |  |  | 1415877.566 | 15284344.077 |  | -1
node_1416011_004_15285332_863 |  |  | PQ | ABCN | 7199.558 | 8102704 | no | no |  |  | no |  |  | 1416011.004 | 15285332.863 |  | -1
node_1416030_216_15285339_645 |  |  | PQ | ABCN | 7199.558 | 8102704 | no | no |  |  | no |  |  | 1416030.216 | 15285339.645 |  | -1
node_1416050_053_15285339_531 |  |  | PQ | ABCN | 7199.558 | 8102704 | no | no |  |  | no |  |  | 1416050.053 | 15285339.531 |  | -1
node_1416175_3_15285322_801 |  |  | PQ | ABCN | 7199.558 | 8102704 | no | no |  |  | no |  |  | 1416175.3 | 15285322.801 |  | -1
node_1416198_036_15285323_274 |  |  | PQ | ABCN | 7199.558 | 8102704 | no | no |  |  | no |  |  | 1416198.036 | 15285323.274 |  | -1
node_1416222_309_15285322_346 |  |  | PQ | ABCN | 7199.558 | 8102704 | no | no |  |  | no |  |  | 1416222.309 | 15285322.346 |  | -1
node_1416223_652_15285879_285 |  |  | PQ | ABCN | 7199.558 | 8102704 | no | no |  |  | no |  |  | 1416223.652 | 15285879.285 |  | -1
node_1416235_995_15285858_536 |  |  | PQ | ABCN | 7199.558 | 8102704 | no | no |  |  | no |  |  | 1416235.995 | 15285858.536 |  | -1
node_1416353_178_15285355_933 |  |  | PQ | ABCN | 7199.558 | 8102704 | no | no |  |  | no |  |  | 1416353.178 | 15285355.933 |  | -1
node_1416371_937_15285364_738 |  |  | PQ | ABCN | 7199.558 | 8102704 | no | no |  |  | no |  |  | 1416371.937 | 15285364.738 |  | -1
node_1416391_727_15285366_739 |  |  | PQ | ABCN | 7199.558 | 8102704 | no | no |  |  | no |  |  | 1416391.727 | 15285366.739 |  | -1
node_1416460_877_15285401_259 |  |  | PQ | ABCN | 7199.558 | 8102704 | no | no |  |  | no |  |  | 1416460.877 | 15285401.259 |  | -1
node_1416570_565_15284682_179 |  |  | PQ | ABCN | 7199.558 | 8102704 | no | no |  |  | no |  |  | 1416570.565 | 15284682.179 |  | -1
node_1416586_95_15284697_318 |  |  | PQ | ABCN | 7199.558 | 8102704 | no | no |  |  | no |  |  | 1416586.95 | 15284697.318 |  | -1
node_1416599_881_15284717_611 |  |  | PQ | ABCN | 7199.558 | 8102704 | no | no |  |  | no |  |  | 1416599.881 | 15284717.611 |  | -1
node_1416693_636_15285027_524 |  |  | PQ | ABCN | 7199.558 | 8102704 | no | no |  |  | no |  |  | 1416693.636 | 15285027.524 |  | -1
node_1416701_529_15285003_156 |  |  | PQ | ABCN | 7199.558 | 8102704 | no | no |  |  | no |  |  | 1416701.529 | 15285003.156 |  | -1
node_1416713_863_15284982_397 |  |  | PQ | ABCN | 7199.558 | 8102704 | no | no |  |  | no |  |  | 1416713.863 | 15284982.397 |  | -1
node_1416756_162_15285349_602 |  |  | PQ | ABCN | 7199.558 | 8102704 | no | no |  |  | no |  |  | 1416756.162 | 15285349.602 |  | -1
node_1416767_556_15285371_487 |  |  | PQ | ABCN | 7199.558 | 8102704 | no | no |  |  | no |  |  | 1416767.556 | 15285371.487 |  | -1
node_1416782_765_15285388_701 |  |  | PQ | ABCN | 7199.558 | 8102704 | no | no |  |  | no |  |  | 1416782.765 | 15285388.701 |  | -1
node_1416920_392_15285424_353 |  |  | PQ | ABCN | 7199.558 | 8102704 | no | no |  |  | no |  |  | 1416920.392 | 15285424.353 |  | -1
node_1417105_184_15284986_067 |  |  | PQ | ABN | 7199.558 | 8102704 | no | no |  |  | no |  |  | 1417105.184 | 15284986.067 |  | -1
node_1417115_52_15285008_873 |  |  | PQ | ABN | 7199.558 | 8102704 | no | no |  |  | no |  |  | 1417115.52 | 15285008.873 |  | -1
node_1417153_407_15283962_367 |  |  | PQ | ABCN | 7199.558 | 8102704 | no | no |  |  | no |  |  | 1417153.407 | 15283962.367 |  | -1
node_1417193_125_15285632_618 |  |  | PQ | ABCN | 7199.558 | 8102704 | no | no |  |  | no |  |  | 1417193.125 | 15285632.618 |  | -1
node_1417384_114_15284440_092 |  |  | PQ | ABCN | 7199.558 | 8102704 | no | no |  |  | no |  |  | 1417384.114 | 15284440.092 |  | -1
node_1417396_954_15284863_217 |  |  | PQ | ABN | 7199.558 | 8102704 | no | no |  |  | no |  |  | 1417396.954 | 15284863.217 |  | -1
node_1417403_693_15283328_075 |  |  | PQ | ABN | 7199.558 | 8102704 | no | no |  |  | no |  |  | 1417403.693 | 15283328.075 |  | -1
node_1417550_293_15285224_761 |  |  | PQ | ABN | 7199.558 | 8102704 | no | no |  |  | no |  |  | 1417550.293 | 15285224.761 |  | -1
node_1417699_477_15283507_441 |  |  | PQ | ABN | 7199.558 | 8102704 | no | no |  |  | no |  |  | 1417699.477 | 15283507.441 |  | -1
node_1417724_229_15283036_15 |  |  | PQ | ABN | 7199.558 | 8102704 | no | no |  |  | no |  |  | 1417724.229 | 15283036.15 |  | -1
node_1417754_161_15284961_678 |  |  | PQ | ABN | 7199.558 | 8102704 | no | no |  |  | no |  |  | 1417754.161 | 15284961.678 |  | -1
node_1417783_487_15285593_242 |  |  | PQ | ABN | 7199.558 | 8102704 | no | no |  |  | no |  |  | 1417783.487 | 15285593.242 |  | -1
node_1417787_691_15283909_35 |  |  | PQ | ABCN | 7199.558 | 8102704 | no | no |  |  | no |  |  | 1417787.691 | 15283909.35 |  | -1
node_1417845_174_15286733_132 |  |  | PQ | ABCN | 7199.558 | 8102704 | no | no |  |  | no |  |  | 1417845.174 | 15286733.132 |  | -1
node_1417849_881_15284562_138 |  |  | PQ | ABN | 7199.558 | 8102704 | no | no |  |  | no |  |  | 1417849.881 | 15284562.138 |  | -1
node_1417854_704_15284324_835 |  |  | PQ | ABN | 7199.558 | 8102704 | no | no |  |  | no |  |  | 1417854.704 | 15284324.835 |  | -1
node_1417927_612_15282663_598 |  |  | PQ | ABN | 7199.558 | 8102704 | no | no |  |  | no |  |  | 1417927.612 | 15282663.598 |  | -1
node_1417929_524_15283058_504 |  |  | PQ | ABN | 7199.558 | 8102704 | no | no |  |  | no |  |  | 1417929.524 | 15283058.504 |  | -1
node_1418059_627_15285170_857 |  |  | PQ | ABN | 7199.558 | 8102704 | no | no |  |  | no |  |  | 1418059.627 | 15285170.857 |  | -1
node_1418108_098_15283978_289 |  |  | PQ | ABN | 7199.558 | 8102704 | no | no |  |  | no |  |  | 1418108.098 | 15283978.289 |  | -1
node_1418139_25_15283438_316 |  |  | PQ | ABCN | 7199.558 | 8102704 | no | no |  |  | no |  |  | 1418139.25 | 15283438.316 |  | -1
node_1418237_609_15284505_918 |  |  | PQ | ABN | 7199.558 | 8102704 | no | no |  |  | no |  |  | 1418237.609 | 15284505.918 |  | -1
node_1418342_53_15282773_994 |  |  | PQ | AN | 7199.558 | 8102704 | no | no |  |  | no |  |  | 1418342.53 | 15282773.994 |  | -1
node_1418384_794_15285475_02 |  |  | PQ | ABN | 7199.558 | 8102704 | no | no |  |  | no |  |  | 1418384.794 | 15285475.02 |  | -1
node_1418421_835_15284944_76 |  |  | PQ | ABN | 7199.558 | 8102704 | no | no |  |  | no |  |  | 1418421.835 | 15284944.76 |  | -1
node_1418447_502_15283656_142 |  |  | PQ | ABN | 7199.558 | 8102704 | no | no |  |  | no |  |  | 1418447.502 | 15283656.142 |  | -1
node_1418458_952_15284228_678 |  |  | PQ | ABN | 7199.558 | 8102704 | no | no |  |  | no |  |  | 1418458.952 | 15284228.678 |  | -1
node_1418475_294_15282223_37 |  |  | PQ | ABN | 7199.558 | 8102704 | no | no |  |  | no |  |  | 1418475.294 | 15282223.37 |  | -1
node_1418509_929_15282983_732 |  |  | PQ | ABCN | 7199.558 | 8102704 | no | no |  |  | no |  |  | 1418509.929 | 15282983.732 |  | -1
node_1418613_615_15285130_657 |  |  | PQ | ABN | 7199.558 | 8102704 | no | no |  |  | no |  |  | 1418613.615 | 15285130.657 |  | -1
node_1418706_344_15284764_153 |  |  | PQ | ABN | 7199.558 | 8102704 | no | no |  |  | no |  |  | 1418706.344 | 15284764.153 |  | -1
node_1418706_453_15283227_685 |  |  | PQ | ABN | 7199.558 | 8102704 | no | no |  |  | no |  |  | 1418706.453 | 15283227.685 |  | -1
node_1418744_435_15282697_695 |  |  | PQ | ABCN | 7199.558 | 8102704 | no | no |  |  | no |  |  | 1418744.435 | 15282697.695 |  | -1
node_1418764_389_15283978_937 |  |  | PQ | ABN | 7199.558 | 8102704 | no | no |  |  | no |  |  | 1418764.389 | 15283978.937 |  | -1
node_1418767_342_15285137_398 |  |  | PQ | ABN | 7199.558 | 8102704 | no | no |  |  | no |  |  | 1418767.342 | 15285137.398 |  | -1
node_1418901_668_15284425_481 |  |  | PQ | ABN | 7199.558 | 8102704 | no | no |  |  | no |  |  | 1418901.668 | 15284425.481 |  | -1
node_1418939_433_15282264_731 |  |  | PQ | ABCN | 7199.558 | 8102704 | no | no |  |  | no |  |  | 1418939.433 | 15282264.731 |  | -1
node_1418941_038_15282427_113 |  |  | PQ | ABCN | 7199.558 | 8102704 | no | no |  |  | no |  |  | 1418941.038 | 15282427.113 |  | -1
node_1418946_522_15281796_263 |  |  | PQ | ABN | 7199.558 | 8102704 | no | no |  |  | no |  |  | 1418946.522 | 15281796.263 |  | -1
node_1418946_993_15282240_171 |  |  | PQ | ABCN | 7199.558 | 8102704 | no | no |  |  | no |  |  | 1418946.993 | 15282240.171 |  | -1
node_1418959_043_15282219_11 |  |  | PQ | ABCN | 7199.558 | 8102704 | no | no |  |  | no |  |  | 1418959.043 | 15282219.11 |  | -1
node_1418988_923_15284864_653 |  |  | PQ | ABN | 7199.558 | 8102704 | no | no |  |  | no |  |  | 1418988.923 | 15284864.653 |  | -1
node_1419037_901_15283712_478 |  |  | PQ | AN | 7199.558 | 8102704 | no | no |  |  | no |  |  | 1419037.901 | 15283712.478 |  | -1
node_1419099_415_15282028_455 |  |  | PQ | ABCN | 7199.558 | 8102704 | no | no |  |  | no |  |  | 1419099.415 | 15282028.455 |  | -1
node_1419133_221_15281557_634 |  |  | PQ | ABN | 7199.558 | 8102704 | no | no |  |  | no |  |  | 1419133.221 | 15281557.634 |  | -1
node_1419177_521_15281842_141 |  |  | PQ | ABCN | 7199.558 | 8102704 | no | no |  |  | no |  |  | 1419177.521 | 15281842.141 |  | -1
node_1419189_97_15281821_503 |  |  | PQ | ABCN | 7199.558 | 8102704 | no | no |  |  | no |  |  | 1419189.97 | 15281821.503 |  | -1
node_1419216_559_15282861_347 |  |  | PQ | ABN | 7199.558 | 8102704 | no | no |  |  | no |  |  | 1419216.559 | 15282861.347 |  | -1
node_1419236_798_15284410_284 |  |  | PQ | ABN | 7199.558 | 8102704 | no | no |  |  | no |  |  | 1419236.798 | 15284410.284 |  | -1
node_1419297_759_15283332_302 |  |  | PQ | AN | 7199.558 | 8102704 | no | no |  |  | no |  |  | 1419297.759 | 15283332.302 |  | -1
node_1419352_687_15281746_05 |  |  | PQ | ABCN | 7199.558 | 8102704 | no | no |  |  | no |  |  | 1419352.687 | 15281746.05 |  | -1
node_1419361_988_15281252_299 |  |  | PQ | ABN | 7199.558 | 8102704 | no | no |  |  | no |  |  | 1419361.988 | 15281252.299 |  | -1
node_1419417_348_15283848_344 |  |  | PQ | ABN | 7199.558 | 8102704 | no | no |  |  | no |  |  | 1419417.348 | 15283848.344 |  | -1
node_1419482_472_15283301_169 |  |  | PQ | ABN | 7199.558 | 8102704 | no | no |  |  | no |  |  | 1419482.472 | 15283301.169 |  | -1
node_1419484_831_15282572_636 |  |  | PQ | AN | 7199.558 | 8102704 | no | no |  |  | no |  |  | 1419484.831 | 15282572.636 |  | -1
node_1419485_06_15281529_143 |  |  | PQ | ABCN | 7199.558 | 8102704 | no | no |  |  | no |  |  | 1419485.06 | 15281529.143 |  | -1
node_1419591_549_15281991_478 |  |  | PQ | ABCN | 7199.558 | 8102704 | no | no |  |  | no |  |  | 1419591.549 | 15281991.478 |  | -1
node_1419602_511_15282013_755 |  |  | PQ | ABCN | 7199.558 | 8102704 | no | no |  |  | no |  |  | 1419602.511 | 15282013.755 |  | -1
node_1419617_38_15282031_498 |  |  | PQ | ABCN | 7199.558 | 8102704 | no | no |  |  | no |  |  | 1419617.38 | 15282031.498 |  | -1
node_1419630_235_15282046_505 |  |  | PQ | ABN | 7199.558 | 8102704 | no | no |  |  | no |  |  | 1419630.235 | 15282046.505 |  | -1
node_1419705_076_15282831_998 |  |  | PQ | ABN | 7199.558 | 8102704 | no | no |  |  | no |  |  | 1419705.076 | 15282831.998 |  | -1
node_1419857_847_15281152_035 |  |  | PQ | ABCN | 7199.558 | 8102704 | no | no |  |  | no |  |  | 1419857.847 | 15281152.035 |  | -1
node_1419876_272_15281486_57 |  |  | PQ | ABN | 7199.558 | 8102704 | no | no |  |  | no |  |  | 1419876.272 | 15281486.57 |  | -1
node_1419888_463_15282000_301 |  |  | PQ | ABN | 7199.558 | 8102704 | no | no |  |  | no |  |  | 1419888.463 | 15282000.301 |  | -1
node_1420000_561_15282224_701 |  |  | PQ | ABN | 7199.558 | 8102704 | no | no |  |  | no |  |  | 1420000.561 | 15282224.701 |  | -1
node_1420292_386_15281788_09 |  |  | PQ | ABN | 7199.558 | 8102704 | no | no |  |  | no |  |  | 1420292.386 | 15281788.09 |  | -1
node_8102704_200829026 |  |  | PQ | ABCN | 7199.558 | 8102704 | no | no |  |  | no |  |  | 1414620.232 | 15287871.579 |  | -1
node_8102704_200829027 |  |  | PQ | ABCN | 7199.558 | 8102704 | no | no |  |  | no |  |  | 1414797.617 | 15288001.685 |  | -1
node_8102704_200829034 |  |  | PQ | ABN | 7199.558 | 8102704 | no | no |  |  | no |  |  | 1416999.171 | 15285007.342 |  | -1
node_8102704_200829036 |  |  | PQ | ABN | 7199.558 | 8102704 | no | no |  |  | no |  |  | 1417050.017 | 15285047.845 |  | -1
node_8102704_200829037 |  |  | PQ | ABN | 7199.558 | 8102704 | no | no |  |  | no |  |  | 1417138.326 | 15285116.229 |  | -1
node_8102704_200829038 |  |  | PQ | ABN | 7199.558 | 8102704 | no | no |  |  | no |  |  | 1417233.97 | 15285188.557 |  | -1
node_8102704_200829039 |  |  | PQ | ABN | 7199.558 | 8102704 | no | no |  |  | no |  |  | 1417415.436 | 15285329.63 |  | -1
node_8102704_200829040 |  |  | PQ | ABN | 7199.558 | 8102704 | no | no |  |  | no |  |  | 1417486.693 | 15285386.454 |  | -1
node_8102704_200829041 |  |  | PQ | ABN | 7199.558 | 8102704 | no | no |  |  | no |  |  | 1417646.948 | 15285507.235 |  | -1
node_8102704_200829042 |  |  | PQ | ABN | 7199.558 | 8102704 | no | no |  |  | no |  |  | 1417786.759 | 15285567.927 |  | -1
node_8102704_200829044 |  |  | PQ | ABN | 7199.558 | 8102704 | no | no |  |  | no |  |  | 1417275.009 | 15285063.694 |  | -1
node_8102704_200829045 |  |  | PQ | ABN | 7199.558 | 8102704 | no | no |  |  | no |  |  | 1418229.69 | 15283961.506 |  | -1
node_8102704_200829046 |  |  | PQ | ABN | 7199.558 | 8102704 | no | no |  |  | no |  |  | 1418253.175 | 15283875.149 |  | -1
node_8102704_200829047 |  |  | PQ | ABN | 7199.558 | 8102704 | no | no |  |  | no |  |  | 1418339.808 | 15283746.73 |  | -1
node_8102704_200829048 |  |  | PQ | ABN | 7199.558 | 8102704 | no | no |  |  | no |  |  | 1418422.203 | 15283641.051 |  | -1
node_8102704_200829049 |  |  | PQ | ABN | 7199.558 | 8102704 | no | no |  |  | no |  |  | 1418529.692 | 15283504.461 |  | -1
node_8102704_200829050 |  |  | PQ | ABN | 7199.558 | 8102704 | no | no |  |  | no |  |  | 1418739.119 | 15283247.194 |  | -1
node_8102704_200829051 |  |  | PQ | ABN | 7199.558 | 8102704 | no | no |  |  | no |  |  | 1418847.806 | 15283137.261 |  | -1
node_8102704_200829052 |  |  | PQ | ABN | 7199.558 | 8102704 | no | no |  |  | no |  |  | 1418910.721 | 15283009.045 |  | -1
node_8102704_200829053 |  |  | PQ | ABN | 7199.558 | 8102704 | no | no |  |  | no |  |  | 1418975.625 | 15282884.06 |  | -1
node_8102704_200829054 |  |  | PQ | ABN | 7199.558 | 8102704 | no | no |  |  | no |  |  | 1417351.875 | 15284971.892 |  | -1
node_8102704_200829055 |  |  | PQ | ABN | 7199.558 | 8102704 | no | no |  |  | no |  |  | 1417419.423 | 15284880.81 |  | -1
node_8102704_200829061 |  |  | PQ | ABN | 7199.558 | 8102704 | no | no |  |  | no |  |  | 1417879.364 | 15284299.719 |  | -1
node_8102704_200829062 |  |  | PQ | ABN | 7199.558 | 8102704 | no | no |  |  | no |  |  | 1417993.183 | 15284155.887 |  | -1
node_8102704_200829065 |  |  | PQ | ABN | 7199.558 | 8102704 | no | no |  |  | no |  |  | 1418135.862 | 15284009.525 |  | -1
node_8102704_200829364 |  |  | PQ | ABN | 7199.558 | 8102704 | no | no |  |  | no |  |  | 1418033.369 | 15285158.509 |  | -1
node_8102704_200829365 |  |  | PQ | ABN | 7199.558 | 8102704 | no | no |  |  | no |  |  | 1418133.213 | 15285028.355 |  | -1
node_8102704_200829367 |  |  | PQ | ABN | 7199.558 | 8102704 | no | no |  |  | no |  |  | 1418211.844 | 15284929.492 |  | -1
node_8102704_200829415 |  |  | PQ | ABN | 7199.558 | 8102704 | no | no |  |  | no |  |  | 1417517.804 | 15285325.89 |  | -1
node_8102704_200829416 |  |  | PQ | ABN | 7199.558 | 8102704 | no | no |  |  | no |  |  | 1417565.936 | 15285240.93 |  | -1
node_8102704_200829417 |  |  | PQ | ABN | 7199.558 | 8102704 | no | no |  |  | no |  |  | 1417672.838 | 15285108.465 |  | -1
node_8102704_200829418 |  |  | PQ | ABN | 7199.558 | 8102704 | no | no |  |  | no |  |  | 1417773.86 | 15284979.14 |  | -1
node_8102704_200829419 |  |  | PQ | ABN | 7199.558 | 8102704 | no | no |  |  | no |  |  | 1417894.278 | 15284829.741 |  | -1
node_8102704_200829420 |  |  | PQ | ABN | 7199.558 | 8102704 | no | no |  |  | no |  |  | 1417945.812 | 15284765.681 |  | -1
node_8102704_200829552 |  |  | PQ | ABN | 7199.558 | 8102704 | no | no |  |  | no |  |  | 1419563.235 | 15281444.44 |  | -1
node_8102704_200829553 |  |  | PQ | ABN | 7199.558 | 8102704 | no | no |  |  | no |  |  | 1419452.264 | 15281354.937 |  | -1
node_8102704_200829555 |  |  | PQ | ABN | 7199.558 | 8102704 | no | no |  |  | no |  |  | 1419331.486 | 15281265.811 |  | -1
node_8102704_200829556 |  |  | PQ | ABN | 7199.558 | 8102704 | no | no |  |  | no |  |  | 1419341.079 | 15281244.522 |  | -1
node_8102704_200829560 |  |  | PQ | ABN | 7199.558 | 8102704 | no | no |  |  | no |  |  | 1419208.049 | 15281411.315 |  | -1
node_8102704_200829561 |  |  | PQ | ABN | 7199.558 | 8102704 | no | no |  |  | no |  |  | 1419104.434 | 15281542.209 |  | -1
node_8102704_200829563 |  |  | PQ | ABN | 7199.558 | 8102704 | no | no |  |  | no |  |  | 1419003.659 | 15281673.236 |  | -1
node_8102704_200829564 |  |  | PQ | ABN | 7199.558 | 8102704 | no | no |  |  | no |  |  | 1418914.503 | 15281779.404 |  | -1
node_8102704_200829667 |  |  | PQ | ABN | 7199.558 | 8102704 | no | no |  |  | no |  |  | 1418153.415 | 15282267.336 |  | -1
node_8102704_200829668 |  |  | PQ | ABN | 7199.558 | 8102704 | no | no |  |  | no |  |  | 1418131.663 | 15282459.298 |  | -1
node_8102704_200829671 |  |  | PQ | ABN | 7199.558 | 8102704 | no | no |  |  | no |  |  | 1418054.089 | 15282579.806 |  | -1
node_8102704_200829672 |  |  | PQ | ABN | 7199.558 | 8102704 | no | no |  |  | no |  |  | 1417951.537 | 15282689.079 |  | -1
node_8102704_200829673 |  |  | PQ | ABN | 7199.558 | 8102704 | no | no |  |  | no |  |  | 1417864.713 | 15282798.855 |  | -1
node_8102704_200829674 |  |  | PQ | ABN | 7199.558 | 8102704 | no | no |  |  | no |  |  | 1417784.423 | 15282905.847 |  | -1
node_8102704_200829675 |  |  | PQ | ABN | 7199.558 | 8102704 | no | no |  |  | no |  |  | 1417694.893 | 15283005.89 |  | -1
node_8102704_200829676 |  |  | PQ | ABN | 7199.558 | 8102704 | no | no |  |  | no |  |  | 1417611.549 | 15283116.531 |  | -1
node_8102704_200829677 |  |  | PQ | ABN | 7199.558 | 8102704 | no | no |  |  | no |  |  | 1417531.451 | 15283231.981 |  | -1
node_8102704_200829678 |  |  | PQ | ABN | 7199.558 | 8102704 | no | no |  |  | no |  |  | 1417430.065 | 15283333.699 |  | -1
node_8102704_200829679 |  |  | PQ | ABN | 7199.558 | 8102704 | no | no |  |  | no |  |  | 1417518.737 | 15283323.024 |  | -1
node_8102704_200829680 |  |  | PQ | ABN | 7199.558 | 8102704 | no | no |  |  | no |  |  | 1417689.202 | 15283466.57 |  | -1
node_8102704_200829683 |  |  | PQ | AD | 1001.678 | 8102704 | no | no |  |  | no |  |  | 1408273.935 | 15287492.66 |  | -1
node_8102704_200829684 |  |  | PQ | AD | 1001.678 | 8102704 | no | no |  |  | no |  |  | 1408272.571 | 15287319.402 |  | -1
node_8102704_200829685 |  |  | PQ | AN | 1001.678 | 8102704 | no | no |  |  | no |  |  | 1408267.323 | 15287113.825 |  | -1
node_8102704_200829686 |  |  | PQ | AD | 1001.678 | 8102704 | no | no |  |  | no |  |  | 1408262.1 | 15286989.117 |  | -1
node_8102704_200829687 |  |  | PQ | AN | 1001.678 | 8102704 | no | no |  |  | no |  |  | 1408147.458 | 15286874.514 |  | -1
node_8102704_200829688 |  |  | PQ | AD | 1001.678 | 8102704 | no | no |  |  | no |  |  | 1408023.831 | 15286757.497 |  | -1
node_8102704_200829690 |  |  | PQ | AN | 1001.678 | 8102704 | no | no |  |  | no |  |  | 1407917.279 | 15286646.241 |  | -1
node_8102704_200829691 |  |  | PQ | AD | 1001.678 | 8102704 | no | no |  |  | no |  |  | 1407807.347 | 15286539.286 |  | -1
node_8102704_200829692 |  |  | PQ | AD | 1001.678 | 8102704 | no | no |  |  | no |  |  | 1407656.601 | 15286385.841 |  | -1
node_8102704_200829693 |  |  | PQ | AD | 1001.678 | 8102704 | no | no |  |  | no |  |  | 1407713.684 | 15286333.188 |  | -1
node_8102704_200829694 |  |  | PQ | AN | 1001.678 | 8102704 | no | no |  |  | no |  |  | 1407782.151 | 15286212.005 |  | -1
node_8102704_200829695 |  |  | PQ | AN | 1001.678 | 8102704 | no | no |  |  | no |  |  | 1407654.537 | 15286172.604 |  | -1
node_8102704_200829696 |  |  | PQ | ABN | 7199.558 | 8102704 | no | no |  |  | no |  |  | 1418508.816 | 15285070.835 |  | -1
node_8102704_200829697 |  |  | PQ | ABN | 7199.558 | 8102704 | no | no |  |  | no |  |  | 1418581.372 | 15285148.514 |  | -1
node_8102704_200829698 |  |  | PQ | ABN | 7199.558 | 8102704 | no | no |  |  | no |  |  | 1418654.15 | 15285305.511 |  | -1
node_8102704_200829699 |  |  | PQ | ABN | 7199.558 | 8102704 | no | no |  |  | no |  |  | 1418520.891 | 15285420.83 |  | -1
node_8102704_200829700 |  |  | PQ | ABN | 7199.558 | 8102704 | no | no |  |  | no |  |  | 1418378.003 | 15285454.133 |  | -1
node_8102704_200829703 |  |  | PQ | ABN | 7199.558 | 8102704 | no | no |  |  | no |  |  | 1418787.438 | 15285164.376 |  | -1
node_8102704_200829704 |  |  | PQ | ABN | 7199.558 | 8102704 | no | no |  |  | no |  |  | 1418914.536 | 15285031.405 |  | -1
node_8102704_200829705 |  |  | PQ | ABN | 7199.558 | 8102704 | no | no |  |  | no |  |  | 1419024.17 | 15284900.68 |  | -1
node_8102704_200829707 |  |  | PQ | ABN | 7199.558 | 8102704 | no | no |  |  | no |  |  | 1418398.121 | 15284979.14 |  | -1
node_8102704_200829708 |  |  | PQ | ABN | 7199.558 | 8102704 | no | no |  |  | no |  |  | 1418263.822 | 15284874.012 |  | -1
node_8102704_200829709 |  |  | PQ | ABN | 7199.558 | 8102704 | no | no |  |  | no |  |  | 1418127.475 | 15284766.792 |  | -1
node_8102704_200829710 |  |  | PQ | ABN | 7199.558 | 8102704 | no | no |  |  | no |  |  | 1417999.868 | 15284650.034 |  | -1
node_8102704_200829711 |  |  | PQ | ABN | 7199.558 | 8102704 | no | no |  |  | no |  |  | 1417881.125 | 15284543.895 |  | -1
node_8102704_200829713 |  |  | PQ | AN | 1001.678 | 8102704 | no | no |  |  | no |  |  | 1412535.624 | 15286501.849 |  | -1
node_8102704_200829715 |  |  | PQ | AN | 1001.678 | 8102704 | no | no |  |  | no |  |  | 1412364.664 | 15286483.906 |  | -1
node_8102704_200829716 |  |  | PQ | AD | 1001.678 | 8102704 | no | no |  |  | no |  |  | 1410861.003 | 15286588.034 |  | -1
node_8102704_200829717 |  |  | PQ | AN | 1001.678 | 8102704 | no | no |  |  | no |  |  | 1410825.696 | 15286822.625 |  | -1
node_8102704_200829718 |  |  | PQ | AD | 1001.678 | 8102704 | no | no |  |  | no |  |  | 1412209.588 | 15286470.319 |  | -1
node_8102704_200829719 |  |  | PQ | AD | 1001.678 | 8102704 | no | no |  |  | no |  |  | 1412219.117 | 15286424.502 |  | -1
node_8102704_200829720 |  |  | PQ | AD | 1001.678 | 8102704 | no | no |  |  | no |  |  | 1411944.018 | 15286413.537 |  | -1
node_8102704_200829721 |  |  | PQ | AN | 1001.678 | 8102704 | no | no |  |  | no |  |  | 1411965.637 | 15286460.232 |  | -1
node_8102704_200829722 |  |  | PQ | AN | 1001.678 | 8102704 | no | no |  |  | no |  |  | 1411992.449 | 15286249.395 |  | -1
node_8102704_200829724 |  |  | PQ | AD | 1001.678 | 8102704 | no | no |  |  | no |  |  | 1411682.799 | 15286379.16 |  | -1
node_8102704_200829725 |  |  | PQ | AN | 1001.678 | 8102704 | no | no |  |  | no |  |  | 1411442.926 | 15286215.983 |  | -1
node_8102704_200829727 |  |  | PQ | AD | 1001.678 | 8102704 | no | no |  |  | no |  |  | 1411318.686 | 15286176.56 |  | -1
node_8102704_200829728 |  |  | PQ | AN | 1001.678 | 8102704 | no | no |  |  | no |  |  | 1411031.901 | 15286197.829 |  | -1
node_8102704_200829729 |  |  | PQ | AN | 1001.678 | 8102704 | no | no |  |  | no |  |  | 1410896.523 | 15286391.824 |  | -1
node_8102704_200829765 |  |  | PQ | AN | 7199.558 | 8102704 | no | no |  |  | no |  |  | 1412539.917 | 15284952.941 |  | -1
node_8102704_200829766 |  |  | PQ | AN | 7199.558 | 8102704 | no | no |  |  | no |  |  | 1412442.075 | 15284949.512 |  | -1
node_8102704_200829767 |  |  | PQ | AN | 7199.558 | 8102704 | no | no |  |  | no |  |  | 1412324.126 | 15284954.179 |  | -1
node_8102704_200829769 |  |  | PQ | AN | 7199.558 | 8102704 | no | no |  |  | no |  |  | 1412211.312 | 15284937.307 |  | -1
node_8102704_200829770 |  |  | PQ | AN | 7199.558 | 8102704 | no | no |  |  | no |  |  | 1412178.965 | 15284739.143 |  | -1
node_8102704_200829771 |  |  | PQ | AN | 7199.558 | 8102704 | no | no |  |  | no |  |  | 1412160.611 | 15284556.019 |  | -1
node_8102704_200829772 |  |  | PQ | AN | 7199.558 | 8102704 | no | no |  |  | no |  |  | 1412221.553 | 15284594.824 |  | -1
node_8102704_200829773 |  |  | PQ | AN | 7199.558 | 8102704 | no | no |  |  | no |  |  | 1412400.162 | 15284528.583 |  | -1
node_8102704_200829775 |  |  | PQ | AN | 7199.558 | 8102704 | no | no |  |  | no |  |  | 1412107.191 | 15284348.733 |  | -1
node_8102704_200829776 |  |  | PQ | AN | 7199.558 | 8102704 | no | no |  |  | no |  |  | 1412157.14 | 15284161.447 |  | -1
node_8102704_200829777 |  |  | PQ | ABN | 7199.558 | 8102704 | no | no |  |  | no |  |  | 1418802.239 | 15282282.918 |  | -1
node_8102704_200829779 |  |  | PQ | ABN | 7199.558 | 8102704 | no | no |  |  | no |  |  | 1418687.797 | 15282275.831 |  | -1
node_8102704_200829781 |  |  | PQ | ABN | 7199.558 | 8102704 | no | no |  |  | no |  |  | 1418470.474 | 15282259.859 |  | -1
node_8102704_200829782 |  |  | PQ | ABN | 7199.558 | 8102704 | no | no |  |  | no |  |  | 1418283.771 | 15282246.385 |  | -1
node_8102704_200829783 |  |  | PQ | ABN | 7199.558 | 8102704 | no | no |  |  | no |  |  | 1418153.774 | 15282240.668 |  | -1
node_8102704_200829784 |  |  | PQ | ABN | 7199.558 | 8102704 | no | no |  |  | no |  |  | 1418509.66 | 15285035.294 |  | -1
node_8102704_200829785 |  |  | PQ | ABN | 7199.558 | 8102704 | no | no |  |  | no |  |  | 1418634.056 | 15284896.364 |  | -1
node_8102704_200829786 |  |  | PQ | ABN | 7199.558 | 8102704 | no | no |  |  | no |  |  | 1418673.082 | 15284767.515 |  | -1
node_8102704_200829787 |  |  | PQ | ABN | 7199.558 | 8102704 | no | no |  |  | no |  |  | 1418590.234 | 15284669.225 |  | -1
node_8102704_200829788 |  |  | PQ | ABN | 7199.558 | 8102704 | no | no |  |  | no |  |  | 1418394.994 | 15284588.664 |  | -1
node_8102704_200829789 |  |  | PQ | ABN | 7199.558 | 8102704 | no | no |  |  | no |  |  | 1418262.889 | 15284490.48 |  | -1
node_8102704_200829790 |  |  | PQ | ABN | 7199.558 | 8102704 | no | no |  |  | no |  |  | 1418242.218 | 15284360.152 |  | -1
node_8102704_200829791 |  |  | PQ | ABN | 7199.558 | 8102704 | no | no |  |  | no |  |  | 1418301.746 | 15284225.8 |  | -1
node_8102704_200829819 |  |  | PQ | ABN | 7199.558 | 8102704 | no | no |  |  | no |  |  | 1419035.45 | 15282852.128 |  | -1
node_8102704_200829820 |  |  | PQ | ABN | 7199.558 | 8102704 | no | no |  |  | no |  |  | 1419219.204 | 15282897.637 |  | -1
node_8102704_200829821 |  |  | PQ | ABN | 7199.558 | 8102704 | no | no |  |  | no |  |  | 1419402.386 | 15282933.735 |  | -1
node_8102704_200829822 |  |  | PQ | ABN | 7199.558 | 8102704 | no | no |  |  | no |  |  | 1419560.214 | 15282963.489 |  | -1
node_8102704_200829823 |  |  | PQ | ABN | 7199.558 | 8102704 | no | no |  |  | no |  |  | 1418092.698 | 15284103.338 |  | -1
node_8102704_200829824 |  |  | PQ | ABN | 7199.558 | 8102704 | no | no |  |  | no |  |  | 1418288.077 | 15284194.304 |  | -1
node_8102704_200829825 |  |  | PQ | ABN | 7199.558 | 8102704 | no | no |  |  | no |  |  | 1418444.598 | 15284261.929 |  | -1
node_8102704_200829826 |  |  | PQ | ABN | 7199.558 | 8102704 | no | no |  |  | no |  |  | 1418605.79 | 15284334.379 |  | -1
node_8102704_200829827 |  |  | PQ | ABN | 7199.558 | 8102704 | no | no |  |  | no |  |  | 1418690.658 | 15284161.886 |  | -1
node_8102704_200829828 |  |  | PQ | ABN | 7199.558 | 8102704 | no | no |  |  | no |  |  | 1418757.158 | 15284027.01 |  | -1
node_8102704_200829829 |  |  | PQ | ABN | 7199.558 | 8102704 | no | no |  |  | no |  |  | 1418751.425 | 15284401.498 |  | -1
node_8102704_200829830 |  |  | PQ | ABN | 7199.558 | 8102704 | no | no |  |  | no |  |  | 1418887.835 | 15284465.226 |  | -1
node_8102704_200829832 |  |  | PQ | ABCN | 7199.558 | 8102704 | no | no |  |  | no |  |  | 1419479.251 | 15281738.456 |  | -1
node_8102704_200829835 |  |  | PQ | ABCN | 7199.558 | 8102704 | no | no |  |  | no |  |  | 1419601.11 | 15281811.932 |  | -1
node_8102704_200829836 |  |  | PQ | ABCN | 7199.558 | 8102704 | no | no |  |  | no |  |  | 1419722.655 | 15281881.189 |  | -1
node_8102704_200829837 |  |  | PQ | ABCN | 7199.558 | 8102704 | no | no |  |  | no |  |  | 1419659.561 | 15281949.366 |  | -1
node_8102704_200829838 |  |  | PQ | ABN | 7199.558 | 8102704 | no | no |  |  | no |  |  | 1419773.376 | 15282012.921 |  | -1
node_8102704_200829839 |  |  | PQ | ABN | 7199.558 | 8102704 | no | no |  |  | no |  |  | 1419807.882 | 15282096.674 |  | -1
node_8102704_200829840 |  |  | PQ | ABN | 7199.558 | 8102704 | no | no |  |  | no |  |  | 1419697.934 | 15282146.542 |  | -1
node_8102704_200829841 |  |  | PQ | ABN | 7199.558 | 8102704 | no | no |  |  | no |  |  | 1419620.449 | 15282080.948 |  | -1
node_8102704_200829842 |  |  | PQ | ABN | 7199.558 | 8102704 | no | no |  |  | no |  |  | 1419456.058 | 15282137.717 |  | -1
node_8102704_200829843 |  |  | PQ | AN | 7199.558 | 8102704 | no | no |  |  | no |  |  | 1419577.436 | 15282291.254 |  | -1
node_8102704_200829844 |  |  | PQ | AN | 7199.558 | 8102704 | no | no |  |  | no |  |  | 1419519.066 | 15282429.589 |  | -1
node_8102704_200829845 |  |  | PQ | AN | 7199.558 | 8102704 | no | no |  |  | no |  |  | 1419453.836 | 15282555.143 |  | -1
node_8102704_200829871 |  |  | PQ | ABN | 7199.558 | 8102704 | no | no |  |  | no |  |  | 1419900.643 | 15282025.2 |  | -1
node_8102704_200829872 |  |  | PQ | ABN | 7199.558 | 8102704 | no | no |  |  | no |  |  | 1420057.647 | 15282041.479 |  | -1
node_8102704_200829873 |  |  | PQ | ABN | 7199.558 | 8102704 | no | no |  |  | no |  |  | 1420133.309 | 15282119.84 |  | -1
node_8102704_200829875 |  |  | PQ | ABN | 7199.558 | 8102704 | no | no |  |  | no |  |  | 1420029.967 | 15282245.793 |  | -1
node_8102704_200829950 |  |  | PQ | AN | 7199.558 | 8102704 | no | no |  |  | no |  |  | 1415732.824 | 15284248.903 |  | -1
node_8102704_200829951 |  |  | PQ | ABCN | 7199.558 | 8102704 | no | no |  |  | no |  |  | 1416537.645 | 15285286.292 |  | -1
node_8102704_200829952 |  |  | PQ | AN | 7199.558 | 8102704 | no | no |  |  | no |  |  | 1415020.172 | 15285163.465 |  | -1
node_8102704_200829954 |  |  | PQ | AN | 7199.558 | 8102704 | no | no |  |  | no |  |  | 1414628.81 | 15285138.322 |  | -1
node_8102704_200829957 |  |  | PQ | AN | 7199.558 | 8102704 | no | no |  |  | no |  |  | 1414240.93 | 15285113.983 |  | -1
node_8102704_200829959 |  |  | PQ | AN | 7199.558 | 8102704 | no | no |  |  | no |  |  | 1413923.862 | 15285088.776 |  | -1
node_8102704_200829963 |  |  | PQ | AN | 7199.558 | 8102704 | no | no |  |  | no |  |  | 1413726.497 | 15285074.254 |  | -1
node_8102704_200829965 |  |  | PQ | AN | 7199.558 | 8102704 | no | no |  |  | no |  |  | 1413472.336 | 15285051.745 |  | -1
node_8102704_200829967 |  |  | PQ | ABCN | 7199.558 | 8102704 | no | no |  |  | no |  |  | 1416390.164 | 15285268.366 |  | -1
node_8102704_200829968 |  |  | PQ | ABCN | 7199.558 | 8102704 | no | no |  |  | no |  |  | 1416247.669 | 15285246.056 |  | -1
node_8102704_200829969 |  |  | PQ | ABCN | 7199.558 | 8102704 | no | no |  |  | no |  |  | 1416047.537 | 15285237.643 |  | -1
node_8102704_200829970 |  |  | PQ | ABCN | 7199.558 | 8102704 | no | no |  |  | no |  |  | 1415852.17 | 15285222.197 |  | -1
node_8102704_200829971 |  |  | PQ | ABCN | 7199.558 | 8102704 | no | no |  |  | no |  |  | 1415644.962 | 15285214.956 |  | -1
node_8102704_200829972 |  |  | PQ | ABCN | 7199.558 | 8102704 | no | no |  |  | no |  |  | 1415433.37 | 15285196.361 |  | -1
node_8102704_200829973 |  |  | PQ | ABCN | 7199.558 | 8102704 | no | no |  |  | no |  |  | 1415278.162 | 15285186.964 |  | -1
node_8102704_200829974 |  |  | PQ | ABCN | 7199.558 | 8102704 | no | no |  |  | no |  |  | 1415324.289 | 15285093.155 |  | -1
node_8102704_200829975 |  |  | PQ | ABCN | 7199.558 | 8102704 | no | no |  |  | no |  |  | 1415462.7 | 15284918.108 |  | -1
node_8102704_200829976 |  |  | PQ | ABCN | 7199.558 | 8102704 | no | no |  |  | no |  |  | 1415593.769 | 15284726.87 |  | -1
node_8102704_200829977 |  |  | PQ | ABCN | 7199.558 | 8102704 | no | no |  |  | no |  |  | 1415728.511 | 15284540.36 |  | -1
node_8102704_200829978 |  |  | PQ | ABCN | 7199.558 | 8102704 | no | no |  |  | no |  |  | 1415851.38 | 15284351.832 |  | -1
node_8102704_200829979 |  |  | PQ | AN | 7199.558 | 8102704 | no | no |  |  | no |  |  | 1415827.575 | 15284282.256 |  | -1
node_8102704_200830173 |  |  | PQ | ABCN | 7199.558 | 8102704 | no | no |  |  | no |  |  | 1410944.695 | 15290541.908 |  | -1
node_8102704_200830230 |  |  | PQ | AN | 7199.558 | 8102704 | no | no |  |  | no |  |  | 1414896.447 | 15284953.111 |  | -1
node_8102704_200830233 |  |  | PQ | AN | 7199.558 | 8102704 | no | no |  |  | no |  |  | 1414708.57 | 15282386.876 |  | -1
node_8102704_200830234 |  |  | PQ | AN | 7199.558 | 8102704 | no | no |  |  | no |  |  | 1414527.43 | 15282054.299 |  | -1
node_8102704_200830235 |  |  | PQ | AN | 7199.558 | 8102704 | no | no |  |  | no |  |  | 1414432.671 | 15281901.737 |  | -1
node_8102704_200830236 |  |  | PQ | AN | 7199.558 | 8102704 | no | no |  |  | no |  |  | 1414357.909 | 15281791.009 |  | -1
node_8102704_200830237 |  |  | PQ | AN | 7199.558 | 8102704 | no | no |  |  | no |  |  | 1414287.075 | 15281685.001 |  | -1
node_8102704_200830238 |  |  | PQ | AN | 7199.558 | 8102704 | no | no |  |  | no |  |  | 1414166.612 | 15281638.935 |  | -1
node_8102704_200830239 |  |  | PQ | AN | 7199.558 | 8102704 | no | no |  |  | no |  |  | 1414909.615 | 15284813.19 |  | -1
node_8102704_200830242 |  |  | PQ | AN | 7199.558 | 8102704 | no | no |  |  | no |  |  | 1414914.134 | 15284624.976 |  | -1
node_8102704_200830244 |  |  | PQ | AN | 7199.558 | 8102704 | no | no |  |  | no |  |  | 1414866.713 | 15284317.248 |  | -1
node_8102704_200830245 |  |  | PQ | AN | 7199.558 | 8102704 | no | no |  |  | no |  |  | 1414850.833 | 15284004.853 |  | -1
node_8102704_200830246 |  |  | PQ | AN | 7199.558 | 8102704 | no | no |  |  | no |  |  | 1414832.83 | 15283732.261 |  | -1
node_8102704_200830247 |  |  | PQ | AN | 7199.558 | 8102704 | no | no |  |  | no |  |  | 1414808.356 | 15283274.233 |  | -1
node_8102704_200830248 |  |  | PQ | AN | 7199.558 | 8102704 | no | no |  |  | no |  |  | 1414792.1 | 15283006.15 |  | -1
node_8102704_200830249 |  |  | PQ | AN | 7199.558 | 8102704 | no | no |  |  | no |  |  | 1414780.412 | 15282786.9 |  | -1
node_8102704_200830304 |  |  | PQ | ABCN | 7199.558 | 8102704 | no | no |  |  | no |  |  | 1414467.536 | 15287401.457 |  | -1
node_8102704_200830305 |  |  | PQ | ABCN | 7199.558 | 8102704 | no | no |  |  | no |  |  | 1417187.919 | 15283969.717 |  | -1
node_8102704_200830314 |  |  | PQ | ABCN | 7199.558 | 8102704 | no | no |  |  | no |  |  | 1415289.829 | 15287323.796 |  | -1
node_8102704_200830316 |  |  | PQ | ABCN | 7199.558 | 8102704 | no | no |  |  | no |  |  | 1415349.162 | 15287205.388 |  | -1
node_8102704_200830317 |  |  | PQ | ABCN | 7199.558 | 8102704 | no | no |  |  | no |  |  | 1415405.068 | 15287090.131 |  | -1
node_8102704_200830318 |  |  | PQ | ABCN | 7199.558 | 8102704 | no | no |  |  | no |  |  | 1415459.057 | 15286975.512 |  | -1
node_8102704_200830319 |  |  | PQ | ABN | 7199.558 | 8102704 | no | no |  |  | no |  |  | 1415242.361 | 15286920.483 |  | -1
node_8102704_200830322 |  |  | PQ | ABCN | 7199.558 | 8102704 | no | no |  |  | no |  |  | 1415523.963 | 15286815.918 |  | -1
node_8102704_200830323 |  |  | PQ | ABCN | 7199.558 | 8102704 | no | no |  |  | no |  |  | 1415587.053 | 15286672.033 |  | -1
node_8102704_200830324 |  |  | PQ | ABCN | 7199.558 | 8102704 | no | no |  |  | no |  |  | 1415651.731 | 15286517.009 |  | -1
node_8102704_200830325 |  |  | PQ | ABCN | 7199.558 | 8102704 | no | no |  |  | no |  |  | 1415709.112 | 15286377.874 |  | -1
node_8102704_200830328 |  |  | PQ | ABCN | 7199.558 | 8102704 | no | no |  |  | no |  |  | 1415896.458 | 15286148.458 |  | -1
node_8102704_200830329 |  |  | PQ | ABCN | 7199.558 | 8102704 | no | no |  |  | no |  |  | 1415984.158 | 15286039.213 |  | -1
node_8102704_200830330 |  |  | PQ | ABCN | 7199.558 | 8102704 | no | no |  |  | no |  |  | 1416087.437 | 15285913.922 |  | -1
node_8102704_200830331 |  |  | PQ | AN | 7199.558 | 8102704 | no | no |  |  | no |  |  | 1415739.309 | 15285948.979 |  | -1
node_8102704_200830334 |  |  | PQ | ABCN | 7199.558 | 8102704 | no | no |  |  | no |  |  | 1416170.011 | 15285808.431 |  | -1
node_8102704_200830335 |  |  | PQ | ABCN | 7199.558 | 8102704 | no | no |  |  | no |  |  | 1416291.655 | 15285664.577 |  | -1
node_8102704_200830336 |  |  | PQ | ABCN | 7199.558 | 8102704 | no | no |  |  | no |  |  | 1416390.567 | 15285544.539 |  | -1
node_8102704_200830337 |  |  | PQ | ABCN | 7199.558 | 8102704 | no | no |  |  | no |  |  | 1416487.829 | 15285422.306 |  | -1
node_8102704_200830339 |  |  | PQ | ABCN | 7199.558 | 8102704 | no | no |  |  | no |  |  | 1416564.784 | 15285318.213 |  | -1
node_8102704_200830345 |  |  | PQ | ABCN | 7199.558 | 8102704 | no | no |  |  | no |  |  | 1416665.884 | 15285183.523 |  | -1
node_8102704_200830347 |  |  | PQ | ABCN | 7199.558 | 8102704 | no | no |  |  | no |  |  | 1416766.196 | 15285057.444 |  | -1
node_8102704_200830348 |  |  | PQ | ABCN | 7199.558 | 8102704 | no | no |  |  | no |  |  | 1416875.118 | 15284915.825 |  | -1
node_8102704_200830349 |  |  | PQ | ABCN | 7199.558 | 8102704 | no | no |  |  | no |  |  | 1417009.442 | 15284749.467 |  | -1
node_8102704_200830350 |  |  | PQ | ABCN | 7199.558 | 8102704 | no | no |  |  | no |  |  | 1417089.203 | 15284646.453 |  | -1
node_8102704_200830352 |  |  | PQ | ABCN | 7199.558 | 8102704 | no | no |  |  | no |  |  | 1417241.455 | 15284559.534 |  | -1
node_8102704_200830353 |  |  | PQ | ABCN | 7199.558 | 8102704 | no | no |  |  | no |  |  | 1417360.102 | 15284411.328 |  | -1
node_8102704_200830355 |  |  | PQ | ABCN | 7199.558 | 8102704 | no | no |  |  | no |  |  | 1417442.608 | 15284294.104 |  | -1
node_8102704_200830356 |  |  | PQ | ABCN | 7199.558 | 8102704 | no | no |  |  | no |  |  | 1417514.14 | 15284207.195 |  | -1
node_8102704_200830357 |  |  | PQ | ABCN | 7199.558 | 8102704 | no | no |  |  | no |  |  | 1417433.14 | 15284174.369 |  | -1
node_8102704_200830358 |  |  | PQ | ABCN | 7199.558 | 8102704 | no | no |  |  | no |  |  | 1417588.377 | 15284117.171 |  | -1
node_8102704_200830359 |  |  | PQ | ABCN | 7199.558 | 8102704 | no | no |  |  | no |  |  | 1417673.38 | 15284004.296 |  | -1
node_8102704_200830360 |  |  | PQ | ABCN | 7199.558 | 8102704 | no | no |  |  | no |  |  | 1417763.552 | 15283875.978 |  | -1
node_8102704_200830362 |  |  | PQ | ABCN | 7199.558 | 8102704 | no | no |  |  | no |  |  | 1417843.583 | 15283780.373 |  | -1
node_8102704_200830363 |  |  | PQ | ABCN | 7199.558 | 8102704 | no | no |  |  | no |  |  | 1417922.978 | 15283687.632 |  | -1
node_8102704_200830364 |  |  | PQ | ABCN | 7199.558 | 8102704 | no | no |  |  | no |  |  | 1417992.92 | 15283589.677 |  | -1
node_8102704_200830365 |  |  | PQ | ABCN | 7199.558 | 8102704 | no | no |  |  | no |  |  | 1418060.562 | 15283498.523 |  | -1
node_8102704_200830368 |  |  | PQ | ABCN | 7199.558 | 8102704 | no | no |  |  | no |  |  | 1418121.332 | 15283410.177 |  | -1
node_8102704_200830369 |  |  | PQ | ABCN | 7199.558 | 8102704 | no | no |  |  | no |  |  | 1418202.663 | 15283313.985 |  | -1
node_8102704_200830370 |  |  | PQ | ABCN | 7199.558 | 8102704 | no | no |  |  | no |  |  | 1418279.247 | 15283224.035 |  | -1
node_8102704_200830371 |  |  | PQ | ABN | 7199.558 | 8102704 | no | no |  |  | no |  |  | 1418210.649 | 15283199.86 |  | -1
node_8102704_200830372 |  |  | PQ | ABN | 7199.558 | 8102704 | no | no |  |  | no |  |  | 1418084.496 | 15283110.454 |  | -1
node_8102704_200830373 |  |  | PQ | ABN | 7199.558 | 8102704 | no | no |  |  | no |  |  | 1417939.429 | 15283040.84 |  | -1
node_8102704_200830374 |  |  | PQ | ABN | 7199.558 | 8102704 | no | no |  |  | no |  |  | 1417873.937 | 15282986.34 |  | -1
node_8102704_200830375 |  |  | PQ | ABCN | 7199.558 | 8102704 | no | no |  |  | no |  |  | 1418365.411 | 15283102.744 |  | -1
node_8102704_200830376 |  |  | PQ | ABCN | 7199.558 | 8102704 | no | no |  |  | no |  |  | 1418411.988 | 15283035.903 |  | -1
node_8102704_200830377 |  |  | PQ | ABCN | 7199.558 | 8102704 | no | no |  |  | no |  |  | 1418488.728 | 15282955.834 |  | -1
node_8102704_200830378 |  |  | PQ | ABCN | 7199.558 | 8102704 | no | no |  |  | no |  |  | 1418539.111 | 15282884.083 |  | -1
node_8102704_200830379 |  |  | PQ | ABCN | 7199.558 | 8102704 | no | no |  |  | no |  |  | 1418633.091 | 15282782.445 |  | -1
node_8102704_200830381 |  |  | PQ | ABCN | 7199.558 | 8102704 | no | no |  |  | no |  |  | 1418727.034 | 15282657.282 |  | -1
node_8102704_200830384 |  |  | PQ | ABCN | 7199.558 | 8102704 | no | no |  |  | no |  |  | 1418817.413 | 15282531.119 |  | -1
node_8102704_200830391 |  |  | PQ | ABCN | 7199.558 | 8102704 | no | no |  |  | no |  |  | 1418919.561 | 15282409.316 |  | -1
node_8102704_200830392 |  |  | PQ | ABCN | 7199.558 | 8102704 | no | no |  |  | no |  |  | 1419006.712 | 15282289.253 |  | -1
node_8102704_200830393 |  |  | PQ | ABCN | 7199.558 | 8102704 | no | no |  |  | no |  |  | 1419117.133 | 15282147.813 |  | -1
node_8102704_200830395 |  |  | PQ | ABCN | 7199.558 | 8102704 | no | no |  |  | no |  |  | 1419125.377 | 15282039.937 |  | -1
node_8102704_200830396 |  |  | PQ | ABCN | 7199.558 | 8102704 | no | no |  |  | no |  |  | 1419238.824 | 15281897.647 |  | -1
node_8102704_200830398 |  |  | PQ | ABCN | 7199.558 | 8102704 | no | no |  |  | no |  |  | 1419289.152 | 15281835.619 |  | -1
node_8102704_200830399 |  |  | PQ | ABCN | 7199.558 | 8102704 | no | no |  |  | no |  |  | 1419348.284 | 15281751.003 |  | -1
node_8102704_200830400 |  |  | PQ | ABCN | 7199.558 | 8102704 | no | no |  |  | no |  |  | 1419432.687 | 15281656.062 |  | -1
node_8102704_200830403 |  |  | PQ | ABCN | 7199.558 | 8102704 | no | no |  |  | no |  |  | 1419504.442 | 15281554.38 |  | -1
node_8102704_200830404 |  |  | PQ | ABCN | 7199.558 | 8102704 | no | no |  |  | no |  |  | 1419585.771 | 15281452.517 |  | -1
node_8102704_200830405 |  |  | PQ | ABCN | 7199.558 | 8102704 | no | no |  |  | no |  |  | 1419628.533 | 15281386.202 |  | -1
node_8102704_200830406 |  |  | PQ | ABCN | 7199.558 | 8102704 | no | no |  |  | no |  |  | 1419723.019 | 15281278.546 |  | -1
node_8102704_200830408 |  |  | PQ | ABCN | 7199.558 | 8102704 | no | no |  |  | no |  |  | 1419766.876 | 15281213.879 |  | -1
node_8102704_200830409 |  |  | PQ | ABCN | 7199.558 | 8102704 | no | no |  |  | no |  |  | 1419840.918 | 15281117.724 |  | -1
node_8102704_200830414 |  |  | PQ | ABCN | 7199.558 | 8102704 | no | no |  |  | no |  |  | 1419929.531 | 15281022.05 |  | -1
node_8102704_200830762 |  |  | PQ | ABCN | 7199.558 | 8102704 | no | no |  |  | no |  |  | 1413183.586 | 15290441.268 |  | -1
node_8102704_200830767 |  |  | PQ | ABCN | 7199.558 | 8102704 | no | no |  |  | no |  |  | 1413356.92 | 15290360.952 |  | -1
node_8102704_200830768 |  |  | PQ | ABCN | 7199.558 | 8102704 | no | no |  |  | no |  |  | 1413289.266 | 15290310.367 |  | -1
node_8102704_200830769 |  |  | PQ | ABCN | 7199.558 | 8102704 | no | no |  |  | no |  |  | 1413176.102 | 15290245.155 |  | -1
node_8102704_200830770 |  |  | PQ | AN | 7199.558 | 8102704 | no | no |  |  | no |  |  | 1413000.73 | 15290135.918 |  | -1
node_8102704_200830771 |  |  | PQ | ABCN | 7199.558 | 8102704 | no | no |  |  | no |  |  | 1413499.24 | 15290275.874 |  | -1
node_8102704_200830773 |  |  | PQ | ABCN | 7199.558 | 8102704 | no | no |  |  | no |  |  | 1413335.929 | 15290153.828 |  | -1
node_8102704_200830774 |  |  | PQ | ABCN | 7199.558 | 8102704 | no | no |  |  | no |  |  | 1413191.498 | 15290050.563 |  | -1
node_8102704_200830775 |  |  | PQ | ABCN | 7199.558 | 8102704 | no | no |  |  | no |  |  | 1413627.389 | 15290148.536 |  | -1
node_8102704_200830777 |  |  | PQ | ABCN | 7199.558 | 8102704 | no | no |  |  | no |  |  | 1413683.011 | 15290022.35 |  | -1
node_8102704_200830779 |  |  | PQ | ABCN | 7199.558 | 8102704 | no | no |  |  | no |  |  | 1413769.179 | 15289890.778 |  | -1
node_8102704_200830780 |  |  | PQ | ABCN | 7199.558 | 8102704 | no | no |  |  | no |  |  | 1413847.067 | 15289772.361 |  | -1
node_8102704_200830781 |  |  | PQ | AN | 7199.558 | 8102704 | no | no |  |  | no |  |  | 1413905.009 | 15289865.312 |  | -1
node_8102704_200830782 |  |  | PQ | AN | 7199.558 | 8102704 | no | no |  |  | no |  |  | 1414116.72 | 15289940.747 |  | -1
node_8102704_200830783 |  |  | PQ | ABCN | 7199.558 | 8102704 | no | no |  |  | no |  |  | 1413920.065 | 15289663.665 |  | -1
node_8102704_200830784 |  |  | PQ | ABCN | 7199.558 | 8102704 | no | no |  |  | no |  |  | 1413981.947 | 15289554.002 |  | -1
node_8102704_200830786 |  |  | PQ | ABCN | 7199.558 | 8102704 | no | no |  |  | no |  |  | 1414059.157 | 15289449.419 |  | -1
node_8102704_200830787 |  |  | PQ | ABCN | 7199.558 | 8102704 | no | no |  |  | no |  |  | 1414098.051 | 15289378.639 |  | -1
node_8102704_200830788 |  |  | PQ | ABCN | 7199.558 | 8102704 | no | no |  |  | no |  |  | 1414202.576 | 15289229.03 |  | -1
node_8102704_200830789 |  |  | PQ | ABCN | 7199.558 | 8102704 | no | no |  |  | no |  |  | 1414332.12 | 15289123.012 |  | -1
node_8102704_200830790 |  |  | PQ | ABCN | 7199.558 | 8102704 | no | no |  |  | no |  |  | 1414402.471 | 15289019.373 |  | -1
node_8102704_200830791 |  |  | PQ | ABCN | 7199.558 | 8102704 | no | no |  |  | no |  |  | 1414464.635 | 15288923.011 |  | -1
node_8102704_200830794 |  |  | PQ | ABCN | 7199.558 | 8102704 | no | no |  |  | no |  |  | 1414532.329 | 15288825.455 |  | -1
node_8102704_200830795 |  |  | PQ | ABCN | 7199.558 | 8102704 | no | no |  |  | no |  |  | 1414609.478 | 15288694.803 |  | -1
node_8102704_200830796 |  |  | PQ | ABCN | 7199.558 | 8102704 | no | no |  |  | no |  |  | 1414670.107 | 15288594.477 |  | -1
node_8102704_200830797 |  |  | PQ | ABCN | 7199.558 | 8102704 | no | no |  |  | no |  |  | 1414731.097 | 15288523.265 |  | -1
node_8102704_200830798 |  |  | PQ | ABCN | 7199.558 | 8102704 | no | no |  |  | no |  |  | 1414802.848 | 15288410.886 |  | -1
node_8102704_200830799 |  |  | PQ | ABCN | 7199.558 | 8102704 | no | no |  |  | no |  |  | 1414852.802 | 15288324.45 |  | -1
node_8102704_200830800 |  |  | PQ | ABCN | 7199.558 | 8102704 | no | no |  |  | no |  |  | 1414918.82 | 15288219.29 |  | -1
node_8102704_200830802 |  |  | PQ | ABCN | 7199.558 | 8102704 | no | no |  |  | no |  |  | 1414981.296 | 15288119.746 |  | -1
node_8102704_200830803 |  |  | PQ | ABCN | 7199.558 | 8102704 | no | no |  |  | no |  |  | 1414917.035 | 15288075.558 |  | -1
node_8102704_200830805 |  |  | PQ | ABCN | 7199.558 | 8102704 | no | no |  |  | no |  |  | 1415110.883 | 15287884.348 |  | -1
node_8102704_200830806 |  |  | PQ | ABCN | 7199.558 | 8102704 | no | no |  |  | no |  |  | 1415159.979 | 15287808.07 |  | -1
node_8102704_200830807 |  |  | PQ | ABCN | 7199.558 | 8102704 | no | no |  |  | no |  |  | 1415120.813 | 15287671.916 |  | -1
node_8102704_200830871 |  |  | PQ | ABCN | 7199.558 | 8102704 | no | no |  |  | no |  |  | 1414203.298 | 15289061.962 |  | -1
node_8102704_200830881 |  |  | PQ | ABCN | 7199.558 | 8102704 | no | no |  |  | no |  |  | 1414090.284 | 15289000.96 |  | -1
node_8102704_200830882 |  |  | PQ | ABCN | 7199.558 | 8102704 | no | no |  |  | no |  |  | 1413989.49 | 15288945.523 |  | -1
node_8102704_200830884 |  |  | PQ | ABCN | 7199.558 | 8102704 | no | no |  |  | no |  |  | 1413754.78 | 15288840.666 |  | -1
node_8102704_200830886 |  |  | PQ | AD | 1001.678 | 8102704 | no | no |  |  | no |  |  | 1412500.156 | 15286983.02 |  | -1
node_8102704_200830887 |  |  | PQ | AN | 1001.678 | 8102704 | no | no |  |  | no |  |  | 1412564.791 | 15286986.85 |  | -1
node_8102704_200830888 |  |  | PQ | AD | 1001.678 | 8102704 | no | no |  |  | no |  |  | 1412601.684 | 15286479.994 |  | -1
node_8102704_200830889 |  |  | PQ | AN | 1001.678 | 8102704 | no | no |  |  | no |  |  | 1412612.745 | 15286210.152 |  | -1
node_8102704_200830891 |  |  | PQ | AD | 1001.678 | 8102704 | no | no |  |  | no |  |  | 1412640.372 | 15286012.67 |  | -1
node_8102704_200830892 |  |  | PQ | AN | 1001.678 | 8102704 | no | no |  |  | no |  |  | 1412635.932 | 15285946.561 |  | -1
node_8102704_200830893 |  |  | PQ | AD | 1001.678 | 8102704 | no | no |  |  | no |  |  | 1412648.438 | 15285854.145 |  | -1
node_8102704_200830894 |  |  | PQ | AD | 1001.678 | 8102704 | no | no |  |  | no |  |  | 1412700.712 | 15285826.329 |  | -1
node_8102704_200830895 |  |  | PQ | AN | 1001.678 | 8102704 | no | no |  |  | no |  |  | 1412872.357 | 15285796.494 |  | -1
node_8102704_200830896 |  |  | PQ | AN | 1001.678 | 8102704 | no | no |  |  | no |  |  | 1412651.331 | 15285763.951 |  | -1
node_8102704_200830897 |  |  | PQ | AD | 1001.678 | 8102704 | no | no |  |  | no |  |  | 1412657.944 | 15285592.072 |  | -1
node_8102704_200830899 |  |  | PQ | AD | 1001.678 | 8102704 | no | no |  |  | no |  |  | 1412673.883 | 15285439.165 |  | -1
node_8102704_200830900 |  |  | PQ | AN | 1001.678 | 8102704 | no | no |  |  | no |  |  | 1412868.437 | 15285431.179 |  | -1
node_8102704_200830902 |  |  | PQ | AN | 7199.558 | 8102704 | no | no |  |  | no |  |  | 1412868.948 | 15284945.237 |  | -1
node_8102704_200830905 |  |  | PQ | ABCN | 7199.558 | 8102704 | no | no |  |  | no |  |  | 1413551.55 | 15288747.128 |  | -1
node_8102704_200830906 |  |  | PQ | ABCN | 7199.558 | 8102704 | no | no |  |  | no |  |  | 1413359.224 | 15288737.132 |  | -1
node_8102704_200830907 |  |  | PQ | ABCN | 7199.558 | 8102704 | no | no |  |  | no |  |  | 1413344.942 | 15288800.351 |  | -1
node_8102704_200830908 |  |  | PQ | ABCN | 7199.558 | 8102704 | no | no |  |  | no |  |  | 1413236.364 | 15288991.971 |  | -1
node_8102704_200830909 |  |  | PQ | ABCN | 7199.558 | 8102704 | no | no |  |  | no |  |  | 1413269.721 | 15289135.051 |  | -1
node_8102704_200830910 |  |  | PQ | ABCN | 7199.558 | 8102704 | no | no |  |  | no |  |  | 1413502.863 | 15289260.238 |  | -1
node_8102704_200830911 |  |  | PQ | ABCN | 7199.558 | 8102704 | no | no |  |  | no |  |  | 1413545.589 | 15289254.975 |  | -1
node_8102704_200830912 |  |  | PQ | ABCN | 7199.558 | 8102704 | no | no |  |  | no |  |  | 1413274.065 | 15288701.311 |  | -1
node_8102704_200830915 |  |  | PQ | ABCN | 7199.558 | 8102704 | no | no |  |  | no |  |  | 1413180.547 | 15288657.478 |  | -1
node_8102704_200830916 |  |  | PQ | ABCN | 7199.558 | 8102704 | no | no |  |  | no |  |  | 1413013.866 | 15288584.577 |  | -1
node_8102704_200830918 |  |  | PQ | ABCN | 7199.558 | 8102704 | no | no |  |  | no |  |  | 1412822.925 | 15288497.856 |  | -1
node_8102704_200830919 |  |  | PQ | AN | 7199.558 | 8102704 | no | no |  |  | no |  |  | 1412524.219 | 15288375.569 |  | -1
node_8102704_200830920 |  |  | PQ | AN | 7199.558 | 8102704 | no | no |  |  | no |  |  | 1412336.129 | 15288298.775 |  | -1
node_8102704_200830921 |  |  | PQ | AN | 7199.558 | 8102704 | no | no |  |  | no |  |  | 1411970.011 | 15288202.488 |  | -1
node_8102704_200830922 |  |  | PQ | AN | 7199.558 | 8102704 | no | no |  |  | no |  |  | 1411682.389 | 15288113.677 |  | -1
node_8102704_200830923 |  |  | PQ | AN | 1001.678 | 8102704 | no | no |  |  | no |  |  | 1412484.342 | 15288245.095 |  | -1
node_8102704_200830924 |  |  | PQ | AD | 1001.678 | 8102704 | no | no |  |  | no |  |  | 1412423.893 | 15288063.677 |  | -1
node_8102704_200830925 |  |  | PQ | AN | 1001.678 | 8102704 | no | no |  |  | no |  |  | 1412267.429 | 15288116.663 |  | -1
node_8102704_200830926 |  |  | PQ | AN | 1001.678 | 8102704 | no | no |  |  | no |  |  | 1412408.785 | 15287540.313 |  | -1
node_8102704_200830927 |  |  | PQ | AD | 1001.678 | 8102704 | no | no |  |  | no |  |  | 1412396.482 | 15286946.826 |  | -1
node_8102704_200830928 |  |  | PQ | AN | 1001.678 | 8102704 | no | no |  |  | no |  |  | 1412089.603 | 15286914.389 |  | -1
node_8102704_200830936 |  |  | PQ | AN | 7199.558 | 8102704 | no | no |  |  | no |  |  | 1409504.418 | 15290433.299 |  | -1
node_8102704_200830937 |  |  | PQ | AN | 7199.558 | 8102704 | no | no |  |  | no |  |  | 1409248.742 | 15290561.788 |  | -1
node_8102704_200830941 |  |  | PQ | AN | 7199.558 | 8102704 | no | no |  |  | no |  |  | 1411824.853 | 15289155.033 |  | -1
node_8102704_200830951 |  |  | PQ | AN | 1001.678 | 8102704 | no | no |  |  | no |  |  | 1407303.538 | 15289418.781 |  | -1
node_8102704_200830952 |  |  | PQ | AN | 1001.678 | 8102704 | no | no |  |  | no |  |  | 1410514.556 | 15287545.955 |  | -1
node_8102704_200830953 |  |  | PQ | AN | 1001.678 | 8102704 | no | no |  |  | no |  |  | 1410791.795 | 15287018.26 |  | -1
node_8102704_200830955 |  |  | PQ | AD | 1001.678 | 8102704 | no | no |  |  | no |  |  | 1409488.871 | 15287692.876 |  | -1
node_8102704_200830957 |  |  | PQ | AN | 1001.678 | 8102704 | no | no |  |  | no |  |  | 1409300.109 | 15287643.62 |  | -1
node_8102704_200830958 |  |  | PQ | AD | 1001.678 | 8102704 | no | no |  |  | no |  |  | 1409140.802 | 15287647.411 |  | -1
node_8102704_200830959 |  |  | PQ | AD | 1001.678 | 8102704 | no | no |  |  | no |  |  | 1408978.002 | 15287652.561 |  | -1
node_8102704_200830960 |  |  | PQ | AN | 1001.678 | 8102704 | no | no |  |  | no |  |  | 1408827.961 | 15287644.857 |  | -1
node_8102704_200830961 |  |  | PQ | AD | 1001.678 | 8102704 | no | no |  |  | no |  |  | 1408640.135 | 15287661.373 |  | -1
node_8102704_200830962 |  |  | PQ | AD | 1001.678 | 8102704 | no | no |  |  | no |  |  | 1408485.863 | 15287670.433 |  | -1
node_8102704_200830963 |  |  | PQ | AD | 1001.678 | 8102704 | no | no |  |  | no |  |  | 1408191.734 | 15287711.864 |  | -1
node_8102704_200830964 |  |  | PQ | AD | 1001.678 | 8102704 | no | no |  |  | no |  |  | 1408034.057 | 15287987.03 |  | -1
node_8102704_200830965 |  |  | PQ | AD | 1001.678 | 8102704 | no | no |  |  | no |  |  | 1407814.486 | 15288353.816 |  | -1
node_8102704_200830966 |  |  | PQ | AD | 1001.678 | 8102704 | no | no |  |  | no |  |  | 1407618.632 | 15288702.148 |  | -1
node_8102704_200830967 |  |  | PQ | AD | 1001.678 | 8102704 | no | no |  |  | no |  |  | 1407566.354 | 15288799.05 |  | -1
node_8102704_200830968 |  |  | PQ | AN | 1001.678 | 8102704 | no | no |  |  | no |  |  | 1407742.162 | 15288804.525 |  | -1
node_8102704_200830969 |  |  | PQ | AD | 1001.678 | 8102704 | no | no |  |  | no |  |  | 1407950.891 | 15288820.623 |  | -1
node_8102704_200830970 |  |  | PQ | AN | 1001.678 | 8102704 | no | no |  |  | no |  |  | 1408204.752 | 15288829.066 |  | -1
node_8102704_200830971 |  |  | PQ | AN | 1001.678 | 8102704 | no | no |  |  | no |  |  | 1407483.294 | 15289128.87 |  | -1
node_8102704_200830972 |  |  | PQ | AD | 1001.678 | 8102704 | no | no |  |  | no |  |  | 1407068.628 | 15288753.265 |  | -1
node_8102704_200830973 |  |  | PQ | AD | 1001.678 | 8102704 | no | no |  |  | no |  |  | 1406845.897 | 15288752.328 |  | -1
node_8102704_200830975 |  |  | PQ | AN | 1001.678 | 8102704 | no | no |  |  | no |  |  | 1410523.477 | 15287025.66 |  | -1
node_8102704_200830976 |  |  | PQ | AD | 1001.678 | 8102704 | no | no |  |  | no |  |  | 1410272.602 | 15287034.04 |  | -1
node_8102704_200830977 |  |  | PQ | AN | 1001.678 | 8102704 | no | no |  |  | no |  |  | 1410096.723 | 15287183.627 |  | -1
node_8102704_200830978 |  |  | PQ | AD | 1001.678 | 8102704 | no | no |  |  | no |  |  | 1409913.641 | 15287330.052 |  | -1
node_8102704_200830979 |  |  | PQ | AD | 1001.678 | 8102704 | no | no |  |  | no |  |  | 1409757.158 | 15287467.031 |  | -1
node_8102704_200830985 |  |  | PQ | ABCN | 7199.558 | 8102704 | no | no |  |  | no |  |  | 1414829.639 | 15288416.933 |  | -1
node_8102704_200830986 |  |  | PQ | ABCN | 7199.558 | 8102704 | no | no |  |  | no |  |  | 1414956.057 | 15288513.892 |  | -1
node_8102704_200830989 |  |  | PQ | ABCN | 7199.558 | 8102704 | no | no |  |  | no |  |  | 1415133.04 | 15288617.068 |  | -1
node_8102704_200830990 |  |  | PQ | ABCN | 7199.558 | 8102704 | no | no |  |  | no |  |  | 1415301.249 | 15288726.511 |  | -1
node_8102704_200830991 |  |  | PQ | ABCN | 7199.558 | 8102704 | no | no |  |  | no |  |  | 1415471.184 | 15288834.248 |  | -1
node_8102704_200830993 |  |  | PQ | ABCN | 7199.558 | 8102704 | no | no |  |  | no |  |  | 1415666.152 | 15288941.562 |  | -1
node_8102704_200830998 |  |  | PQ | AN | 7199.558 | 8102704 | no | no |  |  | no |  |  | 1415426.936 | 15289442.526 |  | -1
node_8102704_200830999 |  |  | PQ | ABCN | 7199.558 | 8102704 | no | no |  |  | no |  |  | 1417208.629 | 15285719.969 |  | -1
node_8102704_200831000 |  |  | PQ | ABCN | 7199.558 | 8102704 | no | no |  |  | no |  |  | 1416726.083 | 15285228.215 |  | -1
node_8102704_200831001 |  |  | PQ | ABCN | 7199.558 | 8102704 | no | no |  |  | no |  |  | 1416825.956 | 15285300.797 |  | -1
node_8102704_200831002 |  |  | PQ | ABCN | 7199.558 | 8102704 | no | no |  |  | no |  |  | 1416945.814 | 15285395.209 |  | -1
node_8102704_200831003 |  |  | PQ | ABCN | 7199.558 | 8102704 | no | no |  |  | no |  |  | 1417067.982 | 15285489.536 |  | -1
node_8102704_200831004 |  |  | PQ | ABCN | 7199.558 | 8102704 | no | no |  |  | no |  |  | 1417154.512 | 15285559.145 |  | -1
node_8102704_200831005 |  |  | PQ | ABCN | 7199.558 | 8102704 | no | no |  |  | no |  |  | 1417225.801 | 15285619.852 |  | -1
node_8102704_200831007 |  |  | PQ | ABN | 7199.558 | 8102704 | no | no |  |  | no |  |  | 1418283.71 | 15283242.006 |  | -1
node_8102704_200831008 |  |  | PQ | ABN | 7199.558 | 8102704 | no | no |  |  | no |  |  | 1418438.251 | 15283299.813 |  | -1
node_8102704_200831009 |  |  | PQ | ABN | 7199.558 | 8102704 | no | no |  |  | no |  |  | 1418642.845 | 15283376.679 |  | -1
node_8102704_200831010 |  |  | PQ | ABN | 7199.558 | 8102704 | no | no |  |  | no |  |  | 1418814.611 | 15283439.441 |  | -1
node_8102704_200831011 |  |  | PQ | ABN | 7199.558 | 8102704 | no | no |  |  | no |  |  | 1418964.927 | 15283490.849 |  | -1
node_8102704_200831012 |  |  | PQ | ABN | 7199.558 | 8102704 | no | no |  |  | no |  |  | 1419133.456 | 15283549.319 |  | -1
node_8102704_200831013 |  |  | PQ | AN | 7199.558 | 8102704 | no | no |  |  | no |  |  | 1419222.26 | 15283420.109 |  | -1
node_8102704_200831015 |  |  | PQ | AN | 7199.558 | 8102704 | no | no |  |  | no |  |  | 1419282.166 | 15283286.572 |  | -1
node_8102704_200831017 |  |  | PQ | ABN | 7199.558 | 8102704 | no | no |  |  | no |  |  | 1419287.463 | 15283596.351 |  | -1
node_8102704_200831018 |  |  | PQ | ABN | 7199.558 | 8102704 | no | no |  |  | no |  |  | 1419445.894 | 15283654.98 |  | -1
node_8102704_200831019 |  |  | PQ | ABN | 7199.558 | 8102704 | no | no |  |  | no |  |  | 1419393.219 | 15283841.261 |  | -1
node_8102704_200831020 |  |  | PQ | ABN | 7199.558 | 8102704 | no | no |  |  | no |  |  | 1419352.241 | 15283980.797 |  | -1
node_8102704_200831021 |  |  | PQ | ABN | 7199.558 | 8102704 | no | no |  |  | no |  |  | 1419301.061 | 15284180.904 |  | -1
node_8102704_200831023 |  |  | PQ | ABN | 7199.558 | 8102704 | no | no |  |  | no |  |  | 1419207.345 | 15284395.669 |  | -1
node_8102704_200831027 |  |  | PQ | ABN | 7199.558 | 8102704 | no | no |  |  | no |  |  | 1419473.07 | 15283507.483 |  | -1
node_8102704_200831028 |  |  | PQ | ABN | 7199.558 | 8102704 | no | no |  |  | no |  |  | 1419517.325 | 15283318.936 |  | -1
node_8102704_200831029 |  |  | PQ | ABN | 7199.558 | 8102704 | no | no |  |  | no |  |  | 1419560.208 | 15283152.006 |  | -1
node_8102704_200831031 |  |  | PQ | ABN | 7199.558 | 8102704 | no | no |  |  | no |  |  | 1419665.433 | 15282974.704 |  | -1
node_8102704_200831032 |  |  | PQ | ABN | 7199.558 | 8102704 | no | no |  |  | no |  |  | 1419732.864 | 15282857.318 |  | -1
node_8102704_200831034 |  |  | PQ | AN | 7199.558 | 8102704 | no | no |  |  | no |  |  | 1418467.506 | 15282836.973 |  | -1
node_8102704_200831035 |  |  | PQ | AN | 7199.558 | 8102704 | no | no |  |  | no |  |  | 1418365.571 | 15282757.732 |  | -1
node_8102704_200831038 |  |  | PQ | ABN | 7199.558 | 8102704 | no | no |  |  | no |  |  | 1419716.727 | 15281430.872 |  | -1
node_8102704_200831039 |  |  | PQ | ABN | 7199.558 | 8102704 | no | no |  |  | no |  |  | 1419857.293 | 15281512.553 |  | -1
node_8102704_200831040 |  |  | PQ | ABN | 7199.558 | 8102704 | no | no |  |  | no |  |  | 1419949.271 | 15281556.249 |  | -1
node_8102704_200831041 |  |  | PQ | ABN | 7199.558 | 8102704 | no | no |  |  | no |  |  | 1420119.839 | 15281660.116 |  | -1
node_8102704_200831042 |  |  | PQ | ABN | 7199.558 | 8102704 | no | no |  |  | no |  |  | 1420280.41 | 15281754.422 |  | -1
node_8102704_200831482 |  |  | PQ | AN | 7199.558 | 8102704 | no | no |  |  | no |  |  | 1419018.519 | 15283704.359 |  | -1
node_8102704_200837572 |  |  | PQ | ABCN | 7199.558 | 8102704 | no | no |  |  | no |  |  | 1417871.586 | 15286725.41 |  | -1
node_8102704_200837573 |  |  | PQ | ABCN | 7199.558 | 8102704 | no | no |  |  | no |  |  | 1417506.397 | 15286192.576 |  | -1
node_8102704_200837574 |  |  | PQ | ABCN | 7199.558 | 8102704 | no | no |  |  | no |  |  | 1418759.919 | 15286768.893 |  | -1
node_8102704_200837575 |  |  | PQ | ABCN | 7199.558 | 8102704 | no | no |  |  | no |  |  | 1418539.403 | 15286599.464 |  | -1
node_8102704_200837576 |  |  | PQ | ABCN | 7199.558 | 8102704 | no | no |  |  | no |  |  | 1418358.186 | 15286444.081 |  | -1
node_8102704_200837577 |  |  | PQ | ABCN | 7199.558 | 8102704 | no | no |  |  | no |  |  | 1418188.993 | 15286304.188 |  | -1
node_8102704_200837578 |  |  | PQ | ABCN | 7199.558 | 8102704 | no | no |  |  | no |  |  | 1418001.776 | 15286162.565 |  | -1
node_8102704_200837579 |  |  | PQ | ABCN | 7199.558 | 8102704 | no | no |  |  | no |  |  | 1417951.587 | 15286157.358 |  | -1
node_8102704_200837580 |  |  | PQ | ABCN | 7199.558 | 8102704 | no | no |  |  | no |  |  | 1417725.796 | 15286178.784 |  | -1
node_8102704_200838554 |  |  | PQ | ABCN | 7199.558 | 8102704 | no | no |  |  | no |  |  | 1418913.867 | 15286882.045 |  | -1
node_8102704_200914815 |  |  | PQ | AN | 7199.558 | 8102704 | no | no |  |  | no |  |  | 1412853.228 | 15288426.804 |  | -1
node_8102704_200914817 |  |  | PQ | ABN | 7199.558 | 8102704 | no | no |  |  | no |  |  | 1418679.364 | 15283557.756 |  | -1
node_8102704_200914827 |  |  | PQ | AN | 7199.558 | 8102704 | no | no |  |  | no |  |  | 1413129.909 | 15285060.649 |  | -1
node_8102704_200951353 |  |  | PQ | AD | 1001.678 | 8102704 | no | no |  |  | no |  |  | 1412691.17 | 15285298.885 |  | -1
node_8102704_200963344 |  |  | PQ | AN | 7199.558 | 8102704 | no | no |  |  | no |  |  | 1414912.172 | 15285160.283 |  | -1
node_8102704_200968097 |  |  | PQ | AN | 7199.558 | 8102704 | no | no |  |  | no |  |  | 1415675.392 | 15289248.993 |  | -1
node_8102704_200974169 |  |  | PQ | ABCN | 7199.558 | 8102704 | no | no |  |  | no |  |  | 1413070.234 | 15289957.894 |  | -1
node_8102704_200975914 |  |  | PQ | AN | 7199.558 | 8102704 | no | no |  |  | no |  |  | 1411188.732 | 15289615.895 |  | -1
node_8102704_200980212 |  |  | PQ | ABCN | 7199.558 | 8102704 | no | no |  |  | no |  |  | 1420048.169 | 15280881.372 |  | -1
node_8102704_200980893 |  |  | PQ | ABCN | 7199.558 | 8102704 | no | no |  |  | no |  |  | 1415191.002 | 15287527.795 |  | -1
node_8102704_200981194 |  |  | PQ | ABCN | 7199.558 | 8102704 | no | no |  |  | no |  |  | 1415232.447 | 15287450.051 |  | -1
node_8102704_201007666 |  |  | PQ | ABCN | 7199.558 | 8102704 | no | no |  |  | no |  |  | 1415041.563 | 15288027.94 |  | -1
node_8102704_201011585 |  |  | PQ | ABCN | 7199.558 | 8102704 | no | no |  |  | no |  |  | 1415809.661 | 15286250.669 |  | -1
node_8102704_201014328 |  |  | PQ | AD | 1001.678 | 8102704 | no | no |  |  | no |  |  | 1412588.134 | 15286725.696 |  | -1
node_8102704_201025351 |  |  | PQ | AN | 7199.558 | 8102704 | no | no |  |  | no |  |  | 1411960.307 | 15289005.282 |  | -1
node_8102704_201055081 |  |  | PQ | AN | 7199.558 | 8102704 | no | no |  |  | no |  |  | 1410181.586 | 15290136.792 |  | -1
node_8102704_201055112 |  |  | PQ | AN | 7199.558 | 8102704 | no | no |  |  | no |  |  | 1412299.465 | 15288630.808 |  | -1
node_8102704_201055113 |  |  | PQ | AN | 7199.558 | 8102704 | no | no |  |  | no |  |  | 1412102.823 | 15288839.652 |  | -1
node_8102704_201055115 |  |  | PQ | AN | 7199.558 | 8102704 | no | no |  |  | no |  |  | 1411521.132 | 15289408.008 |  | -1
node_8102704_201055116 |  |  | PQ | AN | 7199.558 | 8102704 | no | no |  |  | no |  |  | 1411409.229 | 15289491.184 |  | -1
node_8102704_201055117 |  |  | PQ | AN | 7199.558 | 8102704 | no | no |  |  | no |  |  | 1410925.504 | 15289808.839 |  | -1
node_8102704_201055120 |  |  | PQ | AN | 7199.558 | 8102704 | no | no |  |  | no |  |  | 1410792.157 | 15289870.119 |  | -1
node_8102704_201055122 |  |  | PQ | AN | 7199.558 | 8102704 | no | no |  |  | no |  |  | 1410629.04 | 15289941.272 |  | -1
node_8102704_201055123 |  |  | PQ | AN | 7199.558 | 8102704 | no | no |  |  | no |  |  | 1410369.598 | 15290052.224 |  | -1
node_8102704_201055124 |  |  | PQ | AN | 7199.558 | 8102704 | no | no |  |  | no |  |  | 1410259.145 | 15290097.401 |  | -1
node_8102704_201055125 |  |  | PQ | AN | 7199.558 | 8102704 | no | no |  |  | no |  |  | 1409978.407 | 15290226.389 |  | -1
node_8102704_201055126 |  |  | PQ | AN | 7199.558 | 8102704 | no | no |  |  | no |  |  | 1409790.354 | 15290325.201 |  | -1
node_8102704_201055316 |  |  | PQ | AN | 7199.558 | 8102704 | no | no |  |  | no |  |  | 1411691.048 | 15289298.762 |  | -1
node_8102704_201060356 |  |  | PQ | AN | 7199.558 | 8102704 | no | no |  |  | no |  |  | 1414939.615 | 15284408.93 |  | -1
node_8102704_310004624 |  |  | PQ | AD | 1001.678 | 8102704 | no | no |  |  | no |  |  | 1407321.422 | 15288775.938 |  | -1
node_8102704_310009380 |  |  | PQ | AN | 1001.678 | 8102704 | no | no |  |  | no |  |  | 1410515.28 | 15287393.339 |  | -1
node_8102704_311846349 |  |  | PQ | ABCN | 7199.558 | 8102704 | no | no |  |  | no |  |  | 1416207.083 | 15285244.35 |  | -1
node_8102704_312076482 |  |  | PQ | AN | 1001.678 | 8102704 | no | no |  |  | no |  |  | 1408483.049 | 15288895.914 |  | -1
node_8102704_312082435 |  |  | PQ | ABCN | 7199.558 | 8102704 | no | no |  |  | no |  |  | 1416238.807 | 15285208.24 |  | -1
node_8102704_312082436 |  |  | PQ | ABCN | 7199.558 | 8102704 | no | no |  |  | no |  |  | 1416502.343 | 15284753.004 |  | -1
node_8102704_312089390 |  |  | PQ | ABCN | 7199.558 | 8102704 | no | no |  |  | no |  |  | 1412684.08 | 15288828.755 |  | -1
node_8102704_312090638 |  |  | PQ | AD | 1001.678 | 8102704 | no | no |  |  | no |  |  | 1412413.521 | 15287704.382 |  | -1
node_220388179 |  |  | PQ | AN | 7199.558 | 8102704 | no | no |  |  | no |  |  | 1412492.628 | 15288272.204 |  | -1
node_220465149 |  |  | PQ | AN | 1001.678 | 8102704 | no | no |  |  | no |  |  | 1412488.565 | 15288258.912 |  | -1
node_SOURCE_8102704 |  |  | SWING | ABCN | 7199.558 | 8102704 | no | no |  |  | no |  |  | 1419011.2 | 15286977.215 |  | -1
node_intto1_8102704_200829027 |  |  | PQ | ABCN | 7199.558 | 8102704 | no | no |  |  | no |  |  | 1414797.617 | 15288001.685 |  | -1
node_intto1_8102704_200829034 |  |  | PQ | ABN | 7199.558 | 8102704 | no | no |  |  | no |  |  | 1416999.171 | 15285007.342 |  | -1
node_intto1_8102704_200829552 |  |  | PQ | ABN | 7199.558 | 8102704 | no | no |  |  | no |  |  | 1419563.235 | 15281444.44 |  | -1
node_intto1_8102704_200829684 |  |  | PQ | AD | 1001.678 | 8102704 | no | no |  |  | no |  |  | 1408272.571 | 15287319.402 |  | -1
node_intto1_8102704_200829713 |  |  | PQ | AD | 1001.678 | 8102704 | no | no |  |  | no |  |  | 1412535.624 | 15286501.849 |  | -1
node_intto1_8102704_200829717 |  |  | PQ | AD | 1001.678 | 8102704 | no | no |  |  | no |  |  | 1410825.696 | 15286822.625 |  | -1
node_intto1_8102704_200829765 |  |  | PQ | AN | 7199.558 | 8102704 | no | no |  |  | no |  |  | 1412539.917 | 15284952.941 |  | -1
node_intto1_8102704_200829785 |  |  | PQ | ABN | 7199.558 | 8102704 | no | no |  |  | no |  |  | 1418634.056 | 15284896.364 |  | -1
node_intto1_8102704_200829835 |  |  | PQ | ABCN | 7199.558 | 8102704 | no | no |  |  | no |  |  | 1419601.11 | 15281811.932 |  | -1
node_intto1_8102704_200829837 |  |  | PQ | ABCN | 7199.558 | 8102704 | no | no |  |  | no |  |  | 1419659.561 | 15281949.366 |  | -1
node_intto1_8102704_200829951 |  |  | PQ | ABCN | 7199.558 | 8102704 | no | no |  |  | no |  |  | 1416537.645 | 15285286.292 |  | -1
node_intto1_8102704_200829974 |  |  | PQ | ABCN | 7199.558 | 8102704 | no | no |  |  | no |  |  | 1415324.289 | 15285093.155 |  | -1
node_intto1_8102704_200830304 |  |  | PQ | ABCN | 7199.558 | 8102704 | no | no |  |  | no |  |  | 1414467.536 | 15287401.457 |  | -1
node_intto1_8102704_200830331 |  |  | PQ | AN | 7199.558 | 8102704 | no | no |  |  | no |  |  | 1415739.309 | 15285948.979 |  | -1
node_intto1_8102704_200830335 |  |  | PQ | ABCN | 7199.558 | 8102704 | no | no |  |  | no |  |  | 1416291.655 | 15285664.577 |  | -1
node_intto1_8102704_200830339 |  |  | PQ | ABCN | 7199.558 | 8102704 | no | no |  |  | no |  |  | 1416564.784 | 15285318.213 |  | -1
node_intto1_8102704_200830345 |  |  | PQ | ABCN | 7199.558 | 8102704 | no | no |  |  | no |  |  | 1416665.884 | 15285183.523 |  | -1
node_intto1_8102704_200830352 |  |  | PQ | ABCN | 7199.558 | 8102704 | no | no |  |  | no |  |  | 1417241.455 | 15284559.534 |  | -1
node_intto1_8102704_200830357 |  |  | PQ | ABCN | 7199.558 | 8102704 | no | no |  |  | no |  |  | 1417433.14 | 15284174.369 |  | -1
node_intto1_8102704_200830372 |  |  | PQ | ABN | 7199.558 | 8102704 | no | no |  |  | no |  |  | 1418084.496 | 15283110.454 |  | -1
node_intto1_8102704_200830395 |  |  | PQ | ABCN | 7199.558 | 8102704 | no | no |  |  | no |  |  | 1419125.377 | 15282039.937 |  | -1
node_intto1_8102704_200830871 |  |  | PQ | ABCN | 7199.558 | 8102704 | no | no |  |  | no |  |  | 1414203.298 | 15289061.962 |  | -1
node_intto1_8102704_200830908 |  |  | PQ | ABCN | 7199.558 | 8102704 | no | no |  |  | no |  |  | 1413236.364 | 15288991.971 |  | -1
node_intto1_8102704_200830921 |  |  | PQ | AN | 7199.558 | 8102704 | no | no |  |  | no |  |  | 1411970.011 | 15288202.488 |  | -1
node_intto1_8102704_200830924 |  |  | PQ | AD | 1001.678 | 8102704 | no | no |  |  | no |  |  | 1412423.893 | 15288063.677 |  | -1
node_intto1_8102704_200830928 |  |  | PQ | AD | 1001.678 | 8102704 | no | no |  |  | no |  |  | 1412089.603 | 15286914.389 |  | -1
node_intto1_8102704_200830964 |  |  | PQ | AD | 1001.678 | 8102704 | no | no |  |  | no |  |  | 1408034.057 | 15287987.03 |  | -1
node_intto1_8102704_200830985 |  |  | PQ | ABCN | 7199.558 | 8102704 | no | no |  |  | no |  |  | 1414829.639 | 15288416.933 |  | -1
node_intto1_8102704_200831008 |  |  | PQ | ABN | 7199.558 | 8102704 | no | no |  |  | no |  |  | 1418438.251 | 15283299.813 |  | -1
node_intto1_8102704_200831034 |  |  | PQ | AN | 7199.558 | 8102704 | no | no |  |  | no |  |  | 1418467.506 | 15282836.973 |  | -1
node_intto1_8102704_200831039 |  |  | PQ | ABN | 7199.558 | 8102704 | no | no |  |  | no |  |  | 1419857.293 | 15281512.553 |  | -1
node_intto1_8102704_200914817 |  |  | PQ | ABN | 7199.558 | 8102704 | no | no |  |  | no |  |  | 1418679.364 | 15283557.756 |  | -1
node_intto1_8102704_200951353 |  |  | PQ | AD | 1001.678 | 8102704 | no | no |  |  | no |  |  | 1412691.17 | 15285298.885 |  | -1
node_intto1_8102704_200963344 |  |  | PQ | AN | 7199.558 | 8102704 | no | no |  |  | no |  |  | 1414912.172 | 15285160.283 |  | -1
node_intto1_8102704_200974169 |  |  | PQ | ABCN | 7199.558 | 8102704 | no | no |  |  | no |  |  | 1413070.234 | 15289957.894 |  | -1
node_intto1_8102704_201007666 |  |  | PQ | ABCN | 7199.558 | 8102704 | no | no |  |  | no |  |  | 1415041.563 | 15288027.94 |  | -1
node_intto1_8102704_201055112 |  |  | PQ | AN | 7199.558 | 8102704 | no | no |  |  | no |  |  | 1412299.465 | 15288630.808 |  | -1
node_intto1_8102704_312082435 |  |  | PQ | ABCN | 7199.558 | 8102704 | no | no |  |  | no |  |  | 1416238.807 | 15285208.24 |  | -1
node_intto1_220388179 |  |  | PQ | AN | 7199.558 | 8102704 | no | no |  |  | no |  |  | 1412492.628 | 15288272.204 |  | -1
node_intto1_220465149 |  |  | PQ | AN | 7199.558 | 8102704 | no | no |  |  | no |  |  | 1412488.565 | 15288258.912 |  | -1

## overhead_line
data_type | static
owner_type | feeder
owner | 8102704
object | overhead_line
name | groupid | phases | fr | to | length | configuration | dcircuit | selected | monitored | monitored_fields | class_monitored_fields | played | played_fields | comments | R | X | B | lim_kw
oh_line_8102704_200829034 |  | ABN | node_8102704_200830348 | node_intto1_8102704_200829034 | 154.157 | bal_2P_1/0AC_1/0AC(N) | 8102704 | no | no |  |  | no |  |  | 0 | 0 | 0 | 0
oh_line_8102704_200829036 |  | ABN | node_8102704_200829034 | node_8102704_200829036 | 65.007 | bal_2P_1/0AC_2/0CU(N) | 8102704 | no | no |  |  | no |  |  | 0 | 0 | 0 | 0
oh_line_8102704_200829037 |  | ABN | node_8102704_200829036 | node_8102704_200829037 | 111.691 | bal_2P_4CU_4CU(N) | 8102704 | no | no |  |  | no |  |  | 0 | 0 | 0 | 0
oh_line_8102704_200829038 |  | ABN | node_8102704_200829037 | node_8102704_200829038 | 119.913 | bal_2P_4CU_4CU(N) | 8102704 | no | no |  |  | no |  |  | 0 | 0 | 0 | 0
oh_line_8102704_200829039 |  | ABN | node_8102704_200829038 | node_8102704_200829039 | 229.851 | bal_2P_4CU_1/0AC(N) | 8102704 | no | no |  |  | no |  |  | 0 | 0 | 0 | 0
oh_line_8102704_200829040 |  | ABN | node_8102704_200829039 | node_8102704_200829040 | 91.14 | bal_2P_4CU_4/0AL(N) | 8102704 | no | no |  |  | no |  |  | 0 | 0 | 0 | 0
oh_line_8102704_200829041 |  | ABN | node_8102704_200829040 | node_8102704_200829041 | 200.673 | bal_2P_4CU_1/0AC(N) | 8102704 | no | no |  |  | no |  |  | 0 | 0 | 0 | 0
oh_line_8102704_200829042 |  | ABN | node_8102704_200829041 | node_8102704_200829042 | 152.416 | bal_2P_4CU_4/0AL(N) | 8102704 | no | no |  |  | no |  |  | 0 | 0 | 0 | 0
oh_line_8102704_200829044 |  | ABN | node_8102704_200829037 | node_8102704_200829044 | 146.431 | bal_2P_4CU_1/0AC(N) | 8102704 | no | no |  |  | no |  |  | 0 | 0 | 0 | 0
oh_line_8102704_200829045 |  | ABN | node_8102704_200829046 | node_8102704_200829045 | 89.493 | bal_2P_1/0AC_4/0AL(N) | 8102704 | no | no |  |  | no |  |  | 0 | 0 | 0 | 0
oh_line_8102704_200829046 |  | ABN | node_8102704_200829047 | node_8102704_200829046 | 154.909 | bal_2P_1/0AC_2/0CU(N) | 8102704 | no | no |  |  | no |  |  | 0 | 0 | 0 | 0
oh_line_8102704_200829047 |  | ABN | node_8102704_200829048 | node_8102704_200829047 | 134.004 | bal_2P_1/0AC_2/0CU(N) | 8102704 | no | no |  |  | no |  |  | 0 | 0 | 0 | 0
oh_line_8102704_200829048 |  | ABN | node_8102704_200829049 | node_8102704_200829048 | 173.812 | bal_2P_1/0AC_2/0CU(N) | 8102704 | no | no |  |  | no |  |  | 0 | 0 | 0 | 0
oh_line_8102704_200829049 |  | ABN | node_8102704_200914817 | node_8102704_200829049 | 158.877 | bal_2P_1/0AC_2/0CU(N) | 8102704 | no | no |  |  | no |  |  | 0 | 0 | 0 | 0
oh_line_8102704_200829050 |  | ABN | node_8102704_200914817 | node_8102704_200829050 | 316.258 | bal_2P_4CU_4CU(N) | 8102704 | no | no |  |  | no |  |  | 0 | 0 | 0 | 0
oh_line_8102704_200829051 |  | ABN | node_8102704_200829050 | node_8102704_200829051 | 154.591 | bal_2P_1/0AC_2CU(N) | 8102704 | no | no |  |  | no |  |  | 0 | 0 | 0 | 0
oh_line_8102704_200829052 |  | ABN | node_8102704_200829051 | node_8102704_200829052 | 142.82 | bal_2P_1/0AC_2CU(N) | 8102704 | no | no |  |  | no |  |  | 0 | 0 | 0 | 0
oh_line_8102704_200829053 |  | ABN | node_8102704_200829052 | node_8102704_200829053 | 140.832 | bal_2P_1/0AC_1/0AC(N) | 8102704 | no | no |  |  | no |  |  | 0 | 0 | 0 | 0
oh_line_8102704_200829054 |  | ABN | node_8102704_200829044 | node_8102704_200829054 | 119.733 | bal_2P_4CU_1/0AC(N) | 8102704 | no | no |  |  | no |  |  | 0 | 0 | 0 | 0
oh_line_8102704_200829055 |  | ABN | node_8102704_200829054 | node_8102704_200829055 | 113.396 | bal_2P_4CU_1/0AC(N) | 8102704 | no | no |  |  | no |  |  | 0 | 0 | 0 | 0
oh_line_8102704_200829061 |  | ABN | node_8102704_200829062 | node_8102704_200829061 | 183.418 | bal_2P_1/0AC_4/0AL(N) | 8102704 | no | no |  |  | no |  |  | 0 | 0 | 0 | 0
oh_line_8102704_200829062 |  | ABN | node_8102704_200829065 | node_8102704_200829062 | 204.4 | bal_2P_1/0AC_4/0AL(N) | 8102704 | no | no |  |  | no |  |  | 0 | 0 | 0 | 0
oh_line_8102704_200829065 |  | ABN | node_8102704_200829045 | node_8102704_200829065 | 105.402 | bal_2P_1/0AC_4/0AL(N) | 8102704 | no | no |  |  | no |  |  | 0 | 0 | 0 | 0
oh_line_8102704_200829364 |  | ABN | node_8102704_200829365 | node_8102704_200829364 | 164.039 | bal_2P_1/0AC_2/0CU(N) | 8102704 | no | no |  |  | no |  |  | 0 | 0 | 0 | 0
oh_line_8102704_200829365 |  | ABN | node_8102704_200829367 | node_8102704_200829365 | 126.321 | bal_2P_1/0AC_2/0CU(N) | 8102704 | no | no |  |  | no |  |  | 0 | 0 | 0 | 0
oh_line_8102704_200829367 |  | ABN | node_8102704_200829708 | node_8102704_200829367 | 76.024 | bal_2P_1/0AC_4/0AL(N) | 8102704 | no | no |  |  | no |  |  | 0 | 0 | 0 | 0
oh_line_8102704_200829415 |  | ABN | node_8102704_200829040 | node_8102704_200829415 | 68.088 | bal_2P_1/0AC_4/0AL(N) | 8102704 | no | no |  |  | no |  |  | 0 | 0 | 0 | 0
oh_line_8102704_200829416 |  | ABN | node_8102704_200829415 | node_8102704_200829416 | 97.647 | bal_2P_1/0AC_2CU(N) | 8102704 | no | no |  |  | no |  |  | 0 | 0 | 0 | 0
oh_line_8102704_200829417 |  | ABN | node_8102704_200829416 | node_8102704_200829417 | 170.22 | bal_2P_1/0AC_2CU(N) | 8102704 | no | no |  |  | no |  |  | 0 | 0 | 0 | 0
oh_line_8102704_200829418 |  | ABN | node_8102704_200829417 | node_8102704_200829418 | 164.105 | bal_2P_1/0AC_2CU(N) | 8102704 | no | no |  |  | no |  |  | 0 | 0 | 0 | 0
oh_line_8102704_200829419 |  | ABN | node_8102704_200829418 | node_8102704_200829419 | 191.887 | bal_2P_1/0AC_2CU(N) | 8102704 | no | no |  |  | no |  |  | 0 | 0 | 0 | 0
oh_line_8102704_200829420 |  | ABN | node_8102704_200829419 | node_8102704_200829420 | 82.215 | bal_2P_1/0AC_1/0AC(N) | 8102704 | no | no |  |  | no |  |  | 0 | 0 | 0 | 0
oh_line_8102704_200829552 |  | ABN | node_8102704_200830404 | node_intto1_8102704_200829552 | 23.94 | bal_2P_1/0AC_2/0CU(N) | 8102704 | no | no |  |  | no |  |  | 0 | 0 | 0 | 0
oh_line_8102704_200829553 |  | ABN | node_8102704_200829552 | node_8102704_200829553 | 142.567 | bal_2P_4CU_4CU(N) | 8102704 | no | no |  |  | no |  |  | 0 | 0 | 0 | 0
oh_line_8102704_200829555 |  | ABN | node_8102704_200829553 | node_8102704_200829555 | 150.102 | bal_2P_4CU_4CU(N) | 8102704 | no | no |  |  | no |  |  | 0 | 0 | 0 | 0
oh_line_8102704_200829556 |  | ABN | node_8102704_200829555 | node_8102704_200829556 | 23.35 | bal_2P_4CU_4CU(N) | 8102704 | no | no |  |  | no |  |  | 0 | 0 | 0 | 0
oh_line_8102704_200829560 |  | ABN | node_8102704_200829555 | node_8102704_200829560 | 190.809 | bal_2P_4CU_4CU(N) | 8102704 | no | no |  |  | no |  |  | 0 | 0 | 0 | 0
oh_line_8102704_200829561 |  | ABN | node_8102704_200829560 | node_8102704_200829561 | 166.941 | bal_2P_4CU_4CU(N) | 8102704 | no | no |  |  | no |  |  | 0 | 0 | 0 | 0
oh_line_8102704_200829563 |  | ABN | node_8102704_200829561 | node_8102704_200829563 | 165.299 | bal_2P_4CU_4CU(N) | 8102704 | no | no |  |  | no |  |  | 0 | 0 | 0 | 0
oh_line_8102704_200829564 |  | ABN | node_8102704_200829563 | node_8102704_200829564 | 138.638 | bal_2P_4CU_4CU(N) | 8102704 | no | no |  |  | no |  |  | 0 | 0 | 0 | 0
oh_line_8102704_200829667 |  | ABN | node_8102704_200829668 | node_8102704_200829667 | 193.191 | bal_2P_1/0AC_2/0CU(N) | 8102704 | no | no |  |  | no |  |  | 0 | 0 | 0 | 0
oh_line_8102704_200829668 |  | ABN | node_8102704_200829671 | node_8102704_200829668 | 143.317 | bal_2P_1/0AC_2/0CU(N) | 8102704 | no | no |  |  | no |  |  | 0 | 0 | 0 | 0
oh_line_8102704_200829671 |  | ABN | node_8102704_200829672 | node_8102704_200829671 | 149.858 | bal_2P_1/0AC_2/0CU(N) | 8102704 | no | no |  |  | no |  |  | 0 | 0 | 0 | 0
oh_line_8102704_200829672 |  | ABN | node_8102704_200829673 | node_8102704_200829672 | 139.962 | bal_2P_1/0AC_2/0CU(N) | 8102704 | no | no |  |  | no |  |  | 0 | 0 | 0 | 0
oh_line_8102704_200829673 |  | ABN | node_8102704_200829674 | node_8102704_200829673 | 133.767 | bal_2P_1/0AC_2/0CU(N) | 8102704 | no | no |  |  | no |  |  | 0 | 0 | 0 | 0
oh_line_8102704_200829674 |  | ABN | node_8102704_200830374 | node_8102704_200829674 | 120.382 | bal_2P_4CU_4/0AL(N) | 8102704 | no | no |  |  | no |  |  | 0 | 0 | 0 | 0
oh_line_8102704_200829675 |  | ABN | node_8102704_200829674 | node_8102704_200829675 | 134.254 | bal_2P_1/0AC_2/0CU(N) | 8102704 | no | no |  |  | no |  |  | 0 | 0 | 0 | 0
oh_line_8102704_200829676 |  | ABN | node_8102704_200829675 | node_8102704_200829676 | 138.519 | bal_2P_1/0AC_2/0CU(N) | 8102704 | no | no |  |  | no |  |  | 0 | 0 | 0 | 0
oh_line_8102704_200829677 |  | ABN | node_8102704_200829676 | node_8102704_200829677 | 140.515 | bal_2P_1/0AC_2/0CU(N) | 8102704 | no | no |  |  | no |  |  | 0 | 0 | 0 | 0
oh_line_8102704_200829678 |  | ABN | node_8102704_200829677 | node_8102704_200829678 | 143.617 | bal_2P_1/0AC_2/0CU(N) | 8102704 | no | no |  |  | no |  |  | 0 | 0 | 0 | 0
oh_line_8102704_200829679 |  | ABN | node_8102704_200829678 | node_8102704_200829679 | 89.312 | bal_2P_1/0AC_4/0AL(N) | 8102704 | no | no |  |  | no |  |  | 0 | 0 | 0 | 0
oh_line_8102704_200829680 |  | ABN | node_8102704_200829679 | node_8102704_200829680 | 222.854 | bal_2P_1/0AC_4/0AL(N) | 8102704 | no | no |  |  | no |  |  | 0 | 0 | 0 | 0
oh_line_8102704_200829683 |  | AD | node_8102704_200830963 | node_8102704_200829683 | 234.11 | bal_1P_2AC | 8102704 | no | no |  |  | no |  |  | 0 | 0 | 0 | 0
oh_line_8102704_200829684 |  | AD | node_8102704_200829683 | node_intto1_8102704_200829684 | 173.263 | bal_1P_2AC | 8102704 | no | no |  |  | no |  |  | 0 | 0 | 0 | 0
oh_line_8102704_200829685 |  | AD | node_8102704_200829684 | node_8102704_200829685 | 205.644 | bal_1P_2AC | 8102704 | no | no |  |  | no |  |  | 0 | 0 | 0 | 0
oh_line_8102704_200829686 |  | AD | node_8102704_200829685 | node_8102704_200829686 | 124.817 | bal_1P_2AC | 8102704 | no | no |  |  | no |  |  | 0 | 0 | 0 | 0
oh_line_8102704_200829687 |  | AD | node_8102704_200829686 | node_8102704_200829687 | 162.101 | bal_1P_2AC | 8102704 | no | no |  |  | no |  |  | 0 | 0 | 0 | 0
oh_line_8102704_200829688 |  | AD | node_8102704_200829687 | node_8102704_200829688 | 170.225 | bal_1P_2AC | 8102704 | no | no |  |  | no |  |  | 0 | 0 | 0 | 0
oh_line_8102704_200829690 |  | AD | node_8102704_200829688 | node_8102704_200829690 | 154.05 | bal_1P_2AC | 8102704 | no | no |  |  | no |  |  | 0 | 0 | 0 | 0
oh_line_8102704_200829691 |  | AD | node_8102704_200829690 | node_8102704_200829691 | 153.376 | bal_1P_2AC | 8102704 | no | no |  |  | no |  |  | 0 | 0 | 0 | 0
oh_line_8102704_200829692 |  | AD | node_8102704_200829691 | node_8102704_200829692 | 215.104 | bal_1P_2AC | 8102704 | no | no |  |  | no |  |  | 0 | 0 | 0 | 0
oh_line_8102704_200829693 |  | AD | node_8102704_200829692 | node_8102704_200829693 | 77.659 | bal_1P_1/0AA | 8102704 | no | no |  |  | no |  |  | 0 | 0 | 0 | 0
oh_line_8102704_200829694 |  | AD | node_8102704_200829693 | node_8102704_200829694 | 139.186 | bal_1P_1/0AA | 8102704 | no | no |  |  | no |  |  | 0 | 0 | 0 | 0
oh_line_8102704_200829695 |  | AD | node_8102704_200829692 | node_8102704_200829695 | 213.248 | bal_1P_1/0AC | 8102704 | no | no |  |  | no |  |  | 0 | 0 | 0 | 0
oh_line_8102704_200829696 |  | ABN | node_8102704_200829707 | node_8102704_200829696 | 143.741 | bal_2P_1/0AC_2/0CU(N) | 8102704 | no | no |  |  | no |  |  | 0 | 0 | 0 | 0
oh_line_8102704_200829697 |  | ABN | node_8102704_200829696 | node_8102704_200829697 | 106.293 | bal_2P_1/0AC_2/0CU(N) | 8102704 | no | no |  |  | no |  |  | 0 | 0 | 0 | 0
oh_line_8102704_200829698 |  | ABN | node_8102704_200829697 | node_8102704_200829698 | 173.046 | bal_2P_1/0AC_4/0AL(N) | 8102704 | no | no |  |  | no |  |  | 0 | 0 | 0 | 0
oh_line_8102704_200829699 |  | ABN | node_8102704_200829698 | node_8102704_200829699 | 176.228 | bal_2P_1/0AC_4/0AL(N) | 8102704 | no | no |  |  | no |  |  | 0 | 0 | 0 | 0
oh_line_8102704_200829700 |  | ABN | node_8102704_200829699 | node_8102704_200829700 | 146.718 | bal_2P_1/0AC_4/0AL(N) | 8102704 | no | no |  |  | no |  |  | 0 | 0 | 0 | 0
oh_line_8102704_200829703 |  | ABN | node_8102704_200829698 | node_8102704_200829703 | 194.126 | bal_2P_1/0AC_4/0AL(N) | 8102704 | no | no |  |  | no |  |  | 0 | 0 | 0 | 0
oh_line_8102704_200829704 |  | ABN | node_8102704_200829703 | node_8102704_200829704 | 183.944 | bal_2P_1/0AC_4/0AL(N) | 8102704 | no | no |  |  | no |  |  | 0 | 0 | 0 | 0
oh_line_8102704_200829705 |  | ABN | node_8102704_200829704 | node_8102704_200829705 | 170.612 | bal_2P_1/0AC_4/0AL(N) | 8102704 | no | no |  |  | no |  |  | 0 | 0 | 0 | 0
oh_line_8102704_200829707 |  | ABN | node_8102704_200829708 | node_8102704_200829707 | 170.552 | bal_2P_1/0AC_2/0CU(N) | 8102704 | no | no |  |  | no |  |  | 0 | 0 | 0 | 0
oh_line_8102704_200829708 |  | ABN | node_8102704_200829709 | node_8102704_200829708 | 173.455 | bal_2P_1/0AC_1/0AC(N) | 8102704 | no | no |  |  | no |  |  | 0 | 0 | 0 | 0
oh_line_8102704_200829709 |  | ABN | node_8102704_200829710 | node_8102704_200829709 | 172.963 | bal_2P_1/0AC_2/0CU(N) | 8102704 | no | no |  |  | no |  |  | 0 | 0 | 0 | 0
oh_line_8102704_200829710 |  | ABN | node_8102704_200829420 | node_8102704_200829710 | 127.657 | bal_2P_1/0AC_1/0AC(N) | 8102704 | no | no |  |  | no |  |  | 0 | 0 | 0 | 0
oh_line_8102704_200829711 |  | ABN | node_8102704_200829710 | node_8102704_200829711 | 159.264 | bal_2P_1/0AC_2/0CU(N) | 8102704 | no | no |  |  | no |  |  | 0 | 0 | 0 | 0
oh_line_8102704_200829713 |  | AD | node_8102704_200830888 | node_intto1_8102704_200829713 | 69.581 | bal_1P_2AC | 8102704 | no | no |  |  | no |  |  | 0 | 0 | 0 | 0
oh_line_8102704_200829715 |  | AD | node_8102704_200829713 | node_8102704_200829715 | 171.9 | bal_1P_2AC | 8102704 | no | no |  |  | no |  |  | 0 | 0 | 0 | 0
oh_line_8102704_200829716 |  | AD | node_8102704_200829729 | node_8102704_200829716 | 199.4 | bal_1P_2AC | 8102704 | no | no |  |  | no |  |  | 0 | 0 | 0 | 0
oh_line_8102704_200829717 |  | AD | node_8102704_200829716 | node_intto1_8102704_200829717 | 237.232 | bal_1P_2AC | 8102704 | no | no |  |  | no |  |  | 0 | 0 | 0 | 0
oh_line_8102704_200829718 |  | AD | node_8102704_200829715 | node_8102704_200829718 | 155.67 | bal_1P_1/0AA | 8102704 | no | no |  |  | no |  |  | 0 | 0 | 0 | 0
oh_line_8102704_200829719 |  | AD | node_8102704_200829718 | node_8102704_200829719 | 46.798 | bal_1P_1/0AA | 8102704 | no | no |  |  | no |  |  | 0 | 0 | 0 | 0
oh_line_8102704_200829720 |  | AD | node_8102704_200829719 | node_8102704_200829720 | 275.318 | bal_1P_1/0AA | 8102704 | no | no |  |  | no |  |  | 0 | 0 | 0 | 0
oh_line_8102704_200829721 |  | AD | node_8102704_200829720 | node_8102704_200829721 | 51.458 | bal_1P_1/0AA | 8102704 | no | no |  |  | no |  |  | 0 | 0 | 0 | 0
oh_line_8102704_200829722 |  | AD | node_8102704_200829720 | node_8102704_200829722 | 171.138 | bal_1P_1/0AA | 8102704 | no | no |  |  | no |  |  | 0 | 0 | 0 | 0
oh_line_8102704_200829724 |  | AD | node_8102704_200829720 | node_8102704_200829724 | 263.471 | bal_1P_2AC | 8102704 | no | no |  |  | no |  |  | 0 | 0 | 0 | 0
oh_line_8102704_200829725 |  | AD | node_8102704_200829724 | node_8102704_200829725 | 290.114 | bal_1P_2AC | 8102704 | no | no |  |  | no |  |  | 0 | 0 | 0 | 0
oh_line_8102704_200829727 |  | AD | node_8102704_200829725 | node_8102704_200829727 | 130.345 | bal_1P_2AC | 8102704 | no | no |  |  | no |  |  | 0 | 0 | 0 | 0
oh_line_8102704_200829728 |  | AD | node_8102704_200829727 | node_8102704_200829728 | 287.573 | bal_1P_2AC | 8102704 | no | no |  |  | no |  |  | 0 | 0 | 0 | 0
oh_line_8102704_200829729 |  | AD | node_8102704_200829728 | node_8102704_200829729 | 236.561 | bal_1P_2AC | 8102704 | no | no |  |  | no |  |  | 0 | 0 | 0 | 0
oh_line_8102704_200829765 |  | AN | node_8102704_200830902 | node_intto1_8102704_200829765 | 329.121 | bal_1P_2AC_2AC(N) | 8102704 | no | no |  |  | no |  |  | 0 | 0 | 0 | 0
oh_line_8102704_200829766 |  | AN | node_8102704_200829765 | node_8102704_200829766 | 97.902 | bal_1P_2AC_2AC(N) | 8102704 | no | no |  |  | no |  |  | 0 | 0 | 0 | 0
oh_line_8102704_200829767 |  | AN | node_8102704_200829766 | node_8102704_200829767 | 118.041 | bal_1P_2AC_2AC(N) | 8102704 | no | no |  |  | no |  |  | 0 | 0 | 0 | 0
oh_line_8102704_200829769 |  | AN | node_8102704_200829767 | node_8102704_200829769 | 114.069 | bal_1P_2AC_2AC(N) | 8102704 | no | no |  |  | no |  |  | 0 | 0 | 0 | 0
oh_line_8102704_200829770 |  | AN | node_8102704_200829769 | node_8102704_200829770 | 200.787 | bal_1P_2AC_2AC(N) | 8102704 | no | no |  |  | no |  |  | 0 | 0 | 0 | 0
oh_line_8102704_200829771 |  | AN | node_8102704_200829770 | node_8102704_200829771 | 184.041 | bal_1P_2AC_2AC(N) | 8102704 | no | no |  |  | no |  |  | 0 | 0 | 0 | 0
oh_line_8102704_200829772 |  | AN | node_8102704_200829771 | node_8102704_200829772 | 72.248 | bal_1P_1/0AC_1/0AC(N) | 8102704 | no | no |  |  | no |  |  | 0 | 0 | 0 | 0
oh_line_8102704_200829773 |  | AN | node_8102704_200829772 | node_8102704_200829773 | 190.497 | bal_1P_1/0AC_1/0AC(N) | 8102704 | no | no |  |  | no |  |  | 0 | 0 | 0 | 0
oh_line_8102704_200829775 |  | AN | node_8102704_200829771 | node_8102704_200829775 | 214.059 | bal_1P_1/0AA_1/0AA(N) | 8102704 | no | no |  |  | no |  |  | 0 | 0 | 0 | 0
oh_line_8102704_200829776 |  | AN | node_8102704_200829775 | node_8102704_200829776 | 193.832 | bal_1P_1/0AA_1/0AA(N) | 8102704 | no | no |  |  | no |  |  | 0 | 0 | 0 | 0
oh_line_8102704_200829777 |  | ABN | node_8102704_200829779 | node_8102704_200829777 | 114.661 | bal_2P_1/0AC_4/0AL(N) | 8102704 | no | no |  |  | no |  |  | 0 | 0 | 0 | 0
oh_line_8102704_200829779 |  | ABN | node_8102704_200829781 | node_8102704_200829779 | 217.909 | bal_2P_1/0AC_4/0AL(N) | 8102704 | no | no |  |  | no |  |  | 0 | 0 | 0 | 0
oh_line_8102704_200829781 |  | ABN | node_8102704_200829782 | node_8102704_200829781 | 187.189 | bal_2P_1/0AC_4/0AL(N) | 8102704 | no | no |  |  | no |  |  | 0 | 0 | 0 | 0
oh_line_8102704_200829782 |  | ABN | node_8102704_200829783 | node_8102704_200829782 | 130.122 | bal_2P_1/0AC_4/0AL(N) | 8102704 | no | no |  |  | no |  |  | 0 | 0 | 0 | 0
oh_line_8102704_200829783 |  | ABN | node_8102704_200829667 | node_8102704_200829783 | 26.67 | bal_2P_1/0AC_1/0AC(N) | 8102704 | no | no |  |  | no |  |  | 0 | 0 | 0 | 0
oh_line_8102704_200829784 |  | ABN | node_8102704_200829696 | node_8102704_200829784 | 35.551 | bal_2P_1/0AC_1/0AC(N) | 8102704 | no | no |  |  | no |  |  | 0 | 0 | 0 | 0
oh_line_8102704_200829785 |  | ABN | node_8102704_200829784 | node_intto1_8102704_200829785 | 186.483 | bal_2P_1/0AC_4/0AL(N) | 8102704 | no | no |  |  | no |  |  | 0 | 0 | 0 | 0
oh_line_8102704_200829786 |  | ABN | node_8102704_200829785 | node_8102704_200829786 | 134.629 | bal_2P_1/0AC_4/0AL(N) | 8102704 | no | no |  |  | no |  |  | 0 | 0 | 0 | 0
oh_line_8102704_200829787 |  | ABN | node_8102704_200829786 | node_8102704_200829787 | 128.548 | bal_2P_1/0AC_4/0AL(N) | 8102704 | no | no |  |  | no |  |  | 0 | 0 | 0 | 0
oh_line_8102704_200829788 |  | ABN | node_8102704_200829787 | node_8102704_200829788 | 211.208 | bal_2P_1/0AC_4/0AL(N) | 8102704 | no | no |  |  | no |  |  | 0 | 0 | 0 | 0
oh_line_8102704_200829789 |  | ABN | node_8102704_200829788 | node_8102704_200829789 | 164.596 | bal_2P_1/0AC_4/0AL(N) | 8102704 | no | no |  |  | no |  |  | 0 | 0 | 0 | 0
oh_line_8102704_200829790 |  | ABN | node_8102704_200829789 | node_8102704_200829790 | 131.958 | bal_2P_1/0AC_4/0AL(N) | 8102704 | no | no |  |  | no |  |  | 0 | 0 | 0 | 0
oh_line_8102704_200829791 |  | ABN | node_8102704_200829790 | node_8102704_200829791 | 146.949 | bal_2P_1/0AC_4/0AL(N) | 8102704 | no | no |  |  | no |  |  | 0 | 0 | 0 | 0
oh_line_8102704_200829819 |  | ABN | node_8102704_200829053 | node_8102704_200829819 | 67.814 | bal_2P_1/0AC_4/0AL(N) | 8102704 | no | no |  |  | no |  |  | 0 | 0 | 0 | 0
oh_line_8102704_200829820 |  | ABN | node_8102704_200829819 | node_8102704_200829820 | 189.305 | bal_2P_1/0AC_4/0AL(N) | 8102704 | no | no |  |  | no |  |  | 0 | 0 | 0 | 0
oh_line_8102704_200829821 |  | ABN | node_8102704_200829820 | node_8102704_200829821 | 186.705 | bal_2P_1/0AC_4/0AL(N) | 8102704 | no | no |  |  | no |  |  | 0 | 0 | 0 | 0
oh_line_8102704_200829822 |  | ABN | node_8102704_200829821 | node_8102704_200829822 | 160.608 | bal_2P_1/0AC_4/0AL(N) | 8102704 | no | no |  |  | no |  |  | 0 | 0 | 0 | 0
oh_line_8102704_200829823 |  | ABN | node_8102704_200829791 | node_8102704_200829823 | 242.276 | bal_2P_1/0AC_4/0AL(N) | 8102704 | no | no |  |  | no |  |  | 0 | 0 | 0 | 0
oh_line_8102704_200829824 |  | ABN | node_8102704_200829823 | node_8102704_200829824 | 215.517 | bal_2P_1/0AC_4/0AL(N) | 8102704 | no | no |  |  | no |  |  | 0 | 0 | 0 | 0
oh_line_8102704_200829825 |  | ABN | node_8102704_200829824 | node_8102704_200829825 | 170.506 | bal_2P_1/0AC_4/0AL(N) | 8102704 | no | no |  |  | no |  |  | 0 | 0 | 0 | 0
oh_line_8102704_200829826 |  | ABN | node_8102704_200829825 | node_8102704_200829826 | 176.725 | bal_2P_1/0AC_4/0AL(N) | 8102704 | no | no |  |  | no |  |  | 0 | 0 | 0 | 0
oh_line_8102704_200829827 |  | ABN | node_8102704_200829826 | node_8102704_200829827 | 192.241 | bal_2P_1/0AC_4/0AL(N) | 8102704 | no | no |  |  | no |  |  | 0 | 0 | 0 | 0
oh_line_8102704_200829828 |  | ABN | node_8102704_200829827 | node_8102704_200829828 | 150.379 | bal_2P_1/0AC_4/0AL(N) | 8102704 | no | no |  |  | no |  |  | 0 | 0 | 0 | 0
oh_line_8102704_200829829 |  | ABN | node_8102704_200829826 | node_8102704_200829829 | 160.358 | bal_2P_1/0AC_4/0AL(N) | 8102704 | no | no |  |  | no |  |  | 0 | 0 | 0 | 0
oh_line_8102704_200829830 |  | ABN | node_8102704_200829829 | node_8102704_200829830 | 150.562 | bal_2P_1/0AC_4/0AL(N) | 8102704 | no | no |  |  | no |  |  | 0 | 0 | 0 | 0
oh_line_8102704_200829832 |  | ABCN | node_8102704_200830400 | node_8102704_200829832 | 94.641 | bal_3P_1/0AC_1/0AC(N) | 8102704 | no | no |  |  | no |  |  | 0 | 0 | 0 | 0
oh_line_8102704_200829835 |  | ABCN | node_8102704_200829832 | node_intto1_8102704_200829835 | 142.296 | bal_3P_1/0AC_1/0AC(N) | 8102704 | no | no |  |  | no |  |  | 0 | 0 | 0 | 0
oh_line_8102704_200829836 |  | ABCN | node_8102704_200829835 | node_8102704_200829836 | 139.892 | bal_3P_1/0AC_1/0AC(N) | 8102704 | no | no |  |  | no |  |  | 0 | 0 | 0 | 0
oh_line_8102704_200829837 |  | ABCN | node_8102704_200829836 | node_intto1_8102704_200829837 | 92.893 | bal_3P_1/0AC_1/0AC(N) | 8102704 | no | no |  |  | no |  |  | 0 | 0 | 0 | 0
oh_line_8102704_200829838 |  | ABN | node_8102704_200829836 | node_8102704_200829838 | 141.16 | bal_2P_1/0AC_4/0AL(N) | 8102704 | no | no |  |  | no |  |  | 0 | 0 | 0 | 0
oh_line_8102704_200829839 |  | ABN | node_8102704_200829838 | node_8102704_200829839 | 90.582 | bal_2P_1/0AC_4/0AL(N) | 8102704 | no | no |  |  | no |  |  | 0 | 0 | 0 | 0
oh_line_8102704_200829840 |  | ABN | node_8102704_200829839 | node_8102704_200829840 | 120.728 | bal_2P_1/0AC_4/0AL(N) | 8102704 | no | no |  |  | no |  |  | 0 | 0 | 0 | 0
oh_line_8102704_200829841 |  | ABN | node_8102704_200829840 | node_8102704_200829841 | 101.521 | bal_2P_1/0AC_1/0AC(N) | 8102704 | no | no |  |  | no |  |  | 0 | 0 | 0 | 0
oh_line_8102704_200829842 |  | ABN | node_8102704_200829841 | node_8102704_200829842 | 173.917 | bal_2P_1/0AC_1/0AC(N) | 8102704 | no | no |  |  | no |  |  | 0 | 0 | 0 | 0
oh_line_8102704_200829843 |  | AN | node_8102704_200829840 | node_8102704_200829843 | 188.312 | bal_1P_1/0AC_4/0AL(N) | 8102704 | no | no |  |  | no |  |  | 0 | 0 | 0 | 0
oh_line_8102704_200829844 |  | AN | node_8102704_200829843 | node_8102704_200829844 | 150.146 | bal_1P_1/0AC_4/0AL(N) | 8102704 | no | no |  |  | no |  |  | 0 | 0 | 0 | 0
oh_line_8102704_200829845 |  | AN | node_8102704_200829844 | node_8102704_200829845 | 141.487 | bal_1P_1/0AC_4/0AL(N) | 8102704 | no | no |  |  | no |  |  | 0 | 0 | 0 | 0
oh_line_8102704_200829871 |  | ABN | node_8102704_200829839 | node_8102704_200829871 | 117.103 | bal_2P_1/0AC_4/0AL(N) | 8102704 | no | no |  |  | no |  |  | 0 | 0 | 0 | 0
oh_line_8102704_200829872 |  | ABN | node_8102704_200829871 | node_8102704_200829872 | 157.845 | bal_2P_1/0AC_4/0AL(N) | 8102704 | no | no |  |  | no |  |  | 0 | 0 | 0 | 0
oh_line_8102704_200829873 |  | ABN | node_8102704_200829872 | node_8102704_200829873 | 108.928 | bal_2P_1/0AC_4/0AL(N) | 8102704 | no | no |  |  | no |  |  | 0 | 0 | 0 | 0
oh_line_8102704_200829875 |  | ABN | node_8102704_200829873 | node_8102704_200829875 | 162.922 | bal_2P_1/0AC_4/0AL(N) | 8102704 | no | no |  |  | no |  |  | 0 | 0 | 0 | 0
oh_line_8102704_200829950 |  | AN | node_8102704_200829979 | node_8102704_200829950 | 100.451 | bal_1P_4/0AL_1/0AC(N) | 8102704 | no | no |  |  | no |  |  | 0 | 0 | 0 | 0
oh_line_8102704_200829951 |  | ABCN | node_8102704_200830339 | node_intto1_8102704_200829951 | 41.898 | bal_3P_477AL_4/0AL(N) | 8102704 | no | no |  |  | no |  |  | 0 | 0 | 0 | 0
oh_line_8102704_200829952 |  | AN | node_8102704_200829973 | node_8102704_200829952 | 259.057 | bal_1P_1/0AA_1/0AA(N) | 8102704 | no | no |  |  | no |  |  | 0 | 0 | 0 | 0
oh_line_8102704_200829954 |  | AN | node_8102704_200963344 | node_8102704_200829954 | 284.211 | bal_1P_1/0AA_1/0AA(N) | 8102704 | no | no |  |  | no |  |  | 0 | 0 | 0 | 0
oh_line_8102704_200829957 |  | AN | node_8102704_200829954 | node_8102704_200829957 | 388.643 | bal_1P_1/0AA_1/0AA(N) | 8102704 | no | no |  |  | no |  |  | 0 | 0 | 0 | 0
oh_line_8102704_200829959 |  | AN | node_8102704_200829957 | node_8102704_200829959 | 318.069 | bal_1P_1/0AA_1/0AA(N) | 8102704 | no | no |  |  | no |  |  | 0 | 0 | 0 | 0
oh_line_8102704_200829963 |  | AN | node_8102704_200829959 | node_8102704_200829963 | 197.899 | bal_1P_1/0AA_1/0AA(N) | 8102704 | no | no |  |  | no |  |  | 0 | 0 | 0 | 0
oh_line_8102704_200829965 |  | AN | node_8102704_200829963 | node_8102704_200829965 | 255.156 | bal_1P_1/0AA_1/0AA(N) | 8102704 | no | no |  |  | no |  |  | 0 | 0 | 0 | 0
oh_line_8102704_200829967 |  | ABCN | node_8102704_200829951 | node_8102704_200829967 | 148.566 | bal_3P_477AL_4/0AL(N) | 8102704 | no | no |  |  | no |  |  | 0 | 0 | 0 | 0
oh_line_8102704_200829968 |  | ABCN | node_8102704_200829967 | node_8102704_200829968 | 144.231 | bal_3P_477AL_4/0AL(N) | 8102704 | no | no |  |  | no |  |  | 0 | 0 | 0 | 0
oh_line_8102704_200829969 |  | ABCN | node_8102704_311846349 | node_8102704_200829969 | 159.687 | bal_3P_477AL_4/0AL(N) | 8102704 | no | no |  |  | no |  |  | 0 | 0 | 0 | 0
oh_line_8102704_200829970 |  | ABCN | node_8102704_200829969 | node_8102704_200829970 | 195.977 | bal_3P_477AL_4/0AL(N) | 8102704 | no | no |  |  | no |  |  | 0 | 0 | 0 | 0
oh_line_8102704_200829971 |  | ABCN | node_8102704_200829970 | node_8102704_200829971 | 207.335 | bal_3P_477AL_4/0AL(N) | 8102704 | no | no |  |  | no |  |  | 0 | 0 | 0 | 0
oh_line_8102704_200829972 |  | ABCN | node_8102704_200829971 | node_8102704_200829972 | 212.407 | bal_3P_477AL_4/0AL(N) | 8102704 | no | no |  |  | no |  |  | 0 | 0 | 0 | 0
oh_line_8102704_200829973 |  | ABCN | node_8102704_200829972 | node_8102704_200829973 | 155.493 | bal_3P_477AL_4/0AL(N) | 8102704 | no | no |  |  | no |  |  | 0 | 0 | 0 | 0
oh_line_8102704_200829974 |  | ABCN | node_8102704_200829973 | node_intto1_8102704_200829974 | 104.536 | bal_3P_4/0AL_1/0AC(N) | 8102704 | no | no |  |  | no |  |  | 0 | 0 | 0 | 0
oh_line_8102704_200829975 |  | ABCN | node_8102704_200829974 | node_8102704_200829975 | 223.157 | bal_3P_4/0AL_1/0AC(N) | 8102704 | no | no |  |  | no |  |  | 0 | 0 | 0 | 0
oh_line_8102704_200829976 |  | ABCN | node_8102704_200829975 | node_8102704_200829976 | 231.842 | bal_3P_4/0AL_1/0AC(N) | 8102704 | no | no |  |  | no |  |  | 0 | 0 | 0 | 0
oh_line_8102704_200829977 |  | ABCN | node_8102704_200829976 | node_8102704_200829977 | 230.09 | bal_3P_4/0AL_1/0AC(N) | 8102704 | no | no |  |  | no |  |  | 0 | 0 | 0 | 0
oh_line_8102704_200829978 |  | ABCN | node_8102704_200829977 | node_8102704_200829978 | 225.033 | bal_3P_4/0AL_1/0AC(N) | 8102704 | no | no |  |  | no |  |  | 0 | 0 | 0 | 0
oh_line_8102704_200829979 |  | AN | node_8102704_200829978 | node_8102704_200829979 | 73.535 | bal_1P_4/0AL_1/0AC(N) | 8102704 | no | no |  |  | no |  |  | 0 | 0 | 0 | 0
oh_line_8102704_200830173 |  | ABCN | node_8102704_312089390 | node_8102704_200830173 | 2441.383 | bal_3P_WYECUST | 8102704 | no | no |  |  | no |  |  | 0 | 0 | 0 | 0
oh_line_8102704_200830230 |  | AN | node_8102704_200963344 | node_8102704_200830230 | 207.767 | bal_1P_1/0AA_1/0AA(N) | 8102704 | no | no |  |  | no |  |  | 0 | 0 | 0 | 0
oh_line_8102704_200830233 |  | AN | node_8102704_200830249 | node_8102704_200830233 | 406.424 | bal_1P_2AC_2AC(N) | 8102704 | no | no |  |  | no |  |  | 0 | 0 | 0 | 0
oh_line_8102704_200830234 |  | AN | node_8102704_200830233 | node_8102704_200830234 | 378.707 | bal_1P_2AC_2AC(N) | 8102704 | no | no |  |  | no |  |  | 0 | 0 | 0 | 0
oh_line_8102704_200830235 |  | AN | node_8102704_200830234 | node_8102704_200830235 | 179.595 | bal_1P_2AC_2AC(N) | 8102704 | no | no |  |  | no |  |  | 0 | 0 | 0 | 0
oh_line_8102704_200830236 |  | AN | node_8102704_200830235 | node_8102704_200830236 | 133.604 | bal_1P_1/0AA_1/0AA(N) | 8102704 | no | no |  |  | no |  |  | 0 | 0 | 0 | 0
oh_line_8102704_200830237 |  | AN | node_8102704_200830236 | node_8102704_200830237 | 127.496 | bal_1P_1/0AA_1/0AA(N) | 8102704 | no | no |  |  | no |  |  | 0 | 0 | 0 | 0
oh_line_8102704_200830238 |  | AN | node_8102704_200830237 | node_8102704_200830238 | 128.971 | bal_1P_1/0AA_1/0AA(N) | 8102704 | no | no |  |  | no |  |  | 0 | 0 | 0 | 0
oh_line_8102704_200830239 |  | AN | node_8102704_200830230 | node_8102704_200830239 | 140.539 | bal_1P_1/0AA_1/0AA(N) | 8102704 | no | no |  |  | no |  |  | 0 | 0 | 0 | 0
oh_line_8102704_200830242 |  | AN | node_8102704_200830239 | node_8102704_200830242 | 188.269 | bal_1P_1/0AA_1/0AA(N) | 8102704 | no | no |  |  | no |  |  | 0 | 0 | 0 | 0
oh_line_8102704_200830244 |  | AN | node_8102704_201060356 | node_8102704_200830244 | 117.133 | bal_1P_1/0AA_1/0AA(N) | 8102704 | no | no |  |  | no |  |  | 0 | 0 | 0 | 0
oh_line_8102704_200830245 |  | AN | node_8102704_200830244 | node_8102704_200830245 | 312.798 | bal_1P_1/0AA_1/0AA(N) | 8102704 | no | no |  |  | no |  |  | 0 | 0 | 0 | 0
oh_line_8102704_200830246 |  | AN | node_8102704_200830245 | node_8102704_200830246 | 273.186 | bal_1P_2AC_2AC(N) | 8102704 | no | no |  |  | no |  |  | 0 | 0 | 0 | 0
oh_line_8102704_200830247 |  | AN | node_8102704_200830246 | node_8102704_200830247 | 458.681 | bal_1P_2AC_2AC(N) | 8102704 | no | no |  |  | no |  |  | 0 | 0 | 0 | 0
oh_line_8102704_200830248 |  | AN | node_8102704_200830247 | node_8102704_200830248 | 268.576 | bal_1P_2AC_2AC(N) | 8102704 | no | no |  |  | no |  |  | 0 | 0 | 0 | 0
oh_line_8102704_200830249 |  | AN | node_8102704_200830248 | node_8102704_200830249 | 219.561 | bal_1P_2AC_2AC(N) | 8102704 | no | no |  |  | no |  |  | 0 | 0 | 0 | 0
oh_line_8102704_200830314 |  | ABCN | node_8102704_200830316 | node_8102704_200830314 | 132.442 | bal_3P_477AL_4/0AL(N) | 8102704 | no | no |  |  | no |  |  | 0 | 0 | 0 | 0
oh_line_8102704_200830316 |  | ABCN | node_8102704_200830317 | node_8102704_200830316 | 128.1 | bal_3P_477AL_4/0AL(N) | 8102704 | no | no |  |  | no |  |  | 0 | 0 | 0 | 0
oh_line_8102704_200830317 |  | ABCN | node_8102704_200830318 | node_8102704_200830317 | 126.698 | bal_3P_477AL_4/0AL(N) | 8102704 | no | no |  |  | no |  |  | 0 | 0 | 0 | 0
oh_line_8102704_200830318 |  | ABCN | node_8102704_200830322 | node_8102704_200830318 | 172.287 | bal_3P_477AL_1/0AC(N) | 8102704 | no | no |  |  | no |  |  | 0 | 0 | 0 | 0
oh_line_8102704_200830319 |  | ABN | node_8102704_200830318 | node_8102704_200830319 | 223.574 | bal_2P_2AC_1/0AA(N) | 8102704 | no | no |  |  | no |  |  | 0 | 0 | 0 | 0
oh_line_8102704_200830322 |  | ABCN | node_8102704_200830323 | node_8102704_200830322 | 157.109 | bal_3P_477AL_4/0AL(N) | 8102704 | no | no |  |  | no |  |  | 0 | 0 | 0 | 0
oh_line_8102704_200830323 |  | ABCN | node_8102704_200830324 | node_8102704_200830323 | 167.976 | bal_3P_477AL_4/0AL(N) | 8102704 | no | no |  |  | no |  |  | 0 | 0 | 0 | 0
oh_line_8102704_200830324 |  | ABCN | node_8102704_200830325 | node_8102704_200830324 | 150.503 | bal_3P_477AL_4/0AL(N) | 8102704 | no | no |  |  | no |  |  | 0 | 0 | 0 | 0
oh_line_8102704_200830325 |  | ABCN | node_8102704_201011585 | node_8102704_200830325 | 162.145 | bal_3P_477AL_1/0AC(N) | 8102704 | no | no |  |  | no |  |  | 0 | 0 | 0 | 0
oh_line_8102704_200830328 |  | ABCN | node_8102704_200830329 | node_8102704_200830328 | 140.092 | bal_3P_477AL_1/0AC(N) | 8102704 | no | no |  |  | no |  |  | 0 | 0 | 0 | 0
oh_line_8102704_200830329 |  | ABCN | node_8102704_200830330 | node_8102704_200830329 | 162.371 | bal_3P_477AL_4/0AL(N) | 8102704 | no | no |  |  | no |  |  | 0 | 0 | 0 | 0
oh_line_8102704_200830330 |  | ABCN | node_8102704_200830334 | node_8102704_200830330 | 133.966 | bal_3P_477AL_4/0AL(N) | 8102704 | no | no |  |  | no |  |  | 0 | 0 | 0 | 0
oh_line_8102704_200830331 |  | AN | node_8102704_200830330 | node_intto1_8102704_200830331 | 349.889 | bal_1P_2AC_2AC(N) | 8102704 | no | no |  |  | no |  |  | 0 | 0 | 0 | 0
oh_line_8102704_200830334 |  | ABCN | node_8102704_200830335 | node_8102704_200830334 | 188.391 | bal_3P_477AL_4/0AL(N) | 8102704 | no | no |  |  | no |  |  | 0 | 0 | 0 | 0
oh_line_8102704_200830335 |  | ABCN | node_8102704_200830336 | node_intto1_8102704_200830335 | 155.539 | bal_3P_477AL_4/0AL(N) | 8102704 | no | no |  |  | no |  |  | 0 | 0 | 0 | 0
oh_line_8102704_200830336 |  | ABCN | node_8102704_200830337 | node_8102704_200830336 | 156.209 | bal_3P_477AL_4/0AL(N) | 8102704 | no | no |  |  | no |  |  | 0 | 0 | 0 | 0
oh_line_8102704_200830337 |  | ABCN | node_8102704_200830339 | node_8102704_200830337 | 129.45 | bal_3P_477AL_4/0AL(N) | 8102704 | no | no |  |  | no |  |  | 0 | 0 | 0 | 0
oh_line_8102704_200830339 |  | ABCN | node_8102704_200830345 | node_intto1_8102704_200830339 | 168.415 | bal_3P_477AL_4/0AL(N) | 8102704 | no | no |  |  | no |  |  | 0 | 0 | 0 | 0
oh_line_8102704_200830345 |  | ABCN | node_8102704_200831000 | node_intto1_8102704_200830345 | 74.975 | bal_3P_477AL_4/0AL(N) | 8102704 | no | no |  |  | no |  |  | 0 | 0 | 0 | 0
oh_line_8102704_200830347 |  | ABCN | node_8102704_200830345 | node_8102704_200830347 | 161.116 | bal_3P_477AL_4/0AL(N) | 8102704 | no | no |  |  | no |  |  | 0 | 0 | 0 | 0
oh_line_8102704_200830348 |  | ABCN | node_8102704_200830347 | node_8102704_200830348 | 178.662 | bal_3P_477AL_4/0AL(N) | 8102704 | no | no |  |  | no |  |  | 0 | 0 | 0 | 0
oh_line_8102704_200830349 |  | ABCN | node_8102704_200830348 | node_8102704_200830349 | 213.817 | bal_3P_477AL_4/0AL(N) | 8102704 | no | no |  |  | no |  |  | 0 | 0 | 0 | 0
oh_line_8102704_200830350 |  | ABCN | node_8102704_200830349 | node_8102704_200830350 | 130.284 | bal_3P_477AL_4/0AL(N) | 8102704 | no | no |  |  | no |  |  | 0 | 0 | 0 | 0
oh_line_8102704_200830352 |  | ABCN | node_8102704_200830350 | node_intto1_8102704_200830352 | 175.316 | bal_3P_477AL_4/0AL(N) | 8102704 | no | no |  |  | no |  |  | 0 | 0 | 0 | 0
oh_line_8102704_200830353 |  | ABCN | node_8102704_200830352 | node_8102704_200830353 | 189.848 | bal_3P_477AL_4/0AL(N) | 8102704 | no | no |  |  | no |  |  | 0 | 0 | 0 | 0
oh_line_8102704_200830355 |  | ABCN | node_8102704_200830353 | node_8102704_200830355 | 143.348 | bal_3P_477AL_4/0AL(N) | 8102704 | no | no |  |  | no |  |  | 0 | 0 | 0 | 0
oh_line_8102704_200830356 |  | ABCN | node_8102704_200830355 | node_8102704_200830356 | 112.561 | bal_3P_477AL_4/0AL(N) | 8102704 | no | no |  |  | no |  |  | 0 | 0 | 0 | 0
oh_line_8102704_200830357 |  | ABCN | node_8102704_200830356 | node_intto1_8102704_200830357 | 87.399 | bal_3P_1/0AC_1/0AC(N) | 8102704 | no | no |  |  | no |  |  | 0 | 0 | 0 | 0
oh_line_8102704_200830358 |  | ABCN | node_8102704_200830356 | node_8102704_200830358 | 116.685 | bal_3P_477AL_4/0AL(N) | 8102704 | no | no |  |  | no |  |  | 0 | 0 | 0 | 0
oh_line_8102704_200830359 |  | ABCN | node_8102704_200830358 | node_8102704_200830359 | 141.302 | bal_3P_477AL_4/0AL(N) | 8102704 | no | no |  |  | no |  |  | 0 | 0 | 0 | 0
oh_line_8102704_200830360 |  | ABCN | node_8102704_200830359 | node_8102704_200830360 | 156.833 | bal_3P_477AL_4/0AL(N) | 8102704 | no | no |  |  | no |  |  | 0 | 0 | 0 | 0
oh_line_8102704_200830362 |  | ABCN | node_8102704_200830360 | node_8102704_200830362 | 124.68 | bal_3P_477AL_4/0AL(N) | 8102704 | no | no |  |  | no |  |  | 0 | 0 | 0 | 0
oh_line_8102704_200830363 |  | ABCN | node_8102704_200830362 | node_8102704_200830363 | 122.084 | bal_3P_477AL_4/0AL(N) | 8102704 | no | no |  |  | no |  |  | 0 | 0 | 0 | 0
oh_line_8102704_200830364 |  | ABCN | node_8102704_200830363 | node_8102704_200830364 | 120.362 | bal_3P_477AL_4/0AL(N) | 8102704 | no | no |  |  | no |  |  | 0 | 0 | 0 | 0
oh_line_8102704_200830365 |  | ABCN | node_8102704_200830364 | node_8102704_200830365 | 113.51 | bal_3P_477AL_4/0AL(N) | 8102704 | no | no |  |  | no |  |  | 0 | 0 | 0 | 0
oh_line_8102704_200830368 |  | ABCN | node_8102704_200830365 | node_8102704_200830368 | 107.229 | bal_3P_477AL_4/0AL(N) | 8102704 | no | no |  |  | no |  |  | 0 | 0 | 0 | 0
oh_line_8102704_200830369 |  | ABCN | node_8102704_200830368 | node_8102704_200830369 | 125.966 | bal_3P_477AL_4/0AL(N) | 8102704 | no | no |  |  | no |  |  | 0 | 0 | 0 | 0
oh_line_8102704_200830370 |  | ABCN | node_8102704_200830369 | node_8102704_200830370 | 118.136 | bal_3P_477AL_4/0AL(N) | 8102704 | no | no |  |  | no |  |  | 0 | 0 | 0 | 0
oh_line_8102704_200830371 |  | ABN | node_8102704_200830370 | node_8102704_200830371 | 72.733 | bal_2P_1/0AC_4/0AL(N) | 8102704 | no | no |  |  | no |  |  | 0 | 0 | 0 | 0
oh_line_8102704_200830372 |  | ABN | node_8102704_200830371 | node_intto1_8102704_200830372 | 154.622 | bal_2P_4CU_4/0AL(N) | 8102704 | no | no |  |  | no |  |  | 0 | 0 | 0 | 0
oh_line_8102704_200830373 |  | ABN | node_8102704_200830372 | node_8102704_200830373 | 160.906 | bal_2P_4CU_4/0AL(N) | 8102704 | no | no |  |  | no |  |  | 0 | 0 | 0 | 0
oh_line_8102704_200830374 |  | ABN | node_8102704_200830373 | node_8102704_200830374 | 85.202 | bal_2P_4CU_4/0AL(N) | 8102704 | no | no |  |  | no |  |  | 0 | 0 | 0 | 0
oh_line_8102704_200830375 |  | ABCN | node_8102704_200830370 | node_8102704_200830375 | 148.781 | bal_3P_477AL_4/0AL(N) | 8102704 | no | no |  |  | no |  |  | 0 | 0 | 0 | 0
oh_line_8102704_200830376 |  | ABCN | node_8102704_200830375 | node_8102704_200830376 | 81.468 | bal_3P_477AL_4/0AL(N) | 8102704 | no | no |  |  | no |  |  | 0 | 0 | 0 | 0
oh_line_8102704_200830377 |  | ABCN | node_8102704_200830376 | node_8102704_200830377 | 110.907 | bal_3P_477AL_4/0AL(N) | 8102704 | no | no |  |  | no |  |  | 0 | 0 | 0 | 0
oh_line_8102704_200830378 |  | ABCN | node_8102704_200830377 | node_8102704_200830378 | 87.673 | bal_3P_477AL_4/0AL(N) | 8102704 | no | no |  |  | no |  |  | 0 | 0 | 0 | 0
oh_line_8102704_200830379 |  | ABCN | node_8102704_200830378 | node_8102704_200830379 | 138.428 | bal_3P_477AL_4/0AL(N) | 8102704 | no | no |  |  | no |  |  | 0 | 0 | 0 | 0
oh_line_8102704_200830381 |  | ABCN | node_8102704_200830379 | node_8102704_200830381 | 156.496 | bal_3P_477AL_4/0AL(N) | 8102704 | no | no |  |  | no |  |  | 0 | 0 | 0 | 0
oh_line_8102704_200830384 |  | ABCN | node_8102704_200830381 | node_8102704_200830384 | 155.195 | bal_3P_477AL_4/0AL(N) | 8102704 | no | no |  |  | no |  |  | 0 | 0 | 0 | 0
oh_line_8102704_200830391 |  | ABCN | node_8102704_200830384 | node_8102704_200830391 | 158.967 | bal_3P_477AL_4/0AL(N) | 8102704 | no | no |  |  | no |  |  | 0 | 0 | 0 | 0
oh_line_8102704_200830392 |  | ABCN | node_8102704_200830391 | node_8102704_200830392 | 148.359 | bal_3P_477AL_4/0AL(N) | 8102704 | no | no |  |  | no |  |  | 0 | 0 | 0 | 0
oh_line_8102704_200830393 |  | ABCN | node_8102704_200830392 | node_8102704_200830393 | 179.438 | bal_3P_477AL_4/0AL(N) | 8102704 | no | no |  |  | no |  |  | 0 | 0 | 0 | 0
oh_line_8102704_200830395 |  | ABCN | node_8102704_200830393 | node_intto1_8102704_200830395 | 108.19 | bal_3P_477AL_4/0AL(N) | 8102704 | no | no |  |  | no |  |  | 0 | 0 | 0 | 0
oh_line_8102704_200830396 |  | ABCN | node_8102704_200830395 | node_8102704_200830396 | 181.981 | bal_3P_477AL_4/0AL(N) | 8102704 | no | no |  |  | no |  |  | 0 | 0 | 0 | 0
oh_line_8102704_200830398 |  | ABCN | node_8102704_200830396 | node_8102704_200830398 | 79.877 | bal_3P_477AL_4/0AL(N) | 8102704 | no | no |  |  | no |  |  | 0 | 0 | 0 | 0
oh_line_8102704_200830399 |  | ABCN | node_8102704_200830398 | node_8102704_200830399 | 103.23 | bal_3P_477AL_4/0AL(N) | 8102704 | no | no |  |  | no |  |  | 0 | 0 | 0 | 0
oh_line_8102704_200830400-1 |  | ABCN | node_1419352_687_15281746_05 | node_8102704_200830400 | 120.406 | bal_3P_477AL_4/0AL(N) | 8102704 | no | no |  |  | no |  |  | 0 | 0 | 0 | 0
oh_line_8102704_200830400-2 |  | ABCN | node_8102704_200830399 | node_1419352_687_15281746_05 | 6.627 | bal_3P_477AL_4/0AL(N) | 8102704 | no | no |  |  | no |  |  | 0 | 0 | 0 | 0
oh_line_8102704_200830403 |  | ABCN | node_8102704_200830400 | node_8102704_200830403 | 124.451 | bal_3P_477AL_4/0AL(N) | 8102704 | no | no |  |  | no |  |  | 0 | 0 | 0 | 0
oh_line_8102704_200830404 |  | ABCN | node_8102704_200830403 | node_8102704_200830404 | 130.348 | bal_3P_477AL_4/0AL(N) | 8102704 | no | no |  |  | no |  |  | 0 | 0 | 0 | 0
oh_line_8102704_200830405 |  | ABCN | node_8102704_200830404 | node_8102704_200830405 | 78.907 | bal_3P_477AL_4/0AL(N) | 8102704 | no | no |  |  | no |  |  | 0 | 0 | 0 | 0
oh_line_8102704_200830406 |  | ABCN | node_8102704_200830405 | node_8102704_200830406 | 143.238 | bal_3P_477AL_4/0AL(N) | 8102704 | no | no |  |  | no |  |  | 0 | 0 | 0 | 0
oh_line_8102704_200830408 |  | ABCN | node_8102704_200830406 | node_8102704_200830408 | 78.137 | bal_3P_477AL_4/0AL(N) | 8102704 | no | no |  |  | no |  |  | 0 | 0 | 0 | 0
oh_line_8102704_200830409 |  | ABCN | node_8102704_200830408 | node_8102704_200830409 | 121.359 | bal_3P_477AL_4/0AL(N) | 8102704 | no | no |  |  | no |  |  | 0 | 0 | 0 | 0
oh_line_8102704_200830414 |  | ABCN | node_8102704_200830409 | node_8102704_200830414 | 130.406 | bal_3P_477AL_4/0AL(N) | 8102704 | no | no |  |  | no |  |  | 0 | 0 | 0 | 0
oh_line_8102704_200830762 |  | ABCN | node_8102704_200830767 | node_8102704_200830762 | 191.038 | bal_3P_477AL_4/0AL(N) | 8102704 | no | no |  |  | no |  |  | 0 | 0 | 0 | 0
oh_line_8102704_200830767 |  | ABCN | node_8102704_200830771 | node_8102704_200830767 | 165.811 | bal_3P_477AL_4/0AL(N) | 8102704 | no | no |  |  | no |  |  | 0 | 0 | 0 | 0
oh_line_8102704_200830768 |  | ABCN | node_8102704_200830767 | node_8102704_200830768 | 84.475 | bal_3P_1/0AC_1/0AC(N) | 8102704 | no | no |  |  | no |  |  | 0 | 0 | 0 | 0
oh_line_8102704_200830769 |  | ABCN | node_8102704_200830768 | node_8102704_200830769 | 130.609 | bal_3P_1/0AC_1/0AC(N) | 8102704 | no | no |  |  | no |  |  | 0 | 0 | 0 | 0
oh_line_8102704_200830770 |  | AN | node_8102704_200830769 | node_8102704_200830770 | 206.611 | bal_1P_1/0AC_1/0AC(N) | 8102704 | no | no |  |  | no |  |  | 0 | 0 | 0 | 0
oh_line_8102704_200830771 |  | ABCN | node_8102704_200830775 | node_8102704_200830771 | 180.657 | bal_3P_477AL_4/0AL(N) | 8102704 | no | no |  |  | no |  |  | 0 | 0 | 0 | 0
oh_line_8102704_200830773 |  | ABCN | node_8102704_200830771 | node_8102704_200830773 | 203.877 | bal_3P_1/0AC_1/0AC(N) | 8102704 | no | no |  |  | no |  |  | 0 | 0 | 0 | 0
oh_line_8102704_200830774 |  | ABCN | node_8102704_200830773 | node_8102704_200830774 | 177.549 | bal_3P_1/0AC_1/0AC(N) | 8102704 | no | no |  |  | no |  |  | 0 | 0 | 0 | 0
oh_line_8102704_200830775 |  | ABCN | node_8102704_200830777 | node_8102704_200830775 | 137.901 | bal_3P_477AL_4/0AL(N) | 8102704 | no | no |  |  | no |  |  | 0 | 0 | 0 | 0
oh_line_8102704_200830777 |  | ABCN | node_8102704_200830779 | node_8102704_200830777 | 157.277 | bal_3P_477AL_4/0AL(N) | 8102704 | no | no |  |  | no |  |  | 0 | 0 | 0 | 0
oh_line_8102704_200830779 |  | ABCN | node_8102704_200830780 | node_8102704_200830779 | 141.736 | bal_3P_477AL_4/0AL(N) | 8102704 | no | no |  |  | no |  |  | 0 | 0 | 0 | 0
oh_line_8102704_200830780 |  | ABCN | node_8102704_200830783 | node_8102704_200830780 | 130.933 | bal_3P_477AL_4/0AL(N) | 8102704 | no | no |  |  | no |  |  | 0 | 0 | 0 | 0
oh_line_8102704_200830781 |  | AN | node_8102704_200830780 | node_8102704_200830781 | 109.531 | bal_1P_2AC_2AC(N) | 8102704 | no | no |  |  | no |  |  | 0 | 0 | 0 | 0
oh_line_8102704_200830782 |  | AN | node_8102704_200830781 | node_8102704_200830782 | 224.749 | bal_1P_2AC_2AC(N) | 8102704 | no | no |  |  | no |  |  | 0 | 0 | 0 | 0
oh_line_8102704_200830783 |  | ABCN | node_8102704_200830784 | node_8102704_200830783 | 125.918 | bal_3P_477AL_4/0AL(N) | 8102704 | no | no |  |  | no |  |  | 0 | 0 | 0 | 0
oh_line_8102704_200830784 |  | ABCN | node_8102704_200830786 | node_8102704_200830784 | 129.996 | bal_3P_477AL_4/0AL(N) | 8102704 | no | no |  |  | no |  |  | 0 | 0 | 0 | 0
oh_line_8102704_200830786 |  | ABCN | node_8102704_200830787 | node_8102704_200830786 | 80.762 | bal_3P_477AL_4/0AL(N) | 8102704 | no | no |  |  | no |  |  | 0 | 0 | 0 | 0
oh_line_8102704_200830787 |  | ABCN | node_8102704_200830788 | node_8102704_200830787 | 182.506 | bal_3P_477AL_4/0AL(N) | 8102704 | no | no |  |  | no |  |  | 0 | 0 | 0 | 0
oh_line_8102704_200830788 |  | ABCN | node_8102704_200830789 | node_8102704_200830788 | 167.396 | bal_3P_477AL_4/0AL(N) | 8102704 | no | no |  |  | no |  |  | 0 | 0 | 0 | 0
oh_line_8102704_200830789 |  | ABCN | node_8102704_200830790 | node_8102704_200830789 | 125.261 | bal_3P_477AL_4/0AL(N) | 8102704 | no | no |  |  | no |  |  | 0 | 0 | 0 | 0
oh_line_8102704_200830790 |  | ABCN | node_8102704_200830791 | node_8102704_200830790 | 114.673 | bal_3P_477AL_4/0AL(N) | 8102704 | no | no |  |  | no |  |  | 0 | 0 | 0 | 0
oh_line_8102704_200830791-1 |  | ABCN | node_8102704_200830794 | node_1414468_192_15288917_884 | 112.503 | bal_3P_477AL_4/0AL(N) | 8102704 | no | no |  |  | no |  |  | 0 | 0 | 0 | 0
oh_line_8102704_200830791-2 |  | ABCN | node_1414468_192_15288917_884 | node_8102704_200830791 | 6.24 | bal_3P_477AL_4/0AL(N) | 8102704 | no | no |  |  | no |  |  | 0 | 0 | 0 | 0
oh_line_8102704_200830794 |  | ABCN | node_8102704_200830795 | node_8102704_200830794 | 151.73 | bal_3P_477AL_4/0AL(N) | 8102704 | no | no |  |  | no |  |  | 0 | 0 | 0 | 0
oh_line_8102704_200830795 |  | ABCN | node_8102704_200830796 | node_8102704_200830795 | 117.223 | bal_3P_477AL_4/0AL(N) | 8102704 | no | no |  |  | no |  |  | 0 | 0 | 0 | 0
oh_line_8102704_200830796 |  | ABCN | node_8102704_200830797 | node_8102704_200830796 | 93.76 | bal_3P_477AL_4/0AL(N) | 8102704 | no | no |  |  | no |  |  | 0 | 0 | 0 | 0
oh_line_8102704_200830797 |  | ABCN | node_8102704_200830798 | node_8102704_200830797 | 133.331 | bal_3P_477AL_4/0AL(N) | 8102704 | no | no |  |  | no |  |  | 0 | 0 | 0 | 0
oh_line_8102704_200830798 |  | ABCN | node_8102704_200830799 | node_8102704_200830798 | 99.833 | bal_3P_477AL_4/0AL(N) | 8102704 | no | no |  |  | no |  |  | 0 | 0 | 0 | 0
oh_line_8102704_200830799 |  | ABCN | node_8102704_200830800 | node_8102704_200830799 | 124.165 | bal_3P_477AL_4/0AL(N) | 8102704 | no | no |  |  | no |  |  | 0 | 0 | 0 | 0
oh_line_8102704_200830800 |  | ABCN | node_8102704_200830802 | node_8102704_200830800 | 117.525 | bal_3P_477AL_4/0AL(N) | 8102704 | no | no |  |  | no |  |  | 0 | 0 | 0 | 0
oh_line_8102704_200830802 |  | ABCN | node_8102704_201007666 | node_8102704_200830802 | 109.82 | bal_3P_477AL_4/0AL(N) | 8102704 | no | no |  |  | no |  |  | 0 | 0 | 0 | 0
oh_line_8102704_200830803 |  | ABCN | node_8102704_200830802 | node_8102704_200830803 | 77.987 | bal_3P_1/0AA_1/0AA(N) | 8102704 | no | no |  |  | no |  |  | 0 | 0 | 0 | 0
oh_line_8102704_200830805 |  | ABCN | node_8102704_200830806 | node_8102704_200830805 | 90.712 | bal_3P_477AL_4/0AL(N) | 8102704 | no | no |  |  | no |  |  | 0 | 0 | 0 | 0
oh_line_8102704_200830806 |  | ABCN | node_8102704_200830807 | node_8102704_200830806 | 141.676 | bal_3P_477AL_4/0AL(N) | 8102704 | no | no |  |  | no |  |  | 0 | 0 | 0 | 0
oh_line_8102704_200830807 |  | ABCN | node_8102704_200980893 | node_8102704_200830807 | 160.304 | bal_3P_477AL_4/0AL(N) | 8102704 | no | no |  |  | no |  |  | 0 | 0 | 0 | 0
oh_line_8102704_200830871 |  | ABCN | node_8102704_200830789 | node_intto1_8102704_200830871 | 142.556 | bal_3P_477AL_1/0AA(N) | 8102704 | no | no |  |  | no |  |  | 0 | 0 | 0 | 0
oh_line_8102704_200830881 |  | ABCN | node_8102704_200830871 | node_8102704_200830881 | 128.426 | bal_3P_477AL_1/0AA(N) | 8102704 | no | no |  |  | no |  |  | 0 | 0 | 0 | 0
oh_line_8102704_200830882 |  | ABCN | node_8102704_200830881 | node_8102704_200830882 | 115.033 | bal_3P_477AL_1/0AA(N) | 8102704 | no | no |  |  | no |  |  | 0 | 0 | 0 | 0
oh_line_8102704_200830884 |  | ABCN | node_8102704_200830882 | node_8102704_200830884 | 257.068 | bal_3P_477AL_1/0AA(N) | 8102704 | no | no |  |  | no |  |  | 0 | 0 | 0 | 0
oh_line_8102704_200830886 |  | AD | node_8102704_201014328 | node_8102704_200830886 | 271.948 | bal_1P_1/0AA | 8102704 | no | no |  |  | no |  |  | 0 | 0 | 0 | 0
oh_line_8102704_200830887 |  | AD | node_8102704_200830886 | node_8102704_200830887 | 64.748 | bal_1P_1/0AA | 8102704 | no | no |  |  | no |  |  | 0 | 0 | 0 | 0
oh_line_8102704_200830888 |  | AD | node_8102704_201014328 | node_8102704_200830888 | 246.075 | bal_1P_2AC | 8102704 | no | no |  |  | no |  |  | 0 | 0 | 0 | 0
oh_line_8102704_200830889 |  | AD | node_8102704_200830888 | node_8102704_200830889 | 270.069 | bal_1P_2AC | 8102704 | no | no |  |  | no |  |  | 0 | 0 | 0 | 0
oh_line_8102704_200830891 |  | AD | node_8102704_200830889 | node_8102704_200830891 | 199.405 | bal_1P_2AC | 8102704 | no | no |  |  | no |  |  | 0 | 0 | 0 | 0
oh_line_8102704_200830892 |  | AD | node_8102704_200830891 | node_8102704_200830892 | 66.258 | bal_1P_2AC | 8102704 | no | no |  |  | no |  |  | 0 | 0 | 0 | 0
oh_line_8102704_200830893 |  | AD | node_8102704_200830892 | node_8102704_200830893 | 93.258 | bal_1P_2AC | 8102704 | no | no |  |  | no |  |  | 0 | 0 | 0 | 0
oh_line_8102704_200830894 |  | AD | node_8102704_200830893 | node_8102704_200830894 | 59.213 | bal_1P_1/0AA | 8102704 | no | no |  |  | no |  |  | 0 | 0 | 0 | 0
oh_line_8102704_200830895 |  | AD | node_8102704_200830894 | node_8102704_200830895 | 174.219 | bal_1P_1/0AA | 8102704 | no | no |  |  | no |  |  | 0 | 0 | 0 | 0
oh_line_8102704_200830896 |  | AD | node_8102704_200830893 | node_8102704_200830896 | 90.24 | bal_1P_2AC | 8102704 | no | no |  |  | no |  |  | 0 | 0 | 0 | 0
oh_line_8102704_200830897 |  | AD | node_8102704_200830896 | node_8102704_200830897 | 172.006 | bal_1P_2AC | 8102704 | no | no |  |  | no |  |  | 0 | 0 | 0 | 0
oh_line_8102704_200830899 |  | AD | node_8102704_200830897 | node_8102704_200830899 | 153.735 | bal_1P_2AC | 8102704 | no | no |  |  | no |  |  | 0 | 0 | 0 | 0
oh_line_8102704_200830900 |  | AD | node_8102704_200830899 | node_8102704_200830900 | 194.718 | bal_1P_1/0AC | 8102704 | no | no |  |  | no |  |  | 0 | 0 | 0 | 0
oh_line_8102704_200830902 |  | AN | node_8102704_200914827 | node_8102704_200830902 | 285.343 | bal_1P_1/0AA_1/0AA(N) | 8102704 | no | no |  |  | no |  |  | 0 | 0 | 0 | 0
oh_line_8102704_200830905 |  | ABCN | node_8102704_200830884 | node_8102704_200830905 | 223.722 | bal_3P_477AL_1/0AA(N) | 8102704 | no | no |  |  | no |  |  | 0 | 0 | 0 | 0
oh_line_8102704_200830906 |  | ABCN | node_8102704_200830905 | node_8102704_200830906 | 192.585 | bal_3P_477AL_1/0AA(N) | 8102704 | no | no |  |  | no |  |  | 0 | 0 | 0 | 0
oh_line_8102704_200830907 |  | ABCN | node_8102704_200830906 | node_8102704_200830907 | 64.812 | bal_3P_1/0AA_1/0AA(N) | 8102704 | no | no |  |  | no |  |  | 0 | 0 | 0 | 0
oh_line_8102704_200830908 |  | ABCN | node_8102704_200830907 | node_intto1_8102704_200830908 | 220.244 | bal_3P_1/0AA_1/0AA(N) | 8102704 | no | no |  |  | no |  |  | 0 | 0 | 0 | 0
oh_line_8102704_200830909 |  | ABCN | node_8102704_200830908 | node_8102704_200830909 | 146.918 | bal_3P_1/0AA_1/0AA(N) | 8102704 | no | no |  |  | no |  |  | 0 | 0 | 0 | 0
oh_line_8102704_200830910 |  | ABCN | node_8102704_200830909 | node_8102704_200830910 | 264.626 | bal_3P_1/0AA_1/0AA(N) | 8102704 | no | no |  |  | no |  |  | 0 | 0 | 0 | 0
oh_line_8102704_200830911 |  | ABCN | node_8102704_200830910 | node_8102704_200830911 | 43.049 | bal_3P_1/0AA_1/0AA(N) | 8102704 | no | no |  |  | no |  |  | 0 | 0 | 0 | 0
oh_line_8102704_200830912 |  | ABCN | node_8102704_200830906 | node_8102704_200830912 | 92.386 | bal_3P_2AC_1/0AC(N) | 8102704 | no | no |  |  | no |  |  | 0 | 0 | 0 | 0
oh_line_8102704_200830915 |  | ABCN | node_8102704_200830912 | node_8102704_200830915 | 103.282 | bal_3P_2AC_4/0AC(N) | 8102704 | no | no |  |  | no |  |  | 0 | 0 | 0 | 0
oh_line_8102704_200830916 |  | ABCN | node_8102704_200830915 | node_8102704_200830916 | 181.926 | bal_3P_2AC_1/0AC(N) | 8102704 | no | no |  |  | no |  |  | 0 | 0 | 0 | 0
oh_line_8102704_200830918 |  | ABCN | node_8102704_200830916 | node_8102704_200830918 | 209.712 | bal_3P_2AC_1/0AA(N) | 8102704 | no | no |  |  | no |  |  | 0 | 0 | 0 | 0
oh_line_8102704_200830919 |  | AN | node_8102704_200830918 | node_8102704_200830919 | 322.768 | bal_1P_2AC_2AC(N) | 8102704 | no | no |  |  | no |  |  | 0 | 0 | 0 | 0
oh_line_8102704_200830920 |  | AN | node_8102704_200830919 | node_8102704_200830920 | 203.163 | bal_1P_2AC_2AC(N) | 8102704 | no | no |  |  | no |  |  | 0 | 0 | 0 | 0
oh_line_8102704_200830921 |  | AN | node_8102704_200830920 | node_intto1_8102704_200830921 | 378.568 | bal_1P_2AC_2AC(N) | 8102704 | no | no |  |  | no |  |  | 0 | 0 | 0 | 0
oh_line_8102704_200830922 |  | AN | node_8102704_200830921 | node_8102704_200830922 | 301.022 | bal_1P_2AC_2AC(N) | 8102704 | no | no |  |  | no |  |  | 0 | 0 | 0 | 0
oh_line_8102704_200830923-1 |  | AN | node_8102704_200830919 | node_intto1_220388179 | 108.085 | bal_1P_2AC_2AC(N) | 8102704 | no | no |  |  | no |  |  | 0 | 0 | 0 | 0
oh_line_8102704_200830923-2 |  | AN | node_220388179 | node_intto1_220465149 | 13.899 | bal_1P_2AC_2AC(N) | 8102704 | no | no |  |  | no |  |  | 0 | 0 | 0 | 0
oh_line_8102704_200830923-3 |  | AN | node_220465149 | node_8102704_200830923 | 14.448 | bal_1P_2AC_2AC(N) | 8102704 | no | no |  |  | no |  |  | 0 | 0 | 0 | 0
oh_line_8102704_200830924 |  | AD | node_8102704_200830923 | node_intto1_8102704_200830924 | 191.224 | bal_1P_2AC | 8102704 | no | no |  |  | no |  |  | 0 | 0 | 0 | 0
oh_line_8102704_200830925 |  | AD | node_8102704_200830924 | node_8102704_200830925 | 165.192 | bal_1P_2AC | 8102704 | no | no |  |  | no |  |  | 0 | 0 | 0 | 0
oh_line_8102704_200830926 |  | AD | node_8102704_312090638 | node_8102704_200830926 | 164.137 | bal_1P_2AC | 8102704 | no | no |  |  | no |  |  | 0 | 0 | 0 | 0
oh_line_8102704_200830927 |  | AD | node_8102704_200830926 | node_8102704_200830927 | 593.615 | bal_1P_2AC | 8102704 | no | no |  |  | no |  |  | 0 | 0 | 0 | 0
oh_line_8102704_200830928 |  | AD | node_8102704_200830927 | node_intto1_8102704_200830928 | 308.589 | bal_1P_2AC | 8102704 | no | no |  |  | no |  |  | 0 | 0 | 0 | 0
oh_line_8102704_200830936 |  | AN | node_8102704_201055126 | node_8102704_200830936 | 305.687 | bal_1P_2AC_2AC(N) | 8102704 | no | no |  |  | no |  |  | 0 | 0 | 0 | 0
oh_line_8102704_200830937 |  | AN | node_8102704_200830936 | node_8102704_200830937 | 286.147 | bal_1P_2AC_2AC(N) | 8102704 | no | no |  |  | no |  |  | 0 | 0 | 0 | 0
oh_line_8102704_200830941 |  | AN | node_8102704_201025351 | node_8102704_200830941 | 201.924 | bal_1P_2AC_2AC(N) | 8102704 | no | no |  |  | no |  |  | 0 | 0 | 0 | 0
oh_line_8102704_200830951 |  | AD | node_8102704_200830971 | node_8102704_200830951 | 341.117 | bal_1P_2AC | 8102704 | no | no |  |  | no |  |  | 0 | 0 | 0 | 0
oh_line_8102704_200830952 |  | AN | node_8102704_310009380 | node_8102704_200830952 | 152.618 | bal_1P_DELTACUST | 8102704 | no | no |  |  | no |  |  | 0 | 0 | 0 | 0
oh_line_8102704_200830953 |  | AD | node_8102704_200829717 | node_8102704_200830953 | 198.551 | bal_1P_2AC | 8102704 | no | no |  |  | no |  |  | 0 | 0 | 0 | 0
oh_line_8102704_200830955 |  | AD | node_8102704_200830979 | node_8102704_200830955 | 350.691 | bal_1P_2AC | 8102704 | no | no |  |  | no |  |  | 0 | 0 | 0 | 0
oh_line_8102704_200830957 |  | AD | node_8102704_200830955 | node_8102704_200830957 | 195.083 | bal_1P_2AC | 8102704 | no | no |  |  | no |  |  | 0 | 0 | 0 | 0
oh_line_8102704_200830958 |  | AD | node_8102704_200830957 | node_8102704_200830958 | 159.352 | bal_1P_2AC | 8102704 | no | no |  |  | no |  |  | 0 | 0 | 0 | 0
oh_line_8102704_200830959 |  | AD | node_8102704_200830958 | node_8102704_200830959 | 162.882 | bal_1P_2AC | 8102704 | no | no |  |  | no |  |  | 0 | 0 | 0 | 0
oh_line_8102704_200830960 |  | AD | node_8102704_200830959 | node_8102704_200830960 | 150.238 | bal_1P_2AC | 8102704 | no | no |  |  | no |  |  | 0 | 0 | 0 | 0
oh_line_8102704_200830961 |  | AD | node_8102704_200830960 | node_8102704_200830961 | 188.551 | bal_1P_2AC | 8102704 | no | no |  |  | no |  |  | 0 | 0 | 0 | 0
oh_line_8102704_200830962 |  | AD | node_8102704_200830961 | node_8102704_200830962 | 154.537 | bal_1P_2AC | 8102704 | no | no |  |  | no |  |  | 0 | 0 | 0 | 0
oh_line_8102704_200830963 |  | AD | node_8102704_200830962 | node_8102704_200830963 | 297.032 | bal_1P_2AC | 8102704 | no | no |  |  | no |  |  | 0 | 0 | 0 | 0
oh_line_8102704_200830964 |  | AD | node_8102704_200830963 | node_intto1_8102704_200830964 | 317.141 | bal_1P_2AC | 8102704 | no | no |  |  | no |  |  | 0 | 0 | 0 | 0
oh_line_8102704_200830965 |  | AD | node_8102704_200830964 | node_8102704_200830965 | 427.485 | bal_1P_2AC | 8102704 | no | no |  |  | no |  |  | 0 | 0 | 0 | 0
oh_line_8102704_200830966 |  | AD | node_8102704_200830965 | node_8102704_200830966 | 399.617 | bal_1P_2AC | 8102704 | no | no |  |  | no |  |  | 0 | 0 | 0 | 0
oh_line_8102704_200830967 |  | AD | node_8102704_200830966 | node_8102704_200830967 | 110.105 | bal_1P_2AC | 8102704 | no | no |  |  | no |  |  | 0 | 0 | 0 | 0
oh_line_8102704_200830968 |  | AD | node_8102704_200830967 | node_8102704_200830968 | 175.893 | bal_1P_2AC | 8102704 | no | no |  |  | no |  |  | 0 | 0 | 0 | 0
oh_line_8102704_200830969 |  | AD | node_8102704_200830968 | node_8102704_200830969 | 209.349 | bal_1P_1/0AA | 8102704 | no | no |  |  | no |  |  | 0 | 0 | 0 | 0
oh_line_8102704_200830970 |  | AD | node_8102704_200830969 | node_8102704_200830970 | 254.002 | bal_1P_1/0AA | 8102704 | no | no |  |  | no |  |  | 0 | 0 | 0 | 0
oh_line_8102704_200830971 |  | AD | node_8102704_200830967 | node_8102704_200830971 | 340.118 | bal_1P_2AC | 8102704 | no | no |  |  | no |  |  | 0 | 0 | 0 | 0
oh_line_8102704_200830972 |  | AD | node_8102704_310004624 | node_8102704_200830972 | 253.809 | bal_1P_2AC | 8102704 | no | no |  |  | no |  |  | 0 | 0 | 0 | 0
oh_line_8102704_200830973 |  | AD | node_8102704_200830972 | node_8102704_200830973 | 222.732 | bal_1P_2AC | 8102704 | no | no |  |  | no |  |  | 0 | 0 | 0 | 0
oh_line_8102704_200830975 |  | AD | node_8102704_200830953 | node_8102704_200830975 | 268.421 | bal_1P_2AC | 8102704 | no | no |  |  | no |  |  | 0 | 0 | 0 | 0
oh_line_8102704_200830976 |  | AD | node_8102704_200830975 | node_8102704_200830976 | 251.015 | bal_1P_2AC | 8102704 | no | no |  |  | no |  |  | 0 | 0 | 0 | 0
oh_line_8102704_200830977 |  | AD | node_8102704_200830976 | node_8102704_200830977 | 230.889 | bal_1P_2AC | 8102704 | no | no |  |  | no |  |  | 0 | 0 | 0 | 0
oh_line_8102704_200830978 |  | AD | node_8102704_200830977 | node_8102704_200830978 | 234.434 | bal_1P_2AC | 8102704 | no | no |  |  | no |  |  | 0 | 0 | 0 | 0
oh_line_8102704_200830979 |  | AD | node_8102704_200830978 | node_8102704_200830979 | 207.967 | bal_1P_2AC | 8102704 | no | no |  |  | no |  |  | 0 | 0 | 0 | 0
oh_line_8102704_200830985 |  | ABCN | node_8102704_200830798 | node_intto1_8102704_200830985 | 27.465 | bal_3P_477AL_4/0AL(N) | 8102704 | no | no |  |  | no |  |  | 0 | 0 | 0 | 0
oh_line_8102704_200830986 |  | ABCN | node_8102704_200830985 | node_8102704_200830986 | 159.318 | bal_3P_477AL_4/0AL(N) | 8102704 | no | no |  |  | no |  |  | 0 | 0 | 0 | 0
oh_line_8102704_200830989 |  | ABCN | node_8102704_200830986 | node_8102704_200830989 | 204.862 | bal_3P_477AL_4/0AL(N) | 8102704 | no | no |  |  | no |  |  | 0 | 0 | 0 | 0
oh_line_8102704_200830990 |  | ABCN | node_8102704_200830989 | node_8102704_200830990 | 200.679 | bal_3P_477AL_4/0AL(N) | 8102704 | no | no |  |  | no |  |  | 0 | 0 | 0 | 0
oh_line_8102704_200830991 |  | ABCN | node_8102704_200830990 | node_8102704_200830991 | 201.209 | bal_3P_477AL_4/0AL(N) | 8102704 | no | no |  |  | no |  |  | 0 | 0 | 0 | 0
oh_line_8102704_200830993 |  | ABCN | node_8102704_200830991 | node_8102704_200830993 | 222.551 | bal_3P_477AL_4/0AL(N) | 8102704 | no | no |  |  | no |  |  | 0 | 0 | 0 | 0
oh_line_8102704_200830998 |  | AN | node_8102704_200968097 | node_8102704_200830998 | 314.938 | bal_1P_1/0AA_1/0AA(N) | 8102704 | no | no |  |  | no |  |  | 0 | 0 | 0 | 0
oh_line_8102704_200830999 |  | ABCN | node_8102704_200837573 | node_8102704_200830999 | 558.59 | bal_3P_477AL_4/0AL(N) | 8102704 | no | no |  |  | no |  |  | 0 | 0 | 0 | 0
oh_line_8102704_200831000 |  | ABCN | node_8102704_200831001 | node_8102704_200831000 | 123.462 | bal_3P_477AL_4/0AL(N) | 8102704 | no | no |  |  | no |  |  | 0 | 0 | 0 | 0
oh_line_8102704_200831001 |  | ABCN | node_8102704_200831002 | node_8102704_200831001 | 152.576 | bal_3P_477AL_4/0AL(N) | 8102704 | no | no |  |  | no |  |  | 0 | 0 | 0 | 0
oh_line_8102704_200831002 |  | ABCN | node_8102704_200831003 | node_8102704_200831002 | 154.346 | bal_3P_477AL_4/0AL(N) | 8102704 | no | no |  |  | no |  |  | 0 | 0 | 0 | 0
oh_line_8102704_200831003 |  | ABCN | node_8102704_200831004 | node_8102704_200831003 | 111.053 | bal_3P_477AL_4/0AL(N) | 8102704 | no | no |  |  | no |  |  | 0 | 0 | 0 | 0
oh_line_8102704_200831004 |  | ABCN | node_8102704_200831005 | node_8102704_200831004 | 93.635 | bal_3P_477AL_4/0AL(N) | 8102704 | no | no |  |  | no |  |  | 0 | 0 | 0 | 0
oh_line_8102704_200831005 |  | ABCN | node_8102704_200830999 | node_8102704_200831005 | 101.58 | bal_3P_477AL_4/0AL(N) | 8102704 | no | no |  |  | no |  |  | 0 | 0 | 0 | 0
oh_line_8102704_200831007 |  | ABN | node_8102704_200830370 | node_8102704_200831007 | 18.517 | bal_2P_1/0AC_1/0AC(N) | 8102704 | no | no |  |  | no |  |  | 0 | 0 | 0 | 0
oh_line_8102704_200831008 |  | ABN | node_8102704_200831007 | node_intto1_8102704_200831008 | 164.999 | bal_2P_4CU_1/0AC(N) | 8102704 | no | no |  |  | no |  |  | 0 | 0 | 0 | 0
oh_line_8102704_200831009 |  | ABN | node_8102704_200831008 | node_8102704_200831009 | 218.557 | bal_2P_4CU_1/0AC(N) | 8102704 | no | no |  |  | no |  |  | 0 | 0 | 0 | 0
oh_line_8102704_200831010 |  | ABN | node_8102704_200831009 | node_8102704_200831010 | 182.873 | bal_2P_4CU_4CU(N) | 8102704 | no | no |  |  | no |  |  | 0 | 0 | 0 | 0
oh_line_8102704_200831011 |  | ABN | node_8102704_200831010 | node_8102704_200831011 | 158.864 | bal_2P_4CU_4CU(N) | 8102704 | no | no |  |  | no |  |  | 0 | 0 | 0 | 0
oh_line_8102704_200831012 |  | ABN | node_8102704_200831011 | node_8102704_200831012 | 178.384 | bal_2P_4CU_4CU(N) | 8102704 | no | no |  |  | no |  |  | 0 | 0 | 0 | 0
oh_line_8102704_200831013 |  | AN | node_8102704_200831012 | node_8102704_200831013 | 156.785 | bal_1P_1/0AC_4/0AL(N) | 8102704 | no | no |  |  | no |  |  | 0 | 0 | 0 | 0
oh_line_8102704_200831015 |  | AN | node_8102704_200831013 | node_8102704_200831015 | 146.358 | bal_1P_1/0AC_4/0AL(N) | 8102704 | no | no |  |  | no |  |  | 0 | 0 | 0 | 0
oh_line_8102704_200831017 |  | ABN | node_8102704_200831012 | node_8102704_200831017 | 161.028 | bal_2P_4CU_4CU(N) | 8102704 | no | no |  |  | no |  |  | 0 | 0 | 0 | 0
oh_line_8102704_200831018 |  | ABN | node_8102704_200831017 | node_8102704_200831018 | 168.931 | bal_2P_4CU_4CU(N) | 8102704 | no | no |  |  | no |  |  | 0 | 0 | 0 | 0
oh_line_8102704_200831019 |  | ABN | node_8102704_200831018 | node_8102704_200831019 | 193.585 | bal_2P_4CU_4/0AL(N) | 8102704 | no | no |  |  | no |  |  | 0 | 0 | 0 | 0
oh_line_8102704_200831020 |  | ABN | node_8102704_200831019 | node_8102704_200831020 | 145.429 | bal_2P_4CU_4/0AL(N) | 8102704 | no | no |  |  | no |  |  | 0 | 0 | 0 | 0
oh_line_8102704_200831021 |  | ABN | node_8102704_200831020 | node_8102704_200831021 | 206.548 | bal_2P_4CU_4/0AL(N) | 8102704 | no | no |  |  | no |  |  | 0 | 0 | 0 | 0
oh_line_8102704_200831023 |  | ABN | node_8102704_200831021 | node_8102704_200831023 | 234.322 | bal_2P_4CU_4/0AL(N) | 8102704 | no | no |  |  | no |  |  | 0 | 0 | 0 | 0
oh_line_8102704_200831027 |  | ABN | node_8102704_200831018 | node_8102704_200831027 | 149.979 | bal_2P_4CU_4/0AL(N) | 8102704 | no | no |  |  | no |  |  | 0 | 0 | 0 | 0
oh_line_8102704_200831028 |  | ABN | node_8102704_200831027 | node_8102704_200831028 | 193.671 | bal_2P_4CU_4/0AL(N) | 8102704 | no | no |  |  | no |  |  | 0 | 0 | 0 | 0
oh_line_8102704_200831029 |  | ABN | node_8102704_200831028 | node_8102704_200831029 | 172.351 | bal_2P_4CU_4/0AL(N) | 8102704 | no | no |  |  | no |  |  | 0 | 0 | 0 | 0
oh_line_8102704_200831031 |  | ABN | node_8102704_200829822 | node_8102704_200831031 | 105.815 | bal_2P_1/0AC_4/0AL(N) | 8102704 | no | no |  |  | no |  |  | 0 | 0 | 0 | 0
oh_line_8102704_200831032 |  | ABN | node_8102704_200831031 | node_8102704_200831032 | 135.375 | bal_2P_1/0AC_4CU(N) | 8102704 | no | no |  |  | no |  |  | 0 | 0 | 0 | 0
oh_line_8102704_200831034 |  | AN | node_8102704_200830378 | node_intto1_8102704_200831034 | 85.713 | bal_1P_1/0AC_4/0AL(N) | 8102704 | no | no |  |  | no |  |  | 0 | 0 | 0 | 0
oh_line_8102704_200831035 |  | AN | node_8102704_200831034 | node_8102704_200831035 | 129.112 | bal_1P_1/0AC_4/0AL(N) | 8102704 | no | no |  |  | no |  |  | 0 | 0 | 0 | 0
oh_line_8102704_200831038 |  | ABN | node_8102704_200830405 | node_8102704_200831038 | 98.862 | bal_2P_1/0AC_4/0AL(N) | 8102704 | no | no |  |  | no |  |  | 0 | 0 | 0 | 0
oh_line_8102704_200831039 |  | ABN | node_8102704_200831038 | node_intto1_8102704_200831039 | 162.574 | bal_2P_1/0AC_4/0AL(N) | 8102704 | no | no |  |  | no |  |  | 0 | 0 | 0 | 0
oh_line_8102704_200831040 |  | ABN | node_8102704_200831039 | node_8102704_200831040 | 101.83 | bal_2P_1/0AC_4/0AL(N) | 8102704 | no | no |  |  | no |  |  | 0 | 0 | 0 | 0
oh_line_8102704_200831041 |  | ABN | node_8102704_200831040 | node_8102704_200831041 | 199.705 | bal_2P_1/0AC_4/0AL(N) | 8102704 | no | no |  |  | no |  |  | 0 | 0 | 0 | 0
oh_line_8102704_200831042 |  | ABN | node_8102704_200831041 | node_8102704_200831042 | 186.216 | bal_2P_1/0AC_4/0AL(N) | 8102704 | no | no |  |  | no |  |  | 0 | 0 | 0 | 0
oh_line_8102704_200831482 |  | AN | node_8102704_200831012 | node_8102704_200831482 | 192.997 | bal_1P_1/0AC_2CU(N) | 8102704 | no | no |  |  | no |  |  | 0 | 0 | 0 | 0
oh_line_8102704_200837573 |  | ABCN | node_8102704_200837580 | node_8102704_200837573 | 219.832 | bal_3P_477AL_4/0AL(N) | 8102704 | no | no |  |  | no |  |  | 0 | 0 | 0 | 0
oh_line_8102704_200837574 |  | ABCN | node_8102704_200838554 | node_8102704_200837574 | 191.059 | bal_3P_477AL_4/0AL(N) | 8102704 | no | no |  |  | no |  |  | 0 | 0 | 0 | 0
oh_line_8102704_200837575 |  | ABCN | node_8102704_200837574 | node_8102704_200837575 | 278.089 | bal_3P_477AL_4/0AL(N) | 8102704 | no | no |  |  | no |  |  | 0 | 0 | 0 | 0
oh_line_8102704_200837576 |  | ABCN | node_8102704_200837575 | node_8102704_200837576 | 238.712 | bal_3P_477AL_4/0AL(N) | 8102704 | no | no |  |  | no |  |  | 0 | 0 | 0 | 0
oh_line_8102704_200837577 |  | ABCN | node_8102704_200837576 | node_8102704_200837577 | 219.537 | bal_3P_477AL_4/0AL(N) | 8102704 | no | no |  |  | no |  |  | 0 | 0 | 0 | 0
oh_line_8102704_200837578 |  | ABCN | node_8102704_200837577 | node_8102704_200837578 | 234.749 | bal_3P_477AL_4/0AL(N) | 8102704 | no | no |  |  | no |  |  | 0 | 0 | 0 | 0
oh_line_8102704_200837579 |  | ABCN | node_8102704_200837578 | node_8102704_200837579 | 50.459 | bal_3P_477AL_4/0AL(N) | 8102704 | no | no |  |  | no |  |  | 0 | 0 | 0 | 0
oh_line_8102704_200837580 |  | ABCN | node_8102704_200837579 | node_8102704_200837580 | 226.805 | bal_3P_477AL_4/0AL(N) | 8102704 | no | no |  |  | no |  |  | 0 | 0 | 0 | 0
oh_line_8102704_200838554 |  | ABCN | node_SOURCE_8102704 | node_8102704_200838554 | 136.129 | bal_3P_477AL_4/0AL(N) | 8102704 | no | no |  |  | no |  |  | 0 | 0 | 0 | 0
oh_line_8102704_200914815 |  | AN | node_8102704_200830918 | node_8102704_200914815 | 77.244 | bal_1P_1/0AA_1/0AA(N) | 8102704 | no | no |  |  | no |  |  | 0 | 0 | 0 | 0
oh_line_8102704_200914817 |  | ABN | node_8102704_200831009 | node_intto1_8102704_200914817 | 184.722 | bal_2P_4CU_4CU(N) | 8102704 | no | no |  |  | no |  |  | 0 | 0 | 0 | 0
oh_line_8102704_200914827 |  | AN | node_8102704_200829965 | node_8102704_200914827 | 342.543 | bal_1P_1/0AA_1/0AA(N) | 8102704 | no | no |  |  | no |  |  | 0 | 0 | 0 | 0
oh_line_8102704_200951353 |  | AD | node_8102704_200830899 | node_intto1_8102704_200951353 | 141.341 | bal_1P_2AC | 8102704 | no | no |  |  | no |  |  | 0 | 0 | 0 | 0
oh_line_8102704_200963344 |  | AN | node_8102704_200829952 | node_intto1_8102704_200963344 | 108.047 | bal_1P_1/0AA_1/0AA(N) | 8102704 | no | no |  |  | no |  |  | 0 | 0 | 0 | 0
oh_line_8102704_200968097 |  | AN | node_8102704_200830993 | node_8102704_200968097 | 307.569 | bal_1P_1/0AA_1/0AA(N) | 8102704 | no | no |  |  | no |  |  | 0 | 0 | 0 | 0
oh_line_8102704_200975914 |  | AN | node_8102704_201055116 | node_8102704_200975914 | 253.321 | bal_1P_2AC_2AC(N) | 8102704 | no | no |  |  | no |  |  | 0 | 0 | 0 | 0
oh_line_8102704_200980212 |  | ABCN | node_8102704_200830414 | node_8102704_200980212 | 184.024 | bal_3P_477AL_4/0AL(N) | 8102704 | no | no |  |  | no |  |  | 0 | 0 | 0 | 0
oh_line_8102704_200980893 |  | ABCN | node_8102704_200981194 | node_8102704_200980893 | 88.101 | bal_3P_477AL_4/0AL(N) | 8102704 | no | no |  |  | no |  |  | 0 | 0 | 0 | 0
oh_line_8102704_200981194 |  | ABCN | node_8102704_200830314 | node_8102704_200981194 | 138.683 | bal_3P_477AL_4/0AL(N) | 8102704 | no | no |  |  | no |  |  | 0 | 0 | 0 | 0
oh_line_8102704_201007666 |  | ABCN | node_8102704_200830805 | node_intto1_8102704_201007666 | 159.449 | bal_3P_477AL_4/0AL(N) | 8102704 | no | no |  |  | no |  |  | 0 | 0 | 0 | 0
oh_line_8102704_201011585 |  | ABCN | node_8102704_200830328 | node_8102704_201011585 | 134.093 | bal_3P_477AL_1/0AC(N) | 8102704 | no | no |  |  | no |  |  | 0 | 0 | 0 | 0
oh_line_8102704_201014328 |  | AD | node_8102704_200830927 | node_8102704_201014328 | 292.624 | bal_1P_2AC | 8102704 | no | no |  |  | no |  |  | 0 | 0 | 0 | 0
oh_line_8102704_201025351 |  | AN | node_8102704_201055113 | node_8102704_201025351 | 218.504 | bal_1P_1/0AA_1/0AA(N) | 8102704 | no | no |  |  | no |  |  | 0 | 0 | 0 | 0
oh_line_8102704_201055081 |  | AN | node_8102704_201055124 | node_8102704_201055081 | 86.99 | bal_1P_2AC_2AC(N) | 8102704 | no | no |  |  | no |  |  | 0 | 0 | 0 | 0
oh_line_8102704_201055112 |  | AN | node_8102704_200830919 | node_intto1_8102704_201055112 | 340.09 | bal_1P_2AC_2AC(N) | 8102704 | no | no |  |  | no |  |  | 0 | 0 | 0 | 0
oh_line_8102704_201055113 |  | AN | node_8102704_201055112 | node_8102704_201055113 | 286.852 | bal_1P_2AC_2AC(N) | 8102704 | no | no |  |  | no |  |  | 0 | 0 | 0 | 0
oh_line_8102704_201055115 |  | AN | node_8102704_201055316 | node_8102704_201055115 | 202.005 | bal_1P_2AC_2AC(N) | 8102704 | no | no |  |  | no |  |  | 0 | 0 | 0 | 0
oh_line_8102704_201055116 |  | AN | node_8102704_201055115 | node_8102704_201055116 | 139.429 | bal_1P_2AC_2AC(N) | 8102704 | no | no |  |  | no |  |  | 0 | 0 | 0 | 0
oh_line_8102704_201055117 |  | AN | node_8102704_200975914 | node_8102704_201055117 | 326.369 | bal_1P_2AC_2AC(N) | 8102704 | no | no |  |  | no |  |  | 0 | 0 | 0 | 0
oh_line_8102704_201055120 |  | AN | node_8102704_201055117 | node_8102704_201055120 | 146.754 | bal_1P_2AC_2AC(N) | 8102704 | no | no |  |  | no |  |  | 0 | 0 | 0 | 0
oh_line_8102704_201055122 |  | AN | node_8102704_201055120 | node_8102704_201055122 | 177.96 | bal_1P_2AC_2AC(N) | 8102704 | no | no |  |  | no |  |  | 0 | 0 | 0 | 0
oh_line_8102704_201055123 |  | AN | node_8102704_201055122 | node_8102704_201055123 | 282.171 | bal_1P_2AC_2AC(N) | 8102704 | no | no |  |  | no |  |  | 0 | 0 | 0 | 0
oh_line_8102704_201055124 |  | AN | node_8102704_201055123 | node_8102704_201055124 | 119.335 | bal_1P_2AC_2AC(N) | 8102704 | no | no |  |  | no |  |  | 0 | 0 | 0 | 0
oh_line_8102704_201055125 |  | AN | node_8102704_201055081 | node_8102704_201055125 | 222.057 | bal_1P_2AC_2AC(N) | 8102704 | no | no |  |  | no |  |  | 0 | 0 | 0 | 0
oh_line_8102704_201055126 |  | AN | node_8102704_201055125 | node_8102704_201055126 | 212.433 | bal_1P_2AC_2AC(N) | 8102704 | no | no |  |  | no |  |  | 0 | 0 | 0 | 0
oh_line_8102704_201055316 |  | AN | node_8102704_200830941 | node_8102704_201055316 | 196.372 | bal_1P_2AC_2AC(N) | 8102704 | no | no |  |  | no |  |  | 0 | 0 | 0 | 0
oh_line_8102704_201060356 |  | AN | node_8102704_200830242 | node_8102704_201060356 | 217.544 | bal_1P_1/0AA_1/0AA(N) | 8102704 | no | no |  |  | no |  |  | 0 | 0 | 0 | 0
oh_line_8102704_310004624 |  | AD | node_8102704_200830967 | node_8102704_310004624 | 246.021 | bal_1P_2AC | 8102704 | no | no |  |  | no |  |  | 0 | 0 | 0 | 0
oh_line_8102704_310009380 |  | AD | node_8102704_200830975 | node_8102704_310009380 | 367.77 | bal_1P_2AC | 8102704 | no | no |  |  | no |  |  | 0 | 0 | 0 | 0
oh_line_8102704_311846349 |  | ABCN | node_8102704_200829968 | node_8102704_311846349 | 40.622 | bal_3P_477AL_4/0AA(N) | 8102704 | no | no |  |  | no |  |  | 0 | 0 | 0 | 0
oh_line_8102704_312076482 |  | AD | node_8102704_200830970 | node_8102704_312076482 | 286.212 | bal_1P_1/0AA | 8102704 | no | no |  |  | no |  |  | 0 | 0 | 0 | 0
oh_line_8102704_312082435 |  | ABCN | node_8102704_200829968 | node_intto1_8102704_312082435 | 38.84 | bal_3P_1/0AC_1/0AC(N) | 8102704 | no | no |  |  | no |  |  | 0 | 0 | 0 | 0
oh_line_8102704_312089390 |  | ABCN | node_8102704_200830918 | node_8102704_312089390 | 358.849 | bal_3P_1AC_1/0AC(N) | 8102704 | no | no |  |  | no |  |  | 0 | 0 | 0 | 0
oh_line_8102704_312090638 |  | AD | node_8102704_200830924 | node_8102704_312090638 | 359.445 | bal_1P_2AC | 8102704 | no | no |  |  | no |  |  | 0 | 0 | 0 | 0
oh_line_TAP_OH_897086 |  | ABN | node_8102704_200829042 | node_1417783_487_15285593_242 | 0.033 | unb_TAPWIRE_OH | 8102704 | no | no |  |  | no |  |  | 0 | 0 | 0 | 0
oh_line_TAP_OH_897087 |  | ABN | node_8102704_200829048 | node_1418447_502_15283656_142 | 0.033 | unb_TAPWIRE_OH | 8102704 | no | no |  |  | no |  |  | 0 | 0 | 0 | 0
oh_line_TAP_OH_897088 |  | ABN | node_8102704_200829050 | node_1418706_453_15283227_685 | 0.033 | unb_TAPWIRE_OH | 8102704 | no | no |  |  | no |  |  | 0 | 0 | 0 | 0
oh_line_TAP_OH_897089 |  | ABN | node_8102704_200829055 | node_1417396_954_15284863_217 | 0.033 | unb_TAPWIRE_OH | 8102704 | no | no |  |  | no |  |  | 0 | 0 | 0 | 0
oh_line_TAP_OH_897090 |  | ABN | node_8102704_200829061 | node_1417854_704_15284324_835 | 0.033 | unb_TAPWIRE_OH | 8102704 | no | no |  |  | no |  |  | 0 | 0 | 0 | 0
oh_line_TAP_OH_897091 |  | ABN | node_8102704_200829065 | node_1418108_098_15283978_289 | 0.033 | unb_TAPWIRE_OH | 8102704 | no | no |  |  | no |  |  | 0 | 0 | 0 | 0
oh_line_TAP_OH_897184 |  | ABN | node_8102704_200829364 | node_1418059_627_15285170_857 | 0.033 | unb_TAPWIRE_OH | 8102704 | no | no |  |  | no |  |  | 0 | 0 | 0 | 0
oh_line_TAP_OH_897204 |  | ABN | node_8102704_200829416 | node_1417550_293_15285224_761 | 0.033 | unb_TAPWIRE_OH | 8102704 | no | no |  |  | no |  |  | 0 | 0 | 0 | 0
oh_line_TAP_OH_897205 |  | ABN | node_8102704_200829418 | node_1417754_161_15284961_678 | 0.033 | unb_TAPWIRE_OH | 8102704 | no | no |  |  | no |  |  | 0 | 0 | 0 | 0
oh_line_TAP_OH_897260 |  | ABN | node_8102704_200829555 | node_1419361_988_15281252_299 | 0.033 | unb_TAPWIRE_OH | 8102704 | no | no |  |  | no |  |  | 0 | 0 | 0 | 0
oh_line_TAP_OH_897261 |  | ABN | node_8102704_200829561 | node_1419133_221_15281557_634 | 0.033 | unb_TAPWIRE_OH | 8102704 | no | no |  |  | no |  |  | 0 | 0 | 0 | 0
oh_line_TAP_OH_897262 |  | ABN | node_8102704_200829564 | node_1418946_522_15281796_263 | 0.033 | unb_TAPWIRE_OH | 8102704 | no | no |  |  | no |  |  | 0 | 0 | 0 | 0
oh_line_TAP_OH_897306 |  | ABN | node_8102704_200829672 | node_1417927_612_15282663_598 | 0.033 | unb_TAPWIRE_OH | 8102704 | no | no |  |  | no |  |  | 0 | 0 | 0 | 0
oh_line_TAP_OH_897307 |  | ABN | node_8102704_200829675 | node_1417724_229_15283036_15 | 0.033 | unb_TAPWIRE_OH | 8102704 | no | no |  |  | no |  |  | 0 | 0 | 0 | 0
oh_line_TAP_OH_897308 |  | ABN | node_8102704_200829678 | node_1417403_693_15283328_075 | 0.033 | unb_TAPWIRE_OH | 8102704 | no | no |  |  | no |  |  | 0 | 0 | 0 | 0
oh_line_TAP_OH_897309 |  | ABN | node_8102704_200829680 | node_1417699_477_15283507_441 | 0.033 | unb_TAPWIRE_OH | 8102704 | no | no |  |  | no |  |  | 0 | 0 | 0 | 0
oh_line_TAP_OH_897310 |  | AN | node_8102704_200829685 | node_1408234_931_15287114_106 | 0.033 | unb_TAPWIRE_OH | 8102704 | no | no |  |  | no |  |  | 0 | 0 | 0 | 0
oh_line_TAP_OH_897311 |  | AN | node_8102704_200829687 | node_1408124_554_15286899_246 | 0.033 | unb_TAPWIRE_OH | 8102704 | no | no |  |  | no |  |  | 0 | 0 | 0 | 0
oh_line_TAP_OH_897312 |  | AN | node_8102704_200829690 | node_1407894_867_15286681_456 | 0.033 | unb_TAPWIRE_OH | 8102704 | no | no |  |  | no |  |  | 0 | 0 | 0 | 0
oh_line_TAP_OH_897313 |  | AN | node_8102704_200829694 | node_1407776_47_15286188_187 | 0.033 | unb_TAPWIRE_OH | 8102704 | no | no |  |  | no |  |  | 0 | 0 | 0 | 0
oh_line_TAP_OH_897314 |  | AN | node_8102704_200829695 | node_1407658_195_15286150_939 | 0.033 | unb_TAPWIRE_OH | 8102704 | no | no |  |  | no |  |  | 0 | 0 | 0 | 0
oh_line_TAP_OH_897315 |  | ABN | node_8102704_200829697 | node_1418613_615_15285130_657 | 0.033 | unb_TAPWIRE_OH | 8102704 | no | no |  |  | no |  |  | 0 | 0 | 0 | 0
oh_line_TAP_OH_897316 |  | ABN | node_8102704_200829700 | node_1418384_794_15285475_02 | 0.033 | unb_TAPWIRE_OH | 8102704 | no | no |  |  | no |  |  | 0 | 0 | 0 | 0
oh_line_TAP_OH_897317 |  | ABN | node_8102704_200829703 | node_1418767_342_15285137_398 | 0.033 | unb_TAPWIRE_OH | 8102704 | no | no |  |  | no |  |  | 0 | 0 | 0 | 0
oh_line_TAP_OH_897318 |  | ABN | node_8102704_200829705 | node_1418988_923_15284864_653 | 0.033 | unb_TAPWIRE_OH | 8102704 | no | no |  |  | no |  |  | 0 | 0 | 0 | 0
oh_line_TAP_OH_897319 |  | ABN | node_8102704_200829707 | node_1418421_835_15284944_76 | 0.033 | unb_TAPWIRE_OH | 8102704 | no | no |  |  | no |  |  | 0 | 0 | 0 | 0
oh_line_TAP_OH_897320 |  | ABN | node_8102704_200829711 | node_1417849_881_15284562_138 | 0.033 | unb_TAPWIRE_OH | 8102704 | no | no |  |  | no |  |  | 0 | 0 | 0 | 0
oh_line_TAP_OH_897321 |  | AN | node_8102704_200829713 | node_1412538_313_15286532_735 | 0.033 | unb_TAPWIRE_OH | 8102704 | no | no |  |  | no |  |  | 0 | 0 | 0 | 0
oh_line_TAP_OH_897322 |  | AN | node_8102704_200829715 | node_1412366_016_15286518_676 | 0.033 | unb_TAPWIRE_OH | 8102704 | no | no |  |  | no |  |  | 0 | 0 | 0 | 0
oh_line_TAP_OH_897323 |  | AN | node_8102704_200829717 | node_1410786_872_15286812_763 | 0.033 | unb_TAPWIRE_OH | 8102704 | no | no |  |  | no |  |  | 0 | 0 | 0 | 0
oh_line_TAP_OH_897324 |  | AN | node_8102704_200829721 | node_1412004_173_15286459_169 | 0.033 | unb_TAPWIRE_OH | 8102704 | no | no |  |  | no |  |  | 0 | 0 | 0 | 0
oh_line_TAP_OH_897325 |  | AN | node_8102704_200829722 | node_1412009_977_15286212_437 | 0.033 | unb_TAPWIRE_OH | 8102704 | no | no |  |  | no |  |  | 0 | 0 | 0 | 0
oh_line_TAP_OH_897326 |  | AN | node_8102704_200829725 | node_1411421_025_15286155_272 | 0.033 | unb_TAPWIRE_OH | 8102704 | no | no |  |  | no |  |  | 0 | 0 | 0 | 0
oh_line_TAP_OH_897327 |  | AN | node_8102704_200829728 | node_1411016_911_15286177_001 | 0.033 | unb_TAPWIRE_OH | 8102704 | no | no |  |  | no |  |  | 0 | 0 | 0 | 0
oh_line_TAP_OH_897328 |  | AN | node_8102704_200829729 | node_1410868_375_15286365_794 | 0.033 | unb_TAPWIRE_OH | 8102704 | no | no |  |  | no |  |  | 0 | 0 | 0 | 0
oh_line_TAP_OH_897342 |  | AN | node_8102704_200829765 | node_1412541_032_15284984_736 | 0.033 | unb_TAPWIRE_OH | 8102704 | no | no |  |  | no |  |  | 0 | 0 | 0 | 0
oh_line_TAP_OH_897343 |  | AN | node_8102704_200829769 | node_1412180_582_15284952_496 | 0.033 | unb_TAPWIRE_OH | 8102704 | no | no |  |  | no |  |  | 0 | 0 | 0 | 0
oh_line_TAP_OH_897344 |  | AN | node_8102704_200829771 | node_1412108_158_15284522_534 | 0.033 | unb_TAPWIRE_OH | 8102704 | no | no |  |  | no |  |  | 0 | 0 | 0 | 0
oh_line_TAP_OH_897345 |  | AN | node_8102704_200829773 | node_1412417_873_15284568_475 | 0.033 | unb_TAPWIRE_OH | 8102704 | no | no |  |  | no |  |  | 0 | 0 | 0 | 0
oh_line_TAP_OH_897346 |  | AN | node_8102704_200829776 | node_1412199_834_15284164_542 | 0.033 | unb_TAPWIRE_OH | 8102704 | no | no |  |  | no |  |  | 0 | 0 | 0 | 0
oh_line_TAP_OH_897347 |  | ABN | node_8102704_200829781 | node_1418475_294_15282223_37 | 0.033 | unb_TAPWIRE_OH | 8102704 | no | no |  |  | no |  |  | 0 | 0 | 0 | 0
oh_line_TAP_OH_897348 |  | ABN | node_8102704_200829786 | node_1418706_344_15284764_153 | 0.033 | unb_TAPWIRE_OH | 8102704 | no | no |  |  | no |  |  | 0 | 0 | 0 | 0
oh_line_TAP_OH_897349 |  | ABN | node_8102704_200829789 | node_1418237_609_15284505_918 | 0.033 | unb_TAPWIRE_OH | 8102704 | no | no |  |  | no |  |  | 0 | 0 | 0 | 0
oh_line_TAP_OH_897362 |  | ABN | node_8102704_200829820 | node_1419216_559_15282861_347 | 0.033 | unb_TAPWIRE_OH | 8102704 | no | no |  |  | no |  |  | 0 | 0 | 0 | 0
oh_line_TAP_OH_897363 |  | ABN | node_8102704_200829825 | node_1418458_952_15284228_678 | 0.033 | unb_TAPWIRE_OH | 8102704 | no | no |  |  | no |  |  | 0 | 0 | 0 | 0
oh_line_TAP_OH_897364 |  | ABN | node_8102704_200829828 | node_1418764_389_15283978_937 | 0.033 | unb_TAPWIRE_OH | 8102704 | no | no |  |  | no |  |  | 0 | 0 | 0 | 0
oh_line_TAP_OH_897365 |  | ABN | node_8102704_200829830 | node_1418901_668_15284425_481 | 0.033 | unb_TAPWIRE_OH | 8102704 | no | no |  |  | no |  |  | 0 | 0 | 0 | 0
oh_line_TAP_OH_897367 |  | ABN | node_8102704_200829841 | node_1419630_235_15282046_505 | 0.033 | unb_TAPWIRE_OH | 8102704 | no | no |  |  | no |  |  | 0 | 0 | 0 | 0
oh_line_TAP_OH_897368 |  | AN | node_8102704_200829845 | node_1419484_831_15282572_636 | 0.033 | unb_TAPWIRE_OH | 8102704 | no | no |  |  | no |  |  | 0 | 0 | 0 | 0
oh_line_TAP_OH_897376 |  | ABN | node_8102704_200829871 | node_1419888_463_15282000_301 | 0.033 | unb_TAPWIRE_OH | 8102704 | no | no |  |  | no |  |  | 0 | 0 | 0 | 0
oh_line_TAP_OH_897377 |  | ABN | node_8102704_200829875 | node_1420000_561_15282224_701 | 0.033 | unb_TAPWIRE_OH | 8102704 | no | no |  |  | no |  |  | 0 | 0 | 0 | 0
oh_line_TAP_OH_897400 |  | AN | node_8102704_200829954 | node_1414631_932_15285200_334 | 0.033 | unb_TAPWIRE_OH | 8102704 | no | no |  |  | no |  |  | 0 | 0 | 0 | 0
oh_line_TAP_OH_897401 |  | AN | node_8102704_200829957 | node_1414247_665_15285142_223 | 0.033 | unb_TAPWIRE_OH | 8102704 | no | no |  |  | no |  |  | 0 | 0 | 0 | 0
oh_line_TAP_OH_897402 |  | AN | node_8102704_200829959 | node_1413952_428_15285116_995 | 0.033 | unb_TAPWIRE_OH | 8102704 | no | no |  |  | no |  |  | 0 | 0 | 0 | 0
oh_line_TAP_OH_897403 |  | AN | node_8102704_200829963 | node_1413728_785_15285104_665 | 0.033 | unb_TAPWIRE_OH | 8102704 | no | no |  |  | no |  |  | 0 | 0 | 0 | 0
oh_line_TAP_OH_897404 |  | AN | node_8102704_200829965 | node_1413466_351_15285077_962 | 0.033 | unb_TAPWIRE_OH | 8102704 | no | no |  |  | no |  |  | 0 | 0 | 0 | 0
oh_line_TAP_OH_897408 |  | ABCN | node_8102704_200829974 | node_1415293_688_15285079_765 | 0.033 | unb_TAPWIRE_OH | 8102704 | no | no |  |  | no |  |  | 0 | 0 | 0 | 0
oh_line_TAP_OH_897409 |  | ABCN | node_8102704_200829978 | node_1415877_566_15284344_077 | 0.033 | unb_TAPWIRE_OH | 8102704 | no | no |  |  | no |  |  | 0 | 0 | 0 | 0
oh_line_TAP_OH_897496 |  | AN | node_8102704_200830233 | node_1414763_244_15282379_346 | 0.033 | unb_TAPWIRE_OH | 8102704 | no | no |  |  | no |  |  | 0 | 0 | 0 | 0
oh_line_TAP_OH_897497 |  | AN | node_8102704_200830234 | node_1414594_842_15282037_872 | 0.033 | unb_TAPWIRE_OH | 8102704 | no | no |  |  | no |  |  | 0 | 0 | 0 | 0
oh_line_TAP_OH_897498 |  | AN | node_8102704_200830235 | node_1414386_547_15281938_477 | 0.033 | unb_TAPWIRE_OH | 8102704 | no | no |  |  | no |  |  | 0 | 0 | 0 | 0
oh_line_TAP_OH_897499 |  | AN | node_8102704_200830238 | node_1414126_533_15281701_757 | 0.033 | unb_TAPWIRE_OH | 8102704 | no | no |  |  | no |  |  | 0 | 0 | 0 | 0
oh_line_TAP_OH_897500 |  | AN | node_8102704_200830239 | node_1414871_496_15284809_08 | 0.033 | unb_TAPWIRE_OH | 8102704 | no | no |  |  | no |  |  | 0 | 0 | 0 | 0
oh_line_TAP_OH_897501 |  | AN | node_8102704_200830245 | node_1414814_81_15284001_115 | 0.033 | unb_TAPWIRE_OH | 8102704 | no | no |  |  | no |  |  | 0 | 0 | 0 | 0
oh_line_TAP_OH_897502 |  | AN | node_8102704_200830246 | node_1414802_365_15283730_872 | 0.033 | unb_TAPWIRE_OH | 8102704 | no | no |  |  | no |  |  | 0 | 0 | 0 | 0
oh_line_TAP_OH_897503 |  | AN | node_8102704_200830247 | node_1414777_594_15283269_099 | 0.033 | unb_TAPWIRE_OH | 8102704 | no | no |  |  | no |  |  | 0 | 0 | 0 | 0
oh_line_TAP_OH_897504 |  | AN | node_8102704_200830248 | node_1414761_555_15282996_531 | 0.033 | unb_TAPWIRE_OH | 8102704 | no | no |  |  | no |  |  | 0 | 0 | 0 | 0
oh_line_TAP_OH_897505 |  | AN | node_8102704_200830249 | node_1414836_104_15282764_758 | 0.033 | unb_TAPWIRE_OH | 8102704 | no | no |  |  | no |  |  | 0 | 0 | 0 | 0
oh_line_TAP_OH_897526 |  | ABCN | node_8102704_200830314 | node_1415259_437_15287309_38 | 0.033 | unb_TAPWIRE_OH | 8102704 | no | no |  |  | no |  |  | 0 | 0 | 0 | 0
oh_line_TAP_OH_897527 |  | ABCN | node_8102704_200830318 | node_1415474_146_15287009_739 | 0.033 | unb_TAPWIRE_OH | 8102704 | no | no |  |  | no |  |  | 0 | 0 | 0 | 0
oh_line_TAP_OH_897531 |  | ABCN | node_8102704_200830325 | node_1415676_672_15286353_091 | 0.033 | unb_TAPWIRE_OH | 8102704 | no | no |  |  | no |  |  | 0 | 0 | 0 | 0
oh_line_TAP_OH_897532 |  | AN | node_8102704_200830331 | node_1415704_147_15285946_722 | 0.033 | unb_TAPWIRE_OH | 8102704 | no | no |  |  | no |  |  | 0 | 0 | 0 | 0
oh_line_TAP_OH_897534 |  | ABCN | node_8102704_200830337 | node_1416460_877_15285401_259 | 0.033 | unb_TAPWIRE_OH | 8102704 | no | no |  |  | no |  |  | 0 | 0 | 0 | 0
oh_line_TAP_OH_897538 |  | ABCN | node_8102704_200830353 | node_1417384_114_15284440_092 | 0.033 | unb_TAPWIRE_OH | 8102704 | no | no |  |  | no |  |  | 0 | 0 | 0 | 0
oh_line_TAP_OH_897539 |  | ABCN | node_8102704_200830360 | node_1417787_691_15283909_35 | 0.033 | unb_TAPWIRE_OH | 8102704 | no | no |  |  | no |  |  | 0 | 0 | 0 | 0
oh_line_TAP_OH_897540 |  | ABCN | node_8102704_200830368 | node_1418139_25_15283438_316 | 0.033 | unb_TAPWIRE_OH | 8102704 | no | no |  |  | no |  |  | 0 | 0 | 0 | 0
oh_line_TAP_OH_897541 |  | ABN | node_8102704_200830373 | node_1417929_524_15283058_504 | 0.033 | unb_TAPWIRE_OH | 8102704 | no | no |  |  | no |  |  | 0 | 0 | 0 | 0
oh_line_TAP_OH_897542 |  | ABCN | node_8102704_200830377 | node_1418509_929_15282983_732 | 0.033 | unb_TAPWIRE_OH | 8102704 | no | no |  |  | no |  |  | 0 | 0 | 0 | 0
oh_line_TAP_OH_897543 |  | ABCN | node_8102704_200830381 | node_1418744_435_15282697_695 | 0.033 | unb_TAPWIRE_OH | 8102704 | no | no |  |  | no |  |  | 0 | 0 | 0 | 0
oh_line_TAP_OH_897545 |  | ABCN | node_8102704_200830391 | node_1418941_038_15282427_113 | 0.033 | unb_TAPWIRE_OH | 8102704 | no | no |  |  | no |  |  | 0 | 0 | 0 | 0
oh_line_TAP_OH_897547 |  | ABCN | node_8102704_200830395 | node_1419099_415_15282028_455 | 0.033 | unb_TAPWIRE_OH | 8102704 | no | no |  |  | no |  |  | 0 | 0 | 0 | 0
oh_line_TAP_OH_897550 |  | ABCN | node_8102704_200830403 | node_1419485_06_15281529_143 | 0.033 | unb_TAPWIRE_OH | 8102704 | no | no |  |  | no |  |  | 0 | 0 | 0 | 0
oh_line_TAP_OH_897551 |  | ABCN | node_8102704_200830409 | node_1419857_847_15281152_035 | 0.033 | unb_TAPWIRE_OH | 8102704 | no | no |  |  | no |  |  | 0 | 0 | 0 | 0
oh_line_TAP_OH_897639 |  | AN | node_8102704_200830770 | node_1412968_521_15290121_277 | 0.033 | unb_TAPWIRE_OH | 8102704 | no | no |  |  | no |  |  | 0 | 0 | 0 | 0
oh_line_TAP_OH_897640 |  | ABCN | node_8102704_200830775 | node_1413654_036_15290179_645 | 0.033 | unb_TAPWIRE_OH | 8102704 | no | no |  |  | no |  |  | 0 | 0 | 0 | 0
oh_line_TAP_OH_897641 |  | AN | node_8102704_200830782 | node_1414153_15_15289971_779 | 0.033 | unb_TAPWIRE_OH | 8102704 | no | no |  |  | no |  |  | 0 | 0 | 0 | 0
oh_line_TAP_OH_897642 |  | ABCN | node_8102704_200830783 | node_1413949_954_15289684_696 | 0.033 | unb_TAPWIRE_OH | 8102704 | no | no |  |  | no |  |  | 0 | 0 | 0 | 0
oh_line_TAP_OH_897644 |  | ABCN | node_8102704_200830786 | node_1414082_568_15289477_847 | 0.033 | unb_TAPWIRE_OH | 8102704 | no | no |  |  | no |  |  | 0 | 0 | 0 | 0
oh_line_TAP_OH_897645 |  | ABCN | node_8102704_200830790 | node_1414424_141_15289046_385 | 0.033 | unb_TAPWIRE_OH | 8102704 | no | no |  |  | no |  |  | 0 | 0 | 0 | 0
oh_line_TAP_OH_897646 |  | ABCN | node_8102704_200830795 | node_1414588_763_15288703_842 | 0.033 | unb_TAPWIRE_OH | 8102704 | no | no |  |  | no |  |  | 0 | 0 | 0 | 0
oh_line_TAP_OH_897662 |  | ABCN | node_8102704_200830882 | node_1413989_494_15288921_766 | 0.033 | unb_TAPWIRE_OH | 8102704 | no | no |  |  | no |  |  | 0 | 0 | 0 | 0
oh_line_TAP_OH_897663 |  | AN | node_8102704_200830887 | node_1412596_18_15286984_007 | 0.033 | unb_TAPWIRE_OH | 8102704 | no | no |  |  | no |  |  | 0 | 0 | 0 | 0
oh_line_TAP_OH_897664 |  | AN | node_8102704_200830889 | node_1412655_821_15286219_47 | 0.033 | unb_TAPWIRE_OH | 8102704 | no | no |  |  | no |  |  | 0 | 0 | 0 | 0
oh_line_TAP_OH_897665 |  | AN | node_8102704_200830892 | node_1412605_91_15285941_475 | 0.033 | unb_TAPWIRE_OH | 8102704 | no | no |  |  | no |  |  | 0 | 0 | 0 | 0
oh_line_TAP_OH_897666 |  | AN | node_8102704_200830895 | node_1412905_931_15285783_04 | 0.033 | unb_TAPWIRE_OH | 8102704 | no | no |  |  | no |  |  | 0 | 0 | 0 | 0
oh_line_TAP_OH_897667 |  | AN | node_8102704_200830896 | node_1412623_343_15285753_644 | 0.033 | unb_TAPWIRE_OH | 8102704 | no | no |  |  | no |  |  | 0 | 0 | 0 | 0
oh_line_TAP_OH_897668 |  | AN | node_8102704_200830900 | node_1412910_424_15285409_359 | 0.033 | unb_TAPWIRE_OH | 8102704 | no | no |  |  | no |  |  | 0 | 0 | 0 | 0
oh_line_TAP_OH_897669 |  | AN | node_8102704_200830902 | node_1412866_909_15284980_927 | 0.033 | unb_TAPWIRE_OH | 8102704 | no | no |  |  | no |  |  | 0 | 0 | 0 | 0
oh_line_TAP_OH_897671 |  | ABCN | node_8102704_200830910 | node_1413497_159_15289302_833 | 0.033 | unb_TAPWIRE_OH | 8102704 | no | no |  |  | no |  |  | 0 | 0 | 0 | 0
oh_line_TAP_OH_897676 |  | ABCN | node_8102704_200830918 | node_1412829_144_15288534_204 | 0.033 | unb_TAPWIRE_OH | 8102704 | no | no |  |  | no |  |  | 0 | 0 | 0 | 0
oh_line_TAP_OH_897677 |  | AN | node_8102704_200830919 | node_1412543_919_15288348_2 | 0.033 | unb_TAPWIRE_OH | 8102704 | no | no |  |  | no |  |  | 0 | 0 | 0 | 0
oh_line_TAP_OH_897678 |  | AN | node_8102704_200830922 | node_1411652_827_15288092_833 | 0.033 | unb_TAPWIRE_OH | 8102704 | no | no |  |  | no |  |  | 0 | 0 | 0 | 0
oh_line_TAP_OH_897679 |  | AN | node_8102704_200830925 | node_1412231_825_15288127_737 | 0.033 | unb_TAPWIRE_OH | 8102704 | no | no |  |  | no |  |  | 0 | 0 | 0 | 0
oh_line_TAP_OH_897680 |  | AN | node_8102704_200830926 | node_1412375_121_15287536_794 | 0.033 | unb_TAPWIRE_OH | 8102704 | no | no |  |  | no |  |  | 0 | 0 | 0 | 0
oh_line_TAP_OH_897681 |  | AN | node_8102704_200830928 | node_1412077_913_15286879_462 | 0.033 | unb_TAPWIRE_OH | 8102704 | no | no |  |  | no |  |  | 0 | 0 | 0 | 0
oh_line_TAP_OH_897682 |  | AN | node_8102704_200830951 | node_1407288_014_15289446_034 | 0.033 | unb_TAPWIRE_OH | 8102704 | no | no |  |  | no |  |  | 0 | 0 | 0 | 0
oh_line_TAP_OH_897683 |  | AN | node_8102704_200830952 | node_1410516_89_15287581_565 | 0.033 | unb_TAPWIRE_OH | 8102704 | no | no |  |  | no |  |  | 0 | 0 | 0 | 0
oh_line_TAP_OH_897684 |  | AN | node_8102704_200830953 | node_1410801_847_15287036_176 | 0.033 | unb_TAPWIRE_OH | 8102704 | no | no |  |  | no |  |  | 0 | 0 | 0 | 0
oh_line_TAP_OH_897685 |  | AN | node_8102704_200830957 | node_1409303_966_15287612_073 | 0.033 | unb_TAPWIRE_OH | 8102704 | no | no |  |  | no |  |  | 0 | 0 | 0 | 0
oh_line_TAP_OH_897686 |  | AN | node_8102704_200830960 | node_1408827_002_15287688_955 | 0.033 | unb_TAPWIRE_OH | 8102704 | no | no |  |  | no |  |  | 0 | 0 | 0 | 0
oh_line_TAP_OH_897687 |  | AN | node_8102704_200830968 | node_1407747_618_15288769_95 | 0.033 | unb_TAPWIRE_OH | 8102704 | no | no |  |  | no |  |  | 0 | 0 | 0 | 0
oh_line_TAP_OH_897688 |  | AN | node_8102704_200830970 | node_1408193_424_15288787_564 | 0.033 | unb_TAPWIRE_OH | 8102704 | no | no |  |  | no |  |  | 0 | 0 | 0 | 0
oh_line_TAP_OH_897689 |  | AN | node_8102704_200830971 | node_1407505_002_15289131_768 | 0.033 | unb_TAPWIRE_OH | 8102704 | no | no |  |  | no |  |  | 0 | 0 | 0 | 0
oh_line_TAP_OH_897690 |  | AN | node_8102704_200830975 | node_1410531_255_15286991_229 | 0.033 | unb_TAPWIRE_OH | 8102704 | no | no |  |  | no |  |  | 0 | 0 | 0 | 0
oh_line_TAP_OH_897691 |  | AN | node_8102704_200830977 | node_1410113_151_15287202_628 | 0.033 | unb_TAPWIRE_OH | 8102704 | no | no |  |  | no |  |  | 0 | 0 | 0 | 0
oh_line_TAP_OH_897692 |  | AN | node_8102704_200830998 | node_1415387_235_15289400_9 | 0.033 | unb_TAPWIRE_OH | 8102704 | no | no |  |  | no |  |  | 0 | 0 | 0 | 0
oh_line_TAP_OH_897694 |  | ABCN | node_8102704_200831002 | node_1416920_392_15285424_353 | 0.033 | unb_TAPWIRE_OH | 8102704 | no | no |  |  | no |  |  | 0 | 0 | 0 | 0
oh_line_TAP_OH_897695 |  | ABCN | node_8102704_200831005 | node_1417193_125_15285632_618 | 0.033 | unb_TAPWIRE_OH | 8102704 | no | no |  |  | no |  |  | 0 | 0 | 0 | 0
oh_line_TAP_OH_897696 |  | AN | node_8102704_200831015 | node_1419297_759_15283332_302 | 0.033 | unb_TAPWIRE_OH | 8102704 | no | no |  |  | no |  |  | 0 | 0 | 0 | 0
oh_line_TAP_OH_897697 |  | ABN | node_8102704_200831019 | node_1419417_348_15283848_344 | 0.033 | unb_TAPWIRE_OH | 8102704 | no | no |  |  | no |  |  | 0 | 0 | 0 | 0
oh_line_TAP_OH_897698 |  | ABN | node_8102704_200831023 | node_1419236_798_15284410_284 | 0.033 | unb_TAPWIRE_OH | 8102704 | no | no |  |  | no |  |  | 0 | 0 | 0 | 0
oh_line_TAP_OH_897699 |  | ABN | node_8102704_200831028 | node_1419482_472_15283301_169 | 0.033 | unb_TAPWIRE_OH | 8102704 | no | no |  |  | no |  |  | 0 | 0 | 0 | 0
oh_line_TAP_OH_897700 |  | ABN | node_8102704_200831032 | node_1419705_076_15282831_998 | 0.033 | unb_TAPWIRE_OH | 8102704 | no | no |  |  | no |  |  | 0 | 0 | 0 | 0
oh_line_TAP_OH_897701 |  | AN | node_8102704_200831035 | node_1418342_53_15282773_994 | 0.033 | unb_TAPWIRE_OH | 8102704 | no | no |  |  | no |  |  | 0 | 0 | 0 | 0
oh_line_TAP_OH_897702 |  | ABN | node_8102704_200831039 | node_1419876_272_15281486_57 | 0.033 | unb_TAPWIRE_OH | 8102704 | no | no |  |  | no |  |  | 0 | 0 | 0 | 0
oh_line_TAP_OH_897703 |  | ABN | node_8102704_200831042 | node_1420292_386_15281788_09 | 0.033 | unb_TAPWIRE_OH | 8102704 | no | no |  |  | no |  |  | 0 | 0 | 0 | 0
oh_line_TAP_OH_897861 |  | AN | node_8102704_200831482 | node_1419037_901_15283712_478 | 0.033 | unb_TAPWIRE_OH | 8102704 | no | no |  |  | no |  |  | 0 | 0 | 0 | 0
oh_line_TAP_OH_925086 |  | AN | node_8102704_200975914 | node_1411208_422_15289654_008 | 0.033 | unb_TAPWIRE_OH | 8102704 | no | no |  |  | no |  |  | 0 | 0 | 0 | 0
oh_line_TAP_OH_928105 |  | ABCN | node_8102704_201007666 | node_1415075_843_15288034_905 | 0.033 | unb_TAPWIRE_OH | 8102704 | no | no |  |  | no |  |  | 0 | 0 | 0 | 0
oh_line_TAP_OH_936073 |  | AN | node_8102704_201055113 | node_1412121_249_15288857_726 | 0.033 | unb_TAPWIRE_OH | 8102704 | no | no |  |  | no |  |  | 0 | 0 | 0 | 0
oh_line_TAP_OH_936074 |  | AN | node_8102704_201055116 | node_1411423_82_15289514_402 | 0.033 | unb_TAPWIRE_OH | 8102704 | no | no |  |  | no |  |  | 0 | 0 | 0 | 0
oh_line_TAP_OH_936075 |  | AN | node_8102704_201055120 | node_1410803_622_15289892_302 | 0.033 | unb_TAPWIRE_OH | 8102704 | no | no |  |  | no |  |  | 0 | 0 | 0 | 0
oh_line_TAP_OH_936076 |  | AN | node_8102704_201055124 | node_1410271_187_15290130_347 | 0.033 | unb_TAPWIRE_OH | 8102704 | no | no |  |  | no |  |  | 0 | 0 | 0 | 0
oh_line_TAP_OH_936077 |  | AN | node_8102704_201055125 | node_1409991_927_15290254_337 | 0.033 | unb_TAPWIRE_OH | 8102704 | no | no |  |  | no |  |  | 0 | 0 | 0 | 0
oh_line_TAP_OH_936078 |  | AN | node_8102704_201055126 | node_1409804_625_15290354_548 | 0.033 | unb_TAPWIRE_OH | 8102704 | no | no |  |  | no |  |  | 0 | 0 | 0 | 0
oh_line_TAP_OH_936098 |  | AN | node_8102704_201055316 | node_1411703_078_15289319_806 | 0.033 | unb_TAPWIRE_OH | 8102704 | no | no |  |  | no |  |  | 0 | 0 | 0 | 0
oh_line_TAP_OH_2142545 |  | ABN | node_8102704_200829036 | node_1417105_184_15284986_067 | 0.033 | unb_TAPWIRE_OH | 8102704 | no | no |  |  | no |  |  | 0 | 0 | 0 | 0
oh_line_TAP_OH_2142546 |  | ABN | node_8102704_200829036 | node_1417115_52_15285008_873 | 0.033 | unb_TAPWIRE_OH | 8102704 | no | no |  |  | no |  |  | 0 | 0 | 0 | 0
oh_line_TAP_OH_2142576 |  | ABCN | node_8102704_200830915 | node_1413162_89_15288683_057 | 0.033 | unb_TAPWIRE_OH | 8102704 | no | no |  |  | no |  |  | 0 | 0 | 0 | 0
oh_line_TAP_OH_2142577 |  | ABCN | node_8102704_200830915 | node_1413175_049_15288688_87 | 0.033 | unb_TAPWIRE_OH | 8102704 | no | no |  |  | no |  |  | 0 | 0 | 0 | 0
oh_line_TAP_OH_2142578 |  | ABCN | node_8102704_200830769 | node_1413130_684_15290322_461 | 0.033 | unb_TAPWIRE_OH | 8102704 | no | no |  |  | no |  |  | 0 | 0 | 0 | 0
oh_line_TAP_OH_2142579 |  | ABCN | node_8102704_200830769 | node_1413117_095_15290302_959 | 0.033 | unb_TAPWIRE_OH | 8102704 | no | no |  |  | no |  |  | 0 | 0 | 0 | 0
oh_line_TAP_OH_2142587 |  | ABCN | node_8102704_200829969 | node_1416030_216_15285339_645 | 0.033 | unb_TAPWIRE_OH | 8102704 | no | no |  |  | no |  |  | 0 | 0 | 0 | 0
oh_line_TAP_OH_2142588 |  | ABCN | node_8102704_200829969 | node_1416011_004_15285332_863 | 0.033 | unb_TAPWIRE_OH | 8102704 | no | no |  |  | no |  |  | 0 | 0 | 0 | 0
oh_line_TAP_OH_2142589 |  | ABCN | node_8102704_200829969 | node_1416050_053_15285339_531 | 0.033 | unb_TAPWIRE_OH | 8102704 | no | no |  |  | no |  |  | 0 | 0 | 0 | 0
oh_line_TAP_OH_2142598 |  | ABCN | node_8102704_200830911 | node_1413615_316_15289221_607 | 0.033 | unb_TAPWIRE_OH | 8102704 | no | no |  |  | no |  |  | 0 | 0 | 0 | 0
oh_line_TAP_OH_2142599 |  | ABCN | node_8102704_200830911 | node_1413618_773_15289247_854 | 0.033 | unb_TAPWIRE_OH | 8102704 | no | no |  |  | no |  |  | 0 | 0 | 0 | 0
oh_line_TAP_OH_2142600 |  | ABCN | node_8102704_200830911 | node_1413606_922_15289197_416 | 0.033 | unb_TAPWIRE_OH | 8102704 | no | no |  |  | no |  |  | 0 | 0 | 0 | 0
oh_line_TAP_OH_2142613 |  | ABCN | node_8102704_200830396 | node_1419177_521_15281842_141 | 0.033 | unb_TAPWIRE_OH | 8102704 | no | no |  |  | no |  |  | 0 | 0 | 0 | 0
oh_line_TAP_OH_2142614 |  | ABCN | node_8102704_200830396 | node_1419189_97_15281821_503 | 0.033 | unb_TAPWIRE_OH | 8102704 | no | no |  |  | no |  |  | 0 | 0 | 0 | 0
oh_line_TAP_OH_2142615 |  | ABCN | node_8102704_200830392 | node_1418946_993_15282240_171 | 0.033 | unb_TAPWIRE_OH | 8102704 | no | no |  |  | no |  |  | 0 | 0 | 0 | 0
oh_line_TAP_OH_2142616 |  | ABCN | node_8102704_200830392 | node_1418959_043_15282219_11 | 0.033 | unb_TAPWIRE_OH | 8102704 | no | no |  |  | no |  |  | 0 | 0 | 0 | 0
oh_line_TAP_OH_2142617 |  | ABCN | node_8102704_200830392 | node_1418939_433_15282264_731 | 0.033 | unb_TAPWIRE_OH | 8102704 | no | no |  |  | no |  |  | 0 | 0 | 0 | 0
oh_line_TAP_OH_2142641 |  | ABN | node_8102704_200830319 | node_1415169_414_15286900_741 | 0.033 | unb_TAPWIRE_OH | 8102704 | no | no |  |  | no |  |  | 0 | 0 | 0 | 0
oh_line_TAP_OH_2142642 |  | ABN | node_8102704_200830319 | node_1415176_047_15286875_699 | 0.033 | unb_TAPWIRE_OH | 8102704 | no | no |  |  | no |  |  | 0 | 0 | 0 | 0
oh_line_TAP_OH_2142643 |  | ABCN | node_8102704_200830322 | node_1415598_282_15286849_526 | 0.033 | unb_TAPWIRE_OH | 8102704 | no | no |  |  | no |  |  | 0 | 0 | 0 | 0
oh_line_TAP_OH_2142644 |  | ABCN | node_8102704_200830322 | node_1415590_054_15286873_69 | 0.033 | unb_TAPWIRE_OH | 8102704 | no | no |  |  | no |  |  | 0 | 0 | 0 | 0
oh_line_TAP_OH_2145338 |  | AN | node_8102704_200829950 | node_1415668_697_15284205_693 | 0.033 | unb_TAPWIRE_OH | 8102704 | no | no |  |  | no |  |  | 0 | 0 | 0 | 0
oh_line_TAP_OH_2145339 |  | AN | node_8102704_200829950 | node_1415677_016_15284181_584 | 0.033 | unb_TAPWIRE_OH | 8102704 | no | no |  |  | no |  |  | 0 | 0 | 0 | 0
oh_line_TAP_OH_2145340 |  | AN | node_8102704_200829950 | node_1415665_323_15284231_905 | 0.033 | unb_TAPWIRE_OH | 8102704 | no | no |  |  | no |  |  | 0 | 0 | 0 | 0
oh_line_TAP_OH_2210523 |  | ABCN | node_8102704_200830916 | node_1412975_19_15288677_798 | 0.033 | unb_TAPWIRE_OH | 8102704 | no | no |  |  | no |  |  | 0 | 0 | 0 | 0
oh_line_TAP_OH_2210524 |  | ABCN | node_8102704_200830916 | node_1412959_714_15288661_022 | 0.033 | unb_TAPWIRE_OH | 8102704 | no | no |  |  | no |  |  | 0 | 0 | 0 | 0
oh_line_TAP_OH_2210525 |  | ABCN | node_8102704_200830916 | node_1412993_35_15288688_65 | 0.033 | unb_TAPWIRE_OH | 8102704 | no | no |  |  | no |  |  | 0 | 0 | 0 | 0
oh_line_TAP_OH_2210526 |  | ABCN | node_8102704_200830324 | node_1415726_654_15286542_787 | 0.033 | unb_TAPWIRE_OH | 8102704 | no | no |  |  | no |  |  | 0 | 0 | 0 | 0
oh_line_TAP_OH_2210527 |  | ABCN | node_8102704_200830324 | node_1415719_253_15286567_434 | 0.033 | unb_TAPWIRE_OH | 8102704 | no | no |  |  | no |  |  | 0 | 0 | 0 | 0
oh_line_TAP_OH_2210528 |  | ABCN | node_8102704_200830324 | node_1415729_04_15286516_372 | 0.033 | unb_TAPWIRE_OH | 8102704 | no | no |  |  | no |  |  | 0 | 0 | 0 | 0
oh_line_TAP_OH_2210529 |  | ABCN | node_8102704_200829973 | node_1415261_658_15285283_859 | 0.033 | unb_TAPWIRE_OH | 8102704 | no | no |  |  | no |  |  | 0 | 0 | 0 | 0
oh_line_TAP_OH_2210530 |  | ABCN | node_8102704_200829973 | node_1415242_516_15285276_723 | 0.033 | unb_TAPWIRE_OH | 8102704 | no | no |  |  | no |  |  | 0 | 0 | 0 | 0
oh_line_TAP_OH_2210531 |  | ABCN | node_8102704_200829973 | node_1415281_496_15285284_112 | 0.033 | unb_TAPWIRE_OH | 8102704 | no | no |  |  | no |  |  | 0 | 0 | 0 | 0
oh_line_TAP_OH_2210551 |  | ABCN | node_8102704_200830881 | node_1414048_824_15289097_947 | 0.033 | unb_TAPWIRE_OH | 8102704 | no | no |  |  | no |  |  | 0 | 0 | 0 | 0
oh_line_TAP_OH_2210552 |  | ABCN | node_8102704_200830881 | node_1414034_008_15289080_13 | 0.033 | unb_TAPWIRE_OH | 8102704 | no | no |  |  | no |  |  | 0 | 0 | 0 | 0
oh_line_TAP_OH_2210553 |  | ABCN | node_8102704_200830881 | node_1414066_549_15289110_036 | 0.033 | unb_TAPWIRE_OH | 8102704 | no | no |  |  | no |  |  | 0 | 0 | 0 | 0
oh_line_TAP_OH_2210556 |  | ABCN | node_8102704_200829837 | node_1419602_511_15282013_755 | 0.033 | unb_TAPWIRE_OH | 8102704 | no | no |  |  | no |  |  | 0 | 0 | 0 | 0
oh_line_TAP_OH_2210557 |  | ABCN | node_8102704_200829837 | node_1419591_549_15281991_478 | 0.033 | unb_TAPWIRE_OH | 8102704 | no | no |  |  | no |  |  | 0 | 0 | 0 | 0
oh_line_TAP_OH_2210558 |  | ABCN | node_8102704_200829837 | node_1419617_38_15282031_498 | 0.033 | unb_TAPWIRE_OH | 8102704 | no | no |  |  | no |  |  | 0 | 0 | 0 | 0
oh_line_TAP_OH_2210591 |  | ABCN | node_8102704_200831001 | node_1416767_556_15285371_487 | 0.033 | unb_TAPWIRE_OH | 8102704 | no | no |  |  | no |  |  | 0 | 0 | 0 | 0
oh_line_TAP_OH_2210592 |  | ABCN | node_8102704_200831001 | node_1416756_162_15285349_602 | 0.033 | unb_TAPWIRE_OH | 8102704 | no | no |  |  | no |  |  | 0 | 0 | 0 | 0
oh_line_TAP_OH_2210593 |  | ABCN | node_8102704_200831001 | node_1416782_765_15285388_701 | 0.033 | unb_TAPWIRE_OH | 8102704 | no | no |  |  | no |  |  | 0 | 0 | 0 | 0
oh_line_TAP_OH_2210601 |  | ABCN | node_8102704_200830912 | node_1413274_325_15288679_301 | 0.033 | unb_TAPWIRE_OH | 8102704 | no | no |  |  | no |  |  | 0 | 0 | 0 | 0
oh_line_TAP_OH_2210602 |  | ABCN | node_8102704_200830912 | node_1413282_489_15288683_089 | 0.033 | unb_TAPWIRE_OH | 8102704 | no | no |  |  | no |  |  | 0 | 0 | 0 | 0
oh_line_TAP_OH_2210603 |  | ABCN | node_8102704_200830912 | node_1413264_535_15288674_153 | 0.033 | unb_TAPWIRE_OH | 8102704 | no | no |  |  | no |  |  | 0 | 0 | 0 | 0
oh_line_TAP_OH_2210609 |  | ABCN | node_8102704_200830347 | node_1416701_529_15285003_156 | 0.033 | unb_TAPWIRE_OH | 8102704 | no | no |  |  | no |  |  | 0 | 0 | 0 | 0
oh_line_TAP_OH_2210610 |  | ABCN | node_8102704_200830347 | node_1416713_863_15284982_397 | 0.033 | unb_TAPWIRE_OH | 8102704 | no | no |  |  | no |  |  | 0 | 0 | 0 | 0
oh_line_TAP_OH_2210611 |  | ABCN | node_8102704_200830347 | node_1416693_636_15285027_524 | 0.033 | unb_TAPWIRE_OH | 8102704 | no | no |  |  | no |  |  | 0 | 0 | 0 | 0
oh_line_TAP_OH_2210644 |  | ABCN | node_8102704_200830173 | node_1410883_399_15290604_558 | 0.033 | unb_TAPWIRE_OH | 8102704 | no | no |  |  | no |  |  | 0 | 0 | 0 | 0
oh_line_TAP_OH_2210645 |  | ABCN | node_8102704_200830173 | node_1410873_156_15290581_676 | 0.033 | unb_TAPWIRE_OH | 8102704 | no | no |  |  | no |  |  | 0 | 0 | 0 | 0
oh_line_TAP_OH_2210659 |  | ABCN | node_8102704_200830334 | node_1416235_995_15285858_536 | 0.033 | unb_TAPWIRE_OH | 8102704 | no | no |  |  | no |  |  | 0 | 0 | 0 | 0
oh_line_TAP_OH_2210660 |  | ABCN | node_8102704_200830334 | node_1416223_652_15285879_285 | 0.033 | unb_TAPWIRE_OH | 8102704 | no | no |  |  | no |  |  | 0 | 0 | 0 | 0
oh_line_TAP_OH_2210672 |  | ABCN | node_8102704_200829967 | node_1416371_937_15285364_738 | 0.033 | unb_TAPWIRE_OH | 8102704 | no | no |  |  | no |  |  | 0 | 0 | 0 | 0
oh_line_TAP_OH_2210673 |  | ABCN | node_8102704_200829967 | node_1416353_178_15285355_933 | 0.033 | unb_TAPWIRE_OH | 8102704 | no | no |  |  | no |  |  | 0 | 0 | 0 | 0
oh_line_TAP_OH_2210674 |  | ABCN | node_8102704_200829967 | node_1416391_727_15285366_739 | 0.033 | unb_TAPWIRE_OH | 8102704 | no | no |  |  | no |  |  | 0 | 0 | 0 | 0
oh_line_TAP_OH_2668967 |  | ABCN | node_8102704_311846349 | node_1416175_3_15285322_801 | 0.033 | unb_TAPWIRE_OH | 8102704 | no | no |  |  | no |  |  | 0 | 0 | 0 | 0
oh_line_TAP_OH_2668968 |  | ABCN | node_8102704_311846349 | node_1416198_036_15285323_274 | 0.033 | unb_TAPWIRE_OH | 8102704 | no | no |  |  | no |  |  | 0 | 0 | 0 | 0
oh_line_TAP_OH_2668969 |  | ABCN | node_8102704_311846349 | node_1416222_309_15285322_346 | 0.033 | unb_TAPWIRE_OH | 8102704 | no | no |  |  | no |  |  | 0 | 0 | 0 | 0
oh_line_TAP_OH_2825017 |  | ABCN | node_8102704_200830773 | node_1413345_363_15290136_22 | 0.033 | unb_TAPWIRE_OH | 8102704 | no | no |  |  | no |  |  | 0 | 0 | 0 | 0
oh_line_TAP_OH_4632356 |  | AN | node_8102704_312076482 | node_1408512_09_15288933_115 | 0.033 | unb_TAPWIRE_OH | 8102704 | no | no |  |  | no |  |  | 0 | 0 | 0 | 0
oh_line_TAP_OH_4810771 |  | ABCN | node_8102704_312089390 | node_1412617_891_15288762_203 | 0.033 | unb_TAPWIRE_OH | 8102704 | no | no |  |  | no |  |  | 0 | 0 | 0 | 0
oh_line_TAP_OH_4810772 |  | ABCN | node_8102704_312089390 | node_1412606_771_15288780_517 | 0.033 | unb_TAPWIRE_OH | 8102704 | no | no |  |  | no |  |  | 0 | 0 | 0 | 0
oh_line_TAP_OH_4810773 |  | ABCN | node_8102704_312089390 | node_1412632_39_15288742_774 | 0.033 | unb_TAPWIRE_OH | 8102704 | no | no |  |  | no |  |  | 0 | 0 | 0 | 0

## overhead_line_conductor
data_type | static
owner_type | feeder
owner | 8102704
object | overhead_line_conductor
name | groupid | geometric_mean_radius | resistance | diameter | rating_summer_continuous | rating_summer_emergency | rating_winter_continuous | rating_winter_emergency | dcircuit | selected | comments
oh_cond_1/0_AAAC |  | 0.012 | 0.876 | 0.398 | 235 | 235 | 310 | 310 |  | no
oh_cond_1/0_ACSR |  | 0.012 | 0.888 | 0.398 | 265 | 265 | 330 | 330 |  | no
oh_cond_1_ACSR |  | 0.01 | 1.12 | 0.328 | 225 | 225 | 285 | 285 |  | no
oh_cond_2/0_CU |  | 0.013 | 0.44 | 0.414 | 295 | 295 | 425 | 425 |  | no
oh_cond_2_ACSR |  | 0.01 | 1.41 | 0.325 | 195 | 195 | 245 | 245 |  | no
oh_cond_2_CU |  | 0.009 | 0.873 | 0.292 | 190 | 190 | 270 | 270 |  | no
oh_cond_3_#7_CWD_30% |  | 0.005 | 3.07 | 0.311 | 125 | 125 | 195 | 195 |  | no
oh_cond_4/0_AAAC |  | 0.017 | 0.439 | 0.563 | 365 | 365 | 480 | 480 |  | no
oh_cond_4/0_ACSR |  | 0.017 | 0.445 | 0.563 | 410 | 410 | 515 | 515 |  | no
oh_cond_4/0_AL |  | 0.016 | 0.442 | 0.522 | 365 | 365 | 480 | 480 |  | no
oh_cond_4_CU |  | 0.007 | 1.388 | 0.232 | 140 | 140 | 200 | 200 |  | no
oh_cond_477_MCM_AL |  | 0.025 | 0.198 | 0.792 | 605 | 605 | 810 | 810 |  | no
oh_cond_WP-4/0-CU |  | 0.015 | 0.273 | 0.81 | 340 | 340 | 390 | 390 |  | no

## switch
data_type | static
owner_type | feeder
owner | 8102704
object | switch
name | groupid | phases | fr | to | phase_A_state | phase_B_state | phase_C_state | operating_mode | status | dcircuit | selected | monitored | monitored_fields | class_monitored_fields | played | played_fields | comments
switch_60935-220415888 |  | ABCN | node_intto1_8102704_200830345 | node_8102704_200830345 | CLOSED | CLOSED | CLOSED | INDIVIDUAL |  | 8102704 | no | no |  |  | no
switch_60945-220415867 |  | ABCN | node_intto1_8102704_200830339 | node_8102704_200830339 | CLOSED | CLOSED | CLOSED | INDIVIDUAL |  | 8102704 | no | no |  |  | no
switch_60955-220415893 |  | ABCN | node_intto1_8102704_201007666 | node_8102704_201007666 | CLOSED | CLOSED | CLOSED | INDIVIDUAL |  | 8102704 | no | no |  |  | no
switch_220415780 |  | ABCN | node_intto1_8102704_200830352 | node_8102704_200830352 | CLOSED | CLOSED | CLOSED | INDIVIDUAL |  | 8102704 | no | no |  |  | no
switch_220415822 |  | ABCN | node_intto1_8102704_200830395 | node_8102704_200830395 | CLOSED | CLOSED | CLOSED | INDIVIDUAL |  | 8102704 | no | no |  |  | no
switch_220415884 |  | AD | node_intto1_8102704_200951353 | node_8102704_200951353 | CLOSED | CLOSED | CLOSED | INDIVIDUAL |  | 8102704 | no | no |  |  | no
switch_220416071 |  | AD | node_intto1_8102704_200829717 | node_8102704_200829717 | CLOSED | CLOSED | CLOSED | INDIVIDUAL |  | 8102704 | no | no |  |  | no

## transformer
data_type | static
owner_type | feeder
owner | 8102704
object | transformer
name | groupid | phases | fr | to | configuration | climate | aging_constant | use_thermal_model | aging_granularity | dcircuit | selected | monitored | monitored_fields | class_monitored_fields | played | played_fields | comments
transformer_220465149 |  | AN | node_220465149 | node_intto1_220465149 | config_transformer_220465149 |  | 0 |  | 0 | 8102704 | no | no |  |  | no

## transformer_configuration
data_type | static
owner_type | feeder
owner | 8102704
object | transformer_configuration
name | groupid | connect_type | install_type | coolant_type | cooling_type | primary_voltage | secondary_voltage | power_rating | powerA_rating | powerB_rating | powerC_rating | impedance | shunt_impedance | core_coil_weight | tank_fittings_weight | oil_volume | rated_winding_time_constant | rated_winding_hot_spot_rise | rated_top_oil_rise | no_load_loss | full_load_loss | reactance_resistance_ratio | installed_insulation_life | dcircuit | selected | comments
config_transformer_220465149 |  | DELTA_GWYE |  |  |  | 4800 | 34500 | 333 | 0 | 0 | 0 | 0.005+0.047j | 0 | 0 | 0 | 0 | 0 | 0 | 0 | 0 | 0 | 10 | 0 |  | no

## underground_line
data_type | static
owner_type | feeder
owner | 8102704
object | underground_line
name | groupid | phases | fr | to | length | configuration | dcircuit | selected | monitored | monitored_fields | class_monitored_fields | played | played_fields | comments
und_line_8102704_200829026 |  | ABCN | node_8102704_200829027 | node_8102704_200829026 | 219.984 | und_3P_2ALURD_2AL(N) | 8102704 | no | no |  |  | no
und_line_8102704_200829027 |  | ABCN | node_8102704_200830803 | node_intto1_8102704_200829027 | 140.421 | und_3P_2ALURD_2AL(N) | 8102704 | no | no |  |  | no
und_line_8102704_200830304 |  | ABCN | node_8102704_200830807 | node_intto1_8102704_200830304 | 707.05 | und_3P_2ALURD_2AL(N) | 8102704 | no | no |  |  | no
und_line_8102704_200830305 |  | ABCN | node_8102704_200830357 | node_8102704_200830305 | 319.4 | und_3P_1/0ALURD_1/0AL(N) | 8102704 | no | no |  |  | no
und_line_8102704_200837572 |  | ABCN | node_8102704_200837576 | node_8102704_200837572 | 562.072 | und_3P_2ALURD_2AL(N) | 8102704 | no | no |  |  | no
und_line_8102704_200974169 |  | ABCN | node_8102704_200830774 | node_intto1_8102704_200974169 | 152.619 | und_3P_WYECUST | 8102704 | no | no |  |  | no
und_line_8102704_312082436 |  | ABCN | node_8102704_312082435 | node_8102704_312082436 | 526.015 | und_3P_1/0ALURD_1/0AL(N) | 8102704 | no | no |  |  | no
und_line_TAP_UG_58961 |  | ABCN | node_8102704_200829026 | node_1414593_714_15287852_28 | 0.033 | und_TAPWIRE_UG | 8102704 | no | no |  |  | no
und_line_TAP_UG_58965 |  | ABCN | node_8102704_200830304 | node_1414443_934_15287377_475 | 0.033 | und_TAPWIRE_UG | 8102704 | no | no |  |  | no
und_line_TAP_UG_58966 |  | ABCN | node_8102704_200830305 | node_1417153_407_15283962_367 | 0.033 | und_TAPWIRE_UG | 8102704 | no | no |  |  | no
und_line_TAP_UG_59049 |  | ABCN | node_8102704_200837572 | node_1417845_174_15286733_132 | 0.033 | und_TAPWIRE_UG | 8102704 | no | no |  |  | no
und_line_TAP_UG_61981 |  | ABCN | node_8102704_200974169 | node_1413027_126_15289926_356 | 0.033 | und_TAPWIRE_UG | 8102704 | no | no |  |  | no
und_line_TAP_UG_900666 |  | ABCN | node_8102704_312082436 | node_1416586_95_15284697_318 | 0.033 | und_TAPWIRE_UG | 8102704 | no | no |  |  | no
und_line_TAP_UG_900667 |  | ABCN | node_8102704_312082436 | node_1416599_881_15284717_611 | 0.033 | und_TAPWIRE_UG | 8102704 | no | no |  |  | no
und_line_TAP_UG_900668 |  | ABCN | node_8102704_312082436 | node_1416570_565_15284682_179 | 0.033 | und_TAPWIRE_UG | 8102704 | no | no |  |  | no

## underground_line_conductor
data_type | static
owner_type | feeder
owner | 8102704
object | underground_line_conductor
name | groupid | outer_diameter | conductor_gmr | conductor_diameter | conductor_resistance | neutral_gmr | neutral_diameter | neutral_resistance | neutral_strands | insulation_relative_permitivitty | shield_gmr | shield_resistance | rating_summer_continuous | rating_summer_emergency | rating_winter_continuous | rating_winter_emergency | dcircuit | selected | comments
und_cond_3P_1/0ALURD_1/0AL(N) | [12 empty] | 160 | 160 | 180 | 180 |  | no
und_cond_3P_2ALURD_2AL(N) | [12 empty] | 125 | 125 | 140 | 140 |  | no
und_cond_3P_WYECUST | [12 empty] | 685 | 685 | 685 | 685 |  | no
und_cond_TAPWIRE_UG | [12 empty] | 99999999 | 99999999 | 99999999 | 99999999 |  | no