## capacitor
data_type | static
owner_type | feeder
owner | 8107901
object | capacitor
name | groupid | parent | phases | nominal_voltage | pt_phase | phases_connected | switchA | switchB | switchC | control | voltage_set_high | voltage_set_low | VAr_set_high | VAr_set_low | current_set_high | current_set_low | capacitor_A | capacitor_B | capacitor_C | cap_nominal_voltage | time_delay | dwell_time | lockout_time | remote_sense | remote_sense_B | control_level | dcircuit | selected | monitored | monitored_fields | class_monitored_fields | played | played_fields | comments
cap_220369116 |  | node_1348737_066_15378874_57 | AN | 0 |  | AN | CLOSED |  |  | MANUAL | [6 empty] | 50000 |  |  | 4800 | [6 empty] | 8107901 | no | no |  |  | no
cap_220369119 |  | node_1340000_608_15389727_62 | AN | 0 |  | AN | CLOSED |  |  | MANUAL | [6 empty] | 50000 |  |  | 4800 | [6 empty] | 8107901 | no | no |  |  | no
cap_220369122 |  | node_1343405_484_15392080_644 | AN | 0 |  | AN | CLOSED |  |  | MANUAL | [6 empty] | 50000 |  |  | 4800 | [6 empty] | 8107901 | no | no |  |  | no
cap_220369124 |  | node_1356625_038_15377794_433 | AN | 0 |  | AN | CLOSED |  |  | MANUAL | [6 empty] | 50000 |  |  | 4800 | [6 empty] | 8107901 | no | no |  |  | no
cap_220369162 |  | node_1348586_852_15366539_892 | AN | 0 |  | AN | CLOSED |  |  | MANUAL | [6 empty] | 100000 |  |  | 4800 | [6 empty] | 8107901 | no | no |  |  | no
cap_220656133 |  | node_1352128_237_15396982_444 | AN | 0 |  | AN | CLOSED |  |  | MANUAL | [6 empty] | 50000 |  |  | 4800 | [6 empty] | 8107901 | no | no |  |  | no
cap_312120419 |  | node_1341619_406_15382992_383 | ABCN | 0 |  | ABCN | CLOSED | CLOSED | CLOSED | MANUAL | [6 empty] | 50000 | 50000 | 50000 | 4800 | [6 empty] | 8107901 | no | no |  |  | no

## feeder
data_type | static
owner_type | feeder
owner | 8107901
object | feeder
name | transmission_bus | ARC | ADR | slack_bus | nom_voltages | num_nodes | num_ohlines | num_uglines | num_transformers | num_generators | num_pvs | num_storages | num_loads | miles | mw | mvar | losses_mw | losses_mvar | comments | use_feeder_load_shape | load_shape_scale | use_feeder_pv_shape | pv_shape_scale | description | restore_time | griddisconnect_scenario_probability | gridconnect_scenario_probability | use_energy_not_served | VOLL | discount_rate | yearly_load_growth_percent | planning_horizon | enable_traditional_project_deferral | lifetime_of_investment_years | start_year | base_year | year_the_investment_is_committed | revenue_requirement_scaling_factor | discount_rate | inflation_rate_for_investment | traditional_project_invested_capital | periodicity_of_investment_in_years | priority | maximum_total_investment_cost | DER_portfolio_NPV | DER_portfolio_BC_ratio | total_system_energy_avoided_cost_NPV | total_system_capacity_avoided_cost_NPV | total_system_ancillary_services_avoided_cost_NPV | total_system_CO2_avoided_cost_NPV | total_system_loss_of_load_avoided_cost_NPV | total_system_distribution_capacity_avoided_cost_NPV | total_system_investment_and_operational_cost_NPV | feeder_solar_pv_operating_cost_USdollarperkWh | feeder_energy_storage_operating_cost_USdollarperkWh | feeder_distributed_generator_operating_cost_USdollarperkWh | feeder_distributed_generator_CO2_cost_USdollarperkWh | feeder_demand_response_operating_cost_USdollarperkWh | feeder_solar_pv_investment_cost_USdollarperkW | feeder_energy_storage_investment_cost_USdollarperkW | feeder_distributed_generator_investment_cost_USdollarperkW | feeder_demand_response_investment_cost_USdollarperkW
8107901 |  | ts_slack | none | node_SOURCE_8107901 | 19918.584,2771.281 | 1233 | 1164 | 5 | 2 | 0 | 0 | 0 | 376 | 43.115 | 3.519 | 1.499 | 0 | 0 |  | 0 | 0 | 1 | 0 |  | 0 | 0 | 0 | 0 | 0 | 0 | 0 | 0 | 0 | 0 | 0 | 0 | 0 | 0 | 0 | 0 | 0 | 0 | 0 | 999999999 | 0 | 0 | 0 | 0 | 0 | 0 | 0 | 0 | 0 | 0 | 0 | 0 | 0 | 0 | 0 | 0 | 0 | 0

## fuse
data_type | static
owner_type | feeder
owner | 8107901
object | fuse
name | groupid | phases | fr | to | phase_A_status | phase_B_status | phase_C_status | repair_dist_type | current_limit | mean_replacement_time | status | dcircuit | selected | monitored | monitored_fields | class_monitored_fields | played | played_fields | comments
fuse_220387308 |  | AD | node_intto1_8107901_200902704 | node_8107901_200902704 | GOOD | GOOD | GOOD |  | 25 |  |  | 8107901 | no | no |  |  | no
fuse_220387309 |  | AD | node_intto1_8107901_200902698 | node_8107901_200902698 | GOOD | GOOD | GOOD |  | 25 |  |  | 8107901 | no | no |  |  | no
fuse_220387310 |  | AD | node_intto1_8107901_200903394 | node_8107901_200903394 | GOOD | GOOD | GOOD |  | 25 |  |  | 8107901 | no | no |  |  | no
fuse_220387312 |  | ABCD | node_intto1_8107901_200902679 | node_8107901_200902679 | GOOD | GOOD | GOOD |  | 20 |  |  | 8107901 | no | no |  |  | no
fuse_220387318 |  | AD | node_intto1_8107901_200902682 | node_8107901_200902682 | GOOD | GOOD | GOOD |  | 30 |  |  | 8107901 | no | no |  |  | no
fuse_220387955 |  | AD | node_intto1_8107901_200844270 | node_8107901_200844270 | GOOD | GOOD | GOOD |  | 30 |  |  | 8107901 | no | no |  |  | no
fuse_220388302 |  | ABCD | node_intto1_8107901_200839559 | node_8107901_200839559 | GOOD | GOOD | GOOD |  | 60 |  |  | 8107901 | no | no |  |  | no
fuse_220388430 |  | ABCD | node_intto1_8107901_200839130 | node_8107901_200839130 | GOOD | GOOD | GOOD |  | 140 |  |  | 8107901 | no | no |  |  | no
fuse_220388431 |  | ABCD | node_intto1_8107901_200839169 | node_8107901_200839169 | GOOD | GOOD | GOOD |  | 100 |  |  | 8107901 | no | no |  |  | no
fuse_220388435 |  | AD | node_intto1_8107901_200839053 | node_8107901_200839053 | GOOD | GOOD | GOOD |  | 65 |  |  | 8107901 | no | no |  |  | no
fuse_220388436 |  | ABCN | node_intto1_220388436 | node_220388436 | GOOD | GOOD | GOOD |  | 40 |  |  | 8107901 | no | no |  |  | no
fuse_220388437 |  | AD | node_intto1_8107901_200839276 | node_8107901_200839276 | GOOD | GOOD | GOOD |  | 100 |  |  | 8107901 | no | no |  |  | no
fuse_220388438 |  | AD | node_intto1_8107901_200839257 | node_8107901_200839257 | GOOD | GOOD | GOOD |  | 60 |  |  | 8107901 | no | no |  |  | no
fuse_220388439 |  | AD | node_intto1_8107901_200839268 | node_8107901_200839268 | GOOD | GOOD | GOOD |  | 40 |  |  | 8107901 | no | no |  |  | no
fuse_220388570 |  | AD | node_intto1_8107901_200839361 | node_8107901_200839361 | GOOD | GOOD | GOOD |  | 40 |  |  | 8107901 | no | no |  |  | no
fuse_220388686 |  | AD | node_intto1_8107901_200839778 | node_8107901_200839778 | GOOD | GOOD | GOOD |  | 30 |  |  | 8107901 | no | no |  |  | no
fuse_220388690 |  | AN | node_intto1_220388690 | node_220388690 | GOOD | GOOD | GOOD |  | 8 |  |  | 8107901 | no | no |  |  | no
fuse_220388691 |  | AD | node_intto1_8107901_200839906 | node_8107901_200839906 | GOOD | GOOD | GOOD |  | 20 |  |  | 8107901 | no | no |  |  | no
fuse_220388693 |  | AD | node_intto1_8107901_200839955 | node_8107901_200839955 | GOOD | GOOD | GOOD |  | 30 |  |  | 8107901 | no | no |  |  | no
fuse_220388698 |  | AD | node_intto1_8107901_200840134 | node_8107901_200840134 | GOOD | GOOD | GOOD |  | 40 |  |  | 8107901 | no | no |  |  | no
fuse_220388702 |  | AD | node_intto1_8107901_200839945 | node_8107901_200839945 | GOOD | GOOD | GOOD |  | 100 |  |  | 8107901 | no | no |  |  | no
fuse_220388705 |  | AD | node_intto1_8107901_200840022 | node_8107901_200840022 | GOOD | GOOD | GOOD |  | 40 |  |  | 8107901 | no | no |  |  | no
fuse_220388706 |  | AD | node_intto1_8107901_201050135 | node_8107901_201050135 | GOOD | GOOD | GOOD |  | 40 |  |  | 8107901 | no | no |  |  | no
fuse_220388707 |  | AD | node_intto1_8107901_200839338 | node_8107901_200839338 | GOOD | GOOD | GOOD |  | 40 |  |  | 8107901 | no | no |  |  | no
fuse_220388709 |  | AD | node_intto1_8107901_200839292 | node_8107901_200839292 | GOOD | GOOD | GOOD |  | 40 |  |  | 8107901 | no | no |  |  | no
fuse_220388723 |  | AD | node_intto1_8107901_200840075 | node_8107901_200840075 | GOOD | GOOD | GOOD |  | 40 |  |  | 8107901 | no | no |  |  | no
fuse_220388754 |  | ABCN | node_intto1_8107901_200911515 | node_8107901_200911515 | GOOD | GOOD | GOOD |  | 40 |  |  | 8107901 | no | no |  |  | no
fuse_220388767 |  | AN | node_intto1_8107901_200840351 | node_8107901_200840351 | GOOD | GOOD | GOOD |  | 40 |  |  | 8107901 | no | no |  |  | no
fuse_220388774 |  | ABCN | node_intto1_220388774 | node_220388774 | GOOD | GOOD | GOOD |  | 65 |  |  | 8107901 | no | no |  |  | no
fuse_220475916 |  | AN | node_intto1_8107901_200976869 | node_8107901_200976869 | GOOD | GOOD | GOOD |  | 20 |  |  | 8107901 | no | no |  |  | no
fuse_220541416 |  | AD | node_intto1_8107901_200839937 | node_8107901_200839937 | GOOD | GOOD | GOOD |  | 65 |  |  | 8107901 | no | no |  |  | no
fuse_220541418 |  | AD | node_intto1_8107901_200839735 | node_8107901_200839735 | GOOD | GOOD | GOOD |  | 40 |  |  | 8107901 | no | no |  |  | no
fuse_220541420 |  | AD | node_intto1_8107901_200840031 | node_8107901_200840031 | GOOD | GOOD | GOOD |  | 30 |  |  | 8107901 | no | no |  |  | no
fuse_220541422 |  | ABCD | node_intto1_8107901_200839207 | node_8107901_200839207 | GOOD | GOOD | GOOD |  | 100 |  |  | 8107901 | no | no |  |  | no
fuse_220541423 |  | AD | node_intto1_8107901_200839216 | node_8107901_200839216 | GOOD | GOOD | GOOD |  | 100 |  |  | 8107901 | no | no |  |  | no
fuse_220551019 |  | AN | node_intto1_8107901_310003848 | node_8107901_310003848 | GOOD | GOOD | GOOD |  | 20 |  |  | 8107901 | no | no |  |  | no
fuse_220575532 |  | AD | node_intto1_8107901_201009941 | node_8107901_201009941 | GOOD | GOOD | GOOD |  | 40 |  |  | 8107901 | no | no |  |  | no
fuse_220627952 |  | AD | node_intto1_8107901_200839606 | node_8107901_200839606 | GOOD | GOOD | GOOD |  | 25 |  |  | 8107901 | no | no |  |  | no
fuse_220628019 |  | AD | node_intto1_8107901_200839065 | node_8107901_200839065 | GOOD | GOOD | GOOD |  | 30 |  |  | 8107901 | no | no |  |  | no
fuse_220628039 |  | AD | node_intto1_8107901_201050875 | node_8107901_201050875 | GOOD | GOOD | GOOD |  | 40 |  |  | 8107901 | no | no |  |  | no
fuse_310017973 |  | AD | node_intto1_8107901_200839308 | node_8107901_200839308 | GOOD | GOOD | GOOD |  | 50 |  |  | 8107901 | no | no |  |  | no
fuse_311881303 |  | AN | node_intto1_8107901_311881300 | node_8107901_311881300 | GOOD | GOOD | GOOD |  | 20 |  |  | 8107901 | no | no |  |  | no
fuse_312014410 |  | AD | node_intto1_8107901_200840044 | node_8107901_200840044 | GOOD | GOOD | GOOD |  | 65 |  |  | 8107901 | no | no |  |  | no
fuse_312076344 |  | AD | node_intto1_8107901_312076339 | node_8107901_312076339 | GOOD | GOOD | GOOD |  | 25 |  |  | 8107901 | no | no |  |  | no
fuse_312090055 |  | AN | node_intto1_8107901_312097082 | node_8107901_312097082 | GOOD | GOOD | GOOD |  | 40 |  |  | 8107901 | no | no |  |  | no
fuse_312096460 |  | AD | node_intto1_8107901_312096458 | node_8107901_312096458 | GOOD | GOOD | GOOD |  | 25 |  |  | 8107901 | no | no |  |  | no

## line_configuration
data_type | static
owner_type | feeder
owner | 8107901
object | line_configuration
name | groupid | conductor_A | conductor_B | conductor_C | conductor_N | spacing | z11 | z12 | z13 | z21 | z22 | z23 | z31 | z32 | z33 | c11 | c12 | c13 | c21 | c22 | c23 | c31 | c32 | c33 | dcircuit | selected | comments
bal_1P_1/0AA |  | oh_cond_1/0_AAAC | oh_cond_1/0_AAAC | oh_cond_1/0_AAAC |  |  | 0.972+1.499j | 0.095+0.781j | 0.095+0.781j | 0.095+0.781j | 0.972+1.499j | 0.095+0.781j | 0.095+0.781j | 0.095+0.781j | 0.972+1.499j | 12.796 | -3.172 | -3.172 | -3.172 | 12.796 | -3.172 | -3.172 | -3.172 | 12.796 |  | no
bal_1P_1/0AA_1/0AA(N) |  | oh_cond_1/0_AAAC | oh_cond_1/0_AAAC | oh_cond_1/0_AAAC | oh_cond_1/0_AAAC |  | 1.078+1.186j | 0.201+0.467j | 0.201+0.467j | 0.201+0.467j | 1.078+1.186j | 0.201+0.467j | 0.201+0.467j | 0.201+0.467j | 1.078+1.186j | 13.243 | -2.726 | -2.726 | -2.726 | 13.243 | -2.726 | -2.726 | -2.726 | 13.243 |  | no
bal_1P_1/0AC |  | oh_cond_1/0_ACSR | oh_cond_1/0_ACSR | oh_cond_1/0_ACSR |  |  | 0.983+1.218j | 0.095+0.781j | 0.095+0.781j | 0.095+0.781j | 0.983+1.218j | 0.095+0.781j | 0.095+0.781j | 0.095+0.781j | 0.983+1.218j | 12.796 | -3.172 | -3.172 | -3.172 | 12.796 | -3.172 | -3.172 | -3.172 | 12.796 |  | no
bal_1P_2AC |  | oh_cond_2_ACSR | oh_cond_2_ACSR | oh_cond_2_ACSR |  |  | 1.505+1.527j | 0.095+0.781j | 0.095+0.781j | 0.095+0.781j | 1.505+1.527j | 0.095+0.781j | 0.095+0.781j | 0.095+0.781j | 1.505+1.527j | 12.393 | -3.017 | -3.017 | -3.017 | 12.393 | -3.017 | -3.017 | -3.017 | 12.393 |  | no
bal_1P_2AC_1/0AC(N) |  | oh_cond_2_ACSR | oh_cond_2_ACSR | oh_cond_2_ACSR | oh_cond_1/0_ACSR |  | 1.613+1.215j | 0.203+0.469j | 0.203+0.469j | 0.203+0.469j | 1.613+1.215j | 0.203+0.469j | 0.203+0.469j | 0.203+0.469j | 1.613+1.215j | 12.826 | -2.585 | -2.585 | -2.585 | 12.826 | -2.585 | -2.585 | -2.585 | 12.826 |  | no
bal_1P_2AC_2AC(N) |  | oh_cond_2_ACSR | oh_cond_2_ACSR | oh_cond_2_ACSR | oh_cond_2_ACSR |  | 1.645+1.289j | 0.235+0.543j | 0.235+0.543j | 0.235+0.543j | 1.645+1.289j | 0.235+0.543j | 0.235+0.543j | 0.235+0.543j | 1.645+1.289j | 12.813 | -2.597 | -2.597 | -2.597 | 12.813 | -2.597 | -2.597 | -2.597 | 12.813 |  | no
bal_1P_3-104CW |  | oh_cond_3_#104_CWD | oh_cond_3_#104_CWD | oh_cond_3_#104_CWD |  |  | 6.041+1.65j | 0.095+0.781j | 0.095+0.781j | 0.095+0.781j | 6.041+1.65j | 0.095+0.781j | 0.095+0.781j | 0.095+0.781j | 6.041+1.65j | 11.719 | -2.762 | -2.762 | -2.762 | 11.719 | -2.762 | -2.762 | -2.762 | 11.719 |  | no
bal_1P_4/0AC |  | oh_cond_4/0_ACSR | oh_cond_4/0_ACSR | oh_cond_4/0_ACSR |  |  | 0.54+1.457j | 0.095+0.781j | 0.095+0.781j | 0.095+0.781j | 0.54+1.457j | 0.095+0.781j | 0.095+0.781j | 0.095+0.781j | 0.54+1.457j | 13.554 | -3.469 | -3.469 | -3.469 | 13.554 | -3.469 | -3.469 | -3.469 | 13.554 |  | no
bal_1P_4AC |  | oh_cond_4_ACSR | oh_cond_4_ACSR | oh_cond_4_ACSR |  |  | 2.335+1.555j | 0.095+0.781j | 0.095+0.781j | 0.095+0.781j | 2.335+1.555j | 0.095+0.781j | 0.095+0.781j | 0.095+0.781j | 2.335+1.555j | 11.91 | -2.834 | -2.834 | -2.834 | 11.91 | -2.834 | -2.834 | -2.834 | 11.91 |  | no
bal_1P_4ACW |  | oh_cond_4A_CWD | oh_cond_4A_CWD | oh_cond_4A_CWD |  |  | 1.49+1.583j | 0.095+0.781j | 0.095+0.781j | 0.095+0.781j | 1.49+1.583j | 0.095+0.781j | 0.095+0.781j | 0.095+0.781j | 1.49+1.583j | 12.178 | -2.935 | -2.935 | -2.935 | 12.178 | -2.935 | -2.935 | -2.935 | 12.178 |  | no
bal_1P_4CU |  | oh_cond_4_CU | oh_cond_4_CU | oh_cond_4_CU |  |  | 1.483+1.565j | 0.095+0.781j | 0.095+0.781j | 0.095+0.781j | 1.483+1.565j | 0.095+0.781j | 0.095+0.781j | 0.095+0.781j | 1.483+1.565j | 11.78 | -2.785 | -2.785 | -2.785 | 11.78 | -2.785 | -2.785 | -2.785 | 11.78 |  | no
bal_1P_8DCW |  | oh_cond_8D_CWD | oh_cond_8D_CWD | oh_cond_8D_CWD |  |  | 3.605+1.647j | 0.095+0.781j | 0.095+0.781j | 0.095+0.781j | 3.605+1.647j | 0.095+0.781j | 0.095+0.781j | 0.095+0.781j | 3.605+1.647j | 11.681 | -2.748 | -2.748 | -2.748 | 11.681 | -2.748 | -2.748 | -2.748 | 11.681 |  | no
bal_1P_DELTACUST |  | oh_cond_2/0_CU | oh_cond_2/0_CU | oh_cond_2/0_CU | oh_cond_3_#7_CWD_30% |  | 0.66+1.378j | 0.22+0.666j | 0.22+0.666j | 0.22+0.666j | 0.66+1.378j | 0.22+0.666j | 0.22+0.666j | 0.22+0.666j | 0.66+1.378j | 13.24 | -2.712 | -2.712 | -2.712 | 13.24 | -2.712 | -2.712 | -2.712 | 13.24 |  | no
bal_3P_1/0AA |  | oh_cond_1/0_AAAC | oh_cond_1/0_AAAC | oh_cond_1/0_AAAC |  |  | 0.972+1.499j | 0.095+0.781j | 0.095+0.781j | 0.095+0.781j | 0.972+1.499j | 0.095+0.781j | 0.095+0.781j | 0.095+0.781j | 0.972+1.499j | 12.796 | -3.172 | -3.172 | -3.172 | 12.796 | -3.172 | -3.172 | -3.172 | 12.796 |  | no
bal_3P_1/0AA_1/0AA(N) |  | oh_cond_1/0_AAAC | oh_cond_1/0_AAAC | oh_cond_1/0_AAAC | oh_cond_1/0_AAAC |  | 1.078+1.186j | 0.201+0.467j | 0.201+0.467j | 0.201+0.467j | 1.078+1.186j | 0.201+0.467j | 0.201+0.467j | 0.201+0.467j | 1.078+1.186j | 13.243 | -2.726 | -2.726 | -2.726 | 13.243 | -2.726 | -2.726 | -2.726 | 13.243 |  | no
bal_3P_2AC |  | oh_cond_2_ACSR | oh_cond_2_ACSR | oh_cond_2_ACSR |  |  | 1.505+1.527j | 0.095+0.781j | 0.095+0.781j | 0.095+0.781j | 1.505+1.527j | 0.095+0.781j | 0.095+0.781j | 0.095+0.781j | 1.505+1.527j | 12.393 | -3.017 | -3.017 | -3.017 | 12.393 | -3.017 | -3.017 | -3.017 | 12.393 |  | no
bal_3P_4/0AA |  | oh_cond_4/0_AAAC | oh_cond_4/0_AAAC | oh_cond_4/0_AAAC |  |  | 0.534+1.457j | 0.095+0.781j | 0.095+0.781j | 0.095+0.781j | 0.534+1.457j | 0.095+0.781j | 0.095+0.781j | 0.095+0.781j | 0.534+1.457j | 13.554 | -3.469 | -3.469 | -3.469 | 13.554 | -3.469 | -3.469 | -3.469 | 13.554 |  | no
bal_3P_4CU |  | oh_cond_4_CU | oh_cond_4_CU | oh_cond_4_CU |  |  | 1.483+1.565j | 0.095+0.781j | 0.095+0.781j | 0.095+0.781j | 1.483+1.565j | 0.095+0.781j | 0.095+0.781j | 0.095+0.781j | 1.483+1.565j | 11.78 | -2.785 | -2.785 | -2.785 | 11.78 | -2.785 | -2.785 | -2.785 | 11.78 |  | no
bal_3P_477AL |  | oh_cond_477_MCM_AL | oh_cond_477_MCM_AL | oh_cond_477_MCM_AL |  |  | 0.293+1.41j | 0.095+0.775j | 0.095+0.775j | 0.095+0.775j | 0.293+1.41j | 0.095+0.775j | 0.095+0.775j | 0.095+0.775j | 0.293+1.41j | 14.305 | -3.735 | -3.735 | -3.735 | 14.305 | -3.735 | -3.735 | -3.735 | 14.305 |  | no
bal_3P_477AL_4/0AA(N) |  | oh_cond_477_MCM_AL | oh_cond_477_MCM_AL | oh_cond_477_MCM_AL | oh_cond_4/0_AAAC |  | 0.332+1.031j | 0.134+0.402j | 0.134+0.402j | 0.134+0.402j | 0.332+1.031j | 0.134+0.402j | 0.134+0.402j | 0.134+0.402j | 0.332+1.031j | 14.927 | -3.279 | -3.279 | -3.279 | 14.927 | -3.279 | -3.279 | -3.279 | 14.927 |  | no
bal_3P_477AL_4/0AC(N) |  | oh_cond_477_MCM_AL | oh_cond_477_MCM_AL | oh_cond_477_MCM_AL | oh_cond_4/0_ACSR |  | 0.334+1.032j | 0.136+0.403j | 0.136+0.403j | 0.136+0.403j | 0.334+1.032j | 0.136+0.403j | 0.136+0.403j | 0.136+0.403j | 0.334+1.032j | 14.927 | -3.279 | -3.279 | -3.279 | 14.927 | -3.279 | -3.279 | -3.279 | 14.927 |  | no
unb_TAPWIRE_OH |  | oh_cond_WP-4/0-CU | oh_cond_WP-4/0-CU | oh_cond_WP-4/0-CU | oh_cond_WP-4/0-CU |  | 0.365+1.097j | 0.093+0.433j | 0.094+0.34j | 0.093+0.433j | 0.368+1.078j | 0.095+0.401j | 0.094+0.34j | 0.095+0.401j | 0.368+1.077j | 14.911 | -4.341 | -1.953 | -4.341 | 15.781 | -3.724 | -1.953 | -3.724 | 14.818 |  | no
und_1P_WYECUST |  | und_cond_1P_WYECUST | und_cond_1P_WYECUST | und_cond_1P_WYECUST |  |  | 0.179+0.233j | 0.061-0.024j | 0.061-0.024j | 0.061-0.024j | 0.179+0.233j | 0.061-0.024j | 0.061-0.024j | 0.061-0.024j | 0.179+0.233j | 324.124 | 0 | 0 | 0 | 324.124 | 0 | 0 | 0 | 324.124 |  | no
und_TAPWIRE_UG |  | und_cond_TAPWIRE_UG | und_cond_TAPWIRE_UG | und_cond_TAPWIRE_UG |  |  | 0.001+0.001j | 0.0+0.0j | 0.0+0.0j | 0.0+0.0j | 0.001+0.001j | 0.0+0.0j | 0.0+0.0j | 0.0+0.0j | 0.001+0.001j | 0 | 0 | 0 | 0 | 0 | 0 | 0 | 0 | 0 |  | no

## load
data_type | static
owner_type | feeder
owner | 8107901
object | load
name | groupid | parent | bustype | phases | nominal_voltage | load_class | constant_power_A | constant_power_B | constant_power_C | constant_current_A | constant_current_B | constant_current_C | constant_impedance_A | constant_impedance_B | constant_impedance_C | base_power_A | base_power_B | base_power_C | power_pf_A | power_pf_B | power_pf_C | current_pf_A | current_pf_B | current_pf_C | impedance_pf_A | impedance_pf_B | impedance_pf_C | power_fraction_A | power_fraction_B | power_fraction_C | current_fraction_A | current_fraction_B | current_fraction_C | impedance_fraction_A | impedance_fraction_B | impedance_fraction_C | dcircuit | selected | monitored | monitored_fields | class_monitored_fields | played | played_fields | base_kw_A | base_kw_B | base_kw_C | kw_A | kw_B | kw_C | comments | critical_load | dem_resp_lb | dem_resp_ub | dem_resp_shortage_cost | dem_resp_surplus_cost | num_customers
load_220341272 |  | node_1348098_532_15387692_096 |  | AN | 0 | Residential | 5868+2499.758j | 0 | 0 | 0 | 0 | 0 | [24 empty] | 8107901 | no | no |  |  | no |  | 0 | 0 | 0 | 0 | 0 | 0 |  | 1 | 1 | 1 | 0 | 0 | 0
load_220341273 |  | node_1347537_631_15387769_453 |  | AN | 0 | Residential | 5652+2407.742j | 0 | 0 | 0 | 0 | 0 | [24 empty] | 8107901 | no | no |  |  | no |  | 0 | 0 | 0 | 0 | 0 | 0 |  | 1 | 1 | 1 | 0 | 0 | 0
load_220341275 |  | node_1345364_222_15386563_052 |  | AN | 0 | Residential | 28303.2+12057.113j | 0 | 0 | 0 | 0 | 0 | [24 empty] | 8107901 | no | no |  |  | no |  | 0 | 0 | 0 | 0 | 0 | 0 |  | 1 | 1 | 1 | 0 | 0 | 0
load_220341276 |  | node_1344167_8_15386513_411 |  | AN | 0 | Residential | 4968+2116.359j | 0 | 0 | 0 | 0 | 0 | [24 empty] | 8107901 | no | no |  |  | no |  | 0 | 0 | 0 | 0 | 0 | 0 |  | 1 | 1 | 1 | 0 | 0 | 0
load_220341278 |  | node_1343435_373_15386496_69 |  | AN | 0 | Residential | 57880.8+24657.118j | 0 | 0 | 0 | 0 | 0 | [24 empty] | 8107901 | no | no |  |  | no |  | 0 | 0 | 0 | 0 | 0 | 0 |  | 1 | 1 | 1 | 0 | 0 | 0
load_220341299 |  | node_1357501_986_15387557_982 |  | AN | 0 | Residential | 11649.6+4962.709j | 0 | 0 | 0 | 0 | 0 | [24 empty] | 8107901 | no | no |  |  | no |  | 0 | 0 | 0 | 0 | 0 | 0 |  | 1 | 1 | 1 | 0 | 0 | 0
load_220341300 |  | node_1357019_847_15387554_153 |  | AN | 0 | NonResidential | 136.8+58.277j | 0 | 0 | 0 | 0 | 0 | [24 empty] | 8107901 | no | no |  |  | no |  | 0 | 0 | 0 | 0 | 0 | 0 |  | 1 | 1 | 1 | 0 | 0 | 0
load_220341303 |  | node_1356512_172_15387448_844 |  | AN | 0 | Residential | 12801.6+5453.459j | 0 | 0 | 0 | 0 | 0 | [24 empty] | 8107901 | no | no |  |  | no |  | 0 | 0 | 0 | 0 | 0 | 0 |  | 1 | 1 | 1 | 0 | 0 | 0
load_220341304 |  | node_1356432_107_15387622_028 |  | AN | 0 | Residential | 3736.8+1591.87j | 0 | 0 | 0 | 0 | 0 | [24 empty] | 8107901 | no | no |  |  | no |  | 0 | 0 | 0 | 0 | 0 | 0 |  | 1 | 1 | 1 | 0 | 0 | 0
load_220341305 |  | node_1356522_946_15387877_164 |  | AN | 0 | Residential | 18252+7775.319j | 0 | 0 | 0 | 0 | 0 | [24 empty] | 8107901 | no | no |  |  | no |  | 0 | 0 | 0 | 0 | 0 | 0 |  | 1 | 1 | 1 | 0 | 0 | 0
load_220341306 |  | node_1356260_436_15387553_544 |  | AN | 0 | Residential | 4046.4+1723.759j | 0 | 0 | 0 | 0 | 0 | [24 empty] | 8107901 | no | no |  |  | no |  | 0 | 0 | 0 | 0 | 0 | 0 |  | 1 | 1 | 1 | 0 | 0 | 0
load_220341306-L-1 |  | node_1356260_436_15387553_544 |  | AN | 0 | Residential | 0 | 0 | 0 | 0 | 0 | 0 | [24 empty] | 8107901 | no | no |  |  | no |  | 0 | 0 | 0 | 0 | 0 | 0 |  | 1 | 1 | 1 | 0 | 0 | 0
load_220341307 |  | node_1356057_504_15387595_5 |  | AN | 0 | Residential | 2952+1257.547j | 0 | 0 | 0 | 0 | 0 | [24 empty] | 8107901 | no | no |  |  | no |  | 0 | 0 | 0 | 0 | 0 | 0 |  | 1 | 1 | 1 | 0 | 0 | 0
load_220341308 |  | node_1355681_251_15387675_009 |  | AN | 0 | Residential | 14227.2+6060.762j | 0 | 0 | 0 | 0 | 0 | [24 empty] | 8107901 | no | no |  |  | no |  | 0 | 0 | 0 | 0 | 0 | 0 |  | 1 | 1 | 1 | 0 | 0 | 0
load_220341309 |  | node_1355196_514_15387869_02 |  | AN | 0 | Residential | 7639.2+3254.286j | 0 | 0 | 0 | 0 | 0 | [24 empty] | 8107901 | no | no |  |  | no |  | 0 | 0 | 0 | 0 | 0 | 0 |  | 1 | 1 | 1 | 0 | 0 | 0
load_220341310 |  | node_1354744_242_15387603_96 |  | AN | 0 | Residential | 8157.6+3475.123j | 0 | 0 | 0 | 0 | 0 | [24 empty] | 8107901 | no | no |  |  | no |  | 0 | 0 | 0 | 0 | 0 | 0 |  | 1 | 1 | 1 | 0 | 0 | 0
load_220341311 |  | node_1354414_439_15387564_231 |  | AN | 0 | Residential | 10094.4+4300.196j | 0 | 0 | 0 | 0 | 0 | [24 empty] | 8107901 | no | no |  |  | no |  | 0 | 0 | 0 | 0 | 0 | 0 |  | 1 | 1 | 1 | 0 | 0 | 0
load_220341315 |  | node_1354055_252_15387389_1 |  | AN | 0 | Residential | 2966.4+1263.681j | 0 | 0 | 0 | 0 | 0 | [24 empty] | 8107901 | no | no |  |  | no |  | 0 | 0 | 0 | 0 | 0 | 0 |  | 1 | 1 | 1 | 0 | 0 | 0
load_220341316 |  | node_1353406_301_15387610_569 |  | AN | 0 | Residential | 13975.2+5953.41j | 0 | 0 | 0 | 0 | 0 | [24 empty] | 8107901 | no | no |  |  | no |  | 0 | 0 | 0 | 0 | 0 | 0 |  | 1 | 1 | 1 | 0 | 0 | 0
load_220341317 |  | node_1353218_622_15387619_99 |  | AN | 0 | Residential | 21240+9048.202j | 0 | 0 | 0 | 0 | 0 | [24 empty] | 8107901 | no | no |  |  | no |  | 0 | 0 | 0 | 0 | 0 | 0 |  | 1 | 1 | 1 | 0 | 0 | 0
load_220341318 |  | node_1352824_037_15387653_47 |  | AN | 0 | Residential | 10771.2+4588.512j | 0 | 0 | 0 | 0 | 0 | [24 empty] | 8107901 | no | no |  |  | no |  | 0 | 0 | 0 | 0 | 0 | 0 |  | 1 | 1 | 1 | 0 | 0 | 0
load_220341319 |  | node_1352177_771_15387476_198 |  | AN | 0 | Residential | 7070.4+3011.978j | 0 | 0 | 0 | 0 | 0 | [24 empty] | 8107901 | no | no |  |  | no |  | 0 | 0 | 0 | 0 | 0 | 0 |  | 1 | 1 | 1 | 0 | 0 | 0
load_220341320 |  | node_1351113_702_15387426_452 |  | AN | 0 | Residential | 13903.2+5922.738j | 0 | 0 | 0 | 0 | 0 | [24 empty] | 8107901 | no | no |  |  | no |  | 0 | 0 | 0 | 0 | 0 | 0 |  | 1 | 1 | 1 | 0 | 0 | 0
load_220341321 |  | node_1350636_841_15387284_992 |  | AN | 0 | Residential | 23212.8+9888.611j | 0 | 0 | 0 | 0 | 0 | [24 empty] | 8107901 | no | no |  |  | no |  | 0 | 0 | 0 | 0 | 0 | 0 |  | 1 | 1 | 1 | 0 | 0 | 0
load_220341323 |  | node_1349597_241_15387505_039 |  | AN | 0 | Residential | 9000+3833.984j | 0 | 0 | 0 | 0 | 0 | [24 empty] | 8107901 | no | no |  |  | no |  | 0 | 0 | 0 | 0 | 0 | 0 |  | 1 | 1 | 1 | 0 | 0 | 0
load_220341328 |  | node_1351678_64_15383805_305 |  | AN | 0 | Residential | 15112.8+6438.026j | 0 | 0 | 0 | 0 | 0 | [24 empty] | 8107901 | no | no |  |  | no |  | 0 | 0 | 0 | 0 | 0 | 0 |  | 1 | 1 | 1 | 0 | 0 | 0
load_220341332 |  | node_1353643_394_15385795_812 |  | AN | 0 | Other | 0 | 0 | 0 | 0 | 0 | 0 | [24 empty] | 8107901 | no | no |  |  | no |  | 0 | 0 | 0 | 0 | 0 | 0 |  | 1 | 1 | 1 | 0 | 0 | 0
load_220341332-L-1 |  | node_1353643_394_15385795_812 |  | AN | 0 | Residential | 0 | 0 | 0 | 0 | 0 | 0 | [24 empty] | 8107901 | no | no |  |  | no |  | 0 | 0 | 0 | 0 | 0 | 0 |  | 1 | 1 | 1 | 0 | 0 | 0
load_220341334 |  | node_1353419_015_15384994_56 |  | AN | 0 | Residential | 10274.4+4376.876j | 0 | 0 | 0 | 0 | 0 | [24 empty] | 8107901 | no | no |  |  | no |  | 0 | 0 | 0 | 0 | 0 | 0 |  | 1 | 1 | 1 | 0 | 0 | 0
load_220341335 |  | node_1352888_515_15384729_37 |  | AN | 0 | Residential | 10591.2+4511.832j | 0 | 0 | 0 | 0 | 0 | [24 empty] | 8107901 | no | no |  |  | no |  | 0 | 0 | 0 | 0 | 0 | 0 |  | 1 | 1 | 1 | 0 | 0 | 0
load_220341336 |  | node_1352683_05_15384605_241 |  | AN | 0 | Residential | 14292+6088.367j | 0 | 0 | 0 | 0 | 0 | [24 empty] | 8107901 | no | no |  |  | no |  | 0 | 0 | 0 | 0 | 0 | 0 |  | 1 | 1 | 1 | 0 | 0 | 0
load_220341337 |  | node_1352229_731_15384125_328 |  | AN | 0 | Residential | 38181.6+16265.293j | 0 | 0 | 0 | 0 | 0 | [24 empty] | 8107901 | no | no |  |  | no |  | 0 | 0 | 0 | 0 | 0 | 0 |  | 1 | 1 | 1 | 0 | 0 | 0
load_220341338 |  | node_1351893_377_15383645_921 |  | AN | 0 | Residential | 8431.2+3591.676j | 0 | 0 | 0 | 0 | 0 | [24 empty] | 8107901 | no | no |  |  | no |  | 0 | 0 | 0 | 0 | 0 | 0 |  | 1 | 1 | 1 | 0 | 0 | 0
load_220341339 |  | node_1351724_526_15383325_549 |  | AN | 0 | Residential | 15789.6+6726.341j | 0 | 0 | 0 | 0 | 0 | [24 empty] | 8107901 | no | no |  |  | no |  | 0 | 0 | 0 | 0 | 0 | 0 |  | 1 | 1 | 1 | 0 | 0 | 0
load_220341340 |  | node_1351431_761_15382789_767 |  | AN | 0 | Residential | 0 | 0 | 0 | 0 | 0 | 0 | [24 empty] | 8107901 | no | no |  |  | no |  | 0 | 0 | 0 | 0 | 0 | 0 |  | 1 | 1 | 1 | 0 | 0 | 0
load_220341341 |  | node_1351268_194_15382461_073 |  | AN | 0 | Residential | 6228+2653.117j | 0 | 0 | 0 | 0 | 0 | [24 empty] | 8107901 | no | no |  |  | no |  | 0 | 0 | 0 | 0 | 0 | 0 |  | 1 | 1 | 1 | 0 | 0 | 0
load_220341342 |  | node_1351172_549_15382125_506 |  | AN | 0 | Residential | 17726.4+7551.415j | 0 | 0 | 0 | 0 | 0 | [24 empty] | 8107901 | no | no |  |  | no |  | 0 | 0 | 0 | 0 | 0 | 0 |  | 1 | 1 | 1 | 0 | 0 | 0
load_220341343 |  | node_1350968_884_15381738_921 |  | AN | 0 | Residential | 6660+2837.148j | 0 | 0 | 0 | 0 | 0 | [24 empty] | 8107901 | no | no |  |  | no |  | 0 | 0 | 0 | 0 | 0 | 0 |  | 1 | 1 | 1 | 0 | 0 | 0
load_220341344 |  | node_1350869_175_15381193_633 |  | AN | 0 | Residential | 7855.2+3346.301j | 0 | 0 | 0 | 0 | 0 | [24 empty] | 8107901 | no | no |  |  | no |  | 0 | 0 | 0 | 0 | 0 | 0 |  | 1 | 1 | 1 | 0 | 0 | 0
load_220341345 |  | node_1349996_636_15380230_173 |  | AN | 0 | Residential | 4636.8+1975.269j | 0 | 0 | 0 | 0 | 0 | [24 empty] | 8107901 | no | no |  |  | no |  | 0 | 0 | 0 | 0 | 0 | 0 |  | 1 | 1 | 1 | 0 | 0 | 0
load_220341349 |  | node_1346818_88_15376824_303 |  | AN | 0 | Residential | 9439.2+4021.082j | 0 | 0 | 0 | 0 | 0 | [24 empty] | 8107901 | no | no |  |  | no |  | 0 | 0 | 0 | 0 | 0 | 0 |  | 1 | 1 | 1 | 0 | 0 | 0
load_220341350 |  | node_1346688_336_15376477_782 |  | AN | 0 | Residential | 4485.6+1910.858j | 0 | 0 | 0 | 0 | 0 | [24 empty] | 8107901 | no | no |  |  | no |  | 0 | 0 | 0 | 0 | 0 | 0 |  | 1 | 1 | 1 | 0 | 0 | 0
load_220341350-L-1 |  | node_1346688_336_15376477_782 |  | AN | 0 | Residential | 0 | 0 | 0 | 0 | 0 | 0 | [24 empty] | 8107901 | no | no |  |  | no |  | 0 | 0 | 0 | 0 | 0 | 0 |  | 1 | 1 | 1 | 0 | 0 | 0
load_220341351 |  | node_1346275_829_15376233_743 |  | AN | 0 | Residential | 5198.4+2214.509j | 0 | 0 | 0 | 0 | 0 | [24 empty] | 8107901 | no | no |  |  | no |  | 0 | 0 | 0 | 0 | 0 | 0 |  | 1 | 1 | 1 | 0 | 0 | 0
load_220341352 |  | node_1346183_091_15376279_116 |  | AN | 0 | Residential | 9907.2+4220.45j | 0 | 0 | 0 | 0 | 0 | [24 empty] | 8107901 | no | no |  |  | no |  | 0 | 0 | 0 | 0 | 0 | 0 |  | 1 | 1 | 1 | 0 | 0 | 0
load_220341354 |  | node_1345494_793_15376177_548 |  | AN | 0 | NonResidential | 7.2+3.067j | 0 | 0 | 0 | 0 | 0 | [24 empty] | 8107901 | no | no |  |  | no |  | 0 | 0 | 0 | 0 | 0 | 0 |  | 1 | 1 | 1 | 0 | 0 | 0
load_220341356 |  | node_1343980_759_15376253_868 |  | AN | 0 | NonResidential | 1720.8+733.058j | 0 | 0 | 0 | 0 | 0 | [24 empty] | 8107901 | no | no |  |  | no |  | 0 | 0 | 0 | 0 | 0 | 0 |  | 1 | 1 | 1 | 0 | 0 | 0
load_220341359 |  | node_1343264_575_15376101_39 |  | AN | 0 | Residential | 2498.4+1064.314j | 0 | 0 | 0 | 0 | 0 | [24 empty] | 8107901 | no | no |  |  | no |  | 0 | 0 | 0 | 0 | 0 | 0 |  | 1 | 1 | 1 | 0 | 0 | 0
load_220341362 |  | node_1354205_15385274_918 |  | AN | 0 | Residential | 12204+5198.882j | 0 | 0 | 0 | 0 | 0 | [24 empty] | 8107901 | no | no |  |  | no |  | 0 | 0 | 0 | 0 | 0 | 0 |  | 1 | 1 | 1 | 0 | 0 | 0
load_220341363 |  | node_1354400_542_15384931_897 |  | AN | 0 | Residential | 10965.6+4671.326j | 0 | 0 | 0 | 0 | 0 | [24 empty] | 8107901 | no | no |  |  | no |  | 0 | 0 | 0 | 0 | 0 | 0 |  | 1 | 1 | 1 | 0 | 0 | 0
load_220341365 |  | node_1354712_95_15383351_605 |  | AN | 0 | Residential | 4089.6+1742.162j | 0 | 0 | 0 | 0 | 0 | [24 empty] | 8107901 | no | no |  |  | no |  | 0 | 0 | 0 | 0 | 0 | 0 |  | 1 | 1 | 1 | 0 | 0 | 0
load_220341366 |  | node_1353752_492_15387878_49 |  | AN | 0 | Residential | 19756.8+8416.362j | 0 | 0 | 0 | 0 | 0 | [24 empty] | 8107901 | no | no |  |  | no |  | 0 | 0 | 0 | 0 | 0 | 0 |  | 1 | 1 | 1 | 0 | 0 | 0
load_220341369 |  | node_1352117_507_15391172_916 |  | AN | 0 | NonResidential | 338.4+144.158j | 0 | 0 | 0 | 0 | 0 | [24 empty] | 8107901 | no | no |  |  | no |  | 0 | 0 | 0 | 0 | 0 | 0 |  | 1 | 1 | 1 | 0 | 0 | 0
load_220341370 |  | node_1352092_318_15391539_161 |  | AN | 0 | Residential | 7884+3358.57j | 0 | 0 | 0 | 0 | 0 | [24 empty] | 8107901 | no | no |  |  | no |  | 0 | 0 | 0 | 0 | 0 | 0 |  | 1 | 1 | 1 | 0 | 0 | 0
load_220341371 |  | node_1352141_861_15391724_086 |  | AN | 0 | Residential | 6696+2852.484j | 0 | 0 | 0 | 0 | 0 | [24 empty] | 8107901 | no | no |  |  | no |  | 0 | 0 | 0 | 0 | 0 | 0 |  | 1 | 1 | 1 | 0 | 0 | 0
load_220341372 |  | node_1352131_231_15391908_612 |  | AN | 0 | Residential | 9979.2+4251.121j | 0 | 0 | 0 | 0 | 0 | [24 empty] | 8107901 | no | no |  |  | no |  | 0 | 0 | 0 | 0 | 0 | 0 |  | 1 | 1 | 1 | 0 | 0 | 0
load_220341373 |  | node_1352063_001_15392399_984 |  | AN | 0 | Residential | 17956.8+7649.565j | 0 | 0 | 0 | 0 | 0 | [24 empty] | 8107901 | no | no |  |  | no |  | 0 | 0 | 0 | 0 | 0 | 0 |  | 1 | 1 | 1 | 0 | 0 | 0
load_220341374 |  | node_1351985_062_15392757_749 |  | AN | 0 | Residential | 15408+6563.781j | 0 | 0 | 0 | 0 | 0 | [24 empty] | 8107901 | no | no |  |  | no |  | 0 | 0 | 0 | 0 | 0 | 0 |  | 1 | 1 | 1 | 0 | 0 | 0
load_220341375 |  | node_1353045_167_15387865_638 |  | AN | 0 | NonResidential | 223.2+95.083j | 0 | 0 | 0 | 0 | 0 | [24 empty] | 8107901 | no | no |  |  | no |  | 0 | 0 | 0 | 0 | 0 | 0 |  | 1 | 1 | 1 | 0 | 0 | 0
load_220341376 |  | node_1352014_069_15394037_639 |  | AN | 0 | Residential | 136.8+58.277j | 0 | 0 | 0 | 0 | 0 | [24 empty] | 8107901 | no | no |  |  | no |  | 0 | 0 | 0 | 0 | 0 | 0 |  | 1 | 1 | 1 | 0 | 0 | 0
load_220341377 |  | node_1352073_068_15394645_928 |  | AN | 0 | Residential | 11217.6+4778.678j | 0 | 0 | 0 | 0 | 0 | [24 empty] | 8107901 | no | no |  |  | no |  | 0 | 0 | 0 | 0 | 0 | 0 |  | 1 | 1 | 1 | 0 | 0 | 0
load_220341379 |  | node_1351671_895_15395396_883 |  | AN | 0 | Residential | 1180.8+503.019j | 0 | 0 | 0 | 0 | 0 | [24 empty] | 8107901 | no | no |  |  | no |  | 0 | 0 | 0 | 0 | 0 | 0 |  | 1 | 1 | 1 | 0 | 0 | 0
load_220341380 |  | node_1352084_192_15395805_459 |  | AN | 0 | Residential | 6170.4+2628.579j | 0 | 0 | 0 | 0 | 0 | [24 empty] | 8107901 | no | no |  |  | no |  | 0 | 0 | 0 | 0 | 0 | 0 |  | 1 | 1 | 1 | 0 | 0 | 0
load_220341381 |  | node_1352098_312_15396150_651 |  | AN | 0 | NonResidential | 2772+1180.867j | 0 | 0 | 0 | 0 | 0 | [24 empty] | 8107901 | no | no |  |  | no |  | 0 | 0 | 0 | 0 | 0 | 0 |  | 1 | 1 | 1 | 0 | 0 | 0
load_220341383 |  | node_1353023_767_15388210_067 |  | AN | 0 | Residential | 7934.4+3380.04j | 0 | 0 | 0 | 0 | 0 | [24 empty] | 8107901 | no | no |  |  | no |  | 0 | 0 | 0 | 0 | 0 | 0 |  | 1 | 1 | 1 | 0 | 0 | 0
load_220341384 |  | node_1352168_918_15397321_549 |  | AN | 0 | Residential | 7970.4+3395.376j | 0 | 0 | 0 | 0 | 0 | [24 empty] | 8107901 | no | no |  |  | no |  | 0 | 0 | 0 | 0 | 0 | 0 |  | 1 | 1 | 1 | 0 | 0 | 0
load_220341385 |  | node_1352386_351_15397771_457 |  | AN | 0 | Residential | 5198.4+2214.509j | 0 | 0 | 0 | 0 | 0 | [24 empty] | 8107901 | no | no |  |  | no |  | 0 | 0 | 0 | 0 | 0 | 0 |  | 1 | 1 | 1 | 0 | 0 | 0
load_220341387 |  | node_1352871_008_15399752_294 |  | AN | 0 | Residential | 2822.4+1202.337j | 0 | 0 | 0 | 0 | 0 | [24 empty] | 8107901 | no | no |  |  | no |  | 0 | 0 | 0 | 0 | 0 | 0 |  | 1 | 1 | 1 | 0 | 0 | 0
load_220341388 |  | node_1352855_587_15399927_402 |  | AN | 0 | Residential | 7264.8+3094.792j | 0 | 0 | 0 | 0 | 0 | [24 empty] | 8107901 | no | no |  |  | no |  | 0 | 0 | 0 | 0 | 0 | 0 |  | 1 | 1 | 1 | 0 | 0 | 0
load_220341389 |  | node_1352749_964_15400184_134 |  | AN | 0 | Residential | 20196+8603.46j | 0 | 0 | 0 | 0 | 0 | [24 empty] | 8107901 | no | no |  |  | no |  | 0 | 0 | 0 | 0 | 0 | 0 |  | 1 | 1 | 1 | 0 | 0 | 0
load_220341390 |  | node_1352761_971_15400468_933 |  | AN | 0 | NonResidential | 475.2+202.434j | 0 | 0 | 0 | 0 | 0 | [24 empty] | 8107901 | no | no |  |  | no |  | 0 | 0 | 0 | 0 | 0 | 0 |  | 1 | 1 | 1 | 0 | 0 | 0
load_220341391 |  | node_1352703_871_15400799_587 |  | AN | 0 | Residential | 5544+2361.734j | 0 | 0 | 0 | 0 | 0 | [24 empty] | 8107901 | no | no |  |  | no |  | 0 | 0 | 0 | 0 | 0 | 0 |  | 1 | 1 | 1 | 0 | 0 | 0
load_220341392 |  | node_1352567_995_15401171_685 |  | AN | 0 | NonResidential | 0 | 0 | 0 | 0 | 0 | 0 | [24 empty] | 8107901 | no | no |  |  | no |  | 0 | 0 | 0 | 0 | 0 | 0 |  | 1 | 1 | 1 | 0 | 0 | 0
load_220341393 |  | node_1352322_07_15401289_645 |  | AN | 0 | NonResidential | 2894.4+1233.009j | 0 | 0 | 0 | 0 | 0 | [24 empty] | 8107901 | no | no |  |  | no |  | 0 | 0 | 0 | 0 | 0 | 0 |  | 1 | 1 | 1 | 0 | 0 | 0
load_220341394 |  | node_1352738_398_15401875_903 |  | AN | 0 | Residential | 2419.2+1030.575j | 0 | 0 | 0 | 0 | 0 | [24 empty] | 8107901 | no | no |  |  | no |  | 0 | 0 | 0 | 0 | 0 | 0 |  | 1 | 1 | 1 | 0 | 0 | 0
load_220341395 |  | node_1352727_666_15402215_969 |  | AN | 0 | Residential | 6976.8+2972.104j | 0 | 0 | 0 | 0 | 0 | [24 empty] | 8107901 | no | no |  |  | no |  | 0 | 0 | 0 | 0 | 0 | 0 |  | 1 | 1 | 1 | 0 | 0 | 0
load_220341396 |  | node_1352569_801_15390212_362 |  | AN | 0 | Residential | 9856.8+4198.979j | 0 | 0 | 0 | 0 | 0 | [24 empty] | 8107901 | no | no |  |  | no |  | 0 | 0 | 0 | 0 | 0 | 0 |  | 1 | 1 | 1 | 0 | 0 | 0
load_220341397 |  | node_1350594_763_15391398_795 |  | AN | 0 | Other | 0 | 0 | 0 | 0 | 0 | 0 | [24 empty] | 8107901 | no | no |  |  | no |  | 0 | 0 | 0 | 0 | 0 | 0 |  | 1 | 1 | 1 | 0 | 0 | 0
load_220341398 |  | node_1350262_596_15393243_855 |  | AN | 0 | Residential | 12160.8+5180.479j | 0 | 0 | 0 | 0 | 0 | [24 empty] | 8107901 | no | no |  |  | no |  | 0 | 0 | 0 | 0 | 0 | 0 |  | 1 | 1 | 1 | 0 | 0 | 0
load_220341399 |  | node_1350682_891_15393760_52 |  | AN | 0 | Residential | 5817.6+2478.287j | 0 | 0 | 0 | 0 | 0 | [24 empty] | 8107901 | no | no |  |  | no |  | 0 | 0 | 0 | 0 | 0 | 0 |  | 1 | 1 | 1 | 0 | 0 | 0
load_220341399-L-1 |  | node_1350682_891_15393760_52 |  | AN | 0 | Residential | 0 | 0 | 0 | 0 | 0 | 0 | [24 empty] | 8107901 | no | no |  |  | no |  | 0 | 0 | 0 | 0 | 0 | 0 |  | 1 | 1 | 1 | 0 | 0 | 0
load_220341400 |  | node_1350567_592_15394251_995 |  | AN | 0 | Residential | 4564.8+1944.597j | 0 | 0 | 0 | 0 | 0 | [24 empty] | 8107901 | no | no |  |  | no |  | 0 | 0 | 0 | 0 | 0 | 0 |  | 1 | 1 | 1 | 0 | 0 | 0
load_220341401 |  | node_1349768_549_15393473_483 |  | AN | 0 | NonResidential | 0 | 0 | 0 | 0 | 0 | 0 | [24 empty] | 8107901 | no | no |  |  | no |  | 0 | 0 | 0 | 0 | 0 | 0 |  | 1 | 1 | 1 | 0 | 0 | 0
load_220341436 |  | node_1346242_201_15375690_219 |  | AN | 0 | Residential | 5745.6+2447.615j | 0 | 0 | 0 | 0 | 0 | [24 empty] | 8107901 | no | no |  |  | no |  | 0 | 0 | 0 | 0 | 0 | 0 |  | 1 | 1 | 1 | 0 | 0 | 0
load_220341437 |  | node_1346254_885_15375388_52 |  | AN | 0 | Residential | 5385.6+2294.256j | 0 | 0 | 0 | 0 | 0 | [24 empty] | 8107901 | no | no |  |  | no |  | 0 | 0 | 0 | 0 | 0 | 0 |  | 1 | 1 | 1 | 0 | 0 | 0
load_220341438 |  | node_1347089_766_15370341_027 |  | AN | 0 | Residential | 2008.8+855.745j | 0 | 0 | 0 | 0 | 0 | [24 empty] | 8107901 | no | no |  |  | no |  | 0 | 0 | 0 | 0 | 0 | 0 |  | 1 | 1 | 1 | 0 | 0 | 0
load_220341439 |  | node_1347245_334_15370007_844 |  | AN | 0 | Residential | 10929.6+4655.99j | 0 | 0 | 0 | 0 | 0 | [24 empty] | 8107901 | no | no |  |  | no |  | 0 | 0 | 0 | 0 | 0 | 0 |  | 1 | 1 | 1 | 0 | 0 | 0
load_220341440 |  | node_1347434_296_15369546_558 |  | AN | 0 | Residential | 6350.4+2705.259j | 0 | 0 | 0 | 0 | 0 | [24 empty] | 8107901 | no | no |  |  | no |  | 0 | 0 | 0 | 0 | 0 | 0 |  | 1 | 1 | 1 | 0 | 0 | 0
load_220341441 |  | node_1347631_443_15369231_356 |  | AN | 0 | Residential | 8582.4+3656.087j | 0 | 0 | 0 | 0 | 0 | [24 empty] | 8107901 | no | no |  |  | no |  | 0 | 0 | 0 | 0 | 0 | 0 |  | 1 | 1 | 1 | 0 | 0 | 0
load_220341442 |  | node_1347693_101_15369073_238 |  | AN | 0 | Residential | 17827.2+7594.355j | 0 | 0 | 0 | 0 | 0 | [24 empty] | 8107901 | no | no |  |  | no |  | 0 | 0 | 0 | 0 | 0 | 0 |  | 1 | 1 | 1 | 0 | 0 | 0
load_220341443 |  | node_1347802_038_15368810_013 |  | AN | 0 | Residential | 13917.6+5928.873j | 0 | 0 | 0 | 0 | 0 | [24 empty] | 8107901 | no | no |  |  | no |  | 0 | 0 | 0 | 0 | 0 | 0 |  | 1 | 1 | 1 | 0 | 0 | 0
load_220341444 |  | node_1347759_423_15368598_932 |  | AN | 0 | Residential | 9223.2+3929.067j | 0 | 0 | 0 | 0 | 0 | [24 empty] | 8107901 | no | no |  |  | no |  | 0 | 0 | 0 | 0 | 0 | 0 |  | 1 | 1 | 1 | 0 | 0 | 0
load_220341445 |  | node_1347849_296_15368367_481 |  | AN | 0 | Residential | 17128.8+7296.838j | 0 | 0 | 0 | 0 | 0 | [24 empty] | 8107901 | no | no |  |  | no |  | 0 | 0 | 0 | 0 | 0 | 0 |  | 1 | 1 | 1 | 0 | 0 | 0
load_220341446 |  | node_1347535_099_15368367_963 |  | AN | 0 | Residential | 13644+5812.32j | 0 | 0 | 0 | 0 | 0 | [24 empty] | 8107901 | no | no |  |  | no |  | 0 | 0 | 0 | 0 | 0 | 0 |  | 1 | 1 | 1 | 0 | 0 | 0
load_220341447 |  | node_1347106_577_15368163_192 |  | AN | 0 | Residential | 17496+7453.265j | 0 | 0 | 0 | 0 | 0 | [24 empty] | 8107901 | no | no |  |  | no |  | 0 | 0 | 0 | 0 | 0 | 0 |  | 1 | 1 | 1 | 0 | 0 | 0
load_220341448 |  | node_1347513_832_15368728_478 |  | AN | 0 | Residential | 3326.4+1417.04j | 0 | 0 | 0 | 0 | 0 | [24 empty] | 8107901 | no | no |  |  | no |  | 0 | 0 | 0 | 0 | 0 | 0 |  | 1 | 1 | 1 | 0 | 0 | 0
load_220341449 |  | node_1347829_136_15367874 |  | AN | 0 | Residential | 6465.6+2754.334j | 0 | 0 | 0 | 0 | 0 | [24 empty] | 8107901 | no | no |  |  | no |  | 0 | 0 | 0 | 0 | 0 | 0 |  | 1 | 1 | 1 | 0 | 0 | 0
load_220341450 |  | node_1346159_214_15373886_93 |  | AN | 0 | Residential | 10569.6+4502.631j | 0 | 0 | 0 | 0 | 0 | [24 empty] | 8107901 | no | no |  |  | no |  | 0 | 0 | 0 | 0 | 0 | 0 |  | 1 | 1 | 1 | 0 | 0 | 0
load_220341451 |  | node_1346166_138_15373419_158 |  | AN | 0 | NonResidential | 0 | 0 | 0 | 0 | 0 | 0 | [24 empty] | 8107901 | no | no |  |  | no |  | 0 | 0 | 0 | 0 | 0 | 0 |  | 1 | 1 | 1 | 0 | 0 | 0
load_220341452 |  | node_1346277_621_15372956_304 |  | AN | 0 | Residential | 9511.2+4051.754j | 0 | 0 | 0 | 0 | 0 | [24 empty] | 8107901 | no | no |  |  | no |  | 0 | 0 | 0 | 0 | 0 | 0 |  | 1 | 1 | 1 | 0 | 0 | 0
load_220341453 |  | node_1346715_146_15371243_123 |  | AN | 0 | Residential | 4752+2024.344j | 0 | 0 | 0 | 0 | 0 | [24 empty] | 8107901 | no | no |  |  | no |  | 0 | 0 | 0 | 0 | 0 | 0 |  | 1 | 1 | 1 | 0 | 0 | 0
load_220341454 |  | node_1345976_594_15383307_012 |  | AN | 0 | Residential | 3513.6+1496.787j | 0 | 0 | 0 | 0 | 0 | [24 empty] | 8107901 | no | no |  |  | no |  | 0 | 0 | 0 | 0 | 0 | 0 |  | 1 | 1 | 1 | 0 | 0 | 0
load_220341455 |  | node_1348564_027_15387225_961 |  | AN | 0 | Residential | 8690.4+3702.095j | 0 | 0 | 0 | 0 | 0 | [24 empty] | 8107901 | no | no |  |  | no |  | 0 | 0 | 0 | 0 | 0 | 0 |  | 1 | 1 | 1 | 0 | 0 | 0
load_220341456 |  | node_1345570_787_15383192_9 |  | AN | 0 | Residential | 7718.4+3288.025j | 0 | 0 | 0 | 0 | 0 | [24 empty] | 8107901 | no | no |  |  | no |  | 0 | 0 | 0 | 0 | 0 | 0 |  | 1 | 1 | 1 | 0 | 0 | 0
load_220341457 |  | node_1345891_338_15384348_589 |  | AN | 0 | Residential | 22492.8+9581.893j | 0 | 0 | 0 | 0 | 0 | [24 empty] | 8107901 | no | no |  |  | no |  | 0 | 0 | 0 | 0 | 0 | 0 |  | 1 | 1 | 1 | 0 | 0 | 0
load_220341458 |  | node_1343841_397_15383361_962 |  | AN | 0 | Residential | 5932.8+2527.362j | 0 | 0 | 0 | 0 | 0 | [24 empty] | 8107901 | no | no |  |  | no |  | 0 | 0 | 0 | 0 | 0 | 0 |  | 1 | 1 | 1 | 0 | 0 | 0
load_220341459 |  | node_1342437_753_15383033_597 |  | AN | 0 | Residential | 8316+3542.601j | 0 | 0 | 0 | 0 | 0 | [24 empty] | 8107901 | no | no |  |  | no |  | 0 | 0 | 0 | 0 | 0 | 0 |  | 1 | 1 | 1 | 0 | 0 | 0
load_220341460 |  | node_1342034_432_15383009_241 |  | AN | 0 | Residential | 2973.6+1266.748j | 0 | 0 | 0 | 0 | 0 | [24 empty] | 8107901 | no | no |  |  | no |  | 0 | 0 | 0 | 0 | 0 | 0 |  | 1 | 1 | 1 | 0 | 0 | 0
load_220341461 |  | node_1341063_265_15382656_643 |  | AN | 0 | Residential | 3297.6+1404.772j | 0 | 0 | 0 | 0 | 0 | [24 empty] | 8107901 | no | no |  |  | no |  | 0 | 0 | 0 | 0 | 0 | 0 |  | 1 | 1 | 1 | 0 | 0 | 0
load_220341463 |  | node_1348566_343_15385619_501 |  | AN | 0 | Residential | 73836+31454.004j | 0 | 0 | 0 | 0 | 0 | [24 empty] | 8107901 | no | no |  |  | no |  | 0 | 0 | 0 | 0 | 0 | 0 |  | 1 | 1 | 1 | 0 | 0 | 0
load_220341464 |  | node_1348508_114_15385306_611 |  | AN | 0 | Residential | 5090.4+2168.501j | 0 | 0 | 0 | 0 | 0 | [24 empty] | 8107901 | no | no |  |  | no |  | 0 | 0 | 0 | 0 | 0 | 0 |  | 1 | 1 | 1 | 0 | 0 | 0
load_220341465 |  | node_1348508_13_15384279_202 |  | AN | 0 | Residential | 8186.4+3487.392j | 0 | 0 | 0 | 0 | 0 | [24 empty] | 8107901 | no | no |  |  | no |  | 0 | 0 | 0 | 0 | 0 | 0 |  | 1 | 1 | 1 | 0 | 0 | 0
load_220341466 |  | node_1348097_335_15383676_845 |  | AN | 0 | NonResidential | 2628+1119.523j | 0 | 0 | 0 | 0 | 0 | [24 empty] | 8107901 | no | no |  |  | no |  | 0 | 0 | 0 | 0 | 0 | 0 |  | 1 | 1 | 1 | 0 | 0 | 0
load_220341467 |  | node_1340723_767_15387503_659 |  | AN | 0 | Residential | 0 | 0 | 0 | 0 | 0 | 0 | [24 empty] | 8107901 | no | no |  |  | no |  | 0 | 0 | 0 | 0 | 0 | 0 |  | 1 | 1 | 1 | 0 | 0 | 0
load_220341468 |  | node_1340718_708_15389737_223 |  | AN | 0 | Residential | 4644+1978.336j | 0 | 0 | 0 | 0 | 0 | [24 empty] | 8107901 | no | no |  |  | no |  | 0 | 0 | 0 | 0 | 0 | 0 |  | 1 | 1 | 1 | 0 | 0 | 0
load_220341469 |  | node_1340522_237_15389573_841 |  | AN | 0 | Other | 0 | 0 | 0 | 0 | 0 | 0 | [24 empty] | 8107901 | no | no |  |  | no |  | 0 | 0 | 0 | 0 | 0 | 0 |  | 1 | 1 | 1 | 0 | 0 | 0
load_220341470 |  | node_1340298_869_15389690_809 |  | AN | 0 | Residential | 604.8+257.644j | 0 | 0 | 0 | 0 | 0 | [24 empty] | 8107901 | no | no |  |  | no |  | 0 | 0 | 0 | 0 | 0 | 0 |  | 1 | 1 | 1 | 0 | 0 | 0
load_220341471 |  | node_1339421_359_15389866_065 |  | AN | 0 | Residential | 8215.2+3499.661j | 0 | 0 | 0 | 0 | 0 | [24 empty] | 8107901 | no | no |  |  | no |  | 0 | 0 | 0 | 0 | 0 | 0 |  | 1 | 1 | 1 | 0 | 0 | 0
load_220341472 |  | node_1337829_106_15391012_965 |  | AN | 0 | Residential | 2332.8+993.769j | 0 | 0 | 0 | 0 | 0 | [24 empty] | 8107901 | no | no |  |  | no |  | 0 | 0 | 0 | 0 | 0 | 0 |  | 1 | 1 | 1 | 0 | 0 | 0
load_220341478 |  | node_1341070_732_15389836_58 |  | AN | 0 | Residential | 12996+5536.273j | 0 | 0 | 0 | 0 | 0 | [24 empty] | 8107901 | no | no |  |  | no |  | 0 | 0 | 0 | 0 | 0 | 0 |  | 1 | 1 | 1 | 0 | 0 | 0
load_220341516 |  | node_1349582_211_15374120_088 |  | AN | 0 | Residential | 23155.2+9864.074j | 0 | 0 | 0 | 0 | 0 | [24 empty] | 8107901 | no | no |  |  | no |  | 0 | 0 | 0 | 0 | 0 | 0 |  | 1 | 1 | 1 | 0 | 0 | 0
load_220341517 |  | node_1350174_055_15373597_543 |  | AN | 0 | NonResidential | 1677.6+714.655j | 0 | 0 | 0 | 0 | 0 | [24 empty] | 8107901 | no | no |  |  | no |  | 0 | 0 | 0 | 0 | 0 | 0 |  | 1 | 1 | 1 | 0 | 0 | 0
load_220341518 |  | node_1350434_32_15373413_895 |  | AN | 0 | Residential | 3470.4+1478.384j | 0 | 0 | 0 | 0 | 0 | [24 empty] | 8107901 | no | no |  |  | no |  | 0 | 0 | 0 | 0 | 0 | 0 |  | 1 | 1 | 1 | 0 | 0 | 0
load_220341519 |  | node_1352158_098_15371347_987 |  | AN | 0 | NonResidential | 331.2+141.091j | 0 | 0 | 0 | 0 | 0 | [24 empty] | 8107901 | no | no |  |  | no |  | 0 | 0 | 0 | 0 | 0 | 0 |  | 1 | 1 | 1 | 0 | 0 | 0
load_220341520 |  | node_1353315_957_15370621_766 |  | AN | 0 | Residential | 2685.6+1144.061j | 0 | 0 | 0 | 0 | 0 | [24 empty] | 8107901 | no | no |  |  | no |  | 0 | 0 | 0 | 0 | 0 | 0 |  | 1 | 1 | 1 | 0 | 0 | 0
load_220341521 |  | node_1353748_932_15370567_938 |  | AN | 0 | Residential | 4449.6+1895.522j | 0 | 0 | 0 | 0 | 0 | [24 empty] | 8107901 | no | no |  |  | no |  | 0 | 0 | 0 | 0 | 0 | 0 |  | 1 | 1 | 1 | 0 | 0 | 0
load_220341522 |  | node_1354132_42_15370644_147 |  | AN | 0 | Residential | 4327.2+1843.379j | 0 | 0 | 0 | 0 | 0 | [24 empty] | 8107901 | no | no |  |  | no |  | 0 | 0 | 0 | 0 | 0 | 0 |  | 1 | 1 | 1 | 0 | 0 | 0
load_220341523 |  | node_1354718_522_15370728_539 |  | AN | 0 | Residential | 13168.8+5609.885j | 0 | 0 | 0 | 0 | 0 | [24 empty] | 8107901 | no | no |  |  | no |  | 0 | 0 | 0 | 0 | 0 | 0 |  | 1 | 1 | 1 | 0 | 0 | 0
load_220341524 |  | node_1354991_107_15370923_187 |  | AN | 0 | Residential | 6278.4+2674.587j | 0 | 0 | 0 | 0 | 0 | [24 empty] | 8107901 | no | no |  |  | no |  | 0 | 0 | 0 | 0 | 0 | 0 |  | 1 | 1 | 1 | 0 | 0 | 0
load_220341525 |  | node_1348014_243_15376479_513 |  | AN | 0 | Residential | 11023.2+4695.864j | 0 | 0 | 0 | 0 | 0 | [24 empty] | 8107901 | no | no |  |  | no |  | 0 | 0 | 0 | 0 | 0 | 0 |  | 1 | 1 | 1 | 0 | 0 | 0
load_220341526 |  | node_1356556_85_15370890_648 |  | AN | 0 | Residential | 2196+935.492j | 0 | 0 | 0 | 0 | 0 | [24 empty] | 8107901 | no | no |  |  | no |  | 0 | 0 | 0 | 0 | 0 | 0 |  | 1 | 1 | 1 | 0 | 0 | 0
load_220341527 |  | node_1356960_675_15371047_072 |  | AN | 0 | Residential | 5320.8+2266.651j | 0 | 0 | 0 | 0 | 0 | [24 empty] | 8107901 | no | no |  |  | no |  | 0 | 0 | 0 | 0 | 0 | 0 |  | 1 | 1 | 1 | 0 | 0 | 0
load_220341528 |  | node_1348617_676_15375321_65 |  | AN | 0 | Residential | 4644+1978.336j | 0 | 0 | 0 | 0 | 0 | [24 empty] | 8107901 | no | no |  |  | no |  | 0 | 0 | 0 | 0 | 0 | 0 |  | 1 | 1 | 1 | 0 | 0 | 0
load_220341529 |  | node_1349271_211_15374398_103 |  | AN | 0 | Residential | 5810.4+2475.22j | 0 | 0 | 0 | 0 | 0 | [24 empty] | 8107901 | no | no |  |  | no |  | 0 | 0 | 0 | 0 | 0 | 0 |  | 1 | 1 | 1 | 0 | 0 | 0
load_220341533 |  | node_1343308_301_15392361_439 |  | AN | 0 | Residential | 14061.6+5990.217j | 0 | 0 | 0 | 0 | 0 | [24 empty] | 8107901 | no | no |  |  | no |  | 0 | 0 | 0 | 0 | 0 | 0 |  | 1 | 1 | 1 | 0 | 0 | 0
load_220341534 |  | node_1343425_401_15392457_631 |  | AN | 0 | Residential | 6796.8+2895.425j | 0 | 0 | 0 | 0 | 0 | [24 empty] | 8107901 | no | no |  |  | no |  | 0 | 0 | 0 | 0 | 0 | 0 |  | 1 | 1 | 1 | 0 | 0 | 0
load_220341535 |  | node_1343444_588_15392839_669 |  | AN | 0 | Residential | 3650.4+1555.064j | 0 | 0 | 0 | 0 | 0 | [24 empty] | 8107901 | no | no |  |  | no |  | 0 | 0 | 0 | 0 | 0 | 0 |  | 1 | 1 | 1 | 0 | 0 | 0
load_220341536 |  | node_1343310_296_15392696_72 |  | AN | 0 | Residential | 2088+889.484j | 0 | 0 | 0 | 0 | 0 | [24 empty] | 8107901 | no | no |  |  | no |  | 0 | 0 | 0 | 0 | 0 | 0 |  | 1 | 1 | 1 | 0 | 0 | 0
load_220341538 |  | node_1343234_67_15393405_212 |  | AN | 0 | Other | 0 | 0 | 0 | 0 | 0 | 0 | [24 empty] | 8107901 | no | no |  |  | no |  | 0 | 0 | 0 | 0 | 0 | 0 |  | 1 | 1 | 1 | 0 | 0 | 0
load_220341539 |  | node_1343229_675_15393876_587 |  | AN | 0 | Residential | 5644.8+2404.675j | 0 | 0 | 0 | 0 | 0 | [24 empty] | 8107901 | no | no |  |  | no |  | 0 | 0 | 0 | 0 | 0 | 0 |  | 1 | 1 | 1 | 0 | 0 | 0
load_220341540 |  | node_1343140_153_15394809_527 |  | AN | 0 | Residential | 11181.6+4763.342j | 0 | 0 | 0 | 0 | 0 | [24 empty] | 8107901 | no | no |  |  | no |  | 0 | 0 | 0 | 0 | 0 | 0 |  | 1 | 1 | 1 | 0 | 0 | 0
load_220341541 |  | node_1343433_796_15394775_965 |  | AN | 0 | Residential | 5832+2484.422j | 0 | 0 | 0 | 0 | 0 | [24 empty] | 8107901 | no | no |  |  | no |  | 0 | 0 | 0 | 0 | 0 | 0 |  | 1 | 1 | 1 | 0 | 0 | 0
load_220341543 |  | node_1342292_753_15394483_174 |  | AN | 0 | Residential | 18676.8+7956.283j | 0 | 0 | 0 | 0 | 0 | [24 empty] | 8107901 | no | no |  |  | no |  | 0 | 0 | 0 | 0 | 0 | 0 |  | 1 | 1 | 1 | 0 | 0 | 0
load_220341544 |  | node_1343166_487_15389949_66 |  | AN | 0 | Residential | 3722.4+1585.736j | 0 | 0 | 0 | 0 | 0 | [24 empty] | 8107901 | no | no |  |  | no |  | 0 | 0 | 0 | 0 | 0 | 0 |  | 1 | 1 | 1 | 0 | 0 | 0
load_220341545 |  | node_1341574_812_15394416_689 |  | AN | 0 | Residential | 9914.4+4223.517j | 0 | 0 | 0 | 0 | 0 | [24 empty] | 8107901 | no | no |  |  | no |  | 0 | 0 | 0 | 0 | 0 | 0 |  | 1 | 1 | 1 | 0 | 0 | 0
load_220341546 |  | node_1340919_623_15394569_281 |  | AN | 0 | Residential | 16221.6+6910.373j | 0 | 0 | 0 | 0 | 0 | [24 empty] | 8107901 | no | no |  |  | no |  | 0 | 0 | 0 | 0 | 0 | 0 |  | 1 | 1 | 1 | 0 | 0 | 0
load_220341548 |  | node_1340593_475_15394774_118 |  | AN | 0 | Residential | 9093.6+3873.857j | 0 | 0 | 0 | 0 | 0 | [24 empty] | 8107901 | no | no |  |  | no |  | 0 | 0 | 0 | 0 | 0 | 0 |  | 1 | 1 | 1 | 0 | 0 | 0
load_220341549 |  | node_1343355_448_15390943_763 |  | AN | 0 | Residential | 12038.4+5128.337j | 0 | 0 | 0 | 0 | 0 | [24 empty] | 8107901 | no | no |  |  | no |  | 0 | 0 | 0 | 0 | 0 | 0 |  | 1 | 1 | 1 | 0 | 0 | 0
load_220341550 |  | node_1343636_225_15390977_318 |  | AN | 0 | Residential | 6969.6+2969.037j | 0 | 0 | 0 | 0 | 0 | [24 empty] | 8107901 | no | no |  |  | no |  | 0 | 0 | 0 | 0 | 0 | 0 |  | 1 | 1 | 1 | 0 | 0 | 0
load_220341551 |  | node_1343517_667_15391705_712 |  | AN | 0 | Residential | 6184.8+2634.714j | 0 | 0 | 0 | 0 | 0 | [24 empty] | 8107901 | no | no |  |  | no |  | 0 | 0 | 0 | 0 | 0 | 0 |  | 1 | 1 | 1 | 0 | 0 | 0
load_220341586 |  | node_1357810_427_15386960_604 |  | AN | 0 | Residential | 7966.8+3393.843j | 0 | 0 | 0 | 0 | 0 | [24 empty] | 8107901 | no | no |  |  | no |  | 0 | 0 | 0 | 0 | 0 | 0 |  | 1 | 1 | 1 | 0 | 0 | 0
load_220341588 |  | node_1362379_401_15386529_796 |  | AN | 0 | Residential | 12614.4+5373.712j | 0 | 0 | 0 | 0 | 0 | [24 empty] | 8107901 | no | no |  |  | no |  | 0 | 0 | 0 | 0 | 0 | 0 |  | 1 | 1 | 1 | 0 | 0 | 0
load_220341589 |  | node_1363437_838_15386344_765 |  | AN | 0 | NonResidential | 4000+1703.993j | 0 | 0 | 0 | 0 | 0 | [24 empty] | 8107901 | no | no |  |  | no |  | 0 | 0 | 0 | 0 | 0 | 0 |  | 1 | 1 | 1 | 0 | 0 | 0
load_220341590 |  | node_1363707_628_15386295_11 |  | AN | 0 | NonResidential | 8000+3407.986j | 0 | 0 | 0 | 0 | 0 | [24 empty] | 8107901 | no | no |  |  | no |  | 0 | 0 | 0 | 0 | 0 | 0 |  | 1 | 1 | 1 | 0 | 0 | 0
load_220341591 |  | node_1364110_562_15386316_289 |  | AN | 0 | NonResidential | 4744.8+2021.276j | 0 | 0 | 0 | 0 | 0 | [24 empty] | 8107901 | no | no |  |  | no |  | 0 | 0 | 0 | 0 | 0 | 0 |  | 1 | 1 | 1 | 0 | 0 | 0
load_220341592 |  | node_1358401_31_15386746_175 |  | AN | 0 | Residential | 15480+6594.452j | 0 | 0 | 0 | 0 | 0 | [24 empty] | 8107901 | no | no |  |  | no |  | 0 | 0 | 0 | 0 | 0 | 0 |  | 1 | 1 | 1 | 0 | 0 | 0
load_220341593 |  | node_1365155_701_15386056_567 |  | AN | 0 | Residential | 5076+2162.367j | 0 | 0 | 0 | 0 | 0 | [24 empty] | 8107901 | no | no |  |  | no |  | 0 | 0 | 0 | 0 | 0 | 0 |  | 1 | 1 | 1 | 0 | 0 | 0
load_220341594 |  | node_1365803_275_15385780_752 |  | AN | 0 | NonResidential | 0 | 0 | 0 | 0 | 0 | 0 | [24 empty] | 8107901 | no | no |  |  | no |  | 0 | 0 | 0 | 0 | 0 | 0 |  | 1 | 1 | 1 | 0 | 0 | 0
load_220341595 |  | node_1358865_723_15386709_001 |  | AN | 0 | Residential | 6854.4+2919.962j | 0 | 0 | 0 | 0 | 0 | [24 empty] | 8107901 | no | no |  |  | no |  | 0 | 0 | 0 | 0 | 0 | 0 |  | 1 | 1 | 1 | 0 | 0 | 0
load_220341597 |  | node_1345802_108_15372523_539 |  | AN | 0 | Residential | 2642.4+1125.658j | 0 | 0 | 0 | 0 | 0 | [24 empty] | 8107901 | no | no |  |  | no |  | 0 | 0 | 0 | 0 | 0 | 0 |  | 1 | 1 | 1 | 0 | 0 | 0
load_220341598 |  | node_1345515_831_15373240_035 |  | AN | 0 | Residential | 5738.4+2444.548j | 0 | 0 | 0 | 0 | 0 | [24 empty] | 8107901 | no | no |  |  | no |  | 0 | 0 | 0 | 0 | 0 | 0 |  | 1 | 1 | 1 | 0 | 0 | 0
load_220341599 |  | node_1344816_525_15373250_408 |  | AN | 0 | Residential | 4032+1717.625j | 0 | 0 | 0 | 0 | 0 | [24 empty] | 8107901 | no | no |  |  | no |  | 0 | 0 | 0 | 0 | 0 | 0 |  | 1 | 1 | 1 | 0 | 0 | 0
load_220341600 |  | node_1344438_435_15373220_671 |  | AN | 0 | Residential | 9684+4125.367j | 0 | 0 | 0 | 0 | 0 | [24 empty] | 8107901 | no | no |  |  | no |  | 0 | 0 | 0 | 0 | 0 | 0 |  | 1 | 1 | 1 | 0 | 0 | 0
load_220341602 |  | node_1357127_687_15371133_927 |  | AN | 0 | Residential | 8863.2+3775.707j | 0 | 0 | 0 | 0 | 0 | [24 empty] | 8107901 | no | no |  |  | no |  | 0 | 0 | 0 | 0 | 0 | 0 |  | 1 | 1 | 1 | 0 | 0 | 0
load_220341603 |  | node_1357051_833_15371446_364 |  | AN | 0 | NonResidential | 7.2+3.067j | 0 | 0 | 0 | 0 | 0 | [24 empty] | 8107901 | no | no |  |  | no |  | 0 | 0 | 0 | 0 | 0 | 0 |  | 1 | 1 | 1 | 0 | 0 | 0
load_220341604 |  | node_1356791_53_15374752_535 |  | AN | 0 | Residential | 6494.4+2766.603j | 0 | 0 | 0 | 0 | 0 | [24 empty] | 8107901 | no | no |  |  | no |  | 0 | 0 | 0 | 0 | 0 | 0 |  | 1 | 1 | 1 | 0 | 0 | 0
load_220341605 |  | node_1357324_091_15374758_096 |  | AN | 0 | Residential | 5320.8+2266.651j | 0 | 0 | 0 | 0 | 0 | [24 empty] | 8107901 | no | no |  |  | no |  | 0 | 0 | 0 | 0 | 0 | 0 |  | 1 | 1 | 1 | 0 | 0 | 0
load_220341606 |  | node_1356752_99_15375023_56 |  | AN | 0 | Residential | 13694.4+5833.79j | 0 | 0 | 0 | 0 | 0 | [24 empty] | 8107901 | no | no |  |  | no |  | 0 | 0 | 0 | 0 | 0 | 0 |  | 1 | 1 | 1 | 0 | 0 | 0
load_220341607 |  | node_1356716_526_15375216_022 |  | AN | 0 | Residential | 3002.4+1279.017j | 0 | 0 | 0 | 0 | 0 | [24 empty] | 8107901 | no | no |  |  | no |  | 0 | 0 | 0 | 0 | 0 | 0 |  | 1 | 1 | 1 | 0 | 0 | 0
load_220341608 |  | node_1356677_995_15375448_417 |  | AN | 0 | Residential | 13831.2+5892.067j | 0 | 0 | 0 | 0 | 0 | [24 empty] | 8107901 | no | no |  |  | no |  | 0 | 0 | 0 | 0 | 0 | 0 |  | 1 | 1 | 1 | 0 | 0 | 0
load_220341609 |  | node_1356706_091_15376132_322 |  | AN | 0 | Residential | 0 | 0 | 0 | 0 | 0 | 0 | [24 empty] | 8107901 | no | no |  |  | no |  | 0 | 0 | 0 | 0 | 0 | 0 |  | 1 | 1 | 1 | 0 | 0 | 0
load_220341611 |  | node_1356585_09_15377107_657 |  | AN | 0 | Residential | 5904+2515.093j | 0 | 0 | 0 | 0 | 0 | [24 empty] | 8107901 | no | no |  |  | no |  | 0 | 0 | 0 | 0 | 0 | 0 |  | 1 | 1 | 1 | 0 | 0 | 0
load_220341612 |  | node_1356573_54_15377313_042 |  | AN | 0 | Residential | 10519.2+4481.16j | 0 | 0 | 0 | 0 | 0 | [24 empty] | 8107901 | no | no |  |  | no |  | 0 | 0 | 0 | 0 | 0 | 0 |  | 1 | 1 | 1 | 0 | 0 | 0
load_220341613 |  | node_1356603_695_15378235_369 |  | AN | 0 | Residential | 12355.2+5263.293j | 0 | 0 | 0 | 0 | 0 | [24 empty] | 8107901 | no | no |  |  | no |  | 0 | 0 | 0 | 0 | 0 | 0 |  | 1 | 1 | 1 | 0 | 0 | 0
load_220341614 |  | node_1356618_109_15378635_474 |  | AN | 0 | Residential | 0 | 0 | 0 | 0 | 0 | 0 | [24 empty] | 8107901 | no | no |  |  | no |  | 0 | 0 | 0 | 0 | 0 | 0 |  | 1 | 1 | 1 | 0 | 0 | 0
load_220341615 |  | node_1356629_095_15378930_934 |  | AN | 0 | Residential | 4334.4+1846.447j | 0 | 0 | 0 | 0 | 0 | [24 empty] | 8107901 | no | no |  |  | no |  | 0 | 0 | 0 | 0 | 0 | 0 |  | 1 | 1 | 1 | 0 | 0 | 0
load_220341616 |  | node_1356697_781_15379262_414 |  | AN | 0 | Residential | 36230.4+15434.086j | 0 | 0 | 0 | 0 | 0 | [24 empty] | 8107901 | no | no |  |  | no |  | 0 | 0 | 0 | 0 | 0 | 0 |  | 1 | 1 | 1 | 0 | 0 | 0
load_220341617 |  | node_1357048_136_15378719_243 |  | AN | 0 | Residential | 36374.4+15495.43j | 0 | 0 | 0 | 0 | 0 | [24 empty] | 8107901 | no | no |  |  | no |  | 0 | 0 | 0 | 0 | 0 | 0 |  | 1 | 1 | 1 | 0 | 0 | 0
load_220341618 |  | node_1356425_793_15379791_093 |  | AN | 0 | Residential | 4003.2+1705.356j | 0 | 0 | 0 | 0 | 0 | [24 empty] | 8107901 | no | no |  |  | no |  | 0 | 0 | 0 | 0 | 0 | 0 |  | 1 | 1 | 1 | 0 | 0 | 0
load_220341619 |  | node_1356350_816_15380226_159 |  | AN | 0 | Residential | 8330.4+3548.736j | 0 | 0 | 0 | 0 | 0 | [24 empty] | 8107901 | no | no |  |  | no |  | 0 | 0 | 0 | 0 | 0 | 0 |  | 1 | 1 | 1 | 0 | 0 | 0
load_220341620 |  | node_1355972_437_15380587_617 |  | AN | 0 | Residential | 2880+1226.875j | 0 | 0 | 0 | 0 | 0 | [24 empty] | 8107901 | no | no |  |  | no |  | 0 | 0 | 0 | 0 | 0 | 0 |  | 1 | 1 | 1 | 0 | 0 | 0
load_220341621 |  | node_1356224_436_15380759_118 |  | AN | 0 | Residential | 4939.2+2104.09j | 0 | 0 | 0 | 0 | 0 | [24 empty] | 8107901 | no | no |  |  | no |  | 0 | 0 | 0 | 0 | 0 | 0 |  | 1 | 1 | 1 | 0 | 0 | 0
load_220341622 |  | node_1358040_507_15373299_552 |  | AN | 0 | Residential | 1821.6+775.998j | 0 | 0 | 0 | 0 | 0 | [24 empty] | 8107901 | no | no |  |  | no |  | 0 | 0 | 0 | 0 | 0 | 0 |  | 1 | 1 | 1 | 0 | 0 | 0
load_220341623 |  | node_1356721_006_15373799_063 |  | AN | 0 | Residential | 5018.4+2137.829j | 0 | 0 | 0 | 0 | 0 | [24 empty] | 8107901 | no | no |  |  | no |  | 0 | 0 | 0 | 0 | 0 | 0 |  | 1 | 1 | 1 | 0 | 0 | 0
load_220341624 |  | node_1357011_451_15373948_279 |  | AN | 0 | Residential | 4874.4+2076.486j | 0 | 0 | 0 | 0 | 0 | [24 empty] | 8107901 | no | no |  |  | no |  | 0 | 0 | 0 | 0 | 0 | 0 |  | 1 | 1 | 1 | 0 | 0 | 0
load_220341625 |  | node_1357072_778_15374184_313 |  | AN | 0 | Residential | 5083.2+2165.434j | 0 | 0 | 0 | 0 | 0 | [24 empty] | 8107901 | no | no |  |  | no |  | 0 | 0 | 0 | 0 | 0 | 0 |  | 1 | 1 | 1 | 0 | 0 | 0
load_220341626 |  | node_1356861_659_15374327_573 |  | AN | 0 | Residential | 10324.8+4398.346j | 0 | 0 | 0 | 0 | 0 | [24 empty] | 8107901 | no | no |  |  | no |  | 0 | 0 | 0 | 0 | 0 | 0 |  | 1 | 1 | 1 | 0 | 0 | 0
load_220341627 |  | node_1349400_92_15400429_422 |  | AN | 0 | Residential | 11296.8+4812.417j | 0 | 0 | 0 | 0 | 0 | [24 empty] | 8107901 | no | no |  |  | no |  | 0 | 0 | 0 | 0 | 0 | 0 |  | 1 | 1 | 1 | 0 | 0 | 0
load_220341629 |  | node_1350357_309_15400789_938 |  | AN | 0 | Residential | 6652.8+2834.081j | 0 | 0 | 0 | 0 | 0 | [24 empty] | 8107901 | no | no |  |  | no |  | 0 | 0 | 0 | 0 | 0 | 0 |  | 1 | 1 | 1 | 0 | 0 | 0
load_220341629-L-1 |  | node_1350357_309_15400789_938 |  | AN | 0 | Residential | 0 | 0 | 0 | 0 | 0 | 0 | [24 empty] | 8107901 | no | no |  |  | no |  | 0 | 0 | 0 | 0 | 0 | 0 |  | 1 | 1 | 1 | 0 | 0 | 0
load_220341630 |  | node_1351034_524_15400736_497 |  | AN | 0 | Other | 0 | 0 | 0 | 0 | 0 | 0 | [24 empty] | 8107901 | no | no |  |  | no |  | 0 | 0 | 0 | 0 | 0 | 0 |  | 1 | 1 | 1 | 0 | 0 | 0
load_220341631 |  | node_1351362_558_15400812_346 |  | AN | 0 | Residential | 3708+1579.601j | 0 | 0 | 0 | 0 | 0 | [24 empty] | 8107901 | no | no |  |  | no |  | 0 | 0 | 0 | 0 | 0 | 0 |  | 1 | 1 | 1 | 0 | 0 | 0
load_220341632 |  | node_1351303_126_15401099_701 |  | AN | 0 | Residential | 5788.8+2466.018j | 0 | 0 | 0 | 0 | 0 | [24 empty] | 8107901 | no | no |  |  | no |  | 0 | 0 | 0 | 0 | 0 | 0 |  | 1 | 1 | 1 | 0 | 0 | 0
load_220341633 |  | node_1351585_49_15400728_177 |  | AN | 0 | Residential | 6170.4+2628.579j | 0 | 0 | 0 | 0 | 0 | [24 empty] | 8107901 | no | no |  |  | no |  | 0 | 0 | 0 | 0 | 0 | 0 |  | 1 | 1 | 1 | 0 | 0 | 0
load_220341634 |  | node_1350493_813_15399451_263 |  | AN | 0 | Other | 0 | 0 | 0 | 0 | 0 | 0 | [24 empty] | 8107901 | no | no |  |  | no |  | 0 | 0 | 0 | 0 | 0 | 0 |  | 1 | 1 | 1 | 0 | 0 | 0
load_220341635 |  | node_1348890_849_15399973_654 |  | AN | 0 | Residential | 1944+828.141j | 0 | 0 | 0 | 0 | 0 | [24 empty] | 8107901 | no | no |  |  | no |  | 0 | 0 | 0 | 0 | 0 | 0 |  | 1 | 1 | 1 | 0 | 0 | 0
load_220341641 |  | node_1343346_529_15376208_656 |  | AN | 0 | Residential | 12024+5122.203j | 0 | 0 | 0 | 0 | 0 | [24 empty] | 8107901 | no | no |  |  | no |  | 0 | 0 | 0 | 0 | 0 | 0 |  | 1 | 1 | 1 | 0 | 0 | 0
load_220341643 |  | node_1343307_065_15377504_726 |  | AN | 0 | Residential | 2268+966.164j | 0 | 0 | 0 | 0 | 0 | [24 empty] | 8107901 | no | no |  |  | no |  | 0 | 0 | 0 | 0 | 0 | 0 |  | 1 | 1 | 1 | 0 | 0 | 0
load_220341644 |  | node_1343265_397_15379000_421 |  | AN | 0 | Residential | 13708.8+5839.924j | 0 | 0 | 0 | 0 | 0 | [24 empty] | 8107901 | no | no |  |  | no |  | 0 | 0 | 0 | 0 | 0 | 0 |  | 1 | 1 | 1 | 0 | 0 | 0
load_220341645 |  | node_1351768_836_15396653_53 |  | AN | 0 | Residential | 18900+8051.366j | 0 | 0 | 0 | 0 | 0 | [24 empty] | 8107901 | no | no |  |  | no |  | 0 | 0 | 0 | 0 | 0 | 0 |  | 1 | 1 | 1 | 0 | 0 | 0
load_220341646 |  | node_1351149_009_15396662_968 |  | AN | 0 | Residential | 13838.4+5895.134j | 0 | 0 | 0 | 0 | 0 | [24 empty] | 8107901 | no | no |  |  | no |  | 0 | 0 | 0 | 0 | 0 | 0 |  | 1 | 1 | 1 | 0 | 0 | 0
load_220341647 |  | node_1350692_133_15396348_779 |  | AN | 0 | Other | 0 | 0 | 0 | 0 | 0 | 0 | [24 empty] | 8107901 | no | no |  |  | no |  | 0 | 0 | 0 | 0 | 0 | 0 |  | 1 | 1 | 1 | 0 | 0 | 0
load_220341648 |  | node_1350994_276_15396025_526 |  | AN | 0 | Residential | 7156.8+3048.784j | 0 | 0 | 0 | 0 | 0 | [24 empty] | 8107901 | no | no |  |  | no |  | 0 | 0 | 0 | 0 | 0 | 0 |  | 1 | 1 | 1 | 0 | 0 | 0
load_220341649 |  | node_1350901_57_15395586_928 |  | AN | 0 | Residential | 6192+2637.781j | 0 | 0 | 0 | 0 | 0 | [24 empty] | 8107901 | no | no |  |  | no |  | 0 | 0 | 0 | 0 | 0 | 0 |  | 1 | 1 | 1 | 0 | 0 | 0
load_220341650 |  | node_1350865_611_15395268_534 |  | AN | 0 | Residential | 8467.2+3607.012j | 0 | 0 | 0 | 0 | 0 | [24 empty] | 8107901 | no | no |  |  | no |  | 0 | 0 | 0 | 0 | 0 | 0 |  | 1 | 1 | 1 | 0 | 0 | 0
load_220341651 |  | node_1354780_351_15375264_059 |  | AN | 0 | Residential | 10936.8+4659.057j | 0 | 0 | 0 | 0 | 0 | [24 empty] | 8107901 | no | no |  |  | no |  | 0 | 0 | 0 | 0 | 0 | 0 |  | 1 | 1 | 1 | 0 | 0 | 0
load_220341652 |  | node_1354585_289_15374946_158 |  | AN | 0 | Residential | 22348.8+9520.549j | 0 | 0 | 0 | 0 | 0 | [24 empty] | 8107901 | no | no |  |  | no |  | 0 | 0 | 0 | 0 | 0 | 0 |  | 1 | 1 | 1 | 0 | 0 | 0
load_220341653 |  | node_1354396_1_15374637_46 |  | AN | 0 | Residential | 11880+5060.859j | 0 | 0 | 0 | 0 | 0 | [24 empty] | 8107901 | no | no |  |  | no |  | 0 | 0 | 0 | 0 | 0 | 0 |  | 1 | 1 | 1 | 0 | 0 | 0
load_220341654 |  | node_1355768_24_15376823_322 |  | AN | 0 | Residential | 4212+1794.304j | 0 | 0 | 0 | 0 | 0 | [24 empty] | 8107901 | no | no |  |  | no |  | 0 | 0 | 0 | 0 | 0 | 0 |  | 1 | 1 | 1 | 0 | 0 | 0
load_220341655 |  | node_1355577_396_15376254_418 |  | AN | 0 | Residential | 5580+2377.07j | 0 | 0 | 0 | 0 | 0 | [24 empty] | 8107901 | no | no |  |  | no |  | 0 | 0 | 0 | 0 | 0 | 0 |  | 1 | 1 | 1 | 0 | 0 | 0
load_220341656 |  | node_1354952_023_15387793_156 |  | AN | 0 | Other | 0 | 0 | 0 | 0 | 0 | 0 | [24 empty] | 8107901 | no | no |  |  | no |  | 0 | 0 | 0 | 0 | 0 | 0 |  | 1 | 1 | 1 | 0 | 0 | 0
load_220341657 |  | node_1355192_569_15387176_417 |  | AN | 0 | Residential | 2520+1073.516j | 0 | 0 | 0 | 0 | 0 | [24 empty] | 8107901 | no | no |  |  | no |  | 0 | 0 | 0 | 0 | 0 | 0 |  | 1 | 1 | 1 | 0 | 0 | 0
load_220341658 |  | node_1355137_441_15386876_226 |  | AN | 0 | Residential | 13284+5658.96j | 0 | 0 | 0 | 0 | 0 | [24 empty] | 8107901 | no | no |  |  | no |  | 0 | 0 | 0 | 0 | 0 | 0 |  | 1 | 1 | 1 | 0 | 0 | 0
load_220341668 |  | node_1347377_427_15386489_68 |  | AN | 0 | Residential | 5018.4+2137.829j | 0 | 0 | 0 | 0 | 0 | [24 empty] | 8107901 | no | no |  |  | no |  | 0 | 0 | 0 | 0 | 0 | 0 |  | 1 | 1 | 1 | 0 | 0 | 0
load_220341669 |  | node_1350717_829_15396715_645 |  | AN | 0 | Residential | 8503.2+3622.348j | 0 | 0 | 0 | 0 | 0 | [24 empty] | 8107901 | no | no |  |  | no |  | 0 | 0 | 0 | 0 | 0 | 0 |  | 1 | 1 | 1 | 0 | 0 | 0
load_220341670 |  | node_1350278_34_15397098_493 |  | AN | 0 | Other | 0 | 0 | 0 | 0 | 0 | 0 | [24 empty] | 8107901 | no | no |  |  | no |  | 0 | 0 | 0 | 0 | 0 | 0 |  | 1 | 1 | 1 | 0 | 0 | 0
load_220341671 |  | node_1359167_535_15386491_903 |  | AN | 0 | Residential | 2894.4+1233.009j | 0 | 0 | 0 | 0 | 0 | [24 empty] | 8107901 | no | no |  |  | no |  | 0 | 0 | 0 | 0 | 0 | 0 |  | 1 | 1 | 1 | 0 | 0 | 0
load_220341672 |  | node_1360780_393_15385215_577 |  | AN | 0 | Residential | 15717.6+6695.67j | 0 | 0 | 0 | 0 | 0 | [24 empty] | 8107901 | no | no |  |  | no |  | 0 | 0 | 0 | 0 | 0 | 0 |  | 1 | 1 | 1 | 0 | 0 | 0
load_220341673 |  | node_1360881_699_15384988_34 |  | AN | 0 | NonResidential | 4248+1809.64j | 0 | 0 | 0 | 0 | 0 | [24 empty] | 8107901 | no | no |  |  | no |  | 0 | 0 | 0 | 0 | 0 | 0 |  | 1 | 1 | 1 | 0 | 0 | 0
load_220341674 |  | node_1361034_08_15384800_896 |  | AN | 0 | Residential | 7581.6+3229.748j | 0 | 0 | 0 | 0 | 0 | [24 empty] | 8107901 | no | no |  |  | no |  | 0 | 0 | 0 | 0 | 0 | 0 |  | 1 | 1 | 1 | 0 | 0 | 0
load_220341675 |  | node_1361170_828_15384625_056 |  | AN | 0 | Residential | 3355.2+1429.309j | 0 | 0 | 0 | 0 | 0 | [24 empty] | 8107901 | no | no |  |  | no |  | 0 | 0 | 0 | 0 | 0 | 0 |  | 1 | 1 | 1 | 0 | 0 | 0
load_220341677 |  | node_1359731_803_15386036_787 |  | AN | 0 | Residential | 13528.8+5763.245j | 0 | 0 | 0 | 0 | 0 | [24 empty] | 8107901 | no | no |  |  | no |  | 0 | 0 | 0 | 0 | 0 | 0 |  | 1 | 1 | 1 | 0 | 0 | 0
load_220341678 |  | node_1360094_178_15385990_562 |  | AN | 0 | Residential | 0 | 0 | 0 | 0 | 0 | 0 | [24 empty] | 8107901 | no | no |  |  | no |  | 0 | 0 | 0 | 0 | 0 | 0 |  | 1 | 1 | 1 | 0 | 0 | 0
load_220341679 |  | node_1360390_452_15385765_981 |  | AN | 0 | Residential | 18352.8+7818.26j | 0 | 0 | 0 | 0 | 0 | [24 empty] | 8107901 | no | no |  |  | no |  | 0 | 0 | 0 | 0 | 0 | 0 |  | 1 | 1 | 1 | 0 | 0 | 0
load_220341681 |  | node_1360763_808_15385554_8 |  | AN | 0 | Residential | 0 | 0 | 0 | 0 | 0 | 0 | [24 empty] | 8107901 | no | no |  |  | no |  | 0 | 0 | 0 | 0 | 0 | 0 |  | 1 | 1 | 1 | 0 | 0 | 0
load_220341682 |  | node_1361020_125_15385570_169 |  | AN | 0 | Residential | 7538.4+3211.345j | 0 | 0 | 0 | 0 | 0 | [24 empty] | 8107901 | no | no |  |  | no |  | 0 | 0 | 0 | 0 | 0 | 0 |  | 1 | 1 | 1 | 0 | 0 | 0
load_220341683 |  | node_1360579_117_15385368_855 |  | AN | 0 | Residential | 900+383.398j | 0 | 0 | 0 | 0 | 0 | [24 empty] | 8107901 | no | no |  |  | no |  | 0 | 0 | 0 | 0 | 0 | 0 |  | 1 | 1 | 1 | 0 | 0 | 0
load_220341685 |  | node_1339393_164_15390439_093 |  | AN | 0 | NonResidential | 10000+4259.982j | 0 | 0 | 0 | 0 | 0 | [24 empty] | 8107901 | no | no |  |  | no |  | 0 | 0 | 0 | 0 | 0 | 0 |  | 1 | 1 | 1 | 0 | 0 | 0
load_220341686 |  | node_1339395_372_15390642_135 |  | AN | 0 | NonResidential | 3304.8+1407.839j | 0 | 0 | 0 | 0 | 0 | [24 empty] | 8107901 | no | no |  |  | no |  | 0 | 0 | 0 | 0 | 0 | 0 |  | 1 | 1 | 1 | 0 | 0 | 0
load_220341692 |  | node_1357376_298_15372163_107 |  | AN | 0 | Residential | 5313.6+2263.584j | 0 | 0 | 0 | 0 | 0 | [24 empty] | 8107901 | no | no |  |  | no |  | 0 | 0 | 0 | 0 | 0 | 0 |  | 1 | 1 | 1 | 0 | 0 | 0
load_220341693 |  | node_1357989_664_15372140_182 |  | AN | 0 | Residential | 3621.6+1542.795j | 0 | 0 | 0 | 0 | 0 | [24 empty] | 8107901 | no | no |  |  | no |  | 0 | 0 | 0 | 0 | 0 | 0 |  | 1 | 1 | 1 | 0 | 0 | 0
load_220341697 |  | node_1343174_322_15382402_669 |  | AN | 0 | Residential | 4888.8+2082.62j | 0 | 0 | 0 | 0 | 0 | [24 empty] | 8107901 | no | no |  |  | no |  | 0 | 0 | 0 | 0 | 0 | 0 |  | 1 | 1 | 1 | 0 | 0 | 0
load_220341698 |  | node_1343234_939_15381822_986 |  | AN | 0 | Residential | 9979.2+4251.121j | 0 | 0 | 0 | 0 | 0 | [24 empty] | 8107901 | no | no |  |  | no |  | 0 | 0 | 0 | 0 | 0 | 0 |  | 1 | 1 | 1 | 0 | 0 | 0
load_220341762 |  | node_1365854_638_15383852_94 |  | AN | 0 | Residential | 9727.2+4143.77j | 0 | 0 | 0 | 0 | 0 | [24 empty] | 8107901 | no | no |  |  | no |  | 0 | 0 | 0 | 0 | 0 | 0 |  | 1 | 1 | 1 | 0 | 0 | 0
load_220341765 |  | node_1366018_13_15383980_656 |  | AN | 0 | Residential | 7048.8+3002.776j | 0 | 0 | 0 | 0 | 0 | [24 empty] | 8107901 | no | no |  |  | no |  | 0 | 0 | 0 | 0 | 0 | 0 |  | 1 | 1 | 1 | 0 | 0 | 0
load_220341766 |  | node_1365264_975_15384467_734 |  | AN | 0 | NonResidential | 3000+1277.995j | 0 | 0 | 0 | 0 | 0 | [24 empty] | 8107901 | no | no |  |  | no |  | 0 | 0 | 0 | 0 | 0 | 0 |  | 1 | 1 | 1 | 0 | 0 | 0
load_220341767 |  | node_1365109_195_15383977_015 |  | AN | 0 | NonResidential | 61653.6+26264.324j | 0 | 0 | 0 | 0 | 0 | [24 empty] | 8107901 | no | no |  |  | no |  | 0 | 0 | 0 | 0 | 0 | 0 |  | 1 | 1 | 1 | 0 | 0 | 0
load_220341768 |  | node_1364884_811_15384120_409 |  | AN | 0 | Other | 0 | 0 | 0 | 0 | 0 | 0 | [24 empty] | 8107901 | no | no |  |  | no |  | 0 | 0 | 0 | 0 | 0 | 0 |  | 1 | 1 | 1 | 0 | 0 | 0
load_220341769 |  | node_1364738_817_15384108_868 |  | AN | 0 | Residential | 22960.8+9781.26j | 0 | 0 | 0 | 0 | 0 | [24 empty] | 8107901 | no | no |  |  | no |  | 0 | 0 | 0 | 0 | 0 | 0 |  | 1 | 1 | 1 | 0 | 0 | 0
load_220341770 |  | node_1364395_857_15384096_623 |  | AN | 0 | Residential | 7250.4+3088.657j | 0 | 0 | 0 | 0 | 0 | [24 empty] | 8107901 | no | no |  |  | no |  | 0 | 0 | 0 | 0 | 0 | 0 |  | 1 | 1 | 1 | 0 | 0 | 0
load_220341772 |  | node_1362643_498_15384051_973 |  | AN | 0 | Residential | 4910.4+2091.822j | 0 | 0 | 0 | 0 | 0 | [24 empty] | 8107901 | no | no |  |  | no |  | 0 | 0 | 0 | 0 | 0 | 0 |  | 1 | 1 | 1 | 0 | 0 | 0
load_220341773 |  | node_1362302_345_15384051_166 |  | AN | 0 | Residential | 9093.6+3873.857j | 0 | 0 | 0 | 0 | 0 | [24 empty] | 8107901 | no | no |  |  | no |  | 0 | 0 | 0 | 0 | 0 | 0 |  | 1 | 1 | 1 | 0 | 0 | 0
load_220341774 |  | node_1362073_59_15383980_082 |  | AN | 0 | Residential | 5191.2+2211.442j | 0 | 0 | 0 | 0 | 0 | [24 empty] | 8107901 | no | no |  |  | no |  | 0 | 0 | 0 | 0 | 0 | 0 |  | 1 | 1 | 1 | 0 | 0 | 0
load_220341775 |  | node_1360863_841_15384034_21 |  | AN | 0 | Residential | 24840+10581.796j | 0 | 0 | 0 | 0 | 0 | [24 empty] | 8107901 | no | no |  |  | no |  | 0 | 0 | 0 | 0 | 0 | 0 |  | 1 | 1 | 1 | 0 | 0 | 0
load_220341776 |  | node_1360598_068_15384325_684 |  | AN | 0 | Residential | 6336+2699.125j | 0 | 0 | 0 | 0 | 0 | [24 empty] | 8107901 | no | no |  |  | no |  | 0 | 0 | 0 | 0 | 0 | 0 |  | 1 | 1 | 1 | 0 | 0 | 0
load_220341777 |  | node_1360097_816_15384009_593 |  | AN | 0 | Residential | 15717.6+6695.67j | 0 | 0 | 0 | 0 | 0 | [24 empty] | 8107901 | no | no |  |  | no |  | 0 | 0 | 0 | 0 | 0 | 0 |  | 1 | 1 | 1 | 0 | 0 | 0
load_220341778 |  | node_1359682_862_15383966_884 |  | AN | 0 | Residential | 10836+4616.117j | 0 | 0 | 0 | 0 | 0 | [24 empty] | 8107901 | no | no |  |  | no |  | 0 | 0 | 0 | 0 | 0 | 0 |  | 1 | 1 | 1 | 0 | 0 | 0
load_220341780 |  | node_1358185_956_15383889_237 |  | AN | 0 | Residential | 8524.8+3631.55j | 0 | 0 | 0 | 0 | 0 | [24 empty] | 8107901 | no | no |  |  | no |  | 0 | 0 | 0 | 0 | 0 | 0 |  | 1 | 1 | 1 | 0 | 0 | 0
load_220341781 |  | node_1357706_664_15383864_326 |  | AN | 0 | Residential | 12643.2+5385.981j | 0 | 0 | 0 | 0 | 0 | [24 empty] | 8107901 | no | no |  |  | no |  | 0 | 0 | 0 | 0 | 0 | 0 |  | 1 | 1 | 1 | 0 | 0 | 0
load_220341820 |  | node_1366595_773_15384009_166 |  | AN | 0 | Residential | 12909.6+5499.467j | 0 | 0 | 0 | 0 | 0 | [24 empty] | 8107901 | no | no |  |  | no |  | 0 | 0 | 0 | 0 | 0 | 0 |  | 1 | 1 | 1 | 0 | 0 | 0
load_220341821 |  | node_1366419_409_15384011_156 |  | AN | 0 | Residential | 5436+2315.726j | 0 | 0 | 0 | 0 | 0 | [24 empty] | 8107901 | no | no |  |  | no |  | 0 | 0 | 0 | 0 | 0 | 0 |  | 1 | 1 | 1 | 0 | 0 | 0
load_220341822 |  | node_1366256_856_15383998_848 |  | AN | 0 | Residential | 22096.8+9413.197j | 0 | 0 | 0 | 0 | 0 | [24 empty] | 8107901 | no | no |  |  | no |  | 0 | 0 | 0 | 0 | 0 | 0 |  | 1 | 1 | 1 | 0 | 0 | 0
load_220343249 |  | node_1348122_642_15367478_826 |  | AN | 0 | Residential | 5652+2407.742j | 0 | 0 | 0 | 0 | 0 | [24 empty] | 8107901 | no | no |  |  | no |  | 0 | 0 | 0 | 0 | 0 | 0 |  | 1 | 1 | 1 | 0 | 0 | 0
load_220343250 |  | node_1348369_564_15366834_111 |  | AN | 0 | Residential | 1497.6+637.975j | 0 | 0 | 0 | 0 | 0 | [24 empty] | 8107901 | no | no |  |  | no |  | 0 | 0 | 0 | 0 | 0 | 0 |  | 1 | 1 | 1 | 0 | 0 | 0
load_220343251 |  | node_1347815_02_15367135_568 |  | AN | 0 | Residential | 9115.2+3883.059j | 0 | 0 | 0 | 0 | 0 | [24 empty] | 8107901 | no | no |  |  | no |  | 0 | 0 | 0 | 0 | 0 | 0 |  | 1 | 1 | 1 | 0 | 0 | 0
load_220343252 |  | node_1348693_508_15366256_7 |  | AN | 0 | Residential | 13147.2+5600.684j | 0 | 0 | 0 | 0 | 0 | [24 empty] | 8107901 | no | no |  |  | no |  | 0 | 0 | 0 | 0 | 0 | 0 |  | 1 | 1 | 1 | 0 | 0 | 0
load_220343253 |  | node_1348835_295_15365952_056 |  | AN | 0 | Residential | 4543.2+1935.395j | 0 | 0 | 0 | 0 | 0 | [24 empty] | 8107901 | no | no |  |  | no |  | 0 | 0 | 0 | 0 | 0 | 0 |  | 1 | 1 | 1 | 0 | 0 | 0
load_220343254 |  | node_1349062_715_15365776_858 |  | AN | 0 | Residential | 4003.2+1705.356j | 0 | 0 | 0 | 0 | 0 | [24 empty] | 8107901 | no | no |  |  | no |  | 0 | 0 | 0 | 0 | 0 | 0 |  | 1 | 1 | 1 | 0 | 0 | 0
load_220343255 |  | node_1349022_797_15365579_171 |  | AN | 0 | Residential | 12909.6+5499.467j | 0 | 0 | 0 | 0 | 0 | [24 empty] | 8107901 | no | no |  |  | no |  | 0 | 0 | 0 | 0 | 0 | 0 |  | 1 | 1 | 1 | 0 | 0 | 0
load_220343256 |  | node_1349123_046_15365372_717 |  | AN | 0 | Residential | 8251.2+3514.996j | 0 | 0 | 0 | 0 | 0 | [24 empty] | 8107901 | no | no |  |  | no |  | 0 | 0 | 0 | 0 | 0 | 0 |  | 1 | 1 | 1 | 0 | 0 | 0
load_220343257 |  | node_1347926_952_15364985_636 |  | AN | 0 | Residential | 3247.2+1383.301j | 0 | 0 | 0 | 0 | 0 | [24 empty] | 8107901 | no | no |  |  | no |  | 0 | 0 | 0 | 0 | 0 | 0 |  | 1 | 1 | 1 | 0 | 0 | 0
load_220343258 |  | node_1349355_772_15364902_424 |  | AN | 0 | Residential | 16048.8+6836.76j | 0 | 0 | 0 | 0 | 0 | [24 empty] | 8107901 | no | no |  |  | no |  | 0 | 0 | 0 | 0 | 0 | 0 |  | 1 | 1 | 1 | 0 | 0 | 0
load_220343259 |  | node_1349457_574_15364699_203 |  | AN | 0 | Residential | 15955.2+6796.887j | 0 | 0 | 0 | 0 | 0 | [24 empty] | 8107901 | no | no |  |  | no |  | 0 | 0 | 0 | 0 | 0 | 0 |  | 1 | 1 | 1 | 0 | 0 | 0
load_220343260 |  | node_1349535_215_15364439_564 |  | AN | 0 | Residential | 15055.2+6413.488j | 0 | 0 | 0 | 0 | 0 | [24 empty] | 8107901 | no | no |  |  | no |  | 0 | 0 | 0 | 0 | 0 | 0 |  | 1 | 1 | 1 | 0 | 0 | 0
load_220343261 |  | node_1349312_554_15364021_424 |  | AN | 0 | Residential | 4752+2024.344j | 0 | 0 | 0 | 0 | 0 | [24 empty] | 8107901 | no | no |  |  | no |  | 0 | 0 | 0 | 0 | 0 | 0 |  | 1 | 1 | 1 | 0 | 0 | 0
load_220343262 |  | node_1349848_393_15363406_994 |  | AN | 0 | Residential | 8380.8+3570.206j | 0 | 0 | 0 | 0 | 0 | [24 empty] | 8107901 | no | no |  |  | no |  | 0 | 0 | 0 | 0 | 0 | 0 |  | 1 | 1 | 1 | 0 | 0 | 0
load_220343263 |  | node_1349725_596_15362809_357 |  | AN | 0 | Residential | 4910.4+2091.822j | 0 | 0 | 0 | 0 | 0 | [24 empty] | 8107901 | no | no |  |  | no |  | 0 | 0 | 0 | 0 | 0 | 0 |  | 1 | 1 | 1 | 0 | 0 | 0
load_220343264 |  | node_1349454_093_15362582_868 |  | AN | 0 | Residential | 4579.2+1950.731j | 0 | 0 | 0 | 0 | 0 | [24 empty] | 8107901 | no | no |  |  | no |  | 0 | 0 | 0 | 0 | 0 | 0 |  | 1 | 1 | 1 | 0 | 0 | 0
load_220343265 |  | node_1350490_353_15362789_614 |  | AN | 0 | Residential | 6494.4+2766.603j | 0 | 0 | 0 | 0 | 0 | [24 empty] | 8107901 | no | no |  |  | no |  | 0 | 0 | 0 | 0 | 0 | 0 |  | 1 | 1 | 1 | 0 | 0 | 0
load_220343441 |  | node_1348549_538_15366106_067 |  | AN | 0 | Residential | 12175.2+5186.613j | 0 | 0 | 0 | 0 | 0 | [24 empty] | 8107901 | no | no |  |  | no |  | 0 | 0 | 0 | 0 | 0 | 0 |  | 1 | 1 | 1 | 0 | 0 | 0
load_220343442 |  | node_1348350_052_15365937_821 |  | AN | 0 | Residential | 8056.8+3432.182j | 0 | 0 | 0 | 0 | 0 | [24 empty] | 8107901 | no | no |  |  | no |  | 0 | 0 | 0 | 0 | 0 | 0 |  | 1 | 1 | 1 | 0 | 0 | 0
load_220343443 |  | node_1348138_286_15365909_676 |  | AN | 0 | Other | 0 | 0 | 0 | 0 | 0 | 0 | [24 empty] | 8107901 | no | no |  |  | no |  | 0 | 0 | 0 | 0 | 0 | 0 |  | 1 | 1 | 1 | 0 | 0 | 0
load_220343443-L-1 |  | node_1348138_286_15365909_676 |  | AN | 0 | Residential | 0 | 0 | 0 | 0 | 0 | 0 | [24 empty] | 8107901 | no | no |  |  | no |  | 0 | 0 | 0 | 0 | 0 | 0 |  | 1 | 1 | 1 | 0 | 0 | 0
load_220343444 |  | node_1347498_789_15366068_231 |  | AN | 0 | Residential | 11268+4800.148j | 0 | 0 | 0 | 0 | 0 | [24 empty] | 8107901 | no | no |  |  | no |  | 0 | 0 | 0 | 0 | 0 | 0 |  | 1 | 1 | 1 | 0 | 0 | 0
load_220362941 |  | node_1340579_41_15382678_996 |  | AN | 0 | Residential | 9864+4202.046j | 0 | 0 | 0 | 0 | 0 | [24 empty] | 8107901 | no | no |  |  | no |  | 0 | 0 | 0 | 0 | 0 | 0 |  | 1 | 1 | 1 | 0 | 0 | 0
load_220362942 |  | node_1339123_22_15382472_989 |  | AN | 0 | NonResidential | 1000+425.998j | 0 | 0 | 0 | 0 | 0 | [24 empty] | 8107901 | no | no |  |  | no |  | 0 | 0 | 0 | 0 | 0 | 0 |  | 1 | 1 | 1 | 0 | 0 | 0
load_220362943 |  | node_1338702_287_15382500_121 |  | AN | 0 | Residential | 7610.4+3242.017j | 0 | 0 | 0 | 0 | 0 | [24 empty] | 8107901 | no | no |  |  | no |  | 0 | 0 | 0 | 0 | 0 | 0 |  | 1 | 1 | 1 | 0 | 0 | 0
load_220362944 |  | node_1338295_66_15382254_317 |  | AN | 0 | NonResidential | 333.333+141.999j | 0 | 0 | 0 | 0 | 0 | [24 empty] | 8107901 | no | no |  |  | no |  | 0 | 0 | 0 | 0 | 0 | 0 |  | 1 | 1 | 1 | 0 | 0 | 0
load_220362945 |  | node_1338314_653_15382261_852 |  | BN | 0 | NonResidential | 0 | 333.333+141.999j | 0 | 0 | 0 | 0 | [24 empty] | 8107901 | no | no |  |  | no |  | 0 | 0 | 0 | 0 | 0 | 0 |  | 1 | 1 | 1 | 0 | 0 | 0
load_220362946 |  | node_1338275_906_15382253_649 |  | CN | 0 | NonResidential | 0 | 0 | 333.333+141.999j | 0 | 0 | 0 | [24 empty] | 8107901 | no | no |  |  | no |  | 0 | 0 | 0 | 0 | 0 | 0 |  | 1 | 1 | 1 | 0 | 0 | 0
load_220362947 |  | node_1338057_951_15382503_072 |  | AN | 0 | NonResidential | 4000+1703.993j | 0 | 0 | 0 | 0 | 0 | [24 empty] | 8107901 | no | no |  |  | no |  | 0 | 0 | 0 | 0 | 0 | 0 |  | 1 | 1 | 1 | 0 | 0 | 0
load_220362948 |  | node_1337180_846_15382495_403 |  | AN | 0 | Residential | 964.8+411.003j | 0 | 0 | 0 | 0 | 0 | [24 empty] | 8107901 | no | no |  |  | no |  | 0 | 0 | 0 | 0 | 0 | 0 |  | 1 | 1 | 1 | 0 | 0 | 0
load_220362949 |  | node_1336706_94_15382428_417 |  | AN | 0 | Residential | 2764.8+1177.8j | 0 | 0 | 0 | 0 | 0 | [24 empty] | 8107901 | no | no |  |  | no |  | 0 | 0 | 0 | 0 | 0 | 0 |  | 1 | 1 | 1 | 0 | 0 | 0
load_220362950 |  | node_1336816_665_15382692_244 |  | AN | 0 | Residential | 11008.8+4689.729j | 0 | 0 | 0 | 0 | 0 | [24 empty] | 8107901 | no | no |  |  | no |  | 0 | 0 | 0 | 0 | 0 | 0 |  | 1 | 1 | 1 | 0 | 0 | 0
load_220362952 |  | node_1337299_043_15383097_544 |  | AN | 0 | Residential | 561.6+239.241j | 0 | 0 | 0 | 0 | 0 | [24 empty] | 8107901 | no | no |  |  | no |  | 0 | 0 | 0 | 0 | 0 | 0 |  | 1 | 1 | 1 | 0 | 0 | 0
load_220362953 |  | node_1338536_802_15390133_522 |  | AN | 0 | Residential | 6393.6+2723.662j | 0 | 0 | 0 | 0 | 0 | [24 empty] | 8107901 | no | no |  |  | no |  | 0 | 0 | 0 | 0 | 0 | 0 |  | 1 | 1 | 1 | 0 | 0 | 0
load_220362954 |  | node_1337718_664_15389710_856 |  | AN | 0 | Residential | 2772+1180.867j | 0 | 0 | 0 | 0 | 0 | [24 empty] | 8107901 | no | no |  |  | no |  | 0 | 0 | 0 | 0 | 0 | 0 |  | 1 | 1 | 1 | 0 | 0 | 0
load_220362955 |  | node_1335418_793_15390315_159 |  | AN | 0 | Residential | 8654.4+3686.759j | 0 | 0 | 0 | 0 | 0 | [24 empty] | 8107901 | no | no |  |  | no |  | 0 | 0 | 0 | 0 | 0 | 0 |  | 1 | 1 | 1 | 0 | 0 | 0
load_220362956 |  | node_1335448_336_15390800_314 |  | AN | 0 | Residential | 71056.8+30270.07j | 0 | 0 | 0 | 0 | 0 | [24 empty] | 8107901 | no | no |  |  | no |  | 0 | 0 | 0 | 0 | 0 | 0 |  | 1 | 1 | 1 | 0 | 0 | 0
load_220362957 |  | node_1334354_876_15390606_149 |  | AN | 0 | Residential | 5392.8+2297.323j | 0 | 0 | 0 | 0 | 0 | [24 empty] | 8107901 | no | no |  |  | no |  | 0 | 0 | 0 | 0 | 0 | 0 |  | 1 | 1 | 1 | 0 | 0 | 0
load_220362958 |  | node_1334102_604_15390689_37 |  | AN | 0 | Residential | 244.8+104.284j | 0 | 0 | 0 | 0 | 0 | [24 empty] | 8107901 | no | no |  |  | no |  | 0 | 0 | 0 | 0 | 0 | 0 |  | 1 | 1 | 1 | 0 | 0 | 0
load_220362959 |  | node_1333872_936_15391253_184 |  | AN | 0 | Residential | 5342.4+2275.853j | 0 | 0 | 0 | 0 | 0 | [24 empty] | 8107901 | no | no |  |  | no |  | 0 | 0 | 0 | 0 | 0 | 0 |  | 1 | 1 | 1 | 0 | 0 | 0
load_220363173 |  | node_1335501_982_15381791_775 |  | AN | 0 | Residential | 11728.8+4996.448j | 0 | 0 | 0 | 0 | 0 | [24 empty] | 8107901 | no | no |  |  | no |  | 0 | 0 | 0 | 0 | 0 | 0 |  | 1 | 1 | 1 | 0 | 0 | 0
load_220429020 |  | node_1350802_063_15389536_619 |  | AN | 0 | NonResidential | 50000+21299.911j | 0 | 0 | 0 | 0 | 0 | [24 empty] | 8107901 | no | no |  |  | no |  | 0 | 0 | 0 | 0 | 0 | 0 |  | 1 | 1 | 1 | 0 | 0 | 0
load_220430909 |  | node_1362287_841_15385014_65 |  | AN | 0 | Residential | 3225.6+1374.1j | 0 | 0 | 0 | 0 | 0 | [24 empty] | 8107901 | no | no |  |  | no |  | 0 | 0 | 0 | 0 | 0 | 0 |  | 1 | 1 | 1 | 0 | 0 | 0
load_220431659 |  | node_1354505_425_15382561_891 |  | AN | 0 | Residential | 10908+4646.789j | 0 | 0 | 0 | 0 | 0 | [24 empty] | 8107901 | no | no |  |  | no |  | 0 | 0 | 0 | 0 | 0 | 0 |  | 1 | 1 | 1 | 0 | 0 | 0
load_220432644 |  | node_1357082_763_15375774_99 |  | AN | 0 | Residential | 9698.4+4131.501j | 0 | 0 | 0 | 0 | 0 | [24 empty] | 8107901 | no | no |  |  | no |  | 0 | 0 | 0 | 0 | 0 | 0 |  | 1 | 1 | 1 | 0 | 0 | 0
load_220433551 |  | node_1339832_847_15391219_543 |  | AN | 0 | NonResidential | 345.6+147.225j | 0 | 0 | 0 | 0 | 0 | [24 empty] | 8107901 | no | no |  |  | no |  | 0 | 0 | 0 | 0 | 0 | 0 |  | 1 | 1 | 1 | 0 | 0 | 0
load_220434505 |  | node_1343327_841_15391540_676 |  | AN | 0 | Residential | 3974.4+1693.087j | 0 | 0 | 0 | 0 | 0 | [24 empty] | 8107901 | no | no |  |  | no |  | 0 | 0 | 0 | 0 | 0 | 0 |  | 1 | 1 | 1 | 0 | 0 | 0
load_220435449 |  | node_1362010_785_15386413_823 |  | AN | 0 | Residential | 6127.2+2610.176j | 0 | 0 | 0 | 0 | 0 | [24 empty] | 8107901 | no | no |  |  | no |  | 0 | 0 | 0 | 0 | 0 | 0 |  | 1 | 1 | 1 | 0 | 0 | 0
load_220466206 |  | node_1358814_411_15383913_519 |  | AN | 0 | Residential | 13687.2+5830.723j | 0 | 0 | 0 | 0 | 0 | [24 empty] | 8107901 | no | no |  |  | no |  | 0 | 0 | 0 | 0 | 0 | 0 |  | 1 | 1 | 1 | 0 | 0 | 0
load_220472300 |  | node_1348727_622_15386053_604 |  | AN | 0 | Residential | 14652+6241.726j | 0 | 0 | 0 | 0 | 0 | [24 empty] | 8107901 | no | no |  |  | no |  | 0 | 0 | 0 | 0 | 0 | 0 |  | 1 | 1 | 1 | 0 | 0 | 0
load_220474138 |  | node_1348578_965_15378414_728 |  | AN | 0 | NonResidential | 60000+25559.893j | 0 | 0 | 0 | 0 | 0 | [24 empty] | 8107901 | no | no |  |  | no |  | 0 | 0 | 0 | 0 | 0 | 0 |  | 1 | 1 | 1 | 0 | 0 | 0
load_220475026 |  | node_1353700_899_15386654_562 |  | AN | 0 | Residential | 45187.2+19249.667j | 0 | 0 | 0 | 0 | 0 | [24 empty] | 8107901 | no | no |  |  | no |  | 0 | 0 | 0 | 0 | 0 | 0 |  | 1 | 1 | 1 | 0 | 0 | 0
load_220477641 |  | node_1347760_793_15376756_684 |  | AN | 0 | Residential | 6213.6+2646.983j | 0 | 0 | 0 | 0 | 0 | [24 empty] | 8107901 | no | no |  |  | no |  | 0 | 0 | 0 | 0 | 0 | 0 |  | 1 | 1 | 1 | 0 | 0 | 0
load_220512902 |  | node_1346963_334_15383734_438 |  | AN | 0 | Residential | 7581.6+3229.748j | 0 | 0 | 0 | 0 | 0 | [24 empty] | 8107901 | no | no |  |  | no |  | 0 | 0 | 0 | 0 | 0 | 0 |  | 1 | 1 | 1 | 0 | 0 | 0
load_220522681 |  | node_1361395_325_15384533_587 |  | AN | 0 | NonResidential | 3873.6+1650.147j | 0 | 0 | 0 | 0 | 0 | [24 empty] | 8107901 | no | no |  |  | no |  | 0 | 0 | 0 | 0 | 0 | 0 |  | 1 | 1 | 1 | 0 | 0 | 0
load_220531854 |  | node_1357457_142_15387244_87 |  | AN | 0 | Residential | 4946.4+2107.158j | 0 | 0 | 0 | 0 | 0 | [24 empty] | 8107901 | no | no |  |  | no |  | 0 | 0 | 0 | 0 | 0 | 0 |  | 1 | 1 | 1 | 0 | 0 | 0
load_220533683 |  | node_1353755_324_15387367_972 |  | AN | 0 | Other | 0 | 0 | 0 | 0 | 0 | 0 | [24 empty] | 8107901 | no | no |  |  | no |  | 0 | 0 | 0 | 0 | 0 | 0 |  | 1 | 1 | 1 | 0 | 0 | 0
load_220533684 |  | node_1354814_555_15387755_501 |  | AN | 0 | Residential | 4392+1870.984j | 0 | 0 | 0 | 0 | 0 | [24 empty] | 8107901 | no | no |  |  | no |  | 0 | 0 | 0 | 0 | 0 | 0 |  | 1 | 1 | 1 | 0 | 0 | 0
load_220535630 |  | node_1356731_39_15387550_122 |  | AN | 0 | Other | 0 | 0 | 0 | 0 | 0 | 0 | [24 empty] | 8107901 | no | no |  |  | no |  | 0 | 0 | 0 | 0 | 0 | 0 |  | 1 | 1 | 1 | 0 | 0 | 0
load_220535631 |  | node_1350147_942_15387375_383 |  | AN | 0 | Other | 0 | 0 | 0 | 0 | 0 | 0 | [24 empty] | 8107901 | no | no |  |  | no |  | 0 | 0 | 0 | 0 | 0 | 0 |  | 1 | 1 | 1 | 0 | 0 | 0
load_220535633 |  | node_1353052_644_15387643_392 |  | AN | 0 | Other | 0 | 0 | 0 | 0 | 0 | 0 | [24 empty] | 8107901 | no | no |  |  | no |  | 0 | 0 | 0 | 0 | 0 | 0 |  | 1 | 1 | 1 | 0 | 0 | 0
load_220535634 |  | node_1345950_544_15376143_854 |  | AN | 0 | Residential | 5133.6+2186.904j | 0 | 0 | 0 | 0 | 0 | [24 empty] | 8107901 | no | no |  |  | no |  | 0 | 0 | 0 | 0 | 0 | 0 |  | 1 | 1 | 1 | 0 | 0 | 0
load_220535635 |  | node_1353801_992_15387046_519 |  | AN | 0 | Other | 0 | 0 | 0 | 0 | 0 | 0 | [24 empty] | 8107901 | no | no |  |  | no |  | 0 | 0 | 0 | 0 | 0 | 0 |  | 1 | 1 | 1 | 0 | 0 | 0
load_220539712 |  | node_1336007_12_15382208_765 |  | AN | 0 | Residential | 4968+2116.359j | 0 | 0 | 0 | 0 | 0 | [24 empty] | 8107901 | no | no |  |  | no |  | 0 | 0 | 0 | 0 | 0 | 0 |  | 1 | 1 | 1 | 0 | 0 | 0
load_220542298 |  | node_1353065_266_15398493_995 |  | AN | 0 | Residential | 9100.8+3876.925j | 0 | 0 | 0 | 0 | 0 | [24 empty] | 8107901 | no | no |  |  | no |  | 0 | 0 | 0 | 0 | 0 | 0 |  | 1 | 1 | 1 | 0 | 0 | 0
load_220543776 |  | node_1366933_004_15384033_151 |  | AN | 0 | Residential | 7524+3205.211j | 0 | 0 | 0 | 0 | 0 | [24 empty] | 8107901 | no | no |  |  | no |  | 0 | 0 | 0 | 0 | 0 | 0 |  | 1 | 1 | 1 | 0 | 0 | 0
load_220544052 |  | node_1347429_353_15377069_78 |  | AN | 0 | Residential | 14529.6+6189.584j | 0 | 0 | 0 | 0 | 0 | [24 empty] | 8107901 | no | no |  |  | no |  | 0 | 0 | 0 | 0 | 0 | 0 |  | 1 | 1 | 1 | 0 | 0 | 0
load_220550988 |  | node_1349510_103_15379542_215 |  | AN | 0 | NonResidential | 394000+167843.297j | 0 | 0 | 0 | 0 | 0 | [24 empty] | 8107901 | no | no |  |  | no |  | 0 | 0 | 0 | 0 | 0 | 0 |  | 1 | 1 | 1 | 0 | 0 | 0
load_220567233 |  | node_1360427_04_15385553_337 |  | AN | 0 | Residential | 11116.8+4735.737j | 0 | 0 | 0 | 0 | 0 | [24 empty] | 8107901 | no | no |  |  | no |  | 0 | 0 | 0 | 0 | 0 | 0 |  | 1 | 1 | 1 | 0 | 0 | 0
load_220568872 |  | node_1355295_198_15386311_754 |  | AN | 0 | Residential | 26092.8+11115.486j | 0 | 0 | 0 | 0 | 0 | [24 empty] | 8107901 | no | no |  |  | no |  | 0 | 0 | 0 | 0 | 0 | 0 |  | 1 | 1 | 1 | 0 | 0 | 0
load_220568886 |  | node_1356989_313_15376763_074 |  | AN | 0 | Residential | 8834.4+3763.439j | 0 | 0 | 0 | 0 | 0 | [24 empty] | 8107901 | no | no |  |  | no |  | 0 | 0 | 0 | 0 | 0 | 0 |  | 1 | 1 | 1 | 0 | 0 | 0
load_220572480 |  | node_1356148_15_15386693_669 |  | AN | 0 | Other | 0 | 0 | 0 | 0 | 0 | 0 | [24 empty] | 8107901 | no | no |  |  | no |  | 0 | 0 | 0 | 0 | 0 | 0 |  | 1 | 1 | 1 | 0 | 0 | 0
load_220572480-L1-1 |  | node_1356148_15_15386693_669 |  | AN | 0 | Other | 0 | 0 | 0 | 0 | 0 | 0 | [24 empty] | 8107901 | no | no |  |  | no |  | 0 | 0 | 0 | 0 | 0 | 0 |  | 1 | 1 | 1 | 0 | 0 | 0
load_220579569 |  | node_1343440_95_15393775_49 |  | AN | 0 | Residential | 2779.2+1183.934j | 0 | 0 | 0 | 0 | 0 | [24 empty] | 8107901 | no | no |  |  | no |  | 0 | 0 | 0 | 0 | 0 | 0 |  | 1 | 1 | 1 | 0 | 0 | 0
load_220584032 |  | node_1353663_337_15385382_856 |  | AN | 0 | Residential | 2901.6+1236.076j | 0 | 0 | 0 | 0 | 0 | [24 empty] | 8107901 | no | no |  |  | no |  | 0 | 0 | 0 | 0 | 0 | 0 |  | 1 | 1 | 1 | 0 | 0 | 0
load_220594724 |  | node_1341053_93_15394864_814 |  | AN | 0 | Residential | 4183.2+1782.036j | 0 | 0 | 0 | 0 | 0 | [24 empty] | 8107901 | no | no |  |  | no |  | 0 | 0 | 0 | 0 | 0 | 0 |  | 1 | 1 | 1 | 0 | 0 | 0
load_220599069 |  | node_1342781_153_15394488_146 |  | AN | 0 | Residential | 273.6+116.553j | 0 | 0 | 0 | 0 | 0 | [24 empty] | 8107901 | no | no |  |  | no |  | 0 | 0 | 0 | 0 | 0 | 0 |  | 1 | 1 | 1 | 0 | 0 | 0
load_220599083 |  | node_1354186_618_15374147_143 |  | AN | 0 | Residential | 5551.2+2364.801j | 0 | 0 | 0 | 0 | 0 | [24 empty] | 8107901 | no | no |  |  | no |  | 0 | 0 | 0 | 0 | 0 | 0 |  | 1 | 1 | 1 | 0 | 0 | 0
load_220607509 |  | node_1352080_103_15395132_596 |  | AN | 0 | Residential | 5860.8+2496.69j | 0 | 0 | 0 | 0 | 0 | [24 empty] | 8107901 | no | no |  |  | no |  | 0 | 0 | 0 | 0 | 0 | 0 |  | 1 | 1 | 1 | 0 | 0 | 0
load_220615714 |  | node_1355148_4_15381842_349 |  | AN | 0 | Residential | 14328+6103.702j | 0 | 0 | 0 | 0 | 0 | [24 empty] | 8107901 | no | no |  |  | no |  | 0 | 0 | 0 | 0 | 0 | 0 |  | 1 | 1 | 1 | 0 | 0 | 0
load_220618621 |  | node_1347146_361_15377375_216 |  | AN | 0 | Residential | 5205.6+2217.576j | 0 | 0 | 0 | 0 | 0 | [24 empty] | 8107901 | no | no |  |  | no |  | 0 | 0 | 0 | 0 | 0 | 0 |  | 1 | 1 | 1 | 0 | 0 | 0
load_220619312 |  | node_1342232_439_15393957_408 |  | AN | 0 | Residential | 5990.4+2551.9j | 0 | 0 | 0 | 0 | 0 | [24 empty] | 8107901 | no | no |  |  | no |  | 0 | 0 | 0 | 0 | 0 | 0 |  | 1 | 1 | 1 | 0 | 0 | 0
load_220620501 |  | node_1357264_296_15387554_693 |  | AN | 0 | NonResidential | 0 | 0 | 0 | 0 | 0 | 0 | [24 empty] | 8107901 | no | no |  |  | no |  | 0 | 0 | 0 | 0 | 0 | 0 |  | 1 | 1 | 1 | 0 | 0 | 0
load_220627249 |  | node_1352336_384_15398860_48 |  | AN | 0 | Residential | 5853.6+2493.623j | 0 | 0 | 0 | 0 | 0 | [24 empty] | 8107901 | no | no |  |  | no |  | 0 | 0 | 0 | 0 | 0 | 0 |  | 1 | 1 | 1 | 0 | 0 | 0
load_220627992 |  | node_1345934_282_15388195_783 |  | AN | 0 | Residential | 15926.4+6784.618j | 0 | 0 | 0 | 0 | 0 | [24 empty] | 8107901 | no | no |  |  | no |  | 0 | 0 | 0 | 0 | 0 | 0 |  | 1 | 1 | 1 | 0 | 0 | 0
load_220627997 |  | node_1341431_041_15389680_244 |  | AN | 0 | Residential | 4003.2+1705.356j | 0 | 0 | 0 | 0 | 0 | [24 empty] | 8107901 | no | no |  |  | no |  | 0 | 0 | 0 | 0 | 0 | 0 |  | 1 | 1 | 1 | 0 | 0 | 0
load_220628004 |  | node_1344674_669_15388410_3 |  | AN | 0 | Residential | 6321.6+2692.99j | 0 | 0 | 0 | 0 | 0 | [24 empty] | 8107901 | no | no |  |  | no |  | 0 | 0 | 0 | 0 | 0 | 0 |  | 1 | 1 | 1 | 0 | 0 | 0
load_220628018 |  | node_1342562_651_15389509_663 |  | AN | 0 | Residential | 6552+2791.14j | 0 | 0 | 0 | 0 | 0 | [24 empty] | 8107901 | no | no |  |  | no |  | 0 | 0 | 0 | 0 | 0 | 0 |  | 1 | 1 | 1 | 0 | 0 | 0
load_220634319 |  | node_1344842_57_15376153_212 |  | AN | 0 | Residential | 41004+17467.631j | 0 | 0 | 0 | 0 | 0 | [24 empty] | 8107901 | no | no |  |  | no |  | 0 | 0 | 0 | 0 | 0 | 0 |  | 1 | 1 | 1 | 0 | 0 | 0
load_220636429 |  | node_1342638_924_15381157_309 |  | AN | 0 | Residential | 4269.6+1818.842j | 0 | 0 | 0 | 0 | 0 | [24 empty] | 8107901 | no | no |  |  | no |  | 0 | 0 | 0 | 0 | 0 | 0 |  | 1 | 1 | 1 | 0 | 0 | 0
load_220637978 |  | node_1349673_487_15400780_431 |  | AN | 0 | Residential | 6854.4+2919.962j | 0 | 0 | 0 | 0 | 0 | [24 empty] | 8107901 | no | no |  |  | no |  | 0 | 0 | 0 | 0 | 0 | 0 |  | 1 | 1 | 1 | 0 | 0 | 0
load_220645868 |  | node_1343175_774_15393030_489 |  | AN | 0 | Residential | 8193.6+3490.459j | 0 | 0 | 0 | 0 | 0 | [24 empty] | 8107901 | no | no |  |  | no |  | 0 | 0 | 0 | 0 | 0 | 0 |  | 1 | 1 | 1 | 0 | 0 | 0
load_220647439 |  | node_1343181_59_15390297_431 |  | AN | 0 | Other | 0 | 0 | 0 | 0 | 0 | 0 | [24 empty] | 8107901 | no | no |  |  | no |  | 0 | 0 | 0 | 0 | 0 | 0 |  | 1 | 1 | 1 | 0 | 0 | 0
load_220648049 |  | node_1345760_656_15373222_332 |  | AN | 0 | Other | 0 | 0 | 0 | 0 | 0 | 0 | [24 empty] | 8107901 | no | no |  |  | no |  | 0 | 0 | 0 | 0 | 0 | 0 |  | 1 | 1 | 1 | 0 | 0 | 0
load_220648478 |  | node_1333482_906_15390898_929 |  | AN | 0 | Residential | 10411.2+4435.153j | 0 | 0 | 0 | 0 | 0 | [24 empty] | 8107901 | no | no |  |  | no |  | 0 | 0 | 0 | 0 | 0 | 0 |  | 1 | 1 | 1 | 0 | 0 | 0
load_220653367 |  | node_1353846_753_15387249_298 |  | AN | 0 | Residential | 40622.4+17305.07j | 0 | 0 | 0 | 0 | 0 | [24 empty] | 8107901 | no | no |  |  | no |  | 0 | 0 | 0 | 0 | 0 | 0 |  | 1 | 1 | 1 | 0 | 0 | 0
load_220655908 |  | node_1354301_118_15374400_961 |  | AN | 0 | NonResidential | 2000+851.996j | 0 | 0 | 0 | 0 | 0 | [24 empty] | 8107901 | no | no |  |  | no |  | 0 | 0 | 0 | 0 | 0 | 0 |  | 1 | 1 | 1 | 0 | 0 | 0
load_220656060 |  | node_1341709_157_15389405_931 |  | AN | 0 | Residential | 12650.4+5389.048j | 0 | 0 | 0 | 0 | 0 | [24 empty] | 8107901 | no | no |  |  | no |  | 0 | 0 | 0 | 0 | 0 | 0 |  | 1 | 1 | 1 | 0 | 0 | 0
load_220658221 |  | node_1355351_408_15369673_014 |  | AN | 0 | Other | 0 | 0 | 0 | 0 | 0 | 0 | [24 empty] | 8107901 | no | no |  |  | no |  | 0 | 0 | 0 | 0 | 0 | 0 |  | 1 | 1 | 1 | 0 | 0 | 0
load_310000583 |  | node_1340217_887_15396104_519 |  | AN | 0 | Residential | 7106.4+3027.314j | 0 | 0 | 0 | 0 | 0 | [24 empty] | 8107901 | no | no |  |  | no |  | 0 | 0 | 0 | 0 | 0 | 0 |  | 1 | 1 | 1 | 0 | 0 | 0
load_310003850 |  | node_1349754_822_15379311_108 |  | AN | 0 | Other | 0 | 0 | 0 | 0 | 0 | 0 | [24 empty] | 8107901 | no | no |  |  | no |  | 0 | 0 | 0 | 0 | 0 | 0 |  | 1 | 1 | 1 | 0 | 0 | 0
load_310056250 |  | node_1356727_174_15387241_286 |  | AN | 0 | Residential | 5853.6+2493.623j | 0 | 0 | 0 | 0 | 0 | [24 empty] | 8107901 | no | no |  |  | no |  | 0 | 0 | 0 | 0 | 0 | 0 |  | 1 | 1 | 1 | 0 | 0 | 0
load_310058346 |  | node_1361588_131_15383918_876 |  | AN | 0 | NonResidential | 1000+425.998j | 0 | 0 | 0 | 0 | 0 | [24 empty] | 8107901 | no | no |  |  | no |  | 0 | 0 | 0 | 0 | 0 | 0 |  | 1 | 1 | 1 | 0 | 0 | 0
load_310060039 |  | node_1360941_189_15385084_853 |  | AN | 0 | Residential | 18482.4+7873.469j | 0 | 0 | 0 | 0 | 0 | [24 empty] | 8107901 | no | no |  |  | no |  | 0 | 0 | 0 | 0 | 0 | 0 |  | 1 | 1 | 1 | 0 | 0 | 0
load_310061362 |  | node_1343294_63_15383003_345 |  | AN | 0 | Residential | 5515.2+2349.465j | 0 | 0 | 0 | 0 | 0 | [24 empty] | 8107901 | no | no |  |  | no |  | 0 | 0 | 0 | 0 | 0 | 0 |  | 1 | 1 | 1 | 0 | 0 | 0
load_311881305 |  | node_1350101_552_15398518_226 |  | AN | 0 | Residential | 1591.2+677.848j | 0 | 0 | 0 | 0 | 0 | [24 empty] | 8107901 | no | no |  |  | no |  | 0 | 0 | 0 | 0 | 0 | 0 |  | 1 | 1 | 1 | 0 | 0 | 0
load_311883438 |  | node_1341222_978_15394425_7 |  | AN | 0 | Residential | 1620+690.117j | 0 | 0 | 0 | 0 | 0 | [24 empty] | 8107901 | no | no |  |  | no |  | 0 | 0 | 0 | 0 | 0 | 0 |  | 1 | 1 | 1 | 0 | 0 | 0
load_311897626 |  | node_1352141_91_15390759_69 |  | AN | 0 | Other | 0 | 0 | 0 | 0 | 0 | 0 | [24 empty] | 8107901 | no | no |  |  | no |  | 0 | 0 | 0 | 0 | 0 | 0 |  | 1 | 1 | 1 | 0 | 0 | 0
load_311897629 |  | node_1351978_995_15391046_1 |  | AN | 0 | Residential | 4615.2+1966.067j | 0 | 0 | 0 | 0 | 0 | [24 empty] | 8107901 | no | no |  |  | no |  | 0 | 0 | 0 | 0 | 0 | 0 |  | 1 | 1 | 1 | 0 | 0 | 0
load_311903569 |  | node_1343660_425_15376085_015 |  | AN | 0 | Residential | 18446.4+7858.133j | 0 | 0 | 0 | 0 | 0 | [24 empty] | 8107901 | no | no |  |  | no |  | 0 | 0 | 0 | 0 | 0 | 0 |  | 1 | 1 | 1 | 0 | 0 | 0
load_311904154 |  | node_1357775_339_15387188_2 |  | AN | 0 | Other | 0 | 0 | 0 | 0 | 0 | 0 | [24 empty] | 8107901 | no | no |  |  | no |  | 0 | 0 | 0 | 0 | 0 | 0 |  | 1 | 1 | 1 | 0 | 0 | 0
load_311904182 |  | node_1357821_294_15386938_477 |  | AN | 0 | Residential | 7966.8+3393.843j | 0 | 0 | 0 | 0 | 0 | [24 empty] | 8107901 | no | no |  |  | no |  | 0 | 0 | 0 | 0 | 0 | 0 |  | 1 | 1 | 1 | 0 | 0 | 0
load_311978923 |  | node_1361173_359_15385564_273 |  | AN | 0 | Other | 0 | 0 | 0 | 0 | 0 | 0 | [24 empty] | 8107901 | no | no |  |  | no |  | 0 | 0 | 0 | 0 | 0 | 0 |  | 1 | 1 | 1 | 0 | 0 | 0
load_312020652 |  | node_1335830_057_15390004_978 |  | AN | 0 | NonResidential | 273.6+116.553j | 0 | 0 | 0 | 0 | 0 | [24 empty] | 8107901 | no | no |  |  | no |  | 0 | 0 | 0 | 0 | 0 | 0 |  | 1 | 1 | 1 | 0 | 0 | 0
load_312076343 |  | node_1352787_849_15372584_886 |  | AN | 0 | Residential | 2016+858.812j | 0 | 0 | 0 | 0 | 0 | [24 empty] | 8107901 | no | no |  |  | no |  | 0 | 0 | 0 | 0 | 0 | 0 |  | 1 | 1 | 1 | 0 | 0 | 0
load_312078204 |  | node_1352749_558_15398594_198 |  | AN | 0 | Residential | 4248+1809.64j | 0 | 0 | 0 | 0 | 0 | [24 empty] | 8107901 | no | no |  |  | no |  | 0 | 0 | 0 | 0 | 0 | 0 |  | 1 | 1 | 1 | 0 | 0 | 0
load_312090044 |  | node_1362894_164_15382063_058 |  | AN | 0 | Residential | 9259.2+3944.403j | 0 | 0 | 0 | 0 | 0 | [24 empty] | 8107901 | no | no |  |  | no |  | 0 | 0 | 0 | 0 | 0 | 0 |  | 1 | 1 | 1 | 0 | 0 | 0
load_312092166 |  | node_1349131_837_15379251_385 |  | AN | 0 | Residential | 10965.6+4671.326j | 0 | 0 | 0 | 0 | 0 | [24 empty] | 8107901 | no | no |  |  | no |  | 0 | 0 | 0 | 0 | 0 | 0 |  | 1 | 1 | 1 | 0 | 0 | 0
load_312094084 |  | node_1350065_794_15393607_34 |  | AN | 0 | Other | 0 | 0 | 0 | 0 | 0 | 0 | [24 empty] | 8107901 | no | no |  |  | no |  | 0 | 0 | 0 | 0 | 0 | 0 |  | 1 | 1 | 1 | 0 | 0 | 0
load_312097079 |  | node_1349702_164_15386540_584 |  | AN | 0 | NonResidential | 13000+5537.977j | 0 | 0 | 0 | 0 | 0 | [24 empty] | 8107901 | no | no |  |  | no |  | 0 | 0 | 0 | 0 | 0 | 0 |  | 1 | 1 | 1 | 0 | 0 | 0
load_312097084 |  | node_1362805_877_15383767_476 |  | AN | 0 | Residential | 12312+5244.89j | 0 | 0 | 0 | 0 | 0 | [24 empty] | 8107901 | no | no |  |  | no |  | 0 | 0 | 0 | 0 | 0 | 0 |  | 1 | 1 | 1 | 0 | 0 | 0
load_312133623 |  | node_1347354_482_15383734_881 |  | AN | 0 | Other | 0 | 0 | 0 | 0 | 0 | 0 | [24 empty] | 8107901 | no | no |  |  | no |  | 0 | 0 | 0 | 0 | 0 | 0 |  | 1 | 1 | 1 | 0 | 0 | 0
load_312133645 |  | node_1347938_133_15387502_305 |  | AN | 0 | Other | 0 | 0 | 0 | 0 | 0 | 0 | [24 empty] | 8107901 | no | no |  |  | no |  | 0 | 0 | 0 | 0 | 0 | 0 |  | 1 | 1 | 1 | 0 | 0 | 0
load_312137009 |  | node_1349395_674_15379596_734 |  | AN | 0 | Other | 0 | 0 | 0 | 0 | 0 | 0 | [24 empty] | 8107901 | no | no |  |  | no |  | 0 | 0 | 0 | 0 | 0 | 0 |  | 1 | 1 | 1 | 0 | 0 | 0

## node
data_type | static
owner_type | feeder
owner | 8107901
object | node
name | groupid | parent | bustype | phases | nominal_voltage | dcircuit | selected | monitored | monitored_fields | class_monitored_fields | played | played_fields | subsystem | x | y | comments | dist_to_slack
node_417AX12-220411212 |  |  | PQ | ABCN | 19918.584 | 8107901 | no | no |  |  | no |  |  | 1367633.105 | 15384012.491 |  | -1
node_1333482_906_15390898_929 |  |  | PQ | AN | 2771.281 | 8107901 | no | no |  |  | no |  |  | 1333482.906 | 15390898.929 |  | -1
node_1333872_936_15391253_184 |  |  | PQ | AN | 2771.281 | 8107901 | no | no |  |  | no |  |  | 1333872.936 | 15391253.184 |  | -1
node_1334102_604_15390689_37 |  |  | PQ | AN | 2771.281 | 8107901 | no | no |  |  | no |  |  | 1334102.604 | 15390689.37 |  | -1
node_1334354_876_15390606_149 |  |  | PQ | AN | 2771.281 | 8107901 | no | no |  |  | no |  |  | 1334354.876 | 15390606.149 |  | -1
node_1335418_793_15390315_159 |  |  | PQ | AN | 2771.281 | 8107901 | no | no |  |  | no |  |  | 1335418.793 | 15390315.159 |  | -1
node_1335448_336_15390800_314 |  |  | PQ | AN | 2771.281 | 8107901 | no | no |  |  | no |  |  | 1335448.336 | 15390800.314 |  | -1
node_1335501_982_15381791_775 |  |  | PQ | AN | 2771.281 | 8107901 | no | no |  |  | no |  |  | 1335501.982 | 15381791.775 |  | -1
node_1335830_057_15390004_978 |  |  | PQ | AN | 2771.281 | 8107901 | no | no |  |  | no |  |  | 1335830.057 | 15390004.978 |  | -1
node_1336007_12_15382208_765 |  |  | PQ | AN | 2771.281 | 8107901 | no | no |  |  | no |  |  | 1336007.12 | 15382208.765 |  | -1
node_1336706_94_15382428_417 |  |  | PQ | AN | 2771.281 | 8107901 | no | no |  |  | no |  |  | 1336706.94 | 15382428.417 |  | -1
node_1336816_665_15382692_244 |  |  | PQ | AN | 2771.281 | 8107901 | no | no |  |  | no |  |  | 1336816.665 | 15382692.244 |  | -1
node_1337180_846_15382495_403 |  |  | PQ | AN | 2771.281 | 8107901 | no | no |  |  | no |  |  | 1337180.846 | 15382495.403 |  | -1
node_1337299_043_15383097_544 |  |  | PQ | AN | 2771.281 | 8107901 | no | no |  |  | no |  |  | 1337299.043 | 15383097.544 |  | -1
node_1337718_664_15389710_856 |  |  | PQ | AN | 2771.281 | 8107901 | no | no |  |  | no |  |  | 1337718.664 | 15389710.856 |  | -1
node_1337829_106_15391012_965 |  |  | PQ | AN | 2771.281 | 8107901 | no | no |  |  | no |  |  | 1337829.106 | 15391012.965 |  | -1
node_1338057_951_15382503_072 |  |  | PQ | AN | 2771.281 | 8107901 | no | no |  |  | no |  |  | 1338057.951 | 15382503.072 |  | -1
node_1338275_906_15382253_649 |  |  | PQ | ABCN | 2771.281 | 8107901 | no | no |  |  | no |  |  | 1338275.906 | 15382253.649 |  | -1
node_1338295_66_15382254_317 |  |  | PQ | ABCN | 2771.281 | 8107901 | no | no |  |  | no |  |  | 1338295.66 | 15382254.317 |  | -1
node_1338314_653_15382261_852 |  |  | PQ | ABCN | 2771.281 | 8107901 | no | no |  |  | no |  |  | 1338314.653 | 15382261.852 |  | -1
node_1338536_802_15390133_522 |  |  | PQ | AN | 2771.281 | 8107901 | no | no |  |  | no |  |  | 1338536.802 | 15390133.522 |  | -1
node_1338702_287_15382500_121 |  |  | PQ | ABCN | 2771.281 | 8107901 | no | no |  |  | no |  |  | 1338702.287 | 15382500.121 |  | -1
node_1339123_22_15382472_989 |  |  | PQ | ABCN | 2771.281 | 8107901 | no | no |  |  | no |  |  | 1339123.22 | 15382472.989 |  | -1
node_1339393_164_15390439_093 |  |  | PQ | AN | 2771.281 | 8107901 | no | no |  |  | no |  |  | 1339393.164 | 15390439.093 |  | -1
node_1339395_372_15390642_135 |  |  | PQ | AN | 2771.281 | 8107901 | no | no |  |  | no |  |  | 1339395.372 | 15390642.135 |  | -1
node_1339421_359_15389866_065 |  |  | PQ | AN | 2771.281 | 8107901 | no | no |  |  | no |  |  | 1339421.359 | 15389866.065 |  | -1
node_1339832_847_15391219_543 |  |  | PQ | AN | 2771.281 | 8107901 | no | no |  |  | no |  |  | 1339832.847 | 15391219.543 |  | -1
node_1340000_608_15389727_62 |  |  | PQ | AD | 2771.281 | 8107901 | no | no |  |  | no |  |  | 1340000.608 | 15389727.62 |  | -1
node_1340217_887_15396104_519 |  |  | PQ | AN | 2771.281 | 8107901 | no | no |  |  | no |  |  | 1340217.887 | 15396104.519 |  | -1
node_1340298_869_15389690_809 |  |  | PQ | AN | 2771.281 | 8107901 | no | no |  |  | no |  |  | 1340298.869 | 15389690.809 |  | -1
node_1340522_237_15389573_841 |  |  | PQ | AN | 2771.281 | 8107901 | no | no |  |  | no |  |  | 1340522.237 | 15389573.841 |  | -1
node_1340579_41_15382678_996 |  |  | PQ | ABCN | 2771.281 | 8107901 | no | no |  |  | no |  |  | 1340579.41 | 15382678.996 |  | -1
node_1340593_475_15394774_118 |  |  | PQ | AN | 2771.281 | 8107901 | no | no |  |  | no |  |  | 1340593.475 | 15394774.118 |  | -1
node_1340718_708_15389737_223 |  |  | PQ | AN | 2771.281 | 8107901 | no | no |  |  | no |  |  | 1340718.708 | 15389737.223 |  | -1
node_1340723_767_15387503_659 |  |  | PQ | AN | 2771.281 | 8107901 | no | no |  |  | no |  |  | 1340723.767 | 15387503.659 |  | -1
node_1340919_623_15394569_281 |  |  | PQ | AN | 2771.281 | 8107901 | no | no |  |  | no |  |  | 1340919.623 | 15394569.281 |  | -1
node_1341053_93_15394864_814 |  |  | PQ | AN | 2771.281 | 8107901 | no | no |  |  | no |  |  | 1341053.93 | 15394864.814 |  | -1
node_1341063_265_15382656_643 |  |  | PQ | AN | 2771.281 | 8107901 | no | no |  |  | no |  |  | 1341063.265 | 15382656.643 |  | -1
node_1341070_732_15389836_58 |  |  | PQ | AN | 2771.281 | 8107901 | no | no |  |  | no |  |  | 1341070.732 | 15389836.58 |  | -1
node_1341222_978_15394425_7 |  |  | PQ | AN | 2771.281 | 8107901 | no | no |  |  | no |  |  | 1341222.978 | 15394425.7 |  | -1
node_1341431_041_15389680_244 |  |  | PQ | AN | 2771.281 | 8107901 | no | no |  |  | no |  |  | 1341431.041 | 15389680.244 |  | -1
node_1341574_812_15394416_689 |  |  | PQ | AN | 2771.281 | 8107901 | no | no |  |  | no |  |  | 1341574.812 | 15394416.689 |  | -1
node_1341619_406_15382992_383 |  |  | PQ | ABCD | 2771.281 | 8107901 | no | no |  |  | no |  |  | 1341619.406 | 15382992.383 |  | -1
node_1341709_157_15389405_931 |  |  | PQ | AN | 2771.281 | 8107901 | no | no |  |  | no |  |  | 1341709.157 | 15389405.931 |  | -1
node_1342034_432_15383009_241 |  |  | PQ | ABCN | 2771.281 | 8107901 | no | no |  |  | no |  |  | 1342034.432 | 15383009.241 |  | -1
node_1342232_439_15393957_408 |  |  | PQ | AN | 2771.281 | 8107901 | no | no |  |  | no |  |  | 1342232.439 | 15393957.408 |  | -1
node_1342292_753_15394483_174 |  |  | PQ | AN | 2771.281 | 8107901 | no | no |  |  | no |  |  | 1342292.753 | 15394483.174 |  | -1
node_1342437_753_15383033_597 |  |  | PQ | ABCN | 2771.281 | 8107901 | no | no |  |  | no |  |  | 1342437.753 | 15383033.597 |  | -1
node_1342562_651_15389509_663 |  |  | PQ | AN | 2771.281 | 8107901 | no | no |  |  | no |  |  | 1342562.651 | 15389509.663 |  | -1
node_1342638_924_15381157_309 |  |  | PQ | AN | 2771.281 | 8107901 | no | no |  |  | no |  |  | 1342638.924 | 15381157.309 |  | -1
node_1342781_153_15394488_146 |  |  | PQ | AN | 2771.281 | 8107901 | no | no |  |  | no |  |  | 1342781.153 | 15394488.146 |  | -1
node_1343140_153_15394809_527 |  |  | PQ | AN | 2771.281 | 8107901 | no | no |  |  | no |  |  | 1343140.153 | 15394809.527 |  | -1
node_1343166_487_15389949_66 |  |  | PQ | AN | 2771.281 | 8107901 | no | no |  |  | no |  |  | 1343166.487 | 15389949.66 |  | -1
node_1343174_322_15382402_669 |  |  | PQ | AN | 2771.281 | 8107901 | no | no |  |  | no |  |  | 1343174.322 | 15382402.669 |  | -1
node_1343175_774_15393030_489 |  |  | PQ | AN | 2771.281 | 8107901 | no | no |  |  | no |  |  | 1343175.774 | 15393030.489 |  | -1
node_1343181_59_15390297_431 |  |  | PQ | AN | 2771.281 | 8107901 | no | no |  |  | no |  |  | 1343181.59 | 15390297.431 |  | -1
node_1343229_675_15393876_587 |  |  | PQ | AN | 2771.281 | 8107901 | no | no |  |  | no |  |  | 1343229.675 | 15393876.587 |  | -1
node_1343234_67_15393405_212 |  |  | PQ | AN | 2771.281 | 8107901 | no | no |  |  | no |  |  | 1343234.67 | 15393405.212 |  | -1
node_1343234_939_15381822_986 |  |  | PQ | AN | 2771.281 | 8107901 | no | no |  |  | no |  |  | 1343234.939 | 15381822.986 |  | -1
node_1343264_575_15376101_39 |  |  | PQ | AN | 2771.281 | 8107901 | no | no |  |  | no |  |  | 1343264.575 | 15376101.39 |  | -1
node_1343265_397_15379000_421 |  |  | PQ | AN | 2771.281 | 8107901 | no | no |  |  | no |  |  | 1343265.397 | 15379000.421 |  | -1
node_1343294_63_15383003_345 |  |  | PQ | ABCN | 2771.281 | 8107901 | no | no |  |  | no |  |  | 1343294.63 | 15383003.345 |  | -1
node_1343307_065_15377504_726 |  |  | PQ | AN | 2771.281 | 8107901 | no | no |  |  | no |  |  | 1343307.065 | 15377504.726 |  | -1
node_1343308_301_15392361_439 |  |  | PQ | AN | 2771.281 | 8107901 | no | no |  |  | no |  |  | 1343308.301 | 15392361.439 |  | -1
node_1343310_296_15392696_72 |  |  | PQ | AN | 2771.281 | 8107901 | no | no |  |  | no |  |  | 1343310.296 | 15392696.72 |  | -1
node_1343327_841_15391540_676 |  |  | PQ | AN | 2771.281 | 8107901 | no | no |  |  | no |  |  | 1343327.841 | 15391540.676 |  | -1
node_1343346_529_15376208_656 |  |  | PQ | AN | 2771.281 | 8107901 | no | no |  |  | no |  |  | 1343346.529 | 15376208.656 |  | -1
node_1343355_448_15390943_763 |  |  | PQ | AN | 2771.281 | 8107901 | no | no |  |  | no |  |  | 1343355.448 | 15390943.763 |  | -1
node_1343405_484_15392080_644 |  |  | PQ | AD | 2771.281 | 8107901 | no | no |  |  | no |  |  | 1343405.484 | 15392080.644 |  | -1
node_1343425_401_15392457_631 |  |  | PQ | AN | 2771.281 | 8107901 | no | no |  |  | no |  |  | 1343425.401 | 15392457.631 |  | -1
node_1343433_796_15394775_965 |  |  | PQ | AN | 2771.281 | 8107901 | no | no |  |  | no |  |  | 1343433.796 | 15394775.965 |  | -1
node_1343435_373_15386496_69 |  |  | PQ | AN | 2771.281 | 8107901 | no | no |  |  | no |  |  | 1343435.373 | 15386496.69 |  | -1
node_1343440_95_15393775_49 |  |  | PQ | AN | 2771.281 | 8107901 | no | no |  |  | no |  |  | 1343440.95 | 15393775.49 |  | -1
node_1343444_588_15392839_669 |  |  | PQ | AN | 2771.281 | 8107901 | no | no |  |  | no |  |  | 1343444.588 | 15392839.669 |  | -1
node_1343517_667_15391705_712 |  |  | PQ | AN | 2771.281 | 8107901 | no | no |  |  | no |  |  | 1343517.667 | 15391705.712 |  | -1
node_1343636_225_15390977_318 |  |  | PQ | AN | 2771.281 | 8107901 | no | no |  |  | no |  |  | 1343636.225 | 15390977.318 |  | -1
node_1343660_425_15376085_015 |  |  | PQ | AN | 2771.281 | 8107901 | no | no |  |  | no |  |  | 1343660.425 | 15376085.015 |  | -1
node_1343841_397_15383361_962 |  |  | PQ | ABCN | 2771.281 | 8107901 | no | no |  |  | no |  |  | 1343841.397 | 15383361.962 |  | -1
node_1343980_759_15376253_868 |  |  | PQ | AN | 2771.281 | 8107901 | no | no |  |  | no |  |  | 1343980.759 | 15376253.868 |  | -1
node_1344167_8_15386513_411 |  |  | PQ | AN | 2771.281 | 8107901 | no | no |  |  | no |  |  | 1344167.8 | 15386513.411 |  | -1
node_1344438_435_15373220_671 |  |  | PQ | AN | 2771.281 | 8107901 | no | no |  |  | no |  |  | 1344438.435 | 15373220.671 |  | -1
node_1344674_669_15388410_3 |  |  | PQ | AN | 2771.281 | 8107901 | no | no |  |  | no |  |  | 1344674.669 | 15388410.3 |  | -1
node_1344816_525_15373250_408 |  |  | PQ | AN | 2771.281 | 8107901 | no | no |  |  | no |  |  | 1344816.525 | 15373250.408 |  | -1
node_1344842_57_15376153_212 |  |  | PQ | AN | 2771.281 | 8107901 | no | no |  |  | no |  |  | 1344842.57 | 15376153.212 |  | -1
node_1345364_222_15386563_052 |  |  | PQ | AN | 2771.281 | 8107901 | no | no |  |  | no |  |  | 1345364.222 | 15386563.052 |  | -1
node_1345494_793_15376177_548 |  |  | PQ | AN | 2771.281 | 8107901 | no | no |  |  | no |  |  | 1345494.793 | 15376177.548 |  | -1
node_1345515_831_15373240_035 |  |  | PQ | AN | 2771.281 | 8107901 | no | no |  |  | no |  |  | 1345515.831 | 15373240.035 |  | -1
node_1345570_787_15383192_9 |  |  | PQ | AN | 2771.281 | 8107901 | no | no |  |  | no |  |  | 1345570.787 | 15383192.9 |  | -1
node_1345760_656_15373222_332 |  |  | PQ | AN | 2771.281 | 8107901 | no | no |  |  | no |  |  | 1345760.656 | 15373222.332 |  | -1
node_1345802_108_15372523_539 |  |  | PQ | AN | 2771.281 | 8107901 | no | no |  |  | no |  |  | 1345802.108 | 15372523.539 |  | -1
node_1345891_338_15384348_589 |  |  | PQ | AN | 2771.281 | 8107901 | no | no |  |  | no |  |  | 1345891.338 | 15384348.589 |  | -1
node_1345934_282_15388195_783 |  |  | PQ | AN | 2771.281 | 8107901 | no | no |  |  | no |  |  | 1345934.282 | 15388195.783 |  | -1
node_1345950_544_15376143_854 |  |  | PQ | AN | 2771.281 | 8107901 | no | no |  |  | no |  |  | 1345950.544 | 15376143.854 |  | -1
node_1345976_594_15383307_012 |  |  | PQ | AN | 2771.281 | 8107901 | no | no |  |  | no |  |  | 1345976.594 | 15383307.012 |  | -1
node_1346159_214_15373886_93 |  |  | PQ | AN | 2771.281 | 8107901 | no | no |  |  | no |  |  | 1346159.214 | 15373886.93 |  | -1
node_1346166_138_15373419_158 |  |  | PQ | AN | 2771.281 | 8107901 | no | no |  |  | no |  |  | 1346166.138 | 15373419.158 |  | -1
node_1346183_091_15376279_116 |  |  | PQ | AN | 2771.281 | 8107901 | no | no |  |  | no |  |  | 1346183.091 | 15376279.116 |  | -1
node_1346242_201_15375690_219 |  |  | PQ | AN | 2771.281 | 8107901 | no | no |  |  | no |  |  | 1346242.201 | 15375690.219 |  | -1
node_1346254_885_15375388_52 |  |  | PQ | AN | 2771.281 | 8107901 | no | no |  |  | no |  |  | 1346254.885 | 15375388.52 |  | -1
node_1346275_829_15376233_743 |  |  | PQ | AN | 2771.281 | 8107901 | no | no |  |  | no |  |  | 1346275.829 | 15376233.743 |  | -1
node_1346277_621_15372956_304 |  |  | PQ | AN | 2771.281 | 8107901 | no | no |  |  | no |  |  | 1346277.621 | 15372956.304 |  | -1
node_1346688_336_15376477_782 |  |  | PQ | AN | 2771.281 | 8107901 | no | no |  |  | no |  |  | 1346688.336 | 15376477.782 |  | -1
node_1346715_146_15371243_123 |  |  | PQ | AN | 2771.281 | 8107901 | no | no |  |  | no |  |  | 1346715.146 | 15371243.123 |  | -1
node_1346818_88_15376824_303 |  |  | PQ | AN | 2771.281 | 8107901 | no | no |  |  | no |  |  | 1346818.88 | 15376824.303 |  | -1
node_1346963_334_15383734_438 |  |  | PQ | ABCN | 2771.281 | 8107901 | no | no |  |  | no |  |  | 1346963.334 | 15383734.438 |  | -1
node_1347089_766_15370341_027 |  |  | PQ | AN | 2771.281 | 8107901 | no | no |  |  | no |  |  | 1347089.766 | 15370341.027 |  | -1
node_1347106_577_15368163_192 |  |  | PQ | AN | 2771.281 | 8107901 | no | no |  |  | no |  |  | 1347106.577 | 15368163.192 |  | -1
node_1347146_361_15377375_216 |  |  | PQ | AN | 2771.281 | 8107901 | no | no |  |  | no |  |  | 1347146.361 | 15377375.216 |  | -1
node_1347245_334_15370007_844 |  |  | PQ | AN | 2771.281 | 8107901 | no | no |  |  | no |  |  | 1347245.334 | 15370007.844 |  | -1
node_1347354_482_15383734_881 |  |  | PQ | ABCN | 2771.281 | 8107901 | no | no |  |  | no |  |  | 1347354.482 | 15383734.881 |  | -1
node_1347377_427_15386489_68 |  |  | PQ | AN | 2771.281 | 8107901 | no | no |  |  | no |  |  | 1347377.427 | 15386489.68 |  | -1
node_1347429_353_15377069_78 |  |  | PQ | AN | 2771.281 | 8107901 | no | no |  |  | no |  |  | 1347429.353 | 15377069.78 |  | -1
node_1347434_296_15369546_558 |  |  | PQ | AN | 2771.281 | 8107901 | no | no |  |  | no |  |  | 1347434.296 | 15369546.558 |  | -1
node_1347498_789_15366068_231 |  |  | PQ | AN | 2771.281 | 8107901 | no | no |  |  | no |  |  | 1347498.789 | 15366068.231 |  | -1
node_1347513_832_15368728_478 |  |  | PQ | AN | 2771.281 | 8107901 | no | no |  |  | no |  |  | 1347513.832 | 15368728.478 |  | -1
node_1347535_099_15368367_963 |  |  | PQ | AN | 2771.281 | 8107901 | no | no |  |  | no |  |  | 1347535.099 | 15368367.963 |  | -1
node_1347537_631_15387769_453 |  |  | PQ | AN | 2771.281 | 8107901 | no | no |  |  | no |  |  | 1347537.631 | 15387769.453 |  | -1
node_1347631_443_15369231_356 |  |  | PQ | AN | 2771.281 | 8107901 | no | no |  |  | no |  |  | 1347631.443 | 15369231.356 |  | -1
node_1347693_101_15369073_238 |  |  | PQ | AN | 2771.281 | 8107901 | no | no |  |  | no |  |  | 1347693.101 | 15369073.238 |  | -1
node_1347759_423_15368598_932 |  |  | PQ | AN | 2771.281 | 8107901 | no | no |  |  | no |  |  | 1347759.423 | 15368598.932 |  | -1
node_1347760_793_15376756_684 |  |  | PQ | AN | 2771.281 | 8107901 | no | no |  |  | no |  |  | 1347760.793 | 15376756.684 |  | -1
node_1347802_038_15368810_013 |  |  | PQ | AN | 2771.281 | 8107901 | no | no |  |  | no |  |  | 1347802.038 | 15368810.013 |  | -1
node_1347815_02_15367135_568 |  |  | PQ | AN | 2771.281 | 8107901 | no | no |  |  | no |  |  | 1347815.02 | 15367135.568 |  | -1
node_1347829_136_15367874 |  |  | PQ | AN | 2771.281 | 8107901 | no | no |  |  | no |  |  | 1347829.136 | 15367874 |  | -1
node_1347849_296_15368367_481 |  |  | PQ | AN | 2771.281 | 8107901 | no | no |  |  | no |  |  | 1347849.296 | 15368367.481 |  | -1
node_1347926_952_15364985_636 |  |  | PQ | AN | 2771.281 | 8107901 | no | no |  |  | no |  |  | 1347926.952 | 15364985.636 |  | -1
node_1347938_133_15387502_305 |  |  | PQ | AN | 2771.281 | 8107901 | no | no |  |  | no |  |  | 1347938.133 | 15387502.305 |  | -1
node_1348014_243_15376479_513 |  |  | PQ | AN | 2771.281 | 8107901 | no | no |  |  | no |  |  | 1348014.243 | 15376479.513 |  | -1
node_1348097_335_15383676_845 |  |  | PQ | ABCN | 2771.281 | 8107901 | no | no |  |  | no |  |  | 1348097.335 | 15383676.845 |  | -1
node_1348098_532_15387692_096 |  |  | PQ | AN | 2771.281 | 8107901 | no | no |  |  | no |  |  | 1348098.532 | 15387692.096 |  | -1
node_1348122_642_15367478_826 |  |  | PQ | AN | 2771.281 | 8107901 | no | no |  |  | no |  |  | 1348122.642 | 15367478.826 |  | -1
node_1348138_286_15365909_676 |  |  | PQ | AN | 2771.281 | 8107901 | no | no |  |  | no |  |  | 1348138.286 | 15365909.676 |  | -1
node_1348350_052_15365937_821 |  |  | PQ | AN | 2771.281 | 8107901 | no | no |  |  | no |  |  | 1348350.052 | 15365937.821 |  | -1
node_1348369_564_15366834_111 |  |  | PQ | AN | 2771.281 | 8107901 | no | no |  |  | no |  |  | 1348369.564 | 15366834.111 |  | -1
node_1348508_13_15384279_202 |  |  | PQ | ABCN | 2771.281 | 8107901 | no | no |  |  | no |  |  | 1348508.13 | 15384279.202 |  | -1
node_1348508_114_15385306_611 |  |  | PQ | ABCN | 2771.281 | 8107901 | no | no |  |  | no |  |  | 1348508.114 | 15385306.611 |  | -1
node_1348549_538_15366106_067 |  |  | PQ | AN | 2771.281 | 8107901 | no | no |  |  | no |  |  | 1348549.538 | 15366106.067 |  | -1
node_1348564_027_15387225_961 |  |  | PQ | ABCN | 2771.281 | 8107901 | no | no |  |  | no |  |  | 1348564.027 | 15387225.961 |  | -1
node_1348566_343_15385619_501 |  |  | PQ | ABCN | 2771.281 | 8107901 | no | no |  |  | no |  |  | 1348566.343 | 15385619.501 |  | -1
node_1348578_965_15378414_728 |  |  | PQ | AN | 2771.281 | 8107901 | no | no |  |  | no |  |  | 1348578.965 | 15378414.728 |  | -1
node_1348586_852_15366539_892 |  |  | PQ | AD | 2771.281 | 8107901 | no | no |  |  | no |  |  | 1348586.852 | 15366539.892 |  | -1
node_1348617_676_15375321_65 |  |  | PQ | AN | 2771.281 | 8107901 | no | no |  |  | no |  |  | 1348617.676 | 15375321.65 |  | -1
node_1348693_508_15366256_7 |  |  | PQ | AN | 2771.281 | 8107901 | no | no |  |  | no |  |  | 1348693.508 | 15366256.7 |  | -1
node_1348727_622_15386053_604 |  |  | PQ | AN | 2771.281 | 8107901 | no | no |  |  | no |  |  | 1348727.622 | 15386053.604 |  | -1
node_1348737_066_15378874_57 |  |  | PQ | AD | 2771.281 | 8107901 | no | no |  |  | no |  |  | 1348737.066 | 15378874.57 |  | -1
node_1348835_295_15365952_056 |  |  | PQ | AN | 2771.281 | 8107901 | no | no |  |  | no |  |  | 1348835.295 | 15365952.056 |  | -1
node_1348890_849_15399973_654 |  |  | PQ | AN | 2771.281 | 8107901 | no | no |  |  | no |  |  | 1348890.849 | 15399973.654 |  | -1
node_1349022_797_15365579_171 |  |  | PQ | AN | 2771.281 | 8107901 | no | no |  |  | no |  |  | 1349022.797 | 15365579.171 |  | -1
node_1349062_715_15365776_858 |  |  | PQ | AN | 2771.281 | 8107901 | no | no |  |  | no |  |  | 1349062.715 | 15365776.858 |  | -1
node_1349123_046_15365372_717 |  |  | PQ | AN | 2771.281 | 8107901 | no | no |  |  | no |  |  | 1349123.046 | 15365372.717 |  | -1
node_1349131_837_15379251_385 |  |  | PQ | AN | 2771.281 | 8107901 | no | no |  |  | no |  |  | 1349131.837 | 15379251.385 |  | -1
node_1349271_211_15374398_103 |  |  | PQ | AN | 2771.281 | 8107901 | no | no |  |  | no |  |  | 1349271.211 | 15374398.103 |  | -1
node_1349312_554_15364021_424 |  |  | PQ | AN | 2771.281 | 8107901 | no | no |  |  | no |  |  | 1349312.554 | 15364021.424 |  | -1
node_1349355_772_15364902_424 |  |  | PQ | AN | 2771.281 | 8107901 | no | no |  |  | no |  |  | 1349355.772 | 15364902.424 |  | -1
node_1349395_674_15379596_734 |  |  | PQ | AN | 2771.281 | 8107901 | no | no |  |  | no |  |  | 1349395.674 | 15379596.734 |  | -1
node_1349400_92_15400429_422 |  |  | PQ | AN | 2771.281 | 8107901 | no | no |  |  | no |  |  | 1349400.92 | 15400429.422 |  | -1
node_1349454_093_15362582_868 |  |  | PQ | AN | 2771.281 | 8107901 | no | no |  |  | no |  |  | 1349454.093 | 15362582.868 |  | -1
node_1349457_574_15364699_203 |  |  | PQ | AN | 2771.281 | 8107901 | no | no |  |  | no |  |  | 1349457.574 | 15364699.203 |  | -1
node_1349510_103_15379542_215 |  |  | PQ | AN | 2771.281 | 8107901 | no | no |  |  | no |  |  | 1349510.103 | 15379542.215 |  | -1
node_1349535_215_15364439_564 |  |  | PQ | AN | 2771.281 | 8107901 | no | no |  |  | no |  |  | 1349535.215 | 15364439.564 |  | -1
node_1349582_211_15374120_088 |  |  | PQ | AN | 2771.281 | 8107901 | no | no |  |  | no |  |  | 1349582.211 | 15374120.088 |  | -1
node_1349597_241_15387505_039 |  |  | PQ | ABCN | 2771.281 | 8107901 | no | no |  |  | no |  |  | 1349597.241 | 15387505.039 |  | -1
node_1349673_487_15400780_431 |  |  | PQ | AN | 2771.281 | 8107901 | no | no |  |  | no |  |  | 1349673.487 | 15400780.431 |  | -1
node_1349702_164_15386540_584 |  |  | PQ | AN | 2771.281 | 8107901 | no | no |  |  | no |  |  | 1349702.164 | 15386540.584 |  | -1
node_1349725_596_15362809_357 |  |  | PQ | AN | 2771.281 | 8107901 | no | no |  |  | no |  |  | 1349725.596 | 15362809.357 |  | -1
node_1349754_822_15379311_108 |  |  | PQ | AN | 2771.281 | 8107901 | no | no |  |  | no |  |  | 1349754.822 | 15379311.108 |  | -1
node_1349768_549_15393473_483 |  |  | PQ | AN | 2771.281 | 8107901 | no | no |  |  | no |  |  | 1349768.549 | 15393473.483 |  | -1
node_1349848_393_15363406_994 |  |  | PQ | AN | 2771.281 | 8107901 | no | no |  |  | no |  |  | 1349848.393 | 15363406.994 |  | -1
node_1349996_636_15380230_173 |  |  | PQ | AN | 2771.281 | 8107901 | no | no |  |  | no |  |  | 1349996.636 | 15380230.173 |  | -1
node_1350065_794_15393607_34 |  |  | PQ | AN | 2771.281 | 8107901 | no | no |  |  | no |  |  | 1350065.794 | 15393607.34 |  | -1
node_1350101_552_15398518_226 |  |  | PQ | AN | 2771.281 | 8107901 | no | no |  |  | no |  |  | 1350101.552 | 15398518.226 |  | -1
node_1350147_942_15387375_383 |  |  | PQ | ABCN | 2771.281 | 8107901 | no | no |  |  | no |  |  | 1350147.942 | 15387375.383 |  | -1
node_1350174_055_15373597_543 |  |  | PQ | AN | 2771.281 | 8107901 | no | no |  |  | no |  |  | 1350174.055 | 15373597.543 |  | -1
node_1350262_596_15393243_855 |  |  | PQ | AN | 2771.281 | 8107901 | no | no |  |  | no |  |  | 1350262.596 | 15393243.855 |  | -1
node_1350278_34_15397098_493 |  |  | PQ | AN | 2771.281 | 8107901 | no | no |  |  | no |  |  | 1350278.34 | 15397098.493 |  | -1
node_1350357_309_15400789_938 |  |  | PQ | AN | 2771.281 | 8107901 | no | no |  |  | no |  |  | 1350357.309 | 15400789.938 |  | -1
node_1350434_32_15373413_895 |  |  | PQ | AN | 2771.281 | 8107901 | no | no |  |  | no |  |  | 1350434.32 | 15373413.895 |  | -1
node_1350490_353_15362789_614 |  |  | PQ | AN | 2771.281 | 8107901 | no | no |  |  | no |  |  | 1350490.353 | 15362789.614 |  | -1
node_1350493_813_15399451_263 |  |  | PQ | AN | 2771.281 | 8107901 | no | no |  |  | no |  |  | 1350493.813 | 15399451.263 |  | -1
node_1350567_592_15394251_995 |  |  | PQ | AN | 2771.281 | 8107901 | no | no |  |  | no |  |  | 1350567.592 | 15394251.995 |  | -1
node_1350594_763_15391398_795 |  |  | PQ | AN | 2771.281 | 8107901 | no | no |  |  | no |  |  | 1350594.763 | 15391398.795 |  | -1
node_1350636_841_15387284_992 |  |  | PQ | ABCN | 2771.281 | 8107901 | no | no |  |  | no |  |  | 1350636.841 | 15387284.992 |  | -1
node_1350682_891_15393760_52 |  |  | PQ | AN | 2771.281 | 8107901 | no | no |  |  | no |  |  | 1350682.891 | 15393760.52 |  | -1
node_1350692_133_15396348_779 |  |  | PQ | AN | 2771.281 | 8107901 | no | no |  |  | no |  |  | 1350692.133 | 15396348.779 |  | -1
node_1350717_829_15396715_645 |  |  | PQ | AN | 2771.281 | 8107901 | no | no |  |  | no |  |  | 1350717.829 | 15396715.645 |  | -1
node_1350802_063_15389536_619 |  |  | PQ | AN | 2771.281 | 8107901 | no | no |  |  | no |  |  | 1350802.063 | 15389536.619 |  | -1
node_1350865_611_15395268_534 |  |  | PQ | AN | 2771.281 | 8107901 | no | no |  |  | no |  |  | 1350865.611 | 15395268.534 |  | -1
node_1350869_175_15381193_633 |  |  | PQ | AN | 2771.281 | 8107901 | no | no |  |  | no |  |  | 1350869.175 | 15381193.633 |  | -1
node_1350901_57_15395586_928 |  |  | PQ | AN | 2771.281 | 8107901 | no | no |  |  | no |  |  | 1350901.57 | 15395586.928 |  | -1
node_1350968_884_15381738_921 |  |  | PQ | AN | 2771.281 | 8107901 | no | no |  |  | no |  |  | 1350968.884 | 15381738.921 |  | -1
node_1350994_276_15396025_526 |  |  | PQ | AN | 2771.281 | 8107901 | no | no |  |  | no |  |  | 1350994.276 | 15396025.526 |  | -1
node_1351034_524_15400736_497 |  |  | PQ | AN | 2771.281 | 8107901 | no | no |  |  | no |  |  | 1351034.524 | 15400736.497 |  | -1
node_1351113_702_15387426_452 |  |  | PQ | ABCN | 2771.281 | 8107901 | no | no |  |  | no |  |  | 1351113.702 | 15387426.452 |  | -1
node_1351149_009_15396662_968 |  |  | PQ | AN | 2771.281 | 8107901 | no | no |  |  | no |  |  | 1351149.009 | 15396662.968 |  | -1
node_1351172_549_15382125_506 |  |  | PQ | AN | 2771.281 | 8107901 | no | no |  |  | no |  |  | 1351172.549 | 15382125.506 |  | -1
node_1351268_194_15382461_073 |  |  | PQ | AN | 2771.281 | 8107901 | no | no |  |  | no |  |  | 1351268.194 | 15382461.073 |  | -1
node_1351303_126_15401099_701 |  |  | PQ | AN | 2771.281 | 8107901 | no | no |  |  | no |  |  | 1351303.126 | 15401099.701 |  | -1
node_1351362_558_15400812_346 |  |  | PQ | AN | 2771.281 | 8107901 | no | no |  |  | no |  |  | 1351362.558 | 15400812.346 |  | -1
node_1351431_761_15382789_767 |  |  | PQ | AN | 2771.281 | 8107901 | no | no |  |  | no |  |  | 1351431.761 | 15382789.767 |  | -1
node_1351585_49_15400728_177 |  |  | PQ | AN | 2771.281 | 8107901 | no | no |  |  | no |  |  | 1351585.49 | 15400728.177 |  | -1
node_1351671_895_15395396_883 |  |  | PQ | AN | 2771.281 | 8107901 | no | no |  |  | no |  |  | 1351671.895 | 15395396.883 |  | -1
node_1351678_64_15383805_305 |  |  | PQ | AN | 2771.281 | 8107901 | no | no |  |  | no |  |  | 1351678.64 | 15383805.305 |  | -1
node_1351724_526_15383325_549 |  |  | PQ | AN | 2771.281 | 8107901 | no | no |  |  | no |  |  | 1351724.526 | 15383325.549 |  | -1
node_1351768_836_15396653_53 |  |  | PQ | AN | 2771.281 | 8107901 | no | no |  |  | no |  |  | 1351768.836 | 15396653.53 |  | -1
node_1351893_377_15383645_921 |  |  | PQ | AN | 2771.281 | 8107901 | no | no |  |  | no |  |  | 1351893.377 | 15383645.921 |  | -1
node_1351978_995_15391046_1 |  |  | PQ | AN | 2771.281 | 8107901 | no | no |  |  | no |  |  | 1351978.995 | 15391046.1 |  | -1
node_1351985_062_15392757_749 |  |  | PQ | AN | 2771.281 | 8107901 | no | no |  |  | no |  |  | 1351985.062 | 15392757.749 |  | -1
node_1352014_069_15394037_639 |  |  | PQ | AN | 2771.281 | 8107901 | no | no |  |  | no |  |  | 1352014.069 | 15394037.639 |  | -1
node_1352063_001_15392399_984 |  |  | PQ | AN | 2771.281 | 8107901 | no | no |  |  | no |  |  | 1352063.001 | 15392399.984 |  | -1
node_1352073_068_15394645_928 |  |  | PQ | AN | 2771.281 | 8107901 | no | no |  |  | no |  |  | 1352073.068 | 15394645.928 |  | -1
node_1352080_103_15395132_596 |  |  | PQ | AN | 2771.281 | 8107901 | no | no |  |  | no |  |  | 1352080.103 | 15395132.596 |  | -1
node_1352084_192_15395805_459 |  |  | PQ | AN | 2771.281 | 8107901 | no | no |  |  | no |  |  | 1352084.192 | 15395805.459 |  | -1
node_1352092_318_15391539_161 |  |  | PQ | AN | 2771.281 | 8107901 | no | no |  |  | no |  |  | 1352092.318 | 15391539.161 |  | -1
node_1352098_312_15396150_651 |  |  | PQ | AN | 2771.281 | 8107901 | no | no |  |  | no |  |  | 1352098.312 | 15396150.651 |  | -1
node_1352117_507_15391172_916 |  |  | PQ | AN | 2771.281 | 8107901 | no | no |  |  | no |  |  | 1352117.507 | 15391172.916 |  | -1
node_1352128_237_15396982_444 |  |  | PQ | AD | 2771.281 | 8107901 | no | no |  |  | no |  |  | 1352128.237 | 15396982.444 |  | -1
node_1352131_231_15391908_612 |  |  | PQ | AN | 2771.281 | 8107901 | no | no |  |  | no |  |  | 1352131.231 | 15391908.612 |  | -1
node_1352141_91_15390759_69 |  |  | PQ | AN | 2771.281 | 8107901 | no | no |  |  | no |  |  | 1352141.91 | 15390759.69 |  | -1
node_1352141_861_15391724_086 |  |  | PQ | AN | 2771.281 | 8107901 | no | no |  |  | no |  |  | 1352141.861 | 15391724.086 |  | -1
node_1352158_098_15371347_987 |  |  | PQ | AN | 2771.281 | 8107901 | no | no |  |  | no |  |  | 1352158.098 | 15371347.987 |  | -1
node_1352168_918_15397321_549 |  |  | PQ | AN | 2771.281 | 8107901 | no | no |  |  | no |  |  | 1352168.918 | 15397321.549 |  | -1
node_1352177_771_15387476_198 |  |  | PQ | ABCN | 2771.281 | 8107901 | no | no |  |  | no |  |  | 1352177.771 | 15387476.198 |  | -1
node_1352229_731_15384125_328 |  |  | PQ | AN | 2771.281 | 8107901 | no | no |  |  | no |  |  | 1352229.731 | 15384125.328 |  | -1
node_1352322_07_15401289_645 |  |  | PQ | AN | 2771.281 | 8107901 | no | no |  |  | no |  |  | 1352322.07 | 15401289.645 |  | -1
node_1352336_384_15398860_48 |  |  | PQ | AN | 2771.281 | 8107901 | no | no |  |  | no |  |  | 1352336.384 | 15398860.48 |  | -1
node_1352386_351_15397771_457 |  |  | PQ | AN | 2771.281 | 8107901 | no | no |  |  | no |  |  | 1352386.351 | 15397771.457 |  | -1
node_1352567_995_15401171_685 |  |  | PQ | AN | 2771.281 | 8107901 | no | no |  |  | no |  |  | 1352567.995 | 15401171.685 |  | -1
node_1352569_801_15390212_362 |  |  | PQ | AN | 2771.281 | 8107901 | no | no |  |  | no |  |  | 1352569.801 | 15390212.362 |  | -1
node_1352683_05_15384605_241 |  |  | PQ | AN | 2771.281 | 8107901 | no | no |  |  | no |  |  | 1352683.05 | 15384605.241 |  | -1
node_1352703_871_15400799_587 |  |  | PQ | AN | 2771.281 | 8107901 | no | no |  |  | no |  |  | 1352703.871 | 15400799.587 |  | -1
node_1352727_666_15402215_969 |  |  | PQ | AN | 2771.281 | 8107901 | no | no |  |  | no |  |  | 1352727.666 | 15402215.969 |  | -1
node_1352738_398_15401875_903 |  |  | PQ | AN | 2771.281 | 8107901 | no | no |  |  | no |  |  | 1352738.398 | 15401875.903 |  | -1
node_1352749_558_15398594_198 |  |  | PQ | AN | 2771.281 | 8107901 | no | no |  |  | no |  |  | 1352749.558 | 15398594.198 |  | -1
node_1352749_964_15400184_134 |  |  | PQ | AN | 2771.281 | 8107901 | no | no |  |  | no |  |  | 1352749.964 | 15400184.134 |  | -1
node_1352761_971_15400468_933 |  |  | PQ | AN | 2771.281 | 8107901 | no | no |  |  | no |  |  | 1352761.971 | 15400468.933 |  | -1
node_1352787_849_15372584_886 |  |  | PQ | AN | 2771.281 | 8107901 | no | no |  |  | no |  |  | 1352787.849 | 15372584.886 |  | -1
node_1352824_037_15387653_47 |  |  | PQ | ABCN | 2771.281 | 8107901 | no | no |  |  | no |  |  | 1352824.037 | 15387653.47 |  | -1
node_1352855_587_15399927_402 |  |  | PQ | AN | 2771.281 | 8107901 | no | no |  |  | no |  |  | 1352855.587 | 15399927.402 |  | -1
node_1352871_008_15399752_294 |  |  | PQ | AN | 2771.281 | 8107901 | no | no |  |  | no |  |  | 1352871.008 | 15399752.294 |  | -1
node_1352888_515_15384729_37 |  |  | PQ | AN | 2771.281 | 8107901 | no | no |  |  | no |  |  | 1352888.515 | 15384729.37 |  | -1
node_1353023_767_15388210_067 |  |  | PQ | AN | 2771.281 | 8107901 | no | no |  |  | no |  |  | 1353023.767 | 15388210.067 |  | -1
node_1353045_167_15387865_638 |  |  | PQ | AN | 2771.281 | 8107901 | no | no |  |  | no |  |  | 1353045.167 | 15387865.638 |  | -1
node_1353052_644_15387643_392 |  |  | PQ | ABCN | 2771.281 | 8107901 | no | no |  |  | no |  |  | 1353052.644 | 15387643.392 |  | -1
node_1353065_266_15398493_995 |  |  | PQ | AN | 2771.281 | 8107901 | no | no |  |  | no |  |  | 1353065.266 | 15398493.995 |  | -1
node_1353218_622_15387619_99 |  |  | PQ | ABCN | 2771.281 | 8107901 | no | no |  |  | no |  |  | 1353218.622 | 15387619.99 |  | -1
node_1353315_957_15370621_766 |  |  | PQ | AN | 2771.281 | 8107901 | no | no |  |  | no |  |  | 1353315.957 | 15370621.766 |  | -1
node_1353406_301_15387610_569 |  |  | PQ | ABCN | 2771.281 | 8107901 | no | no |  |  | no |  |  | 1353406.301 | 15387610.569 |  | -1
node_1353419_015_15384994_56 |  |  | PQ | AN | 2771.281 | 8107901 | no | no |  |  | no |  |  | 1353419.015 | 15384994.56 |  | -1
node_1353643_394_15385795_812 |  |  | PQ | ABCN | 2771.281 | 8107901 | no | no |  |  | no |  |  | 1353643.394 | 15385795.812 |  | -1
node_1353663_337_15385382_856 |  |  | PQ | AN | 2771.281 | 8107901 | no | no |  |  | no |  |  | 1353663.337 | 15385382.856 |  | -1
node_1353700_899_15386654_562 |  |  | PQ | ABCN | 2771.281 | 8107901 | no | no |  |  | no |  |  | 1353700.899 | 15386654.562 |  | -1
node_1353748_932_15370567_938 |  |  | PQ | AN | 2771.281 | 8107901 | no | no |  |  | no |  |  | 1353748.932 | 15370567.938 |  | -1
node_1353752_492_15387878_49 |  |  | PQ | AN | 2771.281 | 8107901 | no | no |  |  | no |  |  | 1353752.492 | 15387878.49 |  | -1
node_1353755_324_15387367_972 |  |  | PQ | ABCN | 2771.281 | 8107901 | no | no |  |  | no |  |  | 1353755.324 | 15387367.972 |  | -1
node_1353801_992_15387046_519 |  |  | PQ | ABCN | 2771.281 | 8107901 | no | no |  |  | no |  |  | 1353801.992 | 15387046.519 |  | -1
node_1353846_753_15387249_298 |  |  | PQ | ABCN | 2771.281 | 8107901 | no | no |  |  | no |  |  | 1353846.753 | 15387249.298 |  | -1
node_1354055_252_15387389_1 |  |  | PQ | ABCN | 2771.281 | 8107901 | no | no |  |  | no |  |  | 1354055.252 | 15387389.1 |  | -1
node_1354132_42_15370644_147 |  |  | PQ | AN | 2771.281 | 8107901 | no | no |  |  | no |  |  | 1354132.42 | 15370644.147 |  | -1
node_1354186_618_15374147_143 |  |  | PQ | AN | 2771.281 | 8107901 | no | no |  |  | no |  |  | 1354186.618 | 15374147.143 |  | -1
node_1354205_15385274_918 |  |  | PQ | AN | 2771.281 | 8107901 | no | no |  |  | no |  |  | 1354205 | 15385274.918 |  | -1
node_1354301_118_15374400_961 |  |  | PQ | AN | 2771.281 | 8107901 | no | no |  |  | no |  |  | 1354301.118 | 15374400.961 |  | -1
node_1354396_1_15374637_46 |  |  | PQ | AN | 2771.281 | 8107901 | no | no |  |  | no |  |  | 1354396.1 | 15374637.46 |  | -1
node_1354400_542_15384931_897 |  |  | PQ | AN | 2771.281 | 8107901 | no | no |  |  | no |  |  | 1354400.542 | 15384931.897 |  | -1
node_1354414_439_15387564_231 |  |  | PQ | ABCN | 2771.281 | 8107901 | no | no |  |  | no |  |  | 1354414.439 | 15387564.231 |  | -1
node_1354505_425_15382561_891 |  |  | PQ | AN | 2771.281 | 8107901 | no | no |  |  | no |  |  | 1354505.425 | 15382561.891 |  | -1
node_1354585_289_15374946_158 |  |  | PQ | AN | 2771.281 | 8107901 | no | no |  |  | no |  |  | 1354585.289 | 15374946.158 |  | -1
node_1354712_95_15383351_605 |  |  | PQ | AN | 2771.281 | 8107901 | no | no |  |  | no |  |  | 1354712.95 | 15383351.605 |  | -1
node_1354718_522_15370728_539 |  |  | PQ | AN | 2771.281 | 8107901 | no | no |  |  | no |  |  | 1354718.522 | 15370728.539 |  | -1
node_1354744_242_15387603_96 |  |  | PQ | ABCN | 2771.281 | 8107901 | no | no |  |  | no |  |  | 1354744.242 | 15387603.96 |  | -1
node_1354780_351_15375264_059 |  |  | PQ | AN | 2771.281 | 8107901 | no | no |  |  | no |  |  | 1354780.351 | 15375264.059 |  | -1
node_1354814_555_15387755_501 |  |  | PQ | AN | 2771.281 | 8107901 | no | no |  |  | no |  |  | 1354814.555 | 15387755.501 |  | -1
node_1354952_023_15387793_156 |  |  | PQ | ABCN | 2771.281 | 8107901 | no | no |  |  | no |  |  | 1354952.023 | 15387793.156 |  | -1
node_1354991_107_15370923_187 |  |  | PQ | AN | 2771.281 | 8107901 | no | no |  |  | no |  |  | 1354991.107 | 15370923.187 |  | -1
node_1355137_441_15386876_226 |  |  | PQ | AN | 2771.281 | 8107901 | no | no |  |  | no |  |  | 1355137.441 | 15386876.226 |  | -1
node_1355148_4_15381842_349 |  |  | PQ | AN | 2771.281 | 8107901 | no | no |  |  | no |  |  | 1355148.4 | 15381842.349 |  | -1
node_1355192_569_15387176_417 |  |  | PQ | AN | 2771.281 | 8107901 | no | no |  |  | no |  |  | 1355192.569 | 15387176.417 |  | -1
node_1355196_514_15387869_02 |  |  | PQ | ABCN | 2771.281 | 8107901 | no | no |  |  | no |  |  | 1355196.514 | 15387869.02 |  | -1
node_1355295_198_15386311_754 |  |  | PQ | AN | 2771.281 | 8107901 | no | no |  |  | no |  |  | 1355295.198 | 15386311.754 |  | -1
node_1355351_408_15369673_014 |  |  | PQ | AN | 2771.281 | 8107901 | no | no |  |  | no |  |  | 1355351.408 | 15369673.014 |  | -1
node_1355577_396_15376254_418 |  |  | PQ | AN | 2771.281 | 8107901 | no | no |  |  | no |  |  | 1355577.396 | 15376254.418 |  | -1
node_1355681_251_15387675_009 |  |  | PQ | ABCN | 2771.281 | 8107901 | no | no |  |  | no |  |  | 1355681.251 | 15387675.009 |  | -1
node_1355768_24_15376823_322 |  |  | PQ | AN | 2771.281 | 8107901 | no | no |  |  | no |  |  | 1355768.24 | 15376823.322 |  | -1
node_1355972_437_15380587_617 |  |  | PQ | AN | 2771.281 | 8107901 | no | no |  |  | no |  |  | 1355972.437 | 15380587.617 |  | -1
node_1356057_504_15387595_5 |  |  | PQ | ABCN | 2771.281 | 8107901 | no | no |  |  | no |  |  | 1356057.504 | 15387595.5 |  | -1
node_1356148_15_15386693_669 |  |  | PQ | AN | 2771.281 | 8107901 | no | no |  |  | no |  |  | 1356148.15 | 15386693.669 |  | -1
node_1356224_436_15380759_118 |  |  | PQ | AN | 2771.281 | 8107901 | no | no |  |  | no |  |  | 1356224.436 | 15380759.118 |  | -1
node_1356260_436_15387553_544 |  |  | PQ | ABCN | 2771.281 | 8107901 | no | no |  |  | no |  |  | 1356260.436 | 15387553.544 |  | -1
node_1356350_816_15380226_159 |  |  | PQ | AN | 2771.281 | 8107901 | no | no |  |  | no |  |  | 1356350.816 | 15380226.159 |  | -1
node_1356425_793_15379791_093 |  |  | PQ | AN | 2771.281 | 8107901 | no | no |  |  | no |  |  | 1356425.793 | 15379791.093 |  | -1
node_1356432_107_15387622_028 |  |  | PQ | AN | 2771.281 | 8107901 | no | no |  |  | no |  |  | 1356432.107 | 15387622.028 |  | -1
node_1356512_172_15387448_844 |  |  | PQ | ABCN | 2771.281 | 8107901 | no | no |  |  | no |  |  | 1356512.172 | 15387448.844 |  | -1
node_1356522_946_15387877_164 |  |  | PQ | AN | 2771.281 | 8107901 | no | no |  |  | no |  |  | 1356522.946 | 15387877.164 |  | -1
node_1356556_85_15370890_648 |  |  | PQ | AN | 2771.281 | 8107901 | no | no |  |  | no |  |  | 1356556.85 | 15370890.648 |  | -1
node_1356573_54_15377313_042 |  |  | PQ | AN | 2771.281 | 8107901 | no | no |  |  | no |  |  | 1356573.54 | 15377313.042 |  | -1
node_1356585_09_15377107_657 |  |  | PQ | AN | 2771.281 | 8107901 | no | no |  |  | no |  |  | 1356585.09 | 15377107.657 |  | -1
node_1356603_695_15378235_369 |  |  | PQ | AN | 2771.281 | 8107901 | no | no |  |  | no |  |  | 1356603.695 | 15378235.369 |  | -1
node_1356618_109_15378635_474 |  |  | PQ | AN | 2771.281 | 8107901 | no | no |  |  | no |  |  | 1356618.109 | 15378635.474 |  | -1
node_1356625_038_15377794_433 |  |  | PQ | AD | 2771.281 | 8107901 | no | no |  |  | no |  |  | 1356625.038 | 15377794.433 |  | -1
node_1356629_095_15378930_934 |  |  | PQ | AN | 2771.281 | 8107901 | no | no |  |  | no |  |  | 1356629.095 | 15378930.934 |  | -1
node_1356677_995_15375448_417 |  |  | PQ | AN | 2771.281 | 8107901 | no | no |  |  | no |  |  | 1356677.995 | 15375448.417 |  | -1
node_1356697_781_15379262_414 |  |  | PQ | AN | 2771.281 | 8107901 | no | no |  |  | no |  |  | 1356697.781 | 15379262.414 |  | -1
node_1356706_091_15376132_322 |  |  | PQ | AN | 2771.281 | 8107901 | no | no |  |  | no |  |  | 1356706.091 | 15376132.322 |  | -1
node_1356716_526_15375216_022 |  |  | PQ | AN | 2771.281 | 8107901 | no | no |  |  | no |  |  | 1356716.526 | 15375216.022 |  | -1
node_1356721_006_15373799_063 |  |  | PQ | AN | 2771.281 | 8107901 | no | no |  |  | no |  |  | 1356721.006 | 15373799.063 |  | -1
node_1356727_174_15387241_286 |  |  | PQ | AN | 2771.281 | 8107901 | no | no |  |  | no |  |  | 1356727.174 | 15387241.286 |  | -1
node_1356731_39_15387550_122 |  |  | PQ | ABCN | 2771.281 | 8107901 | no | no |  |  | no |  |  | 1356731.39 | 15387550.122 |  | -1
node_1356752_99_15375023_56 |  |  | PQ | AN | 2771.281 | 8107901 | no | no |  |  | no |  |  | 1356752.99 | 15375023.56 |  | -1
node_1356791_53_15374752_535 |  |  | PQ | AN | 2771.281 | 8107901 | no | no |  |  | no |  |  | 1356791.53 | 15374752.535 |  | -1
node_1356861_659_15374327_573 |  |  | PQ | AN | 2771.281 | 8107901 | no | no |  |  | no |  |  | 1356861.659 | 15374327.573 |  | -1
node_1356960_675_15371047_072 |  |  | PQ | AN | 2771.281 | 8107901 | no | no |  |  | no |  |  | 1356960.675 | 15371047.072 |  | -1
node_1356989_313_15376763_074 |  |  | PQ | AN | 2771.281 | 8107901 | no | no |  |  | no |  |  | 1356989.313 | 15376763.074 |  | -1
node_1357011_451_15373948_279 |  |  | PQ | AN | 2771.281 | 8107901 | no | no |  |  | no |  |  | 1357011.451 | 15373948.279 |  | -1
node_1357019_847_15387554_153 |  |  | PQ | ABCN | 2771.281 | 8107901 | no | no |  |  | no |  |  | 1357019.847 | 15387554.153 |  | -1
node_1357048_136_15378719_243 |  |  | PQ | AN | 2771.281 | 8107901 | no | no |  |  | no |  |  | 1357048.136 | 15378719.243 |  | -1
node_1357051_833_15371446_364 |  |  | PQ | AN | 2771.281 | 8107901 | no | no |  |  | no |  |  | 1357051.833 | 15371446.364 |  | -1
node_1357072_778_15374184_313 |  |  | PQ | AN | 2771.281 | 8107901 | no | no |  |  | no |  |  | 1357072.778 | 15374184.313 |  | -1
node_1357082_763_15375774_99 |  |  | PQ | AN | 2771.281 | 8107901 | no | no |  |  | no |  |  | 1357082.763 | 15375774.99 |  | -1
node_1357127_687_15371133_927 |  |  | PQ | AN | 2771.281 | 8107901 | no | no |  |  | no |  |  | 1357127.687 | 15371133.927 |  | -1
node_1357264_296_15387554_693 |  |  | PQ | ABCN | 2771.281 | 8107901 | no | no |  |  | no |  |  | 1357264.296 | 15387554.693 |  | -1
node_1357324_091_15374758_096 |  |  | PQ | AN | 2771.281 | 8107901 | no | no |  |  | no |  |  | 1357324.091 | 15374758.096 |  | -1
node_1357376_298_15372163_107 |  |  | PQ | AN | 2771.281 | 8107901 | no | no |  |  | no |  |  | 1357376.298 | 15372163.107 |  | -1
node_1357457_142_15387244_87 |  |  | PQ | AN | 19918.584 | 8107901 | no | no |  |  | no |  |  | 1357457.142 | 15387244.87 |  | -1
node_1357501_986_15387557_982 |  |  | PQ | ABCN | 2771.281 | 8107901 | no | no |  |  | no |  |  | 1357501.986 | 15387557.982 |  | -1
node_1357706_664_15383864_326 |  |  | PQ | AN | 19918.584 | 8107901 | no | no |  |  | no |  |  | 1357706.664 | 15383864.326 |  | -1
node_1357775_339_15387188_2 |  |  | PQ | AN | 19918.584 | 8107901 | no | no |  |  | no |  |  | 1357775.339 | 15387188.2 |  | -1
node_1357810_427_15386960_604 |  |  | PQ | ABCN | 19918.584 | 8107901 | no | no |  |  | no |  |  | 1357810.427 | 15386960.604 |  | -1
node_1357821_294_15386938_477 |  |  | PQ | ABCN | 19918.584 | 8107901 | no | no |  |  | no |  |  | 1357821.294 | 15386938.477 |  | -1
node_1357989_664_15372140_182 |  |  | PQ | AN | 2771.281 | 8107901 | no | no |  |  | no |  |  | 1357989.664 | 15372140.182 |  | -1
node_1358040_507_15373299_552 |  |  | PQ | AN | 2771.281 | 8107901 | no | no |  |  | no |  |  | 1358040.507 | 15373299.552 |  | -1
node_1358185_956_15383889_237 |  |  | PQ | AN | 19918.584 | 8107901 | no | no |  |  | no |  |  | 1358185.956 | 15383889.237 |  | -1
node_1358401_31_15386746_175 |  |  | PQ | ABCN | 19918.584 | 8107901 | no | no |  |  | no |  |  | 1358401.31 | 15386746.175 |  | -1
node_1358814_411_15383913_519 |  |  | PQ | AN | 19918.584 | 8107901 | no | no |  |  | no |  |  | 1358814.411 | 15383913.519 |  | -1
node_1358865_723_15386709_001 |  |  | PQ | ABCN | 19918.584 | 8107901 | no | no |  |  | no |  |  | 1358865.723 | 15386709.001 |  | -1
node_1359167_535_15386491_903 |  |  | PQ | ABCN | 19918.584 | 8107901 | no | no |  |  | no |  |  | 1359167.535 | 15386491.903 |  | -1
node_1359682_862_15383966_884 |  |  | PQ | AN | 19918.584 | 8107901 | no | no |  |  | no |  |  | 1359682.862 | 15383966.884 |  | -1
node_1359731_803_15386036_787 |  |  | PQ | ABCN | 19918.584 | 8107901 | no | no |  |  | no |  |  | 1359731.803 | 15386036.787 |  | -1
node_1360094_178_15385990_562 |  |  | PQ | ABCN | 19918.584 | 8107901 | no | no |  |  | no |  |  | 1360094.178 | 15385990.562 |  | -1
node_1360097_816_15384009_593 |  |  | PQ | AN | 19918.584 | 8107901 | no | no |  |  | no |  |  | 1360097.816 | 15384009.593 |  | -1
node_1360390_452_15385765_981 |  |  | PQ | ABCN | 19918.584 | 8107901 | no | no |  |  | no |  |  | 1360390.452 | 15385765.981 |  | -1
node_1360427_04_15385553_337 |  |  | PQ | ABCN | 19918.584 | 8107901 | no | no |  |  | no |  |  | 1360427.04 | 15385553.337 |  | -1
node_1360579_117_15385368_855 |  |  | PQ | ABCN | 19918.584 | 8107901 | no | no |  |  | no |  |  | 1360579.117 | 15385368.855 |  | -1
node_1360598_068_15384325_684 |  |  | PQ | AN | 19918.584 | 8107901 | no | no |  |  | no |  |  | 1360598.068 | 15384325.684 |  | -1
node_1360763_808_15385554_8 |  |  | PQ | AN | 19918.584 | 8107901 | no | no |  |  | no |  |  | 1360763.808 | 15385554.8 |  | -1
node_1360780_393_15385215_577 |  |  | PQ | ABCN | 19918.584 | 8107901 | no | no |  |  | no |  |  | 1360780.393 | 15385215.577 |  | -1
node_1360863_841_15384034_21 |  |  | PQ | AN | 19918.584 | 8107901 | no | no |  |  | no |  |  | 1360863.841 | 15384034.21 |  | -1
node_1360881_699_15384988_34 |  |  | PQ | ABCN | 19918.584 | 8107901 | no | no |  |  | no |  |  | 1360881.699 | 15384988.34 |  | -1
node_1360941_189_15385084_853 |  |  | PQ | AN | 19918.584 | 8107901 | no | no |  |  | no |  |  | 1360941.189 | 15385084.853 |  | -1
node_1361020_125_15385570_169 |  |  | PQ | AN | 19918.584 | 8107901 | no | no |  |  | no |  |  | 1361020.125 | 15385570.169 |  | -1
node_1361034_08_15384800_896 |  |  | PQ | ABCN | 19918.584 | 8107901 | no | no |  |  | no |  |  | 1361034.08 | 15384800.896 |  | -1
node_1361170_828_15384625_056 |  |  | PQ | ABCN | 19918.584 | 8107901 | no | no |  |  | no |  |  | 1361170.828 | 15384625.056 |  | -1
node_1361173_359_15385564_273 |  |  | PQ | AN | 19918.584 | 8107901 | no | no |  |  | no |  |  | 1361173.359 | 15385564.273 |  | -1
node_1361395_325_15384533_587 |  |  | PQ | ABCN | 19918.584 | 8107901 | no | no |  |  | no |  |  | 1361395.325 | 15384533.587 |  | -1
node_1361588_131_15383918_876 |  |  | PQ | AN | 19918.584 | 8107901 | no | no |  |  | no |  |  | 1361588.131 | 15383918.876 |  | -1
node_1362010_785_15386413_823 |  |  | PQ | AN | 2771.281 | 8107901 | no | no |  |  | no |  |  | 1362010.785 | 15386413.823 |  | -1
node_1362073_59_15383980_082 |  |  | PQ | ABCN | 19918.584 | 8107901 | no | no |  |  | no |  |  | 1362073.59 | 15383980.082 |  | -1
node_1362287_841_15385014_65 |  |  | PQ | AN | 19918.584 | 8107901 | no | no |  |  | no |  |  | 1362287.841 | 15385014.65 |  | -1
node_1362302_345_15384051_166 |  |  | PQ | ABCN | 19918.584 | 8107901 | no | no |  |  | no |  |  | 1362302.345 | 15384051.166 |  | -1
node_1362379_401_15386529_796 |  |  | PQ | AN | 2771.281 | 8107901 | no | no |  |  | no |  |  | 1362379.401 | 15386529.796 |  | -1
node_1362643_498_15384051_973 |  |  | PQ | ABCN | 19918.584 | 8107901 | no | no |  |  | no |  |  | 1362643.498 | 15384051.973 |  | -1
node_1362805_877_15383767_476 |  |  | PQ | AN | 19918.584 | 8107901 | no | no |  |  | no |  |  | 1362805.877 | 15383767.476 |  | -1
node_1362894_164_15382063_058 |  |  | PQ | AN | 19918.584 | 8107901 | no | no |  |  | no |  |  | 1362894.164 | 15382063.058 |  | -1
node_1363437_838_15386344_765 |  |  | PQ | AN | 2771.281 | 8107901 | no | no |  |  | no |  |  | 1363437.838 | 15386344.765 |  | -1
node_1363707_628_15386295_11 |  |  | PQ | AN | 2771.281 | 8107901 | no | no |  |  | no |  |  | 1363707.628 | 15386295.11 |  | -1
node_1364110_562_15386316_289 |  |  | PQ | AN | 2771.281 | 8107901 | no | no |  |  | no |  |  | 1364110.562 | 15386316.289 |  | -1
node_1364395_857_15384096_623 |  |  | PQ | ABCN | 19918.584 | 8107901 | no | no |  |  | no |  |  | 1364395.857 | 15384096.623 |  | -1
node_1364738_817_15384108_868 |  |  | PQ | ABCN | 19918.584 | 8107901 | no | no |  |  | no |  |  | 1364738.817 | 15384108.868 |  | -1
node_1364884_811_15384120_409 |  |  | PQ | ABCN | 19918.584 | 8107901 | no | no |  |  | no |  |  | 1364884.811 | 15384120.409 |  | -1
node_1365109_195_15383977_015 |  |  | PQ | AN | 19918.584 | 8107901 | no | no |  |  | no |  |  | 1365109.195 | 15383977.015 |  | -1
node_1365155_701_15386056_567 |  |  | PQ | AN | 2771.281 | 8107901 | no | no |  |  | no |  |  | 1365155.701 | 15386056.567 |  | -1
node_1365264_975_15384467_734 |  |  | PQ | AN | 19918.584 | 8107901 | no | no |  |  | no |  |  | 1365264.975 | 15384467.734 |  | -1
node_1365803_275_15385780_752 |  |  | PQ | AN | 2771.281 | 8107901 | no | no |  |  | no |  |  | 1365803.275 | 15385780.752 |  | -1
node_1365854_638_15383852_94 |  |  | PQ | AN | 19918.584 | 8107901 | no | no |  |  | no |  |  | 1365854.638 | 15383852.94 |  | -1
node_1366018_13_15383980_656 |  |  | PQ | ABCN | 19918.584 | 8107901 | no | no |  |  | no |  |  | 1366018.13 | 15383980.656 |  | -1
node_1366256_856_15383998_848 |  |  | PQ | ABCN | 19918.584 | 8107901 | no | no |  |  | no |  |  | 1366256.856 | 15383998.848 |  | -1
node_1366419_409_15384011_156 |  |  | PQ | ABCN | 19918.584 | 8107901 | no | no |  |  | no |  |  | 1366419.409 | 15384011.156 |  | -1
node_1366595_773_15384009_166 |  |  | PQ | ABCN | 19918.584 | 8107901 | no | no |  |  | no |  |  | 1366595.773 | 15384009.166 |  | -1
node_1366933_004_15384033_151 |  |  | PQ | ABCN | 19918.584 | 8107901 | no | no |  |  | no |  |  | 1366933.004 | 15384033.151 |  | -1
node_8107901_200839053 |  |  | PQ | AN | 2771.281 | 8107901 | no | no |  |  | no |  |  | 1348084.939 | 15387720.299 |  | -1
node_8107901_200839054 |  |  | PQ | AD | 2771.281 | 8107901 | no | no |  |  | no |  |  | 1347856.19 | 15387829.984 |  | -1
node_8107901_200839055 |  |  | PQ | AD | 2771.281 | 8107901 | no | no |  |  | no |  |  | 1347537.447 | 15387978.446 |  | -1
node_8107901_200839056 |  |  | PQ | AN | 2771.281 | 8107901 | no | no |  |  | no |  |  | 1347536.895 | 15387805.27 |  | -1
node_8107901_200839057 |  |  | PQ | AD | 2771.281 | 8107901 | no | no |  |  | no |  |  | 1347115.366 | 15388086.07 |  | -1
node_8107901_200839058 |  |  | PQ | AD | 2771.281 | 8107901 | no | no |  |  | no |  |  | 1347093.895 | 15388118.952 |  | -1
node_8107901_200839059 |  |  | PQ | AD | 2771.281 | 8107901 | no | no |  |  | no |  |  | 1347035.829 | 15388104.53 |  | -1
node_8107901_200839060 |  |  | PQ | AD | 2771.281 | 8107901 | no | no |  |  | no |  |  | 1346670.508 | 15388129.667 |  | -1
node_8107901_200839062 |  |  | PQ | AD | 2771.281 | 8107901 | no | no |  |  | no |  |  | 1346176.407 | 15388164.628 |  | -1
node_8107901_200839063 |  |  | PQ | AN | 2771.281 | 8107901 | no | no |  |  | no |  |  | 1345927.17 | 15388165.461 |  | -1
node_8107901_200839065 |  |  | PQ | AD | 2771.281 | 8107901 | no | no |  |  | no |  |  | 1345127.717 | 15387784.301 |  | -1
node_8107901_200839066 |  |  | PQ | AD | 2771.281 | 8107901 | no | no |  |  | no |  |  | 1344815.174 | 15387516.997 |  | -1
node_8107901_200839067 |  |  | PQ | AD | 2771.281 | 8107901 | no | no |  |  | no |  |  | 1344506.832 | 15387257.778 |  | -1
node_8107901_200839068 |  |  | PQ | AD | 2771.281 | 8107901 | no | no |  |  | no |  |  | 1344956.367 | 15386890.211 |  | -1
node_8107901_200839069 |  |  | PQ | AN | 2771.281 | 8107901 | no | no |  |  | no |  |  | 1345331.646 | 15386581.555 |  | -1
node_8107901_200839070 |  |  | PQ | AD | 2771.281 | 8107901 | no | no |  |  | no |  |  | 1344167.746 | 15386964.153 |  | -1
node_8107901_200839071 |  |  | PQ | AD | 2771.281 | 8107901 | no | no |  |  | no |  |  | 1343920.67 | 15386753.718 |  | -1
node_8107901_200839072 |  |  | PQ | AD | 2771.281 | 8107901 | no | no |  |  | no |  |  | 1343705.067 | 15386565.99 |  | -1
node_8107901_200839073 |  |  | PQ | AN | 2771.281 | 8107901 | no | no |  |  | no |  |  | 1344143.955 | 15386531.22 |  | -1
node_8107901_200839074 |  |  | PQ | AD | 2771.281 | 8107901 | no | no |  |  | no |  |  | 1343580.58 | 15386461.046 |  | -1
node_8107901_200839076 |  |  | PQ | AN | 2771.281 | 8107901 | no | no |  |  | no |  |  | 1343429.02 | 15386463.406 |  | -1
node_8107901_200839128 |  |  | PQ | ABCD | 2771.281 | 8107901 | no | no |  |  | no |  |  | 1357940.215 | 15387495.984 |  | -1
node_8107901_200839130 |  |  | PQ | ABCD | 2771.281 | 8107901 | no | no |  |  | no |  |  | 1357705.903 | 15387476.002 |  | -1
node_8107901_200839131 |  |  | PQ | ABCN | 2771.281 | 8107901 | no | no |  |  | no |  |  | 1357500.29 | 15387525.218 |  | -1
node_8107901_200839132 |  |  | PQ | ABCN | 2771.281 | 8107901 | no | no |  |  | no |  |  | 1357256.83 | 15387532.059 |  | -1
node_8107901_200839133 |  |  | PQ | ABCN | 2771.281 | 8107901 | no | no |  |  | no |  |  | 1357023.934 | 15387526.275 |  | -1
node_8107901_200839135 |  |  | PQ | ABCN | 2771.281 | 8107901 | no | no |  |  | no |  |  | 1356741.3 | 15387515.409 |  | -1
node_8107901_200839136 |  |  | PQ | AN | 2771.281 | 8107901 | no | no |  |  | no |  |  | 1356725.699 | 15387277.158 |  | -1
node_8107901_200839142 |  |  | PQ | AN | 2771.281 | 8107901 | no | no |  |  | no |  |  | 1356515.396 | 15387846.72 |  | -1
node_8107901_200839144 |  |  | PQ | ABCN | 2771.281 | 8107901 | no | no |  |  | no |  |  | 1356253.175 | 15387514.935 |  | -1
node_8107901_200839145 |  |  | PQ | ABCN | 2771.281 | 8107901 | no | no |  |  | no |  |  | 1356060.604 | 15387568.353 |  | -1
node_8107901_200839146 |  |  | PQ | ABCD | 2771.281 | 8107901 | no | no |  |  | no |  |  | 1355856.764 | 15387598.057 |  | -1
node_8107901_200839147 |  |  | PQ | ABCN | 2771.281 | 8107901 | no | no |  |  | no |  |  | 1355679.979 | 15387651.105 |  | -1
node_8107901_200839148 |  |  | PQ | ABCD | 2771.281 | 8107901 | no | no |  |  | no |  |  | 1355467.786 | 15387690.437 |  | -1
node_8107901_200839149 |  |  | PQ | ABCN | 2771.281 | 8107901 | no | no |  |  | no |  |  | 1355190.15 | 15387842.419 |  | -1
node_8107901_200839150 |  |  | PQ | ABCN | 2771.281 | 8107901 | no | no |  |  | no |  |  | 1354956.953 | 15387760.454 |  | -1
node_8107901_200839151 |  |  | PQ | ABCN | 2771.281 | 8107901 | no | no |  |  | no |  |  | 1354736.826 | 15387626.475 |  | -1
node_8107901_200839155 |  |  | PQ | ABCN | 2771.281 | 8107901 | no | no |  |  | no |  |  | 1354428.533 | 15387531.387 |  | -1
node_8107901_200839166 |  |  | PQ | ABCD | 2771.281 | 8107901 | no | no |  |  | no |  |  | 1353675.847 | 15387458.041 |  | -1
node_8107901_200839167 |  |  | PQ | ABCD | 2771.281 | 8107901 | no | no |  |  | no |  |  | 1353545.836 | 15387517.284 |  | -1
node_8107901_200839169 |  |  | PQ | ABCN | 2771.281 | 8107901 | no | no |  |  | no |  |  | 1353396.351 | 15387583.69 |  | -1
node_8107901_200839172 |  |  | PQ | ABCN | 2771.281 | 8107901 | no | no |  |  | no |  |  | 1353224.722 | 15387660.617 |  | -1
node_8107901_200839174 |  |  | PQ | ABCN | 2771.281 | 8107901 | no | no |  |  | no |  |  | 1353047.715 | 15387687.298 |  | -1
node_8107901_200839175 |  |  | PQ | ABCN | 2771.281 | 8107901 | no | no |  |  | no |  |  | 1352830.916 | 15387606.136 |  | -1
node_8107901_200839177 |  |  | PQ | ABCD | 2771.281 | 8107901 | no | no |  |  | no |  |  | 1352690.991 | 15387551.775 |  | -1
node_8107901_200839178 |  |  | PQ | ABCD | 2771.281 | 8107901 | no | no |  |  | no |  |  | 1352492.135 | 15387472.868 |  | -1
node_8107901_200839179 |  |  | PQ | ABCN | 2771.281 | 8107901 | no | no |  |  | no |  |  | 1352173.7 | 15387457.874 |  | -1
node_8107901_200839180 |  |  | PQ | ABCD | 2771.281 | 8107901 | no | no |  |  | no |  |  | 1351835.321 | 15387422.233 |  | -1
node_8107901_200839181 |  |  | PQ | ABCD | 2771.281 | 8107901 | no | no |  |  | no |  |  | 1351500.731 | 15387414.039 |  | -1
node_8107901_200839182 |  |  | PQ | ABCD | 2771.281 | 8107901 | no | no |  |  | no |  |  | 1351314.852 | 15387406.955 |  | -1
node_8107901_200839183 |  |  | PQ | ABCN | 2771.281 | 8107901 | no | no |  |  | no |  |  | 1351112.648 | 15387400.893 |  | -1
node_8107901_200839184 |  |  | PQ | ABCN | 2771.281 | 8107901 | no | no |  |  | no |  |  | 1350635.241 | 15387325.378 |  | -1
node_8107901_200839188 |  |  | PQ | ABCD | 2771.281 | 8107901 | no | no |  |  | no |  |  | 1349852.772 | 15387443.131 |  | -1
node_8107901_200839189 |  |  | PQ | ABCN | 2771.281 | 8107901 | no | no |  |  | no |  |  | 1349592.206 | 15387472.639 |  | -1
node_8107901_200839191 |  |  | PQ | ABCD | 2771.281 | 8107901 | no | no |  |  | no |  |  | 1349327.609 | 15387505.385 |  | -1
node_8107901_200839192 |  |  | PQ | ABCD | 2771.281 | 8107901 | no | no |  |  | no |  |  | 1348847.306 | 15387558.204 |  | -1
node_8107901_200839193 |  |  | PQ | ABCD | 2771.281 | 8107901 | no | no |  |  | no |  |  | 1348385.999 | 15387617.271 |  | -1
node_8107901_200839194 |  |  | PQ | ABCN | 2771.281 | 8107901 | no | no |  |  | no |  |  | 1357936.303 | 15387319.338 |  | -1
node_8107901_200839195 |  |  | PQ | ABCN | 19918.584 | 8107901 | no | no |  |  | no |  |  | 1357936.005 | 15387302.027 |  | -1
node_8107901_200839196 |  |  | PQ | ABCN | 19918.584 | 8107901 | no | no |  |  | no |  |  | 1357933.774 | 15387072.701 |  | -1
node_8107901_200839197 |  |  | PQ | AN | 19918.584 | 8107901 | no | no |  |  | no |  |  | 1357776.026 | 15387113.416 |  | -1
node_8107901_200839202 |  |  | PQ | AN | 2771.281 | 8107901 | no | no |  |  | no |  |  | 1351707.494 | 15383799.487 |  | -1
node_8107901_200839207 |  |  | PQ | ABCD | 2771.281 | 8107901 | no | no |  |  | no |  |  | 1353761.058 | 15386823.99 |  | -1
node_8107901_200839209 |  |  | PQ | ABCD | 2771.281 | 8107901 | no | no |  |  | no |  |  | 1353762.11 | 15386420.156 |  | -1
node_8107901_200839210 |  |  | PQ | ABCD | 2771.281 | 8107901 | no | no |  |  | no |  |  | 1353761.666 | 15386277.861 |  | -1
node_8107901_200839211 |  |  | PQ | ABCN | 2771.281 | 8107901 | no | no |  |  | no |  |  | 1353674.225 | 15385807.607 |  | -1
node_8107901_200839213 |  |  | PQ | AD | 2771.281 | 8107901 | no | no |  |  | no |  |  | 1353727.93 | 15385729.751 |  | -1
node_8107901_200839214 |  |  | PQ | AN | 2771.281 | 8107901 | no | no |  |  | no |  |  | 1353626.634 | 15385399.112 |  | -1
node_8107901_200839216 |  |  | PQ | AD | 2771.281 | 8107901 | no | no |  |  | no |  |  | 1353581.437 | 15385258.956 |  | -1
node_8107901_200839217 |  |  | PQ | AD | 2771.281 | 8107901 | no | no |  |  | no |  |  | 1353492.374 | 15385136.581 |  | -1
node_8107901_200839218 |  |  | PQ | AN | 2771.281 | 8107901 | no | no |  |  | no |  |  | 1353403.556 | 15385019.44 |  | -1
node_8107901_200839219 |  |  | PQ | AD | 2771.281 | 8107901 | no | no |  |  | no |  |  | 1353147.997 | 15384876.83 |  | -1
node_8107901_200839220 |  |  | PQ | AN | 2771.281 | 8107901 | no | no |  |  | no |  |  | 1352904.445 | 15384729.607 |  | -1
node_8107901_200839222 |  |  | PQ | AN | 2771.281 | 8107901 | no | no |  |  | no |  |  | 1352704.099 | 15384580.17 |  | -1
node_8107901_200839224 |  |  | PQ | AD | 2771.281 | 8107901 | no | no |  |  | no |  |  | 1352527.812 | 15384408.15 |  | -1
node_8107901_200839225 |  |  | PQ | AD | 2771.281 | 8107901 | no | no |  |  | no |  |  | 1352334.564 | 15384206.529 |  | -1
node_8107901_200839226 |  |  | PQ | AN | 2771.281 | 8107901 | no | no |  |  | no |  |  | 1352252.108 | 15384112.04 |  | -1
node_8107901_200839227 |  |  | PQ | AD | 2771.281 | 8107901 | no | no |  |  | no |  |  | 1352100.231 | 15383915.083 |  | -1
node_8107901_200839228 |  |  | PQ | AD | 2771.281 | 8107901 | no | no |  |  | no |  |  | 1351984.397 | 15383786.45 |  | -1
node_8107901_200839229 |  |  | PQ | AN | 2771.281 | 8107901 | no | no |  |  | no |  |  | 1351926.309 | 15383639.555 |  | -1
node_8107901_200839230 |  |  | PQ | AN | 2771.281 | 8107901 | no | no |  |  | no |  |  | 1351758.531 | 15383318.845 |  | -1
node_8107901_200839231 |  |  | PQ | AD | 2771.281 | 8107901 | no | no |  |  | no |  |  | 1351547.5 | 15382951 |  | -1
node_8107901_200839232 |  |  | PQ | AN | 2771.281 | 8107901 | no | no |  |  | no |  |  | 1351462.433 | 15382787.443 |  | -1
node_8107901_200839233 |  |  | PQ | AD | 2771.281 | 8107901 | no | no |  |  | no |  |  | 1351376.248 | 15382625.286 |  | -1
node_8107901_200839234 |  |  | PQ | AN | 2771.281 | 8107901 | no | no |  |  | no |  |  | 1351302.12 | 15382457.31 |  | -1
node_8107901_200839235 |  |  | PQ | AN | 2771.281 | 8107901 | no | no |  |  | no |  |  | 1351144.957 | 15382153.282 |  | -1
node_8107901_200839236 |  |  | PQ | AD | 2771.281 | 8107901 | no | no |  |  | no |  |  | 1351061.708 | 15382030.622 |  | -1
node_8107901_200839237 |  |  | PQ | AN | 2771.281 | 8107901 | no | no |  |  | no |  |  | 1350997.392 | 15381745.784 |  | -1
node_8107901_200839239 |  |  | PQ | AD | 2771.281 | 8107901 | no | no |  |  | no |  |  | 1350953.328 | 15381482.449 |  | -1
node_8107901_200839240 |  |  | PQ | AN | 2771.281 | 8107901 | no | no |  |  | no |  |  | 1350902.259 | 15381183.172 |  | -1
node_8107901_200839241 |  |  | PQ | AD | 2771.281 | 8107901 | no | no |  |  | no |  |  | 1350884.243 | 15381102.285 |  | -1
node_8107901_200839242 |  |  | PQ | AD | 2771.281 | 8107901 | no | no |  |  | no |  |  | 1350599.426 | 15380804.281 |  | -1
node_8107901_200839243 |  |  | PQ | AD | 2771.281 | 8107901 | no | no |  |  | no |  |  | 1350307.185 | 15380502.364 |  | -1
node_8107901_200839244 |  |  | PQ | AN | 2771.281 | 8107901 | no | no |  |  | no |  |  | 1350021.825 | 15380207.392 |  | -1
node_8107901_200839245 |  |  | PQ | AD | 2771.281 | 8107901 | no | no |  |  | no |  |  | 1349714.83 | 15379890.129 |  | -1
node_8107901_200839247 |  |  | PQ | AN | 2771.281 | 8107901 | no | no |  |  | no |  |  | 1349102.504 | 15379255.061 |  | -1
node_8107901_200839248 |  |  | PQ | AD | 2771.281 | 8107901 | no | no |  |  | no |  |  | 1348732.724 | 15378870.775 |  | -1
node_8107901_200839249 |  |  | PQ | AD | 2771.281 | 8107901 | no | no |  |  | no |  |  | 1348371.274 | 15378509.244 |  | -1
node_8107901_200839250 |  |  | PQ | AD | 2771.281 | 8107901 | no | no |  |  | no |  |  | 1348216.215 | 15378348.191 |  | -1
node_8107901_200839252 |  |  | PQ | AD | 2771.281 | 8107901 | no | no |  |  | no |  |  | 1347704.483 | 15377862.841 |  | -1
node_8107901_200839253 |  |  | PQ | AD | 2771.281 | 8107901 | no | no |  |  | no |  |  | 1347485.695 | 15377649.618 |  | -1
node_8107901_200839254 |  |  | PQ | AN | 2771.281 | 8107901 | no | no |  |  | no |  |  | 1347172.548 | 15377352.776 |  | -1
node_8107901_200839255 |  |  | PQ | AD | 2771.281 | 8107901 | no | no |  |  | no |  |  | 1346989.436 | 15377052.168 |  | -1
node_8107901_200839256 |  |  | PQ | AN | 2771.281 | 8107901 | no | no |  |  | no |  |  | 1346842.709 | 15376810.751 |  | -1
node_8107901_200839257 |  |  | PQ | AN | 2771.281 | 8107901 | no | no |  |  | no |  |  | 1346663.233 | 15376504.648 |  | -1
node_8107901_200839258 |  |  | PQ | AD | 2771.281 | 8107901 | no | no |  |  | no |  |  | 1346459.394 | 15376379.045 |  | -1
node_8107901_200839259 |  |  | PQ | AN | 2771.281 | 8107901 | no | no |  |  | no |  |  | 1346262.75 | 15376261.896 |  | -1
node_8107901_200839260 |  |  | PQ | AN | 2771.281 | 8107901 | no | no |  |  | no |  |  | 1346193.364 | 15376247.961 |  | -1
node_8107901_200839263 |  |  | PQ | AN | 2771.281 | 8107901 | no | no |  |  | no |  |  | 1345493.777 | 15376147.977 |  | -1
node_8107901_200839264 |  |  | PQ | AD | 2771.281 | 8107901 | no | no |  |  | no |  |  | 1345191.342 | 15376135.581 |  | -1
node_8107901_200839265 |  |  | PQ | AN | 2771.281 | 8107901 | no | no |  |  | no |  |  | 1344847.831 | 15376127.936 |  | -1
node_8107901_200839266 |  |  | PQ | AD | 2771.281 | 8107901 | no | no |  |  | no |  |  | 1344542.592 | 15376110.584 |  | -1
node_8107901_200839268 |  |  | PQ | AD | 2771.281 | 8107901 | no | no |  |  | no |  |  | 1344282.745 | 15376203.548 |  | -1
node_8107901_200839269 |  |  | PQ | AN | 2771.281 | 8107901 | no | no |  |  | no |  |  | 1343983.567 | 15376208.503 |  | -1
node_8107901_200839271 |  |  | PQ | AN | 2771.281 | 8107901 | no | no |  |  | no |  |  | 1343657.953 | 15376124.247 |  | -1
node_8107901_200839273 |  |  | PQ | AN | 2771.281 | 8107901 | no | no |  |  | no |  |  | 1343278.061 | 15376078.218 |  | -1
node_8107901_200839275 |  |  | PQ | AN | 2771.281 | 8107901 | no | no |  |  | no |  |  | 1354534.125 | 15382570.896 |  | -1
node_8107901_200839276 |  |  | PQ | AD | 2771.281 | 8107901 | no | no |  |  | no |  |  | 1353951.013 | 15385499.293 |  | -1
node_8107901_200839277 |  |  | PQ | AD | 2771.281 | 8107901 | no | no |  |  | no |  |  | 1354767.285 | 15382635.084 |  | -1
node_8107901_200839278 |  |  | PQ | AD | 2771.281 | 8107901 | no | no |  |  | no |  |  | 1354887.097 | 15382368.47 |  | -1
node_8107901_200839279 |  |  | PQ | AD | 2771.281 | 8107901 | no | no |  |  | no |  |  | 1354995.211 | 15382102.729 |  | -1
node_8107901_200839280 |  |  | PQ | AN | 2771.281 | 8107901 | no | no |  |  | no |  |  | 1355111.666 | 15381828.323 |  | -1
node_8107901_200839281 |  |  | PQ | AN | 2771.281 | 8107901 | no | no |  |  | no |  |  | 1354177.77 | 15385269.777 |  | -1
node_8107901_200839282 |  |  | PQ | AN | 2771.281 | 8107901 | no | no |  |  | no |  |  | 1354365.605 | 15384933.652 |  | -1
node_8107901_200839283 |  |  | PQ | AD | 2771.281 | 8107901 | no | no |  |  | no |  |  | 1354463.564 | 15384596.519 |  | -1
node_8107901_200839284 |  |  | PQ | AD | 2771.281 | 8107901 | no | no |  |  | no |  |  | 1354562.265 | 15384262.825 |  | -1
node_8107901_200839285 |  |  | PQ | AD | 2771.281 | 8107901 | no | no |  |  | no |  |  | 1354604.995 | 15383842.307 |  | -1
node_8107901_200839286 |  |  | PQ | AN | 2771.281 | 8107901 | no | no |  |  | no |  |  | 1354676.672 | 15383358.149 |  | -1
node_8107901_200839288 |  |  | PQ | AD | 2771.281 | 8107901 | no | no |  |  | no |  |  | 1354785.573 | 15383002.308 |  | -1
node_8107901_200839289 |  |  | PQ | AD | 2771.281 | 8107901 | no | no |  |  | no |  |  | 1353624.711 | 15387709.529 |  | -1
node_8107901_200839290 |  |  | PQ | AN | 2771.281 | 8107901 | no | no |  |  | no |  |  | 1353732.149 | 15387880.996 |  | -1
node_8107901_200839292 |  |  | PQ | AN | 2771.281 | 8107901 | no | no |  |  | no |  |  | 1350876.835 | 15389552.223 |  | -1
node_8107901_200839293 |  |  | PQ | AD | 2771.281 | 8107901 | no | no |  |  | no |  |  | 1352364.243 | 15390616.335 |  | -1
node_8107901_200839294 |  |  | PQ | AD | 2771.281 | 8107901 | no | no |  |  | no |  |  | 1352232.705 | 15390681.795 |  | -1
node_8107901_200839295 |  |  | PQ | AD | 2771.281 | 8107901 | no | no |  |  | no |  |  | 1352244.9 | 15390896.85 |  | -1
node_8107901_200839296 |  |  | PQ | AN | 2771.281 | 8107901 | no | no |  |  | no |  |  | 1352153.611 | 15391182.141 |  | -1
node_8107901_200839297 |  |  | PQ | AN | 2771.281 | 8107901 | no | no |  |  | no |  |  | 1352125.425 | 15391544.532 |  | -1
node_8107901_200839299 |  |  | PQ | AN | 2771.281 | 8107901 | no | no |  |  | no |  |  | 1352108.372 | 15391723.03 |  | -1
node_8107901_200839300 |  |  | PQ | AN | 2771.281 | 8107901 | no | no |  |  | no |  |  | 1352095.706 | 15391907.402 |  | -1
node_8107901_200839301 |  |  | PQ | AD | 2771.281 | 8107901 | no | no |  |  | no |  |  | 1352067.224 | 15392166.548 |  | -1
node_8107901_200839302 |  |  | PQ | AN | 2771.281 | 8107901 | no | no |  |  | no |  |  | 1352042.502 | 15392396.717 |  | -1
node_8107901_200839303 |  |  | PQ | AD | 2771.281 | 8107901 | no | no |  |  | no |  |  | 1352036.74 | 15392524.599 |  | -1
node_8107901_200839305 |  |  | PQ | AN | 2771.281 | 8107901 | no | no |  |  | no |  |  | 1352016.522 | 15392754.144 |  | -1
node_8107901_200839307 |  |  | PQ | AD | 2771.281 | 8107901 | no | no |  |  | no |  |  | 1352006.895 | 15392894.037 |  | -1
node_8107901_200839308 |  |  | PQ | AN | 2771.281 | 8107901 | no | no |  |  | no |  |  | 1353016.705 | 15387861.32 |  | -1
node_8107901_200839309 |  |  | PQ | AD | 2771.281 | 8107901 | no | no |  |  | no |  |  | 1352003.32 | 15393093.634 |  | -1
node_8107901_200839310 |  |  | PQ | AD | 2771.281 | 8107901 | no | no |  |  | no |  |  | 1351995.584 | 15393457.091 |  | -1
node_8107901_200839311 |  |  | PQ | AD | 2771.281 | 8107901 | no | no |  |  | no |  |  | 1351988.319 | 15393786.999 |  | -1
node_8107901_200839312 |  |  | PQ | AN | 2771.281 | 8107901 | no | no |  |  | no |  |  | 1351983.629 | 15394035.982 |  | -1
node_8107901_200839313 |  |  | PQ | AD | 2771.281 | 8107901 | no | no |  |  | no |  |  | 1351979.884 | 15394213.179 |  | -1
node_8107901_200839314 |  |  | PQ | AN | 2771.281 | 8107901 | no | no |  |  | no |  |  | 1352040.494 | 15394650.256 |  | -1
node_8107901_200839316 |  |  | PQ | AN | 2771.281 | 8107901 | no | no |  |  | no |  |  | 1352044.353 | 15395139.202 |  | -1
node_8107901_200839318 |  |  | PQ | AD | 2771.281 | 8107901 | no | no |  |  | no |  |  | 1352047.291 | 15395457.343 |  | -1
node_8107901_200839319 |  |  | PQ | AN | 2771.281 | 8107901 | no | no |  |  | no |  |  | 1351710.765 | 15395384.189 |  | -1
node_8107901_200839320 |  |  | PQ | AN | 2771.281 | 8107901 | no | no |  |  | no |  |  | 1352053.06 | 15395787.589 |  | -1
node_8107901_200839323 |  |  | PQ | AN | 2771.281 | 8107901 | no | no |  |  | no |  |  | 1352062.451 | 15396148.506 |  | -1
node_8107901_200839325 |  |  | PQ | AD | 2771.281 | 8107901 | no | no |  |  | no |  |  | 1352051.097 | 15396617.082 |  | -1
node_8107901_200839327 |  |  | PQ | AD | 2771.281 | 8107901 | no | no |  |  | no |  |  | 1353006.458 | 15388014.635 |  | -1
node_8107901_200839328 |  |  | PQ | AN | 2771.281 | 8107901 | no | no |  |  | no |  |  | 1352994.165 | 15388217.86 |  | -1
node_8107901_200839329 |  |  | PQ | AD | 2771.281 | 8107901 | no | no |  |  | no |  |  | 1352127.074 | 15396976.833 |  | -1
node_8107901_200839330 |  |  | PQ | AN | 2771.281 | 8107901 | no | no |  |  | no |  |  | 1352196.901 | 15397313.839 |  | -1
node_8107901_200839332 |  |  | PQ | AD | 2771.281 | 8107901 | no | no |  |  | no |  |  | 1352277.099 | 15397369.022 |  | -1
node_8107901_200839333 |  |  | PQ | AN | 2771.281 | 8107901 | no | no |  |  | no |  |  | 1352380.866 | 15397741.943 |  | -1
node_8107901_200839337 |  |  | PQ | AD | 2771.281 | 8107901 | no | no |  |  | no |  |  | 1352769.002 | 15398958.937 |  | -1
node_8107901_200839338 |  |  | PQ | AD | 2771.281 | 8107901 | no | no |  |  | no |  |  | 1352887.287 | 15399343.641 |  | -1
node_8107901_200839339 |  |  | PQ | AN | 2771.281 | 8107901 | no | no |  |  | no |  |  | 1352839.289 | 15399751.322 |  | -1
node_8107901_200839340 |  |  | PQ | AN | 2771.281 | 8107901 | no | no |  |  | no |  |  | 1352815.549 | 15399933.685 |  | -1
node_8107901_200839341 |  |  | PQ | AN | 2771.281 | 8107901 | no | no |  |  | no |  |  | 1352782.364 | 15400187.379 |  | -1
node_8107901_200839344 |  |  | PQ | AN | 2771.281 | 8107901 | no | no |  |  | no |  |  | 1352726.253 | 15400465.336 |  | -1
node_8107901_200839345 |  |  | PQ | AD | 2771.281 | 8107901 | no | no |  |  | no |  |  | 1352980.227 | 15388421.944 |  | -1
node_8107901_200839346 |  |  | PQ | AN | 2771.281 | 8107901 | no | no |  |  | no |  |  | 1352672.06 | 15400792.871 |  | -1
node_8107901_200839347 |  |  | PQ | AN | 2771.281 | 8107901 | no | no |  |  | no |  |  | 1352599.814 | 15401198.461 |  | -1
node_8107901_200839349 |  |  | PQ | AN | 2771.281 | 8107901 | no | no |  |  | no |  |  | 1352303.603 | 15401265.099 |  | -1
node_8107901_200839351 |  |  | PQ | AD | 2771.281 | 8107901 | no | no |  |  | no |  |  | 1352686.079 | 15401648.881 |  | -1
node_8107901_200839352 |  |  | PQ | AN | 2771.281 | 8107901 | no | no |  |  | no |  |  | 1352702.239 | 15401888.153 |  | -1
node_8107901_200839354 |  |  | PQ | AN | 2771.281 | 8107901 | no | no |  |  | no |  |  | 1352725.125 | 15402184.27 |  | -1
node_8107901_200839355 |  |  | PQ | AD | 2771.281 | 8107901 | no | no |  |  | no |  |  | 1352945.54 | 15388841.456 |  | -1
node_8107901_200839356 |  |  | PQ | AD | 2771.281 | 8107901 | no | no |  |  | no |  |  | 1352906.59 | 15389247.374 |  | -1
node_8107901_200839357 |  |  | PQ | AD | 2771.281 | 8107901 | no | no |  |  | no |  |  | 1352861.517 | 15389662.578 |  | -1
node_8107901_200839358 |  |  | PQ | AD | 2771.281 | 8107901 | no | no |  |  | no |  |  | 1352669.51 | 15390021.426 |  | -1
node_8107901_200839359 |  |  | PQ | AN | 2771.281 | 8107901 | no | no |  |  | no |  |  | 1352544.594 | 15390203.749 |  | -1
node_8107901_200839360 |  |  | PQ | AD | 2771.281 | 8107901 | no | no |  |  | no |  |  | 1352504.106 | 15390307.088 |  | -1
node_8107901_200839361 |  |  | PQ | AD | 2771.281 | 8107901 | no | no |  |  | no |  |  | 1351759.562 | 15392522.339 |  | -1
node_8107901_200839362 |  |  | PQ | AD | 2771.281 | 8107901 | no | no |  |  | no |  |  | 1351454.386 | 15392530.59 |  | -1
node_8107901_200839363 |  |  | PQ | AD | 2771.281 | 8107901 | no | no |  |  | no |  |  | 1351212.454 | 15392529.248 |  | -1
node_8107901_200839364 |  |  | PQ | AD | 2771.281 | 8107901 | no | no |  |  | no |  |  | 1351088.671 | 15392293.287 |  | -1
node_8107901_200839365 |  |  | PQ | AN | 2771.281 | 8107901 | no | no |  |  | no |  |  | 1350612.432 | 15391427.198 |  | -1
node_8107901_200839366 |  |  | PQ | AD | 2771.281 | 8107901 | no | no |  |  | no |  |  | 1350977.309 | 15392718.17 |  | -1
node_8107901_200839367 |  |  | PQ | AD | 2771.281 | 8107901 | no | no |  |  | no |  |  | 1350706.923 | 15392937.5 |  | -1
node_8107901_200839368 |  |  | PQ | AN | 2771.281 | 8107901 | no | no |  |  | no |  |  | 1350282.872 | 15393265.713 |  | -1
node_8107901_200839370 |  |  | PQ | AD | 2771.281 | 8107901 | no | no |  |  | no |  |  | 1350414.836 | 15393747.123 |  | -1
node_8107901_200839371 |  |  | PQ | AN | 2771.281 | 8107901 | no | no |  |  | no |  |  | 1350649.11 | 15393766.366 |  | -1
node_8107901_200839372 |  |  | PQ | AN | 2771.281 | 8107901 | no | no |  |  | no |  |  | 1350555.371 | 15394222.576 |  | -1
node_8107901_200839373 |  |  | PQ | AN | 2771.281 | 8107901 | no | no |  |  | no |  |  | 1349796.874 | 15393463.141 |  | -1
node_8107901_200839503 |  |  | PQ | AD | 2771.281 | 8107901 | no | no |  |  | no |  |  | 1345965.748 | 15375850.411 |  | -1
node_8107901_200839504 |  |  | PQ | AN | 2771.281 | 8107901 | no | no |  |  | no |  |  | 1346209.689 | 15375708.128 |  | -1
node_8107901_200839505 |  |  | PQ | AD | 2771.281 | 8107901 | no | no |  |  | no |  |  | 1346023.748 | 15375433.454 |  | -1
node_8107901_200839506 |  |  | PQ | AN | 2771.281 | 8107901 | no | no |  |  | no |  |  | 1346215.702 | 15375385.314 |  | -1
node_8107901_200839507 |  |  | PQ | AD | 2771.281 | 8107901 | no | no |  |  | no |  |  | 1346858.99 | 15370935.108 |  | -1
node_8107901_200839508 |  |  | PQ | AD | 2771.281 | 8107901 | no | no |  |  | no |  |  | 1347004.51 | 15370615.084 |  | -1
node_8107901_200839509 |  |  | PQ | AN | 2771.281 | 8107901 | no | no |  |  | no |  |  | 1347119.047 | 15370370.401 |  | -1
node_8107901_200839510 |  |  | PQ | AN | 2771.281 | 8107901 | no | no |  |  | no |  |  | 1347258.243 | 15370018.162 |  | -1
node_8107901_200839512 |  |  | PQ | AD | 2771.281 | 8107901 | no | no |  |  | no |  |  | 1347364.746 | 15369789.348 |  | -1
node_8107901_200839513 |  |  | PQ | AN | 2771.281 | 8107901 | no | no |  |  | no |  |  | 1347456.037 | 15369568.267 |  | -1
node_8107901_200839514 |  |  | PQ | AN | 2771.281 | 8107901 | no | no |  |  | no |  |  | 1347597.33 | 15369232.809 |  | -1
node_8107901_200839516 |  |  | PQ | AN | 2771.281 | 8107901 | no | no |  |  | no |  |  | 1347667.015 | 15369072.342 |  | -1
node_8107901_200839519 |  |  | PQ | AN | 2771.281 | 8107901 | no | no |  |  | no |  |  | 1347775.053 | 15368813.27 |  | -1
node_8107901_200839520 |  |  | PQ | AN | 2771.281 | 8107901 | no | no |  |  | no |  |  | 1347790.421 | 15368610.442 |  | -1
node_8107901_200839521 |  |  | PQ | AN | 2771.281 | 8107901 | no | no |  |  | no |  |  | 1347814.449 | 15368373.574 |  | -1
node_8107901_200839522 |  |  | PQ | AN | 2771.281 | 8107901 | no | no |  |  | no |  |  | 1347571.849 | 15368371.934 |  | -1
node_8107901_200839523 |  |  | PQ | AD | 2771.281 | 8107901 | no | no |  |  | no |  |  | 1347543.467 | 15368536.928 |  | -1
node_8107901_200839524 |  |  | PQ | AD | 2771.281 | 8107901 | no | no |  |  | no |  |  | 1347585.695 | 15368243.784 |  | -1
node_8107901_200839525 |  |  | PQ | AD | 2771.281 | 8107901 | no | no |  |  | no |  |  | 1347577.778 | 15368104.051 |  | -1
node_8107901_200839526 |  |  | PQ | AN | 2771.281 | 8107901 | no | no |  |  | no |  |  | 1347135.655 | 15368165.269 |  | -1
node_8107901_200839527 |  |  | PQ | AN | 2771.281 | 8107901 | no | no |  |  | no |  |  | 1347521.667 | 15368696.755 |  | -1
node_8107901_200839528 |  |  | PQ | AN | 2771.281 | 8107901 | no | no |  |  | no |  |  | 1347860.302 | 15367879.156 |  | -1
node_8107901_200839529 |  |  | PQ | AD | 2771.281 | 8107901 | no | no |  |  | no |  |  | 1348021.569 | 15367607.071 |  | -1
node_8107901_200839531 |  |  | PQ | AD | 2771.281 | 8107901 | no | no |  |  | no |  |  | 1346094.709 | 15374890.257 |  | -1
node_8107901_200839532 |  |  | PQ | AD | 2771.281 | 8107901 | no | no |  |  | no |  |  | 1346189.708 | 15374191.087 |  | -1
node_8107901_200839533 |  |  | PQ | AN | 2771.281 | 8107901 | no | no |  |  | no |  |  | 1346192.801 | 15373879.447 |  | -1
node_8107901_200839535 |  |  | PQ | AN | 2771.281 | 8107901 | no | no |  |  | no |  |  | 1346194.603 | 15373409.449 |  | -1
node_8107901_200839539 |  |  | PQ | AD | 2771.281 | 8107901 | no | no |  |  | no |  |  | 1346476.327 | 15372306.304 |  | -1
node_8107901_200839540 |  |  | PQ | AD | 2771.281 | 8107901 | no | no |  |  | no |  |  | 1346603.815 | 15371831.269 |  | -1
node_8107901_200839541 |  |  | PQ | AN | 2771.281 | 8107901 | no | no |  |  | no |  |  | 1346735.587 | 15371271.451 |  | -1
node_8107901_200839542 |  |  | PQ | AN | 2771.281 | 8107901 | no | no |  |  | no |  |  | 1345939.415 | 15383329.918 |  | -1
node_8107901_200839543 |  |  | PQ | ABCN | 2771.281 | 8107901 | no | no |  |  | no |  |  | 1348531.602 | 15387222.886 |  | -1
node_8107901_200839544 |  |  | PQ | ABCD | 2771.281 | 8107901 | no | no |  |  | no |  |  | 1348542.201 | 15386957.395 |  | -1
node_8107901_200839545 |  |  | PQ | ABCD | 2771.281 | 8107901 | no | no |  |  | no |  |  | 1347769.741 | 15383705.81 |  | -1
node_8107901_200839546 |  |  | PQ | ABCN | 2771.281 | 8107901 | no | no |  |  | no |  |  | 1347353.906 | 15383702.334 |  | -1
node_8107901_200839547 |  |  | PQ | ABCN | 2771.281 | 8107901 | no | no |  |  | no |  |  | 1346964.598 | 15383702.099 |  | -1
node_8107901_200839548 |  |  | PQ | ABCD | 2771.281 | 8107901 | no | no |  |  | no |  |  | 1346613.895 | 15383699.277 |  | -1
node_8107901_200839549 |  |  | PQ | ABCD | 2771.281 | 8107901 | no | no |  |  | no |  |  | 1346294.955 | 15383695.678 |  | -1
node_8107901_200839550 |  |  | PQ | ABCD | 2771.281 | 8107901 | no | no |  |  | no |  |  | 1345918.095 | 15383689.91 |  | -1
node_8107901_200839551 |  |  | PQ | AD | 2771.281 | 8107901 | no | no |  |  | no |  |  | 1345743.448 | 15383447.261 |  | -1
node_8107901_200839552 |  |  | PQ | AN | 2771.281 | 8107901 | no | no |  |  | no |  |  | 1345588.933 | 15383222.605 |  | -1
node_8107901_200839553 |  |  | PQ | AD | 2771.281 | 8107901 | no | no |  |  | no |  |  | 1345909.428 | 15383970.044 |  | -1
node_8107901_200839554 |  |  | PQ | AN | 2771.281 | 8107901 | no | no |  |  | no |  |  | 1345903.941 | 15384312.031 |  | -1
node_8107901_200839555 |  |  | PQ | ABCD | 2771.281 | 8107901 | no | no |  |  | no |  |  | 1345471.201 | 15383687.397 |  | -1
node_8107901_200839556 |  |  | PQ | ABCD | 2771.281 | 8107901 | no | no |  |  | no |  |  | 1345027.704 | 15383685.344 |  | -1
node_8107901_200839557 |  |  | PQ | ABCD | 2771.281 | 8107901 | no | no |  |  | no |  |  | 1344644.006 | 15383679.886 |  | -1
node_8107901_200839558 |  |  | PQ | ABCD | 2771.281 | 8107901 | no | no |  |  | no |  |  | 1344267.379 | 15383680.472 |  | -1
node_8107901_200839559 |  |  | PQ | ABCD | 2771.281 | 8107901 | no | no |  |  | no |  |  | 1348552.581 | 15386701.45 |  | -1
node_8107901_200839560 |  |  | PQ | ABCD | 2771.281 | 8107901 | no | no |  |  | no |  |  | 1348564.135 | 15386423.952 |  | -1
node_8107901_200839561 |  |  | PQ | ABCD | 2771.281 | 8107901 | no | no |  |  | no |  |  | 1343887.012 | 15383674.457 |  | -1
node_8107901_200839562 |  |  | PQ | ABCN | 2771.281 | 8107901 | no | no |  |  | no |  |  | 1343870.731 | 15383360.547 |  | -1
node_8107901_200839563 |  |  | PQ | ABCD | 2771.281 | 8107901 | no | no |  |  | no |  |  | 1343864.082 | 15383145.683 |  | -1
node_8107901_200839564 |  |  | PQ | ABCD | 2771.281 | 8107901 | no | no |  |  | no |  |  | 1343792.133 | 15383075.035 |  | -1
node_8107901_200839565 |  |  | PQ | ABCD | 2771.281 | 8107901 | no | no |  |  | no |  |  | 1343524.262 | 15383060.197 |  | -1
node_8107901_200839566 |  |  | PQ | ABCN | 2771.281 | 8107901 | no | no |  |  | no |  |  | 1343259.809 | 15383040.463 |  | -1
node_8107901_200839567 |  |  | PQ | ABCD | 2771.281 | 8107901 | no | no |  |  | no |  |  | 1342851.431 | 15383018.15 |  | -1
node_8107901_200839568 |  |  | PQ | ABCN | 2771.281 | 8107901 | no | no |  |  | no |  |  | 1342443.036 | 15382993.409 |  | -1
node_8107901_200839569 |  |  | PQ | ABCN | 2771.281 | 8107901 | no | no |  |  | no |  |  | 1342034.658 | 15382974.186 |  | -1
node_8107901_200839570 |  |  | PQ | ABCD | 2771.281 | 8107901 | no | no |  |  | no |  |  | 1341633.922 | 15382995.406 |  | -1
node_8107901_200839572 |  |  | PQ | ABCD | 2771.281 | 8107901 | no | no |  |  | no |  |  | 1341250.418 | 15382915.544 |  | -1
node_8107901_200839573 |  |  | PQ | ABCD | 2771.281 | 8107901 | no | no |  |  | no |  |  | 1340855.683 | 15382848.433 |  | -1
node_8107901_200839574 |  |  | PQ | AN | 2771.281 | 8107901 | no | no |  |  | no |  |  | 1341034.259 | 15382678.516 |  | -1
node_8107901_200839575 |  |  | PQ | ABCD | 2771.281 | 8107901 | no | no |  |  | no |  |  | 1348575.735 | 15386145.375 |  | -1
node_8107901_200839576 |  |  | PQ | AN | 2771.281 | 8107901 | no | no |  |  | no |  |  | 1348699.916 | 15386067.812 |  | -1
node_8107901_200839577 |  |  | PQ | ABCD | 2771.281 | 8107901 | no | no |  |  | no |  |  | 1348621.52 | 15385745.159 |  | -1
node_8107901_200839578 |  |  | PQ | ABCN | 2771.281 | 8107901 | no | no |  |  | no |  |  | 1348600.724 | 15385614.414 |  | -1
node_8107901_200839580 |  |  | PQ | ABCN | 2771.281 | 8107901 | no | no |  |  | no |  |  | 1348543.608 | 15385305.362 |  | -1
node_8107901_200839581 |  |  | PQ | ABCD | 2771.281 | 8107901 | no | no |  |  | no |  |  | 1348598.455 | 15384948.101 |  | -1
node_8107901_200839582 |  |  | PQ | ABCD | 2771.281 | 8107901 | no | no |  |  | no |  |  | 1348671.871 | 15384513.851 |  | -1
node_8107901_200839583 |  |  | PQ | ABCN | 2771.281 | 8107901 | no | no |  |  | no |  |  | 1348535.444 | 15384263.649 |  | -1
node_8107901_200839584 |  |  | PQ | ABCD | 2771.281 | 8107901 | no | no |  |  | no |  |  | 1348364.293 | 15383944.155 |  | -1
node_8107901_200839585 |  |  | PQ | ABCN | 2771.281 | 8107901 | no | no |  |  | no |  |  | 1348085.727 | 15383708.422 |  | -1
node_8107901_200839586 |  |  | PQ | AN | 2771.281 | 8107901 | no | no |  |  | no |  |  | 1340755.008 | 15387487.448 |  | -1
node_8107901_200839588 |  |  | PQ | AD | 2771.281 | 8107901 | no | no |  |  | no |  |  | 1341211.339 | 15389422.288 |  | -1
node_8107901_200839589 |  |  | PQ | AD | 2771.281 | 8107901 | no | no |  |  | no |  |  | 1340675.223 | 15389576.696 |  | -1
node_8107901_200839590 |  |  | PQ | AN | 2771.281 | 8107901 | no | no |  |  | no |  |  | 1340718.183 | 15389715.427 |  | -1
node_8107901_200839591 |  |  | PQ | AN | 2771.281 | 8107901 | no | no |  |  | no |  |  | 1340516.95 | 15389623.833 |  | -1
node_8107901_200839592 |  |  | PQ | AN | 2771.281 | 8107901 | no | no |  |  | no |  |  | 1340281.584 | 15389641.038 |  | -1
node_8107901_200839593 |  |  | PQ | AD | 2771.281 | 8107901 | no | no |  |  | no |  |  | 1339995.741 | 15389729.12 |  | -1
node_8107901_200839595 |  |  | PQ | AD | 2771.281 | 8107901 | no | no |  |  | no |  |  | 1339710.963 | 15389767.618 |  | -1
node_8107901_200839596 |  |  | PQ | AN | 2771.281 | 8107901 | no | no |  |  | no |  |  | 1339414.826 | 15389831.526 |  | -1
node_8107901_200839597 |  |  | PQ | AN | 2771.281 | 8107901 | no | no |  |  | no |  |  | 1337820.738 | 15390973.379 |  | -1
node_8107901_200839606 |  |  | PQ | AD | 2771.281 | 8107901 | no | no |  |  | no |  |  | 1341370.37 | 15389375.206 |  | -1
node_8107901_200839607 |  |  | PQ | AD | 2771.281 | 8107901 | no | no |  |  | no |  |  | 1341382.425 | 15389517.737 |  | -1
node_8107901_200839608 |  |  | PQ | AN | 2771.281 | 8107901 | no | no |  |  | no |  |  | 1341398.18 | 15389672.672 |  | -1
node_8107901_200839609 |  |  | PQ | AN | 2771.281 | 8107901 | no | no |  |  | no |  |  | 1341096.247 | 15389820.783 |  | -1
node_8107901_200839715 |  |  | PQ | AN | 2771.281 | 8107901 | no | no |  |  | no |  |  | 1347451.312 | 15377045.055 |  | -1
node_8107901_200839716 |  |  | PQ | AN | 2771.281 | 8107901 | no | no |  |  | no |  |  | 1349604.134 | 15374148.754 |  | -1
node_8107901_200839717 |  |  | PQ | AD | 2771.281 | 8107901 | no | no |  |  | no |  |  | 1349902.171 | 15373881.263 |  | -1
node_8107901_200839718 |  |  | PQ | AN | 2771.281 | 8107901 | no | no |  |  | no |  |  | 1350194.27 | 15373621.558 |  | -1
node_8107901_200839720 |  |  | PQ | AN | 2771.281 | 8107901 | no | no |  |  | no |  |  | 1350411.739 | 15373395.78 |  | -1
node_8107901_200839721 |  |  | PQ | AD | 2771.281 | 8107901 | no | no |  |  | no |  |  | 1350793.616 | 15372963.703 |  | -1
node_8107901_200839722 |  |  | PQ | AD | 2771.281 | 8107901 | no | no |  |  | no |  |  | 1351072.392 | 15372644.112 |  | -1
node_8107901_200839723 |  |  | PQ | AD | 2771.281 | 8107901 | no | no |  |  | no |  |  | 1351298.748 | 15372392.825 |  | -1
node_8107901_200839724 |  |  | PQ | AD | 2771.281 | 8107901 | no | no |  |  | no |  |  | 1351630.878 | 15372016.446 |  | -1
node_8107901_200839725 |  |  | PQ | AD | 2771.281 | 8107901 | no | no |  |  | no |  |  | 1351908.143 | 15371703.074 |  | -1
node_8107901_200839726 |  |  | PQ | AN | 2771.281 | 8107901 | no | no |  |  | no |  |  | 1352125.923 | 15371337.193 |  | -1
node_8107901_200839727 |  |  | PQ | AN | 2771.281 | 8107901 | no | no |  |  | no |  |  | 1347731.623 | 15376732.551 |  | -1
node_8107901_200839728 |  |  | PQ | AD | 2771.281 | 8107901 | no | no |  |  | no |  |  | 1352193.032 | 15371131.113 |  | -1
node_8107901_200839729 |  |  | PQ | AD | 2771.281 | 8107901 | no | no |  |  | no |  |  | 1352399.416 | 15370833.568 |  | -1
node_8107901_200839730 |  |  | PQ | AD | 2771.281 | 8107901 | no | no |  |  | no |  |  | 1352573.8 | 15370575.241 |  | -1
node_8107901_200839731 |  |  | PQ | AD | 2771.281 | 8107901 | no | no |  |  | no |  |  | 1352905.913 | 15370583.907 |  | -1
node_8107901_200839732 |  |  | PQ | AN | 2771.281 | 8107901 | no | no |  |  | no |  |  | 1353305.116 | 15370601.635 |  | -1
node_8107901_200839733 |  |  | PQ | AN | 2771.281 | 8107901 | no | no |  |  | no |  |  | 1353742.679 | 15370602.995 |  | -1
node_8107901_200839735 |  |  | PQ | AN | 2771.281 | 8107901 | no | no |  |  | no |  |  | 1354125.306 | 15370616.561 |  | -1
node_8107901_200839736 |  |  | PQ | AN | 2771.281 | 8107901 | no | no |  |  | no |  |  | 1354489.189 | 15370626.674 |  | -1
node_8107901_200839737 |  |  | PQ | AN | 2771.281 | 8107901 | no | no |  |  | no |  |  | 1354731.146 | 15370695.517 |  | -1
node_8107901_200839739 |  |  | PQ | AN | 2771.281 | 8107901 | no | no |  |  | no |  |  | 1355008.151 | 15370873.453 |  | -1
node_8107901_200839740 |  |  | PQ | AD | 2771.281 | 8107901 | no | no |  |  | no |  |  | 1355401.044 | 15371100.365 |  | -1
node_8107901_200839742 |  |  | PQ | AD | 2771.281 | 8107901 | no | no |  |  | no |  |  | 1355661.485 | 15371095.706 |  | -1
node_8107901_200839743 |  |  | PQ | AD | 2771.281 | 8107901 | no | no |  |  | no |  |  | 1355968.569 | 15371094.182 |  | -1
node_8107901_200839744 |  |  | PQ | AD | 2771.281 | 8107901 | no | no |  |  | no |  |  | 1356427.988 | 15371086.892 |  | -1
node_8107901_200839745 |  |  | PQ | AN | 2771.281 | 8107901 | no | no |  |  | no |  |  | 1356535.511 | 15370915.951 |  | -1
node_8107901_200839746 |  |  | PQ | AD | 2771.281 | 8107901 | no | no |  |  | no |  |  | 1356708.491 | 15371082.437 |  | -1
node_8107901_200839747 |  |  | PQ | AN | 2771.281 | 8107901 | no | no |  |  | no |  |  | 1356955.305 | 15371077.025 |  | -1
node_8107901_200839748 |  |  | PQ | AD | 2771.281 | 8107901 | no | no |  |  | no |  |  | 1348286.22 | 15376125.96 |  | -1
node_8107901_200839749 |  |  | PQ | AD | 2771.281 | 8107901 | no | no |  |  | no |  |  | 1348459.084 | 15375757.259 |  | -1
node_8107901_200839750 |  |  | PQ | AN | 2771.281 | 8107901 | no | no |  |  | no |  |  | 1348646.221 | 15375338.08 |  | -1
node_8107901_200839751 |  |  | PQ | AD | 2771.281 | 8107901 | no | no |  |  | no |  |  | 1348872.837 | 15375033.736 |  | -1
node_8107901_200839752 |  |  | PQ | AD | 2771.281 | 8107901 | no | no |  |  | no |  |  | 1349072.95 | 15374757.512 |  | -1
node_8107901_200839753 |  |  | PQ | AN | 2771.281 | 8107901 | no | no |  |  | no |  |  | 1349295.963 | 15374424.013 |  | -1
node_8107901_200839754 |  |  | PQ | AN | 2771.281 | 8107901 | no | no |  |  | no |  |  | 1343340.163 | 15391494.007 |  | -1
node_8107901_200839756 |  |  | PQ | AD | 2771.281 | 8107901 | no | no |  |  | no |  |  | 1343145.981 | 15389613.548 |  | -1
node_8107901_200839757 |  |  | PQ | AN | 2771.281 | 8107901 | no | no |  |  | no |  |  | 1343341.465 | 15392368.812 |  | -1
node_8107901_200839758 |  |  | PQ | AD | 2771.281 | 8107901 | no | no |  |  | no |  |  | 1343696.019 | 15392392.795 |  | -1
node_8107901_200839759 |  |  | PQ | AN | 2771.281 | 8107901 | no | no |  |  | no |  |  | 1343454.717 | 15392450.447 |  | -1
node_8107901_200839760 |  |  | PQ | AN | 2771.281 | 8107901 | no | no |  |  | no |  |  | 1343457.798 | 15392804.647 |  | -1
node_8107901_200839761 |  |  | PQ | AN | 2771.281 | 8107901 | no | no |  |  | no |  |  | 1343276.207 | 15392688.267 |  | -1
node_8107901_200839763 |  |  | PQ | AN | 2771.281 | 8107901 | no | no |  |  | no |  |  | 1343199.021 | 15393395.474 |  | -1
node_8107901_200839765 |  |  | PQ | AN | 2771.281 | 8107901 | no | no |  |  | no |  |  | 1343186.894 | 15393872.179 |  | -1
node_8107901_200839766 |  |  | PQ | AD | 2771.281 | 8107901 | no | no |  |  | no |  |  | 1343177.544 | 15394118.389 |  | -1
node_8107901_200839767 |  |  | PQ | AD | 2771.281 | 8107901 | no | no |  |  | no |  |  | 1343176.631 | 15394454.385 |  | -1
node_8107901_200839768 |  |  | PQ | AN | 2771.281 | 8107901 | no | no |  |  | no |  |  | 1343170.076 | 15394787.242 |  | -1
node_8107901_200839769 |  |  | PQ | AN | 2771.281 | 8107901 | no | no |  |  | no |  |  | 1343405.395 | 15394797.694 |  | -1
node_8107901_200839771 |  |  | PQ | AN | 2771.281 | 8107901 | no | no |  |  | no |  |  | 1342779.998 | 15394455.303 |  | -1
node_8107901_200839772 |  |  | PQ | AD | 2771.281 | 8107901 | no | no |  |  | no |  |  | 1342695.447 | 15394440.959 |  | -1
node_8107901_200839774 |  |  | PQ | AN | 2771.281 | 8107901 | no | no |  |  | no |  |  | 1342307.783 | 15394453.513 |  | -1
node_8107901_200839778 |  |  | PQ | AN | 2771.281 | 8107901 | no | no |  |  | no |  |  | 1343146.381 | 15389962.51 |  | -1
node_8107901_200839779 |  |  | PQ | AN | 2771.281 | 8107901 | no | no |  |  | no |  |  | 1341575.044 | 15394453.07 |  | -1
node_8107901_200839781 |  |  | PQ | AN | 2771.281 | 8107901 | no | no |  |  | no |  |  | 1341222.09 | 15394455.428 |  | -1
node_8107901_200839782 |  |  | PQ | AN | 2771.281 | 8107901 | no | no |  |  | no |  |  | 1340934.804 | 15394602.703 |  | -1
node_8107901_200839783 |  |  | PQ | AN | 2771.281 | 8107901 | no | no |  |  | no |  |  | 1341020.48 | 15394859.437 |  | -1
node_8107901_200839784 |  |  | PQ | AN | 2771.281 | 8107901 | no | no |  |  | no |  |  | 1340624.034 | 15394760.246 |  | -1
node_8107901_200839785 |  |  | PQ | AN | 2771.281 | 8107901 | no | no |  |  | no |  |  | 1343148.782 | 15390297.24 |  | -1
node_8107901_200839786 |  |  | PQ | AD | 2771.281 | 8107901 | no | no |  |  | no |  |  | 1343150.989 | 15390619.257 |  | -1
node_8107901_200839787 |  |  | PQ | AD | 2771.281 | 8107901 | no | no |  |  | no |  |  | 1343279.82 | 15390773.882 |  | -1
node_8107901_200839788 |  |  | PQ | AN | 2771.281 | 8107901 | no | no |  |  | no |  |  | 1343319.609 | 15390951.873 |  | -1
node_8107901_200839790 |  |  | PQ | AD | 2771.281 | 8107901 | no | no |  |  | no |  |  | 1343351.531 | 15391099.311 |  | -1
node_8107901_200839791 |  |  | PQ | AN | 2771.281 | 8107901 | no | no |  |  | no |  |  | 1343602.671 | 15390992.082 |  | -1
node_8107901_200839792 |  |  | PQ | AN | 2771.281 | 8107901 | no | no |  |  | no |  |  | 1343439.109 | 15391491.862 |  | -1
node_8107901_200839793 |  |  | PQ | AN | 2771.281 | 8107901 | no | no |  |  | no |  |  | 1343483.747 | 15391718.283 |  | -1
node_8107901_200839795 |  |  | PQ | AD | 2771.281 | 8107901 | no | no |  |  | no |  |  | 1343403.08 | 15392091.775 |  | -1
node_8107901_200839875 |  |  | PQ | ABCN | 19918.584 | 8107901 | no | no |  |  | no |  |  | 1357878.502 | 15387005.811 |  | -1
node_8107901_200839876 |  |  | PQ | ABCN | 19918.584 | 8107901 | no | no |  |  | no |  |  | 1358127.719 | 15386869.042 |  | -1
node_8107901_200839880 |  |  | PQ | AN | 2771.281 | 8107901 | no | no |  |  | no |  |  | 1362375.854 | 15386495.135 |  | -1
node_8107901_200839881 |  |  | PQ | AD | 2771.281 | 8107901 | no | no |  |  | no |  |  | 1362598.4 | 15386455.237 |  | -1
node_8107901_200839882 |  |  | PQ | AD | 2771.281 | 8107901 | no | no |  |  | no |  |  | 1363142.761 | 15386356.84 |  | -1
node_8107901_200839883 |  |  | PQ | AN | 2771.281 | 8107901 | no | no |  |  | no |  |  | 1363426.524 | 15386308.537 |  | -1
node_8107901_200839885 |  |  | PQ | AN | 2771.281 | 8107901 | no | no |  |  | no |  |  | 1363695.414 | 15386273.31 |  | -1
node_8107901_200839888 |  |  | PQ | AN | 2771.281 | 8107901 | no | no |  |  | no |  |  | 1364116.798 | 15386283.582 |  | -1
node_8107901_200839891 |  |  | PQ | ABCN | 19918.584 | 8107901 | no | no |  |  | no |  |  | 1358385.082 | 15386721.095 |  | -1
node_8107901_200839894 |  |  | PQ | ABCN | 19918.584 | 8107901 | no | no |  |  | no |  |  | 1358552.042 | 15386667.217 |  | -1
node_8107901_200839895 |  |  | PQ | ABCN | 19918.584 | 8107901 | no | no |  |  | no |  |  | 1358734.469 | 15386633.549 |  | -1
node_8107901_200839898 |  |  | PQ | AD | 2771.281 | 8107901 | no | no |  |  | no |  |  | 1365371.028 | 15385986.721 |  | -1
node_8107901_200839899 |  |  | PQ | AD | 2771.281 | 8107901 | no | no |  |  | no |  |  | 1365539.627 | 15385903.267 |  | -1
node_8107901_200839900 |  |  | PQ | AN | 2771.281 | 8107901 | no | no |  |  | no |  |  | 1365771.92 | 15385791.798 |  | -1
node_8107901_200839903 |  |  | PQ | ABCN | 19918.584 | 8107901 | no | no |  |  | no |  |  | 1359138.641 | 15386641.116 |  | -1
node_8107901_200839904 |  |  | PQ | AN | 2771.281 | 8107901 | no | no |  |  | no |  |  | 1359378.704 | 15386606.453 |  | -1
node_8107901_200839905 |  |  | PQ | AD | 2771.281 | 8107901 | no | no |  |  | no |  |  | 1359599.74 | 15386576.614 |  | -1
node_8107901_200839906 |  |  | PQ | AD | 2771.281 | 8107901 | no | no |  |  | no |  |  | 1359916.445 | 15386538.467 |  | -1
node_8107901_200839907 |  |  | PQ | AD | 2771.281 | 8107901 | no | no |  |  | no |  |  | 1360547.371 | 15386573.773 |  | -1
node_8107901_200839911 |  |  | PQ | AD | 2771.281 | 8107901 | no | no |  |  | no |  |  | 1346016.623 | 15373180.585 |  | -1
node_8107901_200839912 |  |  | PQ | AD | 2771.281 | 8107901 | no | no |  |  | no |  |  | 1345954.463 | 15372987.527 |  | -1
node_8107901_200839913 |  |  | PQ | AD | 2771.281 | 8107901 | no | no |  |  | no |  |  | 1345878.998 | 15372757.194 |  | -1
node_8107901_200839914 |  |  | PQ | AN | 2771.281 | 8107901 | no | no |  |  | no |  |  | 1345810.236 | 15372567.239 |  | -1
node_8107901_200839915 |  |  | PQ | AN | 2771.281 | 8107901 | no | no |  |  | no |  |  | 1345757.141 | 15373194.872 |  | -1
node_8107901_200839916 |  |  | PQ | AN | 2771.281 | 8107901 | no | no |  |  | no |  |  | 1345517.767 | 15373214.356 |  | -1
node_8107901_200839917 |  |  | PQ | AD | 2771.281 | 8107901 | no | no |  |  | no |  |  | 1345118.779 | 15373221.199 |  | -1
node_8107901_200839918 |  |  | PQ | AN | 2771.281 | 8107901 | no | no |  |  | no |  |  | 1344814.834 | 15373217.441 |  | -1
node_8107901_200839920 |  |  | PQ | AN | 2771.281 | 8107901 | no | no |  |  | no |  |  | 1344470.061 | 15373220.574 |  | -1
node_8107901_200839921 |  |  | PQ | AN | 2771.281 | 8107901 | no | no |  |  | no |  |  | 1357046.723 | 15375769.924 |  | -1
node_8107901_200839922 |  |  | PQ | AN | 2771.281 | 8107901 | no | no |  |  | no |  |  | 1357094.17 | 15371152.725 |  | -1
node_8107901_200839923 |  |  | PQ | AN | 2771.281 | 8107901 | no | no |  |  | no |  |  | 1357082.838 | 15371449.892 |  | -1
node_8107901_200839924 |  |  | PQ | AN | 2771.281 | 8107901 | no | no |  |  | no |  |  | 1356820.443 | 15374759.392 |  | -1
node_8107901_200839925 |  |  | PQ | AD | 2771.281 | 8107901 | no | no |  |  | no |  |  | 1356901.821 | 15374736.277 |  | -1
node_8107901_200839926 |  |  | PQ | AD | 2771.281 | 8107901 | no | no |  |  | no |  |  | 1357105.611 | 15374748.766 |  | -1
node_8107901_200839927 |  |  | PQ | AN | 2771.281 | 8107901 | no | no |  |  | no |  |  | 1357291.582 | 15374757.582 |  | -1
node_8107901_200839928 |  |  | PQ | AN | 2771.281 | 8107901 | no | no |  |  | no |  |  | 1356778.758 | 15375027.051 |  | -1
node_8107901_200839929 |  |  | PQ | AN | 2771.281 | 8107901 | no | no |  |  | no |  |  | 1356745.009 | 15375225.234 |  | -1
node_8107901_200839930 |  |  | PQ | AN | 2771.281 | 8107901 | no | no |  |  | no |  |  | 1356709.439 | 15375453.904 |  | -1
node_8107901_200839932 |  |  | PQ | AD | 2771.281 | 8107901 | no | no |  |  | no |  |  | 1356691.724 | 15375711.843 |  | -1
node_8107901_200839933 |  |  | PQ | AD | 2771.281 | 8107901 | no | no |  |  | no |  |  | 1356770.179 | 15375731.932 |  | -1
node_8107901_200839934 |  |  | PQ | AD | 2771.281 | 8107901 | no | no |  |  | no |  |  | 1356684.439 | 15375886.227 |  | -1
node_8107901_200839935 |  |  | PQ | AN | 2771.281 | 8107901 | no | no |  |  | no |  |  | 1356668.48 | 15376130.321 |  | -1
node_8107901_200839937 |  |  | PQ | AD | 2771.281 | 8107901 | no | no |  |  | no |  |  | 1356651.605 | 15376430.003 |  | -1
node_8107901_200839938 |  |  | PQ | AD | 2771.281 | 8107901 | no | no |  |  | no |  |  | 1356631.438 | 15376769.333 |  | -1
node_8107901_200839939 |  |  | PQ | AN | 2771.281 | 8107901 | no | no |  |  | no |  |  | 1356954.087 | 15376766.395 |  | -1
node_8107901_200839940 |  |  | PQ | AN | 2771.281 | 8107901 | no | no |  |  | no |  |  | 1356614.423 | 15377112.165 |  | -1
node_8107901_200839941 |  |  | PQ | AN | 2771.281 | 8107901 | no | no |  |  | no |  |  | 1356607.066 | 15377314.192 |  | -1
node_8107901_200839944 |  |  | PQ | AD | 2771.281 | 8107901 | no | no |  |  | no |  |  | 1356623.511 | 15377758.012 |  | -1
node_8107901_200839945 |  |  | PQ | AD | 2771.281 | 8107901 | no | no |  |  | no |  |  | 1356629.058 | 15377890.353 |  | -1
node_8107901_200839947 |  |  | PQ | AN | 2771.281 | 8107901 | no | no |  |  | no |  |  | 1356636.089 | 15378233.592 |  | -1
node_8107901_200839949 |  |  | PQ | AN | 2771.281 | 8107901 | no | no |  |  | no |  |  | 1356649.65 | 15378634.79 |  | -1
node_8107901_200839950 |  |  | PQ | AN | 2771.281 | 8107901 | no | no |  |  | no |  |  | 1356660.064 | 15378928.998 |  | -1
node_8107901_200839951 |  |  | PQ | AD | 2771.281 | 8107901 | no | no |  |  | no |  |  | 1357075.342 | 15371753.258 |  | -1
node_8107901_200839952 |  |  | PQ | AN | 2771.281 | 8107901 | no | no |  |  | no |  |  | 1356671.709 | 15379257.613 |  | -1
node_8107901_200839953 |  |  | PQ | AD | 2771.281 | 8107901 | no | no |  |  | no |  |  | 1356733.877 | 15378974.301 |  | -1
node_8107901_200839954 |  |  | PQ | AD | 2771.281 | 8107901 | no | no |  |  | no |  |  | 1356784.674 | 15378709.904 |  | -1
node_8107901_200839955 |  |  | PQ | AN | 2771.281 | 8107901 | no | no |  |  | no |  |  | 1357009.589 | 15378718.071 |  | -1
node_8107901_200839957 |  |  | PQ | AD | 2771.281 | 8107901 | no | no |  |  | no |  |  | 1356538.423 | 15379619.87 |  | -1
node_8107901_200839958 |  |  | PQ | AN | 2771.281 | 8107901 | no | no |  |  | no |  |  | 1356466.309 | 15379800.736 |  | -1
node_8107901_200839959 |  |  | PQ | AN | 2771.281 | 8107901 | no | no |  |  | no |  |  | 1356313.166 | 15380212.486 |  | -1
node_8107901_200839961 |  |  | PQ | AN | 2771.281 | 8107901 | no | no |  |  | no |  |  | 1356202.486 | 15380737.406 |  | -1
node_8107901_200839962 |  |  | PQ | AD | 2771.281 | 8107901 | no | no |  |  | no |  |  | 1357065.381 | 15372198.376 |  | -1
node_8107901_200839963 |  |  | PQ | AD | 2771.281 | 8107901 | no | no |  |  | no |  |  | 1357059.765 | 15372674.665 |  | -1
node_8107901_200839964 |  |  | PQ | AD | 2771.281 | 8107901 | no | no |  |  | no |  |  | 1357056.274 | 15373079.101 |  | -1
node_8107901_200839965 |  |  | PQ | AD | 2771.281 | 8107901 | no | no |  |  | no |  |  | 1357052.895 | 15373419.868 |  | -1
node_8107901_200839966 |  |  | PQ | AD | 2771.281 | 8107901 | no | no |  |  | no |  |  | 1357377.129 | 15373382.11 |  | -1
node_8107901_200839967 |  |  | PQ | AD | 2771.281 | 8107901 | no | no |  |  | no |  |  | 1357694.542 | 15373349.214 |  | -1
node_8107901_200839968 |  |  | PQ | AN | 2771.281 | 8107901 | no | no |  |  | no |  |  | 1358009.105 | 15373301.394 |  | -1
node_8107901_200839969 |  |  | PQ | AD | 2771.281 | 8107901 | no | no |  |  | no |  |  | 1357049.602 | 15373723.403 |  | -1
node_8107901_200839970 |  |  | PQ | AN | 2771.281 | 8107901 | no | no |  |  | no |  |  | 1356752.423 | 15373789.106 |  | -1
node_8107901_200839971 |  |  | PQ | AN | 2771.281 | 8107901 | no | no |  |  | no |  |  | 1357043.227 | 15373952.148 |  | -1
node_8107901_200839972 |  |  | PQ | AN | 2771.281 | 8107901 | no | no |  |  | no |  |  | 1357041.636 | 15374173.902 |  | -1
node_8107901_200839973 |  |  | PQ | AN | 2771.281 | 8107901 | no | no |  |  | no |  |  | 1356889.498 | 15374346.13 |  | -1
node_8107901_200839975 |  |  | PQ | AN | 2771.281 | 8107901 | no | no |  |  | no |  |  | 1349374.632 | 15400455.198 |  | -1
node_8107901_200839976 |  |  | PQ | AN | 2771.281 | 8107901 | no | no |  |  | no |  |  | 1349682.907 | 15400742.219 |  | -1
node_8107901_200839977 |  |  | PQ | AD | 2771.281 | 8107901 | no | no |  |  | no |  |  | 1350021.106 | 15400755.819 |  | -1
node_8107901_200839978 |  |  | PQ | AN | 2771.281 | 8107901 | no | no |  |  | no |  |  | 1350354.823 | 15400762.15 |  | -1
node_8107901_200839980 |  |  | PQ | AD | 2771.281 | 8107901 | no | no |  |  | no |  |  | 1350691.568 | 15400765.433 |  | -1
node_8107901_200839981 |  |  | PQ | AN | 2771.281 | 8107901 | no | no |  |  | no |  |  | 1351034.32 | 15400770.193 |  | -1
node_8107901_200839982 |  |  | PQ | AN | 2771.281 | 8107901 | no | no |  |  | no |  |  | 1351341.061 | 15400790.906 |  | -1
node_8107901_200839983 |  |  | PQ | AN | 2771.281 | 8107901 | no | no |  |  | no |  |  | 1351309.163 | 15401066.385 |  | -1
node_8107901_200839985 |  |  | PQ | AN | 2771.281 | 8107901 | no | no |  |  | no |  |  | 1351600.334 | 15400776.558 |  | -1
node_8107901_200839990 |  |  | PQ | AN | 2771.281 | 8107901 | no | no |  |  | no |  |  | 1350477.744 | 15399424.893 |  | -1
node_8107901_200839991 |  |  | PQ | AD | 2771.281 | 8107901 | no | no |  |  | no |  |  | 1350115.469 | 15399624.394 |  | -1
node_8107901_200839992 |  |  | PQ | AD | 2771.281 | 8107901 | no | no |  |  | no |  |  | 1349834.962 | 15399778.142 |  | -1
node_8107901_200839993 |  |  | PQ | AD | 2771.281 | 8107901 | no | no |  |  | no |  |  | 1349517.133 | 15399957.903 |  | -1
node_8107901_200839994 |  |  | PQ | AD | 2771.281 | 8107901 | no | no |  |  | no |  |  | 1349098.271 | 15400182.253 |  | -1
node_8107901_200839995 |  |  | PQ | AN | 2771.281 | 8107901 | no | no |  |  | no |  |  | 1348911.764 | 15400004.957 |  | -1
node_8107901_200840013 |  |  | PQ | AN | 2771.281 | 8107901 | no | no |  |  | no |  |  | 1343381.498 | 15376194.572 |  | -1
node_8107901_200840014 |  |  | PQ | AD | 2771.281 | 8107901 | no | no |  |  | no |  |  | 1343292.486 | 15376546.958 |  | -1
node_8107901_200840015 |  |  | PQ | AD | 2771.281 | 8107901 | no | no |  |  | no |  |  | 1343296.444 | 15376859.301 |  | -1
node_8107901_200840016 |  |  | PQ | AD | 2771.281 | 8107901 | no | no |  |  | no |  |  | 1343282.112 | 15377193.481 |  | -1
node_8107901_200840017 |  |  | PQ | AN | 2771.281 | 8107901 | no | no |  |  | no |  |  | 1343279.664 | 15377507.979 |  | -1
node_8107901_200840018 |  |  | PQ | AD | 2771.281 | 8107901 | no | no |  |  | no |  |  | 1343275.806 | 15377852.941 |  | -1
node_8107901_200840019 |  |  | PQ | AD | 2771.281 | 8107901 | no | no |  |  | no |  |  | 1343263.735 | 15378210.746 |  | -1
node_8107901_200840020 |  |  | PQ | AD | 2771.281 | 8107901 | no | no |  |  | no |  |  | 1343269.347 | 15378548.223 |  | -1
node_8107901_200840021 |  |  | PQ | AN | 2771.281 | 8107901 | no | no |  |  | no |  |  | 1343270.428 | 15378866.92 |  | -1
node_8107901_200840022 |  |  | PQ | AN | 2771.281 | 8107901 | no | no |  |  | no |  |  | 1351763.473 | 15396627.61 |  | -1
node_8107901_200840023 |  |  | PQ | AD | 2771.281 | 8107901 | no | no |  |  | no |  |  | 1351478.52 | 15396634.785 |  | -1
node_8107901_200840024 |  |  | PQ | AN | 2771.281 | 8107901 | no | no |  |  | no |  |  | 1351163.118 | 15396638.872 |  | -1
node_8107901_200840026 |  |  | PQ | AD | 2771.281 | 8107901 | no | no |  |  | no |  |  | 1350879.308 | 15396455.402 |  | -1
node_8107901_200840028 |  |  | PQ | AN | 2771.281 | 8107901 | no | no |  |  | no |  |  | 1350963.092 | 15396026.51 |  | -1
node_8107901_200840029 |  |  | PQ | AN | 2771.281 | 8107901 | no | no |  |  | no |  |  | 1350932.228 | 15395587.175 |  | -1
node_8107901_200840030 |  |  | PQ | AN | 2771.281 | 8107901 | no | no |  |  | no |  |  | 1350875.87 | 15395299.675 |  | -1
node_8107901_200840031 |  |  | PQ | AD | 2771.281 | 8107901 | no | no |  |  | no |  |  | 1356545.354 | 15377907.023 |  | -1
node_8107901_200840032 |  |  | PQ | AN | 2771.281 | 8107901 | no | no |  |  | no |  |  | 1354805.14 | 15375244.049 |  | -1
node_8107901_200840033 |  |  | PQ | AN | 2771.281 | 8107901 | no | no |  |  | no |  |  | 1354613.479 | 15374932.295 |  | -1
node_8107901_200840034 |  |  | PQ | AN | 2771.281 | 8107901 | no | no |  |  | no |  |  | 1354422.662 | 15374619.308 |  | -1
node_8107901_200840035 |  |  | PQ | AD | 2771.281 | 8107901 | no | no |  |  | no |  |  | 1356355.675 | 15377621.395 |  | -1
node_8107901_200840036 |  |  | PQ | AD | 2771.281 | 8107901 | no | no |  |  | no |  |  | 1356166.115 | 15377350.242 |  | -1
node_8107901_200840037 |  |  | PQ | AD | 2771.281 | 8107901 | no | no |  |  | no |  |  | 1355979.274 | 15377080.971 |  | -1
node_8107901_200840038 |  |  | PQ | AN | 2771.281 | 8107901 | no | no |  |  | no |  |  | 1355795.561 | 15376805.841 |  | -1
node_8107901_200840039 |  |  | PQ | AD | 2771.281 | 8107901 | no | no |  |  | no |  |  | 1355686.983 | 15376651.89 |  | -1
node_8107901_200840040 |  |  | PQ | AN | 2771.281 | 8107901 | no | no |  |  | no |  |  | 1355546.262 | 15376268.29 |  | -1
node_8107901_200840041 |  |  | PQ | AD | 2771.281 | 8107901 | no | no |  |  | no |  |  | 1355300.113 | 15375896.441 |  | -1
node_8107901_200840042 |  |  | PQ | AD | 2771.281 | 8107901 | no | no |  |  | no |  |  | 1355054.487 | 15375506.417 |  | -1
node_8107901_200840043 |  |  | PQ | AD | 2771.281 | 8107901 | no | no |  |  | no |  |  | 1354962.192 | 15387681.421 |  | -1
node_8107901_200840044 |  |  | PQ | AN | 2771.281 | 8107901 | no | no |  |  | no |  |  | 1355165.257 | 15387164.283 |  | -1
node_8107901_200840045 |  |  | PQ | AD | 2771.281 | 8107901 | no | no |  |  | no |  |  | 1355205.439 | 15386925.399 |  | -1
node_8107901_200840046 |  |  | PQ | AN | 2771.281 | 8107901 | no | no |  |  | no |  |  | 1355167.892 | 15386894.026 |  | -1
node_8107901_200840047 |  |  | PQ | AD | 2771.281 | 8107901 | no | no |  |  | no |  |  | 1355244.211 | 15386695.597 |  | -1
node_8107901_200840048 |  |  | PQ | AD | 2771.281 | 8107901 | no | no |  |  | no |  |  | 1355272.01 | 15386474.784 |  | -1
node_8107901_200840049 |  |  | PQ | AN | 2771.281 | 8107901 | no | no |  |  | no |  |  | 1355291.016 | 15386367.003 |  | -1
node_8107901_200840075 |  |  | PQ | AD | 2771.281 | 8107901 | no | no |  |  | no |  |  | 1348296.655 | 15386643.64 |  | -1
node_8107901_200840076 |  |  | PQ | AD | 2771.281 | 8107901 | no | no |  |  | no |  |  | 1348054.765 | 15386589.26 |  | -1
node_8107901_200840077 |  |  | PQ | AD | 2771.281 | 8107901 | no | no |  |  | no |  |  | 1347814.925 | 15386537.174 |  | -1
node_8107901_200840078 |  |  | PQ | AD | 2771.281 | 8107901 | no | no |  |  | no |  |  | 1347611.505 | 15386501.157 |  | -1
node_8107901_200840079 |  |  | PQ | AN | 2771.281 | 8107901 | no | no |  |  | no |  |  | 1347405.705 | 15386489.11 |  | -1
node_8107901_200840080 |  |  | PQ | AN | 2771.281 | 8107901 | no | no |  |  | no |  |  | 1350696.764 | 15396699.347 |  | -1
node_8107901_200840081 |  |  | PQ | AD | 2771.281 | 8107901 | no | no |  |  | no |  |  | 1350467.783 | 15396894.569 |  | -1
node_8107901_200840082 |  |  | PQ | AN | 2771.281 | 8107901 | no | no |  |  | no |  |  | 1350297.332 | 15397132.791 |  | -1
node_8107901_200840083 |  |  | PQ | ABCN | 19918.584 | 8107901 | no | no |  |  | no |  |  | 1359134.605 | 15386488.181 |  | -1
node_8107901_200840084 |  |  | PQ | ABCN | 19918.584 | 8107901 | no | no |  |  | no |  |  | 1360750.149 | 15385202.901 |  | -1
node_8107901_200840085 |  |  | PQ | ABCN | 19918.584 | 8107901 | no | no |  |  | no |  |  | 1360903.972 | 15385011.705 |  | -1
node_8107901_200840086 |  |  | PQ | ABCN | 19918.584 | 8107901 | no | no |  |  | no |  |  | 1361055.343 | 15384821.804 |  | -1
node_8107901_200840088 |  |  | PQ | ABCN | 19918.584 | 8107901 | no | no |  |  | no |  |  | 1361189.742 | 15384654.805 |  | -1
node_8107901_200840089 |  |  | PQ | ABCN | 19918.584 | 8107901 | no | no |  |  | no |  |  | 1361362.842 | 15384515.661 |  | -1
node_8107901_200840091 |  |  | PQ | ABCN | 19918.584 | 8107901 | no | no |  |  | no |  |  | 1361441.511 | 15384271.391 |  | -1
node_8107901_200840092 |  |  | PQ | ABCN | 19918.584 | 8107901 | no | no |  |  | no |  |  | 1361520.893 | 15384032.641 |  | -1
node_8107901_200840093 |  |  | PQ | ABCN | 19918.584 | 8107901 | no | no |  |  | no |  |  | 1359125.87 | 15386405.552 |  | -1
node_8107901_200840094 |  |  | PQ | ABCN | 19918.584 | 8107901 | no | no |  |  | no |  |  | 1359273.489 | 15386310.023 |  | -1
node_8107901_200840095 |  |  | PQ | ABCN | 19918.584 | 8107901 | no | no |  |  | no |  |  | 1359412.977 | 15386212.388 |  | -1
node_8107901_200840096 |  |  | PQ | ABCN | 19918.584 | 8107901 | no | no |  |  | no |  |  | 1359573.685 | 15386129.259 |  | -1
node_8107901_200840097 |  |  | PQ | ABCN | 19918.584 | 8107901 | no | no |  |  | no |  |  | 1359738.091 | 15386072.795 |  | -1
node_8107901_200840099 |  |  | PQ | ABCN | 19918.584 | 8107901 | no | no |  |  | no |  |  | 1359907.799 | 15386051.256 |  | -1
node_8107901_200840100 |  |  | PQ | ABCN | 19918.584 | 8107901 | no | no |  |  | no |  |  | 1360074.917 | 15385966.129 |  | -1
node_8107901_200840101 |  |  | PQ | ABCN | 19918.584 | 8107901 | no | no |  |  | no |  |  | 1360222.623 | 15385863.96 |  | -1
node_8107901_200840102 |  |  | PQ | ABCN | 19918.584 | 8107901 | no | no |  |  | no |  |  | 1360358.97 | 15385752.158 |  | -1
node_8107901_200840104 |  |  | PQ | ABCN | 19918.584 | 8107901 | no | no |  |  | no |  |  | 1360451.219 | 15385575.649 |  | -1
node_8107901_200840105 |  |  | PQ | ABCN | 19918.584 | 8107901 | no | no |  |  | no |  |  | 1360523.672 | 15385478.082 |  | -1
node_8107901_200840106 |  |  | PQ | AN | 19918.584 | 8107901 | no | no |  |  | no |  |  | 1360767.416 | 15385522.295 |  | -1
node_8107901_200840107 |  |  | PQ | AN | 19918.584 | 8107901 | no | no |  |  | no |  |  | 1361020.562 | 15385523.015 |  | -1
node_8107901_200840108 |  |  | PQ | ABCN | 19918.584 | 8107901 | no | no |  |  | no |  |  | 1360602.393 | 15385389.73 |  | -1
node_8107901_200840110 |  |  | PQ | AN | 2771.281 | 8107901 | no | no |  |  | no |  |  | 1339806.109 | 15391203.587 |  | -1
node_8107901_200840111 |  |  | PQ | AD | 2771.281 | 8107901 | no | no |  |  | no |  |  | 1339364.589 | 15390146.392 |  | -1
node_8107901_200840112 |  |  | PQ | AN | 2771.281 | 8107901 | no | no |  |  | no |  |  | 1339361.048 | 15390441.268 |  | -1
node_8107901_200840113 |  |  | PQ | AN | 2771.281 | 8107901 | no | no |  |  | no |  |  | 1339355.503 | 15390637.809 |  | -1
node_8107901_200840114 |  |  | PQ | AD | 2771.281 | 8107901 | no | no |  |  | no |  |  | 1339354.91 | 15390898.569 |  | -1
node_8107901_200840122 |  |  | PQ | AD | 2771.281 | 8107901 | no | no |  |  | no |  |  | 1357123.024 | 15372126.863 |  | -1
node_8107901_200840123 |  |  | PQ | AN | 2771.281 | 8107901 | no | no |  |  | no |  |  | 1357375.946 | 15372135.181 |  | -1
node_8107901_200840125 |  |  | PQ | AD | 2771.281 | 8107901 | no | no |  |  | no |  |  | 1357666.861 | 15372134.531 |  | -1
node_8107901_200840126 |  |  | PQ | AN | 2771.281 | 8107901 | no | no |  |  | no |  |  | 1357956.737 | 15372138.612 |  | -1
node_8107901_200840133 |  |  | PQ | AD | 2771.281 | 8107901 | no | no |  |  | no |  |  | 1343186.681 | 15382991.035 |  | -1
node_8107901_200840134 |  |  | PQ | AD | 2771.281 | 8107901 | no | no |  |  | no |  |  | 1343199.214 | 15382693.476 |  | -1
node_8107901_200840135 |  |  | PQ | AN | 2771.281 | 8107901 | no | no |  |  | no |  |  | 1343206.516 | 15382405.95 |  | -1
node_8107901_200840136 |  |  | PQ | AD | 2771.281 | 8107901 | no | no |  |  | no |  |  | 1343204.905 | 15382091.851 |  | -1
node_8107901_200840137 |  |  | PQ | AN | 2771.281 | 8107901 | no | no |  |  | no |  |  | 1343203.229 | 15381836.501 |  | -1
node_8107901_200840138 |  |  | PQ | AD | 2771.281 | 8107901 | no | no |  |  | no |  |  | 1343071.465 | 15381545.678 |  | -1
node_8107901_200840139 |  |  | PQ | AD | 2771.281 | 8107901 | no | no |  |  | no |  |  | 1342939.283 | 15381277.572 |  | -1
node_8107901_200840140 |  |  | PQ | AD | 2771.281 | 8107901 | no | no |  |  | no |  |  | 1342852.577 | 15381021.245 |  | -1
node_8107901_200840313 |  |  | PQ | AN | 19918.584 | 8107901 | no | no |  |  | no |  |  | 1365846.247 | 15383889.816 |  | -1
node_8107901_200840314 |  |  | PQ | AN | 19918.584 | 8107901 | no | no |  |  | no |  |  | 1362284.267 | 15384981.619 |  | -1
node_8107901_200840320 |  |  | PQ | ABCN | 19918.584 | 8107901 | no | no |  |  | no |  |  | 1366024.854 | 15384010.671 |  | -1
node_8107901_200840322 |  |  | PQ | ABCN | 19918.584 | 8107901 | no | no |  |  | no |  |  | 1365881.361 | 15384113.627 |  | -1
node_8107901_200840323 |  |  | PQ | ABCN | 19918.584 | 8107901 | no | no |  |  | no |  |  | 1365652.564 | 15384105.047 |  | -1
node_8107901_200840325 |  |  | PQ | ABCN | 19918.584 | 8107901 | no | no |  |  | no |  |  | 1365465.586 | 15384106.995 |  | -1
node_8107901_200840326 |  |  | PQ | AN | 19918.584 | 8107901 | no | no |  |  | no |  |  | 1365276.82 | 15384449.265 |  | -1
node_8107901_200840327 |  |  | PQ | ABCN | 19918.584 | 8107901 | no | no |  |  | no |  |  | 1365287.479 | 15384099.558 |  | -1
node_8107901_200840328 |  |  | PQ | ABCN | 19918.584 | 8107901 | no | no |  |  | no |  |  | 1365062.213 | 15384095.386 |  | -1
node_8107901_200840329 |  |  | PQ | AN | 19918.584 | 8107901 | no | no |  |  | no |  |  | 1365094.234 | 15384008.226 |  | -1
node_8107901_200840330 |  |  | PQ | ABCN | 19918.584 | 8107901 | no | no |  |  | no |  |  | 1364881.045 | 15384090.232 |  | -1
node_8107901_200840331 |  |  | PQ | ABCN | 19918.584 | 8107901 | no | no |  |  | no |  |  | 1364734.939 | 15384083.285 |  | -1
node_8107901_200840332 |  |  | PQ | ABCN | 19918.584 | 8107901 | no | no |  |  | no |  |  | 1364567.785 | 15384074.852 |  | -1
node_8107901_200840333 |  |  | PQ | ABCN | 19918.584 | 8107901 | no | no |  |  | no |  |  | 1364395.762 | 15384068.537 |  | -1
node_8107901_200840334 |  |  | PQ | ABCN | 19918.584 | 8107901 | no | no |  |  | no |  |  | 1364212.781 | 15384065.59 |  | -1
node_8107901_200840335 |  |  | PQ | ABCN | 19918.584 | 8107901 | no | no |  |  | no |  |  | 1364034.981 | 15384059.529 |  | -1
node_8107901_200840336 |  |  | PQ | ABCN | 19918.584 | 8107901 | no | no |  |  | no |  |  | 1363835.645 | 15384055.145 |  | -1
node_8107901_200840337 |  |  | PQ | ABCN | 19918.584 | 8107901 | no | no |  |  | no |  |  | 1363640.059 | 15384047.982 |  | -1
node_8107901_200840338 |  |  | PQ | ABCN | 19918.584 | 8107901 | no | no |  |  | no |  |  | 1363390.487 | 15384041.767 |  | -1
node_8107901_200840339 |  |  | PQ | ABCN | 19918.584 | 8107901 | no | no |  |  | no |  |  | 1363141.188 | 15384038.85 |  | -1
node_8107901_200840340 |  |  | PQ | ABCN | 19918.584 | 8107901 | no | no |  |  | no |  |  | 1362892.429 | 15384030.879 |  | -1
node_8107901_200840343 |  |  | PQ | ABCN | 19918.584 | 8107901 | no | no |  |  | no |  |  | 1362644.071 | 15384022.899 |  | -1
node_8107901_200840344 |  |  | PQ | ABCN | 19918.584 | 8107901 | no | no |  |  | no |  |  | 1362461.369 | 15384020.403 |  | -1
node_8107901_200840345 |  |  | PQ | ABCN | 19918.584 | 8107901 | no | no |  |  | no |  |  | 1362305.042 | 15384015.851 |  | -1
node_8107901_200840346 |  |  | PQ | ABCN | 19918.584 | 8107901 | no | no |  |  | no |  |  | 1362063.685 | 15384017.915 |  | -1
node_8107901_200840348 |  |  | PQ | ABCN | 19918.584 | 8107901 | no | no |  |  | no |  |  | 1361812.351 | 15384013.514 |  | -1
node_8107901_200840350 |  |  | PQ | AN | 19918.584 | 8107901 | no | no |  |  | no |  |  | 1361215.068 | 15384008.942 |  | -1
node_8107901_200840351 |  |  | PQ | AN | 19918.584 | 8107901 | no | no |  |  | no |  |  | 1360857.019 | 15384001.091 |  | -1
node_8107901_200840352 |  |  | PQ | AN | 19918.584 | 8107901 | no | no |  |  | no |  |  | 1360452.958 | 15383992.325 |  | -1
node_8107901_200840353 |  |  | PQ | AN | 19918.584 | 8107901 | no | no |  |  | no |  |  | 1360439.449 | 15384046.007 |  | -1
node_8107901_200840354 |  |  | PQ | AN | 19918.584 | 8107901 | no | no |  |  | no |  |  | 1360580.349 | 15384305.549 |  | -1
node_8107901_200840355 |  |  | PQ | AN | 19918.584 | 8107901 | no | no |  |  | no |  |  | 1360098.199 | 15383983.252 |  | -1
node_8107901_200840356 |  |  | PQ | AN | 19918.584 | 8107901 | no | no |  |  | no |  |  | 1359923.054 | 15383965.777 |  | -1
node_8107901_200840357 |  |  | PQ | AN | 19918.584 | 8107901 | no | no |  |  | no |  |  | 1359679.326 | 15383932.683 |  | -1
node_8107901_200840358 |  |  | PQ | AN | 19918.584 | 8107901 | no | no |  |  | no |  |  | 1359433.827 | 15383918.519 |  | -1
node_8107901_200840359 |  |  | PQ | AN | 19918.584 | 8107901 | no | no |  |  | no |  |  | 1359190.479 | 15383904.709 |  | -1
node_8107901_200840360 |  |  | PQ | AN | 19918.584 | 8107901 | no | no |  |  | no |  |  | 1358807.924 | 15383890.006 |  | -1
node_8107901_200840361 |  |  | PQ | AN | 19918.584 | 8107901 | no | no |  |  | no |  |  | 1358429.828 | 15383876.858 |  | -1
node_8107901_200840363 |  |  | PQ | AN | 19918.584 | 8107901 | no | no |  |  | no |  |  | 1358182.899 | 15383864.262 |  | -1
node_8107901_200840364 |  |  | PQ | AN | 19918.584 | 8107901 | no | no |  |  | no |  |  | 1357976.404 | 15383854.496 |  | -1
node_8107901_200840365 |  |  | PQ | AN | 19918.584 | 8107901 | no | no |  |  | no |  |  | 1357736.418 | 15383867.602 |  | -1
node_8107901_200840515 |  |  | PQ | ABCN | 19918.584 | 8107901 | no | no |  |  | no |  |  | 1367634.273 | 15384004.397 |  | -1
node_8107901_200840516 |  |  | PQ | ABCN | 19918.584 | 8107901 | no | no |  |  | no |  |  | 1367625.801 | 15384061.98 |  | -1
node_8107901_200840517 |  |  | PQ | ABCN | 19918.584 | 8107901 | no | no |  |  | no |  |  | 1367627.014 | 15384081.558 |  | -1
node_8107901_200840518 |  |  | PQ | ABCN | 19918.584 | 8107901 | no | no |  |  | no |  |  | 1367587.056 | 15384077.862 |  | -1
node_8107901_200840519 |  |  | PQ | ABCN | 19918.584 | 8107901 | no | no |  |  | no |  |  | 1367389.284 | 15384071.731 |  | -1
node_8107901_200840520 |  |  | PQ | ABCN | 19918.584 | 8107901 | no | no |  |  | no |  |  | 1367192.073 | 15384070.471 |  | -1
node_8107901_200840521 |  |  | PQ | ABCN | 19918.584 | 8107901 | no | no |  |  | no |  |  | 1366933.077 | 15384068.238 |  | -1
node_8107901_200840522 |  |  | PQ | ABCN | 19918.584 | 8107901 | no | no |  |  | no |  |  | 1366760.622 | 15384065.018 |  | -1
node_8107901_200840523 |  |  | PQ | ABCN | 19918.584 | 8107901 | no | no |  |  | no |  |  | 1366594.78 | 15384057.969 |  | -1
node_8107901_200840525 |  |  | PQ | ABCN | 19918.584 | 8107901 | no | no |  |  | no |  |  | 1366419.435 | 15384046.71 |  | -1
node_8107901_200840526 |  |  | PQ | ABCN | 19918.584 | 8107901 | no | no |  |  | no |  |  | 1366254.21 | 15384031.981 |  | -1
node_8107901_200844259 |  |  | PQ | AN | 2771.281 | 8107901 | no | no |  |  | no |  |  | 1348098.299 | 15367459.243 |  | -1
node_8107901_200844260 |  |  | PQ | AD | 2771.281 | 8107901 | no | no |  |  | no |  |  | 1348383.656 | 15366948.629 |  | -1
node_8107901_200844261 |  |  | PQ | AD | 2771.281 | 8107901 | no | no |  |  | no |  |  | 1348586.774 | 15366536.917 |  | -1
node_8107901_200844262 |  |  | PQ | AD | 2771.281 | 8107901 | no | no |  |  | no |  |  | 1348503.456 | 15366589.588 |  | -1
node_8107901_200844263 |  |  | PQ | AN | 2771.281 | 8107901 | no | no |  |  | no |  |  | 1348345.055 | 15366809.076 |  | -1
node_8107901_200844265 |  |  | PQ | AD | 2771.281 | 8107901 | no | no |  |  | no |  |  | 1348154.3 | 15367092.337 |  | -1
node_8107901_200844266 |  |  | PQ | AD | 2771.281 | 8107901 | no | no |  |  | no |  |  | 1348128.018 | 15367092.7 |  | -1
node_8107901_200844267 |  |  | PQ | AN | 2771.281 | 8107901 | no | no |  |  | no |  |  | 1347847.912 | 15367136.042 |  | -1
node_8107901_200844268 |  |  | PQ | AN | 2771.281 | 8107901 | no | no |  |  | no |  |  | 1348729.082 | 15366268.196 |  | -1
node_8107901_200844269 |  |  | PQ | AD | 2771.281 | 8107901 | no | no |  |  | no |  |  | 1348775.615 | 15366165.652 |  | -1
node_8107901_200844270 |  |  | PQ | AN | 2771.281 | 8107901 | no | no |  |  | no |  |  | 1348870.92 | 15365964.271 |  | -1
node_8107901_200844271 |  |  | PQ | AN | 2771.281 | 8107901 | no | no |  |  | no |  |  | 1349039.119 | 15365797.586 |  | -1
node_8107901_200844272 |  |  | PQ | AN | 2771.281 | 8107901 | no | no |  |  | no |  |  | 1349059.029 | 15365590.687 |  | -1
node_8107901_200844273 |  |  | PQ | AN | 2771.281 | 8107901 | no | no |  |  | no |  |  | 1349154.1 | 15365388.44 |  | -1
node_8107901_200844274 |  |  | PQ | AD | 2771.281 | 8107901 | no | no |  |  | no |  |  | 1349192.344 | 15365266.376 |  | -1
node_8107901_200844275 |  |  | PQ | AD | 2771.281 | 8107901 | no | no |  |  | no |  |  | 1348725.968 | 15365159.249 |  | -1
node_8107901_200844276 |  |  | PQ | AD | 2771.281 | 8107901 | no | no |  |  | no |  |  | 1348314.602 | 15365069.46 |  | -1
node_8107901_200844277 |  |  | PQ | AN | 2771.281 | 8107901 | no | no |  |  | no |  |  | 1347959.468 | 15365002.339 |  | -1
node_8107901_200844279 |  |  | PQ | AN | 2771.281 | 8107901 | no | no |  |  | no |  |  | 1349390.144 | 15364914.905 |  | -1
node_8107901_200844281 |  |  | PQ | AN | 2771.281 | 8107901 | no | no |  |  | no |  |  | 1349490.461 | 15364710.738 |  | -1
node_8107901_200844283 |  |  | PQ | AN | 2771.281 | 8107901 | no | no |  |  | no |  |  | 1349562.266 | 15364438.776 |  | -1
node_8107901_200844284 |  |  | PQ | AD | 2771.281 | 8107901 | no | no |  |  | no |  |  | 1349627.543 | 15364141.725 |  | -1
node_8107901_200844285 |  |  | PQ | AN | 2771.281 | 8107901 | no | no |  |  | no |  |  | 1349343.014 | 15364031.98 |  | -1
node_8107901_200844286 |  |  | PQ | AD | 2771.281 | 8107901 | no | no |  |  | no |  |  | 1349753.67 | 15363815.908 |  | -1
node_8107901_200844287 |  |  | PQ | AN | 2771.281 | 8107901 | no | no |  |  | no |  |  | 1349880.919 | 15363412.47 |  | -1
node_8107901_200844288 |  |  | PQ | AD | 2771.281 | 8107901 | no | no |  |  | no |  |  | 1350004.461 | 15362996.681 |  | -1
node_8107901_200844289 |  |  | PQ | AN | 2771.281 | 8107901 | no | no |  |  | no |  |  | 1349752.857 | 15362783.897 |  | -1
node_8107901_200844290 |  |  | PQ | AN | 2771.281 | 8107901 | no | no |  |  | no |  |  | 1349479.213 | 15362558.528 |  | -1
node_8107901_200844291 |  |  | PQ | AD | 2771.281 | 8107901 | no | no |  |  | no |  |  | 1350174.689 | 15363140.472 |  | -1
node_8107901_200844292 |  |  | PQ | AD | 2771.281 | 8107901 | no | no |  |  | no |  |  | 1350347.718 | 15362955.127 |  | -1
node_8107901_200844293 |  |  | PQ | AN | 2771.281 | 8107901 | no | no |  |  | no |  |  | 1350468.596 | 15362809.853 |  | -1
node_8107901_200844775 |  |  | PQ | AD | 2771.281 | 8107901 | no | no |  |  | no |  |  | 1348734.412 | 15366160.426 |  | -1
node_8107901_200844776 |  |  | PQ | AN | 2771.281 | 8107901 | no | no |  |  | no |  |  | 1348563.205 | 15366076.31 |  | -1
node_8107901_200844777 |  |  | PQ | AN | 2771.281 | 8107901 | no | no |  |  | no |  |  | 1348341.225 | 15365967.917 |  | -1
node_8107901_200844779 |  |  | PQ | AN | 2771.281 | 8107901 | no | no |  |  | no |  |  | 1348163.165 | 15365885.409 |  | -1
node_8107901_200844780 |  |  | PQ | AD | 2771.281 | 8107901 | no | no |  |  | no |  |  | 1347945.484 | 15365785.026 |  | -1
node_8107901_200844781 |  |  | PQ | AD | 2771.281 | 8107901 | no | no |  |  | no |  |  | 1347670.744 | 15365900.432 |  | -1
node_8107901_200844782 |  |  | PQ | AN | 2771.281 | 8107901 | no | no |  |  | no |  |  | 1347525.255 | 15366048.181 |  | -1
node_8107901_200902669 |  |  | PQ | ABCN | 2771.281 | 8107901 | no | no |  |  | no |  |  | 1340568.64 | 15382716.889 |  | -1
node_8107901_200902670 |  |  | PQ | ABCD | 2771.281 | 8107901 | no | no |  |  | no |  |  | 1340255.375 | 15382749.625 |  | -1
node_8107901_200902671 |  |  | PQ | ABCD | 2771.281 | 8107901 | no | no |  |  | no |  |  | 1339871.006 | 15382648.175 |  | -1
node_8107901_200902672 |  |  | PQ | ABCD | 2771.281 | 8107901 | no | no |  |  | no |  |  | 1339523.039 | 15382546.654 |  | -1
node_8107901_200902673 |  |  | PQ | ABCD | 2771.281 | 8107901 | no | no |  |  | no |  |  | 1339441.615 | 15382532.981 |  | -1
node_8107901_200902674 |  |  | PQ | ABCN | 2771.281 | 8107901 | no | no |  |  | no |  |  | 1339114.033 | 15382508.042 |  | -1
node_8107901_200902676 |  |  | PQ | ABCN | 2771.281 | 8107901 | no | no |  |  | no |  |  | 1338698.626 | 15382473.37 |  | -1
node_8107901_200902677 |  |  | PQ | ABCD | 2771.281 | 8107901 | no | no |  |  | no |  |  | 1338476.769 | 15382472.449 |  | -1
node_8107901_200902678 |  |  | PQ | ABCD | 2771.281 | 8107901 | no | no |  |  | no |  |  | 1338265.004 | 15382469.916 |  | -1
node_8107901_200902679 |  |  | PQ | ABCN | 2771.281 | 8107901 | no | no |  |  | no |  |  | 1338281.425 | 15382352.331 |  | -1
node_8107901_200902681 |  |  | PQ | AN | 2771.281 | 8107901 | no | no |  |  | no |  |  | 1338054.859 | 15382476.503 |  | -1
node_8107901_200902682 |  |  | PQ | AD | 2771.281 | 8107901 | no | no |  |  | no |  |  | 1337625.691 | 15382466.062 |  | -1
node_8107901_200902683 |  |  | PQ | AN | 2771.281 | 8107901 | no | no |  |  | no |  |  | 1337178.785 | 15382461.277 |  | -1
node_8107901_200902684 |  |  | PQ | AN | 2771.281 | 8107901 | no | no |  |  | no |  |  | 1336710.06 | 15382461.767 |  | -1
node_8107901_200902685 |  |  | PQ | AD | 2771.281 | 8107901 | no | no |  |  | no |  |  | 1336523.764 | 15382608.784 |  | -1
node_8107901_200902686 |  |  | PQ | AN | 2771.281 | 8107901 | no | no |  |  | no |  |  | 1336789.258 | 15382724.696 |  | -1
node_8107901_200902687 |  |  | PQ | AD | 2771.281 | 8107901 | no | no |  |  | no |  |  | 1337025.036 | 15382892.071 |  | -1
node_8107901_200902688 |  |  | PQ | AN | 2771.281 | 8107901 | no | no |  |  | no |  |  | 1337270.156 | 15383078.085 |  | -1
node_8107901_200902691 |  |  | PQ | AD | 2771.281 | 8107901 | no | no |  |  | no |  |  | 1339072.261 | 15389840.058 |  | -1
node_8107901_200902693 |  |  | PQ | AD | 2771.281 | 8107901 | no | no |  |  | no |  |  | 1338720.3 | 15389848.892 |  | -1
node_8107901_200902694 |  |  | PQ | AN | 2771.281 | 8107901 | no | no |  |  | no |  |  | 1338556.77 | 15390104.247 |  | -1
node_8107901_200902696 |  |  | PQ | AD | 2771.281 | 8107901 | no | no |  |  | no |  |  | 1338263.961 | 15389751.297 |  | -1
node_8107901_200902697 |  |  | PQ | AN | 2771.281 | 8107901 | no | no |  |  | no |  |  | 1337715.004 | 15389744.096 |  | -1
node_8107901_200902698 |  |  | PQ | AD | 2771.281 | 8107901 | no | no |  |  | no |  |  | 1337704.895 | 15389908.032 |  | -1
node_8107901_200902699 |  |  | PQ | AD | 2771.281 | 8107901 | no | no |  |  | no |  |  | 1337672.272 | 15390033.434 |  | -1
node_8107901_200902701 |  |  | PQ | AD | 2771.281 | 8107901 | no | no |  |  | no |  |  | 1337227.695 | 15389744.198 |  | -1
node_8107901_200902702 |  |  | PQ | AD | 2771.281 | 8107901 | no | no |  |  | no |  |  | 1336805.027 | 15389738.531 |  | -1
node_8107901_200902703 |  |  | PQ | AD | 2771.281 | 8107901 | no | no |  |  | no |  |  | 1336323.642 | 15389900.079 |  | -1
node_8107901_200902704 |  |  | PQ | AN | 2771.281 | 8107901 | no | no |  |  | no |  |  | 1335843.478 | 15390063.507 |  | -1
node_8107901_200902705 |  |  | PQ | AD | 2771.281 | 8107901 | no | no |  |  | no |  |  | 1335364.795 | 15390218.131 |  | -1
node_8107901_200902706 |  |  | PQ | AN | 2771.281 | 8107901 | no | no |  |  | no |  |  | 1335389.513 | 15390319.778 |  | -1
node_8107901_200902707 |  |  | PQ | AN | 2771.281 | 8107901 | no | no |  |  | no |  |  | 1335482.137 | 15390793.309 |  | -1
node_8107901_200902709 |  |  | PQ | AD | 2771.281 | 8107901 | no | no |  |  | no |  |  | 1335112.279 | 15390308.296 |  | -1
node_8107901_200902710 |  |  | PQ | AD | 2771.281 | 8107901 | no | no |  |  | no |  |  | 1334844.035 | 15390404.183 |  | -1
node_8107901_200902711 |  |  | PQ | AD | 2771.281 | 8107901 | no | no |  |  | no |  |  | 1334576.776 | 15390496.12 |  | -1
node_8107901_200902712 |  |  | PQ | AN | 2771.281 | 8107901 | no | no |  |  | no |  |  | 1334343.331 | 15390575.944 |  | -1
node_8107901_200902713 |  |  | PQ | AN | 2771.281 | 8107901 | no | no |  |  | no |  |  | 1334093.046 | 15390661.101 |  | -1
node_8107901_200902714 |  |  | PQ | AD | 2771.281 | 8107901 | no | no |  |  | no |  |  | 1333827.848 | 15390760.243 |  | -1
node_8107901_200902715 |  |  | PQ | AN | 2771.281 | 8107901 | no | no |  |  | no |  |  | 1333867.44 | 15391221.148 |  | -1
node_8107901_200902716 |  |  | PQ | AN | 2771.281 | 8107901 | no | no |  |  | no |  |  | 1333470.558 | 15390867.708 |  | -1
node_8107901_200903394 |  |  | PQ | AD | 2771.281 | 8107901 | no | no |  |  | no |  |  | 1339219.147 | 15389994.449 |  | -1
node_8107901_200903409 |  |  | PQ | AD | 2771.281 | 8107901 | no | no |  |  | no |  |  | 1336269.68 | 15382394.34 |  | -1
node_8107901_200903410 |  |  | PQ | AN | 2771.281 | 8107901 | no | no |  |  | no |  |  | 1336023.976 | 15382187.37 |  | -1
node_8107901_200903411 |  |  | PQ | AD | 2771.281 | 8107901 | no | no |  |  | no |  |  | 1335775.216 | 15381980.857 |  | -1
node_8107901_200903412 |  |  | PQ | AN | 2771.281 | 8107901 | no | no |  |  | no |  |  | 1335488.645 | 15381817.317 |  | -1
node_8107901_200907848 |  |  | PQ | AD | 2771.281 | 8107901 | no | no |  |  | no |  |  | 1339558.235 | 15391036.438 |  | -1
node_8107901_200911515 |  |  | PQ | ABCN | 19918.584 | 8107901 | no | no |  |  | no |  |  | 1362056.521 | 15384097.718 |  | -1
node_8107901_200947698 |  |  | PQ | AD | 2771.281 | 8107901 | no | no |  |  | no |  |  | 1364394.501 | 15386298.598 |  | -1
node_8107901_200947699 |  |  | PQ | AD | 2771.281 | 8107901 | no | no |  |  | no |  |  | 1364619.141 | 15386302.079 |  | -1
node_8107901_200947700 |  |  | PQ | AD | 2771.281 | 8107901 | no | no |  |  | no |  |  | 1364831.664 | 15386237.137 |  | -1
node_8107901_200947701 |  |  | PQ | AN | 2771.281 | 8107901 | no | no |  |  | no |  |  | 1365165.838 | 15386083.89 |  | -1
node_8107901_200949166 |  |  | PQ | ABCN | 2771.281 | 8107901 | no | no |  |  | no |  |  | 1356515.409 | 15387481.002 |  | -1
node_8107901_200949167 |  |  | PQ | AN | 2771.281 | 8107901 | no | no |  |  | no |  |  | 1356465.775 | 15387623.297 |  | -1
node_8107901_200949168 |  |  | PQ | AN | 2771.281 | 8107901 | no | no |  |  | no |  |  | 1354782.772 | 15387767.014 |  | -1
node_8107901_200949171 |  |  | PQ | ABCN | 2771.281 | 8107901 | no | no |  |  | no |  |  | 1354050.131 | 15387420.725 |  | -1
node_8107901_200949173 |  |  | PQ | ABCN | 2771.281 | 8107901 | no | no |  |  | no |  |  | 1353774.302 | 15387396.776 |  | -1
node_8107901_200949174 |  |  | PQ | AN | 19918.584 | 8107901 | no | no |  |  | no |  |  | 1357655.132 | 15387096.417 |  | -1
node_8107901_200949175 |  |  | PQ | AN | 19918.584 | 8107901 | no | no |  |  | no |  |  | 1357498.326 | 15387215.921 |  | -1
node_8107901_200949176 |  |  | PQ | ABCD | 2771.281 | 8107901 | no | no |  |  | no |  |  | 1353885.573 | 15387339.192 |  | -1
node_8107901_200949177 |  |  | PQ | ABCD | 2771.281 | 8107901 | no | no |  |  | no |  |  | 1353896.726 | 15387317.321 |  | -1
node_8107901_200949178 |  |  | PQ | AD | 2771.281 | 8107901 | no | no |  |  | no |  |  | 1361617.614 | 15386533.992 |  | -1
node_8107901_200949179 |  |  | PQ | AD | 2771.281 | 8107901 | no | no |  |  | no |  |  | 1361810.497 | 15386523.2 |  | -1
node_8107901_200949180 |  |  | PQ | AN | 2771.281 | 8107901 | no | no |  |  | no |  |  | 1362014.035 | 15386444.706 |  | -1
node_8107901_200949182 |  |  | PQ | AD | 2771.281 | 8107901 | no | no |  |  | no |  |  | 1363931.906 | 15386176.451 |  | -1
node_8107901_200949183 |  |  | PQ | ABCN | 19918.584 | 8107901 | no | no |  |  | no |  |  | 1358862.424 | 15386677.501 |  | -1
node_8107901_200949185 |  |  | PQ | AD | 2771.281 | 8107901 | no | no |  |  | no |  |  | 1360975.504 | 15386560.651 |  | -1
node_8107901_200949186 |  |  | PQ | AD | 2771.281 | 8107901 | no | no |  |  | no |  |  | 1361164.28 | 15386552.328 |  | -1
node_8107901_200949187 |  |  | PQ | AD | 2771.281 | 8107901 | no | no |  |  | no |  |  | 1361393.018 | 15386540.425 |  | -1
node_8107901_200952704 |  |  | PQ | AN | 2771.281 | 8107901 | no | no |  |  | no |  |  | 1345920.581 | 15376166.254 |  | -1
node_8107901_200952705 |  |  | PQ | ABCN | 2771.281 | 8107901 | no | no |  |  | no |  |  | 1350147.989 | 15387404.309 |  | -1
node_8107901_200952706 |  |  | PQ | ABCN | 19918.584 | 8107901 | no | no |  |  | no |  |  | 1361546.38 | 15384010.919 |  | -1
node_8107901_200954283 |  |  | PQ | AN | 2771.281 | 8107901 | no | no |  |  | no |  |  | 1348552.377 | 15378443.191 |  | -1
node_8107901_200955587 |  |  | PQ | AD | 2771.281 | 8107901 | no | no |  |  | no |  |  | 1348422.122 | 15378564.382 |  | -1
node_8107901_200955879 |  |  | PQ | AD | 2771.281 | 8107901 | no | no |  |  | no |  |  | 1347841.931 | 15368142.669 |  | -1
node_8107901_200955884 |  |  | PQ | AN | 2771.281 | 8107901 | no | no |  |  | no |  |  | 1349410.205 | 15379575.96 |  | -1
node_8107901_200957540 |  |  | PQ | AN | 2771.281 | 8107901 | no | no |  |  | no |  |  | 1346303.353 | 15372962.346 |  | -1
node_8107901_200957563 |  |  | PQ | AN | 2771.281 | 8107901 | no | no |  |  | no |  |  | 1352720.211 | 15398588.149 |  | -1
node_8107901_200957564 |  |  | PQ | AN | 2771.281 | 8107901 | no | no |  |  | no |  |  | 1352740.724 | 15398488.255 |  | -1
node_8107901_200963593 |  |  | PQ | AD | 2771.281 | 8107901 | no | no |  |  | no |  |  | 1352085.46 | 15391993.375 |  | -1
node_8107901_200969729 |  |  | PQ | AD | 2771.281 | 8107901 | no | no |  |  | no |  |  | 1340870.435 | 15395006.462 |  | -1
node_8107901_200971132 |  |  | PQ | AD | 2771.281 | 8107901 | no | no |  |  | no |  |  | 1337727.429 | 15390485.174 |  | -1
node_8107901_200971617 |  |  | PQ | AN | 2771.281 | 8107901 | no | no |  |  | no |  |  | 1350713.34 | 15396369.921 |  | -1
node_8107901_200976869 |  |  | PQ | AN | 2771.281 | 8107901 | no | no |  |  | no |  |  | 1353036.907 | 15398451.513 |  | -1
node_8107901_200978144 |  |  | PQ | ABCN | 2771.281 | 8107901 | no | no |  |  | no |  |  | 1353823.726 | 15387049.663 |  | -1
node_8107901_200978145 |  |  | PQ | ABCN | 2771.281 | 8107901 | no | no |  |  | no |  |  | 1353734.756 | 15386652.069 |  | -1
node_8107901_200978146 |  |  | PQ | ABCD | 2771.281 | 8107901 | no | no |  |  | no |  |  | 1353748.468 | 15386085.194 |  | -1
node_8107901_200978148 |  |  | PQ | AD | 2771.281 | 8107901 | no | no |  |  | no |  |  | 1355197.783 | 15381589.265 |  | -1
node_8107901_200978188 |  |  | PQ | AD | 2771.281 | 8107901 | no | no |  |  | no |  |  | 1355282.375 | 15381377.003 |  | -1
node_8107901_200978189 |  |  | PQ | AD | 2771.281 | 8107901 | no | no |  |  | no |  |  | 1355485.057 | 15381129.433 |  | -1
node_8107901_200978190 |  |  | PQ | AD | 2771.281 | 8107901 | no | no |  |  | no |  |  | 1355651.434 | 15380980.234 |  | -1
node_8107901_200978191 |  |  | PQ | AD | 2771.281 | 8107901 | no | no |  |  | no |  |  | 1355915.074 | 15380850.802 |  | -1
node_8107901_200978192 |  |  | PQ | AN | 2771.281 | 8107901 | no | no |  |  | no |  |  | 1355996.993 | 15380610.944 |  | -1
node_8107901_200979001 |  |  | PQ | AD | 2771.281 | 8107901 | no | no |  |  | no |  |  | 1340721.016 | 15395252.43 |  | -1
node_8107901_200979002 |  |  | PQ | AD | 2771.281 | 8107901 | no | no |  |  | no |  |  | 1340574.859 | 15395492.331 |  | -1
node_8107901_200979003 |  |  | PQ | AD | 2771.281 | 8107901 | no | no |  |  | no |  |  | 1340434.455 | 15395725.017 |  | -1
node_8107901_200979004 |  |  | PQ | AD | 2771.281 | 8107901 | no | no |  |  | no |  |  | 1340365.61 | 15395917.039 |  | -1
node_8107901_200979005 |  |  | PQ | AN | 2771.281 | 8107901 | no | no |  |  | no |  |  | 1340233.444 | 15396090.982 |  | -1
node_8107901_200980951 |  |  | PQ | AD | 2771.281 | 8107901 | no | no |  |  | no |  |  | 1349529.715 | 15379700.129 |  | -1
node_8107901_200982912 |  |  | PQ | AN | 2771.281 | 8107901 | no | no |  |  | no |  |  | 1349509 | 15379581.002 |  | -1
node_8107901_201009940 |  |  | PQ | AD | 2771.281 | 8107901 | no | no |  |  | no |  |  | 1355273.365 | 15386708.402 |  | -1
node_8107901_201009941 |  |  | PQ | AD | 2771.281 | 8107901 | no | no |  |  | no |  |  | 1355550.746 | 15386712.844 |  | -1
node_8107901_201009942 |  |  | PQ | AD | 2771.281 | 8107901 | no | no |  |  | no |  |  | 1355829.108 | 15386721.41 |  | -1
node_8107901_201009943 |  |  | PQ | AN | 2771.281 | 8107901 | no | no |  |  | no |  |  | 1356101.834 | 15386724.746 |  | -1
node_8107901_201011260 |  |  | PQ | AD | 2771.281 | 8107901 | no | no |  |  | no |  |  | 1343186.88 | 15393768.01 |  | -1
node_8107901_201011261 |  |  | PQ | AN | 2771.281 | 8107901 | no | no |  |  | no |  |  | 1343418.052 | 15393759.536 |  | -1
node_8107901_201015646 |  |  | PQ | AN | 2771.281 | 8107901 | no | no |  |  | no |  |  | 1354324.657 | 15374385.714 |  | -1
node_8107901_201015647 |  |  | PQ | AN | 2771.281 | 8107901 | no | no |  |  | no |  |  | 1354203.07 | 15374179.592 |  | -1
node_8107901_201019363 |  |  | PQ | ABCD | 2771.281 | 8107901 | no | no |  |  | no |  |  | 1354233.118 | 15387476.723 |  | -1
node_8107901_201034183 |  |  | PQ | AN | 2771.281 | 8107901 | no | no |  |  | no |  |  | 1342238.358 | 15394400.239 |  | -1
node_8107901_201034184 |  |  | PQ | AN | 2771.281 | 8107901 | no | no |  |  | no |  |  | 1342233.032 | 15393990.201 |  | -1
node_8107901_201034185 |  |  | PQ | AN | 2771.281 | 8107901 | no | no |  |  | no |  |  | 1342236.782 | 15394197.349 |  | -1
node_8107901_201036507 |  |  | PQ | AN | 2771.281 | 8107901 | no | no |  |  | no |  |  | 1347987.951 | 15376456.935 |  | -1
node_8107901_201047444 |  |  | PQ | AN | 2771.281 | 8107901 | no | no |  |  | no |  |  | 1342674.337 | 15381133.553 |  | -1
node_8107901_201050027 |  |  | PQ | AD | 2771.281 | 8107901 | no | no |  |  | no |  |  | 1351636.215 | 15400933.308 |  | -1
node_8107901_201050028 |  |  | PQ | AD | 2771.281 | 8107901 | no | no |  |  | no |  |  | 1351821.119 | 15401065.356 |  | -1
node_8107901_201050029 |  |  | PQ | AD | 2771.281 | 8107901 | no | no |  |  | no |  |  | 1352055.61 | 15401161.367 |  | -1
node_8107901_201050078 |  |  | PQ | AD | 2771.281 | 8107901 | no | no |  |  | no |  |  | 1352432.72 | 15398033.522 |  | -1
node_8107901_201050079 |  |  | PQ | AD | 2771.281 | 8107901 | no | no |  |  | no |  |  | 1352568.476 | 15398294.227 |  | -1
node_8107901_201050135 |  |  | PQ | AN | 2771.281 | 8107901 | no | no |  |  | no |  |  | 1352335.179 | 15398829.637 |  | -1
node_8107901_201050862 |  |  | PQ | AD | 2771.281 | 8107901 | no | no |  |  | no |  |  | 1345582.987 | 15388168.274 |  | -1
node_8107901_201050863 |  |  | PQ | AD | 2771.281 | 8107901 | no | no |  |  | no |  |  | 1345384.943 | 15388363.915 |  | -1
node_8107901_201050864 |  |  | PQ | AD | 2771.281 | 8107901 | no | no |  |  | no |  |  | 1345136.901 | 15388498.545 |  | -1
node_8107901_201050865 |  |  | PQ | AD | 2771.281 | 8107901 | no | no |  |  | no |  |  | 1344880.729 | 15388624.795 |  | -1
node_8107901_201050866 |  |  | PQ | AN | 2771.281 | 8107901 | no | no |  |  | no |  |  | 1344683.399 | 15388441.915 |  | -1
node_8107901_201050867 |  |  | PQ | AD | 2771.281 | 8107901 | no | no |  |  | no |  |  | 1344602.815 | 15388716.089 |  | -1
node_8107901_201050868 |  |  | PQ | AD | 2771.281 | 8107901 | no | no |  |  | no |  |  | 1344178.154 | 15389066.888 |  | -1
node_8107901_201050869 |  |  | PQ | AD | 2771.281 | 8107901 | no | no |  |  | no |  |  | 1343885.486 | 15389166.152 |  | -1
node_8107901_201050870 |  |  | PQ | AD | 2771.281 | 8107901 | no | no |  |  | no |  |  | 1343633.011 | 15389244.361 |  | -1
node_8107901_201050871 |  |  | PQ | AD | 2771.281 | 8107901 | no | no |  |  | no |  |  | 1343338.759 | 15389234.72 |  | -1
node_8107901_201050874 |  |  | PQ | AN | 2771.281 | 8107901 | no | no |  |  | no |  |  | 1342520.253 | 15389463.178 |  | -1
node_8107901_201050875 |  |  | PQ | AD | 2771.281 | 8107901 | no | no |  |  | no |  |  | 1341960.651 | 15389435.839 |  | -1
node_8107901_201050877 |  |  | PQ | AD | 2771.281 | 8107901 | no | no |  |  | no |  |  | 1342237.679 | 15389473.687 |  | -1
node_8107901_201050878 |  |  | PQ | AN | 2771.281 | 8107901 | no | no |  |  | no |  |  | 1341677.668 | 15389440.867 |  | -1
node_8107901_201050879 |  |  | PQ | AD | 2771.281 | 8107901 | no | no |  |  | no |  |  | 1343063.92 | 15389312.482 |  | -1
node_8107901_201050881 |  |  | PQ | AD | 2771.281 | 8107901 | no | no |  |  | no |  |  | 1341104.032 | 15389556.039 |  | -1
node_8107901_201053874 |  |  | PQ | AD | 2771.281 | 8107901 | no | no |  |  | no |  |  | 1347281.953 | 15377232.317 |  | -1
node_8107901_201058259 |  |  | PQ | AN | 2771.281 | 8107901 | no | no |  |  | no |  |  | 1343204.617 | 15393032.832 |  | -1
node_8107901_201063866 |  |  | PQ | ABCN | 2771.281 | 8107901 | no | no |  |  | no |  |  | 1353881.718 | 15387232.984 |  | -1
node_8107901_201067372 |  |  | PQ | AD | 2771.281 | 8107901 | no | no |  |  | no |  |  | 1342767.489 | 15389397.403 |  | -1
node_8107901_201069815 |  |  | PQ | AN | 2771.281 | 8107901 | no | no |  |  | no |  |  | 1355327.767 | 15369695.712 |  | -1
node_8107901_310003848 |  |  | PQ | AN | 2771.281 | 8107901 | no | no |  |  | no |  |  | 1349752.687 | 15379345.428 |  | -1
node_8107901_310044357 |  |  | PQ | AN | 19918.584 | 8107901 | no | no |  |  | no |  |  | 1360946.127 | 15385054.667 |  | -1
node_8107901_310047022 |  |  | PQ | ABCN | 19918.584 | 8107901 | no | no |  |  | no |  |  | 1358218.075 | 15386816.17 |  | -1
node_8107901_310047027 |  |  | PQ | ABCN | 19918.584 | 8107901 | no | no |  |  | no |  |  | 1359001.148 | 15386659.227 |  | -1
node_8107901_310058326 |  |  | PQ | AN | 19918.584 | 8107901 | no | no |  |  | no |  |  | 1361597.411 | 15383968.179 |  | -1
node_8107901_311881294 |  |  | PQ | AD | 2771.281 | 8107901 | no | no |  |  | no |  |  | 1350174.094 | 15397393.715 |  | -1
node_8107901_311881295 |  |  | PQ | AD | 2771.281 | 8107901 | no | no |  |  | no |  |  | 1349975.5 | 15397597.364 |  | -1
node_8107901_311881296 |  |  | PQ | AD | 2771.281 | 8107901 | no | no |  |  | no |  |  | 1349822.363 | 15397837.719 |  | -1
node_8107901_311881297 |  |  | PQ | AD | 2771.281 | 8107901 | no | no |  |  | no |  |  | 1349746.78 | 15398111.773 |  | -1
node_8107901_311881298 |  |  | PQ | AD | 2771.281 | 8107901 | no | no |  |  | no |  |  | 1349636.522 | 15398388 |  | -1
node_8107901_311881299 |  |  | PQ | AN | 2771.281 | 8107901 | no | no |  |  | no |  |  | 1349678.334 | 15398390.938 |  | -1
node_8107901_311881300 |  |  | PQ | AN | 2771.281 | 8107901 | no | no |  |  | no |  |  | 1349985.513 | 15398490.218 |  | -1
node_8107901_311897619 |  |  | PQ | AN | 2771.281 | 8107901 | no | no |  |  | no |  |  | 1352163.899 | 15390795.609 |  | -1
node_8107901_311897624 |  |  | PQ | AN | 2771.281 | 8107901 | no | no |  |  | no |  |  | 1351992.927 | 15390995.564 |  | -1
node_8107901_311910139 |  |  | PQ | AD | 2771.281 | 8107901 | no | no |  |  | no |  |  | 1352325.838 | 15390616.181 |  | -1
node_8107901_311978921 |  |  | PQ | AN | 19918.584 | 8107901 | no | no |  |  | no |  |  | 1361174.15 | 15385523.603 |  | -1
node_8107901_312076338 |  |  | PQ | AD | 2771.281 | 8107901 | no | no |  |  | no |  |  | 1352117.272 | 15371790.585 |  | -1
node_8107901_312076339 |  |  | PQ | AD | 2771.281 | 8107901 | no | no |  |  | no |  |  | 1352335.333 | 15371862.629 |  | -1
node_8107901_312076340 |  |  | PQ | AD | 2771.281 | 8107901 | no | no |  |  | no |  |  | 1352359.681 | 15372008.623 |  | -1
node_8107901_312076341 |  |  | PQ | AN | 2771.281 | 8107901 | no | no |  |  | no |  |  | 1352516.472 | 15372215.814 |  | -1
node_8107901_312076342 |  |  | PQ | AN | 2771.281 | 8107901 | no | no |  |  | no |  |  | 1352766.878 | 15372559.465 |  | -1
node_8107901_312088897 |  |  | PQ | AD | 2771.281 | 8107901 | no | no |  |  | no |  |  | 1352693.682 | 15398717.337 |  | -1
node_8107901_312090042 |  |  | PQ | AN | 19918.584 | 8107901 | no | no |  |  | no |  |  | 1362892.963 | 15382112.064 |  | -1
node_8107901_312090046 |  |  | PQ | AN | 19918.584 | 8107901 | no | no |  |  | no |  |  | 1362889.139 | 15382327.981 |  | -1
node_8107901_312090047 |  |  | PQ | AN | 19918.584 | 8107901 | no | no |  |  | no |  |  | 1362886.219 | 15382565.561 |  | -1
node_8107901_312090048 |  |  | PQ | AN | 19918.584 | 8107901 | no | no |  |  | no |  |  | 1362882.908 | 15382823.953 |  | -1
node_8107901_312090049 |  |  | PQ | AN | 19918.584 | 8107901 | no | no |  |  | no |  |  | 1362877.945 | 15383052.021 |  | -1
node_8107901_312090050 |  |  | PQ | AN | 19918.584 | 8107901 | no | no |  |  | no |  |  | 1362869.448 | 15383307.007 |  | -1
node_8107901_312090051 |  |  | PQ | AN | 19918.584 | 8107901 | no | no |  |  | no |  |  | 1362860.152 | 15383548.999 |  | -1
node_8107901_312091135 |  |  | PQ | AD | 2771.281 | 8107901 | no | no |  |  | no |  |  | 1346539.069 | 15372072.519 |  | -1
node_8107901_312091138 |  |  | PQ | AD | 2771.281 | 8107901 | no | no |  |  | no |  |  | 1346669.837 | 15371550.778 |  | -1
node_8107901_312094083 |  |  | PQ | AN | 2771.281 | 8107901 | no | no |  |  | no |  |  | 1350037.441 | 15393576.488 |  | -1
node_8107901_312096458 |  |  | PQ | AN | 2771.281 | 8107901 | no | no |  |  | no |  |  | 1349407.823 | 15387233.875 |  | -1
node_8107901_312096459 |  |  | PQ | AN | 2771.281 | 8107901 | no | no |  |  | no |  |  | 1349689.778 | 15386613.588 |  | -1
node_8107901_312097082 |  |  | PQ | AN | 19918.584 | 8107901 | no | no |  |  | no |  |  | 1362850.762 | 15383951.415 |  | -1
node_8107901_312097083 |  |  | PQ | AN | 19918.584 | 8107901 | no | no |  |  | no |  |  | 1362849.24 | 15383778.461 |  | -1
node_8107901_312102235 |  |  | PQ | AD | 2771.281 | 8107901 | no | no |  |  | no |  |  | 1365006.895 | 15386156.778 |  | -1
node_8107901_312120431 |  |  | PQ | ABCD | 2771.281 | 8107901 | no | no |  |  | no |  |  | 1344078.08 | 15383677.478 |  | -1
node_8107901_312133644 |  |  | PQ | AN | 2771.281 | 8107901 | no | no |  |  | no |  |  | 1347954.404 | 15387527.76 |  | -1
node_220388436 |  |  | PQ | ABCN | 19918.584 | 8107901 | no | no |  |  | no |  |  | 1357936.185 | 15387312.981 |  | -1
node_220388690 |  |  | PQ | AN | 19918.584 | 8107901 | no | no |  |  | no |  |  | 1359353.354 | 15386610.114 |  | -1
node_220388774 |  |  | PQ | ABCN | 19918.584 | 8107901 | no | no |  |  | no |  |  | 1367382.575 | 15384071.688 |  | -1
node_220417004 |  |  | PQ | ABCN | 19918.584 | 8107901 | no | no |  |  | no |  |  | 1367375.235 | 15384071.641 |  | -1
node_220465113 |  |  | PQ | AN | 2771.281 | 8107901 | no | no |  |  | no |  |  | 1359364.959 | 15386608.438 |  | -1
node_220465268 |  |  | PQ | ABCN | 2771.281 | 8107901 | no | no |  |  | no |  |  | 1357936.228 | 15387315.551 |  | -1
node_312115055 |  |  | PQ | ABCN | 19918.584 | 8107901 | no | no |  |  | no |  |  | 1367633.749 | 15384008.024 |  | -1
node_SOURCE_8107901 |  |  | SWING | ABCN | 19918.584 | 8107901 | no | no |  |  | no |  |  | 1367784.158 | 15383779.001 |  | -1
node_intto1_417AX12-220411212 |  |  | PQ | ABCN | 19918.584 | 8107901 | no | no |  |  | no |  |  | 1367633.105 | 15384012.491 |  | -1
node_intto1_8107901_200839053 |  |  | PQ | AD | 2771.281 | 8107901 | no | no |  |  | no |  |  | 1348084.939 | 15387720.299 |  | -1
node_intto1_8107901_200839063 |  |  | PQ | AD | 2771.281 | 8107901 | no | no |  |  | no |  |  | 1345927.17 | 15388165.461 |  | -1
node_intto1_8107901_200839065 |  |  | PQ | AD | 2771.281 | 8107901 | no | no |  |  | no |  |  | 1345127.717 | 15387784.301 |  | -1
node_intto1_8107901_200839130 |  |  | PQ | ABCD | 2771.281 | 8107901 | no | no |  |  | no |  |  | 1357705.903 | 15387476.002 |  | -1
node_intto1_8107901_200839133 |  |  | PQ | ABCD | 2771.281 | 8107901 | no | no |  |  | no |  |  | 1357023.934 | 15387526.275 |  | -1
node_intto1_8107901_200839169 |  |  | PQ | ABCD | 2771.281 | 8107901 | no | no |  |  | no |  |  | 1353396.351 | 15387583.69 |  | -1
node_intto1_8107901_200839179 |  |  | PQ | ABCD | 2771.281 | 8107901 | no | no |  |  | no |  |  | 1352173.7 | 15387457.874 |  | -1
node_intto1_8107901_200839207 |  |  | PQ | ABCD | 2771.281 | 8107901 | no | no |  |  | no |  |  | 1353761.058 | 15386823.99 |  | -1
node_intto1_8107901_200839216 |  |  | PQ | AD | 2771.281 | 8107901 | no | no |  |  | no |  |  | 1353581.437 | 15385258.956 |  | -1
node_intto1_8107901_200839242 |  |  | PQ | AD | 2771.281 | 8107901 | no | no |  |  | no |  |  | 1350599.426 | 15380804.281 |  | -1
node_intto1_8107901_200839257 |  |  | PQ | AD | 2771.281 | 8107901 | no | no |  |  | no |  |  | 1346663.233 | 15376504.648 |  | -1
node_intto1_8107901_200839268 |  |  | PQ | AD | 2771.281 | 8107901 | no | no |  |  | no |  |  | 1344282.745 | 15376203.548 |  | -1
node_intto1_8107901_200839276 |  |  | PQ | AD | 2771.281 | 8107901 | no | no |  |  | no |  |  | 1353951.013 | 15385499.293 |  | -1
node_intto1_8107901_200839292 |  |  | PQ | AD | 2771.281 | 8107901 | no | no |  |  | no |  |  | 1350876.835 | 15389552.223 |  | -1
node_intto1_8107901_200839308 |  |  | PQ | AD | 2771.281 | 8107901 | no | no |  |  | no |  |  | 1353016.705 | 15387861.32 |  | -1
node_intto1_8107901_200839338 |  |  | PQ | AD | 2771.281 | 8107901 | no | no |  |  | no |  |  | 1352887.287 | 15399343.641 |  | -1
node_intto1_8107901_200839361 |  |  | PQ | AD | 2771.281 | 8107901 | no | no |  |  | no |  |  | 1351759.562 | 15392522.339 |  | -1
node_intto1_8107901_200839532 |  |  | PQ | AD | 2771.281 | 8107901 | no | no |  |  | no |  |  | 1346189.708 | 15374191.087 |  | -1
node_intto1_8107901_200839540 |  |  | PQ | AD | 2771.281 | 8107901 | no | no |  |  | no |  |  | 1346603.815 | 15371831.269 |  | -1
node_intto1_8107901_200839559 |  |  | PQ | ABCD | 2771.281 | 8107901 | no | no |  |  | no |  |  | 1348552.581 | 15386701.45 |  | -1
node_intto1_8107901_200839561 |  |  | PQ | ABCD | 2771.281 | 8107901 | no | no |  |  | no |  |  | 1343887.012 | 15383674.457 |  | -1
node_intto1_8107901_200839606 |  |  | PQ | AD | 2771.281 | 8107901 | no | no |  |  | no |  |  | 1341370.37 | 15389375.206 |  | -1
node_intto1_8107901_200839735 |  |  | PQ | AD | 2771.281 | 8107901 | no | no |  |  | no |  |  | 1354125.306 | 15370616.561 |  | -1
node_intto1_8107901_200839778 |  |  | PQ | AD | 2771.281 | 8107901 | no | no |  |  | no |  |  | 1343146.381 | 15389962.51 |  | -1
node_intto1_8107901_200839906 |  |  | PQ | AD | 2771.281 | 8107901 | no | no |  |  | no |  |  | 1359916.445 | 15386538.467 |  | -1
node_intto1_8107901_200839937 |  |  | PQ | AD | 2771.281 | 8107901 | no | no |  |  | no |  |  | 1356651.605 | 15376430.003 |  | -1
node_intto1_8107901_200839945 |  |  | PQ | AD | 2771.281 | 8107901 | no | no |  |  | no |  |  | 1356629.058 | 15377890.353 |  | -1
node_intto1_8107901_200839955 |  |  | PQ | AD | 2771.281 | 8107901 | no | no |  |  | no |  |  | 1357009.589 | 15378718.071 |  | -1
node_intto1_8107901_200840022 |  |  | PQ | AD | 2771.281 | 8107901 | no | no |  |  | no |  |  | 1351763.473 | 15396627.61 |  | -1
node_intto1_8107901_200840031 |  |  | PQ | AD | 2771.281 | 8107901 | no | no |  |  | no |  |  | 1356545.354 | 15377907.023 |  | -1
node_intto1_8107901_200840044 |  |  | PQ | AD | 2771.281 | 8107901 | no | no |  |  | no |  |  | 1355165.257 | 15387164.283 |  | -1
node_intto1_8107901_200840075 |  |  | PQ | AD | 2771.281 | 8107901 | no | no |  |  | no |  |  | 1348296.655 | 15386643.64 |  | -1
node_intto1_8107901_200840091 |  |  | PQ | ABCN | 19918.584 | 8107901 | no | no |  |  | no |  |  | 1361441.511 | 15384271.391 |  | -1
node_intto1_8107901_200840134 |  |  | PQ | AD | 2771.281 | 8107901 | no | no |  |  | no |  |  | 1343199.214 | 15382693.476 |  | -1
node_intto1_8107901_200840351 |  |  | PQ | AN | 19918.584 | 8107901 | no | no |  |  | no |  |  | 1360857.019 | 15384001.091 |  | -1
node_intto1_8107901_200840517 |  |  | PQ | ABCN | 19918.584 | 8107901 | no | no |  |  | no |  |  | 1367627.014 | 15384081.558 |  | -1
node_intto1_8107901_200844270 |  |  | PQ | AD | 2771.281 | 8107901 | no | no |  |  | no |  |  | 1348870.92 | 15365964.271 |  | -1
node_intto1_8107901_200902679 |  |  | PQ | ABCD | 2771.281 | 8107901 | no | no |  |  | no |  |  | 1338281.425 | 15382352.331 |  | -1
node_intto1_8107901_200902682 |  |  | PQ | AD | 2771.281 | 8107901 | no | no |  |  | no |  |  | 1337625.691 | 15382466.062 |  | -1
node_intto1_8107901_200902698 |  |  | PQ | AD | 2771.281 | 8107901 | no | no |  |  | no |  |  | 1337704.895 | 15389908.032 |  | -1
node_intto1_8107901_200902704 |  |  | PQ | AD | 2771.281 | 8107901 | no | no |  |  | no |  |  | 1335843.478 | 15390063.507 |  | -1
node_intto1_8107901_200903394 |  |  | PQ | AD | 2771.281 | 8107901 | no | no |  |  | no |  |  | 1339219.147 | 15389994.449 |  | -1
node_intto1_8107901_200911515 |  |  | PQ | ABCN | 19918.584 | 8107901 | no | no |  |  | no |  |  | 1362056.521 | 15384097.718 |  | -1
node_intto1_8107901_200949171 |  |  | PQ | ABCD | 2771.281 | 8107901 | no | no |  |  | no |  |  | 1354050.131 | 15387420.725 |  | -1
node_intto1_8107901_200949176 |  |  | PQ | ABCD | 2771.281 | 8107901 | no | no |  |  | no |  |  | 1353885.573 | 15387339.192 |  | -1
node_intto1_8107901_200955884 |  |  | PQ | AD | 2771.281 | 8107901 | no | no |  |  | no |  |  | 1349410.205 | 15379575.96 |  | -1
node_intto1_8107901_200976869 |  |  | PQ | AN | 2771.281 | 8107901 | no | no |  |  | no |  |  | 1353036.907 | 15398451.513 |  | -1
node_intto1_8107901_201009941 |  |  | PQ | AD | 2771.281 | 8107901 | no | no |  |  | no |  |  | 1355550.746 | 15386712.844 |  | -1
node_intto1_8107901_201050135 |  |  | PQ | AD | 2771.281 | 8107901 | no | no |  |  | no |  |  | 1352335.179 | 15398829.637 |  | -1
node_intto1_8107901_201050875 |  |  | PQ | AD | 2771.281 | 8107901 | no | no |  |  | no |  |  | 1341960.651 | 15389435.839 |  | -1
node_intto1_8107901_310003848 |  |  | PQ | AN | 2771.281 | 8107901 | no | no |  |  | no |  |  | 1349752.687 | 15379345.428 |  | -1
node_intto1_8107901_311881300 |  |  | PQ | AN | 2771.281 | 8107901 | no | no |  |  | no |  |  | 1349985.513 | 15398490.218 |  | -1
node_intto1_8107901_312076339 |  |  | PQ | AD | 2771.281 | 8107901 | no | no |  |  | no |  |  | 1352335.333 | 15371862.629 |  | -1
node_intto1_8107901_312096458 |  |  | PQ | AD | 2771.281 | 8107901 | no | no |  |  | no |  |  | 1349407.823 | 15387233.875 |  | -1
node_intto1_8107901_312097082 |  |  | PQ | AN | 19918.584 | 8107901 | no | no |  |  | no |  |  | 1362850.762 | 15383951.415 |  | -1
node_intto1_220388436 |  |  | PQ | ABCN | 19918.584 | 8107901 | no | no |  |  | no |  |  | 1357936.185 | 15387312.981 |  | -1
node_intto1_220388690 |  |  | PQ | AN | 19918.584 | 8107901 | no | no |  |  | no |  |  | 1359353.354 | 15386610.114 |  | -1
node_intto1_220388774 |  |  | PQ | ABCN | 19918.584 | 8107901 | no | no |  |  | no |  |  | 1367382.575 | 15384071.688 |  | -1
node_intto1_220417004 |  |  | PQ | ABCN | 19918.584 | 8107901 | no | no |  |  | no |  |  | 1367375.235 | 15384071.641 |  | -1
node_intto1_220465113 |  |  | PQ | AN | 19918.584 | 8107901 | no | no |  |  | no |  |  | 1359364.959 | 15386608.438 |  | -1
node_intto1_220465268 |  |  | PQ | ABCN | 19918.584 | 8107901 | no | no |  |  | no |  |  | 1357936.228 | 15387315.551 |  | -1
node_intto1_312115055 |  |  | PQ | ABCN | 19918.584 | 8107901 | no | no |  |  | no |  |  | 1367633.749 | 15384008.024 |  | -1

## overhead_line
data_type | static
owner_type | feeder
owner | 8107901
object | overhead_line
name | groupid | phases | fr | to | length | configuration | dcircuit | selected | monitored | monitored_fields | class_monitored_fields | played | played_fields | comments | R | X | B | lim_kw
oh_line_8107901_200839053 |  | AD | node_8107901_200839193 | node_intto1_8107901_200839053 | 318.2 | bal_1P_2AC | 8107901 | no | no |  |  | no |  |  | 0 | 0 | 0 | 0
oh_line_8107901_200839054 |  | AD | node_8107901_200839053 | node_8107901_200839054 | 253.687 | bal_1P_2AC | 8107901 | no | no |  |  | no |  |  | 0 | 0 | 0 | 0
oh_line_8107901_200839055 |  | AD | node_8107901_200839054 | node_8107901_200839055 | 351.622 | bal_1P_2AC | 8107901 | no | no |  |  | no |  |  | 0 | 0 | 0 | 0
oh_line_8107901_200839056 |  | AD | node_8107901_200839055 | node_8107901_200839056 | 173.178 | bal_1P_2AC | 8107901 | no | no |  |  | no |  |  | 0 | 0 | 0 | 0
oh_line_8107901_200839057 |  | AD | node_8107901_200839055 | node_8107901_200839057 | 435.586 | bal_1P_2AC | 8107901 | no | no |  |  | no |  |  | 0 | 0 | 0 | 0
oh_line_8107901_200839058 |  | AD | node_8107901_200839057 | node_8107901_200839058 | 39.271 | bal_1P_2AC | 8107901 | no | no |  |  | no |  |  | 0 | 0 | 0 | 0
oh_line_8107901_200839059 |  | AD | node_8107901_200839058 | node_8107901_200839059 | 59.83 | bal_1P_2AC | 8107901 | no | no |  |  | no |  |  | 0 | 0 | 0 | 0
oh_line_8107901_200839060 |  | AD | node_8107901_200839059 | node_8107901_200839060 | 366.185 | bal_1P_2AC | 8107901 | no | no |  |  | no |  |  | 0 | 0 | 0 | 0
oh_line_8107901_200839062 |  | AD | node_8107901_200839060 | node_8107901_200839062 | 495.336 | bal_1P_2AC | 8107901 | no | no |  |  | no |  |  | 0 | 0 | 0 | 0
oh_line_8107901_200839063 |  | AD | node_8107901_200839062 | node_intto1_8107901_200839063 | 249.239 | bal_1P_2AC | 8107901 | no | no |  |  | no |  |  | 0 | 0 | 0 | 0
oh_line_8107901_200839065 |  | AD | node_8107901_201050862 | node_intto1_8107901_200839065 | 595.572 | bal_1P_2AC | 8107901 | no | no |  |  | no |  |  | 0 | 0 | 0 | 0
oh_line_8107901_200839066 |  | AD | node_8107901_200839065 | node_8107901_200839066 | 411.26 | bal_1P_2AC | 8107901 | no | no |  |  | no |  |  | 0 | 0 | 0 | 0
oh_line_8107901_200839067 |  | AD | node_8107901_200839066 | node_8107901_200839067 | 402.827 | bal_1P_2AC | 8107901 | no | no |  |  | no |  |  | 0 | 0 | 0 | 0
oh_line_8107901_200839068 |  | AD | node_8107901_200839067 | node_8107901_200839068 | 580.678 | bal_1P_2AC | 8107901 | no | no |  |  | no |  |  | 0 | 0 | 0 | 0
oh_line_8107901_200839069 |  | AD | node_8107901_200839068 | node_8107901_200839069 | 485.904 | bal_1P_2AC | 8107901 | no | no |  |  | no |  |  | 0 | 0 | 0 | 0
oh_line_8107901_200839070 |  | AD | node_8107901_200839067 | node_8107901_200839070 | 448.548 | bal_1P_2AC | 8107901 | no | no |  |  | no |  |  | 0 | 0 | 0 | 0
oh_line_8107901_200839071 |  | AD | node_8107901_200839070 | node_8107901_200839071 | 324.545 | bal_1P_2AC | 8107901 | no | no |  |  | no |  |  | 0 | 0 | 0 | 0
oh_line_8107901_200839072 |  | AD | node_8107901_200839071 | node_8107901_200839072 | 285.878 | bal_1P_2AC | 8107901 | no | no |  |  | no |  |  | 0 | 0 | 0 | 0
oh_line_8107901_200839073 |  | AD | node_8107901_200839071 | node_8107901_200839073 | 315.216 | bal_1P_2AC | 8107901 | no | no |  |  | no |  |  | 0 | 0 | 0 | 0
oh_line_8107901_200839074 |  | AD | node_8107901_200839072 | node_8107901_200839074 | 162.819 | bal_1P_2AC | 8107901 | no | no |  |  | no |  |  | 0 | 0 | 0 | 0
oh_line_8107901_200839076 |  | AD | node_8107901_200839074 | node_8107901_200839076 | 151.579 | bal_1P_2AC | 8107901 | no | no |  |  | no |  |  | 0 | 0 | 0 | 0
oh_line_8107901_200839128 |  | ABCD | node_8107901_200839194 | node_8107901_200839128 | 176.689 | bal_3P_477AL | 8107901 | no | no |  |  | no |  |  | 0 | 0 | 0 | 0
oh_line_8107901_200839130 |  | ABCD | node_8107901_200839128 | node_intto1_8107901_200839130 | 235.171 | bal_3P_477AL | 8107901 | no | no |  |  | no |  |  | 0 | 0 | 0 | 0
oh_line_8107901_200839131 |  | ABCD | node_8107901_200839130 | node_8107901_200839131 | 211.421 | bal_3P_477AL | 8107901 | no | no |  |  | no |  |  | 0 | 0 | 0 | 0
oh_line_8107901_200839132 |  | ABCD | node_8107901_200839131 | node_8107901_200839132 | 243.556 | bal_3P_477AL | 8107901 | no | no |  |  | no |  |  | 0 | 0 | 0 | 0
oh_line_8107901_200839133 |  | ABCD | node_8107901_200839132 | node_intto1_8107901_200839133 | 232.968 | bal_3P_4CU | 8107901 | no | no |  |  | no |  |  | 0 | 0 | 0 | 0
oh_line_8107901_200839135 |  | ABCD | node_8107901_200839133 | node_8107901_200839135 | 282.843 | bal_3P_4CU | 8107901 | no | no |  |  | no |  |  | 0 | 0 | 0 | 0
oh_line_8107901_200839136 |  | AD | node_8107901_200839135 | node_8107901_200839136 | 238.761 | bal_1P_2AC | 8107901 | no | no |  |  | no |  |  | 0 | 0 | 0 | 0
oh_line_8107901_200839142 |  | AD | node_8107901_200949167 | node_8107901_200839142 | 228.866 | bal_1P_1/0AA | 8107901 | no | no |  |  | no |  |  | 0 | 0 | 0 | 0
oh_line_8107901_200839144 |  | ABCD | node_8107901_200949166 | node_8107901_200839144 | 264.42 | bal_3P_4CU | 8107901 | no | no |  |  | no |  |  | 0 | 0 | 0 | 0
oh_line_8107901_200839145 |  | ABCD | node_8107901_200839144 | node_8107901_200839145 | 199.843 | bal_3P_4CU | 8107901 | no | no |  |  | no |  |  | 0 | 0 | 0 | 0
oh_line_8107901_200839146 |  | ABCD | node_8107901_200839145 | node_8107901_200839146 | 205.993 | bal_3P_4CU | 8107901 | no | no |  |  | no |  |  | 0 | 0 | 0 | 0
oh_line_8107901_200839147 |  | ABCD | node_8107901_200839146 | node_8107901_200839147 | 184.573 | bal_3P_4CU | 8107901 | no | no |  |  | no |  |  | 0 | 0 | 0 | 0
oh_line_8107901_200839148 |  | ABCD | node_8107901_200839147 | node_8107901_200839148 | 215.808 | bal_3P_4CU | 8107901 | no | no |  |  | no |  |  | 0 | 0 | 0 | 0
oh_line_8107901_200839149 |  | ABCD | node_8107901_200839148 | node_8107901_200839149 | 316.513 | bal_3P_4CU | 8107901 | no | no |  |  | no |  |  | 0 | 0 | 0 | 0
oh_line_8107901_200839150 |  | ABCD | node_8107901_200839149 | node_8107901_200839150 | 247.182 | bal_3P_4CU | 8107901 | no | no |  |  | no |  |  | 0 | 0 | 0 | 0
oh_line_8107901_200839151 |  | ABCD | node_8107901_200839150 | node_8107901_200839151 | 257.694 | bal_3P_4CU | 8107901 | no | no |  |  | no |  |  | 0 | 0 | 0 | 0
oh_line_8107901_200839155 |  | ABCD | node_8107901_200839151 | node_8107901_200839155 | 322.624 | bal_3P_4CU | 8107901 | no | no |  |  | no |  |  | 0 | 0 | 0 | 0
oh_line_8107901_200839166 |  | ABCD | node_8107901_200949173 | node_8107901_200839166 | 115.96 | bal_3P_1/0AA | 8107901 | no | no |  |  | no |  |  | 0 | 0 | 0 | 0
oh_line_8107901_200839167 |  | ABCD | node_8107901_200839166 | node_8107901_200839167 | 142.872 | bal_3P_1/0AA | 8107901 | no | no |  |  | no |  |  | 0 | 0 | 0 | 0
oh_line_8107901_200839169 |  | ABCD | node_8107901_200839167 | node_intto1_8107901_200839169 | 163.572 | bal_3P_4CU | 8107901 | no | no |  |  | no |  |  | 0 | 0 | 0 | 0
oh_line_8107901_200839172 |  | ABCD | node_8107901_200839169 | node_8107901_200839172 | 188.08 | bal_3P_4CU | 8107901 | no | no |  |  | no |  |  | 0 | 0 | 0 | 0
oh_line_8107901_200839174 |  | ABCD | node_8107901_200839172 | node_8107901_200839174 | 179.007 | bal_3P_4CU | 8107901 | no | no |  |  | no |  |  | 0 | 0 | 0 | 0
oh_line_8107901_200839175 |  | ABCD | node_8107901_200839174 | node_8107901_200839175 | 231.492 | bal_3P_4CU | 8107901 | no | no |  |  | no |  |  | 0 | 0 | 0 | 0
oh_line_8107901_200839177 |  | ABCD | node_8107901_200839175 | node_8107901_200839177 | 150.114 | bal_3P_4CU | 8107901 | no | no |  |  | no |  |  | 0 | 0 | 0 | 0
oh_line_8107901_200839178 |  | ABCD | node_8107901_200839177 | node_8107901_200839178 | 213.939 | bal_3P_4CU | 8107901 | no | no |  |  | no |  |  | 0 | 0 | 0 | 0
oh_line_8107901_200839179 |  | ABCD | node_8107901_200839178 | node_intto1_8107901_200839179 | 318.788 | bal_3P_2AC | 8107901 | no | no |  |  | no |  |  | 0 | 0 | 0 | 0
oh_line_8107901_200839180 |  | ABCD | node_8107901_200839179 | node_8107901_200839180 | 340.251 | bal_3P_2AC | 8107901 | no | no |  |  | no |  |  | 0 | 0 | 0 | 0
oh_line_8107901_200839181 |  | ABCD | node_8107901_200839180 | node_8107901_200839181 | 334.69 | bal_3P_2AC | 8107901 | no | no |  |  | no |  |  | 0 | 0 | 0 | 0
oh_line_8107901_200839182 |  | ABCD | node_8107901_200839181 | node_8107901_200839182 | 186.013 | bal_3P_2AC | 8107901 | no | no |  |  | no |  |  | 0 | 0 | 0 | 0
oh_line_8107901_200839183 |  | ABCD | node_8107901_200839182 | node_8107901_200839183 | 202.295 | bal_3P_2AC | 8107901 | no | no |  |  | no |  |  | 0 | 0 | 0 | 0
oh_line_8107901_200839184 |  | ABCD | node_8107901_200839183 | node_8107901_200839184 | 483.343 | bal_3P_2AC | 8107901 | no | no |  |  | no |  |  | 0 | 0 | 0 | 0
oh_line_8107901_200839188 |  | ABCD | node_8107901_200952705 | node_8107901_200839188 | 297.759 | bal_3P_2AC | 8107901 | no | no |  |  | no |  |  | 0 | 0 | 0 | 0
oh_line_8107901_200839189 |  | ABCD | node_8107901_200839188 | node_8107901_200839189 | 262.231 | bal_3P_2AC | 8107901 | no | no |  |  | no |  |  | 0 | 0 | 0 | 0
oh_line_8107901_200839191 |  | ABCD | node_8107901_200839189 | node_8107901_200839191 | 266.616 | bal_3P_2AC | 8107901 | no | no |  |  | no |  |  | 0 | 0 | 0 | 0
oh_line_8107901_200839192 |  | ABCD | node_8107901_200839191 | node_8107901_200839192 | 483.198 | bal_3P_2AC | 8107901 | no | no |  |  | no |  |  | 0 | 0 | 0 | 0
oh_line_8107901_200839193 |  | ABCD | node_8107901_200839192 | node_8107901_200839193 | 465.074 | bal_3P_2AC | 8107901 | no | no |  |  | no |  |  | 0 | 0 | 0 | 0
oh_line_8107901_200839194-1 |  | ABCN | node_8107901_200839195 | node_intto1_220388436 | 10.956 | bal_3P_477AL_4/0AA(N) | 8107901 | no | no |  |  | no |  |  | 0 | 0 | 0 | 0
oh_line_8107901_200839194-2 |  | ABCN | node_220388436 | node_intto1_220465268 | 2.57 | bal_3P_477AL_4/0AA(N) | 8107901 | no | no |  |  | no |  |  | 0 | 0 | 0 | 0
oh_line_8107901_200839194-3 |  | ABCN | node_220465268 | node_8107901_200839194 | 3.788 | bal_3P_477AL_4/0AA(N) | 8107901 | no | no |  |  | no |  |  | 0 | 0 | 0 | 0
oh_line_8107901_200839195 |  | ABCN | node_8107901_200839196 | node_8107901_200839195 | 229.337 | bal_3P_477AL_4/0AA(N) | 8107901 | no | no |  |  | no |  |  | 0 | 0 | 0 | 0
oh_line_8107901_200839196 |  | ABCN | node_8107901_200839875 | node_8107901_200839196 | 86.771 | bal_3P_477AL_4/0AC(N) | 8107901 | no | no |  |  | no |  |  | 0 | 0 | 0 | 0
oh_line_8107901_200839197 |  | AN | node_8107901_200839196 | node_8107901_200839197 | 162.918 | bal_1P_1/0AA_1/0AA(N) | 8107901 | no | no |  |  | no |  |  | 0 | 0 | 0 | 0
oh_line_8107901_200839202 |  | AD | node_8107901_200839228 | node_8107901_200839202 | 277.21 | bal_1P_1/0AA | 8107901 | no | no |  |  | no |  |  | 0 | 0 | 0 | 0
oh_line_8107901_200839207 |  | ABCD | node_8107901_200978144 | node_intto1_8107901_200839207 | 234.213 | bal_3P_2AC | 8107901 | no | no |  |  | no |  |  | 0 | 0 | 0 | 0
oh_line_8107901_200839209 |  | ABCD | node_8107901_200978145 | node_8107901_200839209 | 233.521 | bal_3P_2AC | 8107901 | no | no |  |  | no |  |  | 0 | 0 | 0 | 0
oh_line_8107901_200839210 |  | ABCD | node_8107901_200839209 | node_8107901_200839210 | 142.296 | bal_3P_2AC | 8107901 | no | no |  |  | no |  |  | 0 | 0 | 0 | 0
oh_line_8107901_200839211 |  | ABCD | node_8107901_200978146 | node_8107901_200839211 | 287.344 | bal_3P_2AC | 8107901 | no | no |  |  | no |  |  | 0 | 0 | 0 | 0
oh_line_8107901_200839213 |  | AD | node_8107901_200839211 | node_8107901_200839213 | 94.583 | bal_1P_1/0AA | 8107901 | no | no |  |  | no |  |  | 0 | 0 | 0 | 0
oh_line_8107901_200839214 |  | AD | node_8107901_200839213 | node_8107901_200839214 | 345.807 | bal_1P_1/0AA | 8107901 | no | no |  |  | no |  |  | 0 | 0 | 0 | 0
oh_line_8107901_200839216 |  | AD | node_8107901_200839214 | node_intto1_8107901_200839216 | 147.263 | bal_1P_1/0AC | 8107901 | no | no |  |  | no |  |  | 0 | 0 | 0 | 0
oh_line_8107901_200839217 |  | AD | node_8107901_200839216 | node_8107901_200839217 | 151.354 | bal_1P_1/0AC | 8107901 | no | no |  |  | no |  |  | 0 | 0 | 0 | 0
oh_line_8107901_200839218 |  | AD | node_8107901_200839217 | node_8107901_200839218 | 147.006 | bal_1P_1/0AC | 8107901 | no | no |  |  | no |  |  | 0 | 0 | 0 | 0
oh_line_8107901_200839219 |  | AD | node_8107901_200839218 | node_8107901_200839219 | 292.656 | bal_1P_1/0AC | 8107901 | no | no |  |  | no |  |  | 0 | 0 | 0 | 0
oh_line_8107901_200839220 |  | AD | node_8107901_200839219 | node_8107901_200839220 | 284.592 | bal_1P_1/0AC | 8107901 | no | no |  |  | no |  |  | 0 | 0 | 0 | 0
oh_line_8107901_200839222 |  | AD | node_8107901_200839220 | node_8107901_200839222 | 249.939 | bal_1P_1/0AA | 8107901 | no | no |  |  | no |  |  | 0 | 0 | 0 | 0
oh_line_8107901_200839224 |  | AD | node_8107901_200839222 | node_8107901_200839224 | 246.308 | bal_1P_1/0AA | 8107901 | no | no |  |  | no |  |  | 0 | 0 | 0 | 0
oh_line_8107901_200839225 |  | AD | node_8107901_200839224 | node_8107901_200839225 | 279.278 | bal_1P_1/0AA | 8107901 | no | no |  |  | no |  |  | 0 | 0 | 0 | 0
oh_line_8107901_200839226 |  | AD | node_8107901_200839225 | node_8107901_200839226 | 125.407 | bal_1P_1/0AA | 8107901 | no | no |  |  | no |  |  | 0 | 0 | 0 | 0
oh_line_8107901_200839227 |  | AD | node_8107901_200839226 | node_8107901_200839227 | 248.715 | bal_1P_1/0AA | 8107901 | no | no |  |  | no |  |  | 0 | 0 | 0 | 0
oh_line_8107901_200839228 |  | AD | node_8107901_200839227 | node_8107901_200839228 | 173.101 | bal_1P_1/0AA | 8107901 | no | no |  |  | no |  |  | 0 | 0 | 0 | 0
oh_line_8107901_200839229 |  | AD | node_8107901_200839228 | node_8107901_200839229 | 157.964 | bal_1P_2AC | 8107901 | no | no |  |  | no |  |  | 0 | 0 | 0 | 0
oh_line_8107901_200839230 |  | AD | node_8107901_200839229 | node_8107901_200839230 | 361.945 | bal_1P_2AC | 8107901 | no | no |  |  | no |  |  | 0 | 0 | 0 | 0
oh_line_8107901_200839231 |  | AD | node_8107901_200839230 | node_8107901_200839231 | 424.081 | bal_1P_2AC | 8107901 | no | no |  |  | no |  |  | 0 | 0 | 0 | 0
oh_line_8107901_200839232 |  | AD | node_8107901_200839231 | node_8107901_200839232 | 184.356 | bal_1P_2AC | 8107901 | no | no |  |  | no |  |  | 0 | 0 | 0 | 0
oh_line_8107901_200839233 |  | AD | node_8107901_200839232 | node_8107901_200839233 | 183.637 | bal_1P_2AC | 8107901 | no | no |  |  | no |  |  | 0 | 0 | 0 | 0
oh_line_8107901_200839234 |  | AD | node_8107901_200839233 | node_8107901_200839234 | 183.606 | bal_1P_2AC | 8107901 | no | no |  |  | no |  |  | 0 | 0 | 0 | 0
oh_line_8107901_200839235 |  | AD | node_8107901_200839234 | node_8107901_200839235 | 342.247 | bal_1P_2AC | 8107901 | no | no |  |  | no |  |  | 0 | 0 | 0 | 0
oh_line_8107901_200839236 |  | AD | node_8107901_200839235 | node_8107901_200839236 | 148.242 | bal_1P_2AC | 8107901 | no | no |  |  | no |  |  | 0 | 0 | 0 | 0
oh_line_8107901_200839237 |  | AD | node_8107901_200839236 | node_8107901_200839237 | 292.009 | bal_1P_2AC | 8107901 | no | no |  |  | no |  |  | 0 | 0 | 0 | 0
oh_line_8107901_200839239 |  | AD | node_8107901_200839237 | node_8107901_200839239 | 266.996 | bal_1P_2AC | 8107901 | no | no |  |  | no |  |  | 0 | 0 | 0 | 0
oh_line_8107901_200839240 |  | AD | node_8107901_200839239 | node_8107901_200839240 | 303.603 | bal_1P_2AC | 8107901 | no | no |  |  | no |  |  | 0 | 0 | 0 | 0
oh_line_8107901_200839241 |  | AD | node_8107901_200839240 | node_8107901_200839241 | 82.869 | bal_1P_2AC | 8107901 | no | no |  |  | no |  |  | 0 | 0 | 0 | 0
oh_line_8107901_200839242 |  | AD | node_8107901_200839241 | node_intto1_8107901_200839242 | 412.223 | bal_1P_2AC | 8107901 | no | no |  |  | no |  |  | 0 | 0 | 0 | 0
oh_line_8107901_200839243 |  | AD | node_8107901_200839242 | node_8107901_200839243 | 420.189 | bal_1P_2AC | 8107901 | no | no |  |  | no |  |  | 0 | 0 | 0 | 0
oh_line_8107901_200839244 |  | AD | node_8107901_200839243 | node_8107901_200839244 | 410.412 | bal_1P_2AC | 8107901 | no | no |  |  | no |  |  | 0 | 0 | 0 | 0
oh_line_8107901_200839245 |  | AD | node_8107901_200839244 | node_8107901_200839245 | 441.477 | bal_1P_2AC | 8107901 | no | no |  |  | no |  |  | 0 | 0 | 0 | 0
oh_line_8107901_200839247 |  | AD | node_8107901_200955884 | node_8107901_200839247 | 444.586 | bal_1P_2AC | 8107901 | no | no |  |  | no |  |  | 0 | 0 | 0 | 0
oh_line_8107901_200839248-1 |  | AD | node_1348737_066_15378874_57 | node_8107901_200839248 | 5.767 | bal_1P_2AC | 8107901 | no | no |  |  | no |  |  | 0 | 0 | 0 | 0
oh_line_8107901_200839248-2 |  | AD | node_8107901_200839247 | node_1348737_066_15378874_57 | 527.559 | bal_1P_2AC | 8107901 | no | no |  |  | no |  |  | 0 | 0 | 0 | 0
oh_line_8107901_200839249 |  | AD | node_8107901_200955587 | node_8107901_200839249 | 75.005 | bal_1P_2AC | 8107901 | no | no |  |  | no |  |  | 0 | 0 | 0 | 0
oh_line_8107901_200839250 |  | AD | node_8107901_200839249 | node_8107901_200839250 | 223.565 | bal_1P_2AC | 8107901 | no | no |  |  | no |  |  | 0 | 0 | 0 | 0
oh_line_8107901_200839252 |  | AD | node_8107901_200839250 | node_8107901_200839252 | 705.29 | bal_1P_2AC | 8107901 | no | no |  |  | no |  |  | 0 | 0 | 0 | 0
oh_line_8107901_200839253 |  | AD | node_8107901_200839252 | node_8107901_200839253 | 305.503 | bal_1P_2AC | 8107901 | no | no |  |  | no |  |  | 0 | 0 | 0 | 0
oh_line_8107901_200839254 |  | AD | node_8107901_200839253 | node_8107901_200839254 | 431.481 | bal_1P_2AC | 8107901 | no | no |  |  | no |  |  | 0 | 0 | 0 | 0
oh_line_8107901_200839255 |  | AD | node_8107901_200839254 | node_8107901_200839255 | 351.988 | bal_1P_2AC | 8107901 | no | no |  |  | no |  |  | 0 | 0 | 0 | 0
oh_line_8107901_200839256 |  | AD | node_8107901_200839255 | node_8107901_200839256 | 282.509 | bal_1P_2AC | 8107901 | no | no |  |  | no |  |  | 0 | 0 | 0 | 0
oh_line_8107901_200839257 |  | AD | node_8107901_200839256 | node_intto1_8107901_200839257 | 354.838 | bal_1P_2AC | 8107901 | no | no |  |  | no |  |  | 0 | 0 | 0 | 0
oh_line_8107901_200839258 |  | AD | node_8107901_200839257 | node_8107901_200839258 | 239.43 | bal_1P_2AC | 8107901 | no | no |  |  | no |  |  | 0 | 0 | 0 | 0
oh_line_8107901_200839259 |  | AD | node_8107901_200839258 | node_8107901_200839259 | 228.895 | bal_1P_2AC | 8107901 | no | no |  |  | no |  |  | 0 | 0 | 0 | 0
oh_line_8107901_200839260 |  | AD | node_8107901_200839259 | node_8107901_200839260 | 70.772 | bal_1P_2AC | 8107901 | no | no |  |  | no |  |  | 0 | 0 | 0 | 0
oh_line_8107901_200839263 |  | AD | node_8107901_200952704 | node_8107901_200839263 | 427.196 | bal_1P_2AC | 8107901 | no | no |  |  | no |  |  | 0 | 0 | 0 | 0
oh_line_8107901_200839264 |  | AD | node_8107901_200839263 | node_8107901_200839264 | 302.689 | bal_1P_2AC | 8107901 | no | no |  |  | no |  |  | 0 | 0 | 0 | 0
oh_line_8107901_200839265 |  | AD | node_8107901_200839264 | node_8107901_200839265 | 343.596 | bal_1P_2AC | 8107901 | no | no |  |  | no |  |  | 0 | 0 | 0 | 0
oh_line_8107901_200839266 |  | AD | node_8107901_200839265 | node_8107901_200839266 | 305.732 | bal_1P_2AC | 8107901 | no | no |  |  | no |  |  | 0 | 0 | 0 | 0
oh_line_8107901_200839268 |  | AD | node_8107901_200839266 | node_intto1_8107901_200839268 | 275.975 | bal_1P_2AC | 8107901 | no | no |  |  | no |  |  | 0 | 0 | 0 | 0
oh_line_8107901_200839269 |  | AD | node_8107901_200839268 | node_8107901_200839269 | 299.219 | bal_1P_2AC | 8107901 | no | no |  |  | no |  |  | 0 | 0 | 0 | 0
oh_line_8107901_200839271 |  | AD | node_8107901_200839269 | node_8107901_200839271 | 336.339 | bal_1P_2AC | 8107901 | no | no |  |  | no |  |  | 0 | 0 | 0 | 0
oh_line_8107901_200839273 |  | AD | node_8107901_200839271 | node_8107901_200839273 | 382.67 | bal_1P_1/0AA | 8107901 | no | no |  |  | no |  |  | 0 | 0 | 0 | 0
oh_line_8107901_200839275 |  | AD | node_8107901_200839277 | node_8107901_200839275 | 241.834 | bal_1P_1/0AA | 8107901 | no | no |  |  | no |  |  | 0 | 0 | 0 | 0
oh_line_8107901_200839276 |  | AD | node_8107901_200839213 | node_intto1_8107901_200839276 | 320.744 | bal_1P_1/0AA | 8107901 | no | no |  |  | no |  |  | 0 | 0 | 0 | 0
oh_line_8107901_200839277 |  | AD | node_8107901_200839288 | node_8107901_200839277 | 367.679 | bal_1P_1/0AA | 8107901 | no | no |  |  | no |  |  | 0 | 0 | 0 | 0
oh_line_8107901_200839278 |  | AD | node_8107901_200839277 | node_8107901_200839278 | 292.298 | bal_1P_1/0AA | 8107901 | no | no |  |  | no |  |  | 0 | 0 | 0 | 0
oh_line_8107901_200839279 |  | AD | node_8107901_200839278 | node_8107901_200839279 | 286.891 | bal_1P_1/0AA | 8107901 | no | no |  |  | no |  |  | 0 | 0 | 0 | 0
oh_line_8107901_200839280 |  | AD | node_8107901_200839279 | node_8107901_200839280 | 298.095 | bal_1P_1/0AA | 8107901 | no | no |  |  | no |  |  | 0 | 0 | 0 | 0
oh_line_8107901_200839281 |  | AD | node_8107901_200839276 | node_8107901_200839281 | 322.64 | bal_1P_1/0AA | 8107901 | no | no |  |  | no |  |  | 0 | 0 | 0 | 0
oh_line_8107901_200839282 |  | AD | node_8107901_200839281 | node_8107901_200839282 | 385.048 | bal_1P_1/0AA | 8107901 | no | no |  |  | no |  |  | 0 | 0 | 0 | 0
oh_line_8107901_200839283 |  | AD | node_8107901_200839282 | node_8107901_200839283 | 351.077 | bal_1P_2AC | 8107901 | no | no |  |  | no |  |  | 0 | 0 | 0 | 0
oh_line_8107901_200839284 |  | AD | node_8107901_200839283 | node_8107901_200839284 | 347.984 | bal_1P_2AC | 8107901 | no | no |  |  | no |  |  | 0 | 0 | 0 | 0
oh_line_8107901_200839285 |  | AD | node_8107901_200839284 | node_8107901_200839285 | 422.683 | bal_1P_2AC | 8107901 | no | no |  |  | no |  |  | 0 | 0 | 0 | 0
oh_line_8107901_200839286 |  | AD | node_8107901_200839285 | node_8107901_200839286 | 489.435 | bal_1P_2AC | 8107901 | no | no |  |  | no |  |  | 0 | 0 | 0 | 0
oh_line_8107901_200839288 |  | AD | node_8107901_200839286 | node_8107901_200839288 | 372.132 | bal_1P_1/0AA | 8107901 | no | no |  |  | no |  |  | 0 | 0 | 0 | 0
oh_line_8107901_200839289 |  | AD | node_8107901_200839167 | node_8107901_200839289 | 207.796 | bal_1P_4CU | 8107901 | no | no |  |  | no |  |  | 0 | 0 | 0 | 0
oh_line_8107901_200839290 |  | AD | node_8107901_200839289 | node_8107901_200839290 | 202.347 | bal_1P_4CU | 8107901 | no | no |  |  | no |  |  | 0 | 0 | 0 | 0
oh_line_8107901_200839292 |  | AD | node_8107901_200839358 | node_intto1_8107901_200839292 | 1853.061 | bal_1P_1/0AA | 8107901 | no | no |  |  | no |  |  | 0 | 0 | 0 | 0
oh_line_8107901_200839293 |  | AD | node_8107901_200839360 | node_8107901_200839293 | 339.404 | bal_1P_2AC | 8107901 | no | no |  |  | no |  |  | 0 | 0 | 0 | 0
oh_line_8107901_200839294 |  | AD | node_8107901_311910139 | node_8107901_200839294 | 113.926 | bal_1P_1/0AA | 8107901 | no | no |  |  | no |  |  | 0 | 0 | 0 | 0
oh_line_8107901_200839295 |  | AD | node_8107901_200839293 | node_8107901_200839295 | 304.847 | bal_1P_2AC | 8107901 | no | no |  |  | no |  |  | 0 | 0 | 0 | 0
oh_line_8107901_200839296 |  | AD | node_8107901_200839295 | node_8107901_200839296 | 299.54 | bal_1P_2AC | 8107901 | no | no |  |  | no |  |  | 0 | 0 | 0 | 0
oh_line_8107901_200839297 |  | AD | node_8107901_200839296 | node_8107901_200839297 | 363.486 | bal_1P_2AC | 8107901 | no | no |  |  | no |  |  | 0 | 0 | 0 | 0
oh_line_8107901_200839299 |  | AD | node_8107901_200839297 | node_8107901_200839299 | 179.31 | bal_1P_2AC | 8107901 | no | no |  |  | no |  |  | 0 | 0 | 0 | 0
oh_line_8107901_200839300 |  | AD | node_8107901_200839299 | node_8107901_200839300 | 184.807 | bal_1P_2AC | 8107901 | no | no |  |  | no |  |  | 0 | 0 | 0 | 0
oh_line_8107901_200839301 |  | AD | node_8107901_200963593 | node_8107901_200839301 | 174.13 | bal_1P_2AC | 8107901 | no | no |  |  | no |  |  | 0 | 0 | 0 | 0
oh_line_8107901_200839302 |  | AD | node_8107901_200839301 | node_8107901_200839302 | 231.493 | bal_1P_2AC | 8107901 | no | no |  |  | no |  |  | 0 | 0 | 0 | 0
oh_line_8107901_200839303 |  | AD | node_8107901_200839302 | node_8107901_200839303 | 128.012 | bal_1P_2AC | 8107901 | no | no |  |  | no |  |  | 0 | 0 | 0 | 0
oh_line_8107901_200839305 |  | AD | node_8107901_200839303 | node_8107901_200839305 | 230.434 | bal_1P_2AC | 8107901 | no | no |  |  | no |  |  | 0 | 0 | 0 | 0
oh_line_8107901_200839307 |  | AD | node_8107901_200839305 | node_8107901_200839307 | 140.225 | bal_1P_2AC | 8107901 | no | no |  |  | no |  |  | 0 | 0 | 0 | 0
oh_line_8107901_200839308 |  | AD | node_8107901_200839174 | node_intto1_8107901_200839308 | 176.764 | bal_1P_2AC | 8107901 | no | no |  |  | no |  |  | 0 | 0 | 0 | 0
oh_line_8107901_200839309 |  | AD | node_8107901_200839307 | node_8107901_200839309 | 199.629 | bal_1P_2AC | 8107901 | no | no |  |  | no |  |  | 0 | 0 | 0 | 0
oh_line_8107901_200839310 |  | AD | node_8107901_200839309 | node_8107901_200839310 | 363.539 | bal_1P_2AC | 8107901 | no | no |  |  | no |  |  | 0 | 0 | 0 | 0
oh_line_8107901_200839311 |  | AD | node_8107901_200839310 | node_8107901_200839311 | 329.988 | bal_1P_2AC | 8107901 | no | no |  |  | no |  |  | 0 | 0 | 0 | 0
oh_line_8107901_200839312 |  | AD | node_8107901_200839311 | node_8107901_200839312 | 249.027 | bal_1P_2AC | 8107901 | no | no |  |  | no |  |  | 0 | 0 | 0 | 0
oh_line_8107901_200839313 |  | AD | node_8107901_200839312 | node_8107901_200839313 | 177.237 | bal_1P_2AC | 8107901 | no | no |  |  | no |  |  | 0 | 0 | 0 | 0
oh_line_8107901_200839314 |  | AD | node_8107901_200839313 | node_8107901_200839314 | 441.259 | bal_1P_2AC | 8107901 | no | no |  |  | no |  |  | 0 | 0 | 0 | 0
oh_line_8107901_200839316 |  | AD | node_8107901_200839314 | node_8107901_200839316 | 488.961 | bal_1P_2AC | 8107901 | no | no |  |  | no |  |  | 0 | 0 | 0 | 0
oh_line_8107901_200839318 |  | AD | node_8107901_200839316 | node_8107901_200839318 | 318.155 | bal_1P_2AC | 8107901 | no | no |  |  | no |  |  | 0 | 0 | 0 | 0
oh_line_8107901_200839319 |  | AD | node_8107901_200839318 | node_8107901_200839319 | 344.386 | bal_1P_1/0AC | 8107901 | no | no |  |  | no |  |  | 0 | 0 | 0 | 0
oh_line_8107901_200839320 |  | AD | node_8107901_200839318 | node_8107901_200839320 | 330.297 | bal_1P_8DCW | 8107901 | no | no |  |  | no |  |  | 0 | 0 | 0 | 0
oh_line_8107901_200839323 |  | AD | node_8107901_200839320 | node_8107901_200839323 | 361.039 | bal_1P_8DCW | 8107901 | no | no |  |  | no |  |  | 0 | 0 | 0 | 0
oh_line_8107901_200839325 |  | AD | node_8107901_200839323 | node_8107901_200839325 | 468.714 | bal_1P_8DCW | 8107901 | no | no |  |  | no |  |  | 0 | 0 | 0 | 0
oh_line_8107901_200839327 |  | AD | node_8107901_200839308 | node_8107901_200839327 | 153.657 | bal_1P_2AC | 8107901 | no | no |  |  | no |  |  | 0 | 0 | 0 | 0
oh_line_8107901_200839328 |  | AD | node_8107901_200839327 | node_8107901_200839328 | 203.596 | bal_1P_2AC | 8107901 | no | no |  |  | no |  |  | 0 | 0 | 0 | 0
oh_line_8107901_200839329 |  | AD | node_8107901_200839325 | node_8107901_200839329 | 367.686 | bal_1P_8DCW | 8107901 | no | no |  |  | no |  |  | 0 | 0 | 0 | 0
oh_line_8107901_200839330-1 |  | AD | node_8107901_200839329 | node_1352128_237_15396982_444 | 5.73 | bal_1P_8DCW | 8107901 | no | no |  |  | no |  |  | 0 | 0 | 0 | 0
oh_line_8107901_200839330-2 |  | AD | node_1352128_237_15396982_444 | node_8107901_200839330 | 338.433 | bal_1P_8DCW | 8107901 | no | no |  |  | no |  |  | 0 | 0 | 0 | 0
oh_line_8107901_200839332 |  | AD | node_8107901_200839330 | node_8107901_200839332 | 97.349 | bal_1P_1/0AA | 8107901 | no | no |  |  | no |  |  | 0 | 0 | 0 | 0
oh_line_8107901_200839333 |  | AD | node_8107901_200839332 | node_8107901_200839333 | 387.089 | bal_1P_1/0AA | 8107901 | no | no |  |  | no |  |  | 0 | 0 | 0 | 0
oh_line_8107901_200839337 |  | AD | node_8107901_200839337 | node_intto1_8107901_201050135 | 452.682 | bal_1P_8DCW | 8107901 | no | no |  |  | no |  |  | 0 | 0 | 0 | 0
oh_line_8107901_200839338 |  | AD | node_8107901_200839337 | node_intto1_8107901_200839338 | 402.478 | bal_1P_8DCW | 8107901 | no | no |  |  | no |  |  | 0 | 0 | 0 | 0
oh_line_8107901_200839339 |  | AD | node_8107901_200839338 | node_8107901_200839339 | 410.497 | bal_1P_8DCW | 8107901 | no | no |  |  | no |  |  | 0 | 0 | 0 | 0
oh_line_8107901_200839340 |  | AD | node_8107901_200839339 | node_8107901_200839340 | 183.902 | bal_1P_2AC | 8107901 | no | no |  |  | no |  |  | 0 | 0 | 0 | 0
oh_line_8107901_200839341 |  | AD | node_8107901_200839340 | node_8107901_200839341 | 255.855 | bal_1P_8DCW | 8107901 | no | no |  |  | no |  |  | 0 | 0 | 0 | 0
oh_line_8107901_200839344 |  | AD | node_8107901_200839341 | node_8107901_200839344 | 283.564 | bal_1P_8DCW | 8107901 | no | no |  |  | no |  |  | 0 | 0 | 0 | 0
oh_line_8107901_200839345 |  | AD | node_8107901_200839328 | node_8107901_200839345 | 204.56 | bal_1P_2AC | 8107901 | no | no |  |  | no |  |  | 0 | 0 | 0 | 0
oh_line_8107901_200839346 |  | AD | node_8107901_200839344 | node_8107901_200839346 | 331.989 | bal_1P_8DCW | 8107901 | no | no |  |  | no |  |  | 0 | 0 | 0 | 0
oh_line_8107901_200839347 |  | AD | node_8107901_200839346 | node_8107901_200839347 | 411.974 | bal_1P_8DCW | 8107901 | no | no |  |  | no |  |  | 0 | 0 | 0 | 0
oh_line_8107901_200839349 |  | AD | node_8107901_200839347 | node_8107901_200839349 | 303.614 | bal_1P_1/0AC | 8107901 | no | no |  |  | no |  |  | 0 | 0 | 0 | 0
oh_line_8107901_200839351 |  | AD | node_8107901_200839347 | node_8107901_200839351 | 458.606 | bal_1P_8DCW | 8107901 | no | no |  |  | no |  |  | 0 | 0 | 0 | 0
oh_line_8107901_200839352 |  | AD | node_8107901_200839351 | node_8107901_200839352 | 239.817 | bal_1P_8DCW | 8107901 | no | no |  |  | no |  |  | 0 | 0 | 0 | 0
oh_line_8107901_200839354 |  | AD | node_8107901_200839352 | node_8107901_200839354 | 297 | bal_1P_8DCW | 8107901 | no | no |  |  | no |  |  | 0 | 0 | 0 | 0
oh_line_8107901_200839355 |  | AD | node_8107901_200839345 | node_8107901_200839355 | 420.944 | bal_1P_2AC | 8107901 | no | no |  |  | no |  |  | 0 | 0 | 0 | 0
oh_line_8107901_200839356 |  | AD | node_8107901_200839355 | node_8107901_200839356 | 407.782 | bal_1P_2AC | 8107901 | no | no |  |  | no |  |  | 0 | 0 | 0 | 0
oh_line_8107901_200839357 |  | AD | node_8107901_200839356 | node_8107901_200839357 | 417.644 | bal_1P_2AC | 8107901 | no | no |  |  | no |  |  | 0 | 0 | 0 | 0
oh_line_8107901_200839358 |  | AD | node_8107901_200839357 | node_8107901_200839358 | 406.987 | bal_1P_2AC | 8107901 | no | no |  |  | no |  |  | 0 | 0 | 0 | 0
oh_line_8107901_200839359 |  | AD | node_8107901_200839358 | node_8107901_200839359 | 221.011 | bal_1P_2AC | 8107901 | no | no |  |  | no |  |  | 0 | 0 | 0 | 0
oh_line_8107901_200839360 |  | AD | node_8107901_200839359 | node_8107901_200839360 | 110.988 | bal_1P_2AC | 8107901 | no | no |  |  | no |  |  | 0 | 0 | 0 | 0
oh_line_8107901_200839361 |  | AD | node_8107901_200839303 | node_intto1_8107901_200839361 | 277.187 | bal_1P_2AC | 8107901 | no | no |  |  | no |  |  | 0 | 0 | 0 | 0
oh_line_8107901_200839362 |  | AD | node_8107901_200839361 | node_8107901_200839362 | 305.288 | bal_1P_2AC | 8107901 | no | no |  |  | no |  |  | 0 | 0 | 0 | 0
oh_line_8107901_200839363 |  | AD | node_8107901_200839362 | node_8107901_200839363 | 241.935 | bal_1P_2AC | 8107901 | no | no |  |  | no |  |  | 0 | 0 | 0 | 0
oh_line_8107901_200839364 |  | AD | node_8107901_200839363 | node_8107901_200839364 | 266.458 | bal_1P_2AC | 8107901 | no | no |  |  | no |  |  | 0 | 0 | 0 | 0
oh_line_8107901_200839365 |  | AD | node_8107901_200839364 | node_8107901_200839365 | 988.389 | bal_1P_2AC | 8107901 | no | no |  |  | no |  |  | 0 | 0 | 0 | 0
oh_line_8107901_200839366 |  | AD | node_8107901_200839363 | node_8107901_200839366 | 301.637 | bal_1P_2AC | 8107901 | no | no |  |  | no |  |  | 0 | 0 | 0 | 0
oh_line_8107901_200839367 |  | AD | node_8107901_200839366 | node_8107901_200839367 | 348.159 | bal_1P_2AC | 8107901 | no | no |  |  | no |  |  | 0 | 0 | 0 | 0
oh_line_8107901_200839368 |  | AD | node_8107901_200839367 | node_8107901_200839368 | 536.23 | bal_1P_2AC | 8107901 | no | no |  |  | no |  |  | 0 | 0 | 0 | 0
oh_line_8107901_200839370 |  | AD | node_8107901_200839368 | node_8107901_200839370 | 499.17 | bal_1P_2AC | 8107901 | no | no |  |  | no |  |  | 0 | 0 | 0 | 0
oh_line_8107901_200839371 |  | AD | node_8107901_200839370 | node_8107901_200839371 | 235.063 | bal_1P_2AC | 8107901 | no | no |  |  | no |  |  | 0 | 0 | 0 | 0
oh_line_8107901_200839372 |  | AD | node_8107901_200839370 | node_8107901_200839372 | 495.788 | bal_1P_2AC | 8107901 | no | no |  |  | no |  |  | 0 | 0 | 0 | 0
oh_line_8107901_200839373 |  | AD | node_8107901_200839368 | node_8107901_200839373 | 524.569 | bal_1P_2AC | 8107901 | no | no |  |  | no |  |  | 0 | 0 | 0 | 0
oh_line_8107901_200839503 |  | AD | node_8107901_200952704 | node_8107901_200839503 | 319.056 | bal_1P_2AC | 8107901 | no | no |  |  | no |  |  | 0 | 0 | 0 | 0
oh_line_8107901_200839504 |  | AD | node_8107901_200839503 | node_8107901_200839504 | 282.404 | bal_1P_2AC | 8107901 | no | no |  |  | no |  |  | 0 | 0 | 0 | 0
oh_line_8107901_200839505 |  | AD | node_8107901_200839503 | node_8107901_200839505 | 420.972 | bal_1P_2AC | 8107901 | no | no |  |  | no |  |  | 0 | 0 | 0 | 0
oh_line_8107901_200839506 |  | AD | node_8107901_200839505 | node_8107901_200839506 | 197.898 | bal_1P_1/0AA | 8107901 | no | no |  |  | no |  |  | 0 | 0 | 0 | 0
oh_line_8107901_200839507 |  | AD | node_8107901_200839541 | node_8107901_200839507 | 358.267 | bal_1P_2AC | 8107901 | no | no |  |  | no |  |  | 0 | 0 | 0 | 0
oh_line_8107901_200839508 |  | AD | node_8107901_200839507 | node_8107901_200839508 | 351.555 | bal_1P_2AC | 8107901 | no | no |  |  | no |  |  | 0 | 0 | 0 | 0
oh_line_8107901_200839509 |  | AD | node_8107901_200839508 | node_8107901_200839509 | 270.165 | bal_1P_2AC | 8107901 | no | no |  |  | no |  |  | 0 | 0 | 0 | 0
oh_line_8107901_200839510 |  | AD | node_8107901_200839509 | node_8107901_200839510 | 378.744 | bal_1P_2AC | 8107901 | no | no |  |  | no |  |  | 0 | 0 | 0 | 0
oh_line_8107901_200839512 |  | AD | node_8107901_200839510 | node_8107901_200839512 | 252.386 | bal_1P_2AC | 8107901 | no | no |  |  | no |  |  | 0 | 0 | 0 | 0
oh_line_8107901_200839513 |  | AD | node_8107901_200839512 | node_8107901_200839513 | 239.188 | bal_1P_2AC | 8107901 | no | no |  |  | no |  |  | 0 | 0 | 0 | 0
oh_line_8107901_200839514 |  | AD | node_8107901_200839513 | node_8107901_200839514 | 363.999 | bal_1P_2AC | 8107901 | no | no |  |  | no |  |  | 0 | 0 | 0 | 0
oh_line_8107901_200839516 |  | AD | node_8107901_200839514 | node_8107901_200839516 | 174.945 | bal_1P_2AC | 8107901 | no | no |  |  | no |  |  | 0 | 0 | 0 | 0
oh_line_8107901_200839519 |  | AD | node_8107901_200839516 | node_8107901_200839519 | 280.697 | bal_1P_2AC | 8107901 | no | no |  |  | no |  |  | 0 | 0 | 0 | 0
oh_line_8107901_200839520 |  | AD | node_8107901_200839519 | node_8107901_200839520 | 203.409 | bal_1P_2AC | 8107901 | no | no |  |  | no |  |  | 0 | 0 | 0 | 0
oh_line_8107901_200839521 |  | AD | node_8107901_200839520 | node_8107901_200839521 | 238.083 | bal_1P_2AC | 8107901 | no | no |  |  | no |  |  | 0 | 0 | 0 | 0
oh_line_8107901_200839522 |  | AD | node_8107901_200839521 | node_8107901_200839522 | 242.605 | bal_1P_1/0AA | 8107901 | no | no |  |  | no |  |  | 0 | 0 | 0 | 0
oh_line_8107901_200839523 |  | AD | node_8107901_200839522 | node_8107901_200839523 | 167.417 | bal_1P_1/0AA | 8107901 | no | no |  |  | no |  |  | 0 | 0 | 0 | 0
oh_line_8107901_200839524 |  | AD | node_8107901_200839522 | node_8107901_200839524 | 128.896 | bal_1P_1/0AA | 8107901 | no | no |  |  | no |  |  | 0 | 0 | 0 | 0
oh_line_8107901_200839525 |  | AD | node_8107901_200839524 | node_8107901_200839525 | 139.957 | bal_1P_1/0AA | 8107901 | no | no |  |  | no |  |  | 0 | 0 | 0 | 0
oh_line_8107901_200839526 |  | AD | node_8107901_200839525 | node_8107901_200839526 | 446.341 | bal_1P_1/0AA | 8107901 | no | no |  |  | no |  |  | 0 | 0 | 0 | 0
oh_line_8107901_200839527 |  | AD | node_8107901_200839523 | node_8107901_200839527 | 161.307 | bal_1P_1/0AA | 8107901 | no | no |  |  | no |  |  | 0 | 0 | 0 | 0
oh_line_8107901_200839528 |  | AD | node_8107901_200955879 | node_8107901_200839528 | 264.153 | bal_1P_2AC | 8107901 | no | no |  |  | no |  |  | 0 | 0 | 0 | 0
oh_line_8107901_200839529 |  | AD | node_8107901_200839528 | node_8107901_200839529 | 316.287 | bal_1P_2AC | 8107901 | no | no |  |  | no |  |  | 0 | 0 | 0 | 0
oh_line_8107901_200839531 |  | AD | node_8107901_200839505 | node_8107901_200839531 | 547.812 | bal_1P_2AC | 8107901 | no | no |  |  | no |  |  | 0 | 0 | 0 | 0
oh_line_8107901_200839532 |  | AD | node_8107901_200839531 | node_intto1_8107901_200839532 | 705.594 | bal_1P_2AC | 8107901 | no | no |  |  | no |  |  | 0 | 0 | 0 | 0
oh_line_8107901_200839533 |  | AD | node_8107901_200839532 | node_8107901_200839533 | 311.655 | bal_1P_2AC | 8107901 | no | no |  |  | no |  |  | 0 | 0 | 0 | 0
oh_line_8107901_200839535 |  | AD | node_8107901_200839533 | node_8107901_200839535 | 470.002 | bal_1P_2AC | 8107901 | no | no |  |  | no |  |  | 0 | 0 | 0 | 0
oh_line_8107901_200839539 |  | AD | node_8107901_200957540 | node_8107901_200839539 | 678.463 | bal_1P_2AC | 8107901 | no | no |  |  | no |  |  | 0 | 0 | 0 | 0
oh_line_8107901_200839540 |  | AD | node_8107901_312091135 | node_intto1_8107901_200839540 | 249.787 | bal_1P_2AC | 8107901 | no | no |  |  | no |  |  | 0 | 0 | 0 | 0
oh_line_8107901_200839541 |  | AD | node_8107901_312091138 | node_8107901_200839541 | 286.961 | bal_1P_2AC | 8107901 | no | no |  |  | no |  |  | 0 | 0 | 0 | 0
oh_line_8107901_200839542 |  | AD | node_8107901_200839551 | node_8107901_200839542 | 228.413 | bal_1P_1/0AA | 8107901 | no | no |  |  | no |  |  | 0 | 0 | 0 | 0
oh_line_8107901_200839543 |  | ABCD | node_8107901_200839193 | node_8107901_200839543 | 420.405 | bal_3P_2AC | 8107901 | no | no |  |  | no |  |  | 0 | 0 | 0 | 0
oh_line_8107901_200839544 |  | ABCD | node_8107901_200839543 | node_8107901_200839544 | 265.703 | bal_3P_2AC | 8107901 | no | no |  |  | no |  |  | 0 | 0 | 0 | 0
oh_line_8107901_200839545 |  | ABCD | node_8107901_200839585 | node_8107901_200839545 | 315.997 | bal_3P_2AC | 8107901 | no | no |  |  | no |  |  | 0 | 0 | 0 | 0
oh_line_8107901_200839546 |  | ABCD | node_8107901_200839545 | node_8107901_200839546 | 415.85 | bal_3P_2AC | 8107901 | no | no |  |  | no |  |  | 0 | 0 | 0 | 0
oh_line_8107901_200839547 |  | ABCD | node_8107901_200839546 | node_8107901_200839547 | 389.308 | bal_3P_2AC | 8107901 | no | no |  |  | no |  |  | 0 | 0 | 0 | 0
oh_line_8107901_200839548 |  | ABCD | node_8107901_200839547 | node_8107901_200839548 | 350.715 | bal_3P_2AC | 8107901 | no | no |  |  | no |  |  | 0 | 0 | 0 | 0
oh_line_8107901_200839549 |  | ABCD | node_8107901_200839548 | node_8107901_200839549 | 318.96 | bal_3P_2AC | 8107901 | no | no |  |  | no |  |  | 0 | 0 | 0 | 0
oh_line_8107901_200839550 |  | ABCD | node_8107901_200839549 | node_8107901_200839550 | 376.904 | bal_3P_2AC | 8107901 | no | no |  |  | no |  |  | 0 | 0 | 0 | 0
oh_line_8107901_200839551 |  | AD | node_8107901_200839550 | node_8107901_200839551 | 298.965 | bal_1P_2AC | 8107901 | no | no |  |  | no |  |  | 0 | 0 | 0 | 0
oh_line_8107901_200839552 |  | AD | node_8107901_200839551 | node_8107901_200839552 | 272.662 | bal_1P_2AC | 8107901 | no | no |  |  | no |  |  | 0 | 0 | 0 | 0
oh_line_8107901_200839553 |  | AD | node_8107901_200839550 | node_8107901_200839553 | 280.269 | bal_1P_2AC | 8107901 | no | no |  |  | no |  |  | 0 | 0 | 0 | 0
oh_line_8107901_200839554 |  | AD | node_8107901_200839553 | node_8107901_200839554 | 342.031 | bal_1P_2AC | 8107901 | no | no |  |  | no |  |  | 0 | 0 | 0 | 0
oh_line_8107901_200839555 |  | ABCD | node_8107901_200839550 | node_8107901_200839555 | 446.901 | bal_3P_2AC | 8107901 | no | no |  |  | no |  |  | 0 | 0 | 0 | 0
oh_line_8107901_200839556 |  | ABCD | node_8107901_200839555 | node_8107901_200839556 | 443.501 | bal_3P_2AC | 8107901 | no | no |  |  | no |  |  | 0 | 0 | 0 | 0
oh_line_8107901_200839557 |  | ABCD | node_8107901_200839556 | node_8107901_200839557 | 383.738 | bal_3P_2AC | 8107901 | no | no |  |  | no |  |  | 0 | 0 | 0 | 0
oh_line_8107901_200839558 |  | ABCD | node_8107901_200839557 | node_8107901_200839558 | 376.627 | bal_3P_2AC | 8107901 | no | no |  |  | no |  |  | 0 | 0 | 0 | 0
oh_line_8107901_200839559 |  | ABCD | node_8107901_200839544 | node_intto1_8107901_200839559 | 256.155 | bal_3P_2AC | 8107901 | no | no |  |  | no |  |  | 0 | 0 | 0 | 0
oh_line_8107901_200839560 |  | ABCD | node_8107901_200839559 | node_8107901_200839560 | 277.738 | bal_3P_2AC | 8107901 | no | no |  |  | no |  |  | 0 | 0 | 0 | 0
oh_line_8107901_200839561 |  | ABCD | node_8107901_312120431 | node_intto1_8107901_200839561 | 191.092 | bal_3P_2AC | 8107901 | no | no |  |  | no |  |  | 0 | 0 | 0 | 0
oh_line_8107901_200839562 |  | ABCD | node_8107901_200839561 | node_8107901_200839562 | 314.331 | bal_3P_2AC | 8107901 | no | no |  |  | no |  |  | 0 | 0 | 0 | 0
oh_line_8107901_200839563 |  | ABCD | node_8107901_200839562 | node_8107901_200839563 | 214.967 | bal_3P_2AC | 8107901 | no | no |  |  | no |  |  | 0 | 0 | 0 | 0
oh_line_8107901_200839564 |  | ABCD | node_8107901_200839563 | node_8107901_200839564 | 100.836 | bal_3P_2AC | 8107901 | no | no |  |  | no |  |  | 0 | 0 | 0 | 0
oh_line_8107901_200839565 |  | ABCD | node_8107901_200839564 | node_8107901_200839565 | 268.282 | bal_3P_2AC | 8107901 | no | no |  |  | no |  |  | 0 | 0 | 0 | 0
oh_line_8107901_200839566 |  | ABCD | node_8107901_200839565 | node_8107901_200839566 | 265.188 | bal_3P_2AC | 8107901 | no | no |  |  | no |  |  | 0 | 0 | 0 | 0
oh_line_8107901_200839567 |  | ABCD | node_8107901_200839566 | node_8107901_200839567 | 408.988 | bal_3P_2AC | 8107901 | no | no |  |  | no |  |  | 0 | 0 | 0 | 0
oh_line_8107901_200839568 |  | ABCD | node_8107901_200839567 | node_8107901_200839568 | 409.143 | bal_3P_2AC | 8107901 | no | no |  |  | no |  |  | 0 | 0 | 0 | 0
oh_line_8107901_200839569 |  | ABCD | node_8107901_200839568 | node_8107901_200839569 | 408.831 | bal_3P_2AC | 8107901 | no | no |  |  | no |  |  | 0 | 0 | 0 | 0
oh_line_8107901_200839570 |  | ABCD | node_8107901_200839569 | node_8107901_200839570 | 401.298 | bal_3P_2AC | 8107901 | no | no |  |  | no |  |  | 0 | 0 | 0 | 0
oh_line_8107901_200839572-1 |  | ABCD | node_1341619_406_15382992_383 | node_8107901_200839572 | 376.903 | bal_3P_2AC | 8107901 | no | no |  |  | no |  |  | 0 | 0 | 0 | 0
oh_line_8107901_200839572-2 |  | ABCD | node_8107901_200839570 | node_1341619_406_15382992_383 | 14.827 | bal_3P_2AC | 8107901 | no | no |  |  | no |  |  | 0 | 0 | 0 | 0
oh_line_8107901_200839573 |  | ABCD | node_8107901_200839572 | node_8107901_200839573 | 400.4 | bal_3P_2AC | 8107901 | no | no |  |  | no |  |  | 0 | 0 | 0 | 0
oh_line_8107901_200839574 |  | AD | node_8107901_200839573 | node_8107901_200839574 | 246.498 | bal_1P_1/0AA | 8107901 | no | no |  |  | no |  |  | 0 | 0 | 0 | 0
oh_line_8107901_200839575 |  | ABCD | node_8107901_200839560 | node_8107901_200839575 | 278.819 | bal_3P_2AC | 8107901 | no | no |  |  | no |  |  | 0 | 0 | 0 | 0
oh_line_8107901_200839576 |  | AD | node_8107901_200839575 | node_8107901_200839576 | 146.413 | bal_1P_2AC | 8107901 | no | no |  |  | no |  |  | 0 | 0 | 0 | 0
oh_line_8107901_200839577 |  | ABCD | node_8107901_200839575 | node_8107901_200839577 | 402.826 | bal_3P_2AC | 8107901 | no | no |  |  | no |  |  | 0 | 0 | 0 | 0
oh_line_8107901_200839578 |  | ABCD | node_8107901_200839577 | node_8107901_200839578 | 132.388 | bal_3P_2AC | 8107901 | no | no |  |  | no |  |  | 0 | 0 | 0 | 0
oh_line_8107901_200839580 |  | ABCD | node_8107901_200839578 | node_8107901_200839580 | 314.286 | bal_3P_2AC | 8107901 | no | no |  |  | no |  |  | 0 | 0 | 0 | 0
oh_line_8107901_200839581 |  | ABCD | node_8107901_200839580 | node_8107901_200839581 | 361.447 | bal_3P_2AC | 8107901 | no | no |  |  | no |  |  | 0 | 0 | 0 | 0
oh_line_8107901_200839582 |  | ABCD | node_8107901_200839581 | node_8107901_200839582 | 440.412 | bal_3P_2AC | 8107901 | no | no |  |  | no |  |  | 0 | 0 | 0 | 0
oh_line_8107901_200839583 |  | ABCD | node_8107901_200839582 | node_8107901_200839583 | 284.98 | bal_3P_2AC | 8107901 | no | no |  |  | no |  |  | 0 | 0 | 0 | 0
oh_line_8107901_200839584 |  | ABCD | node_8107901_200839583 | node_8107901_200839584 | 362.448 | bal_3P_2AC | 8107901 | no | no |  |  | no |  |  | 0 | 0 | 0 | 0
oh_line_8107901_200839585 |  | ABCD | node_8107901_200839584 | node_8107901_200839585 | 364.924 | bal_3P_2AC | 8107901 | no | no |  |  | no |  |  | 0 | 0 | 0 | 0
oh_line_8107901_200839586 |  | AD | node_8107901_200839606 | node_8107901_200839586 | 1985.522 | bal_1P_1/0AA | 8107901 | no | no |  |  | no |  |  | 0 | 0 | 0 | 0
oh_line_8107901_200839588 |  | AD | node_8107901_200839606 | node_8107901_200839588 | 165.853 | bal_1P_2AC | 8107901 | no | no |  |  | no |  |  | 0 | 0 | 0 | 0
oh_line_8107901_200839589 |  | AD | node_8107901_200839588 | node_8107901_200839589 | 557.909 | bal_1P_2AC | 8107901 | no | no |  |  | no |  |  | 0 | 0 | 0 | 0
oh_line_8107901_200839590 |  | AD | node_8107901_200839589 | node_8107901_200839590 | 145.23 | bal_1P_2AC | 8107901 | no | no |  |  | no |  |  | 0 | 0 | 0 | 0
oh_line_8107901_200839591 |  | AD | node_8107901_200839589 | node_8107901_200839591 | 165.144 | bal_1P_2AC | 8107901 | no | no |  |  | no |  |  | 0 | 0 | 0 | 0
oh_line_8107901_200839592 |  | AD | node_8107901_200839591 | node_8107901_200839592 | 235.993 | bal_1P_2AC | 8107901 | no | no |  |  | no |  |  | 0 | 0 | 0 | 0
oh_line_8107901_200839593-1 |  | AD | node_1340000_608_15389727_62 | node_8107901_200839593 | 5.093 | bal_1P_2AC | 8107901 | no | no |  |  | no |  |  | 0 | 0 | 0 | 0
oh_line_8107901_200839593-2 |  | AD | node_8107901_200839592 | node_1340000_608_15389727_62 | 294.014 | bal_1P_2AC | 8107901 | no | no |  |  | no |  |  | 0 | 0 | 0 | 0
oh_line_8107901_200839595 |  | AD | node_8107901_200839593 | node_8107901_200839595 | 287.368 | bal_1P_2AC | 8107901 | no | no |  |  | no |  |  | 0 | 0 | 0 | 0
oh_line_8107901_200839596 |  | AD | node_8107901_200839595 | node_8107901_200839596 | 302.955 | bal_1P_2AC | 8107901 | no | no |  |  | no |  |  | 0 | 0 | 0 | 0
oh_line_8107901_200839597 |  | AD | node_8107901_200971132 | node_8107901_200839597 | 497.042 | bal_1P_2AC | 8107901 | no | no |  |  | no |  |  | 0 | 0 | 0 | 0
oh_line_8107901_200839606 |  | AD | node_8107901_201050878 | node_intto1_8107901_200839606 | 314.237 | bal_1P_1/0AA | 8107901 | no | no |  |  | no |  |  | 0 | 0 | 0 | 0
oh_line_8107901_200839607 |  | AD | node_8107901_200839606 | node_8107901_200839607 | 143.04 | bal_1P_1/0AA | 8107901 | no | no |  |  | no |  |  | 0 | 0 | 0 | 0
oh_line_8107901_200839608 |  | AD | node_8107901_200839607 | node_8107901_200839608 | 155.733 | bal_1P_1/0AA | 8107901 | no | no |  |  | no |  |  | 0 | 0 | 0 | 0
oh_line_8107901_200839609 |  | AD | node_8107901_200839608 | node_8107901_200839609 | 336.304 | bal_1P_1/0AA | 8107901 | no | no |  |  | no |  |  | 0 | 0 | 0 | 0
oh_line_8107901_200839715 |  | AD | node_8107901_200839727 | node_8107901_200839715 | 419.801 | bal_1P_2AC | 8107901 | no | no |  |  | no |  |  | 0 | 0 | 0 | 0
oh_line_8107901_200839716 |  | AD | node_8107901_200839717 | node_8107901_200839716 | 400.471 | bal_1P_2AC | 8107901 | no | no |  |  | no |  |  | 0 | 0 | 0 | 0
oh_line_8107901_200839717 |  | AD | node_8107901_200839718 | node_8107901_200839717 | 390.856 | bal_1P_2AC | 8107901 | no | no |  |  | no |  |  | 0 | 0 | 0 | 0
oh_line_8107901_200839718 |  | AD | node_8107901_200839720 | node_8107901_200839718 | 313.477 | bal_1P_2AC | 8107901 | no | no |  |  | no |  |  | 0 | 0 | 0 | 0
oh_line_8107901_200839720 |  | AD | node_8107901_200839721 | node_8107901_200839720 | 576.646 | bal_1P_4AC | 8107901 | no | no |  |  | no |  |  | 0 | 0 | 0 | 0
oh_line_8107901_200839721 |  | AD | node_8107901_200839722 | node_8107901_200839721 | 424.092 | bal_1P_4AC | 8107901 | no | no |  |  | no |  |  | 0 | 0 | 0 | 0
oh_line_8107901_200839722 |  | AD | node_8107901_200839723 | node_8107901_200839722 | 338.204 | bal_1P_4AC | 8107901 | no | no |  |  | no |  |  | 0 | 0 | 0 | 0
oh_line_8107901_200839723 |  | AD | node_8107901_200839724 | node_8107901_200839723 | 501.968 | bal_1P_4AC | 8107901 | no | no |  |  | no |  |  | 0 | 0 | 0 | 0
oh_line_8107901_200839724 |  | AD | node_8107901_200839725 | node_8107901_200839724 | 418.423 | bal_1P_4/0AC | 8107901 | no | no |  |  | no |  |  | 0 | 0 | 0 | 0
oh_line_8107901_200839725 |  | AD | node_8107901_200839726 | node_8107901_200839725 | 425.79 | bal_1P_4/0AC | 8107901 | no | no |  |  | no |  |  | 0 | 0 | 0 | 0
oh_line_8107901_200839726 |  | AD | node_8107901_200839728 | node_8107901_200839726 | 216.732 | bal_1P_2AC | 8107901 | no | no |  |  | no |  |  | 0 | 0 | 0 | 0
oh_line_8107901_200839727 |  | AD | node_8107901_201036507 | node_8107901_200839727 | 376.389 | bal_1P_2AC | 8107901 | no | no |  |  | no |  |  | 0 | 0 | 0 | 0
oh_line_8107901_200839728 |  | AD | node_8107901_200839729 | node_8107901_200839728 | 362.115 | bal_1P_2AC | 8107901 | no | no |  |  | no |  |  | 0 | 0 | 0 | 0
oh_line_8107901_200839729 |  | AD | node_8107901_200839730 | node_8107901_200839729 | 311.678 | bal_1P_2AC | 8107901 | no | no |  |  | no |  |  | 0 | 0 | 0 | 0
oh_line_8107901_200839730 |  | AD | node_8107901_200839731 | node_8107901_200839730 | 332.226 | bal_1P_2AC | 8107901 | no | no |  |  | no |  |  | 0 | 0 | 0 | 0
oh_line_8107901_200839731 |  | AD | node_8107901_200839732 | node_8107901_200839731 | 399.597 | bal_1P_2AC | 8107901 | no | no |  |  | no |  |  | 0 | 0 | 0 | 0
oh_line_8107901_200839732 |  | AD | node_8107901_200839733 | node_8107901_200839732 | 437.564 | bal_1P_2AC | 8107901 | no | no |  |  | no |  |  | 0 | 0 | 0 | 0
oh_line_8107901_200839733 |  | AD | node_8107901_200839735 | node_8107901_200839733 | 382.868 | bal_1P_2AC | 8107901 | no | no |  |  | no |  |  | 0 | 0 | 0 | 0
oh_line_8107901_200839735 |  | AD | node_8107901_200839736 | node_intto1_8107901_200839735 | 364.023 | bal_1P_2AC | 8107901 | no | no |  |  | no |  |  | 0 | 0 | 0 | 0
oh_line_8107901_200839736 |  | AD | node_8107901_200839737 | node_8107901_200839736 | 251.56 | bal_1P_2AC | 8107901 | no | no |  |  | no |  |  | 0 | 0 | 0 | 0
oh_line_8107901_200839737 |  | AD | node_8107901_200839739 | node_8107901_200839737 | 329.232 | bal_1P_2AC | 8107901 | no | no |  |  | no |  |  | 0 | 0 | 0 | 0
oh_line_8107901_200839739 |  | AD | node_8107901_200839740 | node_8107901_200839739 | 453.711 | bal_1P_2AC | 8107901 | no | no |  |  | no |  |  | 0 | 0 | 0 | 0
oh_line_8107901_200839740 |  | AD | node_8107901_200839742 | node_8107901_200839740 | 260.483 | bal_1P_2AC | 8107901 | no | no |  |  | no |  |  | 0 | 0 | 0 | 0
oh_line_8107901_200839742 |  | AD | node_8107901_200839743 | node_8107901_200839742 | 307.088 | bal_1P_2AC | 8107901 | no | no |  |  | no |  |  | 0 | 0 | 0 | 0
oh_line_8107901_200839743 |  | AD | node_8107901_200839744 | node_8107901_200839743 | 459.477 | bal_1P_2AC | 8107901 | no | no |  |  | no |  |  | 0 | 0 | 0 | 0
oh_line_8107901_200839744 |  | AD | node_8107901_200839746 | node_8107901_200839744 | 280.539 | bal_1P_2AC | 8107901 | no | no |  |  | no |  |  | 0 | 0 | 0 | 0
oh_line_8107901_200839745 |  | AD | node_8107901_200839744 | node_8107901_200839745 | 201.946 | bal_1P_1/0AA | 8107901 | no | no |  |  | no |  |  | 0 | 0 | 0 | 0
oh_line_8107901_200839746 |  | AD | node_8107901_200839747 | node_8107901_200839746 | 246.873 | bal_1P_2AC | 8107901 | no | no |  |  | no |  |  | 0 | 0 | 0 | 0
oh_line_8107901_200839747 |  | AD | node_8107901_200839922 | node_8107901_200839747 | 158.159 | bal_1P_2AC | 8107901 | no | no |  |  | no |  |  | 0 | 0 | 0 | 0
oh_line_8107901_200839748 |  | AD | node_8107901_200839749 | node_8107901_200839748 | 407.212 | bal_1P_2AC | 8107901 | no | no |  |  | no |  |  | 0 | 0 | 0 | 0
oh_line_8107901_200839749 |  | AD | node_8107901_200839750 | node_8107901_200839749 | 459.055 | bal_1P_2AC | 8107901 | no | no |  |  | no |  |  | 0 | 0 | 0 | 0
oh_line_8107901_200839750 |  | AD | node_8107901_200839751 | node_8107901_200839750 | 379.447 | bal_1P_2AC | 8107901 | no | no |  |  | no |  |  | 0 | 0 | 0 | 0
oh_line_8107901_200839751 |  | AD | node_8107901_200839752 | node_8107901_200839751 | 341.094 | bal_1P_2AC | 8107901 | no | no |  |  | no |  |  | 0 | 0 | 0 | 0
oh_line_8107901_200839752 |  | AD | node_8107901_200839753 | node_8107901_200839752 | 401.193 | bal_1P_2AC | 8107901 | no | no |  |  | no |  |  | 0 | 0 | 0 | 0
oh_line_8107901_200839753 |  | AD | node_8107901_200839716 | node_8107901_200839753 | 413.204 | bal_1P_2AC | 8107901 | no | no |  |  | no |  |  | 0 | 0 | 0 | 0
oh_line_8107901_200839754 |  | AN | node_8107901_200839792 | node_8107901_200839754 | 98.969 | bal_1P_DELTACUST | 8107901 | no | no |  |  | no |  |  | 0 | 0 | 0 | 0
oh_line_8107901_200839756 |  | AD | node_8107901_201050879 | node_8107901_200839756 | 312.05 | bal_1P_4ACW | 8107901 | no | no |  |  | no |  |  | 0 | 0 | 0 | 0
oh_line_8107901_200839757 |  | AD | node_8107901_200839795 | node_8107901_200839757 | 283.805 | bal_1P_4ACW | 8107901 | no | no |  |  | no |  |  | 0 | 0 | 0 | 0
oh_line_8107901_200839758 |  | AD | node_8107901_200839757 | node_8107901_200839758 | 355.364 | bal_1P_1/0AA | 8107901 | no | no |  |  | no |  |  | 0 | 0 | 0 | 0
oh_line_8107901_200839759 |  | AD | node_8107901_200839758 | node_8107901_200839759 | 248.093 | bal_1P_1/0AA | 8107901 | no | no |  |  | no |  |  | 0 | 0 | 0 | 0
oh_line_8107901_200839760 |  | AD | node_8107901_200839758 | node_8107901_200839760 | 475.784 | bal_1P_1/0AA | 8107901 | no | no |  |  | no |  |  | 0 | 0 | 0 | 0
oh_line_8107901_200839761 |  | AD | node_8107901_200839757 | node_8107901_200839761 | 326.053 | bal_1P_4ACW | 8107901 | no | no |  |  | no |  |  | 0 | 0 | 0 | 0
oh_line_8107901_200839763 |  | AD | node_8107901_201058259 | node_8107901_200839763 | 362.686 | bal_1P_4ACW | 8107901 | no | no |  |  | no |  |  | 0 | 0 | 0 | 0
oh_line_8107901_200839765 |  | AD | node_8107901_201011260 | node_8107901_200839765 | 104.168 | bal_1P_4ACW | 8107901 | no | no |  |  | no |  |  | 0 | 0 | 0 | 0
oh_line_8107901_200839766 |  | AD | node_8107901_200839765 | node_8107901_200839766 | 246.388 | bal_1P_4ACW | 8107901 | no | no |  |  | no |  |  | 0 | 0 | 0 | 0
oh_line_8107901_200839767 |  | AD | node_8107901_200839766 | node_8107901_200839767 | 335.997 | bal_1P_4ACW | 8107901 | no | no |  |  | no |  |  | 0 | 0 | 0 | 0
oh_line_8107901_200839768 |  | AD | node_8107901_200839767 | node_8107901_200839768 | 332.921 | bal_1P_4ACW | 8107901 | no | no |  |  | no |  |  | 0 | 0 | 0 | 0
oh_line_8107901_200839769 |  | AD | node_8107901_200839768 | node_8107901_200839769 | 235.55 | bal_1P_1/0AA | 8107901 | no | no |  |  | no |  |  | 0 | 0 | 0 | 0
oh_line_8107901_200839771 |  | AD | node_8107901_200839767 | node_8107901_200839771 | 396.634 | bal_1P_2AC | 8107901 | no | no |  |  | no |  |  | 0 | 0 | 0 | 0
oh_line_8107901_200839772 |  | AD | node_8107901_200839771 | node_8107901_200839772 | 85.759 | bal_1P_2AC | 8107901 | no | no |  |  | no |  |  | 0 | 0 | 0 | 0
oh_line_8107901_200839774 |  | AD | node_8107901_200839772 | node_8107901_200839774 | 387.867 | bal_1P_2AC | 8107901 | no | no |  |  | no |  |  | 0 | 0 | 0 | 0
oh_line_8107901_200839778 |  | AD | node_8107901_200839756 | node_intto1_8107901_200839778 | 348.962 | bal_1P_4ACW | 8107901 | no | no |  |  | no |  |  | 0 | 0 | 0 | 0
oh_line_8107901_200839779 |  | AD | node_8107901_200839774 | node_8107901_200839779 | 732.74 | bal_1P_2AC | 8107901 | no | no |  |  | no |  |  | 0 | 0 | 0 | 0
oh_line_8107901_200839781 |  | AD | node_8107901_200839779 | node_8107901_200839781 | 352.961 | bal_1P_2AC | 8107901 | no | no |  |  | no |  |  | 0 | 0 | 0 | 0
oh_line_8107901_200839782 |  | AD | node_8107901_200839781 | node_8107901_200839782 | 322.837 | bal_1P_2AC | 8107901 | no | no |  |  | no |  |  | 0 | 0 | 0 | 0
oh_line_8107901_200839783 |  | AD | node_8107901_200839782 | node_8107901_200839783 | 270.652 | bal_1P_1/0AC | 8107901 | no | no |  |  | no |  |  | 0 | 0 | 0 | 0
oh_line_8107901_200839784 |  | AD | node_8107901_200839782 | node_8107901_200839784 | 348.421 | bal_1P_2AC | 8107901 | no | no |  |  | no |  |  | 0 | 0 | 0 | 0
oh_line_8107901_200839785 |  | AD | node_8107901_200839778 | node_8107901_200839785 | 334.739 | bal_1P_4ACW | 8107901 | no | no |  |  | no |  |  | 0 | 0 | 0 | 0
oh_line_8107901_200839786 |  | AD | node_8107901_200839785 | node_8107901_200839786 | 322.025 | bal_1P_4ACW | 8107901 | no | no |  |  | no |  |  | 0 | 0 | 0 | 0
oh_line_8107901_200839787 |  | AD | node_8107901_200839786 | node_8107901_200839787 | 201.262 | bal_1P_4ACW | 8107901 | no | no |  |  | no |  |  | 0 | 0 | 0 | 0
oh_line_8107901_200839788 |  | AD | node_8107901_200839787 | node_8107901_200839788 | 182.384 | bal_1P_4ACW | 8107901 | no | no |  |  | no |  |  | 0 | 0 | 0 | 0
oh_line_8107901_200839790 |  | AD | node_8107901_200839788 | node_8107901_200839790 | 150.854 | bal_1P_4ACW | 8107901 | no | no |  |  | no |  |  | 0 | 0 | 0 | 0
oh_line_8107901_200839791 |  | AD | node_8107901_200839790 | node_8107901_200839791 | 273.074 | bal_1P_1/0AA | 8107901 | no | no |  |  | no |  |  | 0 | 0 | 0 | 0
oh_line_8107901_200839792 |  | AD | node_8107901_200839790 | node_8107901_200839792 | 402.202 | bal_1P_4ACW | 8107901 | no | no |  |  | no |  |  | 0 | 0 | 0 | 0
oh_line_8107901_200839793 |  | AD | node_8107901_200839792 | node_8107901_200839793 | 230.78 | bal_1P_4ACW | 8107901 | no | no |  |  | no |  |  | 0 | 0 | 0 | 0
oh_line_8107901_200839795-1 |  | AD | node_1343405_484_15392080_644 | node_8107901_200839795 | 11.388 | bal_1P_4ACW | 8107901 | no | no |  |  | no |  |  | 0 | 0 | 0 | 0
oh_line_8107901_200839795-2 |  | AD | node_8107901_200839793 | node_1343405_484_15392080_644 | 370.717 | bal_1P_4ACW | 8107901 | no | no |  |  | no |  |  | 0 | 0 | 0 | 0
oh_line_8107901_200839875 |  | ABCN | node_8107901_200839876 | node_8107901_200839875 | 284.28 | bal_3P_477AL_4/0AA(N) | 8107901 | no | no |  |  | no |  |  | 0 | 0 | 0 | 0
oh_line_8107901_200839876 |  | ABCN | node_8107901_310047022 | node_8107901_200839876 | 104.688 | bal_3P_477AL_4/0AA(N) | 8107901 | no | no |  |  | no |  |  | 0 | 0 | 0 | 0
oh_line_8107901_200839880 |  | AD | node_8107901_200949180 | node_8107901_200839880 | 365.316 | bal_1P_1/0AA | 8107901 | no | no |  |  | no |  |  | 0 | 0 | 0 | 0
oh_line_8107901_200839881 |  | AD | node_8107901_200839880 | node_8107901_200839881 | 226.094 | bal_1P_2AC | 8107901 | no | no |  |  | no |  |  | 0 | 0 | 0 | 0
oh_line_8107901_200839882 |  | AD | node_8107901_200839881 | node_8107901_200839882 | 553.183 | bal_1P_2AC | 8107901 | no | no |  |  | no |  |  | 0 | 0 | 0 | 0
oh_line_8107901_200839883 |  | AD | node_8107901_200839882 | node_8107901_200839883 | 287.844 | bal_1P_2AC | 8107901 | no | no |  |  | no |  |  | 0 | 0 | 0 | 0
oh_line_8107901_200839885 |  | AD | node_8107901_200839883 | node_8107901_200839885 | 271.188 | bal_1P_2AC | 8107901 | no | no |  |  | no |  |  | 0 | 0 | 0 | 0
oh_line_8107901_200839888 |  | AD | node_8107901_200949182 | node_8107901_200839888 | 213.687 | bal_1P_1/0AA | 8107901 | no | no |  |  | no |  |  | 0 | 0 | 0 | 0
oh_line_8107901_200839891 |  | ABCN | node_8107901_200839894 | node_8107901_200839891 | 175.438 | bal_3P_477AL_4/0AA(N) | 8107901 | no | no |  |  | no |  |  | 0 | 0 | 0 | 0
oh_line_8107901_200839894 |  | ABCN | node_8107901_200839895 | node_8107901_200839894 | 185.508 | bal_3P_477AL_4/0AA(N) | 8107901 | no | no |  |  | no |  |  | 0 | 0 | 0 | 0
oh_line_8107901_200839895 |  | ABCN | node_8107901_200949183 | node_8107901_200839895 | 135.293 | bal_3P_477AL_4/0AA(N) | 8107901 | no | no |  |  | no |  |  | 0 | 0 | 0 | 0
oh_line_8107901_200839898 |  | AD | node_8107901_200947701 | node_8107901_200839898 | 227.034 | bal_1P_1/0AA | 8107901 | no | no |  |  | no |  |  | 0 | 0 | 0 | 0
oh_line_8107901_200839899 |  | AD | node_8107901_200839898 | node_8107901_200839899 | 188.122 | bal_1P_1/0AA | 8107901 | no | no |  |  | no |  |  | 0 | 0 | 0 | 0
oh_line_8107901_200839900 |  | AD | node_8107901_200839899 | node_8107901_200839900 | 257.654 | bal_1P_1/0AA | 8107901 | no | no |  |  | no |  |  | 0 | 0 | 0 | 0
oh_line_8107901_200839903 |  | ABCN | node_8107901_200840083 | node_8107901_200839903 | 152.988 | bal_3P_477AL_4/0AA(N) | 8107901 | no | no |  |  | no |  |  | 0 | 0 | 0 | 0
oh_line_8107901_200839904-1 |  | AN | node_8107901_200839903 | node_intto1_220388690 | 216.939 | bal_1P_1/0AA_1/0AA(N) | 8107901 | no | no |  |  | no |  |  | 0 | 0 | 0 | 0
oh_line_8107901_200839904-2 |  | AN | node_220388690 | node_intto1_220465113 | 11.725 | bal_1P_1/0AA_1/0AA(N) | 8107901 | no | no |  |  | no |  |  | 0 | 0 | 0 | 0
oh_line_8107901_200839904-3 |  | AN | node_220465113 | node_8107901_200839904 | 13.888 | bal_1P_1/0AA_1/0AA(N) | 8107901 | no | no |  |  | no |  |  | 0 | 0 | 0 | 0
oh_line_8107901_200839905 |  | AD | node_8107901_200839904 | node_8107901_200839905 | 223.041 | bal_1P_2AC | 8107901 | no | no |  |  | no |  |  | 0 | 0 | 0 | 0
oh_line_8107901_200839906 |  | AD | node_8107901_200839905 | node_intto1_8107901_200839906 | 318.995 | bal_1P_2AC | 8107901 | no | no |  |  | no |  |  | 0 | 0 | 0 | 0
oh_line_8107901_200839907 |  | AD | node_8107901_200839906 | node_8107901_200839907 | 631.912 | bal_1P_2AC | 8107901 | no | no |  |  | no |  |  | 0 | 0 | 0 | 0
oh_line_8107901_200839911 |  | AD | node_8107901_200839535 | node_8107901_200839911 | 289.923 | bal_1P_2AC | 8107901 | no | no |  |  | no |  |  | 0 | 0 | 0 | 0
oh_line_8107901_200839912 |  | AD | node_8107901_200839911 | node_8107901_200839912 | 202.818 | bal_1P_1/0AA | 8107901 | no | no |  |  | no |  |  | 0 | 0 | 0 | 0
oh_line_8107901_200839913 |  | AD | node_8107901_200839912 | node_8107901_200839913 | 242.38 | bal_1P_1/0AA | 8107901 | no | no |  |  | no |  |  | 0 | 0 | 0 | 0
oh_line_8107901_200839914 |  | AD | node_8107901_200839913 | node_8107901_200839914 | 202.018 | bal_1P_1/0AA | 8107901 | no | no |  |  | no |  |  | 0 | 0 | 0 | 0
oh_line_8107901_200839915 |  | AD | node_8107901_200839911 | node_8107901_200839915 | 259.876 | bal_1P_2AC | 8107901 | no | no |  |  | no |  |  | 0 | 0 | 0 | 0
oh_line_8107901_200839916 |  | AD | node_8107901_200839915 | node_8107901_200839916 | 240.165 | bal_1P_2AC | 8107901 | no | no |  |  | no |  |  | 0 | 0 | 0 | 0
oh_line_8107901_200839917 |  | AD | node_8107901_200839916 | node_8107901_200839917 | 399.047 | bal_1P_2AC | 8107901 | no | no |  |  | no |  |  | 0 | 0 | 0 | 0
oh_line_8107901_200839918 |  | AD | node_8107901_200839917 | node_8107901_200839918 | 303.968 | bal_1P_2AC | 8107901 | no | no |  |  | no |  |  | 0 | 0 | 0 | 0
oh_line_8107901_200839920 |  | AD | node_8107901_200839918 | node_8107901_200839920 | 344.788 | bal_1P_2AC | 8107901 | no | no |  |  | no |  |  | 0 | 0 | 0 | 0
oh_line_8107901_200839921 |  | AD | node_8107901_200839933 | node_8107901_200839921 | 279.142 | bal_1P_1/0AA | 8107901 | no | no |  |  | no |  |  | 0 | 0 | 0 | 0
oh_line_8107901_200839922 |  | AD | node_8107901_200839923 | node_8107901_200839922 | 297.383 | bal_1P_2AC | 8107901 | no | no |  |  | no |  |  | 0 | 0 | 0 | 0
oh_line_8107901_200839923 |  | AD | node_8107901_200839951 | node_8107901_200839923 | 303.458 | bal_1P_2AC | 8107901 | no | no |  |  | no |  |  | 0 | 0 | 0 | 0
oh_line_8107901_200839924 |  | AD | node_8107901_200839928 | node_8107901_200839924 | 270.886 | bal_1P_2AC | 8107901 | no | no |  |  | no |  |  | 0 | 0 | 0 | 0
oh_line_8107901_200839925 |  | AD | node_8107901_200839924 | node_8107901_200839925 | 84.597 | bal_1P_1/0AA | 8107901 | no | no |  |  | no |  |  | 0 | 0 | 0 | 0
oh_line_8107901_200839926 |  | AD | node_8107901_200839925 | node_8107901_200839926 | 204.173 | bal_1P_1/0AA | 8107901 | no | no |  |  | no |  |  | 0 | 0 | 0 | 0
oh_line_8107901_200839927 |  | AD | node_8107901_200839926 | node_8107901_200839927 | 186.18 | bal_1P_1/0AA | 8107901 | no | no |  |  | no |  |  | 0 | 0 | 0 | 0
oh_line_8107901_200839928 |  | AD | node_8107901_200839929 | node_8107901_200839928 | 201.036 | bal_1P_2AC | 8107901 | no | no |  |  | no |  |  | 0 | 0 | 0 | 0
oh_line_8107901_200839929 |  | AD | node_8107901_200839930 | node_8107901_200839929 | 231.42 | bal_1P_2AC | 8107901 | no | no |  |  | no |  |  | 0 | 0 | 0 | 0
oh_line_8107901_200839930 |  | AD | node_8107901_200839932 | node_8107901_200839930 | 258.546 | bal_1P_2AC | 8107901 | no | no |  |  | no |  |  | 0 | 0 | 0 | 0
oh_line_8107901_200839932 |  | AD | node_8107901_200839934 | node_8107901_200839932 | 174.536 | bal_1P_2AC | 8107901 | no | no |  |  | no |  |  | 0 | 0 | 0 | 0
oh_line_8107901_200839933 |  | AD | node_8107901_200839932 | node_8107901_200839933 | 80.986 | bal_1P_1/0AA | 8107901 | no | no |  |  | no |  |  | 0 | 0 | 0 | 0
oh_line_8107901_200839934 |  | AD | node_8107901_200839935 | node_8107901_200839934 | 244.615 | bal_1P_2AC | 8107901 | no | no |  |  | no |  |  | 0 | 0 | 0 | 0
oh_line_8107901_200839935 |  | AD | node_8107901_200839937 | node_8107901_200839935 | 300.157 | bal_1P_2AC | 8107901 | no | no |  |  | no |  |  | 0 | 0 | 0 | 0
oh_line_8107901_200839937 |  | AD | node_8107901_200839938 | node_intto1_8107901_200839937 | 339.929 | bal_1P_2AC | 8107901 | no | no |  |  | no |  |  | 0 | 0 | 0 | 0
oh_line_8107901_200839938 |  | AD | node_8107901_200839940 | node_8107901_200839938 | 343.254 | bal_1P_2AC | 8107901 | no | no |  |  | no |  |  | 0 | 0 | 0 | 0
oh_line_8107901_200839939 |  | AD | node_8107901_200839938 | node_8107901_200839939 | 322.663 | bal_1P_2AC | 8107901 | no | no |  |  | no |  |  | 0 | 0 | 0 | 0
oh_line_8107901_200839940 |  | AD | node_8107901_200839941 | node_8107901_200839940 | 202.161 | bal_1P_1/0AA | 8107901 | no | no |  |  | no |  |  | 0 | 0 | 0 | 0
oh_line_8107901_200839941 |  | AD | node_8107901_200839944 | node_8107901_200839941 | 444.125 | bal_1P_1/0AA | 8107901 | no | no |  |  | no |  |  | 0 | 0 | 0 | 0
oh_line_8107901_200839944-1 |  | AD | node_1356625_038_15377794_433 | node_8107901_200839944 | 36.453 | bal_1P_1/0AA | 8107901 | no | no |  |  | no |  |  | 0 | 0 | 0 | 0
oh_line_8107901_200839944-2 |  | AD | node_8107901_200839945 | node_1356625_038_15377794_433 | 96.004 | bal_1P_1/0AA | 8107901 | no | no |  |  | no |  |  | 0 | 0 | 0 | 0
oh_line_8107901_200839945 |  | AD | node_8107901_200839947 | node_intto1_8107901_200839945 | 343.312 | bal_1P_1/0AA | 8107901 | no | no |  |  | no |  |  | 0 | 0 | 0 | 0
oh_line_8107901_200839947 |  | AD | node_8107901_200839949 | node_8107901_200839947 | 401.427 | bal_1P_1/0AA | 8107901 | no | no |  |  | no |  |  | 0 | 0 | 0 | 0
oh_line_8107901_200839949 |  | AD | node_8107901_200839950 | node_8107901_200839949 | 294.392 | bal_1P_1/0AA | 8107901 | no | no |  |  | no |  |  | 0 | 0 | 0 | 0
oh_line_8107901_200839950 |  | AD | node_8107901_200839952 | node_8107901_200839950 | 328.821 | bal_1P_1/0AA | 8107901 | no | no |  |  | no |  |  | 0 | 0 | 0 | 0
oh_line_8107901_200839951 |  | AD | node_8107901_200839962 | node_8107901_200839951 | 445.23 | bal_1P_2AC | 8107901 | no | no |  |  | no |  |  | 0 | 0 | 0 | 0
oh_line_8107901_200839952 |  | AD | node_8107901_200839957 | node_8107901_200839952 | 385.999 | bal_1P_1/0AA | 8107901 | no | no |  |  | no |  |  | 0 | 0 | 0 | 0
oh_line_8107901_200839953 |  | AD | node_8107901_200839952 | node_8107901_200839953 | 290.053 | bal_1P_1/0AA | 8107901 | no | no |  |  | no |  |  | 0 | 0 | 0 | 0
oh_line_8107901_200839954 |  | AD | node_8107901_200839953 | node_8107901_200839954 | 269.233 | bal_1P_1/0AC | 8107901 | no | no |  |  | no |  |  | 0 | 0 | 0 | 0
oh_line_8107901_200839955 |  | AD | node_8107901_200839954 | node_intto1_8107901_200839955 | 225.063 | bal_1P_1/0AC | 8107901 | no | no |  |  | no |  |  | 0 | 0 | 0 | 0
oh_line_8107901_200839957 |  | AD | node_8107901_200839958 | node_8107901_200839957 | 194.713 | bal_1P_1/0AA | 8107901 | no | no |  |  | no |  |  | 0 | 0 | 0 | 0
oh_line_8107901_200839958 |  | AD | node_8107901_200839959 | node_8107901_200839958 | 439.306 | bal_1P_1/0AA | 8107901 | no | no |  |  | no |  |  | 0 | 0 | 0 | 0
oh_line_8107901_200839959 |  | AD | node_8107901_200978192 | node_8107901_200839959 | 508.659 | bal_1P_1/0AA | 8107901 | no | no |  |  | no |  |  | 0 | 0 | 0 | 0
oh_line_8107901_200839961 |  | AD | node_8107901_200978192 | node_8107901_200839961 | 241.289 | bal_1P_1/0AA | 8107901 | no | no |  |  | no |  |  | 0 | 0 | 0 | 0
oh_line_8107901_200839962 |  | AD | node_8107901_200839963 | node_8107901_200839962 | 476.322 | bal_1P_2AC | 8107901 | no | no |  |  | no |  |  | 0 | 0 | 0 | 0
oh_line_8107901_200839963 |  | AD | node_8107901_200839964 | node_8107901_200839963 | 404.451 | bal_1P_2AC | 8107901 | no | no |  |  | no |  |  | 0 | 0 | 0 | 0
oh_line_8107901_200839964 |  | AD | node_8107901_200839965 | node_8107901_200839964 | 340.783 | bal_1P_2AC | 8107901 | no | no |  |  | no |  |  | 0 | 0 | 0 | 0
oh_line_8107901_200839965 |  | AD | node_8107901_200839969 | node_8107901_200839965 | 303.553 | bal_1P_2AC | 8107901 | no | no |  |  | no |  |  | 0 | 0 | 0 | 0
oh_line_8107901_200839966 |  | AD | node_8107901_200839965 | node_8107901_200839966 | 326.425 | bal_1P_2AC | 8107901 | no | no |  |  | no |  |  | 0 | 0 | 0 | 0
oh_line_8107901_200839967 |  | AD | node_8107901_200839966 | node_8107901_200839967 | 319.113 | bal_1P_2AC | 8107901 | no | no |  |  | no |  |  | 0 | 0 | 0 | 0
oh_line_8107901_200839968 |  | AD | node_8107901_200839967 | node_8107901_200839968 | 318.177 | bal_1P_2AC | 8107901 | no | no |  |  | no |  |  | 0 | 0 | 0 | 0
oh_line_8107901_200839969 |  | AD | node_8107901_200839971 | node_8107901_200839969 | 228.834 | bal_1P_2AC | 8107901 | no | no |  |  | no |  |  | 0 | 0 | 0 | 0
oh_line_8107901_200839970 |  | AD | node_8107901_200839969 | node_8107901_200839970 | 304.356 | bal_1P_1/0AA | 8107901 | no | no |  |  | no |  |  | 0 | 0 | 0 | 0
oh_line_8107901_200839971 |  | AD | node_8107901_200839972 | node_8107901_200839971 | 221.76 | bal_1P_2AC | 8107901 | no | no |  |  | no |  |  | 0 | 0 | 0 | 0
oh_line_8107901_200839972 |  | AD | node_8107901_200839973 | node_8107901_200839972 | 229.8 | bal_1P_2AC | 8107901 | no | no |  |  | no |  |  | 0 | 0 | 0 | 0
oh_line_8107901_200839973 |  | AD | node_8107901_200839924 | node_8107901_200839973 | 418.992 | bal_1P_2AC | 8107901 | no | no |  |  | no |  |  | 0 | 0 | 0 | 0
oh_line_8107901_200839975 |  | AD | node_8107901_200839975 | node_8107901_200839994 | 388.426 | bal_1P_2AC | 8107901 | no | no |  |  | no |  |  | 0 | 0 | 0 | 0
oh_line_8107901_200839976 |  | AD | node_8107901_200839976 | node_8107901_200839975 | 421.206 | bal_1P_2AC | 8107901 | no | no |  |  | no |  |  | 0 | 0 | 0 | 0
oh_line_8107901_200839977 |  | AD | node_8107901_200839977 | node_8107901_200839976 | 338.473 | bal_1P_2AC | 8107901 | no | no |  |  | no |  |  | 0 | 0 | 0 | 0
oh_line_8107901_200839978 |  | AD | node_8107901_200839978 | node_8107901_200839977 | 333.777 | bal_1P_2AC | 8107901 | no | no |  |  | no |  |  | 0 | 0 | 0 | 0
oh_line_8107901_200839980 |  | AD | node_8107901_200839980 | node_8107901_200839978 | 336.761 | bal_1P_2AC | 8107901 | no | no |  |  | no |  |  | 0 | 0 | 0 | 0
oh_line_8107901_200839981 |  | AD | node_8107901_200839981 | node_8107901_200839980 | 342.784 | bal_1P_2AC | 8107901 | no | no |  |  | no |  |  | 0 | 0 | 0 | 0
oh_line_8107901_200839982 |  | AD | node_8107901_200839982 | node_8107901_200839981 | 307.44 | bal_1P_1/0AA | 8107901 | no | no |  |  | no |  |  | 0 | 0 | 0 | 0
oh_line_8107901_200839983 |  | AD | node_8107901_200839982 | node_8107901_200839983 | 277.319 | bal_1P_1/0AA | 8107901 | no | no |  |  | no |  |  | 0 | 0 | 0 | 0
oh_line_8107901_200839985-1 |  | AD | node_8107901_200839985 | node_8107901_200839982 | 259.67 | bal_1P_1/0AA | 8107901 | no | no |  |  | no |  |  | 0 | 0 | 0 | 0
oh_line_8107901_200839985-2 |  | AD | node_8107901_201050027 | node_8107901_200839985 | 160.805 | bal_1P_1/0AA | 8107901 | no | no |  |  | no |  |  | 0 | 0 | 0 | 0
oh_line_8107901_200839991 |  | AD | node_8107901_200839991 | node_8107901_200839990 | 413.574 | bal_1P_2AC | 8107901 | no | no |  |  | no |  |  | 0 | 0 | 0 | 0
oh_line_8107901_200839992 |  | AD | node_8107901_200839992 | node_8107901_200839991 | 319.879 | bal_1P_2AC | 8107901 | no | no |  |  | no |  |  | 0 | 0 | 0 | 0
oh_line_8107901_200839993 |  | AD | node_8107901_200839993 | node_8107901_200839992 | 365.143 | bal_1P_2AC | 8107901 | no | no |  |  | no |  |  | 0 | 0 | 0 | 0
oh_line_8107901_200839994 |  | AD | node_8107901_200839994 | node_8107901_200839993 | 475.161 | bal_1P_2AC | 8107901 | no | no |  |  | no |  |  | 0 | 0 | 0 | 0
oh_line_8107901_200839995 |  | AD | node_8107901_200839994 | node_8107901_200839995 | 257.331 | bal_1P_2AC | 8107901 | no | no |  |  | no |  |  | 0 | 0 | 0 | 0
oh_line_8107901_200840013 |  | AD | node_8107901_200839273 | node_8107901_200840013 | 155.683 | bal_1P_2AC | 8107901 | no | no |  |  | no |  |  | 0 | 0 | 0 | 0
oh_line_8107901_200840014 |  | AD | node_8107901_200840013 | node_8107901_200840014 | 363.454 | bal_1P_2AC | 8107901 | no | no |  |  | no |  |  | 0 | 0 | 0 | 0
oh_line_8107901_200840015 |  | AD | node_8107901_200840014 | node_8107901_200840015 | 312.369 | bal_1P_2AC | 8107901 | no | no |  |  | no |  |  | 0 | 0 | 0 | 0
oh_line_8107901_200840016 |  | AD | node_8107901_200840015 | node_8107901_200840016 | 334.486 | bal_1P_2AC | 8107901 | no | no |  |  | no |  |  | 0 | 0 | 0 | 0
oh_line_8107901_200840017 |  | AD | node_8107901_200840016 | node_8107901_200840017 | 314.508 | bal_1P_2AC | 8107901 | no | no |  |  | no |  |  | 0 | 0 | 0 | 0
oh_line_8107901_200840018 |  | AD | node_8107901_200840017 | node_8107901_200840018 | 344.984 | bal_1P_2AC | 8107901 | no | no |  |  | no |  |  | 0 | 0 | 0 | 0
oh_line_8107901_200840019 |  | AD | node_8107901_200840018 | node_8107901_200840019 | 358.008 | bal_1P_2AC | 8107901 | no | no |  |  | no |  |  | 0 | 0 | 0 | 0
oh_line_8107901_200840020 |  | AD | node_8107901_200840019 | node_8107901_200840020 | 337.524 | bal_1P_1/0AA | 8107901 | no | no |  |  | no |  |  | 0 | 0 | 0 | 0
oh_line_8107901_200840021 |  | AD | node_8107901_200840020 | node_8107901_200840021 | 318.698 | bal_1P_1/0AA | 8107901 | no | no |  |  | no |  |  | 0 | 0 | 0 | 0
oh_line_8107901_200840022 |  | AD | node_8107901_200839325 | node_intto1_8107901_200840022 | 287.818 | bal_1P_2AC | 8107901 | no | no |  |  | no |  |  | 0 | 0 | 0 | 0
oh_line_8107901_200840023 |  | AD | node_8107901_200840022 | node_8107901_200840023 | 285.043 | bal_1P_2AC | 8107901 | no | no |  |  | no |  |  | 0 | 0 | 0 | 0
oh_line_8107901_200840024 |  | AD | node_8107901_200840023 | node_8107901_200840024 | 315.429 | bal_1P_2AC | 8107901 | no | no |  |  | no |  |  | 0 | 0 | 0 | 0
oh_line_8107901_200840026 |  | AD | node_8107901_200840024 | node_8107901_200840026 | 337.949 | bal_1P_2AC | 8107901 | no | no |  |  | no |  |  | 0 | 0 | 0 | 0
oh_line_8107901_200840028 |  | AD | node_8107901_200840026 | node_8107901_200840028 | 436.999 | bal_1P_2AC | 8107901 | no | no |  |  | no |  |  | 0 | 0 | 0 | 0
oh_line_8107901_200840029 |  | AD | node_8107901_200840028 | node_8107901_200840029 | 440.418 | bal_1P_2AC | 8107901 | no | no |  |  | no |  |  | 0 | 0 | 0 | 0
oh_line_8107901_200840030 |  | AD | node_8107901_200840029 | node_8107901_200840030 | 292.972 | bal_1P_2AC | 8107901 | no | no |  |  | no |  |  | 0 | 0 | 0 | 0
oh_line_8107901_200840031 |  | AD | node_8107901_200839945 | node_intto1_8107901_200840031 | 85.348 | bal_1P_2AC | 8107901 | no | no |  |  | no |  |  | 0 | 0 | 0 | 0
oh_line_8107901_200840032 |  | AD | node_8107901_200840042 | node_8107901_200840032 | 361.954 | bal_1P_2AC | 8107901 | no | no |  |  | no |  |  | 0 | 0 | 0 | 0
oh_line_8107901_200840033 |  | AD | node_8107901_200840032 | node_8107901_200840033 | 365.957 | bal_1P_2AC | 8107901 | no | no |  |  | no |  |  | 0 | 0 | 0 | 0
oh_line_8107901_200840034 |  | AD | node_8107901_200840033 | node_8107901_200840034 | 366.568 | bal_1P_2AC | 8107901 | no | no |  |  | no |  |  | 0 | 0 | 0 | 0
oh_line_8107901_200840035 |  | AD | node_8107901_200840031 | node_8107901_200840035 | 342.873 | bal_1P_2AC | 8107901 | no | no |  |  | no |  |  | 0 | 0 | 0 | 0
oh_line_8107901_200840036 |  | AD | node_8107901_200840035 | node_8107901_200840036 | 330.843 | bal_1P_2AC | 8107901 | no | no |  |  | no |  |  | 0 | 0 | 0 | 0
oh_line_8107901_200840037 |  | AD | node_8107901_200840036 | node_8107901_200840037 | 327.745 | bal_1P_2AC | 8107901 | no | no |  |  | no |  |  | 0 | 0 | 0 | 0
oh_line_8107901_200840038 |  | AD | node_8107901_200840037 | node_8107901_200840038 | 330.827 | bal_1P_2AC | 8107901 | no | no |  |  | no |  |  | 0 | 0 | 0 | 0
oh_line_8107901_200840039 |  | AD | node_8107901_200840038 | node_8107901_200840039 | 188.388 | bal_1P_2AC | 8107901 | no | no |  |  | no |  |  | 0 | 0 | 0 | 0
oh_line_8107901_200840040 |  | AD | node_8107901_200840039 | node_8107901_200840040 | 408.597 | bal_1P_2AC | 8107901 | no | no |  |  | no |  |  | 0 | 0 | 0 | 0
oh_line_8107901_200840041 |  | AD | node_8107901_200840040 | node_8107901_200840041 | 445.938 | bal_1P_2AC | 8107901 | no | no |  |  | no |  |  | 0 | 0 | 0 | 0
oh_line_8107901_200840042 |  | AD | node_8107901_200840041 | node_8107901_200840042 | 460.924 | bal_1P_2AC | 8107901 | no | no |  |  | no |  |  | 0 | 0 | 0 | 0
oh_line_8107901_200840043 |  | AD | node_8107901_200839150 | node_8107901_200840043 | 79.207 | bal_1P_4CU | 8107901 | no | no |  |  | no |  |  | 0 | 0 | 0 | 0
oh_line_8107901_200840044 |  | AD | node_8107901_200840043 | node_intto1_8107901_200840044 | 555.578 | bal_1P_3-104CW | 8107901 | no | no |  |  | no |  |  | 0 | 0 | 0 | 0
oh_line_8107901_200840045 |  | AD | node_8107901_200840044 | node_8107901_200840045 | 242.24 | bal_1P_3-104CW | 8107901 | no | no |  |  | no |  |  | 0 | 0 | 0 | 0
oh_line_8107901_200840046 |  | AD | node_8107901_200840045 | node_8107901_200840046 | 48.929 | bal_1P_1/0AC | 8107901 | no | no |  |  | no |  |  | 0 | 0 | 0 | 0
oh_line_8107901_200840047 |  | AD | node_8107901_200840045 | node_8107901_200840047 | 233.051 | bal_1P_3-104CW | 8107901 | no | no |  |  | no |  |  | 0 | 0 | 0 | 0
oh_line_8107901_200840048 |  | AD | node_8107901_200840047 | node_8107901_200840048 | 222.556 | bal_1P_3-104CW | 8107901 | no | no |  |  | no |  |  | 0 | 0 | 0 | 0
oh_line_8107901_200840049 |  | AD | node_8107901_200840048 | node_8107901_200840049 | 109.444 | bal_1P_3-104CW | 8107901 | no | no |  |  | no |  |  | 0 | 0 | 0 | 0
oh_line_8107901_200840075 |  | AD | node_8107901_200839559 | node_intto1_8107901_200840075 | 262.374 | bal_1P_1/0AC | 8107901 | no | no |  |  | no |  |  | 0 | 0 | 0 | 0
oh_line_8107901_200840076 |  | AD | node_8107901_200840075 | node_8107901_200840076 | 247.927 | bal_1P_1/0AC | 8107901 | no | no |  |  | no |  |  | 0 | 0 | 0 | 0
oh_line_8107901_200840077 |  | AD | node_8107901_200840076 | node_8107901_200840077 | 245.431 | bal_1P_1/0AC | 8107901 | no | no |  |  | no |  |  | 0 | 0 | 0 | 0
oh_line_8107901_200840078 |  | AD | node_8107901_200840077 | node_8107901_200840078 | 206.584 | bal_1P_1/0AC | 8107901 | no | no |  |  | no |  |  | 0 | 0 | 0 | 0
oh_line_8107901_200840079 |  | AD | node_8107901_200840078 | node_8107901_200840079 | 206.153 | bal_1P_1/0AC | 8107901 | no | no |  |  | no |  |  | 0 | 0 | 0 | 0
oh_line_8107901_200840080 |  | AD | node_8107901_200840026 | node_8107901_200840080 | 304.683 | bal_1P_1/0AC | 8107901 | no | no |  |  | no |  |  | 0 | 0 | 0 | 0
oh_line_8107901_200840081 |  | AD | node_8107901_200840080 | node_8107901_200840081 | 300.905 | bal_1P_1/0AC | 8107901 | no | no |  |  | no |  |  | 0 | 0 | 0 | 0
oh_line_8107901_200840082 |  | AD | node_8107901_200840081 | node_8107901_200840082 | 292.922 | bal_1P_1/0AC | 8107901 | no | no |  |  | no |  |  | 0 | 0 | 0 | 0
oh_line_8107901_200840083 |  | ABCN | node_8107901_200840093 | node_8107901_200840083 | 83.09 | bal_3P_477AL_4/0AA(N) | 8107901 | no | no |  |  | no |  |  | 0 | 0 | 0 | 0
oh_line_8107901_200840084 |  | ABCN | node_8107901_200840085 | node_8107901_200840084 | 245.392 | bal_3P_477AL_4/0AA(N) | 8107901 | no | no |  |  | no |  |  | 0 | 0 | 0 | 0
oh_line_8107901_200840085 |  | ABCN | node_8107901_200840086 | node_8107901_200840085 | 242.849 | bal_3P_477AL_4/0AA(N) | 8107901 | no | no |  |  | no |  |  | 0 | 0 | 0 | 0
oh_line_8107901_200840086 |  | ABCN | node_8107901_200840088 | node_8107901_200840086 | 214.364 | bal_3P_477AL_4/0AA(N) | 8107901 | no | no |  |  | no |  |  | 0 | 0 | 0 | 0
oh_line_8107901_200840088 |  | ABCN | node_8107901_200840089 | node_8107901_200840088 | 222.091 | bal_3P_477AL_4/0AA(N) | 8107901 | no | no |  |  | no |  |  | 0 | 0 | 0 | 0
oh_line_8107901_200840089 |  | ABCN | node_8107901_200840091 | node_8107901_200840089 | 256.625 | bal_3P_477AL_4/0AA(N) | 8107901 | no | no |  |  | no |  |  | 0 | 0 | 0 | 0
oh_line_8107901_200840091 |  | ABCN | node_8107901_200840092 | node_intto1_8107901_200840091 | 251.601 | bal_3P_477AL_4/0AA(N) | 8107901 | no | no |  |  | no |  |  | 0 | 0 | 0 | 0
oh_line_8107901_200840092 |  | ABCN | node_8107901_200952706 | node_8107901_200840092 | 33.488 | bal_3P_477AL_4/0AA(N) | 8107901 | no | no |  |  | no |  |  | 0 | 0 | 0 | 0
oh_line_8107901_200840093 |  | ABCN | node_8107901_200840094 | node_8107901_200840093 | 175.832 | bal_3P_477AL_4/0AA(N) | 8107901 | no | no |  |  | no |  |  | 0 | 0 | 0 | 0
oh_line_8107901_200840094 |  | ABCN | node_8107901_200840095 | node_8107901_200840094 | 170.263 | bal_3P_477AL_4/0AA(N) | 8107901 | no | no |  |  | no |  |  | 0 | 0 | 0 | 0
oh_line_8107901_200840095 |  | ABCN | node_8107901_200840096 | node_8107901_200840095 | 180.935 | bal_3P_477AL_4/0AA(N) | 8107901 | no | no |  |  | no |  |  | 0 | 0 | 0 | 0
oh_line_8107901_200840096 |  | ABCN | node_8107901_200840097 | node_8107901_200840096 | 173.832 | bal_3P_477AL_4/0AA(N) | 8107901 | no | no |  |  | no |  |  | 0 | 0 | 0 | 0
oh_line_8107901_200840097 |  | ABCN | node_8107901_200840099 | node_8107901_200840097 | 171.069 | bal_3P_477AL_4/0AA(N) | 8107901 | no | no |  |  | no |  |  | 0 | 0 | 0 | 0
oh_line_8107901_200840099 |  | ABCN | node_8107901_200840100 | node_8107901_200840099 | 187.551 | bal_3P_477AL_4/0AA(N) | 8107901 | no | no |  |  | no |  |  | 0 | 0 | 0 | 0
oh_line_8107901_200840100 |  | ABCN | node_8107901_200840101 | node_8107901_200840100 | 179.598 | bal_3P_477AL_4/0AA(N) | 8107901 | no | no |  |  | no |  |  | 0 | 0 | 0 | 0
oh_line_8107901_200840101 |  | ABCN | node_8107901_200840102 | node_8107901_200840101 | 176.324 | bal_3P_477AL_4/0AA(N) | 8107901 | no | no |  |  | no |  |  | 0 | 0 | 0 | 0
oh_line_8107901_200840102 |  | ABCN | node_8107901_200840104 | node_8107901_200840102 | 199.161 | bal_3P_477AL_4/0AA(N) | 8107901 | no | no |  |  | no |  |  | 0 | 0 | 0 | 0
oh_line_8107901_200840104 |  | ABCN | node_8107901_200840105 | node_8107901_200840104 | 121.527 | bal_3P_477AL_4/0AA(N) | 8107901 | no | no |  |  | no |  |  | 0 | 0 | 0 | 0
oh_line_8107901_200840105 |  | ABCN | node_8107901_200840108 | node_8107901_200840105 | 118.334 | bal_3P_477AL_4/0AA(N) | 8107901 | no | no |  |  | no |  |  | 0 | 0 | 0 | 0
oh_line_8107901_200840106 |  | AN | node_8107901_200840105 | node_8107901_200840106 | 247.721 | bal_1P_1/0AA_1/0AA(N) | 8107901 | no | no |  |  | no |  |  | 0 | 0 | 0 | 0
oh_line_8107901_200840107 |  | AN | node_8107901_200840106 | node_8107901_200840107 | 253.147 | bal_1P_1/0AA_1/0AA(N) | 8107901 | no | no |  |  | no |  |  | 0 | 0 | 0 | 0
oh_line_8107901_200840108 |  | ABCN | node_8107901_200840084 | node_8107901_200840108 | 238.196 | bal_3P_477AL_4/0AA(N) | 8107901 | no | no |  |  | no |  |  | 0 | 0 | 0 | 0
oh_line_8107901_200840110 |  | AD | node_8107901_200907848 | node_8107901_200840110 | 298.966 | bal_1P_1/0AA | 8107901 | no | no |  |  | no |  |  | 0 | 0 | 0 | 0
oh_line_8107901_200840111 |  | AD | node_8107901_200903394 | node_8107901_200840111 | 210.333 | bal_1P_1/0AC | 8107901 | no | no |  |  | no |  |  | 0 | 0 | 0 | 0
oh_line_8107901_200840112 |  | AD | node_8107901_200840111 | node_8107901_200840112 | 294.897 | bal_1P_1/0AC | 8107901 | no | no |  |  | no |  |  | 0 | 0 | 0 | 0
oh_line_8107901_200840113 |  | AD | node_8107901_200840112 | node_8107901_200840113 | 196.62 | bal_1P_1/0AC | 8107901 | no | no |  |  | no |  |  | 0 | 0 | 0 | 0
oh_line_8107901_200840114 |  | AD | node_8107901_200840113 | node_8107901_200840114 | 260.76 | bal_1P_1/0AA | 8107901 | no | no |  |  | no |  |  | 0 | 0 | 0 | 0
oh_line_8107901_200840122 |  | AD | node_8107901_200839962 | node_8107901_200840122 | 91.852 | bal_1P_1/0AA | 8107901 | no | no |  |  | no |  |  | 0 | 0 | 0 | 0
oh_line_8107901_200840123 |  | AD | node_8107901_200840122 | node_8107901_200840123 | 253.059 | bal_1P_1/0AA | 8107901 | no | no |  |  | no |  |  | 0 | 0 | 0 | 0
oh_line_8107901_200840125 |  | AD | node_8107901_200840123 | node_8107901_200840125 | 290.915 | bal_1P_1/0AA | 8107901 | no | no |  |  | no |  |  | 0 | 0 | 0 | 0
oh_line_8107901_200840126 |  | AD | node_8107901_200840125 | node_8107901_200840126 | 289.905 | bal_1P_1/0AA | 8107901 | no | no |  |  | no |  |  | 0 | 0 | 0 | 0
oh_line_8107901_200840133 |  | AD | node_8107901_200839566 | node_8107901_200840133 | 88.267 | bal_1P_1/0AA | 8107901 | no | no |  |  | no |  |  | 0 | 0 | 0 | 0
oh_line_8107901_200840134 |  | AD | node_8107901_200840133 | node_intto1_8107901_200840134 | 297.823 | bal_1P_1/0AA | 8107901 | no | no |  |  | no |  |  | 0 | 0 | 0 | 0
oh_line_8107901_200840135 |  | AD | node_8107901_200840134 | node_8107901_200840135 | 287.618 | bal_1P_1/0AA | 8107901 | no | no |  |  | no |  |  | 0 | 0 | 0 | 0
oh_line_8107901_200840136 |  | AD | node_8107901_200840135 | node_8107901_200840136 | 314.103 | bal_1P_1/0AA | 8107901 | no | no |  |  | no |  |  | 0 | 0 | 0 | 0
oh_line_8107901_200840137 |  | AD | node_8107901_200840136 | node_8107901_200840137 | 255.355 | bal_1P_1/0AA | 8107901 | no | no |  |  | no |  |  | 0 | 0 | 0 | 0
oh_line_8107901_200840138 |  | AD | node_8107901_200840137 | node_8107901_200840138 | 319.28 | bal_1P_1/0AA | 8107901 | no | no |  |  | no |  |  | 0 | 0 | 0 | 0
oh_line_8107901_200840139 |  | AD | node_8107901_200840138 | node_8107901_200840139 | 298.92 | bal_1P_1/0AA | 8107901 | no | no |  |  | no |  |  | 0 | 0 | 0 | 0
oh_line_8107901_200840140 |  | AD | node_8107901_200840139 | node_8107901_200840140 | 270.595 | bal_1P_1/0AA | 8107901 | no | no |  |  | no |  |  | 0 | 0 | 0 | 0
oh_line_8107901_200840313 |  | AD | node_8107901_200840322 | node_8107901_200840313 | 226.548 | bal_1P_1/0AA | 8107901 | no | no |  |  | no |  |  | 0 | 0 | 0 | 0
oh_line_8107901_200840314 |  | AN | node_8107901_200911515 | node_8107901_200840314 | 912.77 | bal_1P_1/0AA_1/0AA(N) | 8107901 | no | no |  |  | no |  |  | 0 | 0 | 0 | 0
oh_line_8107901_200840320 |  | ABCN | node_8107901_200840526 | node_8107901_200840320 | 230.343 | bal_3P_477AL_4/0AA(N) | 8107901 | no | no |  |  | no |  |  | 0 | 0 | 0 | 0
oh_line_8107901_200840322 |  | ABCN | node_8107901_200840320 | node_8107901_200840322 | 176.607 | bal_3P_477AL_4/0AA(N) | 8107901 | no | no |  |  | no |  |  | 0 | 0 | 0 | 0
oh_line_8107901_200840323 |  | ABCN | node_8107901_200840322 | node_8107901_200840323 | 228.958 | bal_3P_477AL_4/0AA(N) | 8107901 | no | no |  |  | no |  |  | 0 | 0 | 0 | 0
oh_line_8107901_200840325 |  | ABCN | node_8107901_200840323 | node_8107901_200840325 | 186.988 | bal_3P_477AL_4/0AA(N) | 8107901 | no | no |  |  | no |  |  | 0 | 0 | 0 | 0
oh_line_8107901_200840326 |  | AN | node_8107901_200840325 | node_8107901_200840326 | 390.872 | bal_1P_2AC_2AC(N) | 8107901 | no | no |  |  | no |  |  | 0 | 0 | 0 | 0
oh_line_8107901_200840327 |  | ABCN | node_8107901_200840325 | node_8107901_200840327 | 178.263 | bal_3P_477AL_4/0AA(N) | 8107901 | no | no |  |  | no |  |  | 0 | 0 | 0 | 0
oh_line_8107901_200840328 |  | ABCN | node_8107901_200840327 | node_8107901_200840328 | 225.304 | bal_3P_477AL_4/0AA(N) | 8107901 | no | no |  |  | no |  |  | 0 | 0 | 0 | 0
oh_line_8107901_200840329 |  | AN | node_8107901_200840328 | node_8107901_200840329 | 92.855 | bal_1P_2AC_1/0AC(N) | 8107901 | no | no |  |  | no |  |  | 0 | 0 | 0 | 0
oh_line_8107901_200840330 |  | ABCN | node_8107901_200840328 | node_8107901_200840330 | 181.241 | bal_3P_477AL_4/0AA(N) | 8107901 | no | no |  |  | no |  |  | 0 | 0 | 0 | 0
oh_line_8107901_200840331 |  | ABCN | node_8107901_200840330 | node_8107901_200840331 | 146.272 | bal_3P_477AL_4/0AA(N) | 8107901 | no | no |  |  | no |  |  | 0 | 0 | 0 | 0
oh_line_8107901_200840332 |  | ABCN | node_8107901_200840331 | node_8107901_200840332 | 167.366 | bal_3P_477AL_4/0AA(N) | 8107901 | no | no |  |  | no |  |  | 0 | 0 | 0 | 0
oh_line_8107901_200840333 |  | ABCN | node_8107901_200840332 | node_8107901_200840333 | 172.139 | bal_3P_477AL_4/0AA(N) | 8107901 | no | no |  |  | no |  |  | 0 | 0 | 0 | 0
oh_line_8107901_200840334 |  | ABCN | node_8107901_200840333 | node_8107901_200840334 | 183.006 | bal_3P_477AL_4/0AA(N) | 8107901 | no | no |  |  | no |  |  | 0 | 0 | 0 | 0
oh_line_8107901_200840335 |  | ABCN | node_8107901_200840334 | node_8107901_200840335 | 177.903 | bal_3P_477AL_4/0AA(N) | 8107901 | no | no |  |  | no |  |  | 0 | 0 | 0 | 0
oh_line_8107901_200840336 |  | ABCN | node_8107901_200840335 | node_8107901_200840336 | 199.384 | bal_3P_477AL_4/0AA(N) | 8107901 | no | no |  |  | no |  |  | 0 | 0 | 0 | 0
oh_line_8107901_200840337 |  | ABCN | node_8107901_200840336 | node_8107901_200840337 | 195.717 | bal_3P_477AL_4/0AA(N) | 8107901 | no | no |  |  | no |  |  | 0 | 0 | 0 | 0
oh_line_8107901_200840338 |  | ABCN | node_8107901_200840337 | node_8107901_200840338 | 249.649 | bal_3P_477AL_4/0AA(N) | 8107901 | no | no |  |  | no |  |  | 0 | 0 | 0 | 0
oh_line_8107901_200840339 |  | ABCN | node_8107901_200840338 | node_8107901_200840339 | 249.316 | bal_3P_477AL_4/0AA(N) | 8107901 | no | no |  |  | no |  |  | 0 | 0 | 0 | 0
oh_line_8107901_200840340 |  | ABCN | node_8107901_200840339 | node_8107901_200840340 | 248.887 | bal_3P_477AL_4/0AA(N) | 8107901 | no | no |  |  | no |  |  | 0 | 0 | 0 | 0
oh_line_8107901_200840343 |  | ABCN | node_8107901_200840340 | node_8107901_200840343 | 248.486 | bal_3P_477AL_4/0AA(N) | 8107901 | no | no |  |  | no |  |  | 0 | 0 | 0 | 0
oh_line_8107901_200840344 |  | ABCN | node_8107901_200840343 | node_8107901_200840344 | 182.719 | bal_3P_477AL_4/0AA(N) | 8107901 | no | no |  |  | no |  |  | 0 | 0 | 0 | 0
oh_line_8107901_200840345 |  | ABCN | node_8107901_200840344 | node_8107901_200840345 | 156.393 | bal_3P_477AL_4/0AA(N) | 8107901 | no | no |  |  | no |  |  | 0 | 0 | 0 | 0
oh_line_8107901_200840346 |  | ABCN | node_8107901_200840345 | node_8107901_200840346 | 241.366 | bal_3P_477AL_4/0AA(N) | 8107901 | no | no |  |  | no |  |  | 0 | 0 | 0 | 0
oh_line_8107901_200840348 |  | ABCN | node_8107901_200840346 | node_8107901_200840348 | 251.373 | bal_3P_477AL_4/0AA(N) | 8107901 | no | no |  |  | no |  |  | 0 | 0 | 0 | 0
oh_line_8107901_200840350 |  | AN | node_8107901_200952706 | node_8107901_200840350 | 331.318 | bal_1P_1/0AA_1/0AA(N) | 8107901 | no | no |  |  | no |  |  | 0 | 0 | 0 | 0
oh_line_8107901_200840351 |  | AN | node_8107901_200840350 | node_intto1_8107901_200840351 | 358.135 | bal_1P_1/0AA_1/0AA(N) | 8107901 | no | no |  |  | no |  |  | 0 | 0 | 0 | 0
oh_line_8107901_200840352 |  | AN | node_8107901_200840351 | node_8107901_200840352 | 404.156 | bal_1P_1/0AA_1/0AA(N) | 8107901 | no | no |  |  | no |  |  | 0 | 0 | 0 | 0
oh_line_8107901_200840353 |  | AN | node_8107901_200840352 | node_8107901_200840353 | 55.355 | bal_1P_1/0AA_1/0AA(N) | 8107901 | no | no |  |  | no |  |  | 0 | 0 | 0 | 0
oh_line_8107901_200840354 |  | AN | node_8107901_200840353 | node_8107901_200840354 | 295.322 | bal_1P_1/0AA_1/0AA(N) | 8107901 | no | no |  |  | no |  |  | 0 | 0 | 0 | 0
oh_line_8107901_200840355 |  | AN | node_8107901_200840352 | node_8107901_200840355 | 354.875 | bal_1P_1/0AA_1/0AA(N) | 8107901 | no | no |  |  | no |  |  | 0 | 0 | 0 | 0
oh_line_8107901_200840356 |  | AN | node_8107901_200840355 | node_8107901_200840356 | 176.014 | bal_1P_1/0AA_1/0AA(N) | 8107901 | no | no |  |  | no |  |  | 0 | 0 | 0 | 0
oh_line_8107901_200840357 |  | AN | node_8107901_200840356 | node_8107901_200840357 | 245.965 | bal_1P_1/0AA_1/0AA(N) | 8107901 | no | no |  |  | no |  |  | 0 | 0 | 0 | 0
oh_line_8107901_200840358 |  | AN | node_8107901_200840357 | node_8107901_200840358 | 245.907 | bal_1P_1/0AA_1/0AA(N) | 8107901 | no | no |  |  | no |  |  | 0 | 0 | 0 | 0
oh_line_8107901_200840359 |  | AN | node_8107901_200840358 | node_8107901_200840359 | 243.74 | bal_1P_1/0AA_1/0AA(N) | 8107901 | no | no |  |  | no |  |  | 0 | 0 | 0 | 0
oh_line_8107901_200840360 |  | AN | node_8107901_200840359 | node_8107901_200840360 | 382.836 | bal_1P_1/0AA_1/0AA(N) | 8107901 | no | no |  |  | no |  |  | 0 | 0 | 0 | 0
oh_line_8107901_200840361 |  | AN | node_8107901_200840360 | node_8107901_200840361 | 378.325 | bal_1P_1/0AA_1/0AA(N) | 8107901 | no | no |  |  | no |  |  | 0 | 0 | 0 | 0
oh_line_8107901_200840363 |  | AN | node_8107901_200840361 | node_8107901_200840363 | 247.249 | bal_1P_1/0AA_1/0AA(N) | 8107901 | no | no |  |  | no |  |  | 0 | 0 | 0 | 0
oh_line_8107901_200840364 |  | AN | node_8107901_200840363 | node_8107901_200840364 | 206.727 | bal_1P_1/0AA_1/0AA(N) | 8107901 | no | no |  |  | no |  |  | 0 | 0 | 0 | 0
oh_line_8107901_200840365 |  | AN | node_8107901_200840364 | node_8107901_200840365 | 240.343 | bal_1P_1/0AA_1/0AA(N) | 8107901 | no | no |  |  | no |  |  | 0 | 0 | 0 | 0
oh_line_8107901_200840515 |  | ABCD | node_SOURCE_8107901 | node_8107901_200840515 | 270.682 | bal_3P_477AL | 8107901 | no | no |  |  | no |  |  | 0 | 0 | 0 | 0
oh_line_8107901_200840516-1 |  | ABCN | node_417AX12-220411212 | node_8107901_200840516 | 50.026 | bal_3P_477AL_4/0AA(N) | 8107901 | no | no |  |  | no |  |  | 0 | 0 | 0 | 0
oh_line_8107901_200840516-2 |  | ABCN | node_312115055 | node_intto1_417AX12-220411212 | 4.513 | bal_3P_477AL_4/0AA(N) | 8107901 | no | no |  |  | no |  |  | 0 | 0 | 0 | 0
oh_line_8107901_200840516-3 |  | ABCN | node_8107901_200840515 | node_intto1_312115055 | 3.665 | bal_3P_477AL_4/0AA(N) | 8107901 | no | no |  |  | no |  |  | 0 | 0 | 0 | 0
oh_line_8107901_200840517 |  | ABCN | node_8107901_200840516 | node_intto1_8107901_200840517 | 19.615 | bal_3P_477AL_4/0AA(N) | 8107901 | no | no |  |  | no |  |  | 0 | 0 | 0 | 0
oh_line_8107901_200840518 |  | ABCN | node_8107901_200840517 | node_8107901_200840518 | 40.128 | bal_3P_477AL_4/0AA(N) | 8107901 | no | no |  |  | no |  |  | 0 | 0 | 0 | 0
oh_line_8107901_200840519 |  | ABCN | node_8107901_200840518 | node_8107901_200840519 | 197.867 | bal_3P_477AL_4/0AA(N) | 8107901 | no | no |  |  | no |  |  | 0 | 0 | 0 | 0
oh_line_8107901_200840520-1 |  | ABCN | node_220417004 | node_8107901_200840520 | 183.166 | bal_3P_477AL_4/0AA(N) | 8107901 | no | no |  |  | no |  |  | 0 | 0 | 0 | 0
oh_line_8107901_200840520-2 |  | ABCN | node_220388774 | node_intto1_220417004 | 7.34 | bal_3P_477AL_4/0AA(N) | 8107901 | no | no |  |  | no |  |  | 0 | 0 | 0 | 0
oh_line_8107901_200840520-3 |  | ABCN | node_8107901_200840519 | node_intto1_220388774 | 6.709 | bal_3P_477AL_4/0AA(N) | 8107901 | no | no |  |  | no |  |  | 0 | 0 | 0 | 0
oh_line_8107901_200840521 |  | ABCN | node_8107901_200840520 | node_8107901_200840521 | 259.006 | bal_3P_477AL_4/0AA(N) | 8107901 | no | no |  |  | no |  |  | 0 | 0 | 0 | 0
oh_line_8107901_200840522 |  | ABCN | node_8107901_200840521 | node_8107901_200840522 | 172.485 | bal_3P_477AL_4/0AA(N) | 8107901 | no | no |  |  | no |  |  | 0 | 0 | 0 | 0
oh_line_8107901_200840523 |  | ABCN | node_8107901_200840522 | node_8107901_200840523 | 165.992 | bal_3P_477AL_4/0AA(N) | 8107901 | no | no |  |  | no |  |  | 0 | 0 | 0 | 0
oh_line_8107901_200840525 |  | ABCN | node_8107901_200840523 | node_8107901_200840525 | 175.706 | bal_3P_477AL_4/0AA(N) | 8107901 | no | no |  |  | no |  |  | 0 | 0 | 0 | 0
oh_line_8107901_200840526 |  | ABCN | node_8107901_200840525 | node_8107901_200840526 | 165.881 | bal_3P_477AL_4/0AA(N) | 8107901 | no | no |  |  | no |  |  | 0 | 0 | 0 | 0
oh_line_8107901_200844259 |  | AD | node_8107901_200839529 | node_8107901_200844259 | 166.555 | bal_1P_2AC | 8107901 | no | no |  |  | no |  |  | 0 | 0 | 0 | 0
oh_line_8107901_200844260 |  | AD | node_8107901_200844259 | node_8107901_200844260 | 584.941 | bal_1P_2AC | 8107901 | no | no |  |  | no |  |  | 0 | 0 | 0 | 0
oh_line_8107901_200844261-1 |  | AD | node_8107901_200844260 | node_1348586_852_15366539_892 | 456.458 | bal_1P_2AC | 8107901 | no | no |  |  | no |  |  | 0 | 0 | 0 | 0
oh_line_8107901_200844261-2 |  | AD | node_1348586_852_15366539_892 | node_8107901_200844261 | 2.976 | bal_1P_2AC | 8107901 | no | no |  |  | no |  |  | 0 | 0 | 0 | 0
oh_line_8107901_200844262 |  | AD | node_8107901_200844261 | node_8107901_200844262 | 98.57 | bal_1P_1/0AA | 8107901 | no | no |  |  | no |  |  | 0 | 0 | 0 | 0
oh_line_8107901_200844263 |  | AD | node_8107901_200844262 | node_8107901_200844263 | 270.677 | bal_1P_1/0AA | 8107901 | no | no |  |  | no |  |  | 0 | 0 | 0 | 0
oh_line_8107901_200844265 |  | AD | node_8107901_200844263 | node_8107901_200844265 | 341.503 | bal_1P_1/0AA | 8107901 | no | no |  |  | no |  |  | 0 | 0 | 0 | 0
oh_line_8107901_200844266 |  | AD | node_8107901_200844265 | node_8107901_200844266 | 26.284 | bal_1P_1/0AA | 8107901 | no | no |  |  | no |  |  | 0 | 0 | 0 | 0
oh_line_8107901_200844267 |  | AD | node_8107901_200844266 | node_8107901_200844267 | 283.44 | bal_1P_1/0AA | 8107901 | no | no |  |  | no |  |  | 0 | 0 | 0 | 0
oh_line_8107901_200844268 |  | AD | node_8107901_200844261 | node_8107901_200844268 | 304.076 | bal_1P_2AC | 8107901 | no | no |  |  | no |  |  | 0 | 0 | 0 | 0
oh_line_8107901_200844269 |  | AD | node_8107901_200844268 | node_8107901_200844269 | 112.609 | bal_1P_2AC | 8107901 | no | no |  |  | no |  |  | 0 | 0 | 0 | 0
oh_line_8107901_200844270 |  | AD | node_8107901_200844269 | node_intto1_8107901_200844270 | 222.794 | bal_1P_2AC | 8107901 | no | no |  |  | no |  |  | 0 | 0 | 0 | 0
oh_line_8107901_200844271 |  | AD | node_8107901_200844270 | node_8107901_200844271 | 236.802 | bal_1P_1/0AA | 8107901 | no | no |  |  | no |  |  | 0 | 0 | 0 | 0
oh_line_8107901_200844272 |  | AD | node_8107901_200844270 | node_8107901_200844272 | 418.27 | bal_1P_2AC | 8107901 | no | no |  |  | no |  |  | 0 | 0 | 0 | 0
oh_line_8107901_200844273 |  | AD | node_8107901_200844272 | node_8107901_200844273 | 223.478 | bal_1P_2AC | 8107901 | no | no |  |  | no |  |  | 0 | 0 | 0 | 0
oh_line_8107901_200844274 |  | AD | node_8107901_200844273 | node_8107901_200844274 | 127.915 | bal_1P_2AC | 8107901 | no | no |  |  | no |  |  | 0 | 0 | 0 | 0
oh_line_8107901_200844275 |  | AD | node_8107901_200844274 | node_8107901_200844275 | 478.521 | bal_1P_2AC | 8107901 | no | no |  |  | no |  |  | 0 | 0 | 0 | 0
oh_line_8107901_200844276 |  | AD | node_8107901_200844275 | node_8107901_200844276 | 421.052 | bal_1P_2AC | 8107901 | no | no |  |  | no |  |  | 0 | 0 | 0 | 0
oh_line_8107901_200844277 |  | AD | node_8107901_200844276 | node_8107901_200844277 | 361.422 | bal_1P_2AC | 8107901 | no | no |  |  | no |  |  | 0 | 0 | 0 | 0
oh_line_8107901_200844279 |  | AD | node_8107901_200844273 | node_8107901_200844279 | 529.106 | bal_1P_2AC | 8107901 | no | no |  |  | no |  |  | 0 | 0 | 0 | 0
oh_line_8107901_200844281 |  | AD | node_8107901_200844279 | node_8107901_200844281 | 227.48 | bal_1P_2AC | 8107901 | no | no |  |  | no |  |  | 0 | 0 | 0 | 0
oh_line_8107901_200844283 |  | AD | node_8107901_200844281 | node_8107901_200844283 | 281.281 | bal_1P_1/0AA | 8107901 | no | no |  |  | no |  |  | 0 | 0 | 0 | 0
oh_line_8107901_200844284 |  | AD | node_8107901_200844283 | node_8107901_200844284 | 304.139 | bal_1P_1/0AA | 8107901 | no | no |  |  | no |  |  | 0 | 0 | 0 | 0
oh_line_8107901_200844285 |  | AD | node_8107901_200844284 | node_8107901_200844285 | 304.961 | bal_1P_1/0AA | 8107901 | no | no |  |  | no |  |  | 0 | 0 | 0 | 0
oh_line_8107901_200844286 |  | AD | node_8107901_200844284 | node_8107901_200844286 | 349.378 | bal_1P_1/0AA | 8107901 | no | no |  |  | no |  |  | 0 | 0 | 0 | 0
oh_line_8107901_200844287 |  | AD | node_8107901_200844286 | node_8107901_200844287 | 423.03 | bal_1P_2AC | 8107901 | no | no |  |  | no |  |  | 0 | 0 | 0 | 0
oh_line_8107901_200844288 |  | AD | node_8107901_200844287 | node_8107901_200844288 | 433.755 | bal_1P_2AC | 8107901 | no | no |  |  | no |  |  | 0 | 0 | 0 | 0
oh_line_8107901_200844289 |  | AD | node_8107901_200844288 | node_8107901_200844289 | 329.517 | bal_1P_2AC | 8107901 | no | no |  |  | no |  |  | 0 | 0 | 0 | 0
oh_line_8107901_200844290 |  | AD | node_8107901_200844289 | node_8107901_200844290 | 354.503 | bal_1P_2AC | 8107901 | no | no |  |  | no |  |  | 0 | 0 | 0 | 0
oh_line_8107901_200844291 |  | AD | node_8107901_200844288 | node_8107901_200844291 | 222.83 | bal_1P_2AC | 8107901 | no | no |  |  | no |  |  | 0 | 0 | 0 | 0
oh_line_8107901_200844292 |  | AD | node_8107901_200844291 | node_8107901_200844292 | 253.558 | bal_1P_2AC | 8107901 | no | no |  |  | no |  |  | 0 | 0 | 0 | 0
oh_line_8107901_200844293 |  | AD | node_8107901_200844292 | node_8107901_200844293 | 188.987 | bal_1P_2AC | 8107901 | no | no |  |  | no |  |  | 0 | 0 | 0 | 0
oh_line_8107901_200844775 |  | AD | node_8107901_200844269 | node_8107901_200844775 | 41.533 | bal_1P_1/0AA | 8107901 | no | no |  |  | no |  |  | 0 | 0 | 0 | 0
oh_line_8107901_200844776 |  | AD | node_8107901_200844775 | node_8107901_200844776 | 190.755 | bal_1P_1/0AA | 8107901 | no | no |  |  | no |  |  | 0 | 0 | 0 | 0
oh_line_8107901_200844777 |  | AD | node_8107901_200844776 | node_8107901_200844777 | 247.03 | bal_1P_1/0AA | 8107901 | no | no |  |  | no |  |  | 0 | 0 | 0 | 0
oh_line_8107901_200844779 |  | AD | node_8107901_200844777 | node_8107901_200844779 | 196.248 | bal_1P_1/0AA | 8107901 | no | no |  |  | no |  |  | 0 | 0 | 0 | 0
oh_line_8107901_200844780 |  | AD | node_8107901_200844779 | node_8107901_200844780 | 239.712 | bal_1P_1/0AA | 8107901 | no | no |  |  | no |  |  | 0 | 0 | 0 | 0
oh_line_8107901_200844781 |  | AD | node_8107901_200844780 | node_8107901_200844781 | 297.994 | bal_1P_1/0AA | 8107901 | no | no |  |  | no |  |  | 0 | 0 | 0 | 0
oh_line_8107901_200844782 |  | AD | node_8107901_200844781 | node_8107901_200844782 | 207.356 | bal_1P_1/0AA | 8107901 | no | no |  |  | no |  |  | 0 | 0 | 0 | 0
oh_line_8107901_200902669 |  | ABCD | node_8107901_200839573 | node_8107901_200902669 | 315.749 | bal_3P_2AC | 8107901 | no | no |  |  | no |  |  | 0 | 0 | 0 | 0
oh_line_8107901_200902670 |  | ABCD | node_8107901_200902669 | node_8107901_200902670 | 314.971 | bal_3P_2AC | 8107901 | no | no |  |  | no |  |  | 0 | 0 | 0 | 0
oh_line_8107901_200902671 |  | ABCD | node_8107901_200902670 | node_8107901_200902671 | 397.532 | bal_3P_2AC | 8107901 | no | no |  |  | no |  |  | 0 | 0 | 0 | 0
oh_line_8107901_200902672 |  | ABCD | node_8107901_200902671 | node_8107901_200902672 | 362.475 | bal_3P_2AC | 8107901 | no | no |  |  | no |  |  | 0 | 0 | 0 | 0
oh_line_8107901_200902673 |  | ABCD | node_8107901_200902672 | node_8107901_200902673 | 82.563 | bal_3P_2AC | 8107901 | no | no |  |  | no |  |  | 0 | 0 | 0 | 0
oh_line_8107901_200902674 |  | ABCD | node_8107901_200902673 | node_8107901_200902674 | 328.531 | bal_3P_2AC | 8107901 | no | no |  |  | no |  |  | 0 | 0 | 0 | 0
oh_line_8107901_200902676 |  | ABCD | node_8107901_200902674 | node_8107901_200902676 | 416.851 | bal_3P_2AC | 8107901 | no | no |  |  | no |  |  | 0 | 0 | 0 | 0
oh_line_8107901_200902677 |  | ABCD | node_8107901_200902676 | node_8107901_200902677 | 221.859 | bal_3P_2AC | 8107901 | no | no |  |  | no |  |  | 0 | 0 | 0 | 0
oh_line_8107901_200902678 |  | ABCD | node_8107901_200902677 | node_8107901_200902678 | 211.78 | bal_3P_2AC | 8107901 | no | no |  |  | no |  |  | 0 | 0 | 0 | 0
oh_line_8107901_200902679 |  | ABCD | node_8107901_200902678 | node_intto1_8107901_200902679 | 118.726 | bal_3P_2AC | 8107901 | no | no |  |  | no |  |  | 0 | 0 | 0 | 0
oh_line_8107901_200902681 |  | AD | node_8107901_200902678 | node_8107901_200902681 | 210.247 | bal_1P_2AC | 8107901 | no | no |  |  | no |  |  | 0 | 0 | 0 | 0
oh_line_8107901_200902682 |  | AD | node_8107901_200902681 | node_intto1_8107901_200902682 | 429.295 | bal_1P_2AC | 8107901 | no | no |  |  | no |  |  | 0 | 0 | 0 | 0
oh_line_8107901_200902683 |  | AD | node_8107901_200902682 | node_8107901_200902683 | 446.931 | bal_1P_2AC | 8107901 | no | no |  |  | no |  |  | 0 | 0 | 0 | 0
oh_line_8107901_200902684 |  | AD | node_8107901_200902683 | node_8107901_200902684 | 468.726 | bal_1P_2AC | 8107901 | no | no |  |  | no |  |  | 0 | 0 | 0 | 0
oh_line_8107901_200902685 |  | AD | node_8107901_200902684 | node_8107901_200902685 | 237.318 | bal_1P_2AC | 8107901 | no | no |  |  | no |  |  | 0 | 0 | 0 | 0
oh_line_8107901_200902686 |  | AD | node_8107901_200902685 | node_8107901_200902686 | 289.694 | bal_1P_1/0AA | 8107901 | no | no |  |  | no |  |  | 0 | 0 | 0 | 0
oh_line_8107901_200902687 |  | AD | node_8107901_200902686 | node_8107901_200902687 | 289.146 | bal_1P_1/0AA | 8107901 | no | no |  |  | no |  |  | 0 | 0 | 0 | 0
oh_line_8107901_200902688 |  | AD | node_8107901_200902687 | node_8107901_200902688 | 307.71 | bal_1P_1/0AA | 8107901 | no | no |  |  | no |  |  | 0 | 0 | 0 | 0
oh_line_8107901_200902691 |  | AD | node_8107901_200839596 | node_8107901_200902691 | 342.671 | bal_1P_2AC | 8107901 | no | no |  |  | no |  |  | 0 | 0 | 0 | 0
oh_line_8107901_200902693 |  | AD | node_8107901_200902691 | node_8107901_200902693 | 352.072 | bal_1P_2AC | 8107901 | no | no |  |  | no |  |  | 0 | 0 | 0 | 0
oh_line_8107901_200902694 |  | AD | node_8107901_200902693 | node_8107901_200902694 | 303.229 | bal_1P_2AC | 8107901 | no | no |  |  | no |  |  | 0 | 0 | 0 | 0
oh_line_8107901_200902696 |  | AD | node_8107901_200902693 | node_8107901_200902696 | 466.658 | bal_1P_2AC | 8107901 | no | no |  |  | no |  |  | 0 | 0 | 0 | 0
oh_line_8107901_200902697 |  | AD | node_8107901_200902696 | node_8107901_200902697 | 549.004 | bal_1P_2AC | 8107901 | no | no |  |  | no |  |  | 0 | 0 | 0 | 0
oh_line_8107901_200902698 |  | AD | node_8107901_200902697 | node_intto1_8107901_200902698 | 164.247 | bal_1P_2AC | 8107901 | no | no |  |  | no |  |  | 0 | 0 | 0 | 0
oh_line_8107901_200902699 |  | AD | node_8107901_200902698 | node_8107901_200902699 | 129.576 | bal_1P_2AC | 8107901 | no | no |  |  | no |  |  | 0 | 0 | 0 | 0
oh_line_8107901_200902701 |  | AD | node_8107901_200902697 | node_8107901_200902701 | 487.31 | bal_1P_2AC | 8107901 | no | no |  |  | no |  |  | 0 | 0 | 0 | 0
oh_line_8107901_200902702 |  | AD | node_8107901_200902701 | node_8107901_200902702 | 422.705 | bal_1P_2AC | 8107901 | no | no |  |  | no |  |  | 0 | 0 | 0 | 0
oh_line_8107901_200902703 |  | AD | node_8107901_200902702 | node_8107901_200902703 | 507.769 | bal_1P_2AC | 8107901 | no | no |  |  | no |  |  | 0 | 0 | 0 | 0
oh_line_8107901_200902704 |  | AD | node_8107901_200902703 | node_intto1_8107901_200902704 | 507.214 | bal_1P_2AC | 8107901 | no | no |  |  | no |  |  | 0 | 0 | 0 | 0
oh_line_8107901_200902705 |  | AD | node_8107901_200902704 | node_8107901_200902705 | 503.037 | bal_1P_2AC | 8107901 | no | no |  |  | no |  |  | 0 | 0 | 0 | 0
oh_line_8107901_200902706 |  | AD | node_8107901_200902705 | node_8107901_200902706 | 104.61 | bal_1P_2AC | 8107901 | no | no |  |  | no |  |  | 0 | 0 | 0 | 0
oh_line_8107901_200902707 |  | AD | node_8107901_200902706 | node_8107901_200902707 | 482.504 | bal_1P_2AC | 8107901 | no | no |  |  | no |  |  | 0 | 0 | 0 | 0
oh_line_8107901_200902709 |  | AD | node_8107901_200902705 | node_8107901_200902709 | 268.131 | bal_1P_2AC | 8107901 | no | no |  |  | no |  |  | 0 | 0 | 0 | 0
oh_line_8107901_200902710 |  | AD | node_8107901_200902709 | node_8107901_200902710 | 284.867 | bal_1P_2AC | 8107901 | no | no |  |  | no |  |  | 0 | 0 | 0 | 0
oh_line_8107901_200902711 |  | AD | node_8107901_200902710 | node_8107901_200902711 | 282.63 | bal_1P_2AC | 8107901 | no | no |  |  | no |  |  | 0 | 0 | 0 | 0
oh_line_8107901_200902712 |  | AD | node_8107901_200902711 | node_8107901_200902712 | 246.715 | bal_1P_2AC | 8107901 | no | no |  |  | no |  |  | 0 | 0 | 0 | 0
oh_line_8107901_200902713 |  | AD | node_8107901_200902712 | node_8107901_200902713 | 264.375 | bal_1P_2AC | 8107901 | no | no |  |  | no |  |  | 0 | 0 | 0 | 0
oh_line_8107901_200902714 |  | AD | node_8107901_200902713 | node_8107901_200902714 | 283.124 | bal_1P_2AC | 8107901 | no | no |  |  | no |  |  | 0 | 0 | 0 | 0
oh_line_8107901_200902715 |  | AD | node_8107901_200902714 | node_8107901_200902715 | 462.603 | bal_1P_2AC | 8107901 | no | no |  |  | no |  |  | 0 | 0 | 0 | 0
oh_line_8107901_200902716 |  | AD | node_8107901_200902714 | node_8107901_200902716 | 373.102 | bal_1P_2AC | 8107901 | no | no |  |  | no |  |  | 0 | 0 | 0 | 0
oh_line_8107901_200903394 |  | AD | node_8107901_200902691 | node_intto1_8107901_200903394 | 213.101 | bal_1P_1/0AC | 8107901 | no | no |  |  | no |  |  | 0 | 0 | 0 | 0
oh_line_8107901_200903409 |  | AD | node_8107901_200902685 | node_8107901_200903409 | 332.483 | bal_1P_1/0AA | 8107901 | no | no |  |  | no |  |  | 0 | 0 | 0 | 0
oh_line_8107901_200903410 |  | AD | node_8107901_200903409 | node_8107901_200903410 | 321.259 | bal_1P_1/0AA | 8107901 | no | no |  |  | no |  |  | 0 | 0 | 0 | 0
oh_line_8107901_200903411 |  | AD | node_8107901_200903410 | node_8107901_200903411 | 323.309 | bal_1P_1/0AA | 8107901 | no | no |  |  | no |  |  | 0 | 0 | 0 | 0
oh_line_8107901_200903412 |  | AD | node_8107901_200903411 | node_8107901_200903412 | 329.952 | bal_1P_1/0AA | 8107901 | no | no |  |  | no |  |  | 0 | 0 | 0 | 0
oh_line_8107901_200907848 |  | AD | node_8107901_200840114 | node_8107901_200907848 | 245.66 | bal_1P_1/0AA | 8107901 | no | no |  |  | no |  |  | 0 | 0 | 0 | 0
oh_line_8107901_200911515 |  | ABCN | node_8107901_200840346 | node_intto1_8107901_200911515 | 80.123 | bal_3P_1/0AA_1/0AA(N) | 8107901 | no | no |  |  | no |  |  | 0 | 0 | 0 | 0
oh_line_8107901_200947698 |  | AD | node_8107901_200839888 | node_8107901_200947698 | 278.108 | bal_1P_1/0AA | 8107901 | no | no |  |  | no |  |  | 0 | 0 | 0 | 0
oh_line_8107901_200947699 |  | AD | node_8107901_200947698 | node_8107901_200947699 | 224.667 | bal_1P_1/0AA | 8107901 | no | no |  |  | no |  |  | 0 | 0 | 0 | 0
oh_line_8107901_200947700 |  | AD | node_8107901_200947699 | node_8107901_200947700 | 222.224 | bal_1P_1/0AA | 8107901 | no | no |  |  | no |  |  | 0 | 0 | 0 | 0
oh_line_8107901_200947701 |  | AD | node_8107901_312102235 | node_8107901_200947701 | 174.859 | bal_1P_2AC | 8107901 | no | no |  |  | no |  |  | 0 | 0 | 0 | 0
oh_line_8107901_200949166 |  | ABCD | node_8107901_200839135 | node_8107901_200949166 | 228.496 | bal_3P_4CU | 8107901 | no | no |  |  | no |  |  | 0 | 0 | 0 | 0
oh_line_8107901_200949167 |  | AD | node_8107901_200949166 | node_8107901_200949167 | 150.703 | bal_1P_1/0AA | 8107901 | no | no |  |  | no |  |  | 0 | 0 | 0 | 0
oh_line_8107901_200949168 |  | AD | node_8107901_200839151 | node_8107901_200949168 | 147.859 | bal_1P_1/0AC | 8107901 | no | no |  |  | no |  |  | 0 | 0 | 0 | 0
oh_line_8107901_200949171 |  | ABCD | node_8107901_201019363 | node_intto1_8107901_200949171 | 191.364 | bal_3P_1/0AA | 8107901 | no | no |  |  | no |  |  | 0 | 0 | 0 | 0
oh_line_8107901_200949173 |  | ABCD | node_8107901_200949171 | node_8107901_200949173 | 276.867 | bal_3P_1/0AA | 8107901 | no | no |  |  | no |  |  | 0 | 0 | 0 | 0
oh_line_8107901_200949174 |  | AN | node_8107901_200839197 | node_8107901_200949174 | 122.084 | bal_1P_1/0AA_1/0AA(N) | 8107901 | no | no |  |  | no |  |  | 0 | 0 | 0 | 0
oh_line_8107901_200949175 |  | AN | node_8107901_200949174 | node_8107901_200949175 | 197.153 | bal_1P_1/0AA_1/0AA(N) | 8107901 | no | no |  |  | no |  |  | 0 | 0 | 0 | 0
oh_line_8107901_200949176 |  | ABCD | node_8107901_200949173 | node_intto1_8107901_200949176 | 125.289 | bal_3P_1/0AA | 8107901 | no | no |  |  | no |  |  | 0 | 0 | 0 | 0
oh_line_8107901_200949177 |  | ABCD | node_8107901_200949176 | node_8107901_200949177 | 24.55 | bal_3P_1/0AA | 8107901 | no | no |  |  | no |  |  | 0 | 0 | 0 | 0
oh_line_8107901_200949178 |  | AD | node_8107901_200949187 | node_8107901_200949178 | 224.687 | bal_1P_1/0AA | 8107901 | no | no |  |  | no |  |  | 0 | 0 | 0 | 0
oh_line_8107901_200949179 |  | AD | node_8107901_200949178 | node_8107901_200949179 | 193.185 | bal_1P_1/0AA | 8107901 | no | no |  |  | no |  |  | 0 | 0 | 0 | 0
oh_line_8107901_200949180 |  | AD | node_8107901_200949179 | node_8107901_200949180 | 218.148 | bal_1P_1/0AA | 8107901 | no | no |  |  | no |  |  | 0 | 0 | 0 | 0
oh_line_8107901_200949182 |  | AD | node_8107901_200839885 | node_8107901_200949182 | 255.558 | bal_1P_1/0AA | 8107901 | no | no |  |  | no |  |  | 0 | 0 | 0 | 0
oh_line_8107901_200949183 |  | ABCN | node_8107901_310047027 | node_8107901_200949183 | 139.923 | bal_3P_477AL_4/0AA(N) | 8107901 | no | no |  |  | no |  |  | 0 | 0 | 0 | 0
oh_line_8107901_200949185 |  | AD | node_8107901_200839907 | node_8107901_200949185 | 428.334 | bal_1P_2AC | 8107901 | no | no |  |  | no |  |  | 0 | 0 | 0 | 0
oh_line_8107901_200949186 |  | AD | node_8107901_200949185 | node_8107901_200949186 | 188.959 | bal_1P_1/0AA | 8107901 | no | no |  |  | no |  |  | 0 | 0 | 0 | 0
oh_line_8107901_200949187 |  | AD | node_8107901_200949186 | node_8107901_200949187 | 229.048 | bal_1P_1/0AA | 8107901 | no | no |  |  | no |  |  | 0 | 0 | 0 | 0
oh_line_8107901_200952704 |  | AD | node_8107901_200839260 | node_8107901_200952704 | 284.757 | bal_1P_2AC | 8107901 | no | no |  |  | no |  |  | 0 | 0 | 0 | 0
oh_line_8107901_200952705 |  | ABCD | node_8107901_200839184 | node_8107901_200952705 | 493.603 | bal_3P_2AC | 8107901 | no | no |  |  | no |  |  | 0 | 0 | 0 | 0
oh_line_8107901_200952706 |  | ABCN | node_8107901_200840348 | node_8107901_200952706 | 265.983 | bal_3P_477AL_4/0AA(N) | 8107901 | no | no |  |  | no |  |  | 0 | 0 | 0 | 0
oh_line_8107901_200954283 |  | AD | node_8107901_200955587 | node_8107901_200954283 | 177.915 | bal_1P_1/0AA | 8107901 | no | no |  |  | no |  |  | 0 | 0 | 0 | 0
oh_line_8107901_200955587 |  | AD | node_8107901_200839248 | node_8107901_200955587 | 436.291 | bal_1P_2AC | 8107901 | no | no |  |  | no |  |  | 0 | 0 | 0 | 0
oh_line_8107901_200955879 |  | AD | node_8107901_200839521 | node_8107901_200955879 | 232.535 | bal_1P_2AC | 8107901 | no | no |  |  | no |  |  | 0 | 0 | 0 | 0
oh_line_8107901_200955884 |  | AD | node_8107901_200980951 | node_intto1_8107901_200955884 | 172.349 | bal_1P_2AC | 8107901 | no | no |  |  | no |  |  | 0 | 0 | 0 | 0
oh_line_8107901_200957540 |  | AD | node_8107901_200839535 | node_8107901_200957540 | 460.138 | bal_1P_2AC | 8107901 | no | no |  |  | no |  |  | 0 | 0 | 0 | 0
oh_line_8107901_200957563 |  | AD | node_8107901_200957563 | node_8107901_312088897 | 131.884 | bal_1P_1/0AA | 8107901 | no | no |  |  | no |  |  | 0 | 0 | 0 | 0
oh_line_8107901_200957564-1 |  | AD | node_8107901_201050079 | node_8107901_200957564 | 259.454 | bal_1P_8DCW | 8107901 | no | no |  |  | no |  |  | 0 | 0 | 0 | 0
oh_line_8107901_200957564-2 |  | AD | node_8107901_200957564 | node_8107901_200957563 | 101.979 | bal_1P_1/0AA | 8107901 | no | no |  |  | no |  |  | 0 | 0 | 0 | 0
oh_line_8107901_200963593 |  | AD | node_8107901_200839300 | node_8107901_200963593 | 86.581 | bal_1P_2AC | 8107901 | no | no |  |  | no |  |  | 0 | 0 | 0 | 0
oh_line_8107901_200969729 |  | AD | node_8107901_200839783 | node_8107901_200969729 | 210.071 | bal_1P_1/0AA | 8107901 | no | no |  |  | no |  |  | 0 | 0 | 0 | 0
oh_line_8107901_200971132 |  | AD | node_8107901_200902699 | node_8107901_200971132 | 455.094 | bal_1P_2AC | 8107901 | no | no |  |  | no |  |  | 0 | 0 | 0 | 0
oh_line_8107901_200971617 |  | AD | node_8107901_200840026 | node_8107901_200971617 | 186.689 | bal_1P_2AC | 8107901 | no | no |  |  | no |  |  | 0 | 0 | 0 | 0
oh_line_8107901_200976869 |  | AN | node_8107901_200957564 | node_intto1_8107901_200976869 | 298.453 | bal_1P_DELTACUST | 8107901 | no | no |  |  | no |  |  | 0 | 0 | 0 | 0
oh_line_8107901_200978144 |  | ABCD | node_8107901_201063866 | node_8107901_200978144 | 192.274 | bal_3P_2AC | 8107901 | no | no |  |  | no |  |  | 0 | 0 | 0 | 0
oh_line_8107901_200978145 |  | ABCD | node_8107901_200839207 | node_8107901_200978145 | 173.921 | bal_3P_2AC | 8107901 | no | no |  |  | no |  |  | 0 | 0 | 0 | 0
oh_line_8107901_200978146 |  | ABCD | node_8107901_200839210 | node_8107901_200978146 | 193.118 | bal_3P_4/0AA | 8107901 | no | no |  |  | no |  |  | 0 | 0 | 0 | 0
oh_line_8107901_200978148 |  | AD | node_8107901_200839280 | node_8107901_200978148 | 254.096 | bal_1P_1/0AA | 8107901 | no | no |  |  | no |  |  | 0 | 0 | 0 | 0
oh_line_8107901_200978188 |  | AD | node_8107901_200978148 | node_8107901_200978188 | 228.497 | bal_1P_1/0AA | 8107901 | no | no |  |  | no |  |  | 0 | 0 | 0 | 0
oh_line_8107901_200978189 |  | AD | node_8107901_200978188 | node_8107901_200978189 | 319.955 | bal_1P_1/0AA | 8107901 | no | no |  |  | no |  |  | 0 | 0 | 0 | 0
oh_line_8107901_200978190 |  | AD | node_8107901_200978189 | node_8107901_200978190 | 223.476 | bal_1P_1/0AA | 8107901 | no | no |  |  | no |  |  | 0 | 0 | 0 | 0
oh_line_8107901_200978191 |  | AD | node_8107901_200978190 | node_8107901_200978191 | 293.698 | bal_1P_1/0AA | 8107901 | no | no |  |  | no |  |  | 0 | 0 | 0 | 0
oh_line_8107901_200978192 |  | AD | node_8107901_200978191 | node_8107901_200978192 | 253.462 | bal_1P_1/0AA | 8107901 | no | no |  |  | no |  |  | 0 | 0 | 0 | 0
oh_line_8107901_200979001 |  | AD | node_8107901_200969729 | node_8107901_200979001 | 287.796 | bal_1P_1/0AA | 8107901 | no | no |  |  | no |  |  | 0 | 0 | 0 | 0
oh_line_8107901_200979002 |  | AD | node_8107901_200979001 | node_8107901_200979002 | 280.917 | bal_1P_1/0AA | 8107901 | no | no |  |  | no |  |  | 0 | 0 | 0 | 0
oh_line_8107901_200979003 |  | AD | node_8107901_200979002 | node_8107901_200979003 | 271.765 | bal_1P_1/0AA | 8107901 | no | no |  |  | no |  |  | 0 | 0 | 0 | 0
oh_line_8107901_200979004 |  | AD | node_8107901_200979003 | node_8107901_200979004 | 203.99 | bal_1P_1/0AA | 8107901 | no | no |  |  | no |  |  | 0 | 0 | 0 | 0
oh_line_8107901_200979005 |  | AD | node_8107901_200979004 | node_8107901_200979005 | 218.458 | bal_1P_1/0AA | 8107901 | no | no |  |  | no |  |  | 0 | 0 | 0 | 0
oh_line_8107901_200980951 |  | AD | node_8107901_200839245 | node_8107901_200980951 | 265.269 | bal_1P_2AC | 8107901 | no | no |  |  | no |  |  | 0 | 0 | 0 | 0
oh_line_8107901_200982912 |  | AD | node_8107901_200955884 | node_8107901_200982912 | 98.923 | bal_1P_1/0AA | 8107901 | no | no |  |  | no |  |  | 0 | 0 | 0 | 0
oh_line_8107901_201009940 |  | AD | node_8107901_200840047 | node_8107901_201009940 | 31.842 | bal_1P_1/0AA | 8107901 | no | no |  |  | no |  |  | 0 | 0 | 0 | 0
oh_line_8107901_201009941 |  | AD | node_8107901_201009940 | node_intto1_8107901_201009941 | 277.417 | bal_1P_1/0AA | 8107901 | no | no |  |  | no |  |  | 0 | 0 | 0 | 0
oh_line_8107901_201009942 |  | AD | node_8107901_201009941 | node_8107901_201009942 | 278.494 | bal_1P_1/0AA | 8107901 | no | no |  |  | no |  |  | 0 | 0 | 0 | 0
oh_line_8107901_201009943 |  | AD | node_8107901_201009942 | node_8107901_201009943 | 272.747 | bal_1P_1/0AA | 8107901 | no | no |  |  | no |  |  | 0 | 0 | 0 | 0
oh_line_8107901_201011260 |  | AD | node_8107901_200839763 | node_8107901_201011260 | 372.734 | bal_1P_4ACW | 8107901 | no | no |  |  | no |  |  | 0 | 0 | 0 | 0
oh_line_8107901_201011261 |  | AD | node_8107901_201011260 | node_8107901_201011261 | 231.327 | bal_1P_1/0AA | 8107901 | no | no |  |  | no |  |  | 0 | 0 | 0 | 0
oh_line_8107901_201015646 |  | AD | node_8107901_200840034 | node_8107901_201015646 | 253.32 | bal_1P_1/0AA | 8107901 | no | no |  |  | no |  |  | 0 | 0 | 0 | 0
oh_line_8107901_201015647 |  | AD | node_8107901_201015646 | node_8107901_201015647 | 239.311 | bal_1P_1/0AA | 8107901 | no | no |  |  | no |  |  | 0 | 0 | 0 | 0
oh_line_8107901_201019363 |  | ABCD | node_8107901_200839155 | node_8107901_201019363 | 202.917 | bal_3P_1/0AA | 8107901 | no | no |  |  | no |  |  | 0 | 0 | 0 | 0
oh_line_8107901_201034183 |  | AD | node_8107901_200839774 | node_8107901_201034183 | 87.51 | bal_1P_1/0AA | 8107901 | no | no |  |  | no |  |  | 0 | 0 | 0 | 0
oh_line_8107901_201034184 |  | AN | node_8107901_201034185 | node_8107901_201034184 | 207.182 | bal_1P_DELTACUST | 8107901 | no | no |  |  | no |  |  | 0 | 0 | 0 | 0
oh_line_8107901_201034185 |  | AN | node_8107901_201034183 | node_8107901_201034185 | 202.896 | bal_1P_DELTACUST | 8107901 | no | no |  |  | no |  |  | 0 | 0 | 0 | 0
oh_line_8107901_201036507 |  | AD | node_8107901_200839748 | node_8107901_201036507 | 445.543 | bal_1P_2AC | 8107901 | no | no |  |  | no |  |  | 0 | 0 | 0 | 0
oh_line_8107901_201047444 |  | AD | node_8107901_200840140 | node_8107901_201047444 | 210.671 | bal_1P_1/0AA | 8107901 | no | no |  |  | no |  |  | 0 | 0 | 0 | 0
oh_line_8107901_201050027 |  | AD | node_8107901_201050028 | node_8107901_201050027 | 227.213 | bal_1P_2AC | 8107901 | no | no |  |  | no |  |  | 0 | 0 | 0 | 0
oh_line_8107901_201050028 |  | AD | node_8107901_201050029 | node_8107901_201050028 | 253.386 | bal_1P_2AC | 8107901 | no | no |  |  | no |  |  | 0 | 0 | 0 | 0
oh_line_8107901_201050029 |  | AD | node_8107901_200839349 | node_8107901_201050029 | 268.814 | bal_1P_1/0AA | 8107901 | no | no |  |  | no |  |  | 0 | 0 | 0 | 0
oh_line_8107901_201050078 |  | AD | node_8107901_200839330 | node_8107901_201050078 | 757.334 | bal_1P_8DCW | 8107901 | no | no |  |  | no |  |  | 0 | 0 | 0 | 0
oh_line_8107901_201050079 |  | AD | node_8107901_201050078 | node_8107901_201050079 | 293.934 | bal_1P_8DCW | 8107901 | no | no |  |  | no |  |  | 0 | 0 | 0 | 0
oh_line_8107901_201050862 |  | AD | node_8107901_200839063 | node_8107901_201050862 | 344.194 | bal_1P_2AC | 8107901 | no | no |  |  | no |  |  | 0 | 0 | 0 | 0
oh_line_8107901_201050863 |  | AD | node_8107901_201050862 | node_8107901_201050863 | 278.382 | bal_1P_1/0AA | 8107901 | no | no |  |  | no |  |  | 0 | 0 | 0 | 0
oh_line_8107901_201050864 |  | AD | node_8107901_201050863 | node_8107901_201050864 | 282.224 | bal_1P_1/0AA | 8107901 | no | no |  |  | no |  |  | 0 | 0 | 0 | 0
oh_line_8107901_201050865 |  | AD | node_8107901_201050864 | node_8107901_201050865 | 285.593 | bal_1P_1/0AA | 8107901 | no | no |  |  | no |  |  | 0 | 0 | 0 | 0
oh_line_8107901_201050866 |  | AD | node_8107901_201050865 | node_8107901_201050866 | 269.043 | bal_1P_1/0AA | 8107901 | no | no |  |  | no |  |  | 0 | 0 | 0 | 0
oh_line_8107901_201050867 |  | AD | node_8107901_201050866 | node_8107901_201050867 | 285.771 | bal_1P_1/0AA | 8107901 | no | no |  |  | no |  |  | 0 | 0 | 0 | 0
oh_line_8107901_201050868 |  | AD | node_8107901_201050867 | node_8107901_201050868 | 550.815 | bal_1P_1/0AA | 8107901 | no | no |  |  | no |  |  | 0 | 0 | 0 | 0
oh_line_8107901_201050869 |  | AD | node_8107901_201050868 | node_8107901_201050869 | 309.043 | bal_1P_1/0AA | 8107901 | no | no |  |  | no |  |  | 0 | 0 | 0 | 0
oh_line_8107901_201050870 |  | AD | node_8107901_201050869 | node_8107901_201050870 | 264.312 | bal_1P_1/0AA | 8107901 | no | no |  |  | no |  |  | 0 | 0 | 0 | 0
oh_line_8107901_201050871 |  | AD | node_8107901_201050870 | node_8107901_201050871 | 294.41 | bal_1P_1/0AA | 8107901 | no | no |  |  | no |  |  | 0 | 0 | 0 | 0
oh_line_8107901_201050874 |  | AD | node_8107901_201067372 | node_8107901_201050874 | 255.836 | bal_1P_1/0AA | 8107901 | no | no |  |  | no |  |  | 0 | 0 | 0 | 0
oh_line_8107901_201050875 |  | AD | node_8107901_201050877 | node_intto1_8107901_201050875 | 279.601 | bal_1P_1/0AA | 8107901 | no | no |  |  | no |  |  | 0 | 0 | 0 | 0
oh_line_8107901_201050877 |  | AD | node_8107901_201050874 | node_8107901_201050877 | 282.77 | bal_1P_1/0AA | 8107901 | no | no |  |  | no |  |  | 0 | 0 | 0 | 0
oh_line_8107901_201050878 |  | AD | node_8107901_201050875 | node_8107901_201050878 | 283.028 | bal_1P_1/0AA | 8107901 | no | no |  |  | no |  |  | 0 | 0 | 0 | 0
oh_line_8107901_201050879 |  | AD | node_8107901_201050871 | node_8107901_201050879 | 285.628 | bal_1P_1/0AA | 8107901 | no | no |  |  | no |  |  | 0 | 0 | 0 | 0
oh_line_8107901_201050881 |  | AD | node_8107901_200839607 | node_8107901_201050881 | 281.015 | bal_1P_1/0AA | 8107901 | no | no |  |  | no |  |  | 0 | 0 | 0 | 0
oh_line_8107901_201053874 |  | AD | node_8107901_200839254 | node_8107901_201053874 | 162.727 | bal_1P_4AC | 8107901 | no | no |  |  | no |  |  | 0 | 0 | 0 | 0
oh_line_8107901_201058259 |  | AD | node_8107901_200839761 | node_8107901_201058259 | 351.923 | bal_1P_4ACW | 8107901 | no | no |  |  | no |  |  | 0 | 0 | 0 | 0
oh_line_8107901_201063866 |  | ABCD | node_8107901_200949177 | node_8107901_201063866 | 85.663 | bal_3P_1/0AA | 8107901 | no | no |  |  | no |  |  | 0 | 0 | 0 | 0
oh_line_8107901_201067372 |  | AD | node_8107901_201050879 | node_8107901_201067372 | 308.355 | bal_1P_1/0AA | 8107901 | no | no |  |  | no |  |  | 0 | 0 | 0 | 0
oh_line_8107901_201069815 |  | AN | node_8107901_200839736 | node_8107901_201069815 | 1252.958 | bal_1P_DELTACUST | 8107901 | no | no |  |  | no |  |  | 0 | 0 | 0 | 0
oh_line_8107901_310003848 |  | AN | node_8107901_200982912 | node_intto1_8107901_310003848 | 338.938 | bal_1P_DELTACUST | 8107901 | no | no |  |  | no |  |  | 0 | 0 | 0 | 0
oh_line_8107901_310044357 |  | AN | node_8107901_200840085 | node_8107901_310044357 | 60.189 | bal_1P_1/0AA_1/0AA(N) | 8107901 | no | no |  |  | no |  |  | 0 | 0 | 0 | 0
oh_line_8107901_310047022 |  | ABCN | node_8107901_200839891 | node_8107901_310047022 | 192.173 | bal_3P_477AL_4/0AA(N) | 8107901 | no | no |  |  | no |  |  | 0 | 0 | 0 | 0
oh_line_8107901_310047027 |  | ABCN | node_8107901_200839903 | node_8107901_310047027 | 138.681 | bal_3P_477AL_4/0AA(N) | 8107901 | no | no |  |  | no |  |  | 0 | 0 | 0 | 0
oh_line_8107901_310058326 |  | AN | node_8107901_200840348 | node_8107901_310058326 | 219.669 | bal_1P_1/0AA_1/0AA(N) | 8107901 | no | no |  |  | no |  |  | 0 | 0 | 0 | 0
oh_line_8107901_311881294 |  | AD | node_8107901_200840082 | node_8107901_311881294 | 288.563 | bal_1P_1/0AA | 8107901 | no | no |  |  | no |  |  | 0 | 0 | 0 | 0
oh_line_8107901_311881295 |  | AD | node_8107901_311881294 | node_8107901_311881295 | 284.452 | bal_1P_1/0AA | 8107901 | no | no |  |  | no |  |  | 0 | 0 | 0 | 0
oh_line_8107901_311881296 |  | AD | node_8107901_311881295 | node_8107901_311881296 | 284.994 | bal_1P_1/0AA | 8107901 | no | no |  |  | no |  |  | 0 | 0 | 0 | 0
oh_line_8107901_311881297 |  | AD | node_8107901_311881296 | node_8107901_311881297 | 284.285 | bal_1P_1/0AA | 8107901 | no | no |  |  | no |  |  | 0 | 0 | 0 | 0
oh_line_8107901_311881298 |  | AD | node_8107901_311881297 | node_8107901_311881298 | 297.419 | bal_1P_1/0AA | 8107901 | no | no |  |  | no |  |  | 0 | 0 | 0 | 0
oh_line_8107901_311881299 |  | AD | node_8107901_311881298 | node_8107901_311881299 | 41.915 | bal_1P_1/0AA | 8107901 | no | no |  |  | no |  |  | 0 | 0 | 0 | 0
oh_line_8107901_311897619 |  | AD | node_8107901_200839294 | node_8107901_311897619 | 132.996 | bal_1P_1/0AA | 8107901 | no | no |  |  | no |  |  | 0 | 0 | 0 | 0
oh_line_8107901_311897624 |  | AD | node_8107901_311897619 | node_8107901_311897624 | 263.084 | bal_1P_1/0AA | 8107901 | no | no |  |  | no |  |  | 0 | 0 | 0 | 0
oh_line_8107901_311910139 |  | AD | node_8107901_200839293 | node_8107901_311910139 | 38.405 | bal_1P_1/0AA | 8107901 | no | no |  |  | no |  |  | 0 | 0 | 0 | 0
oh_line_8107901_312076338 |  | AD | node_8107901_200839725 | node_8107901_312076338 | 226.7 | bal_1P_1/0AA | 8107901 | no | no |  |  | no |  |  | 0 | 0 | 0 | 0
oh_line_8107901_312076339 |  | AD | node_8107901_312076338 | node_intto1_8107901_312076339 | 229.654 | bal_1P_1/0AA | 8107901 | no | no |  |  | no |  |  | 0 | 0 | 0 | 0
oh_line_8107901_312076340 |  | AD | node_8107901_312076339 | node_8107901_312076340 | 148.011 | bal_1P_1/0AA | 8107901 | no | no |  |  | no |  |  | 0 | 0 | 0 | 0
oh_line_8107901_312076341 |  | AD | node_8107901_312076340 | node_8107901_312076341 | 259.83 | bal_1P_1/0AA | 8107901 | no | no |  |  | no |  |  | 0 | 0 | 0 | 0
oh_line_8107901_312076342 |  | AN | node_8107901_312076341 | node_8107901_312076342 | 425.205 | bal_1P_DELTACUST | 8107901 | no | no |  |  | no |  |  | 0 | 0 | 0 | 0
oh_line_8107901_312088897 |  | AD | node_8107901_312088897 | node_8107901_200839337 | 253.069 | bal_1P_1/0AA | 8107901 | no | no |  |  | no |  |  | 0 | 0 | 0 | 0
oh_line_8107901_312090042 |  | AN | node_8107901_312090046 | node_8107901_312090042 | 215.951 | bal_1P_1/0AA_1/0AA(N) | 8107901 | no | no |  |  | no |  |  | 0 | 0 | 0 | 0
oh_line_8107901_312090046 |  | AN | node_8107901_312090047 | node_8107901_312090046 | 237.598 | bal_1P_1/0AA_1/0AA(N) | 8107901 | no | no |  |  | no |  |  | 0 | 0 | 0 | 0
oh_line_8107901_312090047 |  | AN | node_8107901_312090048 | node_8107901_312090047 | 258.413 | bal_1P_1/0AA_1/0AA(N) | 8107901 | no | no |  |  | no |  |  | 0 | 0 | 0 | 0
oh_line_8107901_312090048 |  | AN | node_8107901_312090049 | node_8107901_312090048 | 228.122 | bal_1P_1/0AA_1/0AA(N) | 8107901 | no | no |  |  | no |  |  | 0 | 0 | 0 | 0
oh_line_8107901_312090049 |  | AN | node_8107901_312090050 | node_8107901_312090049 | 255.128 | bal_1P_1/0AA_1/0AA(N) | 8107901 | no | no |  |  | no |  |  | 0 | 0 | 0 | 0
oh_line_8107901_312090050 |  | AN | node_8107901_312090051 | node_8107901_312090050 | 242.17 | bal_1P_1/0AA_1/0AA(N) | 8107901 | no | no |  |  | no |  |  | 0 | 0 | 0 | 0
oh_line_8107901_312090051 |  | AN | node_8107901_312097083 | node_8107901_312090051 | 229.721 | bal_1P_1/0AA_1/0AA(N) | 8107901 | no | no |  |  | no |  |  | 0 | 0 | 0 | 0
oh_line_8107901_312091135 |  | AD | node_8107901_200839539 | node_8107901_312091135 | 242.057 | bal_1P_2AC | 8107901 | no | no |  |  | no |  |  | 0 | 0 | 0 | 0
oh_line_8107901_312091138 |  | AD | node_8107901_200839540 | node_8107901_312091138 | 288.157 | bal_1P_2AC | 8107901 | no | no |  |  | no |  |  | 0 | 0 | 0 | 0
oh_line_8107901_312094083 |  | AD | node_8107901_200839373 | node_8107901_312094083 | 265.932 | bal_1P_1/0AA | 8107901 | no | no |  |  | no |  |  | 0 | 0 | 0 | 0
oh_line_8107901_312096458 |  | AD | node_8107901_200839191 | node_intto1_8107901_312096458 | 283.112 | bal_1P_1/0AA | 8107901 | no | no |  |  | no |  |  | 0 | 0 | 0 | 0
oh_line_8107901_312096459 |  | AN | node_8107901_312096458 | node_8107901_312096459 | 681.361 | bal_1P_DELTACUST | 8107901 | no | no |  |  | no |  |  | 0 | 0 | 0 | 0
oh_line_8107901_312097082 |  | AN | node_8107901_200840340 | node_intto1_8107901_312097082 | 89.726 | bal_1P_1/0AA_1/0AA(N) | 8107901 | no | no |  |  | no |  |  | 0 | 0 | 0 | 0
oh_line_8107901_312097083 |  | AN | node_8107901_312097082 | node_8107901_312097083 | 172.96 | bal_1P_1/0AA_1/0AA(N) | 8107901 | no | no |  |  | no |  |  | 0 | 0 | 0 | 0
oh_line_8107901_312102235 |  | AD | node_8107901_200947700 | node_8107901_312102235 | 192.779 | bal_1P_2AC | 8107901 | no | no |  |  | no |  |  | 0 | 0 | 0 | 0
oh_line_8107901_312120431 |  | ABCD | node_8107901_200839558 | node_8107901_312120431 | 189.323 | bal_3P_2AC | 8107901 | no | no |  |  | no |  |  | 0 | 0 | 0 | 0
oh_line_8107901_312133644 |  | AD | node_8107901_200839053 | node_8107901_312133644 | 232.618 | bal_1P_1/0AA | 8107901 | no | no |  |  | no |  |  | 0 | 0 | 0 | 0
oh_line_TAP_OH_899957 |  | AN | node_8107901_200839053 | node_1348098_532_15387692_096 | 0.033 | unb_TAPWIRE_OH | 8107901 | no | no |  |  | no |  |  | 0 | 0 | 0 | 0
oh_line_TAP_OH_899958 |  | AN | node_8107901_200839056 | node_1347537_631_15387769_453 | 0.033 | unb_TAPWIRE_OH | 8107901 | no | no |  |  | no |  |  | 0 | 0 | 0 | 0
oh_line_TAP_OH_899959 |  | AN | node_8107901_200839063 | node_1345934_282_15388195_783 | 0.033 | unb_TAPWIRE_OH | 8107901 | no | no |  |  | no |  |  | 0 | 0 | 0 | 0
oh_line_TAP_OH_899960 |  | AN | node_8107901_200839069 | node_1345364_222_15386563_052 | 0.033 | unb_TAPWIRE_OH | 8107901 | no | no |  |  | no |  |  | 0 | 0 | 0 | 0
oh_line_TAP_OH_899961 |  | AN | node_8107901_200839073 | node_1344167_8_15386513_411 | 0.033 | unb_TAPWIRE_OH | 8107901 | no | no |  |  | no |  |  | 0 | 0 | 0 | 0
oh_line_TAP_OH_899963 |  | AN | node_8107901_200839076 | node_1343435_373_15386496_69 | 0.033 | unb_TAPWIRE_OH | 8107901 | no | no |  |  | no |  |  | 0 | 0 | 0 | 0
oh_line_TAP_OH_899985 |  | ABCN | node_8107901_200839131 | node_1357501_986_15387557_982 | 0.033 | unb_TAPWIRE_OH | 8107901 | no | no |  |  | no |  |  | 0 | 0 | 0 | 0
oh_line_TAP_OH_899986 |  | ABCN | node_8107901_200839132 | node_1357264_296_15387554_693 | 0.033 | unb_TAPWIRE_OH | 8107901 | no | no |  |  | no |  |  | 0 | 0 | 0 | 0
oh_line_TAP_OH_899987 |  | ABCN | node_8107901_200839133 | node_1357019_847_15387554_153 | 0.033 | unb_TAPWIRE_OH | 8107901 | no | no |  |  | no |  |  | 0 | 0 | 0 | 0
oh_line_TAP_OH_899988 |  | ABCN | node_8107901_200839135 | node_1356731_39_15387550_122 | 0.033 | unb_TAPWIRE_OH | 8107901 | no | no |  |  | no |  |  | 0 | 0 | 0 | 0
oh_line_TAP_OH_899989 |  | AN | node_8107901_200839136 | node_1356727_174_15387241_286 | 0.033 | unb_TAPWIRE_OH | 8107901 | no | no |  |  | no |  |  | 0 | 0 | 0 | 0
oh_line_TAP_OH_899990 |  | AN | node_8107901_200839142 | node_1356522_946_15387877_164 | 0.033 | unb_TAPWIRE_OH | 8107901 | no | no |  |  | no |  |  | 0 | 0 | 0 | 0
oh_line_TAP_OH_899991 |  | ABCN | node_8107901_200839144 | node_1356260_436_15387553_544 | 0.033 | unb_TAPWIRE_OH | 8107901 | no | no |  |  | no |  |  | 0 | 0 | 0 | 0
oh_line_TAP_OH_899992 |  | ABCN | node_8107901_200839145 | node_1356057_504_15387595_5 | 0.033 | unb_TAPWIRE_OH | 8107901 | no | no |  |  | no |  |  | 0 | 0 | 0 | 0
oh_line_TAP_OH_899993 |  | ABCN | node_8107901_200839147 | node_1355681_251_15387675_009 | 0.033 | unb_TAPWIRE_OH | 8107901 | no | no |  |  | no |  |  | 0 | 0 | 0 | 0
oh_line_TAP_OH_899994 |  | ABCN | node_8107901_200839149 | node_1355196_514_15387869_02 | 0.033 | unb_TAPWIRE_OH | 8107901 | no | no |  |  | no |  |  | 0 | 0 | 0 | 0
oh_line_TAP_OH_899995 |  | ABCN | node_8107901_200839151 | node_1354744_242_15387603_96 | 0.033 | unb_TAPWIRE_OH | 8107901 | no | no |  |  | no |  |  | 0 | 0 | 0 | 0
oh_line_TAP_OH_899996 |  | ABCN | node_8107901_200839155 | node_1354414_439_15387564_231 | 0.033 | unb_TAPWIRE_OH | 8107901 | no | no |  |  | no |  |  | 0 | 0 | 0 | 0
oh_line_TAP_OH_900000 |  | ABCN | node_8107901_200839169 | node_1353406_301_15387610_569 | 0.033 | unb_TAPWIRE_OH | 8107901 | no | no |  |  | no |  |  | 0 | 0 | 0 | 0
oh_line_TAP_OH_900001 |  | ABCN | node_8107901_200839172 | node_1353218_622_15387619_99 | 0.033 | unb_TAPWIRE_OH | 8107901 | no | no |  |  | no |  |  | 0 | 0 | 0 | 0
oh_line_TAP_OH_900002 |  | ABCN | node_8107901_200839174 | node_1353052_644_15387643_392 | 0.033 | unb_TAPWIRE_OH | 8107901 | no | no |  |  | no |  |  | 0 | 0 | 0 | 0
oh_line_TAP_OH_900003 |  | ABCN | node_8107901_200839175 | node_1352824_037_15387653_47 | 0.033 | unb_TAPWIRE_OH | 8107901 | no | no |  |  | no |  |  | 0 | 0 | 0 | 0
oh_line_TAP_OH_900004 |  | ABCN | node_8107901_200839179 | node_1352177_771_15387476_198 | 0.033 | unb_TAPWIRE_OH | 8107901 | no | no |  |  | no |  |  | 0 | 0 | 0 | 0
oh_line_TAP_OH_900005 |  | ABCN | node_8107901_200839183 | node_1351113_702_15387426_452 | 0.033 | unb_TAPWIRE_OH | 8107901 | no | no |  |  | no |  |  | 0 | 0 | 0 | 0
oh_line_TAP_OH_900006 |  | ABCN | node_8107901_200839184 | node_1350636_841_15387284_992 | 0.033 | unb_TAPWIRE_OH | 8107901 | no | no |  |  | no |  |  | 0 | 0 | 0 | 0
oh_line_TAP_OH_900007 |  | ABCN | node_8107901_200839189 | node_1349597_241_15387505_039 | 0.033 | unb_TAPWIRE_OH | 8107901 | no | no |  |  | no |  |  | 0 | 0 | 0 | 0
oh_line_TAP_OH_900008 |  | AN | node_8107901_200839202 | node_1351678_64_15383805_305 | 0.033 | unb_TAPWIRE_OH | 8107901 | no | no |  |  | no |  |  | 0 | 0 | 0 | 0
oh_line_TAP_OH_900009 |  | ABCN | node_8107901_200839211 | node_1353643_394_15385795_812 | 0.033 | unb_TAPWIRE_OH | 8107901 | no | no |  |  | no |  |  | 0 | 0 | 0 | 0
oh_line_TAP_OH_900010 |  | AN | node_8107901_200839214 | node_1353663_337_15385382_856 | 0.033 | unb_TAPWIRE_OH | 8107901 | no | no |  |  | no |  |  | 0 | 0 | 0 | 0
oh_line_TAP_OH_900011 |  | AN | node_8107901_200839218 | node_1353419_015_15384994_56 | 0.033 | unb_TAPWIRE_OH | 8107901 | no | no |  |  | no |  |  | 0 | 0 | 0 | 0
oh_line_TAP_OH_900012 |  | AN | node_8107901_200839220 | node_1352888_515_15384729_37 | 0.033 | unb_TAPWIRE_OH | 8107901 | no | no |  |  | no |  |  | 0 | 0 | 0 | 0
oh_line_TAP_OH_900013 |  | AN | node_8107901_200839222 | node_1352683_05_15384605_241 | 0.033 | unb_TAPWIRE_OH | 8107901 | no | no |  |  | no |  |  | 0 | 0 | 0 | 0
oh_line_TAP_OH_900014 |  | AN | node_8107901_200839226 | node_1352229_731_15384125_328 | 0.033 | unb_TAPWIRE_OH | 8107901 | no | no |  |  | no |  |  | 0 | 0 | 0 | 0
oh_line_TAP_OH_900015 |  | AN | node_8107901_200839229 | node_1351893_377_15383645_921 | 0.033 | unb_TAPWIRE_OH | 8107901 | no | no |  |  | no |  |  | 0 | 0 | 0 | 0
oh_line_TAP_OH_900016 |  | AN | node_8107901_200839230 | node_1351724_526_15383325_549 | 0.033 | unb_TAPWIRE_OH | 8107901 | no | no |  |  | no |  |  | 0 | 0 | 0 | 0
oh_line_TAP_OH_900017 |  | AN | node_8107901_200839232 | node_1351431_761_15382789_767 | 0.033 | unb_TAPWIRE_OH | 8107901 | no | no |  |  | no |  |  | 0 | 0 | 0 | 0
oh_line_TAP_OH_900018 |  | AN | node_8107901_200839234 | node_1351268_194_15382461_073 | 0.033 | unb_TAPWIRE_OH | 8107901 | no | no |  |  | no |  |  | 0 | 0 | 0 | 0
oh_line_TAP_OH_900019 |  | AN | node_8107901_200839235 | node_1351172_549_15382125_506 | 0.033 | unb_TAPWIRE_OH | 8107901 | no | no |  |  | no |  |  | 0 | 0 | 0 | 0
oh_line_TAP_OH_900020 |  | AN | node_8107901_200839237 | node_1350968_884_15381738_921 | 0.033 | unb_TAPWIRE_OH | 8107901 | no | no |  |  | no |  |  | 0 | 0 | 0 | 0
oh_line_TAP_OH_900021 |  | AN | node_8107901_200839240 | node_1350869_175_15381193_633 | 0.033 | unb_TAPWIRE_OH | 8107901 | no | no |  |  | no |  |  | 0 | 0 | 0 | 0
oh_line_TAP_OH_900022 |  | AN | node_8107901_200839244 | node_1349996_636_15380230_173 | 0.033 | unb_TAPWIRE_OH | 8107901 | no | no |  |  | no |  |  | 0 | 0 | 0 | 0
oh_line_TAP_OH_900024 |  | AN | node_8107901_200839254 | node_1347146_361_15377375_216 | 0.033 | unb_TAPWIRE_OH | 8107901 | no | no |  |  | no |  |  | 0 | 0 | 0 | 0
oh_line_TAP_OH_900025 |  | AN | node_8107901_200839256 | node_1346818_88_15376824_303 | 0.033 | unb_TAPWIRE_OH | 8107901 | no | no |  |  | no |  |  | 0 | 0 | 0 | 0
oh_line_TAP_OH_900026 |  | AN | node_8107901_200839257 | node_1346688_336_15376477_782 | 0.033 | unb_TAPWIRE_OH | 8107901 | no | no |  |  | no |  |  | 0 | 0 | 0 | 0
oh_line_TAP_OH_900027 |  | AN | node_8107901_200839259 | node_1346275_829_15376233_743 | 0.033 | unb_TAPWIRE_OH | 8107901 | no | no |  |  | no |  |  | 0 | 0 | 0 | 0
oh_line_TAP_OH_900028 |  | AN | node_8107901_200839260 | node_1346183_091_15376279_116 | 0.033 | unb_TAPWIRE_OH | 8107901 | no | no |  |  | no |  |  | 0 | 0 | 0 | 0
oh_line_TAP_OH_900029 |  | AN | node_8107901_200839263 | node_1345494_793_15376177_548 | 0.033 | unb_TAPWIRE_OH | 8107901 | no | no |  |  | no |  |  | 0 | 0 | 0 | 0
oh_line_TAP_OH_900030 |  | AN | node_8107901_200839265 | node_1344842_57_15376153_212 | 0.033 | unb_TAPWIRE_OH | 8107901 | no | no |  |  | no |  |  | 0 | 0 | 0 | 0
oh_line_TAP_OH_900031 |  | AN | node_8107901_200839269 | node_1343980_759_15376253_868 | 0.033 | unb_TAPWIRE_OH | 8107901 | no | no |  |  | no |  |  | 0 | 0 | 0 | 0
oh_line_TAP_OH_900034 |  | AN | node_8107901_200839273 | node_1343264_575_15376101_39 | 0.033 | unb_TAPWIRE_OH | 8107901 | no | no |  |  | no |  |  | 0 | 0 | 0 | 0
oh_line_TAP_OH_900035 |  | AN | node_8107901_200839275 | node_1354505_425_15382561_891 | 0.033 | unb_TAPWIRE_OH | 8107901 | no | no |  |  | no |  |  | 0 | 0 | 0 | 0
oh_line_TAP_OH_900036 |  | AN | node_8107901_200839280 | node_1355148_4_15381842_349 | 0.033 | unb_TAPWIRE_OH | 8107901 | no | no |  |  | no |  |  | 0 | 0 | 0 | 0
oh_line_TAP_OH_900037 |  | AN | node_8107901_200839281 | node_1354205_15385274_918 | 0.033 | unb_TAPWIRE_OH | 8107901 | no | no |  |  | no |  |  | 0 | 0 | 0 | 0
oh_line_TAP_OH_900038 |  | AN | node_8107901_200839282 | node_1354400_542_15384931_897 | 0.033 | unb_TAPWIRE_OH | 8107901 | no | no |  |  | no |  |  | 0 | 0 | 0 | 0
oh_line_TAP_OH_900040 |  | AN | node_8107901_200839286 | node_1354712_95_15383351_605 | 0.033 | unb_TAPWIRE_OH | 8107901 | no | no |  |  | no |  |  | 0 | 0 | 0 | 0
oh_line_TAP_OH_900041 |  | AN | node_8107901_200839290 | node_1353752_492_15387878_49 | 0.033 | unb_TAPWIRE_OH | 8107901 | no | no |  |  | no |  |  | 0 | 0 | 0 | 0
oh_line_TAP_OH_900042 |  | AN | node_8107901_200839292 | node_1350802_063_15389536_619 | 0.033 | unb_TAPWIRE_OH | 8107901 | no | no |  |  | no |  |  | 0 | 0 | 0 | 0
oh_line_TAP_OH_900044 |  | AN | node_8107901_200839296 | node_1352117_507_15391172_916 | 0.033 | unb_TAPWIRE_OH | 8107901 | no | no |  |  | no |  |  | 0 | 0 | 0 | 0
oh_line_TAP_OH_900045 |  | AN | node_8107901_200839297 | node_1352092_318_15391539_161 | 0.033 | unb_TAPWIRE_OH | 8107901 | no | no |  |  | no |  |  | 0 | 0 | 0 | 0
oh_line_TAP_OH_900046 |  | AN | node_8107901_200839299 | node_1352141_861_15391724_086 | 0.033 | unb_TAPWIRE_OH | 8107901 | no | no |  |  | no |  |  | 0 | 0 | 0 | 0
oh_line_TAP_OH_900047 |  | AN | node_8107901_200839300 | node_1352131_231_15391908_612 | 0.033 | unb_TAPWIRE_OH | 8107901 | no | no |  |  | no |  |  | 0 | 0 | 0 | 0
oh_line_TAP_OH_900048 |  | AN | node_8107901_200839302 | node_1352063_001_15392399_984 | 0.033 | unb_TAPWIRE_OH | 8107901 | no | no |  |  | no |  |  | 0 | 0 | 0 | 0
oh_line_TAP_OH_900049 |  | AN | node_8107901_200839305 | node_1351985_062_15392757_749 | 0.033 | unb_TAPWIRE_OH | 8107901 | no | no |  |  | no |  |  | 0 | 0 | 0 | 0
oh_line_TAP_OH_900050 |  | AN | node_8107901_200839308 | node_1353045_167_15387865_638 | 0.033 | unb_TAPWIRE_OH | 8107901 | no | no |  |  | no |  |  | 0 | 0 | 0 | 0
oh_line_TAP_OH_900051 |  | AN | node_8107901_200839312 | node_1352014_069_15394037_639 | 0.033 | unb_TAPWIRE_OH | 8107901 | no | no |  |  | no |  |  | 0 | 0 | 0 | 0
oh_line_TAP_OH_900052 |  | AN | node_8107901_200839314 | node_1352073_068_15394645_928 | 0.033 | unb_TAPWIRE_OH | 8107901 | no | no |  |  | no |  |  | 0 | 0 | 0 | 0
oh_line_TAP_OH_900053 |  | AN | node_8107901_200839316 | node_1352080_103_15395132_596 | 0.033 | unb_TAPWIRE_OH | 8107901 | no | no |  |  | no |  |  | 0 | 0 | 0 | 0
oh_line_TAP_OH_900054 |  | AN | node_8107901_200839319 | node_1351671_895_15395396_883 | 0.033 | unb_TAPWIRE_OH | 8107901 | no | no |  |  | no |  |  | 0 | 0 | 0 | 0
oh_line_TAP_OH_900055 |  | AN | node_8107901_200839320 | node_1352084_192_15395805_459 | 0.033 | unb_TAPWIRE_OH | 8107901 | no | no |  |  | no |  |  | 0 | 0 | 0 | 0
oh_line_TAP_OH_900056 |  | AN | node_8107901_200839323 | node_1352098_312_15396150_651 | 0.033 | unb_TAPWIRE_OH | 8107901 | no | no |  |  | no |  |  | 0 | 0 | 0 | 0
oh_line_TAP_OH_900058 |  | AN | node_8107901_200839328 | node_1353023_767_15388210_067 | 0.033 | unb_TAPWIRE_OH | 8107901 | no | no |  |  | no |  |  | 0 | 0 | 0 | 0
oh_line_TAP_OH_900059 |  | AN | node_8107901_200839330 | node_1352168_918_15397321_549 | 0.033 | unb_TAPWIRE_OH | 8107901 | no | no |  |  | no |  |  | 0 | 0 | 0 | 0
oh_line_TAP_OH_900060 |  | AN | node_8107901_200839333 | node_1352386_351_15397771_457 | 0.033 | unb_TAPWIRE_OH | 8107901 | no | no |  |  | no |  |  | 0 | 0 | 0 | 0
oh_line_TAP_OH_900061 |  | AN | node_8107901_200839339 | node_1352871_008_15399752_294 | 0.033 | unb_TAPWIRE_OH | 8107901 | no | no |  |  | no |  |  | 0 | 0 | 0 | 0
oh_line_TAP_OH_900062 |  | AN | node_8107901_200839340 | node_1352855_587_15399927_402 | 0.033 | unb_TAPWIRE_OH | 8107901 | no | no |  |  | no |  |  | 0 | 0 | 0 | 0
oh_line_TAP_OH_900063 |  | AN | node_8107901_200839341 | node_1352749_964_15400184_134 | 0.033 | unb_TAPWIRE_OH | 8107901 | no | no |  |  | no |  |  | 0 | 0 | 0 | 0
oh_line_TAP_OH_900064 |  | AN | node_8107901_200839344 | node_1352761_971_15400468_933 | 0.033 | unb_TAPWIRE_OH | 8107901 | no | no |  |  | no |  |  | 0 | 0 | 0 | 0
oh_line_TAP_OH_900065 |  | AN | node_8107901_200839346 | node_1352703_871_15400799_587 | 0.033 | unb_TAPWIRE_OH | 8107901 | no | no |  |  | no |  |  | 0 | 0 | 0 | 0
oh_line_TAP_OH_900066 |  | AN | node_8107901_200839347 | node_1352567_995_15401171_685 | 0.033 | unb_TAPWIRE_OH | 8107901 | no | no |  |  | no |  |  | 0 | 0 | 0 | 0
oh_line_TAP_OH_900067 |  | AN | node_8107901_200839349 | node_1352322_07_15401289_645 | 0.033 | unb_TAPWIRE_OH | 8107901 | no | no |  |  | no |  |  | 0 | 0 | 0 | 0
oh_line_TAP_OH_900068 |  | AN | node_8107901_200839352 | node_1352738_398_15401875_903 | 0.033 | unb_TAPWIRE_OH | 8107901 | no | no |  |  | no |  |  | 0 | 0 | 0 | 0
oh_line_TAP_OH_900069 |  | AN | node_8107901_200839354 | node_1352727_666_15402215_969 | 0.033 | unb_TAPWIRE_OH | 8107901 | no | no |  |  | no |  |  | 0 | 0 | 0 | 0
oh_line_TAP_OH_900070 |  | AN | node_8107901_200839359 | node_1352569_801_15390212_362 | 0.033 | unb_TAPWIRE_OH | 8107901 | no | no |  |  | no |  |  | 0 | 0 | 0 | 0
oh_line_TAP_OH_900071 |  | AN | node_8107901_200839365 | node_1350594_763_15391398_795 | 0.033 | unb_TAPWIRE_OH | 8107901 | no | no |  |  | no |  |  | 0 | 0 | 0 | 0
oh_line_TAP_OH_900072 |  | AN | node_8107901_200839368 | node_1350262_596_15393243_855 | 0.033 | unb_TAPWIRE_OH | 8107901 | no | no |  |  | no |  |  | 0 | 0 | 0 | 0
oh_line_TAP_OH_900073 |  | AN | node_8107901_200839371 | node_1350682_891_15393760_52 | 0.033 | unb_TAPWIRE_OH | 8107901 | no | no |  |  | no |  |  | 0 | 0 | 0 | 0
oh_line_TAP_OH_900074 |  | AN | node_8107901_200839372 | node_1350567_592_15394251_995 | 0.033 | unb_TAPWIRE_OH | 8107901 | no | no |  |  | no |  |  | 0 | 0 | 0 | 0
oh_line_TAP_OH_900075 |  | AN | node_8107901_200839373 | node_1349768_549_15393473_483 | 0.033 | unb_TAPWIRE_OH | 8107901 | no | no |  |  | no |  |  | 0 | 0 | 0 | 0
oh_line_TAP_OH_900107 |  | AN | node_8107901_200839504 | node_1346242_201_15375690_219 | 0.033 | unb_TAPWIRE_OH | 8107901 | no | no |  |  | no |  |  | 0 | 0 | 0 | 0
oh_line_TAP_OH_900108 |  | AN | node_8107901_200839506 | node_1346254_885_15375388_52 | 0.033 | unb_TAPWIRE_OH | 8107901 | no | no |  |  | no |  |  | 0 | 0 | 0 | 0
oh_line_TAP_OH_900109 |  | AN | node_8107901_200839509 | node_1347089_766_15370341_027 | 0.033 | unb_TAPWIRE_OH | 8107901 | no | no |  |  | no |  |  | 0 | 0 | 0 | 0
oh_line_TAP_OH_900110 |  | AN | node_8107901_200839510 | node_1347245_334_15370007_844 | 0.033 | unb_TAPWIRE_OH | 8107901 | no | no |  |  | no |  |  | 0 | 0 | 0 | 0
oh_line_TAP_OH_900111 |  | AN | node_8107901_200839513 | node_1347434_296_15369546_558 | 0.033 | unb_TAPWIRE_OH | 8107901 | no | no |  |  | no |  |  | 0 | 0 | 0 | 0
oh_line_TAP_OH_900112 |  | AN | node_8107901_200839514 | node_1347631_443_15369231_356 | 0.033 | unb_TAPWIRE_OH | 8107901 | no | no |  |  | no |  |  | 0 | 0 | 0 | 0
oh_line_TAP_OH_900113 |  | AN | node_8107901_200839516 | node_1347693_101_15369073_238 | 0.033 | unb_TAPWIRE_OH | 8107901 | no | no |  |  | no |  |  | 0 | 0 | 0 | 0
oh_line_TAP_OH_900114 |  | AN | node_8107901_200839519 | node_1347802_038_15368810_013 | 0.033 | unb_TAPWIRE_OH | 8107901 | no | no |  |  | no |  |  | 0 | 0 | 0 | 0
oh_line_TAP_OH_900115 |  | AN | node_8107901_200839520 | node_1347759_423_15368598_932 | 0.033 | unb_TAPWIRE_OH | 8107901 | no | no |  |  | no |  |  | 0 | 0 | 0 | 0
oh_line_TAP_OH_900116 |  | AN | node_8107901_200839521 | node_1347849_296_15368367_481 | 0.033 | unb_TAPWIRE_OH | 8107901 | no | no |  |  | no |  |  | 0 | 0 | 0 | 0
oh_line_TAP_OH_900117 |  | AN | node_8107901_200839522 | node_1347535_099_15368367_963 | 0.033 | unb_TAPWIRE_OH | 8107901 | no | no |  |  | no |  |  | 0 | 0 | 0 | 0
oh_line_TAP_OH_900118 |  | AN | node_8107901_200839526 | node_1347106_577_15368163_192 | 0.033 | unb_TAPWIRE_OH | 8107901 | no | no |  |  | no |  |  | 0 | 0 | 0 | 0
oh_line_TAP_OH_900119 |  | AN | node_8107901_200839527 | node_1347513_832_15368728_478 | 0.033 | unb_TAPWIRE_OH | 8107901 | no | no |  |  | no |  |  | 0 | 0 | 0 | 0
oh_line_TAP_OH_900120 |  | AN | node_8107901_200839528 | node_1347829_136_15367874 | 0.033 | unb_TAPWIRE_OH | 8107901 | no | no |  |  | no |  |  | 0 | 0 | 0 | 0
oh_line_TAP_OH_900121 |  | AN | node_8107901_200839533 | node_1346159_214_15373886_93 | 0.033 | unb_TAPWIRE_OH | 8107901 | no | no |  |  | no |  |  | 0 | 0 | 0 | 0
oh_line_TAP_OH_900122 |  | AN | node_8107901_200839535 | node_1346166_138_15373419_158 | 0.033 | unb_TAPWIRE_OH | 8107901 | no | no |  |  | no |  |  | 0 | 0 | 0 | 0
oh_line_TAP_OH_900123 |  | AN | node_8107901_200839541 | node_1346715_146_15371243_123 | 0.033 | unb_TAPWIRE_OH | 8107901 | no | no |  |  | no |  |  | 0 | 0 | 0 | 0
oh_line_TAP_OH_900124 |  | AN | node_8107901_200839542 | node_1345976_594_15383307_012 | 0.033 | unb_TAPWIRE_OH | 8107901 | no | no |  |  | no |  |  | 0 | 0 | 0 | 0
oh_line_TAP_OH_900125 |  | ABCN | node_8107901_200839543 | node_1348564_027_15387225_961 | 0.033 | unb_TAPWIRE_OH | 8107901 | no | no |  |  | no |  |  | 0 | 0 | 0 | 0
oh_line_TAP_OH_900126 |  | ABCN | node_8107901_200839547 | node_1346963_334_15383734_438 | 0.033 | unb_TAPWIRE_OH | 8107901 | no | no |  |  | no |  |  | 0 | 0 | 0 | 0
oh_line_TAP_OH_900127 |  | AN | node_8107901_200839552 | node_1345570_787_15383192_9 | 0.033 | unb_TAPWIRE_OH | 8107901 | no | no |  |  | no |  |  | 0 | 0 | 0 | 0
oh_line_TAP_OH_900128 |  | AN | node_8107901_200839554 | node_1345891_338_15384348_589 | 0.033 | unb_TAPWIRE_OH | 8107901 | no | no |  |  | no |  |  | 0 | 0 | 0 | 0
oh_line_TAP_OH_900129 |  | ABCN | node_8107901_200839562 | node_1343841_397_15383361_962 | 0.033 | unb_TAPWIRE_OH | 8107901 | no | no |  |  | no |  |  | 0 | 0 | 0 | 0
oh_line_TAP_OH_900130 |  | ABCN | node_8107901_200839568 | node_1342437_753_15383033_597 | 0.033 | unb_TAPWIRE_OH | 8107901 | no | no |  |  | no |  |  | 0 | 0 | 0 | 0
oh_line_TAP_OH_900131 |  | ABCN | node_8107901_200839569 | node_1342034_432_15383009_241 | 0.033 | unb_TAPWIRE_OH | 8107901 | no | no |  |  | no |  |  | 0 | 0 | 0 | 0
oh_line_TAP_OH_900132 |  | AN | node_8107901_200839574 | node_1341063_265_15382656_643 | 0.033 | unb_TAPWIRE_OH | 8107901 | no | no |  |  | no |  |  | 0 | 0 | 0 | 0
oh_line_TAP_OH_900133 |  | AN | node_8107901_200839576 | node_1348727_622_15386053_604 | 0.033 | unb_TAPWIRE_OH | 8107901 | no | no |  |  | no |  |  | 0 | 0 | 0 | 0
oh_line_TAP_OH_900134 |  | ABCN | node_8107901_200839578 | node_1348566_343_15385619_501 | 0.033 | unb_TAPWIRE_OH | 8107901 | no | no |  |  | no |  |  | 0 | 0 | 0 | 0
oh_line_TAP_OH_900135 |  | ABCN | node_8107901_200839580 | node_1348508_114_15385306_611 | 0.033 | unb_TAPWIRE_OH | 8107901 | no | no |  |  | no |  |  | 0 | 0 | 0 | 0
oh_line_TAP_OH_900136 |  | ABCN | node_8107901_200839583 | node_1348508_13_15384279_202 | 0.033 | unb_TAPWIRE_OH | 8107901 | no | no |  |  | no |  |  | 0 | 0 | 0 | 0
oh_line_TAP_OH_900137 |  | ABCN | node_8107901_200839585 | node_1348097_335_15383676_845 | 0.033 | unb_TAPWIRE_OH | 8107901 | no | no |  |  | no |  |  | 0 | 0 | 0 | 0
oh_line_TAP_OH_900138 |  | AN | node_8107901_200839586 | node_1340723_767_15387503_659 | 0.033 | unb_TAPWIRE_OH | 8107901 | no | no |  |  | no |  |  | 0 | 0 | 0 | 0
oh_line_TAP_OH_900139 |  | AN | node_8107901_200839590 | node_1340718_708_15389737_223 | 0.033 | unb_TAPWIRE_OH | 8107901 | no | no |  |  | no |  |  | 0 | 0 | 0 | 0
oh_line_TAP_OH_900140 |  | AN | node_8107901_200839591 | node_1340522_237_15389573_841 | 0.033 | unb_TAPWIRE_OH | 8107901 | no | no |  |  | no |  |  | 0 | 0 | 0 | 0
oh_line_TAP_OH_900141 |  | AN | node_8107901_200839592 | node_1340298_869_15389690_809 | 0.033 | unb_TAPWIRE_OH | 8107901 | no | no |  |  | no |  |  | 0 | 0 | 0 | 0
oh_line_TAP_OH_900142 |  | AN | node_8107901_200839596 | node_1339421_359_15389866_065 | 0.033 | unb_TAPWIRE_OH | 8107901 | no | no |  |  | no |  |  | 0 | 0 | 0 | 0
oh_line_TAP_OH_900143 |  | AN | node_8107901_200839597 | node_1337829_106_15391012_965 | 0.033 | unb_TAPWIRE_OH | 8107901 | no | no |  |  | no |  |  | 0 | 0 | 0 | 0
oh_line_TAP_OH_900144 |  | AN | node_8107901_200839608 | node_1341431_041_15389680_244 | 0.033 | unb_TAPWIRE_OH | 8107901 | no | no |  |  | no |  |  | 0 | 0 | 0 | 0
oh_line_TAP_OH_900145 |  | AN | node_8107901_200839609 | node_1341070_732_15389836_58 | 0.033 | unb_TAPWIRE_OH | 8107901 | no | no |  |  | no |  |  | 0 | 0 | 0 | 0
oh_line_TAP_OH_900178 |  | AN | node_8107901_200839715 | node_1347429_353_15377069_78 | 0.033 | unb_TAPWIRE_OH | 8107901 | no | no |  |  | no |  |  | 0 | 0 | 0 | 0
oh_line_TAP_OH_900179 |  | AN | node_8107901_200839716 | node_1349582_211_15374120_088 | 0.033 | unb_TAPWIRE_OH | 8107901 | no | no |  |  | no |  |  | 0 | 0 | 0 | 0
oh_line_TAP_OH_900180 |  | AN | node_8107901_200839718 | node_1350174_055_15373597_543 | 0.033 | unb_TAPWIRE_OH | 8107901 | no | no |  |  | no |  |  | 0 | 0 | 0 | 0
oh_line_TAP_OH_900181 |  | AN | node_8107901_200839720 | node_1350434_32_15373413_895 | 0.033 | unb_TAPWIRE_OH | 8107901 | no | no |  |  | no |  |  | 0 | 0 | 0 | 0
oh_line_TAP_OH_900182 |  | AN | node_8107901_200839726 | node_1352158_098_15371347_987 | 0.033 | unb_TAPWIRE_OH | 8107901 | no | no |  |  | no |  |  | 0 | 0 | 0 | 0
oh_line_TAP_OH_900183 |  | AN | node_8107901_200839727 | node_1347760_793_15376756_684 | 0.033 | unb_TAPWIRE_OH | 8107901 | no | no |  |  | no |  |  | 0 | 0 | 0 | 0
oh_line_TAP_OH_900184 |  | AN | node_8107901_200839732 | node_1353315_957_15370621_766 | 0.033 | unb_TAPWIRE_OH | 8107901 | no | no |  |  | no |  |  | 0 | 0 | 0 | 0
oh_line_TAP_OH_900185 |  | AN | node_8107901_200839733 | node_1353748_932_15370567_938 | 0.033 | unb_TAPWIRE_OH | 8107901 | no | no |  |  | no |  |  | 0 | 0 | 0 | 0
oh_line_TAP_OH_900186 |  | AN | node_8107901_200839735 | node_1354132_42_15370644_147 | 0.033 | unb_TAPWIRE_OH | 8107901 | no | no |  |  | no |  |  | 0 | 0 | 0 | 0
oh_line_TAP_OH_900187 |  | AN | node_8107901_200839737 | node_1354718_522_15370728_539 | 0.033 | unb_TAPWIRE_OH | 8107901 | no | no |  |  | no |  |  | 0 | 0 | 0 | 0
oh_line_TAP_OH_900188 |  | AN | node_8107901_200839739 | node_1354991_107_15370923_187 | 0.033 | unb_TAPWIRE_OH | 8107901 | no | no |  |  | no |  |  | 0 | 0 | 0 | 0
oh_line_TAP_OH_900189 |  | AN | node_8107901_200839745 | node_1356556_85_15370890_648 | 0.033 | unb_TAPWIRE_OH | 8107901 | no | no |  |  | no |  |  | 0 | 0 | 0 | 0
oh_line_TAP_OH_900190 |  | AN | node_8107901_200839747 | node_1356960_675_15371047_072 | 0.033 | unb_TAPWIRE_OH | 8107901 | no | no |  |  | no |  |  | 0 | 0 | 0 | 0
oh_line_TAP_OH_900191 |  | AN | node_8107901_200839750 | node_1348617_676_15375321_65 | 0.033 | unb_TAPWIRE_OH | 8107901 | no | no |  |  | no |  |  | 0 | 0 | 0 | 0
oh_line_TAP_OH_900192 |  | AN | node_8107901_200839753 | node_1349271_211_15374398_103 | 0.033 | unb_TAPWIRE_OH | 8107901 | no | no |  |  | no |  |  | 0 | 0 | 0 | 0
oh_line_TAP_OH_900193 |  | AN | node_8107901_200839754 | node_1343327_841_15391540_676 | 0.033 | unb_TAPWIRE_OH | 8107901 | no | no |  |  | no |  |  | 0 | 0 | 0 | 0
oh_line_TAP_OH_900194 |  | AN | node_8107901_200839757 | node_1343308_301_15392361_439 | 0.033 | unb_TAPWIRE_OH | 8107901 | no | no |  |  | no |  |  | 0 | 0 | 0 | 0
oh_line_TAP_OH_900195 |  | AN | node_8107901_200839759 | node_1343425_401_15392457_631 | 0.033 | unb_TAPWIRE_OH | 8107901 | no | no |  |  | no |  |  | 0 | 0 | 0 | 0
oh_line_TAP_OH_900196 |  | AN | node_8107901_200839760 | node_1343444_588_15392839_669 | 0.033 | unb_TAPWIRE_OH | 8107901 | no | no |  |  | no |  |  | 0 | 0 | 0 | 0
oh_line_TAP_OH_900197 |  | AN | node_8107901_200839761 | node_1343310_296_15392696_72 | 0.033 | unb_TAPWIRE_OH | 8107901 | no | no |  |  | no |  |  | 0 | 0 | 0 | 0
oh_line_TAP_OH_900198 |  | AN | node_8107901_200839763 | node_1343234_67_15393405_212 | 0.033 | unb_TAPWIRE_OH | 8107901 | no | no |  |  | no |  |  | 0 | 0 | 0 | 0
oh_line_TAP_OH_900199 |  | AN | node_8107901_200839765 | node_1343229_675_15393876_587 | 0.033 | unb_TAPWIRE_OH | 8107901 | no | no |  |  | no |  |  | 0 | 0 | 0 | 0
oh_line_TAP_OH_900200 |  | AN | node_8107901_200839768 | node_1343140_153_15394809_527 | 0.033 | unb_TAPWIRE_OH | 8107901 | no | no |  |  | no |  |  | 0 | 0 | 0 | 0
oh_line_TAP_OH_900201 |  | AN | node_8107901_200839769 | node_1343433_796_15394775_965 | 0.033 | unb_TAPWIRE_OH | 8107901 | no | no |  |  | no |  |  | 0 | 0 | 0 | 0
oh_line_TAP_OH_900202 |  | AN | node_8107901_200839771 | node_1342781_153_15394488_146 | 0.033 | unb_TAPWIRE_OH | 8107901 | no | no |  |  | no |  |  | 0 | 0 | 0 | 0
oh_line_TAP_OH_900204 |  | AN | node_8107901_200839774 | node_1342292_753_15394483_174 | 0.033 | unb_TAPWIRE_OH | 8107901 | no | no |  |  | no |  |  | 0 | 0 | 0 | 0
oh_line_TAP_OH_900205 |  | AN | node_8107901_200839778 | node_1343166_487_15389949_66 | 0.033 | unb_TAPWIRE_OH | 8107901 | no | no |  |  | no |  |  | 0 | 0 | 0 | 0
oh_line_TAP_OH_900206 |  | AN | node_8107901_200839779 | node_1341574_812_15394416_689 | 0.033 | unb_TAPWIRE_OH | 8107901 | no | no |  |  | no |  |  | 0 | 0 | 0 | 0
oh_line_TAP_OH_900207 |  | AN | node_8107901_200839782 | node_1340919_623_15394569_281 | 0.033 | unb_TAPWIRE_OH | 8107901 | no | no |  |  | no |  |  | 0 | 0 | 0 | 0
oh_line_TAP_OH_900208 |  | AN | node_8107901_200839783 | node_1341053_93_15394864_814 | 0.033 | unb_TAPWIRE_OH | 8107901 | no | no |  |  | no |  |  | 0 | 0 | 0 | 0
oh_line_TAP_OH_900209 |  | AN | node_8107901_200839784 | node_1340593_475_15394774_118 | 0.033 | unb_TAPWIRE_OH | 8107901 | no | no |  |  | no |  |  | 0 | 0 | 0 | 0
oh_line_TAP_OH_900210 |  | AN | node_8107901_200839785 | node_1343181_59_15390297_431 | 0.033 | unb_TAPWIRE_OH | 8107901 | no | no |  |  | no |  |  | 0 | 0 | 0 | 0
oh_line_TAP_OH_900211 |  | AN | node_8107901_200839788 | node_1343355_448_15390943_763 | 0.033 | unb_TAPWIRE_OH | 8107901 | no | no |  |  | no |  |  | 0 | 0 | 0 | 0
oh_line_TAP_OH_900212 |  | AN | node_8107901_200839791 | node_1343636_225_15390977_318 | 0.033 | unb_TAPWIRE_OH | 8107901 | no | no |  |  | no |  |  | 0 | 0 | 0 | 0
oh_line_TAP_OH_900213 |  | AN | node_8107901_200839793 | node_1343517_667_15391705_712 | 0.033 | unb_TAPWIRE_OH | 8107901 | no | no |  |  | no |  |  | 0 | 0 | 0 | 0
oh_line_TAP_OH_900248 |  | AN | node_8107901_200839880 | node_1362379_401_15386529_796 | 0.033 | unb_TAPWIRE_OH | 8107901 | no | no |  |  | no |  |  | 0 | 0 | 0 | 0
oh_line_TAP_OH_900249 |  | AN | node_8107901_200839883 | node_1363437_838_15386344_765 | 0.033 | unb_TAPWIRE_OH | 8107901 | no | no |  |  | no |  |  | 0 | 0 | 0 | 0
oh_line_TAP_OH_900250 |  | AN | node_8107901_200839885 | node_1363707_628_15386295_11 | 0.033 | unb_TAPWIRE_OH | 8107901 | no | no |  |  | no |  |  | 0 | 0 | 0 | 0
oh_line_TAP_OH_900251 |  | AN | node_8107901_200839888 | node_1364110_562_15386316_289 | 0.033 | unb_TAPWIRE_OH | 8107901 | no | no |  |  | no |  |  | 0 | 0 | 0 | 0
oh_line_TAP_OH_900252 |  | ABCN | node_8107901_200839891 | node_1358401_31_15386746_175 | 0.033 | unb_TAPWIRE_OH | 8107901 | no | no |  |  | no |  |  | 0 | 0 | 0 | 0
oh_line_TAP_OH_900253 |  | AN | node_8107901_200839900 | node_1365803_275_15385780_752 | 0.033 | unb_TAPWIRE_OH | 8107901 | no | no |  |  | no |  |  | 0 | 0 | 0 | 0
oh_line_TAP_OH_900254 |  | AN | node_8107901_200839914 | node_1345802_108_15372523_539 | 0.033 | unb_TAPWIRE_OH | 8107901 | no | no |  |  | no |  |  | 0 | 0 | 0 | 0
oh_line_TAP_OH_900255 |  | AN | node_8107901_200839915 | node_1345760_656_15373222_332 | 0.033 | unb_TAPWIRE_OH | 8107901 | no | no |  |  | no |  |  | 0 | 0 | 0 | 0
oh_line_TAP_OH_900256 |  | AN | node_8107901_200839916 | node_1345515_831_15373240_035 | 0.033 | unb_TAPWIRE_OH | 8107901 | no | no |  |  | no |  |  | 0 | 0 | 0 | 0
oh_line_TAP_OH_900257 |  | AN | node_8107901_200839918 | node_1344816_525_15373250_408 | 0.033 | unb_TAPWIRE_OH | 8107901 | no | no |  |  | no |  |  | 0 | 0 | 0 | 0
oh_line_TAP_OH_900258 |  | AN | node_8107901_200839920 | node_1344438_435_15373220_671 | 0.033 | unb_TAPWIRE_OH | 8107901 | no | no |  |  | no |  |  | 0 | 0 | 0 | 0
oh_line_TAP_OH_900259 |  | AN | node_8107901_200839921 | node_1357082_763_15375774_99 | 0.033 | unb_TAPWIRE_OH | 8107901 | no | no |  |  | no |  |  | 0 | 0 | 0 | 0
oh_line_TAP_OH_900260 |  | AN | node_8107901_200839922 | node_1357127_687_15371133_927 | 0.033 | unb_TAPWIRE_OH | 8107901 | no | no |  |  | no |  |  | 0 | 0 | 0 | 0
oh_line_TAP_OH_900261 |  | AN | node_8107901_200839923 | node_1357051_833_15371446_364 | 0.033 | unb_TAPWIRE_OH | 8107901 | no | no |  |  | no |  |  | 0 | 0 | 0 | 0
oh_line_TAP_OH_900262 |  | AN | node_8107901_200839924 | node_1356791_53_15374752_535 | 0.033 | unb_TAPWIRE_OH | 8107901 | no | no |  |  | no |  |  | 0 | 0 | 0 | 0
oh_line_TAP_OH_900263 |  | AN | node_8107901_200839927 | node_1357324_091_15374758_096 | 0.033 | unb_TAPWIRE_OH | 8107901 | no | no |  |  | no |  |  | 0 | 0 | 0 | 0
oh_line_TAP_OH_900264 |  | AN | node_8107901_200839928 | node_1356752_99_15375023_56 | 0.033 | unb_TAPWIRE_OH | 8107901 | no | no |  |  | no |  |  | 0 | 0 | 0 | 0
oh_line_TAP_OH_900265 |  | AN | node_8107901_200839929 | node_1356716_526_15375216_022 | 0.033 | unb_TAPWIRE_OH | 8107901 | no | no |  |  | no |  |  | 0 | 0 | 0 | 0
oh_line_TAP_OH_900266 |  | AN | node_8107901_200839930 | node_1356677_995_15375448_417 | 0.033 | unb_TAPWIRE_OH | 8107901 | no | no |  |  | no |  |  | 0 | 0 | 0 | 0
oh_line_TAP_OH_900267 |  | AN | node_8107901_200839935 | node_1356706_091_15376132_322 | 0.033 | unb_TAPWIRE_OH | 8107901 | no | no |  |  | no |  |  | 0 | 0 | 0 | 0
oh_line_TAP_OH_900268 |  | AN | node_8107901_200839939 | node_1356989_313_15376763_074 | 0.033 | unb_TAPWIRE_OH | 8107901 | no | no |  |  | no |  |  | 0 | 0 | 0 | 0
oh_line_TAP_OH_900269 |  | AN | node_8107901_200839940 | node_1356585_09_15377107_657 | 0.033 | unb_TAPWIRE_OH | 8107901 | no | no |  |  | no |  |  | 0 | 0 | 0 | 0
oh_line_TAP_OH_900270 |  | AN | node_8107901_200839941 | node_1356573_54_15377313_042 | 0.033 | unb_TAPWIRE_OH | 8107901 | no | no |  |  | no |  |  | 0 | 0 | 0 | 0
oh_line_TAP_OH_900271 |  | AN | node_8107901_200839947 | node_1356603_695_15378235_369 | 0.033 | unb_TAPWIRE_OH | 8107901 | no | no |  |  | no |  |  | 0 | 0 | 0 | 0
oh_line_TAP_OH_900272 |  | AN | node_8107901_200839949 | node_1356618_109_15378635_474 | 0.033 | unb_TAPWIRE_OH | 8107901 | no | no |  |  | no |  |  | 0 | 0 | 0 | 0
oh_line_TAP_OH_900273 |  | AN | node_8107901_200839950 | node_1356629_095_15378930_934 | 0.033 | unb_TAPWIRE_OH | 8107901 | no | no |  |  | no |  |  | 0 | 0 | 0 | 0
oh_line_TAP_OH_900274 |  | AN | node_8107901_200839952 | node_1356697_781_15379262_414 | 0.033 | unb_TAPWIRE_OH | 8107901 | no | no |  |  | no |  |  | 0 | 0 | 0 | 0
oh_line_TAP_OH_900275 |  | AN | node_8107901_200839955 | node_1357048_136_15378719_243 | 0.033 | unb_TAPWIRE_OH | 8107901 | no | no |  |  | no |  |  | 0 | 0 | 0 | 0
oh_line_TAP_OH_900276 |  | AN | node_8107901_200839958 | node_1356425_793_15379791_093 | 0.033 | unb_TAPWIRE_OH | 8107901 | no | no |  |  | no |  |  | 0 | 0 | 0 | 0
oh_line_TAP_OH_900277 |  | AN | node_8107901_200839959 | node_1356350_816_15380226_159 | 0.033 | unb_TAPWIRE_OH | 8107901 | no | no |  |  | no |  |  | 0 | 0 | 0 | 0
oh_line_TAP_OH_900278 |  | AN | node_8107901_200839961 | node_1356224_436_15380759_118 | 0.033 | unb_TAPWIRE_OH | 8107901 | no | no |  |  | no |  |  | 0 | 0 | 0 | 0
oh_line_TAP_OH_900279 |  | AN | node_8107901_200839968 | node_1358040_507_15373299_552 | 0.033 | unb_TAPWIRE_OH | 8107901 | no | no |  |  | no |  |  | 0 | 0 | 0 | 0
oh_line_TAP_OH_900280 |  | AN | node_8107901_200839970 | node_1356721_006_15373799_063 | 0.033 | unb_TAPWIRE_OH | 8107901 | no | no |  |  | no |  |  | 0 | 0 | 0 | 0
oh_line_TAP_OH_900281 |  | AN | node_8107901_200839971 | node_1357011_451_15373948_279 | 0.033 | unb_TAPWIRE_OH | 8107901 | no | no |  |  | no |  |  | 0 | 0 | 0 | 0
oh_line_TAP_OH_900282 |  | AN | node_8107901_200839972 | node_1357072_778_15374184_313 | 0.033 | unb_TAPWIRE_OH | 8107901 | no | no |  |  | no |  |  | 0 | 0 | 0 | 0
oh_line_TAP_OH_900283 |  | AN | node_8107901_200839973 | node_1356861_659_15374327_573 | 0.033 | unb_TAPWIRE_OH | 8107901 | no | no |  |  | no |  |  | 0 | 0 | 0 | 0
oh_line_TAP_OH_900284 |  | AN | node_8107901_200839975 | node_1349400_92_15400429_422 | 0.033 | unb_TAPWIRE_OH | 8107901 | no | no |  |  | no |  |  | 0 | 0 | 0 | 0
oh_line_TAP_OH_900285 |  | AN | node_8107901_200839976 | node_1349673_487_15400780_431 | 0.033 | unb_TAPWIRE_OH | 8107901 | no | no |  |  | no |  |  | 0 | 0 | 0 | 0
oh_line_TAP_OH_900286 |  | AN | node_8107901_200839978 | node_1350357_309_15400789_938 | 0.033 | unb_TAPWIRE_OH | 8107901 | no | no |  |  | no |  |  | 0 | 0 | 0 | 0
oh_line_TAP_OH_900287 |  | AN | node_8107901_200839981 | node_1351034_524_15400736_497 | 0.033 | unb_TAPWIRE_OH | 8107901 | no | no |  |  | no |  |  | 0 | 0 | 0 | 0
oh_line_TAP_OH_900288 |  | AN | node_8107901_200839982 | node_1351362_558_15400812_346 | 0.033 | unb_TAPWIRE_OH | 8107901 | no | no |  |  | no |  |  | 0 | 0 | 0 | 0
oh_line_TAP_OH_900289 |  | AN | node_8107901_200839983 | node_1351303_126_15401099_701 | 0.033 | unb_TAPWIRE_OH | 8107901 | no | no |  |  | no |  |  | 0 | 0 | 0 | 0
oh_line_TAP_OH_900290 |  | AN | node_8107901_200839985 | node_1351585_49_15400728_177 | 0.033 | unb_TAPWIRE_OH | 8107901 | no | no |  |  | no |  |  | 0 | 0 | 0 | 0
oh_line_TAP_OH_900291 |  | AN | node_8107901_200839990 | node_1350493_813_15399451_263 | 0.033 | unb_TAPWIRE_OH | 8107901 | no | no |  |  | no |  |  | 0 | 0 | 0 | 0
oh_line_TAP_OH_900292 |  | AN | node_8107901_200839995 | node_1348890_849_15399973_654 | 0.033 | unb_TAPWIRE_OH | 8107901 | no | no |  |  | no |  |  | 0 | 0 | 0 | 0
oh_line_TAP_OH_900298 |  | AN | node_8107901_200840013 | node_1343346_529_15376208_656 | 0.033 | unb_TAPWIRE_OH | 8107901 | no | no |  |  | no |  |  | 0 | 0 | 0 | 0
oh_line_TAP_OH_900300 |  | AN | node_8107901_200840017 | node_1343307_065_15377504_726 | 0.033 | unb_TAPWIRE_OH | 8107901 | no | no |  |  | no |  |  | 0 | 0 | 0 | 0
oh_line_TAP_OH_900301 |  | AN | node_8107901_200840021 | node_1343265_397_15379000_421 | 0.033 | unb_TAPWIRE_OH | 8107901 | no | no |  |  | no |  |  | 0 | 0 | 0 | 0
oh_line_TAP_OH_900302 |  | AN | node_8107901_200840022 | node_1351768_836_15396653_53 | 0.033 | unb_TAPWIRE_OH | 8107901 | no | no |  |  | no |  |  | 0 | 0 | 0 | 0
oh_line_TAP_OH_900303 |  | AN | node_8107901_200840024 | node_1351149_009_15396662_968 | 0.033 | unb_TAPWIRE_OH | 8107901 | no | no |  |  | no |  |  | 0 | 0 | 0 | 0
oh_line_TAP_OH_900304 |  | AN | node_8107901_200840028 | node_1350994_276_15396025_526 | 0.033 | unb_TAPWIRE_OH | 8107901 | no | no |  |  | no |  |  | 0 | 0 | 0 | 0
oh_line_TAP_OH_900305 |  | AN | node_8107901_200840029 | node_1350901_57_15395586_928 | 0.033 | unb_TAPWIRE_OH | 8107901 | no | no |  |  | no |  |  | 0 | 0 | 0 | 0
oh_line_TAP_OH_900306 |  | AN | node_8107901_200840030 | node_1350865_611_15395268_534 | 0.033 | unb_TAPWIRE_OH | 8107901 | no | no |  |  | no |  |  | 0 | 0 | 0 | 0
oh_line_TAP_OH_900307 |  | AN | node_8107901_200840032 | node_1354780_351_15375264_059 | 0.033 | unb_TAPWIRE_OH | 8107901 | no | no |  |  | no |  |  | 0 | 0 | 0 | 0
oh_line_TAP_OH_900308 |  | AN | node_8107901_200840033 | node_1354585_289_15374946_158 | 0.033 | unb_TAPWIRE_OH | 8107901 | no | no |  |  | no |  |  | 0 | 0 | 0 | 0
oh_line_TAP_OH_900309 |  | AN | node_8107901_200840034 | node_1354396_1_15374637_46 | 0.033 | unb_TAPWIRE_OH | 8107901 | no | no |  |  | no |  |  | 0 | 0 | 0 | 0
oh_line_TAP_OH_900310 |  | AN | node_8107901_200840038 | node_1355768_24_15376823_322 | 0.033 | unb_TAPWIRE_OH | 8107901 | no | no |  |  | no |  |  | 0 | 0 | 0 | 0
oh_line_TAP_OH_900311 |  | AN | node_8107901_200840040 | node_1355577_396_15376254_418 | 0.033 | unb_TAPWIRE_OH | 8107901 | no | no |  |  | no |  |  | 0 | 0 | 0 | 0
oh_line_TAP_OH_900312 |  | ABCN | node_8107901_200839150 | node_1354952_023_15387793_156 | 0.033 | unb_TAPWIRE_OH | 8107901 | no | no |  |  | no |  |  | 0 | 0 | 0 | 0
oh_line_TAP_OH_900313 |  | AN | node_8107901_200840044 | node_1355192_569_15387176_417 | 0.033 | unb_TAPWIRE_OH | 8107901 | no | no |  |  | no |  |  | 0 | 0 | 0 | 0
oh_line_TAP_OH_900314 |  | AN | node_8107901_200840046 | node_1355137_441_15386876_226 | 0.033 | unb_TAPWIRE_OH | 8107901 | no | no |  |  | no |  |  | 0 | 0 | 0 | 0
oh_line_TAP_OH_900315 |  | AN | node_8107901_200840049 | node_1355295_198_15386311_754 | 0.033 | unb_TAPWIRE_OH | 8107901 | no | no |  |  | no |  |  | 0 | 0 | 0 | 0
oh_line_TAP_OH_900324 |  | AN | node_8107901_200840079 | node_1347377_427_15386489_68 | 0.033 | unb_TAPWIRE_OH | 8107901 | no | no |  |  | no |  |  | 0 | 0 | 0 | 0
oh_line_TAP_OH_900325 |  | AN | node_8107901_200840080 | node_1350717_829_15396715_645 | 0.033 | unb_TAPWIRE_OH | 8107901 | no | no |  |  | no |  |  | 0 | 0 | 0 | 0
oh_line_TAP_OH_900326 |  | AN | node_8107901_200840082 | node_1350278_34_15397098_493 | 0.033 | unb_TAPWIRE_OH | 8107901 | no | no |  |  | no |  |  | 0 | 0 | 0 | 0
oh_line_TAP_OH_900327 |  | ABCN | node_8107901_200840083 | node_1359167_535_15386491_903 | 0.033 | unb_TAPWIRE_OH | 8107901 | no | no |  |  | no |  |  | 0 | 0 | 0 | 0
oh_line_TAP_OH_900328 |  | ABCN | node_8107901_200840084 | node_1360780_393_15385215_577 | 0.033 | unb_TAPWIRE_OH | 8107901 | no | no |  |  | no |  |  | 0 | 0 | 0 | 0
oh_line_TAP_OH_900329 |  | ABCN | node_8107901_200840085 | node_1360881_699_15384988_34 | 0.033 | unb_TAPWIRE_OH | 8107901 | no | no |  |  | no |  |  | 0 | 0 | 0 | 0
oh_line_TAP_OH_900330 |  | ABCN | node_8107901_200840086 | node_1361034_08_15384800_896 | 0.033 | unb_TAPWIRE_OH | 8107901 | no | no |  |  | no |  |  | 0 | 0 | 0 | 0
oh_line_TAP_OH_900331 |  | ABCN | node_8107901_200840088 | node_1361170_828_15384625_056 | 0.033 | unb_TAPWIRE_OH | 8107901 | no | no |  |  | no |  |  | 0 | 0 | 0 | 0
oh_line_TAP_OH_900332 |  | ABCN | node_8107901_200840089 | node_1361395_325_15384533_587 | 0.033 | unb_TAPWIRE_OH | 8107901 | no | no |  |  | no |  |  | 0 | 0 | 0 | 0
oh_line_TAP_OH_900333 |  | ABCN | node_8107901_200840097 | node_1359731_803_15386036_787 | 0.033 | unb_TAPWIRE_OH | 8107901 | no | no |  |  | no |  |  | 0 | 0 | 0 | 0
oh_line_TAP_OH_900334 |  | ABCN | node_8107901_200840100 | node_1360094_178_15385990_562 | 0.033 | unb_TAPWIRE_OH | 8107901 | no | no |  |  | no |  |  | 0 | 0 | 0 | 0
oh_line_TAP_OH_900335 |  | ABCN | node_8107901_200840102 | node_1360390_452_15385765_981 | 0.033 | unb_TAPWIRE_OH | 8107901 | no | no |  |  | no |  |  | 0 | 0 | 0 | 0
oh_line_TAP_OH_900336 |  | ABCN | node_8107901_200840104 | node_1360427_04_15385553_337 | 0.033 | unb_TAPWIRE_OH | 8107901 | no | no |  |  | no |  |  | 0 | 0 | 0 | 0
oh_line_TAP_OH_900337 |  | AN | node_8107901_200840106 | node_1360763_808_15385554_8 | 0.033 | unb_TAPWIRE_OH | 8107901 | no | no |  |  | no |  |  | 0 | 0 | 0 | 0
oh_line_TAP_OH_900338 |  | AN | node_8107901_200840107 | node_1361020_125_15385570_169 | 0.033 | unb_TAPWIRE_OH | 8107901 | no | no |  |  | no |  |  | 0 | 0 | 0 | 0
oh_line_TAP_OH_900339 |  | ABCN | node_8107901_200840108 | node_1360579_117_15385368_855 | 0.033 | unb_TAPWIRE_OH | 8107901 | no | no |  |  | no |  |  | 0 | 0 | 0 | 0
oh_line_TAP_OH_900340 |  | AN | node_8107901_200840110 | node_1339832_847_15391219_543 | 0.033 | unb_TAPWIRE_OH | 8107901 | no | no |  |  | no |  |  | 0 | 0 | 0 | 0
oh_line_TAP_OH_900341 |  | AN | node_8107901_200840112 | node_1339393_164_15390439_093 | 0.033 | unb_TAPWIRE_OH | 8107901 | no | no |  |  | no |  |  | 0 | 0 | 0 | 0
oh_line_TAP_OH_900342 |  | AN | node_8107901_200840113 | node_1339395_372_15390642_135 | 0.033 | unb_TAPWIRE_OH | 8107901 | no | no |  |  | no |  |  | 0 | 0 | 0 | 0
oh_line_TAP_OH_900348 |  | AN | node_8107901_200840123 | node_1357376_298_15372163_107 | 0.033 | unb_TAPWIRE_OH | 8107901 | no | no |  |  | no |  |  | 0 | 0 | 0 | 0
oh_line_TAP_OH_900349 |  | AN | node_8107901_200840126 | node_1357989_664_15372140_182 | 0.033 | unb_TAPWIRE_OH | 8107901 | no | no |  |  | no |  |  | 0 | 0 | 0 | 0
oh_line_TAP_OH_900353 |  | AN | node_8107901_200840135 | node_1343174_322_15382402_669 | 0.033 | unb_TAPWIRE_OH | 8107901 | no | no |  |  | no |  |  | 0 | 0 | 0 | 0
oh_line_TAP_OH_900354 |  | AN | node_8107901_200840137 | node_1343234_939_15381822_986 | 0.033 | unb_TAPWIRE_OH | 8107901 | no | no |  |  | no |  |  | 0 | 0 | 0 | 0
oh_line_TAP_OH_900416 |  | AN | node_8107901_200840313 | node_1365854_638_15383852_94 | 0.033 | unb_TAPWIRE_OH | 8107901 | no | no |  |  | no |  |  | 0 | 0 | 0 | 0
oh_line_TAP_OH_900417 |  | AN | node_8107901_200840314 | node_1362287_841_15385014_65 | 0.033 | unb_TAPWIRE_OH | 8107901 | no | no |  |  | no |  |  | 0 | 0 | 0 | 0
oh_line_TAP_OH_900419 |  | ABCN | node_8107901_200840320 | node_1366018_13_15383980_656 | 0.033 | unb_TAPWIRE_OH | 8107901 | no | no |  |  | no |  |  | 0 | 0 | 0 | 0
oh_line_TAP_OH_900420 |  | AN | node_8107901_200840326 | node_1365264_975_15384467_734 | 0.033 | unb_TAPWIRE_OH | 8107901 | no | no |  |  | no |  |  | 0 | 0 | 0 | 0
oh_line_TAP_OH_900421 |  | AN | node_8107901_200840329 | node_1365109_195_15383977_015 | 0.033 | unb_TAPWIRE_OH | 8107901 | no | no |  |  | no |  |  | 0 | 0 | 0 | 0
oh_line_TAP_OH_900422 |  | ABCN | node_8107901_200840330 | node_1364884_811_15384120_409 | 0.033 | unb_TAPWIRE_OH | 8107901 | no | no |  |  | no |  |  | 0 | 0 | 0 | 0
oh_line_TAP_OH_900423 |  | ABCN | node_8107901_200840331 | node_1364738_817_15384108_868 | 0.033 | unb_TAPWIRE_OH | 8107901 | no | no |  |  | no |  |  | 0 | 0 | 0 | 0
oh_line_TAP_OH_900424 |  | ABCN | node_8107901_200840333 | node_1364395_857_15384096_623 | 0.033 | unb_TAPWIRE_OH | 8107901 | no | no |  |  | no |  |  | 0 | 0 | 0 | 0
oh_line_TAP_OH_900426 |  | ABCN | node_8107901_200840343 | node_1362643_498_15384051_973 | 0.033 | unb_TAPWIRE_OH | 8107901 | no | no |  |  | no |  |  | 0 | 0 | 0 | 0
oh_line_TAP_OH_900427 |  | ABCN | node_8107901_200840345 | node_1362302_345_15384051_166 | 0.033 | unb_TAPWIRE_OH | 8107901 | no | no |  |  | no |  |  | 0 | 0 | 0 | 0
oh_line_TAP_OH_900428 |  | ABCN | node_8107901_200840346 | node_1362073_59_15383980_082 | 0.033 | unb_TAPWIRE_OH | 8107901 | no | no |  |  | no |  |  | 0 | 0 | 0 | 0
oh_line_TAP_OH_900429 |  | AN | node_8107901_200840351 | node_1360863_841_15384034_21 | 0.033 | unb_TAPWIRE_OH | 8107901 | no | no |  |  | no |  |  | 0 | 0 | 0 | 0
oh_line_TAP_OH_900430 |  | AN | node_8107901_200840354 | node_1360598_068_15384325_684 | 0.033 | unb_TAPWIRE_OH | 8107901 | no | no |  |  | no |  |  | 0 | 0 | 0 | 0
oh_line_TAP_OH_900431 |  | AN | node_8107901_200840355 | node_1360097_816_15384009_593 | 0.033 | unb_TAPWIRE_OH | 8107901 | no | no |  |  | no |  |  | 0 | 0 | 0 | 0
oh_line_TAP_OH_900432 |  | AN | node_8107901_200840357 | node_1359682_862_15383966_884 | 0.033 | unb_TAPWIRE_OH | 8107901 | no | no |  |  | no |  |  | 0 | 0 | 0 | 0
oh_line_TAP_OH_900433 |  | AN | node_8107901_200840360 | node_1358814_411_15383913_519 | 0.033 | unb_TAPWIRE_OH | 8107901 | no | no |  |  | no |  |  | 0 | 0 | 0 | 0
oh_line_TAP_OH_900435 |  | AN | node_8107901_200840363 | node_1358185_956_15383889_237 | 0.033 | unb_TAPWIRE_OH | 8107901 | no | no |  |  | no |  |  | 0 | 0 | 0 | 0
oh_line_TAP_OH_900436 |  | AN | node_8107901_200840365 | node_1357706_664_15383864_326 | 0.033 | unb_TAPWIRE_OH | 8107901 | no | no |  |  | no |  |  | 0 | 0 | 0 | 0
oh_line_TAP_OH_900466 |  | ABCN | node_8107901_200840521 | node_1366933_004_15384033_151 | 0.033 | unb_TAPWIRE_OH | 8107901 | no | no |  |  | no |  |  | 0 | 0 | 0 | 0
oh_line_TAP_OH_900467 |  | ABCN | node_8107901_200840523 | node_1366595_773_15384009_166 | 0.033 | unb_TAPWIRE_OH | 8107901 | no | no |  |  | no |  |  | 0 | 0 | 0 | 0
oh_line_TAP_OH_900468 |  | ABCN | node_8107901_200840525 | node_1366419_409_15384011_156 | 0.033 | unb_TAPWIRE_OH | 8107901 | no | no |  |  | no |  |  | 0 | 0 | 0 | 0
oh_line_TAP_OH_900469 |  | ABCN | node_8107901_200840526 | node_1366256_856_15383998_848 | 0.033 | unb_TAPWIRE_OH | 8107901 | no | no |  |  | no |  |  | 0 | 0 | 0 | 0
oh_line_TAP_OH_901733 |  | AN | node_8107901_200844259 | node_1348122_642_15367478_826 | 0.033 | unb_TAPWIRE_OH | 8107901 | no | no |  |  | no |  |  | 0 | 0 | 0 | 0
oh_line_TAP_OH_901734 |  | AN | node_8107901_200844263 | node_1348369_564_15366834_111 | 0.033 | unb_TAPWIRE_OH | 8107901 | no | no |  |  | no |  |  | 0 | 0 | 0 | 0
oh_line_TAP_OH_901735 |  | AN | node_8107901_200844267 | node_1347815_02_15367135_568 | 0.033 | unb_TAPWIRE_OH | 8107901 | no | no |  |  | no |  |  | 0 | 0 | 0 | 0
oh_line_TAP_OH_901736 |  | AN | node_8107901_200844268 | node_1348693_508_15366256_7 | 0.033 | unb_TAPWIRE_OH | 8107901 | no | no |  |  | no |  |  | 0 | 0 | 0 | 0
oh_line_TAP_OH_901737 |  | AN | node_8107901_200844270 | node_1348835_295_15365952_056 | 0.033 | unb_TAPWIRE_OH | 8107901 | no | no |  |  | no |  |  | 0 | 0 | 0 | 0
oh_line_TAP_OH_901738 |  | AN | node_8107901_200844271 | node_1349062_715_15365776_858 | 0.033 | unb_TAPWIRE_OH | 8107901 | no | no |  |  | no |  |  | 0 | 0 | 0 | 0
oh_line_TAP_OH_901739 |  | AN | node_8107901_200844272 | node_1349022_797_15365579_171 | 0.033 | unb_TAPWIRE_OH | 8107901 | no | no |  |  | no |  |  | 0 | 0 | 0 | 0
oh_line_TAP_OH_901740 |  | AN | node_8107901_200844273 | node_1349123_046_15365372_717 | 0.033 | unb_TAPWIRE_OH | 8107901 | no | no |  |  | no |  |  | 0 | 0 | 0 | 0
oh_line_TAP_OH_901741 |  | AN | node_8107901_200844277 | node_1347926_952_15364985_636 | 0.033 | unb_TAPWIRE_OH | 8107901 | no | no |  |  | no |  |  | 0 | 0 | 0 | 0
oh_line_TAP_OH_901742 |  | AN | node_8107901_200844279 | node_1349355_772_15364902_424 | 0.033 | unb_TAPWIRE_OH | 8107901 | no | no |  |  | no |  |  | 0 | 0 | 0 | 0
oh_line_TAP_OH_901743 |  | AN | node_8107901_200844281 | node_1349457_574_15364699_203 | 0.033 | unb_TAPWIRE_OH | 8107901 | no | no |  |  | no |  |  | 0 | 0 | 0 | 0
oh_line_TAP_OH_901744 |  | AN | node_8107901_200844283 | node_1349535_215_15364439_564 | 0.033 | unb_TAPWIRE_OH | 8107901 | no | no |  |  | no |  |  | 0 | 0 | 0 | 0
oh_line_TAP_OH_901745 |  | AN | node_8107901_200844285 | node_1349312_554_15364021_424 | 0.033 | unb_TAPWIRE_OH | 8107901 | no | no |  |  | no |  |  | 0 | 0 | 0 | 0
oh_line_TAP_OH_901746 |  | AN | node_8107901_200844287 | node_1349848_393_15363406_994 | 0.033 | unb_TAPWIRE_OH | 8107901 | no | no |  |  | no |  |  | 0 | 0 | 0 | 0
oh_line_TAP_OH_901747 |  | AN | node_8107901_200844289 | node_1349725_596_15362809_357 | 0.033 | unb_TAPWIRE_OH | 8107901 | no | no |  |  | no |  |  | 0 | 0 | 0 | 0
oh_line_TAP_OH_901748 |  | AN | node_8107901_200844290 | node_1349454_093_15362582_868 | 0.033 | unb_TAPWIRE_OH | 8107901 | no | no |  |  | no |  |  | 0 | 0 | 0 | 0
oh_line_TAP_OH_901749 |  | AN | node_8107901_200844293 | node_1350490_353_15362789_614 | 0.033 | unb_TAPWIRE_OH | 8107901 | no | no |  |  | no |  |  | 0 | 0 | 0 | 0
oh_line_TAP_OH_901921 |  | AN | node_8107901_200844776 | node_1348549_538_15366106_067 | 0.033 | unb_TAPWIRE_OH | 8107901 | no | no |  |  | no |  |  | 0 | 0 | 0 | 0
oh_line_TAP_OH_901922 |  | AN | node_8107901_200844777 | node_1348350_052_15365937_821 | 0.033 | unb_TAPWIRE_OH | 8107901 | no | no |  |  | no |  |  | 0 | 0 | 0 | 0
oh_line_TAP_OH_901923 |  | AN | node_8107901_200844779 | node_1348138_286_15365909_676 | 0.033 | unb_TAPWIRE_OH | 8107901 | no | no |  |  | no |  |  | 0 | 0 | 0 | 0
oh_line_TAP_OH_901924 |  | AN | node_8107901_200844782 | node_1347498_789_15366068_231 | 0.033 | unb_TAPWIRE_OH | 8107901 | no | no |  |  | no |  |  | 0 | 0 | 0 | 0
oh_line_TAP_OH_918034 |  | ABCN | node_8107901_200902669 | node_1340579_41_15382678_996 | 0.033 | unb_TAPWIRE_OH | 8107901 | no | no |  |  | no |  |  | 0 | 0 | 0 | 0
oh_line_TAP_OH_918035 |  | ABCN | node_8107901_200902674 | node_1339123_22_15382472_989 | 0.033 | unb_TAPWIRE_OH | 8107901 | no | no |  |  | no |  |  | 0 | 0 | 0 | 0
oh_line_TAP_OH_918036 |  | ABCN | node_8107901_200902676 | node_1338702_287_15382500_121 | 0.033 | unb_TAPWIRE_OH | 8107901 | no | no |  |  | no |  |  | 0 | 0 | 0 | 0
oh_line_TAP_OH_918038 |  | AN | node_8107901_200902681 | node_1338057_951_15382503_072 | 0.033 | unb_TAPWIRE_OH | 8107901 | no | no |  |  | no |  |  | 0 | 0 | 0 | 0
oh_line_TAP_OH_918039 |  | AN | node_8107901_200902683 | node_1337180_846_15382495_403 | 0.033 | unb_TAPWIRE_OH | 8107901 | no | no |  |  | no |  |  | 0 | 0 | 0 | 0
oh_line_TAP_OH_918040 |  | AN | node_8107901_200902684 | node_1336706_94_15382428_417 | 0.033 | unb_TAPWIRE_OH | 8107901 | no | no |  |  | no |  |  | 0 | 0 | 0 | 0
oh_line_TAP_OH_918041 |  | AN | node_8107901_200902686 | node_1336816_665_15382692_244 | 0.033 | unb_TAPWIRE_OH | 8107901 | no | no |  |  | no |  |  | 0 | 0 | 0 | 0
oh_line_TAP_OH_918043 |  | AN | node_8107901_200902688 | node_1337299_043_15383097_544 | 0.033 | unb_TAPWIRE_OH | 8107901 | no | no |  |  | no |  |  | 0 | 0 | 0 | 0
oh_line_TAP_OH_918044 |  | AN | node_8107901_200902694 | node_1338536_802_15390133_522 | 0.033 | unb_TAPWIRE_OH | 8107901 | no | no |  |  | no |  |  | 0 | 0 | 0 | 0
oh_line_TAP_OH_918045 |  | AN | node_8107901_200902697 | node_1337718_664_15389710_856 | 0.033 | unb_TAPWIRE_OH | 8107901 | no | no |  |  | no |  |  | 0 | 0 | 0 | 0
oh_line_TAP_OH_918046 |  | AN | node_8107901_200902706 | node_1335418_793_15390315_159 | 0.033 | unb_TAPWIRE_OH | 8107901 | no | no |  |  | no |  |  | 0 | 0 | 0 | 0
oh_line_TAP_OH_918047 |  | AN | node_8107901_200902707 | node_1335448_336_15390800_314 | 0.033 | unb_TAPWIRE_OH | 8107901 | no | no |  |  | no |  |  | 0 | 0 | 0 | 0
oh_line_TAP_OH_918048 |  | AN | node_8107901_200902712 | node_1334354_876_15390606_149 | 0.033 | unb_TAPWIRE_OH | 8107901 | no | no |  |  | no |  |  | 0 | 0 | 0 | 0
oh_line_TAP_OH_918049 |  | AN | node_8107901_200902713 | node_1334102_604_15390689_37 | 0.033 | unb_TAPWIRE_OH | 8107901 | no | no |  |  | no |  |  | 0 | 0 | 0 | 0
oh_line_TAP_OH_918050 |  | AN | node_8107901_200902715 | node_1333872_936_15391253_184 | 0.033 | unb_TAPWIRE_OH | 8107901 | no | no |  |  | no |  |  | 0 | 0 | 0 | 0
oh_line_TAP_OH_918051 |  | AN | node_8107901_200902716 | node_1333482_906_15390898_929 | 0.033 | unb_TAPWIRE_OH | 8107901 | no | no |  |  | no |  |  | 0 | 0 | 0 | 0
oh_line_TAP_OH_918257 |  | AN | node_8107901_200903410 | node_1336007_12_15382208_765 | 0.033 | unb_TAPWIRE_OH | 8107901 | no | no |  |  | no |  |  | 0 | 0 | 0 | 0
oh_line_TAP_OH_918258 |  | AN | node_8107901_200903412 | node_1335501_982_15381791_775 | 0.033 | unb_TAPWIRE_OH | 8107901 | no | no |  |  | no |  |  | 0 | 0 | 0 | 0
oh_line_TAP_OH_920348 |  | AN | node_8107901_200947701 | node_1365155_701_15386056_567 | 0.033 | unb_TAPWIRE_OH | 8107901 | no | no |  |  | no |  |  | 0 | 0 | 0 | 0
oh_line_TAP_OH_920649 |  | ABCN | node_8107901_200949166 | node_1356512_172_15387448_844 | 0.033 | unb_TAPWIRE_OH | 8107901 | no | no |  |  | no |  |  | 0 | 0 | 0 | 0
oh_line_TAP_OH_920650 |  | AN | node_8107901_200949167 | node_1356432_107_15387622_028 | 0.033 | unb_TAPWIRE_OH | 8107901 | no | no |  |  | no |  |  | 0 | 0 | 0 | 0
oh_line_TAP_OH_920651 |  | AN | node_8107901_200949168 | node_1354814_555_15387755_501 | 0.033 | unb_TAPWIRE_OH | 8107901 | no | no |  |  | no |  |  | 0 | 0 | 0 | 0
oh_line_TAP_OH_920652 |  | ABCN | node_8107901_200949171 | node_1354055_252_15387389_1 | 0.033 | unb_TAPWIRE_OH | 8107901 | no | no |  |  | no |  |  | 0 | 0 | 0 | 0
oh_line_TAP_OH_920653 |  | ABCN | node_8107901_200949173 | node_1353755_324_15387367_972 | 0.033 | unb_TAPWIRE_OH | 8107901 | no | no |  |  | no |  |  | 0 | 0 | 0 | 0
oh_line_TAP_OH_920654 |  | AN | node_8107901_200949175 | node_1357457_142_15387244_87 | 0.033 | unb_TAPWIRE_OH | 8107901 | no | no |  |  | no |  |  | 0 | 0 | 0 | 0
oh_line_TAP_OH_920655 |  | AN | node_8107901_200949180 | node_1362010_785_15386413_823 | 0.033 | unb_TAPWIRE_OH | 8107901 | no | no |  |  | no |  |  | 0 | 0 | 0 | 0
oh_line_TAP_OH_920656 |  | ABCN | node_8107901_200949183 | node_1358865_723_15386709_001 | 0.033 | unb_TAPWIRE_OH | 8107901 | no | no |  |  | no |  |  | 0 | 0 | 0 | 0
oh_line_TAP_OH_921138 |  | AN | node_8107901_200952704 | node_1345950_544_15376143_854 | 0.033 | unb_TAPWIRE_OH | 8107901 | no | no |  |  | no |  |  | 0 | 0 | 0 | 0
oh_line_TAP_OH_921139 |  | ABCN | node_8107901_200952705 | node_1350147_942_15387375_383 | 0.033 | unb_TAPWIRE_OH | 8107901 | no | no |  |  | no |  |  | 0 | 0 | 0 | 0
oh_line_TAP_OH_921416 |  | AN | node_8107901_200954283 | node_1348578_965_15378414_728 | 0.033 | unb_TAPWIRE_OH | 8107901 | no | no |  |  | no |  |  | 0 | 0 | 0 | 0
oh_line_TAP_OH_921606 |  | AN | node_8107901_200957540 | node_1346277_621_15372956_304 | 0.033 | unb_TAPWIRE_OH | 8107901 | no | no |  |  | no |  |  | 0 | 0 | 0 | 0
oh_line_TAP_OH_924499 |  | AN | node_8107901_200971617 | node_1350692_133_15396348_779 | 0.033 | unb_TAPWIRE_OH | 8107901 | no | no |  |  | no |  |  | 0 | 0 | 0 | 0
oh_line_TAP_OH_925263 |  | AN | node_8107901_200976869 | node_1353065_266_15398493_995 | 0.033 | unb_TAPWIRE_OH | 8107901 | no | no |  |  | no |  |  | 0 | 0 | 0 | 0
oh_line_TAP_OH_925503 |  | ABCN | node_8107901_200978144 | node_1353801_992_15387046_519 | 0.033 | unb_TAPWIRE_OH | 8107901 | no | no |  |  | no |  |  | 0 | 0 | 0 | 0
oh_line_TAP_OH_925504 |  | ABCN | node_8107901_200978145 | node_1353700_899_15386654_562 | 0.033 | unb_TAPWIRE_OH | 8107901 | no | no |  |  | no |  |  | 0 | 0 | 0 | 0
oh_line_TAP_OH_925515 |  | AN | node_8107901_200978192 | node_1355972_437_15380587_617 | 0.033 | unb_TAPWIRE_OH | 8107901 | no | no |  |  | no |  |  | 0 | 0 | 0 | 0
oh_line_TAP_OH_926483 |  | AN | node_8107901_200982912 | node_1349510_103_15379542_215 | 0.033 | unb_TAPWIRE_OH | 8107901 | no | no |  |  | no |  |  | 0 | 0 | 0 | 0
oh_line_TAP_OH_928528 |  | AN | node_8107901_201009943 | node_1356148_15_15386693_669 | 0.033 | unb_TAPWIRE_OH | 8107901 | no | no |  |  | no |  |  | 0 | 0 | 0 | 0
oh_line_TAP_OH_928812 |  | AN | node_8107901_201011261 | node_1343440_95_15393775_49 | 0.033 | unb_TAPWIRE_OH | 8107901 | no | no |  |  | no |  |  | 0 | 0 | 0 | 0
oh_line_TAP_OH_929792 |  | AN | node_8107901_201015646 | node_1354301_118_15374400_961 | 0.033 | unb_TAPWIRE_OH | 8107901 | no | no |  |  | no |  |  | 0 | 0 | 0 | 0
oh_line_TAP_OH_929793 |  | AN | node_8107901_201015647 | node_1354186_618_15374147_143 | 0.033 | unb_TAPWIRE_OH | 8107901 | no | no |  |  | no |  |  | 0 | 0 | 0 | 0
oh_line_TAP_OH_933108 |  | AN | node_8107901_201034184 | node_1342232_439_15393957_408 | 0.033 | unb_TAPWIRE_OH | 8107901 | no | no |  |  | no |  |  | 0 | 0 | 0 | 0
oh_line_TAP_OH_933486 |  | AN | node_8107901_201036507 | node_1348014_243_15376479_513 | 0.033 | unb_TAPWIRE_OH | 8107901 | no | no |  |  | no |  |  | 0 | 0 | 0 | 0
oh_line_TAP_OH_935161 |  | AN | node_8107901_201047444 | node_1342638_924_15381157_309 | 0.033 | unb_TAPWIRE_OH | 8107901 | no | no |  |  | no |  |  | 0 | 0 | 0 | 0
oh_line_TAP_OH_935459 |  | AN | node_8107901_201050135 | node_1352336_384_15398860_48 | 0.033 | unb_TAPWIRE_OH | 8107901 | no | no |  |  | no |  |  | 0 | 0 | 0 | 0
oh_line_TAP_OH_935545 |  | AN | node_8107901_201050866 | node_1344674_669_15388410_3 | 0.033 | unb_TAPWIRE_OH | 8107901 | no | no |  |  | no |  |  | 0 | 0 | 0 | 0
oh_line_TAP_OH_935546 |  | AN | node_8107901_201050874 | node_1342562_651_15389509_663 | 0.033 | unb_TAPWIRE_OH | 8107901 | no | no |  |  | no |  |  | 0 | 0 | 0 | 0
oh_line_TAP_OH_935547 |  | AN | node_8107901_201050878 | node_1341709_157_15389405_931 | 0.033 | unb_TAPWIRE_OH | 8107901 | no | no |  |  | no |  |  | 0 | 0 | 0 | 0
oh_line_TAP_OH_936449 |  | AN | node_8107901_201058259 | node_1343175_774_15393030_489 | 0.033 | unb_TAPWIRE_OH | 8107901 | no | no |  |  | no |  |  | 0 | 0 | 0 | 0
oh_line_TAP_OH_937284 |  | ABCN | node_8107901_201063866 | node_1353846_753_15387249_298 | 0.033 | unb_TAPWIRE_OH | 8107901 | no | no |  |  | no |  |  | 0 | 0 | 0 | 0
oh_line_TAP_OH_938422 |  | AN | node_8107901_201069815 | node_1355351_408_15369673_014 | 0.033 | unb_TAPWIRE_OH | 8107901 | no | no |  |  | no |  |  | 0 | 0 | 0 | 0
oh_line_TAP_OH_1178722 |  | AN | node_8107901_200979005 | node_1340217_887_15396104_519 | 0.033 | unb_TAPWIRE_OH | 8107901 | no | no |  |  | no |  |  | 0 | 0 | 0 | 0
oh_line_TAP_OH_1230345 |  | AN | node_8107901_310003848 | node_1349754_822_15379311_108 | 0.033 | unb_TAPWIRE_OH | 8107901 | no | no |  |  | no |  |  | 0 | 0 | 0 | 0
oh_line_TAP_OH_1506037 |  | ABCN | node_8107901_200839566 | node_1343294_63_15383003_345 | 0.033 | unb_TAPWIRE_OH | 8107901 | no | no |  |  | no |  |  | 0 | 0 | 0 | 0
oh_line_TAP_OH_1989720 |  | AN | node_8107901_200839271 | node_1343660_425_15376085_015 | 0.033 | unb_TAPWIRE_OH | 8107901 | no | no |  |  | no |  |  | 0 | 0 | 0 | 0
oh_line_TAP_OH_1992521 |  | AN | node_8107901_310044357 | node_1360941_189_15385084_853 | 0.033 | unb_TAPWIRE_OH | 8107901 | no | no |  |  | no |  |  | 0 | 0 | 0 | 0
oh_line_TAP_OH_2214520 |  | ABCN | node_8107901_200902679 | node_1338295_66_15382254_317 | 0.033 | unb_TAPWIRE_OH | 8107901 | no | no |  |  | no |  |  | 0 | 0 | 0 | 0
oh_line_TAP_OH_2214521 |  | ABCN | node_8107901_200902679 | node_1338314_653_15382261_852 | 0.033 | unb_TAPWIRE_OH | 8107901 | no | no |  |  | no |  |  | 0 | 0 | 0 | 0
oh_line_TAP_OH_2214522 |  | ABCN | node_8107901_200902679 | node_1338275_906_15382253_649 | 0.033 | unb_TAPWIRE_OH | 8107901 | no | no |  |  | no |  |  | 0 | 0 | 0 | 0
oh_line_TAP_OH_2214523 |  | ABCN | node_8107901_200839875 | node_1357810_427_15386960_604 | 0.033 | unb_TAPWIRE_OH | 8107901 | no | no |  |  | no |  |  | 0 | 0 | 0 | 0
oh_line_TAP_OH_2214524 |  | ABCN | node_8107901_200839875 | node_1357821_294_15386938_477 | 0.033 | unb_TAPWIRE_OH | 8107901 | no | no |  |  | no |  |  | 0 | 0 | 0 | 0
oh_line_TAP_OH_2329723 |  | AN | node_8107901_200839197 | node_1357775_339_15387188_2 | 0.033 | unb_TAPWIRE_OH | 8107901 | no | no |  |  | no |  |  | 0 | 0 | 0 | 0
oh_line_TAP_OH_2592157 |  | AN | node_8107901_310058326 | node_1361588_131_15383918_876 | 0.033 | unb_TAPWIRE_OH | 8107901 | no | no |  |  | no |  |  | 0 | 0 | 0 | 0
oh_line_TAP_OH_2901981 |  | AN | node_8107901_200839781 | node_1341222_978_15394425_7 | 0.033 | unb_TAPWIRE_OH | 8107901 | no | no |  |  | no |  |  | 0 | 0 | 0 | 0
oh_line_TAP_OH_3056539 |  | AN | node_8107901_311897619 | node_1352141_91_15390759_69 | 0.033 | unb_TAPWIRE_OH | 8107901 | no | no |  |  | no |  |  | 0 | 0 | 0 | 0
oh_line_TAP_OH_3056540 |  | AN | node_8107901_311897624 | node_1351978_995_15391046_1 | 0.033 | unb_TAPWIRE_OH | 8107901 | no | no |  |  | no |  |  | 0 | 0 | 0 | 0
oh_line_TAP_OH_3983101 |  | AN | node_8107901_200902704 | node_1335830_057_15390004_978 | 0.033 | unb_TAPWIRE_OH | 8107901 | no | no |  |  | no |  |  | 0 | 0 | 0 | 0
oh_line_TAP_OH_4656365 |  | AN | node_8107901_200957563 | node_1352749_558_15398594_198 | 0.033 | unb_TAPWIRE_OH | 8107901 | no | no |  |  | no |  |  | 0 | 0 | 0 | 0
oh_line_TAP_OH_4817565 |  | AN | node_8107901_312090042 | node_1362894_164_15382063_058 | 0.033 | unb_TAPWIRE_OH | 8107901 | no | no |  |  | no |  |  | 0 | 0 | 0 | 0
oh_line_TAP_OH_4852368 |  | AN | node_8107901_200839247 | node_1349131_837_15379251_385 | 0.033 | unb_TAPWIRE_OH | 8107901 | no | no |  |  | no |  |  | 0 | 0 | 0 | 0
oh_line_TAP_OH_4883975 |  | AN | node_8107901_312094083 | node_1350065_794_15393607_34 | 0.033 | unb_TAPWIRE_OH | 8107901 | no | no |  |  | no |  |  | 0 | 0 | 0 | 0
oh_line_TAP_OH_4923991 |  | AN | node_8107901_312096459 | node_1349702_164_15386540_584 | 0.033 | unb_TAPWIRE_OH | 8107901 | no | no |  |  | no |  |  | 0 | 0 | 0 | 0
oh_line_TAP_OH_4925176 |  | AN | node_8107901_312097083 | node_1362805_877_15383767_476 | 0.033 | unb_TAPWIRE_OH | 8107901 | no | no |  |  | no |  |  | 0 | 0 | 0 | 0
oh_line_TAP_OH_5468023 |  | ABCN | node_8107901_200839546 | node_1347354_482_15383734_881 | 0.033 | unb_TAPWIRE_OH | 8107901 | no | no |  |  | no |  |  | 0 | 0 | 0 | 0
oh_line_TAP_OH_5468025 |  | AN | node_8107901_312133644 | node_1347938_133_15387502_305 | 0.033 | unb_TAPWIRE_OH | 8107901 | no | no |  |  | no |  |  | 0 | 0 | 0 | 0
oh_line_TAP_OH_5507632 |  | AN | node_8107901_200955884 | node_1349395_674_15379596_734 | 0.033 | unb_TAPWIRE_OH | 8107901 | no | no |  |  | no |  |  | 0 | 0 | 0 | 0

## overhead_line_conductor
data_type | static
owner_type | feeder
owner | 8107901
object | overhead_line_conductor
name | groupid | geometric_mean_radius | resistance | diameter | rating_summer_continuous | rating_summer_emergency | rating_winter_continuous | rating_winter_emergency | dcircuit | selected | comments
oh_cond_1/0_AAAC |  | 0.012 | 0.876 | 0.398 | 235 | 235 | 310 | 310 |  | no
oh_cond_1/0_ACSR |  | 0.012 | 0.888 | 0.398 | 265 | 265 | 330 | 330 |  | no
oh_cond_2/0_CU |  | 0.013 | 0.44 | 0.414 | 295 | 295 | 425 | 425 |  | no
oh_cond_2_ACSR |  | 0.01 | 1.41 | 0.325 | 195 | 195 | 245 | 245 |  | no
oh_cond_3_#7_CWD_30% |  | 0.005 | 3.07 | 0.311 | 125 | 125 | 195 | 195 |  | no
oh_cond_3_#104_CWD |  | 0.003 | 5.945 | 0.224 | 90 | 90 | 130 | 130 |  | no
oh_cond_4/0_AAAC |  | 0.017 | 0.439 | 0.563 | 365 | 365 | 480 | 480 |  | no
oh_cond_4/0_ACSR |  | 0.017 | 0.445 | 0.563 | 410 | 410 | 515 | 515 |  | no
oh_cond_4A_CWD |  | 0.006 | 1.395 | 0.29 | 150 | 150 | 220 | 220 |  | no
oh_cond_4_ACSR |  | 0.008 | 2.24 | 0.25 | 145 | 145 | 185 | 185 |  | no
oh_cond_4_CU |  | 0.007 | 1.388 | 0.232 | 140 | 140 | 200 | 200 |  | no
oh_cond_8D_CWD |  | 0.004 | 3.51 | 0.219 | 85 | 85 | 135 | 135 |  | no
oh_cond_477_MCM_AL |  | 0.025 | 0.198 | 0.792 | 605 | 605 | 810 | 810 |  | no
oh_cond_WP-4/0-CU |  | 0.015 | 0.273 | 0.81 | 340 | 340 | 390 | 390 |  | no

## recloser
data_type | static
owner_type | feeder
owner | 8107901
object | recloser
name | groupid | phases | fr | to | phase_A_state | phase_B_state | phase_C_state | operating_mode | retry_time | max_number_of_tries | status | dcircuit | selected | monitored | monitored_fields | class_monitored_fields | played | played_fields | comments
recloser_417AX12-220411212 |  | ABCN | node_intto1_417AX12-220411212 | node_417AX12-220411212 | CLOSED | CLOSED | CLOSED | INDIVIDUAL |  |  |  | 8107901 | no | no |  |  | no

## regulator
data_type | static
owner_type | feeder
owner | 8107901
object | regulator
name | groupid | phases | fr | to | configuration | sense_node | dcircuit | selected | monitored | monitored_fields | class_monitored_fields | played | played_fields | comments
regulator_220524265 |  | ABCN | node_intto1_8107901_200840517 | node_8107901_200840517 | config_regulator_220524265 |  | 8107901 | no | no |  |  | no
regulator_220549724 |  | AD | node_intto1_8107901_200955884 | node_8107901_200955884 | config_regulator_220549724 |  | 8107901 | no | no |  |  | no
regulator_220605096 |  | ABCD | node_intto1_8107901_200949171 | node_8107901_200949171 | config_regulator_220605096 |  | 8107901 | no | no |  |  | no
regulator_312120434 |  | ABCD | node_intto1_8107901_200839561 | node_8107901_200839561 | config_regulator_312120434 |  | 8107901 | no | no |  |  | no
regulator_312122932 |  | AD | node_intto1_8107901_200839540 | node_8107901_200839540 | config_regulator_312122932 |  | 8107901 | no | no |  |  | no

## regulator_configuration
data_type | static
owner_type | feeder
owner | 8107901
object | regulator_configuration
name | groupid | connect_type | band_center | band_width | time_delay | dwell_time | raise_taps | lower_taps | current_transducer_ratio | power_transducer_ratio | compensator_r_setting_A | compensator_x_setting_A | compensator_r_setting_B | compensator_x_setting_B | compensator_r_setting_C | compensator_x_setting_C | CT_phase | PT_phase | regulation | control_level | Control | Type | tap_pos_A | tap_pos_B | tap_pos_C | dcircuit | selected | comments
config_regulator_220524265 |  | WYE_WYE | 123 | 3 |  |  | 16 | 16 | 100 | 166 | 0 | 0 | 0 | 0 | 0 | 0 | A | A | 0.1 | INDIVIDUAL | OUTPUT_VOLTAGE | A | 0 | 0 | 0 |  | no
config_regulator_220549724 |  | WYE_WYE | 123 | 3 |  |  | 16 | 16 | 250 | 40 | 0 | 0 | 0 | 0 | 0 | 0 | A | A | 0.1 | INDIVIDUAL | OUTPUT_VOLTAGE | A | 0 | 0 | 0 |  | no
config_regulator_220605096 |  | WYE_WYE | 123 | 3 |  |  | 16 | 16 | 250 | 40 | 0 | 0 | 0 | 0 | 0 | 0 | A | A | 0.1 | INDIVIDUAL | OUTPUT_VOLTAGE | A | 0 | 0 | 0 |  | no
config_regulator_312120434 |  | WYE_WYE | 123 | 3 |  |  | 16 | 16 | 100 | 40 | 0 | 0 | 0 | 0 | 0 | 0 | A | A | 0.1 | INDIVIDUAL | OUTPUT_VOLTAGE | A | 0 | 0 | 0 |  | no
config_regulator_312122932 |  | WYE_WYE | 123 | 3 |  |  | 16 | 16 | 100 | 40 | 0 | 0 | 0 | 0 | 0 | 0 | A | A | 0.1 | INDIVIDUAL | OUTPUT_VOLTAGE | A | 0 | 0 | 0 |  | no

## switch
data_type | static
owner_type | feeder
owner | 8107901
object | switch
name | groupid | phases | fr | to | phase_A_state | phase_B_state | phase_C_state | operating_mode | status | dcircuit | selected | monitored | monitored_fields | class_monitored_fields | played | played_fields | comments
switch_417AX3-220417070 |  | ABCN | node_intto1_8107901_200840091 | node_8107901_200840091 | CLOSED | CLOSED | CLOSED | INDIVIDUAL |  | 8107901 | no | no |  |  | no
switch_220416902 |  | AD | node_intto1_8107901_200839063 | node_8107901_200839063 | CLOSED | CLOSED | CLOSED | INDIVIDUAL |  | 8107901 | no | no |  |  | no
switch_220416905 |  | AD | node_intto1_8107901_200839242 | node_8107901_200839242 | CLOSED | CLOSED | CLOSED | INDIVIDUAL |  | 8107901 | no | no |  |  | no
switch_220416908 |  | ABCD | node_intto1_8107901_200839179 | node_8107901_200839179 | CLOSED | CLOSED | CLOSED | INDIVIDUAL |  | 8107901 | no | no |  |  | no
switch_220416910 |  | ABCD | node_intto1_8107901_200949176 | node_8107901_200949176 | CLOSED | CLOSED | CLOSED | INDIVIDUAL |  | 8107901 | no | no |  |  | no
switch_220416912 |  | ABCD | node_intto1_8107901_200839133 | node_8107901_200839133 | CLOSED | CLOSED | CLOSED | INDIVIDUAL |  | 8107901 | no | no |  |  | no
switch_220416928 |  | AD | node_intto1_8107901_200839532 | node_8107901_200839532 | CLOSED | CLOSED | CLOSED | INDIVIDUAL |  | 8107901 | no | no |  |  | no
switch_220417004 |  | ABCN | node_intto1_220417004 | node_220417004 | CLOSED | CLOSED | CLOSED | INDIVIDUAL |  | 8107901 | no | no |  |  | no
switch_312115055 |  | ABCN | node_intto1_312115055 | node_312115055 | CLOSED | CLOSED | CLOSED | INDIVIDUAL |  | 8107901 | no | no |  |  | no

## transformer
data_type | static
owner_type | feeder
owner | 8107901
object | transformer
name | groupid | phases | fr | to | configuration | climate | aging_constant | use_thermal_model | aging_granularity | dcircuit | selected | monitored | monitored_fields | class_monitored_fields | played | played_fields | comments
transformer_220465113 |  | AN | node_220465113 | node_intto1_220465113 | config_transformer_220465113 |  | 0 |  | 0 | 8107901 | no | no |  |  | no
transformer_220465268 |  | ABCN | node_220465268 | node_intto1_220465268 | config_transformer_220465268 |  | 0 |  | 0 | 8107901 | no | no |  |  | no

## transformer_configuration
data_type | static
owner_type | feeder
owner | 8107901
object | transformer_configuration
name | groupid | connect_type | install_type | coolant_type | cooling_type | primary_voltage | secondary_voltage | power_rating | powerA_rating | powerB_rating | powerC_rating | impedance | shunt_impedance | core_coil_weight | tank_fittings_weight | oil_volume | rated_winding_time_constant | rated_winding_hot_spot_rise | rated_top_oil_rise | no_load_loss | full_load_loss | reactance_resistance_ratio | installed_insulation_life | dcircuit | selected | comments
config_transformer_220465113 |  | DELTA_GWYE |  |  |  | 4800 | 34500 | 100 | 0 | 0 | 0 | 0.004+0.04j | 0 | 0 | 0 | 0 | 0 | 0 | 0 | 0 | 0 | 10 | 0 |  | no
config_transformer_220465268 |  | DELTA_GWYE |  |  |  | 4800 | 34500 | 1500 | 0 | 0 | 0 | 0.005+0.047j | 0 | 0 | 0 | 0 | 0 | 0 | 0 | 0 | 0 | 10 | 0 |  | no

## underground_line
data_type | static
owner_type | feeder
owner | 8107901
object | underground_line
name | groupid | phases | fr | to | length | configuration | dcircuit | selected | monitored | monitored_fields | class_monitored_fields | played | played_fields | comments
und_line_8107901_311881300 |  | AN | node_8107901_311881299 | node_intto1_8107901_311881300 | 322.824 | und_1P_WYECUST | 8107901 | no | no |  |  | no
und_line_8107901_311978921 |  | AN | node_8107901_200840107 | node_8107901_311978921 | 153.59 | und_1P_WYECUST | 8107901 | no | no |  |  | no
und_line_TAP_UG_1268132 |  | AN | node_8107901_311881300 | node_1350101_552_15398518_226 | 0.033 | und_TAPWIRE_UG | 8107901 | no | no |  |  | no
und_line_TAP_UG_1661160 |  | AN | node_8107901_311978921 | node_1361173_359_15385564_273 | 0.033 | und_TAPWIRE_UG | 8107901 | no | no |  |  | no
und_line_TAP_UG_2339354 |  | AN | node_8107901_312076342 | node_1352787_849_15372584_886 | 0.033 | und_TAPWIRE_UG | 8107901 | no | no |  |  | no

## underground_line_conductor
data_type | static
owner_type | feeder
owner | 8107901
object | underground_line_conductor
name | groupid | outer_diameter | conductor_gmr | conductor_diameter | conductor_resistance | neutral_gmr | neutral_diameter | neutral_resistance | neutral_strands | insulation_relative_permitivitty | shield_gmr | shield_resistance | rating_summer_continuous | rating_summer_emergency | rating_winter_continuous | rating_winter_emergency | dcircuit | selected | comments
und_cond_1P_WYECUST | [12 empty] | 685 | 685 | 685 | 685 |  | no
und_cond_TAPWIRE_UG | [12 empty] | 99999999 | 99999999 | 99999999 | 99999999 |  | no