## capacitor
data_type | static
owner_type | feeder
owner | 8102801
object | capacitor
name | groupid | parent | phases | nominal_voltage | pt_phase | phases_connected | switchA | switchB | switchC | control | voltage_set_high | voltage_set_low | VAr_set_high | VAr_set_low | current_set_high | current_set_low | capacitor_A | capacitor_B | capacitor_C | cap_nominal_voltage | time_delay | dwell_time | lockout_time | remote_sense | remote_sense_B | control_level | dcircuit | selected | monitored | monitored_fields | class_monitored_fields | played | played_fields | comments
cap_220369538 |  | node_1246541_721_15273220_606 | AN | 0 |  | AN | CLOSED |  |  | MANUAL | [6 empty] | 50000 |  |  | 4800 | [6 empty] | 8102801 | no | no |  |  | no
cap_220369690 |  | node_1257098_241_15282755_691 | AN | 0 |  | AN | CLOSED |  |  | MANUAL | [6 empty] | 50000 |  |  | 4800 | [6 empty] | 8102801 | no | no |  |  | no
cap_220369691 |  | node_1262199_581_15283201_69 | AN | 0 |  | AN | CLOSED |  |  | MANUAL | [6 empty] | 100000 |  |  | 4800 | [6 empty] | 8102801 | no | no |  |  | no
cap_220369694 |  | node_1268359_448_15293399_212 | AN | 0 |  | AN | CLOSED |  |  | MANUAL | [6 empty] | 100000 |  |  | 4800 | [6 empty] | 8102801 | no | no |  |  | no
cap_220593551 |  | node_1262064_443_15309764_429 | AN | 0 |  | AN | CLOSED |  |  | MANUAL | [6 empty] | 50000 |  |  | 4800 | [6 empty] | 8102801 | no | no |  |  | no
cap_220606486 |  | node_1253187_752_15280434_334 | AN | 0 |  | AN | CLOSED |  |  | MANUAL | [6 empty] | 50000 |  |  | 4800 | [6 empty] | 8102801 | no | no |  |  | no

## feeder
data_type | static
owner_type | feeder
owner | 8102801
object | feeder
name | transmission_bus | ARC | ADR | slack_bus | nom_voltages | num_nodes | num_ohlines | num_uglines | num_transformers | num_generators | num_pvs | num_storages | num_loads | miles | mw | mvar | losses_mw | losses_mvar | comments | use_feeder_load_shape | load_shape_scale | use_feeder_pv_shape | pv_shape_scale | description | restore_time | griddisconnect_scenario_probability | gridconnect_scenario_probability | use_energy_not_served | VOLL | discount_rate | yearly_load_growth_percent | planning_horizon | enable_traditional_project_deferral | lifetime_of_investment_years | start_year | base_year | year_the_investment_is_committed | revenue_requirement_scaling_factor | discount_rate | inflation_rate_for_investment | traditional_project_invested_capital | periodicity_of_investment_in_years | priority | maximum_total_investment_cost | DER_portfolio_NPV | DER_portfolio_BC_ratio | total_system_energy_avoided_cost_NPV | total_system_capacity_avoided_cost_NPV | total_system_ancillary_services_avoided_cost_NPV | total_system_CO2_avoided_cost_NPV | total_system_loss_of_load_avoided_cost_NPV | total_system_distribution_capacity_avoided_cost_NPV | total_system_investment_and_operational_cost_NPV | feeder_solar_pv_operating_cost_USdollarperkWh | feeder_energy_storage_operating_cost_USdollarperkWh | feeder_distributed_generator_operating_cost_USdollarperkWh | feeder_distributed_generator_CO2_cost_USdollarperkWh | feeder_demand_response_operating_cost_USdollarperkWh | feeder_solar_pv_investment_cost_USdollarperkW | feeder_energy_storage_investment_cost_USdollarperkW | feeder_distributed_generator_investment_cost_USdollarperkW | feeder_demand_response_investment_cost_USdollarperkW
8102801 |  | ts_slack | none | node_SOURCE_8102801 | 2771.281,7199.558 | 2192 | 2043 | 34 | 8 | 0 | 0 | 0 | 606 | 76.575 | 6.46 | 2.752 | 0 | 0 |  | 0 | 0 | 1 | 0 |  | 0 | 0 | 0 | 0 | 0 | 0 | 0 | 0 | 0 | 0 | 0 | 0 | 0 | 0 | 0 | 0 | 0 | 0 | 0 | 999999999 | 0 | 0 | 0 | 0 | 0 | 0 | 0 | 0 | 0 | 0 | 0 | 0 | 0 | 0 | 0 | 0 | 0 | 0

## fuse
data_type | static
owner_type | feeder
owner | 8102801
object | fuse
name | groupid | phases | fr | to | phase_A_status | phase_B_status | phase_C_status | repair_dist_type | current_limit | mean_replacement_time | status | dcircuit | selected | monitored | monitored_fields | class_monitored_fields | played | played_fields | comments
fuse_220387092 |  | AD | node_intto1_8102801_200904165 | node_8102801_200904165 | GOOD | GOOD | GOOD |  | 40 |  |  | 8102801 | no | no |  |  | no
fuse_220387094 |  | AN | node_intto1_220387094 | node_220387094 | GOOD | GOOD | GOOD |  | 100 |  |  | 8102801 | no | no |  |  | no
fuse_220387100 |  | AD | node_intto1_8102801_200904175 | node_8102801_200904175 | GOOD | GOOD | GOOD |  | 40 |  |  | 8102801 | no | no |  |  | no
fuse_220387101 |  | AD | node_intto1_8102801_200904918 | node_8102801_200904918 | GOOD | GOOD | GOOD |  | 60 |  |  | 8102801 | no | no |  |  | no
fuse_220387102 |  | ABCN | node_intto1_8102801_200904124 | node_8102801_200904124 | GOOD | GOOD | GOOD |  | 85 |  |  | 8102801 | no | no |  |  | no
fuse_220387103 |  | AN | node_intto1_8102801_200904117 | node_8102801_200904117 | GOOD | GOOD | GOOD |  | 60 |  |  | 8102801 | no | no |  |  | no
fuse_220387104 |  | AN | node_intto1_220387104 | node_220387104 | GOOD | GOOD | GOOD |  | 100 |  |  | 8102801 | no | no |  |  | no
fuse_220387105 |  | AN | node_intto1_8102801_200972386 | node_8102801_200972386 | GOOD | GOOD | GOOD |  | 20 |  |  | 8102801 | no | no |  |  | no
fuse_220387106 |  | AD | node_intto1_8102801_200904005 | node_8102801_200904005 | GOOD | GOOD | GOOD |  | 25 |  |  | 8102801 | no | no |  |  | no
fuse_220387107 |  | AN | node_intto1_8102801_200972929 | node_8102801_200972929 | GOOD | GOOD | GOOD |  | 25 |  |  | 8102801 | no | no |  |  | no
fuse_220387108 |  | AD | node_intto1_8102801_200905040 | node_8102801_200905040 | GOOD | GOOD | GOOD |  | 30 |  |  | 8102801 | no | no |  |  | no
fuse_220387109 |  | AD | node_intto1_8102801_200904211 | node_8102801_200904211 | GOOD | GOOD | GOOD |  | 30 |  |  | 8102801 | no | no |  |  | no
fuse_220387110 |  | AD | node_intto1_8102801_200904628 | node_8102801_200904628 | GOOD | GOOD | GOOD |  | 85 |  |  | 8102801 | no | no |  |  | no
fuse_220387112 |  | AD | node_intto1_8102801_200904828 | node_8102801_200904828 | GOOD | GOOD | GOOD |  | 65 |  |  | 8102801 | no | no |  |  | no
fuse_220387113 |  | AN | node_intto1_8102801_200904732 | node_8102801_200904732 | GOOD | GOOD | GOOD |  | 75 |  |  | 8102801 | no | no |  |  | no
fuse_220387114 |  | AN | node_intto1_8102801_200905054 | node_8102801_200905054 | GOOD | GOOD | GOOD |  | 100 |  |  | 8102801 | no | no |  |  | no
fuse_220387116 |  | AN | node_intto1_8102801_200972388 | node_8102801_200972388 | GOOD | GOOD | GOOD |  | 50 |  |  | 8102801 | no | no |  |  | no
fuse_220387118 |  | AD | node_intto1_8102801_200904887 | node_8102801_200904887 | GOOD | GOOD | GOOD |  | 85 |  |  | 8102801 | no | no |  |  | no
fuse_220387119 |  | AN | node_intto1_8102801_200904578 | node_8102801_200904578 | GOOD | GOOD | GOOD |  | 150 |  |  | 8102801 | no | no |  |  | no
fuse_220387120 |  | AN | node_intto1_8102801_200904412 | node_8102801_200904412 | GOOD | GOOD | GOOD |  | 85 |  |  | 8102801 | no | no |  |  | no
fuse_220387123 |  | AD | node_intto1_8102801_200905020 | node_8102801_200905020 | GOOD | GOOD | GOOD |  | 25 |  |  | 8102801 | no | no |  |  | no
fuse_220387124 |  | AD | node_intto1_8102801_200904435 | node_8102801_200904435 | GOOD | GOOD | GOOD |  | 60 |  |  | 8102801 | no | no |  |  | no
fuse_220387125 |  | AN | node_intto1_8102801_200904821 | node_8102801_200904821 | GOOD | GOOD | GOOD |  | 100 |  |  | 8102801 | no | no |  |  | no
fuse_220387127 |  | AD | node_intto1_8102801_200972455 | node_8102801_200972455 | GOOD | GOOD | GOOD |  | 75 |  |  | 8102801 | no | no |  |  | no
fuse_220387128 |  | AD | node_intto1_8102801_200905447 | node_8102801_200905447 | GOOD | GOOD | GOOD |  | 40 |  |  | 8102801 | no | no |  |  | no
fuse_220387129 |  | AD | node_intto1_8102801_200905263 | node_8102801_200905263 | GOOD | GOOD | GOOD |  | 40 |  |  | 8102801 | no | no |  |  | no
fuse_220387130 |  | AD | node_intto1_8102801_200903600 | node_8102801_200903600 | GOOD | GOOD | GOOD |  | 60 |  |  | 8102801 | no | no |  |  | no
fuse_220387131 |  | AD | node_intto1_8102801_200905247 | node_8102801_200905247 | GOOD | GOOD | GOOD |  | 60 |  |  | 8102801 | no | no |  |  | no
fuse_220387133 |  | AD | node_intto1_8102801_200903983 | node_8102801_200903983 | GOOD | GOOD | GOOD |  | 30 |  |  | 8102801 | no | no |  |  | no
fuse_220387135 |  | AD | node_intto1_8102801_200903807 | node_8102801_200903807 | GOOD | GOOD | GOOD |  | 60 |  |  | 8102801 | no | no |  |  | no
fuse_220387152 |  | AD | node_intto1_8102801_200903666 | node_8102801_200903666 | GOOD | GOOD | GOOD |  | 85 |  |  | 8102801 | no | no |  |  | no
fuse_220387154 |  | AD | node_intto1_8102801_200903685 | node_8102801_200903685 | GOOD | GOOD | GOOD |  | 60 |  |  | 8102801 | no | no |  |  | no
fuse_220387156 |  | AD | node_intto1_8102801_200903800 | node_8102801_200903800 | GOOD | GOOD | GOOD |  | 30 |  |  | 8102801 | no | no |  |  | no
fuse_220387157 |  | AD | node_intto1_8102801_200903798 | node_8102801_200903798 | GOOD | GOOD | GOOD |  | 85 |  |  | 8102801 | no | no |  |  | no
fuse_220387159 |  | AD | node_intto1_8102801_200903741 | node_8102801_200903741 | GOOD | GOOD | GOOD |  | 40 |  |  | 8102801 | no | no |  |  | no
fuse_220387160 |  | AD | node_intto1_8102801_200903700 | node_8102801_200903700 | GOOD | GOOD | GOOD |  | 60 |  |  | 8102801 | no | no |  |  | no
fuse_220387164 |  | AD | node_intto1_8102801_200904854 | node_8102801_200904854 | GOOD | GOOD | GOOD |  | 100 |  |  | 8102801 | no | no |  |  | no
fuse_220387198 |  | ABCN | node_intto1_8102801_200905132 | node_8102801_200905132 | GOOD | GOOD | GOOD |  | 100 |  |  | 8102801 | no | no |  |  | no
fuse_220387199 |  | AD | node_intto1_8102801_200908234 | node_8102801_200908234 | GOOD | GOOD | GOOD |  | 30 |  |  | 8102801 | no | no |  |  | no
fuse_220387204 |  | AD | node_intto1_8102801_200905159 | node_8102801_200905159 | GOOD | GOOD | GOOD |  | 60 |  |  | 8102801 | no | no |  |  | no
fuse_220387215 |  | ABCN | node_intto1_8102801_200905151 | node_8102801_200905151 | GOOD | GOOD | GOOD |  | 75 |  |  | 8102801 | no | no |  |  | no
fuse_220387216 |  | AN | node_intto1_8102801_200905443 | node_8102801_200905443 | GOOD | GOOD | GOOD |  | 100 |  |  | 8102801 | no | no |  |  | no
fuse_220387222 |  | AD | node_intto1_8102801_200905579 | node_8102801_200905579 | GOOD | GOOD | GOOD |  | 40 |  |  | 8102801 | no | no |  |  | no
fuse_220387223 |  | AD | node_intto1_8102801_200905509 | node_8102801_200905509 | GOOD | GOOD | GOOD |  | 40 |  |  | 8102801 | no | no |  |  | no
fuse_220387227 |  | AD | node_intto1_8102801_200905420 | node_8102801_200905420 | GOOD | GOOD | GOOD |  | 30 |  |  | 8102801 | no | no |  |  | no
fuse_220387232 |  | AD | node_intto1_8102801_200905307 | node_8102801_200905307 | GOOD | GOOD | GOOD |  | 40 |  |  | 8102801 | no | no |  |  | no
fuse_220387234 |  | AN | node_intto1_8102801_200905503 | node_8102801_200905503 | GOOD | GOOD | GOOD |  | 65 |  |  | 8102801 | no | no |  |  | no
fuse_220387391 |  | AD | node_intto1_8102801_200887613 | node_8102801_200887613 | GOOD | GOOD | GOOD |  | 40 |  |  | 8102801 | no | no |  |  | no
fuse_220387463 |  | AN | node_intto1_220387463 | node_220387463 | GOOD | GOOD | GOOD |  | 100 |  |  | 8102801 | no | no |  |  | no
fuse_220387465 |  | AD | node_intto1_8102801_200887581 | node_8102801_200887581 | GOOD | GOOD | GOOD |  | 100 |  |  | 8102801 | no | no |  |  | no
fuse_220387467 |  | AN | node_intto1_8102801_200972335 | node_8102801_200972335 | GOOD | GOOD | GOOD |  | 25 |  |  | 8102801 | no | no |  |  | no
fuse_220387468 |  | AD | node_intto1_8102801_200887572 | node_8102801_200887572 | GOOD | GOOD | GOOD |  | 100 |  |  | 8102801 | no | no |  |  | no
fuse_220387469 |  | AD | node_intto1_8102801_200887423 | node_8102801_200887423 | GOOD | GOOD | GOOD |  | 50 |  |  | 8102801 | no | no |  |  | no
fuse_220387471 |  | AD | node_intto1_8102801_200887675 | node_8102801_200887675 | GOOD | GOOD | GOOD |  | 60 |  |  | 8102801 | no | no |  |  | no
fuse_220387480 |  | AD | node_intto1_8102801_200887424 | node_8102801_200887424 | GOOD | GOOD | GOOD |  | 60 |  |  | 8102801 | no | no |  |  | no
fuse_220387605 |  | AD | node_intto1_8102801_200887641 | node_8102801_200887641 | GOOD | GOOD | GOOD |  | 30 |  |  | 8102801 | no | no |  |  | no
fuse_220387676 |  | AD | node_intto1_8102801_200887590 | node_8102801_200887590 | GOOD | GOOD | GOOD |  | 60 |  |  | 8102801 | no | no |  |  | no
fuse_220387848 |  | AD | node_intto1_8102801_200887753 | node_8102801_200887753 | GOOD | GOOD | GOOD |  | 40 |  |  | 8102801 | no | no |  |  | no
fuse_220387849 |  | AD | node_intto1_8102801_200887744 | node_8102801_200887744 | GOOD | GOOD | GOOD |  | 40 |  |  | 8102801 | no | no |  |  | no
fuse_220387850 |  | AD | node_intto1_8102801_200887731 | node_8102801_200887731 | GOOD | GOOD | GOOD |  | 30 |  |  | 8102801 | no | no |  |  | no
fuse_220387851 |  | AN | node_intto1_8102801_200887682 | node_8102801_200887682 | GOOD | GOOD | GOOD |  | 60 |  |  | 8102801 | no | no |  |  | no
fuse_220457345 |  | AN | node_intto1_8102801_200975998 | node_8102801_200975998 | GOOD | GOOD | GOOD |  | 30 |  |  | 8102801 | no | no |  |  | no
fuse_220498129 |  | AN | node_intto1_8102801_200977825 | node_8102801_200977825 | GOOD | GOOD | GOOD |  | 12 |  |  | 8102801 | no | no |  |  | no
fuse_220543612 |  | AN | node_intto1_8102801_200973323 | node_8102801_200973323 | GOOD | GOOD | GOOD |  | 25 |  |  | 8102801 | no | no |  |  | no
fuse_220544191 |  | AN | node_intto1_8102801_200970186 | node_8102801_200970186 | GOOD | GOOD | GOOD |  | 15 |  |  | 8102801 | no | no |  |  | no
fuse_220544192 |  | AN | node_intto1_8102801_310027093 | node_8102801_310027093 | GOOD | GOOD | GOOD |  | 15 |  |  | 8102801 | no | no |  |  | no
fuse_220565816 |  | ABCN | node_intto1_8102801_200887713 | node_8102801_200887713 | GOOD | GOOD | GOOD |  | 6 |  |  | 8102801 | no | no |  |  | no
fuse_220578354 |  | AN | node_intto1_8102801_201010907 | node_8102801_201010907 | GOOD | GOOD | GOOD |  | 15 |  |  | 8102801 | no | no |  |  | no
fuse_220596752 |  | AD | node_intto1_8102801_201014494 | node_8102801_201014494 | GOOD | GOOD | GOOD |  | 30 |  |  | 8102801 | no | no |  |  | no
fuse_220624101 |  | ABCN | node_intto1_8102801_201042218 | node_8102801_201042218 | GOOD | GOOD | GOOD |  | 300 |  |  | 8102801 | no | no |  |  | no
fuse_220638326 |  | AD | node_intto1_8102801_200887607 | node_8102801_200887607 | GOOD | GOOD | GOOD |  | 80 |  |  | 8102801 | no | no |  |  | no
fuse_310051544 |  | AD | node_intto1_310051544 | node_310051544 | GOOD | GOOD | GOOD |  | 300 |  |  | 8102801 | no | no |  |  | no
fuse_310063571 |  | AN | node_intto1_8102801_310009365 | node_8102801_310009365 | GOOD | GOOD | GOOD |  | 20 |  |  | 8102801 | no | no |  |  | no
fuse_311901983 |  | AN | node_intto1_8102801_311901982 | node_8102801_311901982 | GOOD | GOOD | GOOD |  | 15 |  |  | 8102801 | no | no |  |  | no
fuse_311908093 |  | ABCN | node_intto1_311908093 | node_311908093 | GOOD | GOOD | GOOD |  | 300 |  |  | 8102801 | no | no |  |  | no
fuse_311908096 |  | ABCN | node_intto1_311908096 | node_311908096 | GOOD | GOOD | GOOD |  | 100 |  |  | 8102801 | no | no |  |  | no
fuse_311923227 |  | AN | node_intto1_8102801_311923226 | node_8102801_311923226 | GOOD | GOOD | GOOD |  | 15 |  |  | 8102801 | no | no |  |  | no
fuse_311926172 |  | AD | node_intto1_8102801_200887741 | node_8102801_200887741 | GOOD | GOOD | GOOD |  | 40 |  |  | 8102801 | no | no |  |  | no
fuse_311933126 |  | AD | node_intto1_8102801_200904448 | node_8102801_200904448 | GOOD | GOOD | GOOD |  | 20 |  |  | 8102801 | no | no |  |  | no
fuse_312000855 |  | AN | node_intto1_8102801_312000853 | node_8102801_312000853 | GOOD | GOOD | GOOD |  | 8 |  |  | 8102801 | no | no |  |  | no
fuse_312008703 |  | AD | node_intto1_8102801_201008794 | node_8102801_201008794 | GOOD | GOOD | GOOD |  | 300 |  |  | 8102801 | no | no |  |  | no
fuse_312028479 |  | ABCN | node_intto1_8102801_200904602 | node_8102801_200904602 | GOOD | GOOD | GOOD |  | 100 |  |  | 8102801 | no | no |  |  | no
fuse_312041393 |  | AN | node_intto1_8102801_312041389 | node_8102801_312041389 | GOOD | GOOD | GOOD |  | 15 |  |  | 8102801 | no | no |  |  | no
fuse_312090231 |  | AD | node_intto1_8102801_200904486 | node_8102801_200904486 | GOOD | GOOD | GOOD |  | 30 |  |  | 8102801 | no | no |  |  | no
fuse_312099162 |  | AD | node_intto1_8102801_312099164 | node_8102801_312099164 | GOOD | GOOD | GOOD |  | 40 |  |  | 8102801 | no | no |  |  | no
fuse_312109835 |  | AD | node_intto1_8102801_200904489 | node_8102801_200904489 | GOOD | GOOD | GOOD |  | 40 |  |  | 8102801 | no | no |  |  | no

## line_configuration
data_type | static
owner_type | feeder
owner | 8102801
object | line_configuration
name | groupid | conductor_A | conductor_B | conductor_C | conductor_N | spacing | z11 | z12 | z13 | z21 | z22 | z23 | z31 | z32 | z33 | c11 | c12 | c13 | c21 | c22 | c23 | c31 | c32 | c33 | dcircuit | selected | comments
bal_1P_1/0AA |  | oh_cond_1/0_AAAC | oh_cond_1/0_AAAC | oh_cond_1/0_AAAC |  |  | 0.972+1.499j | 0.095+0.781j | 0.095+0.781j | 0.095+0.781j | 0.972+1.499j | 0.095+0.781j | 0.095+0.781j | 0.095+0.781j | 0.972+1.499j | 12.796 | -3.172 | -3.172 | -3.172 | 12.796 | -3.172 | -3.172 | -3.172 | 12.796 |  | no
bal_1P_1/0AA_1/0AA(N) |  | oh_cond_1/0_AAAC | oh_cond_1/0_AAAC | oh_cond_1/0_AAAC | oh_cond_1/0_AAAC |  | 1.078+1.186j | 0.201+0.467j | 0.201+0.467j | 0.201+0.467j | 1.078+1.186j | 0.201+0.467j | 0.201+0.467j | 0.201+0.467j | 1.078+1.186j | 13.243 | -2.726 | -2.726 | -2.726 | 13.243 | -2.726 | -2.726 | -2.726 | 13.243 |  | no
bal_1P_1/0AA_1/0AC(N) |  | oh_cond_1/0_AAAC | oh_cond_1/0_AAAC | oh_cond_1/0_AAAC | oh_cond_1/0_ACSR |  | 1.08+1.187j | 0.203+0.469j | 0.203+0.469j | 0.203+0.469j | 1.08+1.187j | 0.203+0.469j | 0.203+0.469j | 0.203+0.469j | 1.08+1.187j | 13.243 | -2.726 | -2.726 | -2.726 | 13.243 | -2.726 | -2.726 | -2.726 | 13.243 |  | no
bal_1P_1/0AA_4/0AA(N) |  | oh_cond_1/0_AAAC | oh_cond_1/0_AAAC | oh_cond_1/0_AAAC | oh_cond_4/0_AAAC |  | 1.011+1.121j | 0.134+0.402j | 0.134+0.402j | 0.134+0.402j | 1.011+1.121j | 0.134+0.402j | 0.134+0.402j | 0.134+0.402j | 1.011+1.121j | 13.267 | -2.702 | -2.702 | -2.702 | 13.267 | -2.702 | -2.702 | -2.702 | 13.267 |  | no
bal_1P_1/0AC |  | oh_cond_1/0_ACSR | oh_cond_1/0_ACSR | oh_cond_1/0_ACSR |  |  | 0.983+1.218j | 0.095+0.781j | 0.095+0.781j | 0.095+0.781j | 0.983+1.218j | 0.095+0.781j | 0.095+0.781j | 0.095+0.781j | 0.983+1.218j | 12.796 | -3.172 | -3.172 | -3.172 | 12.796 | -3.172 | -3.172 | -3.172 | 12.796 |  | no
bal_1P_1/0AC_1/0AA(N) |  | oh_cond_1/0_ACSR | oh_cond_1/0_ACSR | oh_cond_1/0_ACSR | oh_cond_1/0_AAAC |  | 1.089+1.184j | 0.201+0.467j | 0.201+0.467j | 0.201+0.467j | 1.089+1.184j | 0.201+0.467j | 0.201+0.467j | 0.201+0.467j | 1.089+1.184j | 13.243 | -2.726 | -2.726 | -2.726 | 13.243 | -2.726 | -2.726 | -2.726 | 13.243 |  | no
bal_1P_1/0AC_1/0AC(N) |  | oh_cond_1/0_ACSR | oh_cond_1/0_ACSR | oh_cond_1/0_ACSR | oh_cond_1/0_ACSR |  | 1.091+1.185j | 0.203+0.469j | 0.203+0.469j | 0.203+0.469j | 1.091+1.185j | 0.203+0.469j | 0.203+0.469j | 0.203+0.469j | 1.091+1.185j | 13.243 | -2.726 | -2.726 | -2.726 | 13.243 | -2.726 | -2.726 | -2.726 | 13.243 |  | no
bal_1P_2AC |  | oh_cond_2_ACSR | oh_cond_2_ACSR | oh_cond_2_ACSR |  |  | 1.505+1.527j | 0.095+0.781j | 0.095+0.781j | 0.095+0.781j | 1.505+1.527j | 0.095+0.781j | 0.095+0.781j | 0.095+0.781j | 1.505+1.527j | 12.393 | -3.017 | -3.017 | -3.017 | 12.393 | -3.017 | -3.017 | -3.017 | 12.393 |  | no
bal_1P_2AC_2AC(N) |  | oh_cond_2_ACSR | oh_cond_2_ACSR | oh_cond_2_ACSR | oh_cond_2_ACSR |  | 1.645+1.289j | 0.235+0.543j | 0.235+0.543j | 0.235+0.543j | 1.645+1.289j | 0.235+0.543j | 0.235+0.543j | 0.235+0.543j | 1.645+1.289j | 12.813 | -2.597 | -2.597 | -2.597 | 12.813 | -2.597 | -2.597 | -2.597 | 12.813 |  | no
bal_1P_3-104CW |  | oh_cond_3_#104_CWD | oh_cond_3_#104_CWD | oh_cond_3_#104_CWD |  |  | 6.041+1.65j | 0.095+0.781j | 0.095+0.781j | 0.095+0.781j | 6.041+1.65j | 0.095+0.781j | 0.095+0.781j | 0.095+0.781j | 6.041+1.65j | 11.719 | -2.762 | -2.762 | -2.762 | 11.719 | -2.762 | -2.762 | -2.762 | 11.719 |  | no
bal_1P_4/0AA |  | oh_cond_4/0_AAAC | oh_cond_4/0_AAAC | oh_cond_4/0_AAAC |  |  | 0.534+1.457j | 0.095+0.781j | 0.095+0.781j | 0.095+0.781j | 0.534+1.457j | 0.095+0.781j | 0.095+0.781j | 0.095+0.781j | 0.534+1.457j | 13.554 | -3.469 | -3.469 | -3.469 | 13.554 | -3.469 | -3.469 | -3.469 | 13.554 |  | no
bal_1P_4/0AA_1/0AA |  | oh_cond_1/0_4/0_AA-AC-AL | oh_cond_1/0_4/0_AA-AC-AL | oh_cond_1/0_4/0_AA-AC-AL |  |  | 0.758+1.479j | 0.095+0.781j | 0.095+0.781j | 0.095+0.781j | 0.758+1.479j | 0.095+0.781j | 0.095+0.781j | 0.095+0.781j | 0.758+1.479j | 13.142 | -3.307 | -3.307 | -3.307 | 13.142 | -3.307 | -3.307 | -3.307 | 13.142 |  | no
bal_1P_4/0AA_1/0AA(N) |  | oh_cond_4/0_AAAC | oh_cond_4/0_AAAC | oh_cond_4/0_AAAC | oh_cond_1/0_AAAC |  | 0.64+1.144j | 0.201+0.467j | 0.201+0.467j | 0.201+0.467j | 0.64+1.144j | 0.201+0.467j | 0.201+0.467j | 0.201+0.467j | 0.64+1.144j | 14.027 | -2.996 | -2.996 | -2.996 | 14.027 | -2.996 | -2.996 | -2.996 | 14.027 |  | no
bal_1P_4/0AC_4/0AC(N) |  | oh_cond_4/0_ACSR | oh_cond_4/0_ACSR | oh_cond_4/0_ACSR | oh_cond_4/0_ACSR |  | 0.581+1.079j | 0.136+0.403j | 0.136+0.403j | 0.136+0.403j | 0.581+1.079j | 0.136+0.403j | 0.136+0.403j | 0.136+0.403j | 0.581+1.079j | 14.052 | -2.971 | -2.971 | -2.971 | 14.052 | -2.971 | -2.971 | -2.971 | 14.052 |  | no
bal_1P_4/0AL_4/0AL(N) |  | oh_cond_4/0_AL | oh_cond_4/0_AL | oh_cond_4/0_AL | oh_cond_4/0_AL |  | 0.576+1.089j | 0.134+0.404j | 0.134+0.404j | 0.134+0.404j | 0.576+1.089j | 0.134+0.404j | 0.134+0.404j | 0.134+0.404j | 0.576+1.089j | 13.867 | -2.914 | -2.914 | -2.914 | 13.867 | -2.914 | -2.914 | -2.914 | 13.867 |  | no
bal_1P_4ACW |  | oh_cond_4A_CWD | oh_cond_4A_CWD | oh_cond_4A_CWD |  |  | 1.49+1.583j | 0.095+0.781j | 0.095+0.781j | 0.095+0.781j | 1.49+1.583j | 0.095+0.781j | 0.095+0.781j | 0.095+0.781j | 1.49+1.583j | 12.178 | -2.935 | -2.935 | -2.935 | 12.178 | -2.935 | -2.935 | -2.935 | 12.178 |  | no
bal_1P_4CU |  | oh_cond_4_CU | oh_cond_4_CU | oh_cond_4_CU |  |  | 1.483+1.565j | 0.095+0.781j | 0.095+0.781j | 0.095+0.781j | 1.483+1.565j | 0.095+0.781j | 0.095+0.781j | 0.095+0.781j | 1.483+1.565j | 11.78 | -2.785 | -2.785 | -2.785 | 11.78 | -2.785 | -2.785 | -2.785 | 11.78 |  | no
bal_1P_4CU_4CU(N) |  | oh_cond_4_CU | oh_cond_4_CU | oh_cond_4_CU | oh_cond_4_CU |  | 1.617+1.325j | 0.229+0.541j | 0.229+0.541j | 0.229+0.541j | 1.617+1.325j | 0.229+0.541j | 0.229+0.541j | 0.229+0.541j | 1.617+1.325j | 12.16 | -2.404 | -2.404 | -2.404 | 12.16 | -2.404 | -2.404 | -2.404 | 12.16 |  | no
bal_1P_6ACW |  | oh_cond_6A_CWD | oh_cond_6A_CWD | oh_cond_6A_CWD |  |  | 2.305+1.611j | 0.095+0.781j | 0.095+0.781j | 0.095+0.781j | 2.305+1.611j | 0.095+0.781j | 0.095+0.781j | 0.095+0.781j | 2.305+1.611j | 11.765 | -2.779 | -2.779 | -2.779 | 11.765 | -2.779 | -2.779 | -2.779 | 11.765 |  | no
bal_1P_8DCW |  | oh_cond_8D_CWD | oh_cond_8D_CWD | oh_cond_8D_CWD |  |  | 3.605+1.647j | 0.095+0.781j | 0.095+0.781j | 0.095+0.781j | 3.605+1.647j | 0.095+0.781j | 0.095+0.781j | 0.095+0.781j | 3.605+1.647j | 11.681 | -2.748 | -2.748 | -2.748 | 11.681 | -2.748 | -2.748 | -2.748 | 11.681 |  | no
bal_1P_477AL_4/0AL(N) |  | oh_cond_477_MCM_AL | oh_cond_477_MCM_AL | oh_cond_477_MCM_AL | oh_cond_4/0_AL |  | 0.332+1.034j | 0.134+0.404j | 0.134+0.404j | 0.134+0.404j | 0.332+1.034j | 0.134+0.404j | 0.134+0.404j | 0.134+0.404j | 0.332+1.034j | 14.921 | -3.285 | -3.285 | -3.285 | 14.921 | -3.285 | -3.285 | -3.285 | 14.921 |  | no
bal_1P_477AL_477AL(N) |  | oh_cond_477_MCM_AL | oh_cond_477_MCM_AL | oh_cond_477_MCM_AL | oh_cond_477_MCM_AL |  | 0.275+1j | 0.077+0.371j | 0.077+0.371j | 0.077+0.371j | 0.275+1j | 0.077+0.371j | 0.077+0.371j | 0.077+0.371j | 0.275+1j | 14.957 | -3.249 | -3.249 | -3.249 | 14.957 | -3.249 | -3.249 | -3.249 | 14.957 |  | no
bal_1P_DELTACUST |  | oh_cond_2/0_CU | oh_cond_2/0_CU | oh_cond_2/0_CU | oh_cond_3_#7_CWD_30% |  | 0.66+1.378j | 0.22+0.666j | 0.22+0.666j | 0.22+0.666j | 0.66+1.378j | 0.22+0.666j | 0.22+0.666j | 0.22+0.666j | 0.66+1.378j | 13.24 | -2.712 | -2.712 | -2.712 | 13.24 | -2.712 | -2.712 | -2.712 | 13.24 |  | no
bal_1P_WYECUST |  | oh_cond_2/0_CU | oh_cond_2/0_CU | oh_cond_2/0_CU | oh_cond_3_#7_CWD_30% |  | 0.66+1.378j | 0.22+0.666j | 0.22+0.666j | 0.22+0.666j | 0.66+1.378j | 0.22+0.666j | 0.22+0.666j | 0.22+0.666j | 0.66+1.378j | 13.24 | -2.712 | -2.712 | -2.712 | 13.24 | -2.712 | -2.712 | -2.712 | 13.24 |  | no
bal_2P_1/0AC_1/0AA(N) |  | oh_cond_1/0_ACSR | oh_cond_1/0_ACSR | oh_cond_1/0_ACSR | oh_cond_1/0_AAAC |  | 1.089+1.184j | 0.201+0.467j | 0.201+0.467j | 0.201+0.467j | 1.089+1.184j | 0.201+0.467j | 0.201+0.467j | 0.201+0.467j | 1.089+1.184j | 13.243 | -2.726 | -2.726 | -2.726 | 13.243 | -2.726 | -2.726 | -2.726 | 13.243 |  | no
bal_2P_1/0AC_4/0AL(N) |  | oh_cond_1/0_ACSR | oh_cond_1/0_ACSR | oh_cond_1/0_ACSR | oh_cond_4/0_AL |  | 1.022+1.12j | 0.134+0.404j | 0.134+0.404j | 0.134+0.404j | 1.022+1.12j | 0.134+0.404j | 0.134+0.404j | 0.134+0.404j | 1.022+1.12j | 13.261 | -2.707 | -2.707 | -2.707 | 13.261 | -2.707 | -2.707 | -2.707 | 13.261 |  | no
bal_2P_4/0AC_1/0AC(N) |  | oh_cond_4/0_ACSR | oh_cond_4/0_ACSR | oh_cond_4/0_ACSR | oh_cond_1/0_ACSR |  | 0.648+1.145j | 0.203+0.469j | 0.203+0.469j | 0.203+0.469j | 0.648+1.145j | 0.203+0.469j | 0.203+0.469j | 0.203+0.469j | 0.648+1.145j | 14.027 | -2.996 | -2.996 | -2.996 | 14.027 | -2.996 | -2.996 | -2.996 | 14.027 |  | no
bal_2P_4CU_4CU(N) |  | oh_cond_4_CU | oh_cond_4_CU | oh_cond_4_CU | oh_cond_4_CU |  | 1.617+1.325j | 0.229+0.541j | 0.229+0.541j | 0.229+0.541j | 1.617+1.325j | 0.229+0.541j | 0.229+0.541j | 0.229+0.541j | 1.617+1.325j | 12.16 | -2.404 | -2.404 | -2.404 | 12.16 | -2.404 | -2.404 | -2.404 | 12.16 |  | no
bal_3P_1/0AA_1/0AA(N) |  | oh_cond_1/0_AAAC | oh_cond_1/0_AAAC | oh_cond_1/0_AAAC | oh_cond_1/0_AAAC |  | 1.078+1.186j | 0.201+0.467j | 0.201+0.467j | 0.201+0.467j | 1.078+1.186j | 0.201+0.467j | 0.201+0.467j | 0.201+0.467j | 1.078+1.186j | 13.243 | -2.726 | -2.726 | -2.726 | 13.243 | -2.726 | -2.726 | -2.726 | 13.243 |  | no
bal_3P_1/0AC |  | oh_cond_1/0_ACSR | oh_cond_1/0_ACSR | oh_cond_1/0_ACSR |  |  | 0.983+1.497j | 0.095+0.781j | 0.095+0.781j | 0.095+0.781j | 0.983+1.497j | 0.095+0.781j | 0.095+0.781j | 0.095+0.781j | 0.983+1.497j | 12.796 | -3.172 | -3.172 | -3.172 | 12.796 | -3.172 | -3.172 | -3.172 | 12.796 |  | no
bal_3P_1/0AC_1/0AC(N) |  | oh_cond_1/0_ACSR | oh_cond_1/0_ACSR | oh_cond_1/0_ACSR | oh_cond_1/0_ACSR |  | 1.091+1.185j | 0.203+0.469j | 0.203+0.469j | 0.203+0.469j | 1.091+1.185j | 0.203+0.469j | 0.203+0.469j | 0.203+0.469j | 1.091+1.185j | 13.243 | -2.726 | -2.726 | -2.726 | 13.243 | -2.726 | -2.726 | -2.726 | 13.243 |  | no
bal_3P_2AC |  | oh_cond_2_ACSR | oh_cond_2_ACSR | oh_cond_2_ACSR |  |  | 1.505+1.527j | 0.095+0.781j | 0.095+0.781j | 0.095+0.781j | 1.505+1.527j | 0.095+0.781j | 0.095+0.781j | 0.095+0.781j | 1.505+1.527j | 12.393 | -3.017 | -3.017 | -3.017 | 12.393 | -3.017 | -3.017 | -3.017 | 12.393 |  | no
bal_3P_2AC_1/0AA(N) |  | oh_cond_2_ACSR | oh_cond_2_ACSR | oh_cond_2_ACSR | oh_cond_1/0_AAAC |  | 1.611+1.214j | 0.201+0.467j | 0.201+0.467j | 0.201+0.467j | 1.611+1.214j | 0.201+0.467j | 0.201+0.467j | 0.201+0.467j | 1.611+1.214j | 12.826 | -2.585 | -2.585 | -2.585 | 12.826 | -2.585 | -2.585 | -2.585 | 12.826 |  | no
bal_3P_2AC_1/0AC(N) |  | oh_cond_2_ACSR | oh_cond_2_ACSR | oh_cond_2_ACSR | oh_cond_1/0_ACSR |  | 1.613+1.215j | 0.203+0.469j | 0.203+0.469j | 0.203+0.469j | 1.613+1.215j | 0.203+0.469j | 0.203+0.469j | 0.203+0.469j | 1.613+1.215j | 12.826 | -2.585 | -2.585 | -2.585 | 12.826 | -2.585 | -2.585 | -2.585 | 12.826 |  | no
bal_3P_4/0AA_4/0AA(N) |  | oh_cond_4/0_AAAC | oh_cond_4/0_AAAC | oh_cond_4/0_AAAC | oh_cond_4/0_AAAC |  | 0.573+1.078j | 0.134+0.402j | 0.134+0.402j | 0.134+0.402j | 0.573+1.078j | 0.134+0.402j | 0.134+0.402j | 0.134+0.402j | 0.573+1.078j | 14.052 | -2.971 | -2.971 | -2.971 | 14.052 | -2.971 | -2.971 | -2.971 | 14.052 |  | no
bal_3P_4/0AA_4/0AL(N) |  | oh_cond_4/0_AAAC | oh_cond_4/0_AAAC | oh_cond_4/0_AAAC | oh_cond_4/0_AL |  | 0.573+1.081j | 0.134+0.404j | 0.134+0.404j | 0.134+0.404j | 0.573+1.081j | 0.134+0.404j | 0.134+0.404j | 0.134+0.404j | 0.573+1.081j | 14.046 | -2.976 | -2.976 | -2.976 | 14.046 | -2.976 | -2.976 | -2.976 | 14.046 |  | no
bal_3P_4/0AC_1/0AA(N) |  | oh_cond_4/0_ACSR | oh_cond_4/0_ACSR | oh_cond_4/0_ACSR | oh_cond_1/0_AAAC |  | 0.646+1.144j | 0.201+0.467j | 0.201+0.467j | 0.201+0.467j | 0.646+1.144j | 0.201+0.467j | 0.201+0.467j | 0.201+0.467j | 0.646+1.144j | 14.027 | -2.996 | -2.996 | -2.996 | 14.027 | -2.996 | -2.996 | -2.996 | 14.027 |  | no
bal_3P_4/0AC_1/0AC(N) |  | oh_cond_4/0_ACSR | oh_cond_4/0_ACSR | oh_cond_4/0_ACSR | oh_cond_1/0_ACSR |  | 0.648+1.145j | 0.203+0.469j | 0.203+0.469j | 0.203+0.469j | 0.648+1.145j | 0.203+0.469j | 0.203+0.469j | 0.203+0.469j | 0.648+1.145j | 14.027 | -2.996 | -2.996 | -2.996 | 14.027 | -2.996 | -2.996 | -2.996 | 14.027 |  | no
bal_3P_4/0AC_4/0AA(N) |  | oh_cond_4/0_ACSR | oh_cond_4/0_ACSR | oh_cond_4/0_ACSR | oh_cond_4/0_AAAC |  | 0.579+1.078j | 0.134+0.402j | 0.134+0.402j | 0.134+0.402j | 0.579+1.078j | 0.134+0.402j | 0.134+0.402j | 0.134+0.402j | 0.579+1.078j | 14.052 | -2.971 | -2.971 | -2.971 | 14.052 | -2.971 | -2.971 | -2.971 | 14.052 |  | no
bal_3P_4CU_1/0AC(N) |  | oh_cond_4_CU | oh_cond_4_CU | oh_cond_4_CU | oh_cond_1/0_ACSR |  | 1.591+1.253j | 0.203+0.469j | 0.203+0.469j | 0.203+0.469j | 1.591+1.253j | 0.203+0.469j | 0.203+0.469j | 0.203+0.469j | 1.591+1.253j | 12.19 | -2.374 | -2.374 | -2.374 | 12.19 | -2.374 | -2.374 | -2.374 | 12.19 |  | no
bal_3P_4CU_2AC(N) |  | oh_cond_4_CU | oh_cond_4_CU | oh_cond_4_CU | oh_cond_2_ACSR |  | 1.623+1.327j | 0.235+0.543j | 0.235+0.543j | 0.235+0.543j | 1.623+1.327j | 0.235+0.543j | 0.235+0.543j | 0.235+0.543j | 1.623+1.327j | 12.178 | -2.386 | -2.386 | -2.386 | 12.178 | -2.386 | -2.386 | -2.386 | 12.178 |  | no
bal_3P_336AC_1/0AA(N) |  | oh_cond_336_5_ACSR | oh_cond_336_5_ACSR | oh_cond_336_5_ACSR | oh_cond_1/0_AAAC |  | 0.479+1.1j | 0.201+0.467j | 0.201+0.467j | 0.201+0.467j | 0.479+1.1j | 0.201+0.467j | 0.201+0.467j | 0.201+0.467j | 0.479+1.1j | 14.511 | -3.167 | -3.167 | -3.167 | 14.511 | -3.167 | -3.167 | -3.167 | 14.511 |  | no
bal_3P_336AC_4/0AA(N) |  | oh_cond_336_5_ACSR | oh_cond_336_5_ACSR | oh_cond_336_5_ACSR | oh_cond_4/0_AAAC |  | 0.412+1.034j | 0.134+0.402j | 0.134+0.402j | 0.134+0.402j | 0.412+1.034j | 0.134+0.402j | 0.134+0.402j | 0.134+0.402j | 0.412+1.034j | 14.538 | -3.14 | -3.14 | -3.14 | 14.538 | -3.14 | -3.14 | -3.14 | 14.538 |  | no
bal_3P_336AC_4/0AC(N) |  | oh_cond_336_5_ACSR | oh_cond_336_5_ACSR | oh_cond_336_5_ACSR | oh_cond_4/0_ACSR |  | 0.414+1.035j | 0.136+0.403j | 0.136+0.403j | 0.136+0.403j | 0.414+1.035j | 0.136+0.403j | 0.136+0.403j | 0.136+0.403j | 0.414+1.035j | 14.538 | -3.14 | -3.14 | -3.14 | 14.538 | -3.14 | -3.14 | -3.14 | 14.538 |  | no
bal_3P_336AC_4/0AL(N) |  | oh_cond_336_5_ACSR | oh_cond_336_5_ACSR | oh_cond_336_5_ACSR | oh_cond_4/0_AL |  | 0.412+1.037j | 0.134+0.404j | 0.134+0.404j | 0.134+0.404j | 0.412+1.037j | 0.134+0.404j | 0.134+0.404j | 0.134+0.404j | 0.412+1.037j | 14.532 | -3.146 | -3.146 | -3.146 | 14.532 | -3.146 | -3.146 | -3.146 | 14.532 |  | no
bal_3P_477AL_1/0AA(N) |  | oh_cond_477_MCM_AL | oh_cond_477_MCM_AL | oh_cond_477_MCM_AL | oh_cond_1/0_AAAC |  | 0.399+1.097j | 0.201+0.467j | 0.201+0.467j | 0.201+0.467j | 0.399+1.097j | 0.201+0.467j | 0.201+0.467j | 0.201+0.467j | 0.399+1.097j | 14.9 | -3.306 | -3.306 | -3.306 | 14.9 | -3.306 | -3.306 | -3.306 | 14.9 |  | no
bal_3P_477AL_4/0AA(N) |  | oh_cond_477_MCM_AL | oh_cond_477_MCM_AL | oh_cond_477_MCM_AL | oh_cond_4/0_AAAC |  | 0.332+1.031j | 0.134+0.402j | 0.134+0.402j | 0.134+0.402j | 0.332+1.031j | 0.134+0.402j | 0.134+0.402j | 0.134+0.402j | 0.332+1.031j | 14.927 | -3.279 | -3.279 | -3.279 | 14.927 | -3.279 | -3.279 | -3.279 | 14.927 |  | no
bal_3P_477AL_4/0AL(N) |  | oh_cond_477_MCM_AL | oh_cond_477_MCM_AL | oh_cond_477_MCM_AL | oh_cond_4/0_AL |  | 0.332+1.034j | 0.134+0.404j | 0.134+0.404j | 0.134+0.404j | 0.332+1.034j | 0.134+0.404j | 0.134+0.404j | 0.134+0.404j | 0.332+1.034j | 14.921 | -3.285 | -3.285 | -3.285 | 14.921 | -3.285 | -3.285 | -3.285 | 14.921 |  | no
bal_3P_477AL_477AL(N) |  | oh_cond_477_MCM_AL | oh_cond_477_MCM_AL | oh_cond_477_MCM_AL | oh_cond_477_MCM_AL |  | 0.275+1j | 0.077+0.371j | 0.077+0.371j | 0.077+0.371j | 0.275+1j | 0.077+0.371j | 0.077+0.371j | 0.077+0.371j | 0.275+1j | 14.957 | -3.249 | -3.249 | -3.249 | 14.957 | -3.249 | -3.249 | -3.249 | 14.957 |  | no
unb_3P_2-1/0AC_1/0AA_1/0AA(N) |  | oh_cond_1/0_ACSR | oh_cond_1/0_ACSR | oh_cond_1/0_AAAC | oh_cond_1/0_AAAC |  | 1.089+1.184j | 0.201+0.467j | 0.201+0.467j | 0.201+0.467j | 1.089+1.184j | 0.201+0.467j | 0.201+0.467j | 0.201+0.467j | 1.078+1.186j | 13.25 | -2.735 | -2.735 | -2.735 | 13.25 | -2.735 | -2.735 | -2.735 | 13.25 |  | no
unb_TAPWIRE_OH |  | oh_cond_WP-4/0-CU | oh_cond_WP-4/0-CU | oh_cond_WP-4/0-CU | oh_cond_WP-4/0-CU |  | 0.365+1.097j | 0.093+0.433j | 0.094+0.34j | 0.093+0.433j | 0.368+1.078j | 0.095+0.401j | 0.094+0.34j | 0.095+0.401j | 0.368+1.077j | 14.911 | -4.341 | -1.953 | -4.341 | 15.781 | -3.724 | -1.953 | -3.724 | 14.818 |  | no
und_1P_DELTACUST |  | und_cond_1P_DELTACUST | und_cond_1P_DELTACUST | und_cond_1P_DELTACUST |  |  | 0.179+0.233j | 0.061-0.024j | 0.061-0.024j | 0.061-0.024j | 0.179+0.233j | 0.061-0.024j | 0.061-0.024j | 0.061-0.024j | 0.179+0.233j | 324.124 | 0 | 0 | 0 | 324.124 | 0 | 0 | 0 | 324.124 |  | no
und_1P_WYECUST |  | und_cond_1P_WYECUST | und_cond_1P_WYECUST | und_cond_1P_WYECUST |  |  | 0.179+0.233j | 0.061-0.024j | 0.061-0.024j | 0.061-0.024j | 0.179+0.233j | 0.061-0.024j | 0.061-0.024j | 0.061-0.024j | 0.179+0.233j | 324.124 | 0 | 0 | 0 | 324.124 | 0 | 0 | 0 | 324.124 |  | no
und_3P_DELTACUST |  | und_cond_3P_DELTACUST | und_cond_3P_DELTACUST | und_cond_3P_DELTACUST |  |  | 0.179+0.233j | 0.061-0.024j | 0.061-0.024j | 0.061-0.024j | 0.179+0.233j | 0.061-0.024j | 0.061-0.024j | 0.061-0.024j | 0.179+0.233j | 324.124 | 0 | 0 | 0 | 324.124 | 0 | 0 | 0 | 324.124 |  | no
und_TAPWIRE_UG |  | und_cond_TAPWIRE_UG | und_cond_TAPWIRE_UG | und_cond_TAPWIRE_UG |  |  | 0.001+0.001j | 0.0+0.0j | 0.0+0.0j | 0.0+0.0j | 0.001+0.001j | 0.0+0.0j | 0.0+0.0j | 0.0+0.0j | 0.001+0.001j | 0 | 0 | 0 | 0 | 0 | 0 | 0 | 0 | 0 |  | no

## load
data_type | static
owner_type | feeder
owner | 8102801
object | load
name | groupid | parent | bustype | phases | nominal_voltage | load_class | constant_power_A | constant_power_B | constant_power_C | constant_current_A | constant_current_B | constant_current_C | constant_impedance_A | constant_impedance_B | constant_impedance_C | base_power_A | base_power_B | base_power_C | power_pf_A | power_pf_B | power_pf_C | current_pf_A | current_pf_B | current_pf_C | impedance_pf_A | impedance_pf_B | impedance_pf_C | power_fraction_A | power_fraction_B | power_fraction_C | current_fraction_A | current_fraction_B | current_fraction_C | impedance_fraction_A | impedance_fraction_B | impedance_fraction_C | dcircuit | selected | monitored | monitored_fields | class_monitored_fields | played | played_fields | base_kw_A | base_kw_B | base_kw_C | kw_A | kw_B | kw_C | comments | critical_load | dem_resp_lb | dem_resp_ub | dem_resp_shortage_cost | dem_resp_surplus_cost | num_customers
load_220357329 |  | node_1242508_861_15273850_023 |  | AN | 0 | Residential | 19008+8097.374j | 0 | 0 | 0 | 0 | 0 | [24 empty] | 8102801 | no | no |  |  | no |  | 0 | 0 | 0 | 0 | 0 | 0 |  | 1 | 1 | 1 | 0 | 0 | 0
load_220357330 |  | node_1242172_061_15273663_375 |  | AN | 0 | Residential | 17618.4+7505.407j | 0 | 0 | 0 | 0 | 0 | [24 empty] | 8102801 | no | no |  |  | no |  | 0 | 0 | 0 | 0 | 0 | 0 |  | 1 | 1 | 1 | 0 | 0 | 0
load_220357331 |  | node_1242009_049_15273483_352 |  | AN | 0 | Residential | 3312+1410.906j | 0 | 0 | 0 | 0 | 0 | [24 empty] | 8102801 | no | no |  |  | no |  | 0 | 0 | 0 | 0 | 0 | 0 |  | 1 | 1 | 1 | 0 | 0 | 0
load_220357332 |  | node_1241580_41_15273332_521 |  | AN | 0 | Residential | 14090.4+6002.485j | 0 | 0 | 0 | 0 | 0 | [24 empty] | 8102801 | no | no |  |  | no |  | 0 | 0 | 0 | 0 | 0 | 0 |  | 1 | 1 | 1 | 0 | 0 | 0
load_220357334 |  | node_1241439_029_15272832_837 |  | AN | 0 | Residential | 0 | 0 | 0 | 0 | 0 | 0 | [24 empty] | 8102801 | no | no |  |  | no |  | 0 | 0 | 0 | 0 | 0 | 0 |  | 1 | 1 | 1 | 0 | 0 | 0
load_220357335 |  | node_1241604_597_15272692_289 |  | AN | 0 | NonResidential | 230.4+98.15j | 0 | 0 | 0 | 0 | 0 | [24 empty] | 8102801 | no | no |  |  | no |  | 0 | 0 | 0 | 0 | 0 | 0 |  | 1 | 1 | 1 | 0 | 0 | 0
load_220357336 |  | node_1245857_561_15274911_99 |  | AN | 0 | NonResidential | 7.2+3.067j | 0 | 0 | 0 | 0 | 0 | [24 empty] | 8102801 | no | no |  |  | no |  | 0 | 0 | 0 | 0 | 0 | 0 |  | 1 | 1 | 1 | 0 | 0 | 0
load_220357337 |  | node_1240901_785_15272428_281 |  | AN | 0 | Residential | 9597.6+4088.56j | 0 | 0 | 0 | 0 | 0 | [24 empty] | 8102801 | no | no |  |  | no |  | 0 | 0 | 0 | 0 | 0 | 0 |  | 1 | 1 | 1 | 0 | 0 | 0
load_220357342 |  | node_1247138_527_15279506_861 |  | AN | 0 | Residential | 2829.6+1205.405j | 0 | 0 | 0 | 0 | 0 | [24 empty] | 8102801 | no | no |  |  | no |  | 0 | 0 | 0 | 0 | 0 | 0 |  | 1 | 1 | 1 | 0 | 0 | 0
load_220357343 |  | node_1247101_208_15279973_964 |  | AN | 0 | Residential | 3621.6+1542.795j | 0 | 0 | 0 | 0 | 0 | [24 empty] | 8102801 | no | no |  |  | no |  | 0 | 0 | 0 | 0 | 0 | 0 |  | 1 | 1 | 1 | 0 | 0 | 0
load_220357344 |  | node_1247187_521_15280428_875 |  | AN | 0 | Residential | 0 | 0 | 0 | 0 | 0 | 0 | [24 empty] | 8102801 | no | no |  |  | no |  | 0 | 0 | 0 | 0 | 0 | 0 |  | 1 | 1 | 1 | 0 | 0 | 0
load_220357345 |  | node_1247181_169_15280632_389 |  | AN | 0 | Residential | 770.4+328.189j | 0 | 0 | 0 | 0 | 0 | [24 empty] | 8102801 | no | no |  |  | no |  | 0 | 0 | 0 | 0 | 0 | 0 |  | 1 | 1 | 1 | 0 | 0 | 0
load_220357346 |  | node_1247008_145_15280933_482 |  | AN | 0 | Residential | 3153.6+1343.428j | 0 | 0 | 0 | 0 | 0 | [24 empty] | 8102801 | no | no |  |  | no |  | 0 | 0 | 0 | 0 | 0 | 0 |  | 1 | 1 | 1 | 0 | 0 | 0
load_220357347 |  | node_1247066_999_15277183_949 |  | AN | 0 | Residential | 16790.4+7152.68j | 0 | 0 | 0 | 0 | 0 | [24 empty] | 8102801 | no | no |  |  | no |  | 0 | 0 | 0 | 0 | 0 | 0 |  | 1 | 1 | 1 | 0 | 0 | 0
load_220357348 |  | node_1246710_043_15276850_977 |  | AN | 0 | Residential | 3261.6+1389.436j | 0 | 0 | 0 | 0 | 0 | [24 empty] | 8102801 | no | no |  |  | no |  | 0 | 0 | 0 | 0 | 0 | 0 |  | 1 | 1 | 1 | 0 | 0 | 0
load_220357349 |  | node_1247080_512_15277541_139 |  | AN | 0 | Residential | 11404.8+4858.424j | 0 | 0 | 0 | 0 | 0 | [24 empty] | 8102801 | no | no |  |  | no |  | 0 | 0 | 0 | 0 | 0 | 0 |  | 1 | 1 | 1 | 0 | 0 | 0
load_220357350 |  | node_1247049_171_15277905_525 |  | AN | 0 | Residential | 11260.8+4797.081j | 0 | 0 | 0 | 0 | 0 | [24 empty] | 8102801 | no | no |  |  | no |  | 0 | 0 | 0 | 0 | 0 | 0 |  | 1 | 1 | 1 | 0 | 0 | 0
load_220357352 |  | node_1246416_111_15277817_516 |  | AN | 0 | Residential | 2008.8+855.745j | 0 | 0 | 0 | 0 | 0 | [24 empty] | 8102801 | no | no |  |  | no |  | 0 | 0 | 0 | 0 | 0 | 0 |  | 1 | 1 | 1 | 0 | 0 | 0
load_220357353 |  | node_1245275_6_15279579_943 |  | AN | 0 | Residential | 9446.4+4024.15j | 0 | 0 | 0 | 0 | 0 | [24 empty] | 8102801 | no | no |  |  | no |  | 0 | 0 | 0 | 0 | 0 | 0 |  | 1 | 1 | 1 | 0 | 0 | 0
load_220357354 |  | node_1246171_274_15277474_935 |  | AN | 0 | Residential | 5364+2285.054j | 0 | 0 | 0 | 0 | 0 | [24 empty] | 8102801 | no | no |  |  | no |  | 0 | 0 | 0 | 0 | 0 | 0 |  | 1 | 1 | 1 | 0 | 0 | 0
load_220357355 |  | node_1246094_312_15278062_256 |  | AN | 0 | Residential | 6861.6+2923.029j | 0 | 0 | 0 | 0 | 0 | [24 empty] | 8102801 | no | no |  |  | no |  | 0 | 0 | 0 | 0 | 0 | 0 |  | 1 | 1 | 1 | 0 | 0 | 0
load_220357356 |  | node_1245727_007_15278857_475 |  | AN | 0 | Residential | 4060.8+1729.894j | 0 | 0 | 0 | 0 | 0 | [24 empty] | 8102801 | no | no |  |  | no |  | 0 | 0 | 0 | 0 | 0 | 0 |  | 1 | 1 | 1 | 0 | 0 | 0
load_220357357 |  | node_1245613_804_15279126_706 |  | AN | 0 | Residential | 6040.8+2573.37j | 0 | 0 | 0 | 0 | 0 | [24 empty] | 8102801 | no | no |  |  | no |  | 0 | 0 | 0 | 0 | 0 | 0 |  | 1 | 1 | 1 | 0 | 0 | 0
load_220357358 |  | node_1245137_204_15279313_746 |  | AN | 0 | Residential | 100.8+42.941j | 0 | 0 | 0 | 0 | 0 | [24 empty] | 8102801 | no | no |  |  | no |  | 0 | 0 | 0 | 0 | 0 | 0 |  | 1 | 1 | 1 | 0 | 0 | 0
load_220357359 |  | node_1242612_889_15278030_843 |  | AN | 0 | Residential | 1216.8+518.355j | 0 | 0 | 0 | 0 | 0 | [24 empty] | 8102801 | no | no |  |  | no |  | 0 | 0 | 0 | 0 | 0 | 0 |  | 1 | 1 | 1 | 0 | 0 | 0
load_220357361 |  | node_1241874_338_15279029_718 |  | AN | 0 | Residential | 5198.4+2214.509j | 0 | 0 | 0 | 0 | 0 | [24 empty] | 8102801 | no | no |  |  | no |  | 0 | 0 | 0 | 0 | 0 | 0 |  | 1 | 1 | 1 | 0 | 0 | 0
load_220357362 |  | node_1241534_183_15279550_84 |  | AN | 0 | NonResidential | 5659.2+2410.809j | 0 | 0 | 0 | 0 | 0 | [24 empty] | 8102801 | no | no |  |  | no |  | 0 | 0 | 0 | 0 | 0 | 0 |  | 1 | 1 | 1 | 0 | 0 | 0
load_220357363 |  | node_1241469_265_15279854_987 |  | AN | 0 | Residential | 4737.6+2018.209j | 0 | 0 | 0 | 0 | 0 | [24 empty] | 8102801 | no | no |  |  | no |  | 0 | 0 | 0 | 0 | 0 | 0 |  | 1 | 1 | 1 | 0 | 0 | 0
load_220357364 |  | node_1241447_877_15280535_194 |  | AN | 0 | Residential | 4852.8+2067.284j | 0 | 0 | 0 | 0 | 0 | [24 empty] | 8102801 | no | no |  |  | no |  | 0 | 0 | 0 | 0 | 0 | 0 |  | 1 | 1 | 1 | 0 | 0 | 0
load_220357365 |  | node_1241433_842_15280831_888 |  | AN | 0 | Residential | 14493.6+6174.248j | 0 | 0 | 0 | 0 | 0 | [24 empty] | 8102801 | no | no |  |  | no |  | 0 | 0 | 0 | 0 | 0 | 0 |  | 1 | 1 | 1 | 0 | 0 | 0
load_220357367 |  | node_1241350_479_15281326_988 |  | AN | 0 | Residential | 0 | 0 | 0 | 0 | 0 | 0 | [24 empty] | 8102801 | no | no |  |  | no |  | 0 | 0 | 0 | 0 | 0 | 0 |  | 1 | 1 | 1 | 0 | 0 | 0
load_220357368 |  | node_1241434_194_15281700_903 |  | AN | 0 | Residential | 9799.2+4174.442j | 0 | 0 | 0 | 0 | 0 | [24 empty] | 8102801 | no | no |  |  | no |  | 0 | 0 | 0 | 0 | 0 | 0 |  | 1 | 1 | 1 | 0 | 0 | 0
load_220357369 |  | node_1240879_072_15282184_569 |  | AN | 0 | NonResidential | 172.8+73.612j | 0 | 0 | 0 | 0 | 0 | [24 empty] | 8102801 | no | no |  |  | no |  | 0 | 0 | 0 | 0 | 0 | 0 |  | 1 | 1 | 1 | 0 | 0 | 0
load_220357372 |  | node_1251255_457_15271684_328 |  | AN | 0 | Residential | 6314.4+2689.923j | 0 | 0 | 0 | 0 | 0 | [24 empty] | 8102801 | no | no |  |  | no |  | 0 | 0 | 0 | 0 | 0 | 0 |  | 1 | 1 | 1 | 0 | 0 | 0
load_220357373 |  | node_1251323_435_15271416_154 |  | AN | 0 | Other | 0 | 0 | 0 | 0 | 0 | 0 | [24 empty] | 8102801 | no | no |  |  | no |  | 0 | 0 | 0 | 0 | 0 | 0 |  | 1 | 1 | 1 | 0 | 0 | 0
load_220357374 |  | node_1250746_734_15272360_852 |  | AN | 0 | Residential | 11548.8+4919.768j | 0 | 0 | 0 | 0 | 0 | [24 empty] | 8102801 | no | no |  |  | no |  | 0 | 0 | 0 | 0 | 0 | 0 |  | 1 | 1 | 1 | 0 | 0 | 0
load_220357375 |  | node_1250450_384_15272422_613 |  | AN | 0 | Residential | 4240.8+1806.573j | 0 | 0 | 0 | 0 | 0 | [24 empty] | 8102801 | no | no |  |  | no |  | 0 | 0 | 0 | 0 | 0 | 0 |  | 1 | 1 | 1 | 0 | 0 | 0
load_220357376 |  | node_1250261_708_15272655_62 |  | AN | 0 | Residential | 4658.4+1984.47j | 0 | 0 | 0 | 0 | 0 | [24 empty] | 8102801 | no | no |  |  | no |  | 0 | 0 | 0 | 0 | 0 | 0 |  | 1 | 1 | 1 | 0 | 0 | 0
load_220357377 |  | node_1250099_861_15272777_833 |  | AN | 0 | Residential | 8121.6+3459.787j | 0 | 0 | 0 | 0 | 0 | [24 empty] | 8102801 | no | no |  |  | no |  | 0 | 0 | 0 | 0 | 0 | 0 |  | 1 | 1 | 1 | 0 | 0 | 0
load_220357378 |  | node_1249879_04_15272928_597 |  | AN | 0 | Residential | 5342.4+2275.853j | 0 | 0 | 0 | 0 | 0 | [24 empty] | 8102801 | no | no |  |  | no |  | 0 | 0 | 0 | 0 | 0 | 0 |  | 1 | 1 | 1 | 0 | 0 | 0
load_220357379 |  | node_1250034_047_15273244_789 |  | AN | 0 | Residential | 27136.8+11560.228j | 0 | 0 | 0 | 0 | 0 | [24 empty] | 8102801 | no | no |  |  | no |  | 0 | 0 | 0 | 0 | 0 | 0 |  | 1 | 1 | 1 | 0 | 0 | 0
load_220357380 |  | node_1249746_898_15273210_985 |  | AN | 0 | Residential | 9619.2+4097.762j | 0 | 0 | 0 | 0 | 0 | [24 empty] | 8102801 | no | no |  |  | no |  | 0 | 0 | 0 | 0 | 0 | 0 |  | 1 | 1 | 1 | 0 | 0 | 0
load_220357381 |  | node_1249336_65_15273114_773 |  | AN | 0 | Residential | 3247.2+1383.301j | 0 | 0 | 0 | 0 | 0 | [24 empty] | 8102801 | no | no |  |  | no |  | 0 | 0 | 0 | 0 | 0 | 0 |  | 1 | 1 | 1 | 0 | 0 | 0
load_220357382 |  | node_1248826_991_15273503_953 |  | AN | 0 | Residential | 6724.8+2864.753j | 0 | 0 | 0 | 0 | 0 | [24 empty] | 8102801 | no | no |  |  | no |  | 0 | 0 | 0 | 0 | 0 | 0 |  | 1 | 1 | 1 | 0 | 0 | 0
load_220357383 |  | node_1248627_175_15273576_205 |  | AN | 0 | Residential | 2678.4+1140.994j | 0 | 0 | 0 | 0 | 0 | [24 empty] | 8102801 | no | no |  |  | no |  | 0 | 0 | 0 | 0 | 0 | 0 |  | 1 | 1 | 1 | 0 | 0 | 0
load_220357384 |  | node_1248402_378_15273597_433 |  | AN | 0 | Other | 0 | 0 | 0 | 0 | 0 | 0 | [24 empty] | 8102801 | no | no |  |  | no |  | 0 | 0 | 0 | 0 | 0 | 0 |  | 1 | 1 | 1 | 0 | 0 | 0
load_220357385 |  | node_1247906_394_15273567_82 |  | AN | 0 | Residential | 8258.4+3518.064j | 0 | 0 | 0 | 0 | 0 | [24 empty] | 8102801 | no | no |  |  | no |  | 0 | 0 | 0 | 0 | 0 | 0 |  | 1 | 1 | 1 | 0 | 0 | 0
load_220357386 |  | node_1246968_11_15273424_897 |  | AN | 0 | Residential | 34214.4+14575.273j | 0 | 0 | 0 | 0 | 0 | [24 empty] | 8102801 | no | no |  |  | no |  | 0 | 0 | 0 | 0 | 0 | 0 |  | 1 | 1 | 1 | 0 | 0 | 0
load_220357387 |  | node_1245863_781_15273109_377 |  | AN | 0 | Residential | 6000+2555.989j | 0 | 0 | 0 | 0 | 0 | [24 empty] | 8102801 | no | no |  |  | no |  | 0 | 0 | 0 | 0 | 0 | 0 |  | 1 | 1 | 1 | 0 | 0 | 0
load_220357388 |  | node_1245480_836_15273201_131 |  | AN | 0 | Residential | 4017.6+1711.49j | 0 | 0 | 0 | 0 | 0 | [24 empty] | 8102801 | no | no |  |  | no |  | 0 | 0 | 0 | 0 | 0 | 0 |  | 1 | 1 | 1 | 0 | 0 | 0
load_220357389 |  | node_1244404_947_15272202_87 |  | AN | 0 | Residential | 6868.8+2926.097j | 0 | 0 | 0 | 0 | 0 | [24 empty] | 8102801 | no | no |  |  | no |  | 0 | 0 | 0 | 0 | 0 | 0 |  | 1 | 1 | 1 | 0 | 0 | 0
load_220357390 |  | node_1244027_431_15271879_16 |  | AN | 0 | Residential | 9302.4+3962.806j | 0 | 0 | 0 | 0 | 0 | [24 empty] | 8102801 | no | no |  |  | no |  | 0 | 0 | 0 | 0 | 0 | 0 |  | 1 | 1 | 1 | 0 | 0 | 0
load_220357394 |  | node_1242579_565_15270776_175 |  | AN | 0 | NonResidential | 0 | 0 | 0 | 0 | 0 | 0 | [24 empty] | 8102801 | no | no |  |  | no |  | 0 | 0 | 0 | 0 | 0 | 0 |  | 1 | 1 | 1 | 0 | 0 | 0
load_220357395 |  | node_1241771_653_15269265_228 |  | AN | 0 | Residential | 9201.6+3919.865j | 0 | 0 | 0 | 0 | 0 | [24 empty] | 8102801 | no | no |  |  | no |  | 0 | 0 | 0 | 0 | 0 | 0 |  | 1 | 1 | 1 | 0 | 0 | 0
load_220357396 |  | node_1241929_821_15268867_555 |  | AN | 0 | Other | 0 | 0 | 0 | 0 | 0 | 0 | [24 empty] | 8102801 | no | no |  |  | no |  | 0 | 0 | 0 | 0 | 0 | 0 |  | 1 | 1 | 1 | 0 | 0 | 0
load_220357398 |  | node_1242191_625_15268277_613 |  | AN | 0 | Residential | 10915.2+4649.856j | 0 | 0 | 0 | 0 | 0 | [24 empty] | 8102801 | no | no |  |  | no |  | 0 | 0 | 0 | 0 | 0 | 0 |  | 1 | 1 | 1 | 0 | 0 | 0
load_220357399 |  | node_1242397_067_15267713_78 |  | AN | 0 | Residential | 28555.2+12164.464j | 0 | 0 | 0 | 0 | 0 | [24 empty] | 8102801 | no | no |  |  | no |  | 0 | 0 | 0 | 0 | 0 | 0 |  | 1 | 1 | 1 | 0 | 0 | 0
load_220357400 |  | node_1242548_886_15266988_411 |  | AN | 0 | Residential | 9396+4002.679j | 0 | 0 | 0 | 0 | 0 | [24 empty] | 8102801 | no | no |  |  | no |  | 0 | 0 | 0 | 0 | 0 | 0 |  | 1 | 1 | 1 | 0 | 0 | 0
load_220357405 |  | node_1248184_388_15273821_023 |  | AN | 0 | Residential | 35352+15059.889j | 0 | 0 | 0 | 0 | 0 | [24 empty] | 8102801 | no | no |  |  | no |  | 0 | 0 | 0 | 0 | 0 | 0 |  | 1 | 1 | 1 | 0 | 0 | 0
load_220357406 |  | node_1248188_313_15274116_8 |  | AN | 0 | Residential | 10850.4+4622.251j | 0 | 0 | 0 | 0 | 0 | [24 empty] | 8102801 | no | no |  |  | no |  | 0 | 0 | 0 | 0 | 0 | 0 |  | 1 | 1 | 1 | 0 | 0 | 0
load_220357407 |  | node_1247769_532_15274229_662 |  | AN | 0 | NonResidential | 1015.2+432.473j | 0 | 0 | 0 | 0 | 0 | [24 empty] | 8102801 | no | no |  |  | no |  | 0 | 0 | 0 | 0 | 0 | 0 |  | 1 | 1 | 1 | 0 | 0 | 0
load_220357408 |  | node_1247345_81_15273560_086 |  | AN | 0 | Residential | 21592.8+9198.494j | 0 | 0 | 0 | 0 | 0 | [24 empty] | 8102801 | no | no |  |  | no |  | 0 | 0 | 0 | 0 | 0 | 0 |  | 1 | 1 | 1 | 0 | 0 | 0
load_220357410 |  | node_1246874_827_15275148_776 |  | AN | 0 | Residential | 4392+1870.984j | 0 | 0 | 0 | 0 | 0 | [24 empty] | 8102801 | no | no |  |  | no |  | 0 | 0 | 0 | 0 | 0 | 0 |  | 1 | 1 | 1 | 0 | 0 | 0
load_220357411 |  | node_1246665_03_15275502_108 |  | AN | 0 | Residential | 22305.6+9502.146j | 0 | 0 | 0 | 0 | 0 | [24 empty] | 8102801 | no | no |  |  | no |  | 0 | 0 | 0 | 0 | 0 | 0 |  | 1 | 1 | 1 | 0 | 0 | 0
load_220357412 |  | node_1246583_922_15275665_449 |  | AN | 0 | Residential | 16048.8+6836.76j | 0 | 0 | 0 | 0 | 0 | [24 empty] | 8102801 | no | no |  |  | no |  | 0 | 0 | 0 | 0 | 0 | 0 |  | 1 | 1 | 1 | 0 | 0 | 0
load_220357413 |  | node_1246266_731_15276070_389 |  | AN | 0 | Residential | 4701.6+2002.873j | 0 | 0 | 0 | 0 | 0 | [24 empty] | 8102801 | no | no |  |  | no |  | 0 | 0 | 0 | 0 | 0 | 0 |  | 1 | 1 | 1 | 0 | 0 | 0
load_220357414 |  | node_1246189_168_15276290_333 |  | AN | 0 | Residential | 21182.4+9023.665j | 0 | 0 | 0 | 0 | 0 | [24 empty] | 8102801 | no | no |  |  | no |  | 0 | 0 | 0 | 0 | 0 | 0 |  | 1 | 1 | 1 | 0 | 0 | 0
load_220357415 |  | node_1245657_398_15276591_775 |  | AN | 0 | Residential | 38779.2+16519.87j | 0 | 0 | 0 | 0 | 0 | [24 empty] | 8102801 | no | no |  |  | no |  | 0 | 0 | 0 | 0 | 0 | 0 |  | 1 | 1 | 1 | 0 | 0 | 0
load_220357416 |  | node_1247258_538_15273806_367 |  | AN | 0 | Residential | 39830.4+16967.679j | 0 | 0 | 0 | 0 | 0 | [24 empty] | 8102801 | no | no |  |  | no |  | 0 | 0 | 0 | 0 | 0 | 0 |  | 1 | 1 | 1 | 0 | 0 | 0
load_220357417 |  | node_1247248_161_15274133_716 |  | AN | 0 | NonResidential | 1346.4+573.564j | 0 | 0 | 0 | 0 | 0 | [24 empty] | 8102801 | no | no |  |  | no |  | 0 | 0 | 0 | 0 | 0 | 0 |  | 1 | 1 | 1 | 0 | 0 | 0
load_220357418 |  | node_1247170_359_15274301_877 |  | AN | 0 | Residential | 21621.6+9210.763j | 0 | 0 | 0 | 0 | 0 | [24 empty] | 8102801 | no | no |  |  | no |  | 0 | 0 | 0 | 0 | 0 | 0 |  | 1 | 1 | 1 | 0 | 0 | 0
load_220357420 |  | node_1246970_661_15274814_416 |  | AN | 0 | NonResidential | 561.6+239.241j | 0 | 0 | 0 | 0 | 0 | [24 empty] | 8102801 | no | no |  |  | no |  | 0 | 0 | 0 | 0 | 0 | 0 |  | 1 | 1 | 1 | 0 | 0 | 0
load_220357421 |  | node_1242209_724_15266722_718 |  | AN | 0 | Residential | 7956+3389.242j | 0 | 0 | 0 | 0 | 0 | [24 empty] | 8102801 | no | no |  |  | no |  | 0 | 0 | 0 | 0 | 0 | 0 |  | 1 | 1 | 1 | 0 | 0 | 0
load_220357422 |  | node_1241527_739_15266564_807 |  | AN | 0 | NonResidential | 4000+1703.993j | 0 | 0 | 0 | 0 | 0 | [24 empty] | 8102801 | no | no |  |  | no |  | 0 | 0 | 0 | 0 | 0 | 0 |  | 1 | 1 | 1 | 0 | 0 | 0
load_220357423 |  | node_1241627_029_15265873_994 |  | AN | 0 | Residential | 12981.6+5530.138j | 0 | 0 | 0 | 0 | 0 | [24 empty] | 8102801 | no | no |  |  | no |  | 0 | 0 | 0 | 0 | 0 | 0 |  | 1 | 1 | 1 | 0 | 0 | 0
load_220357425 |  | node_1249842_958_15283579_417 |  | AN | 0 | Residential | 11448+4876.828j | 0 | 0 | 0 | 0 | 0 | [24 empty] | 8102801 | no | no |  |  | no |  | 0 | 0 | 0 | 0 | 0 | 0 |  | 1 | 1 | 1 | 0 | 0 | 0
load_220357426 |  | node_1250028_963_15280698_638 |  | AN | 0 | Residential | 6386.4+2720.595j | 0 | 0 | 0 | 0 | 0 | [24 empty] | 8102801 | no | no |  |  | no |  | 0 | 0 | 0 | 0 | 0 | 0 |  | 1 | 1 | 1 | 0 | 0 | 0
load_220357427 |  | node_1250279_165_15282362_402 |  | AN | 0 | Residential | 9388.8+3999.612j | 0 | 0 | 0 | 0 | 0 | [24 empty] | 8102801 | no | no |  |  | no |  | 0 | 0 | 0 | 0 | 0 | 0 |  | 1 | 1 | 1 | 0 | 0 | 0
load_220357428 |  | node_1250239_141_15281499_398 |  | AN | 0 | Residential | 9007.2+3837.051j | 0 | 0 | 0 | 0 | 0 | [24 empty] | 8102801 | no | no |  |  | no |  | 0 | 0 | 0 | 0 | 0 | 0 |  | 1 | 1 | 1 | 0 | 0 | 0
load_220357429 |  | node_1250222_437_15281246_771 |  | AN | 0 | Residential | 8532+3634.617j | 0 | 0 | 0 | 0 | 0 | [24 empty] | 8102801 | no | no |  |  | no |  | 0 | 0 | 0 | 0 | 0 | 0 |  | 1 | 1 | 1 | 0 | 0 | 0
load_220357430 |  | node_1250087_154_15281061_726 |  | AN | 0 | Other | 0 | 0 | 0 | 0 | 0 | 0 | [24 empty] | 8102801 | no | no |  |  | no |  | 0 | 0 | 0 | 0 | 0 | 0 |  | 1 | 1 | 1 | 0 | 0 | 0
load_220357431 |  | node_1240439_57_15269869_54 |  | AN | 0 | Residential | 6451.2+2748.2j | 0 | 0 | 0 | 0 | 0 | [24 empty] | 8102801 | no | no |  |  | no |  | 0 | 0 | 0 | 0 | 0 | 0 |  | 1 | 1 | 1 | 0 | 0 | 0
load_220357432 |  | node_1240970_257_15269949_467 |  | AN | 0 | NonResidential | 29282.4+12474.25j | 0 | 0 | 0 | 0 | 0 | [24 empty] | 8102801 | no | no |  |  | no |  | 0 | 0 | 0 | 0 | 0 | 0 |  | 1 | 1 | 1 | 0 | 0 | 0
load_220357433 |  | node_1240790_796_15270785_533 |  | AN | 0 | Residential | 14544+6195.718j | 0 | 0 | 0 | 0 | 0 | [24 empty] | 8102801 | no | no |  |  | no |  | 0 | 0 | 0 | 0 | 0 | 0 |  | 1 | 1 | 1 | 0 | 0 | 0
load_220357434 |  | node_1240836_097_15267231_999 |  | AN | 0 | Residential | 8244+3511.929j | 0 | 0 | 0 | 0 | 0 | [24 empty] | 8102801 | no | no |  |  | no |  | 0 | 0 | 0 | 0 | 0 | 0 |  | 1 | 1 | 1 | 0 | 0 | 0
load_220357435 |  | node_1240981_98_15267589_904 |  | AN | 0 | Other | 0 | 0 | 0 | 0 | 0 | 0 | [24 empty] | 8102801 | no | no |  |  | no |  | 0 | 0 | 0 | 0 | 0 | 0 |  | 1 | 1 | 1 | 0 | 0 | 0
load_220357436 |  | node_1240459_465_15268175_344 |  | AN | 0 | Residential | 3362.4+1432.376j | 0 | 0 | 0 | 0 | 0 | [24 empty] | 8102801 | no | no |  |  | no |  | 0 | 0 | 0 | 0 | 0 | 0 |  | 1 | 1 | 1 | 0 | 0 | 0
load_220357437 |  | node_1240730_734_15268478_633 |  | AN | 0 | Residential | 5306.4+2260.517j | 0 | 0 | 0 | 0 | 0 | [24 empty] | 8102801 | no | no |  |  | no |  | 0 | 0 | 0 | 0 | 0 | 0 |  | 1 | 1 | 1 | 0 | 0 | 0
load_220357438 |  | node_1240514_788_15268990_984 |  | AN | 0 | Residential | 4881.6+2079.553j | 0 | 0 | 0 | 0 | 0 | [24 empty] | 8102801 | no | no |  |  | no |  | 0 | 0 | 0 | 0 | 0 | 0 |  | 1 | 1 | 1 | 0 | 0 | 0
load_220357440 |  | node_1248807_574_15277580_787 |  | AN | 0 | Other | 0 | 0 | 0 | 0 | 0 | 0 | [24 empty] | 8102801 | no | no |  |  | no |  | 0 | 0 | 0 | 0 | 0 | 0 |  | 1 | 1 | 1 | 0 | 0 | 0
load_220357441 |  | node_1247696_831_15275023_231 |  | AN | 0 | NonResidential | 15000+6389.973j | 0 | 0 | 0 | 0 | 0 | [24 empty] | 8102801 | no | no |  |  | no |  | 0 | 0 | 0 | 0 | 0 | 0 |  | 1 | 1 | 1 | 0 | 0 | 0
load_220357442 |  | node_1247562_853_15275339_816 |  | AN | 0 | Residential | 6336+2699.125j | 0 | 0 | 0 | 0 | 0 | [24 empty] | 8102801 | no | no |  |  | no |  | 0 | 0 | 0 | 0 | 0 | 0 |  | 1 | 1 | 1 | 0 | 0 | 0
load_220357443 |  | node_1247795_969_15275298_029 |  | AN | 0 | Residential | 5436+2315.726j | 0 | 0 | 0 | 0 | 0 | [24 empty] | 8102801 | no | no |  |  | no |  | 0 | 0 | 0 | 0 | 0 | 0 |  | 1 | 1 | 1 | 0 | 0 | 0
load_220357444 |  | node_1248086_194_15275352_46 |  | AN | 0 | NonResidential | 410.4+174.83j | 0 | 0 | 0 | 0 | 0 | [24 empty] | 8102801 | no | no |  |  | no |  | 0 | 0 | 0 | 0 | 0 | 0 |  | 1 | 1 | 1 | 0 | 0 | 0
load_220357445 |  | node_1247365_458_15276091_009 |  | AN | 0 | Residential | 10332+4401.414j | 0 | 0 | 0 | 0 | 0 | [24 empty] | 8102801 | no | no |  |  | no |  | 0 | 0 | 0 | 0 | 0 | 0 |  | 1 | 1 | 1 | 0 | 0 | 0
load_220357446 |  | node_1248072_95_15276196_527 |  | AN | 0 | Residential | 9835.2+4189.778j | 0 | 0 | 0 | 0 | 0 | [24 empty] | 8102801 | no | no |  |  | no |  | 0 | 0 | 0 | 0 | 0 | 0 |  | 1 | 1 | 1 | 0 | 0 | 0
load_220357447 |  | node_1247505_402_15276491_627 |  | AN | 0 | Other | 0 | 0 | 0 | 0 | 0 | 0 | [24 empty] | 8102801 | no | no |  |  | no |  | 0 | 0 | 0 | 0 | 0 | 0 |  | 1 | 1 | 1 | 0 | 0 | 0
load_220357448 |  | node_1248232_527_15274860_813 |  | AN | 0 | Residential | 18151.2+7732.379j | 0 | 0 | 0 | 0 | 0 | [24 empty] | 8102801 | no | no |  |  | no |  | 0 | 0 | 0 | 0 | 0 | 0 |  | 1 | 1 | 1 | 0 | 0 | 0
load_220357450 |  | node_1251225_649_15273363_191 |  | AN | 0 | Residential | 33026.4+14069.187j | 0 | 0 | 0 | 0 | 0 | [24 empty] | 8102801 | no | no |  |  | no |  | 0 | 0 | 0 | 0 | 0 | 0 |  | 1 | 1 | 1 | 0 | 0 | 0
load_220357451 |  | node_1250323_212_15286598_461 |  | AN | 0 | Residential | 1425.6+607.303j | 0 | 0 | 0 | 0 | 0 | [24 empty] | 8102801 | no | no |  |  | no |  | 0 | 0 | 0 | 0 | 0 | 0 |  | 1 | 1 | 1 | 0 | 0 | 0
load_220357452 |  | node_1250366_065_15284663_083 |  | AN | 0 | Residential | 3888+1656.281j | 0 | 0 | 0 | 0 | 0 | [24 empty] | 8102801 | no | no |  |  | no |  | 0 | 0 | 0 | 0 | 0 | 0 |  | 1 | 1 | 1 | 0 | 0 | 0
load_220357453 |  | node_1250387_894_15285241_469 |  | AN | 0 | Residential | 16812+7161.882j | 0 | 0 | 0 | 0 | 0 | [24 empty] | 8102801 | no | no |  |  | no |  | 0 | 0 | 0 | 0 | 0 | 0 |  | 1 | 1 | 1 | 0 | 0 | 0
load_220357454 |  | node_1250396_85_15285524_766 |  | AN | 0 | Residential | 8640+3680.625j | 0 | 0 | 0 | 0 | 0 | [24 empty] | 8102801 | no | no |  |  | no |  | 0 | 0 | 0 | 0 | 0 | 0 |  | 1 | 1 | 1 | 0 | 0 | 0
load_220357455 |  | node_1250400_248_15285780_014 |  | AN | 0 | Residential | 5076+2162.367j | 0 | 0 | 0 | 0 | 0 | [24 empty] | 8102801 | no | no |  |  | no |  | 0 | 0 | 0 | 0 | 0 | 0 |  | 1 | 1 | 1 | 0 | 0 | 0
load_220357456 |  | node_1241399_844_15279787_298 |  | AN | 0 | Residential | 6336+2699.125j | 0 | 0 | 0 | 0 | 0 | [24 empty] | 8102801 | no | no |  |  | no |  | 0 | 0 | 0 | 0 | 0 | 0 |  | 1 | 1 | 1 | 0 | 0 | 0
load_220357457 |  | node_1241065_99_15279791_454 |  | AN | 0 | Residential | 1627.2+693.184j | 0 | 0 | 0 | 0 | 0 | [24 empty] | 8102801 | no | no |  |  | no |  | 0 | 0 | 0 | 0 | 0 | 0 |  | 1 | 1 | 1 | 0 | 0 | 0
load_220357458 |  | node_1240488_704_15279549_877 |  | AN | 0 | Residential | 13363.2+5692.699j | 0 | 0 | 0 | 0 | 0 | [24 empty] | 8102801 | no | no |  |  | no |  | 0 | 0 | 0 | 0 | 0 | 0 |  | 1 | 1 | 1 | 0 | 0 | 0
load_220357459 |  | node_1240216_898_15279318_12 |  | AN | 0 | NonResidential | 21.6+9.202j | 0 | 0 | 0 | 0 | 0 | [24 empty] | 8102801 | no | no |  |  | no |  | 0 | 0 | 0 | 0 | 0 | 0 |  | 1 | 1 | 1 | 0 | 0 | 0
load_220357460 |  | node_1242554_38_15276514_24 |  | AN | 0 | Residential | 5090.4+2168.501j | 0 | 0 | 0 | 0 | 0 | [24 empty] | 8102801 | no | no |  |  | no |  | 0 | 0 | 0 | 0 | 0 | 0 |  | 1 | 1 | 1 | 0 | 0 | 0
load_220357461 |  | node_1242910_538_15277922_272 |  | AN | 0 | NonResidential | 21.6+9.202j | 0 | 0 | 0 | 0 | 0 | [24 empty] | 8102801 | no | no |  |  | no |  | 0 | 0 | 0 | 0 | 0 | 0 |  | 1 | 1 | 1 | 0 | 0 | 0
load_220357462 |  | node_1243010_931_15277787_649 |  | AN | 0 | Residential | 9482.4+4039.485j | 0 | 0 | 0 | 0 | 0 | [24 empty] | 8102801 | no | no |  |  | no |  | 0 | 0 | 0 | 0 | 0 | 0 |  | 1 | 1 | 1 | 0 | 0 | 0
load_220357463 |  | node_1244685_736_15277635_764 |  | AN | 0 | Residential | 9316.8+3968.94j | 0 | 0 | 0 | 0 | 0 | [24 empty] | 8102801 | no | no |  |  | no |  | 0 | 0 | 0 | 0 | 0 | 0 |  | 1 | 1 | 1 | 0 | 0 | 0
load_220357464 |  | node_1250333_248_15288106_395 |  | AN | 0 | Residential | 5551.2+2364.801j | 0 | 0 | 0 | 0 | 0 | [24 empty] | 8102801 | no | no |  |  | no |  | 0 | 0 | 0 | 0 | 0 | 0 |  | 1 | 1 | 1 | 0 | 0 | 0
load_220357465 |  | node_1250323_526_15287789_149 |  | AN | 0 | Residential | 18417.6+7845.865j | 0 | 0 | 0 | 0 | 0 | [24 empty] | 8102801 | no | no |  |  | no |  | 0 | 0 | 0 | 0 | 0 | 0 |  | 1 | 1 | 1 | 0 | 0 | 0
load_220357466 |  | node_1250362_248_15289226_326 |  | AN | 0 | Residential | 15573.6+6634.326j | 0 | 0 | 0 | 0 | 0 | [24 empty] | 8102801 | no | no |  |  | no |  | 0 | 0 | 0 | 0 | 0 | 0 |  | 1 | 1 | 1 | 0 | 0 | 0
load_220357467 |  | node_1250362_355_15288925_398 |  | AN | 0 | Residential | 7704+3281.89j | 0 | 0 | 0 | 0 | 0 | [24 empty] | 8102801 | no | no |  |  | no |  | 0 | 0 | 0 | 0 | 0 | 0 |  | 1 | 1 | 1 | 0 | 0 | 0
load_220357468 |  | node_1250350_878_15288520_247 |  | AN | 0 | Residential | 4384.8+1867.917j | 0 | 0 | 0 | 0 | 0 | [24 empty] | 8102801 | no | no |  |  | no |  | 0 | 0 | 0 | 0 | 0 | 0 |  | 1 | 1 | 1 | 0 | 0 | 0
load_220363245 |  | node_1258837_174_15274805_912 |  | AN | 0 | Residential | 3326.4+1417.04j | 0 | 0 | 0 | 0 | 0 | [24 empty] | 8102801 | no | no |  |  | no |  | 0 | 0 | 0 | 0 | 0 | 0 |  | 1 | 1 | 1 | 0 | 0 | 0
load_220363246 |  | node_1258282_466_15275754_18 |  | AN | 0 | Residential | 3398.4+1447.712j | 0 | 0 | 0 | 0 | 0 | [24 empty] | 8102801 | no | no |  |  | no |  | 0 | 0 | 0 | 0 | 0 | 0 |  | 1 | 1 | 1 | 0 | 0 | 0
load_220363247 |  | node_1258033_742_15276050_263 |  | AN | 0 | Residential | 12506.4+5327.704j | 0 | 0 | 0 | 0 | 0 | [24 empty] | 8102801 | no | no |  |  | no |  | 0 | 0 | 0 | 0 | 0 | 0 |  | 1 | 1 | 1 | 0 | 0 | 0
load_220363248 |  | node_1257850_38_15276355_651 |  | AN | 0 | Residential | 4161.6+1772.834j | 0 | 0 | 0 | 0 | 0 | [24 empty] | 8102801 | no | no |  |  | no |  | 0 | 0 | 0 | 0 | 0 | 0 |  | 1 | 1 | 1 | 0 | 0 | 0
load_220363249 |  | node_1257763_138_15277055_45 |  | AN | 0 | Residential | 7315.2+3116.262j | 0 | 0 | 0 | 0 | 0 | [24 empty] | 8102801 | no | no |  |  | no |  | 0 | 0 | 0 | 0 | 0 | 0 |  | 1 | 1 | 1 | 0 | 0 | 0
load_220363250 |  | node_1257757_156_15277563_766 |  | AN | 0 | NonResidential | 1288.8+549.027j | 0 | 0 | 0 | 0 | 0 | [24 empty] | 8102801 | no | no |  |  | no |  | 0 | 0 | 0 | 0 | 0 | 0 |  | 1 | 1 | 1 | 0 | 0 | 0
load_220363251 |  | node_1259724_469_15270953_208 |  | AN | 0 | Residential | 20563.2+8759.887j | 0 | 0 | 0 | 0 | 0 | [24 empty] | 8102801 | no | no |  |  | no |  | 0 | 0 | 0 | 0 | 0 | 0 |  | 1 | 1 | 1 | 0 | 0 | 0
load_220363252 |  | node_1257701_467_15278204_281 |  | AN | 0 | Residential | 5522.4+2352.533j | 0 | 0 | 0 | 0 | 0 | [24 empty] | 8102801 | no | no |  |  | no |  | 0 | 0 | 0 | 0 | 0 | 0 |  | 1 | 1 | 1 | 0 | 0 | 0
load_220363254 |  | node_1257566_004_15279687_586 |  | AN | 0 | Residential | 5277.6+2248.248j | 0 | 0 | 0 | 0 | 0 | [24 empty] | 8102801 | no | no |  |  | no |  | 0 | 0 | 0 | 0 | 0 | 0 |  | 1 | 1 | 1 | 0 | 0 | 0
load_220363255 |  | node_1257113_057_15281271_239 |  | AN | 0 | Residential | 15919.2+6781.551j | 0 | 0 | 0 | 0 | 0 | [24 empty] | 8102801 | no | no |  |  | no |  | 0 | 0 | 0 | 0 | 0 | 0 |  | 1 | 1 | 1 | 0 | 0 | 0
load_220363256 |  | node_1257237_807_15281991_25 |  | AN | 0 | Residential | 4053.6+1726.826j | 0 | 0 | 0 | 0 | 0 | [24 empty] | 8102801 | no | no |  |  | no |  | 0 | 0 | 0 | 0 | 0 | 0 |  | 1 | 1 | 1 | 0 | 0 | 0
load_220363257 |  | node_1257158_462_15282223_474 |  | AN | 0 | Residential | 1893.6+806.67j | 0 | 0 | 0 | 0 | 0 | [24 empty] | 8102801 | no | no |  |  | no |  | 0 | 0 | 0 | 0 | 0 | 0 |  | 1 | 1 | 1 | 0 | 0 | 0
load_220363258 |  | node_1259752_023_15271201_927 |  | AN | 0 | Residential | 2217.6+944.694j | 0 | 0 | 0 | 0 | 0 | [24 empty] | 8102801 | no | no |  |  | no |  | 0 | 0 | 0 | 0 | 0 | 0 |  | 1 | 1 | 1 | 0 | 0 | 0
load_220363259 |  | node_1259765_762_15271305_014 |  | AN | 0 | Residential | 21816+9293.577j | 0 | 0 | 0 | 0 | 0 | [24 empty] | 8102801 | no | no |  |  | no |  | 0 | 0 | 0 | 0 | 0 | 0 |  | 1 | 1 | 1 | 0 | 0 | 0
load_220363260 |  | node_1257093_733_15283024_312 |  | AN | 0 | Residential | 3859.2+1644.012j | 0 | 0 | 0 | 0 | 0 | [24 empty] | 8102801 | no | no |  |  | no |  | 0 | 0 | 0 | 0 | 0 | 0 |  | 1 | 1 | 1 | 0 | 0 | 0
load_220363261 |  | node_1256872_866_15283737_262 |  | AN | 0 | Residential | 7185.6+3061.053j | 0 | 0 | 0 | 0 | 0 | [24 empty] | 8102801 | no | no |  |  | no |  | 0 | 0 | 0 | 0 | 0 | 0 |  | 1 | 1 | 1 | 0 | 0 | 0
load_220363262 |  | node_1256572_845_15283645_233 |  | AN | 0 | Residential | 34696.8+14780.775j | 0 | 0 | 0 | 0 | 0 | [24 empty] | 8102801 | no | no |  |  | no |  | 0 | 0 | 0 | 0 | 0 | 0 |  | 1 | 1 | 1 | 0 | 0 | 0
load_220363264 |  | node_1256282_513_15284917_768 |  | AN | 0 | Residential | 8589.6+3659.154j | 0 | 0 | 0 | 0 | 0 | [24 empty] | 8102801 | no | no |  |  | no |  | 0 | 0 | 0 | 0 | 0 | 0 |  | 1 | 1 | 1 | 0 | 0 | 0
load_220363265 |  | node_1255775_462_15285619_372 |  | AN | 0 | Residential | 19584+8342.749j | 0 | 0 | 0 | 0 | 0 | [24 empty] | 8102801 | no | no |  |  | no |  | 0 | 0 | 0 | 0 | 0 | 0 |  | 1 | 1 | 1 | 0 | 0 | 0
load_220363267 |  | node_1255718_798_15285006_717 |  | AN | 0 | Residential | 20044.8+8539.049j | 0 | 0 | 0 | 0 | 0 | [24 empty] | 8102801 | no | no |  |  | no |  | 0 | 0 | 0 | 0 | 0 | 0 |  | 1 | 1 | 1 | 0 | 0 | 0
load_220363268 |  | node_1259728_011_15271582_024 |  | AN | 0 | Residential | 30801.6+13121.427j | 0 | 0 | 0 | 0 | 0 | [24 empty] | 8102801 | no | no |  |  | no |  | 0 | 0 | 0 | 0 | 0 | 0 |  | 1 | 1 | 1 | 0 | 0 | 0
load_220363269 |  | node_1259827_123_15271886_057 |  | AN | 0 | Residential | 13111.2+5585.348j | 0 | 0 | 0 | 0 | 0 | [24 empty] | 8102801 | no | no |  |  | no |  | 0 | 0 | 0 | 0 | 0 | 0 |  | 1 | 1 | 1 | 0 | 0 | 0
load_220363273 |  | node_1258980_807_15273906_003 |  | AN | 0 | Residential | 19670.4+8379.555j | 0 | 0 | 0 | 0 | 0 | [24 empty] | 8102801 | no | no |  |  | no |  | 0 | 0 | 0 | 0 | 0 | 0 |  | 1 | 1 | 1 | 0 | 0 | 0
load_220363274 |  | node_1259376_587_15273859_174 |  | AN | 0 | Residential | 12398.4+5281.696j | 0 | 0 | 0 | 0 | 0 | [24 empty] | 8102801 | no | no |  |  | no |  | 0 | 0 | 0 | 0 | 0 | 0 |  | 1 | 1 | 1 | 0 | 0 | 0
load_220363275 |  | node_1263015_272_15282771_948 |  | AN | 0 | Residential | 3722.4+1585.736j | 0 | 0 | 0 | 0 | 0 | [24 empty] | 8102801 | no | no |  |  | no |  | 0 | 0 | 0 | 0 | 0 | 0 |  | 1 | 1 | 1 | 0 | 0 | 0
load_220363276 |  | node_1263159_517_15282974_289 |  | AN | 0 | Residential | 14990.4+6385.884j | 0 | 0 | 0 | 0 | 0 | [24 empty] | 8102801 | no | no |  |  | no |  | 0 | 0 | 0 | 0 | 0 | 0 |  | 1 | 1 | 1 | 0 | 0 | 0
load_220363278 |  | node_1262622_22_15277712_666 |  | AN | 0 | NonResidential | 13464+5735.64j | 0 | 0 | 0 | 0 | 0 | [24 empty] | 8102801 | no | no |  |  | no |  | 0 | 0 | 0 | 0 | 0 | 0 |  | 1 | 1 | 1 | 0 | 0 | 0
load_220363279 |  | node_1262721_354_15277281_183 |  | AN | 0 | NonResidential | 43.2+18.403j | 0 | 0 | 0 | 0 | 0 | [24 empty] | 8102801 | no | no |  |  | no |  | 0 | 0 | 0 | 0 | 0 | 0 |  | 1 | 1 | 1 | 0 | 0 | 0
load_220363280 |  | node_1263609_642_15279664_93 |  | AN | 0 | Residential | 19944+8496.108j | 0 | 0 | 0 | 0 | 0 | [24 empty] | 8102801 | no | no |  |  | no |  | 0 | 0 | 0 | 0 | 0 | 0 |  | 1 | 1 | 1 | 0 | 0 | 0
load_220363281 |  | node_1263394_561_15280525_267 |  | AN | 0 | Residential | 6141.6+2616.311j | 0 | 0 | 0 | 0 | 0 | [24 empty] | 8102801 | no | no |  |  | no |  | 0 | 0 | 0 | 0 | 0 | 0 |  | 1 | 1 | 1 | 0 | 0 | 0
load_220363282 |  | node_1263281_449_15280792_273 |  | AN | 0 | Residential | 11815.2+5033.254j | 0 | 0 | 0 | 0 | 0 | [24 empty] | 8102801 | no | no |  |  | no |  | 0 | 0 | 0 | 0 | 0 | 0 |  | 1 | 1 | 1 | 0 | 0 | 0
load_220363283 |  | node_1261031_103_15275204_517 |  | AN | 0 | Residential | 4917.6+2094.889j | 0 | 0 | 0 | 0 | 0 | [24 empty] | 8102801 | no | no |  |  | no |  | 0 | 0 | 0 | 0 | 0 | 0 |  | 1 | 1 | 1 | 0 | 0 | 0
load_220363284 |  | node_1261271_929_15275759_295 |  | AN | 0 | Residential | 30369.6+12937.395j | 0 | 0 | 0 | 0 | 0 | [24 empty] | 8102801 | no | no |  |  | no |  | 0 | 0 | 0 | 0 | 0 | 0 |  | 1 | 1 | 1 | 0 | 0 | 0
load_220363285 |  | node_1261407_854_15275958_917 |  | AN | 0 | NonResidential | 237.6+101.217j | 0 | 0 | 0 | 0 | 0 | [24 empty] | 8102801 | no | no |  |  | no |  | 0 | 0 | 0 | 0 | 0 | 0 |  | 1 | 1 | 1 | 0 | 0 | 0
load_220363286 |  | node_1261579_112_15276215_755 |  | AN | 0 | Residential | 17172+7315.241j | 0 | 0 | 0 | 0 | 0 | [24 empty] | 8102801 | no | no |  |  | no |  | 0 | 0 | 0 | 0 | 0 | 0 |  | 1 | 1 | 1 | 0 | 0 | 0
load_220363287 |  | node_1262805_347_15281362_232 |  | AN | 0 | Residential | 5738.4+2444.548j | 0 | 0 | 0 | 0 | 0 | [24 empty] | 8102801 | no | no |  |  | no |  | 0 | 0 | 0 | 0 | 0 | 0 |  | 1 | 1 | 1 | 0 | 0 | 0
load_220363288 |  | node_1262913_014_15280913_88 |  | AN | 0 | Residential | 6948+2959.836j | 0 | 0 | 0 | 0 | 0 | [24 empty] | 8102801 | no | no |  |  | no |  | 0 | 0 | 0 | 0 | 0 | 0 |  | 1 | 1 | 1 | 0 | 0 | 0
load_220363289 |  | node_1262750_123_15282165_645 |  | AN | 0 | Residential | 17704.8+7542.213j | 0 | 0 | 0 | 0 | 0 | [24 empty] | 8102801 | no | no |  |  | no |  | 0 | 0 | 0 | 0 | 0 | 0 |  | 1 | 1 | 1 | 0 | 0 | 0
load_220363290 |  | node_1262577_74_15282358_828 |  | AN | 0 | Residential | 3852+1640.945j | 0 | 0 | 0 | 0 | 0 | [24 empty] | 8102801 | no | no |  |  | no |  | 0 | 0 | 0 | 0 | 0 | 0 |  | 1 | 1 | 1 | 0 | 0 | 0
load_220363291 |  | node_1262832_473_15282577_123 |  | AN | 0 | Residential | 5104.8+2174.636j | 0 | 0 | 0 | 0 | 0 | [24 empty] | 8102801 | no | no |  |  | no |  | 0 | 0 | 0 | 0 | 0 | 0 |  | 1 | 1 | 1 | 0 | 0 | 0
load_220363292 |  | node_1262399_8_15282853_416 |  | AN | 0 | Residential | 22543.2+9603.363j | 0 | 0 | 0 | 0 | 0 | [24 empty] | 8102801 | no | no |  |  | no |  | 0 | 0 | 0 | 0 | 0 | 0 |  | 1 | 1 | 1 | 0 | 0 | 0
load_220363293 |  | node_1261328_182_15284226_761 |  | AN | 0 | Residential | 14277.6+6082.232j | 0 | 0 | 0 | 0 | 0 | [24 empty] | 8102801 | no | no |  |  | no |  | 0 | 0 | 0 | 0 | 0 | 0 |  | 1 | 1 | 1 | 0 | 0 | 0
load_220363294 |  | node_1261242_132_15284424_004 |  | AN | 0 | Residential | 2779.2+1183.934j | 0 | 0 | 0 | 0 | 0 | [24 empty] | 8102801 | no | no |  |  | no |  | 0 | 0 | 0 | 0 | 0 | 0 |  | 1 | 1 | 1 | 0 | 0 | 0
load_220363295 |  | node_1260038_462_15275380_94 |  | AN | 0 | Residential | 892.8+380.331j | 0 | 0 | 0 | 0 | 0 | [24 empty] | 8102801 | no | no |  |  | no |  | 0 | 0 | 0 | 0 | 0 | 0 |  | 1 | 1 | 1 | 0 | 0 | 0
load_220363296 |  | node_1261112_117_15284575_791 |  | AN | 0 | Other | 0 | 0 | 0 | 0 | 0 | 0 | [24 empty] | 8102801 | no | no |  |  | no |  | 0 | 0 | 0 | 0 | 0 | 0 |  | 1 | 1 | 1 | 0 | 0 | 0
load_220363297 |  | node_1260736_74_15285018_007 |  | AN | 0 | Residential | 0 | 0 | 0 | 0 | 0 | 0 | [24 empty] | 8102801 | no | no |  |  | no |  | 0 | 0 | 0 | 0 | 0 | 0 |  | 1 | 1 | 1 | 0 | 0 | 0
load_220363298 |  | node_1260512_973_15285278_622 |  | AN | 0 | Residential | 19216.8+8186.323j | 0 | 0 | 0 | 0 | 0 | [24 empty] | 8102801 | no | no |  |  | no |  | 0 | 0 | 0 | 0 | 0 | 0 |  | 1 | 1 | 1 | 0 | 0 | 0
load_220363299 |  | node_1259497_806_15286069_794 |  | AN | 0 | Residential | 34610.4+14743.969j | 0 | 0 | 0 | 0 | 0 | [24 empty] | 8102801 | no | no |  |  | no |  | 0 | 0 | 0 | 0 | 0 | 0 |  | 1 | 1 | 1 | 0 | 0 | 0
load_220363300 |  | node_1258394_891_15287271_689 |  | AN | 0 | Residential | 12139.2+5171.278j | 0 | 0 | 0 | 0 | 0 | [24 empty] | 8102801 | no | no |  |  | no |  | 0 | 0 | 0 | 0 | 0 | 0 |  | 1 | 1 | 1 | 0 | 0 | 0
load_220363301 |  | node_1257108_522_15288207_753 |  | AN | 0 | Residential | 1857.6+791.334j | 0 | 0 | 0 | 0 | 0 | [24 empty] | 8102801 | no | no |  |  | no |  | 0 | 0 | 0 | 0 | 0 | 0 |  | 1 | 1 | 1 | 0 | 0 | 0
load_220363302 |  | node_1256489_359_15288643_734 |  | AN | 0 | Residential | 7812+3327.898j | 0 | 0 | 0 | 0 | 0 | [24 empty] | 8102801 | no | no |  |  | no |  | 0 | 0 | 0 | 0 | 0 | 0 |  | 1 | 1 | 1 | 0 | 0 | 0
load_220363303 |  | node_1256177_754_15289056_765 |  | AN | 0 | Residential | 5169.6+2202.24j | 0 | 0 | 0 | 0 | 0 | [24 empty] | 8102801 | no | no |  |  | no |  | 0 | 0 | 0 | 0 | 0 | 0 |  | 1 | 1 | 1 | 0 | 0 | 0
load_220363305 |  | node_1253965_186_15289234_22 |  | AN | 0 | NonResidential | 7.2+3.067j | 0 | 0 | 0 | 0 | 0 | [24 empty] | 8102801 | no | no |  |  | no |  | 0 | 0 | 0 | 0 | 0 | 0 |  | 1 | 1 | 1 | 0 | 0 | 0
load_220363306 |  | node_1251702_638_15288573_851 |  | AN | 0 | Residential | 5371.2+2288.122j | 0 | 0 | 0 | 0 | 0 | [24 empty] | 8102801 | no | no |  |  | no |  | 0 | 0 | 0 | 0 | 0 | 0 |  | 1 | 1 | 1 | 0 | 0 | 0
load_220363307 |  | node_1251753_49_15286488_063 |  | AN | 0 | Residential | 16358.4+6968.649j | 0 | 0 | 0 | 0 | 0 | [24 empty] | 8102801 | no | no |  |  | no |  | 0 | 0 | 0 | 0 | 0 | 0 |  | 1 | 1 | 1 | 0 | 0 | 0
load_220363308 |  | node_1251962_072_15285538_537 |  | AN | 0 | Residential | 3571.2+1521.325j | 0 | 0 | 0 | 0 | 0 | [24 empty] | 8102801 | no | no |  |  | no |  | 0 | 0 | 0 | 0 | 0 | 0 |  | 1 | 1 | 1 | 0 | 0 | 0
load_220363309 |  | node_1251668_941_15285221_062 |  | AN | 0 | Residential | 16502.4+7029.993j | 0 | 0 | 0 | 0 | 0 | [24 empty] | 8102801 | no | no |  |  | no |  | 0 | 0 | 0 | 0 | 0 | 0 |  | 1 | 1 | 1 | 0 | 0 | 0
load_220363310 |  | node_1251655_22_15284886_945 |  | AN | 0 | Residential | 15264+6502.437j | 0 | 0 | 0 | 0 | 0 | [24 empty] | 8102801 | no | no |  |  | no |  | 0 | 0 | 0 | 0 | 0 | 0 |  | 1 | 1 | 1 | 0 | 0 | 0
load_220363311 |  | node_1251263_248_15285223_724 |  | AN | 0 | Residential | 79.2+33.739j | 0 | 0 | 0 | 0 | 0 | [24 empty] | 8102801 | no | no |  |  | no |  | 0 | 0 | 0 | 0 | 0 | 0 |  | 1 | 1 | 1 | 0 | 0 | 0
load_220363312 |  | node_1261010_913_15276400_387 |  | AN | 0 | Residential | 3693.6+1573.467j | 0 | 0 | 0 | 0 | 0 | [24 empty] | 8102801 | no | no |  |  | no |  | 0 | 0 | 0 | 0 | 0 | 0 |  | 1 | 1 | 1 | 0 | 0 | 0
load_220363313 |  | node_1251558_649_15283136_187 |  | AN | 0 | Residential | 1238.4+527.556j | 0 | 0 | 0 | 0 | 0 | [24 empty] | 8102801 | no | no |  |  | no |  | 0 | 0 | 0 | 0 | 0 | 0 |  | 1 | 1 | 1 | 0 | 0 | 0
load_220363315 |  | node_1263847_573_15279747_399 |  | AN | 0 | Residential | 7581.6+3229.748j | 0 | 0 | 0 | 0 | 0 | [24 empty] | 8102801 | no | no |  |  | no |  | 0 | 0 | 0 | 0 | 0 | 0 |  | 1 | 1 | 1 | 0 | 0 | 0
load_220363316 |  | node_1264047_777_15279845_955 |  | AN | 0 | Residential | 12628.8+5379.846j | 0 | 0 | 0 | 0 | 0 | [24 empty] | 8102801 | no | no |  |  | no |  | 0 | 0 | 0 | 0 | 0 | 0 |  | 1 | 1 | 1 | 0 | 0 | 0
load_220363317 |  | node_1265244_992_15282446_69 |  | AN | 0 | Residential | 8344.8+3554.87j | 0 | 0 | 0 | 0 | 0 | [24 empty] | 8102801 | no | no |  |  | no |  | 0 | 0 | 0 | 0 | 0 | 0 |  | 1 | 1 | 1 | 0 | 0 | 0
load_220363318 |  | node_1265430_588_15282639_17 |  | AN | 0 | Residential | 8892+3787.976j | 0 | 0 | 0 | 0 | 0 | [24 empty] | 8102801 | no | no |  |  | no |  | 0 | 0 | 0 | 0 | 0 | 0 |  | 1 | 1 | 1 | 0 | 0 | 0
load_220363319 |  | node_1264226_971_15280171_641 |  | AN | 0 | Residential | 37800+16102.733j | 0 | 0 | 0 | 0 | 0 | [24 empty] | 8102801 | no | no |  |  | no |  | 0 | 0 | 0 | 0 | 0 | 0 |  | 1 | 1 | 1 | 0 | 0 | 0
load_220363320 |  | node_1264442_987_15280364_946 |  | AN | 0 | Residential | 2030.4+864.947j | 0 | 0 | 0 | 0 | 0 | [24 empty] | 8102801 | no | no |  |  | no |  | 0 | 0 | 0 | 0 | 0 | 0 |  | 1 | 1 | 1 | 0 | 0 | 0
load_220363321 |  | node_1264947_229_15280814_077 |  | AN | 0 | Other | 0 | 0 | 0 | 0 | 0 | 0 | [24 empty] | 8102801 | no | no |  |  | no |  | 0 | 0 | 0 | 0 | 0 | 0 |  | 1 | 1 | 1 | 0 | 0 | 0
load_220363322 |  | node_1265298_689_15281015_829 |  | AN | 0 | Residential | 2145.6+914.022j | 0 | 0 | 0 | 0 | 0 | [24 empty] | 8102801 | no | no |  |  | no |  | 0 | 0 | 0 | 0 | 0 | 0 |  | 1 | 1 | 1 | 0 | 0 | 0
load_220363323 |  | node_1265107_985_15281343_588 |  | AN | 0 | NonResidential | 0 | 0 | 0 | 0 | 0 | 0 | [24 empty] | 8102801 | no | no |  |  | no |  | 0 | 0 | 0 | 0 | 0 | 0 |  | 1 | 1 | 1 | 0 | 0 | 0
load_220363325 |  | node_1264523_796_15282585_746 |  | AN | 0 | Residential | 33667.2+14342.167j | 0 | 0 | 0 | 0 | 0 | [24 empty] | 8102801 | no | no |  |  | no |  | 0 | 0 | 0 | 0 | 0 | 0 |  | 1 | 1 | 1 | 0 | 0 | 0
load_220363327 |  | node_1264690_274_15283204_838 |  | AN | 0 | Residential | 12384+5275.562j | 0 | 0 | 0 | 0 | 0 | [24 empty] | 8102801 | no | no |  |  | no |  | 0 | 0 | 0 | 0 | 0 | 0 |  | 1 | 1 | 1 | 0 | 0 | 0
load_220363328 |  | node_1266122_421_15284425_071 |  | AN | 0 | Residential | 6530.4+2781.939j | 0 | 0 | 0 | 0 | 0 | [24 empty] | 8102801 | no | no |  |  | no |  | 0 | 0 | 0 | 0 | 0 | 0 |  | 1 | 1 | 1 | 0 | 0 | 0
load_220363329 |  | node_1265879_845_15284690_864 |  | AN | 0 | NonResidential | 0 | 0 | 0 | 0 | 0 | 0 | [24 empty] | 8102801 | no | no |  |  | no |  | 0 | 0 | 0 | 0 | 0 | 0 |  | 1 | 1 | 1 | 0 | 0 | 0
load_220363330 |  | node_1266510_552_15284909_18 |  | AN | 0 | Residential | 23126.4+9851.805j | 0 | 0 | 0 | 0 | 0 | [24 empty] | 8102801 | no | no |  |  | no |  | 0 | 0 | 0 | 0 | 0 | 0 |  | 1 | 1 | 1 | 0 | 0 | 0
load_220363398 |  | node_1257750_768_15292323_064 |  | AN | 0 | Residential | 11124+4738.804j | 0 | 0 | 0 | 0 | 0 | [24 empty] | 8102801 | no | no |  |  | no |  | 0 | 0 | 0 | 0 | 0 | 0 |  | 1 | 1 | 1 | 0 | 0 | 0
load_220363399 |  | node_1258918_493_15292251_978 |  | AN | 0 | Residential | 6451.2+2748.2j | 0 | 0 | 0 | 0 | 0 | [24 empty] | 8102801 | no | no |  |  | no |  | 0 | 0 | 0 | 0 | 0 | 0 |  | 1 | 1 | 1 | 0 | 0 | 0
load_220363400 |  | node_1259476_717_15292077_079 |  | AN | 0 | Residential | 33775.2+14388.175j | 0 | 0 | 0 | 0 | 0 | [24 empty] | 8102801 | no | no |  |  | no |  | 0 | 0 | 0 | 0 | 0 | 0 |  | 1 | 1 | 1 | 0 | 0 | 0
load_220363401 |  | node_1259887_436_15291856_318 |  | AN | 0 | Residential | 17618.4+7505.407j | 0 | 0 | 0 | 0 | 0 | [24 empty] | 8102801 | no | no |  |  | no |  | 0 | 0 | 0 | 0 | 0 | 0 |  | 1 | 1 | 1 | 0 | 0 | 0
load_220363403 |  | node_1260320_668_15291331_613 |  | AN | 0 | Residential | 3031.2+1291.286j | 0 | 0 | 0 | 0 | 0 | [24 empty] | 8102801 | no | no |  |  | no |  | 0 | 0 | 0 | 0 | 0 | 0 |  | 1 | 1 | 1 | 0 | 0 | 0
load_220363404 |  | node_1260509_293_15291429_075 |  | AN | 0 | Residential | 12535.2+5339.973j | 0 | 0 | 0 | 0 | 0 | [24 empty] | 8102801 | no | no |  |  | no |  | 0 | 0 | 0 | 0 | 0 | 0 |  | 1 | 1 | 1 | 0 | 0 | 0
load_220363405 |  | node_1255574_712_15291800_471 |  | AN | 0 | Residential | 7293.6+3107.061j | 0 | 0 | 0 | 0 | 0 | [24 empty] | 8102801 | no | no |  |  | no |  | 0 | 0 | 0 | 0 | 0 | 0 |  | 1 | 1 | 1 | 0 | 0 | 0
load_220363406 |  | node_1255078_194_15292511_687 |  | AN | 0 | Residential | 2340+996.836j | 0 | 0 | 0 | 0 | 0 | [24 empty] | 8102801 | no | no |  |  | no |  | 0 | 0 | 0 | 0 | 0 | 0 |  | 1 | 1 | 1 | 0 | 0 | 0
load_220363407 |  | node_1254771_481_15292462_105 |  | AN | 0 | NonResidential | 3744+1594.937j | 0 | 0 | 0 | 0 | 0 | [24 empty] | 8102801 | no | no |  |  | no |  | 0 | 0 | 0 | 0 | 0 | 0 |  | 1 | 1 | 1 | 0 | 0 | 0
load_220363408 |  | node_1262647_529_15307592_409 |  | AN | 0 | Residential | 2534.4+1079.65j | 0 | 0 | 0 | 0 | 0 | [24 empty] | 8102801 | no | no |  |  | no |  | 0 | 0 | 0 | 0 | 0 | 0 |  | 1 | 1 | 1 | 0 | 0 | 0
load_220363409 |  | node_1262723_599_15308032_073 |  | AN | 0 | Residential | 3038.4+1294.353j | 0 | 0 | 0 | 0 | 0 | [24 empty] | 8102801 | no | no |  |  | no |  | 0 | 0 | 0 | 0 | 0 | 0 |  | 1 | 1 | 1 | 0 | 0 | 0
load_220363410 |  | node_1262458_373_15307930_863 |  | AN | 0 | Residential | 17128.8+7296.838j | 0 | 0 | 0 | 0 | 0 | [24 empty] | 8102801 | no | no |  |  | no |  | 0 | 0 | 0 | 0 | 0 | 0 |  | 1 | 1 | 1 | 0 | 0 | 0
load_220363412 |  | node_1262267_013_15310211_497 |  | AN | 0 | Residential | 1951.2+831.208j | 0 | 0 | 0 | 0 | 0 | [24 empty] | 8102801 | no | no |  |  | no |  | 0 | 0 | 0 | 0 | 0 | 0 |  | 1 | 1 | 1 | 0 | 0 | 0
load_220363413 |  | node_1264093_765_15305499_406 |  | AN | 0 | Residential | 2289.6+975.366j | 0 | 0 | 0 | 0 | 0 | [24 empty] | 8102801 | no | no |  |  | no |  | 0 | 0 | 0 | 0 | 0 | 0 |  | 1 | 1 | 1 | 0 | 0 | 0
load_220363414 |  | node_1263843_237_15305670_53 |  | AN | 0 | Other | 0 | 0 | 0 | 0 | 0 | 0 | [24 empty] | 8102801 | no | no |  |  | no |  | 0 | 0 | 0 | 0 | 0 | 0 |  | 1 | 1 | 1 | 0 | 0 | 0
load_220363417 |  | node_1260356_974_15313254_739 |  | AN | 0 | Other | 0 | 0 | 0 | 0 | 0 | 0 | [24 empty] | 8102801 | no | no |  |  | no |  | 0 | 0 | 0 | 0 | 0 | 0 |  | 1 | 1 | 1 | 0 | 0 | 0
load_220363418 |  | node_1259806_433_15313330_4 |  | AN | 0 | Residential | 4564.8+1944.597j | 0 | 0 | 0 | 0 | 0 | [24 empty] | 8102801 | no | no |  |  | no |  | 0 | 0 | 0 | 0 | 0 | 0 |  | 1 | 1 | 1 | 0 | 0 | 0
load_220363419 |  | node_1263624_552_15305826_776 |  | AN | 0 | Residential | 8006.4+3410.712j | 0 | 0 | 0 | 0 | 0 | [24 empty] | 8102801 | no | no |  |  | no |  | 0 | 0 | 0 | 0 | 0 | 0 |  | 1 | 1 | 1 | 0 | 0 | 0
load_220363420 |  | node_1262965_729_15306721_17 |  | AN | 0 | Residential | 2354.4+1002.97j | 0 | 0 | 0 | 0 | 0 | [24 empty] | 8102801 | no | no |  |  | no |  | 0 | 0 | 0 | 0 | 0 | 0 |  | 1 | 1 | 1 | 0 | 0 | 0
load_220363421 |  | node_1263125_047_15306868_178 |  | AN | 0 | Residential | 252+107.352j | 0 | 0 | 0 | 0 | 0 | [24 empty] | 8102801 | no | no |  |  | no |  | 0 | 0 | 0 | 0 | 0 | 0 |  | 1 | 1 | 1 | 0 | 0 | 0
load_220363422 |  | node_1262696_172_15307231_539 |  | AN | 0 | NonResidential | 7.2+3.067j | 0 | 0 | 0 | 0 | 0 | [24 empty] | 8102801 | no | no |  |  | no |  | 0 | 0 | 0 | 0 | 0 | 0 |  | 1 | 1 | 1 | 0 | 0 | 0
load_220363424 |  | node_1259806_79_15309908_838 |  | AN | 0 | Residential | 165.6+70.545j | 0 | 0 | 0 | 0 | 0 | [24 empty] | 8102801 | no | no |  |  | no |  | 0 | 0 | 0 | 0 | 0 | 0 |  | 1 | 1 | 1 | 0 | 0 | 0
load_220363425 |  | node_1259728_132_15309460_986 |  | AN | 0 | Other | 0 | 0 | 0 | 0 | 0 | 0 | [24 empty] | 8102801 | no | no |  |  | no |  | 0 | 0 | 0 | 0 | 0 | 0 |  | 1 | 1 | 1 | 0 | 0 | 0
load_220363452 |  | node_1253410_66_15271538_869 |  | AN | 0 | Residential | 7538.4+3211.345j | 0 | 0 | 0 | 0 | 0 | [24 empty] | 8102801 | no | no |  |  | no |  | 0 | 0 | 0 | 0 | 0 | 0 |  | 1 | 1 | 1 | 0 | 0 | 0
load_220363453 |  | node_1253155_853_15271364_244 |  | AN | 0 | Residential | 3182.4+1355.697j | 0 | 0 | 0 | 0 | 0 | [24 empty] | 8102801 | no | no |  |  | no |  | 0 | 0 | 0 | 0 | 0 | 0 |  | 1 | 1 | 1 | 0 | 0 | 0
load_220363454 |  | node_1252873_759_15271405_326 |  | AN | 0 | Residential | 2167.2+923.223j | 0 | 0 | 0 | 0 | 0 | [24 empty] | 8102801 | no | no |  |  | no |  | 0 | 0 | 0 | 0 | 0 | 0 |  | 1 | 1 | 1 | 0 | 0 | 0
load_220363457 |  | node_1252358_37_15271565_738 |  | AN | 0 | Residential | 5882.4+2505.892j | 0 | 0 | 0 | 0 | 0 | [24 empty] | 8102801 | no | no |  |  | no |  | 0 | 0 | 0 | 0 | 0 | 0 |  | 1 | 1 | 1 | 0 | 0 | 0
load_220363459 |  | node_1260117_926_15269911_81 |  | AN | 0 | Residential | 5148+2193.039j | 0 | 0 | 0 | 0 | 0 | [24 empty] | 8102801 | no | no |  |  | no |  | 0 | 0 | 0 | 0 | 0 | 0 |  | 1 | 1 | 1 | 0 | 0 | 0
load_220363460 |  | node_1260118_19_15270270_95 |  | AN | 0 | NonResidential | 3016.8+1285.151j | 0 | 0 | 0 | 0 | 0 | [24 empty] | 8102801 | no | no |  |  | no |  | 0 | 0 | 0 | 0 | 0 | 0 |  | 1 | 1 | 1 | 0 | 0 | 0
load_220363461 |  | node_1260132_323_15270552_404 |  | AN | 0 | Residential | 57002.4+24282.921j | 0 | 0 | 0 | 0 | 0 | [24 empty] | 8102801 | no | no |  |  | no |  | 0 | 0 | 0 | 0 | 0 | 0 |  | 1 | 1 | 1 | 0 | 0 | 0
load_220363462 |  | node_1259482_236_15270608_011 |  | AN | 0 | Residential | 2491.2+1061.247j | 0 | 0 | 0 | 0 | 0 | [24 empty] | 8102801 | no | no |  |  | no |  | 0 | 0 | 0 | 0 | 0 | 0 |  | 1 | 1 | 1 | 0 | 0 | 0
load_220363463 |  | node_1258842_684_15270554_516 |  | AN | 0 | Residential | 16516.8+7036.127j | 0 | 0 | 0 | 0 | 0 | [24 empty] | 8102801 | no | no |  |  | no |  | 0 | 0 | 0 | 0 | 0 | 0 |  | 1 | 1 | 1 | 0 | 0 | 0
load_220363464 |  | node_1258610_518_15270628_321 |  | AN | 0 | Residential | 12700.8+5410.518j | 0 | 0 | 0 | 0 | 0 | [24 empty] | 8102801 | no | no |  |  | no |  | 0 | 0 | 0 | 0 | 0 | 0 |  | 1 | 1 | 1 | 0 | 0 | 0
load_220363465 |  | node_1255553_517_15270436_407 |  | AN | 0 | Residential | 17330.4+7382.719j | 0 | 0 | 0 | 0 | 0 | [24 empty] | 8102801 | no | no |  |  | no |  | 0 | 0 | 0 | 0 | 0 | 0 |  | 1 | 1 | 1 | 0 | 0 | 0
load_220363466 |  | node_1254944_989_15270505_068 |  | AN | 0 | Residential | 11232+4784.812j | 0 | 0 | 0 | 0 | 0 | [24 empty] | 8102801 | no | no |  |  | no |  | 0 | 0 | 0 | 0 | 0 | 0 |  | 1 | 1 | 1 | 0 | 0 | 0
load_220363467 |  | node_1254528_604_15270714_796 |  | AN | 0 | Residential | 6710.4+2858.618j | 0 | 0 | 0 | 0 | 0 | [24 empty] | 8102801 | no | no |  |  | no |  | 0 | 0 | 0 | 0 | 0 | 0 |  | 1 | 1 | 1 | 0 | 0 | 0
load_220363468 |  | node_1254294_876_15270792_239 |  | AN | 0 | Residential | 13226.4+5634.423j | 0 | 0 | 0 | 0 | 0 | [24 empty] | 8102801 | no | no |  |  | no |  | 0 | 0 | 0 | 0 | 0 | 0 |  | 1 | 1 | 1 | 0 | 0 | 0
load_220363469 |  | node_1254112_035_15270872_581 |  | AN | 0 | Residential | 5450.4+2321.861j | 0 | 0 | 0 | 0 | 0 | [24 empty] | 8102801 | no | no |  |  | no |  | 0 | 0 | 0 | 0 | 0 | 0 |  | 1 | 1 | 1 | 0 | 0 | 0
load_220363470 |  | node_1253534_129_15271154_707 |  | AN | 0 | Residential | 4111.2+1751.364j | 0 | 0 | 0 | 0 | 0 | [24 empty] | 8102801 | no | no |  |  | no |  | 0 | 0 | 0 | 0 | 0 | 0 |  | 1 | 1 | 1 | 0 | 0 | 0
load_220363471 |  | node_1258730_025_15284346_496 |  | AN | 0 | Residential | 1490.4+634.908j | 0 | 0 | 0 | 0 | 0 | [24 empty] | 8102801 | no | no |  |  | no |  | 0 | 0 | 0 | 0 | 0 | 0 |  | 1 | 1 | 1 | 0 | 0 | 0
load_220363472 |  | node_1266776_971_15285098_722 |  | AN | 0 | Residential | 15494.4+6600.587j | 0 | 0 | 0 | 0 | 0 | [24 empty] | 8102801 | no | no |  |  | no |  | 0 | 0 | 0 | 0 | 0 | 0 |  | 1 | 1 | 1 | 0 | 0 | 0
load_220363473 |  | node_1265019_626_15290121_319 |  | AN | 0 | Residential | 2642.4+1125.658j | 0 | 0 | 0 | 0 | 0 | [24 empty] | 8102801 | no | no |  |  | no |  | 0 | 0 | 0 | 0 | 0 | 0 |  | 1 | 1 | 1 | 0 | 0 | 0
load_220363474 |  | node_1264140_12_15291661_353 |  | AN | 0 | Residential | 5983.2+2548.833j | 0 | 0 | 0 | 0 | 0 | [24 empty] | 8102801 | no | no |  |  | no |  | 0 | 0 | 0 | 0 | 0 | 0 |  | 1 | 1 | 1 | 0 | 0 | 0
load_220363475 |  | node_1264037_206_15292777_027 |  | AN | 0 | Residential | 4485.6+1910.858j | 0 | 0 | 0 | 0 | 0 | [24 empty] | 8102801 | no | no |  |  | no |  | 0 | 0 | 0 | 0 | 0 | 0 |  | 1 | 1 | 1 | 0 | 0 | 0
load_220363476 |  | node_1262528_872_15294838_615 |  | AN | 0 | Other | 0 | 0 | 0 | 0 | 0 | 0 | [24 empty] | 8102801 | no | no |  |  | no |  | 0 | 0 | 0 | 0 | 0 | 0 |  | 1 | 1 | 1 | 0 | 0 | 0
load_220363477 |  | node_1266747_396_15287175_633 |  | AN | 0 | Residential | 31744.8+13523.228j | 0 | 0 | 0 | 0 | 0 | [24 empty] | 8102801 | no | no |  |  | no |  | 0 | 0 | 0 | 0 | 0 | 0 |  | 1 | 1 | 1 | 0 | 0 | 0
load_220363478 |  | node_1266657_446_15288620_035 |  | AN | 0 | Residential | 36777.6+15667.192j | 0 | 0 | 0 | 0 | 0 | [24 empty] | 8102801 | no | no |  |  | no |  | 0 | 0 | 0 | 0 | 0 | 0 |  | 1 | 1 | 1 | 0 | 0 | 0
load_220363480 |  | node_1261640_58_15290868_191 |  | AN | 0 | Residential | 5968.8+2542.698j | 0 | 0 | 0 | 0 | 0 | [24 empty] | 8102801 | no | no |  |  | no |  | 0 | 0 | 0 | 0 | 0 | 0 |  | 1 | 1 | 1 | 0 | 0 | 0
load_220363481 |  | node_1261439_678_15290777_78 |  | AN | 0 | Residential | 9244.8+3938.268j | 0 | 0 | 0 | 0 | 0 | [24 empty] | 8102801 | no | no |  |  | no |  | 0 | 0 | 0 | 0 | 0 | 0 |  | 1 | 1 | 1 | 0 | 0 | 0
load_220363482 |  | node_1261261_589_15290926_156 |  | AN | 0 | Other | 0 | 0 | 0 | 0 | 0 | 0 | [24 empty] | 8102801 | no | no |  |  | no |  | 0 | 0 | 0 | 0 | 0 | 0 |  | 1 | 1 | 1 | 0 | 0 | 0
load_220363483 |  | node_1261072_368_15291010_939 |  | AN | 0 | Residential | 6141.6+2616.311j | 0 | 0 | 0 | 0 | 0 | [24 empty] | 8102801 | no | no |  |  | no |  | 0 | 0 | 0 | 0 | 0 | 0 |  | 1 | 1 | 1 | 0 | 0 | 0
load_220363484 |  | node_1260849_949_15291061_005 |  | AN | 0 | Residential | 7992+3404.578j | 0 | 0 | 0 | 0 | 0 | [24 empty] | 8102801 | no | no |  |  | no |  | 0 | 0 | 0 | 0 | 0 | 0 |  | 1 | 1 | 1 | 0 | 0 | 0
load_220363485 |  | node_1263268_791_15291073_556 |  | AN | 0 | Residential | 2980.8+1269.815j | 0 | 0 | 0 | 0 | 0 | [24 empty] | 8102801 | no | no |  |  | no |  | 0 | 0 | 0 | 0 | 0 | 0 |  | 1 | 1 | 1 | 0 | 0 | 0
load_220363486 |  | node_1262350_086_15290735_239 |  | AN | 0 | Other | 0 | 0 | 0 | 0 | 0 | 0 | [24 empty] | 8102801 | no | no |  |  | no |  | 0 | 0 | 0 | 0 | 0 | 0 |  | 1 | 1 | 1 | 0 | 0 | 0
load_220363487 |  | node_1262083_493_15290635_515 |  | AN | 0 | Residential | 6098.4+2597.908j | 0 | 0 | 0 | 0 | 0 | [24 empty] | 8102801 | no | no |  |  | no |  | 0 | 0 | 0 | 0 | 0 | 0 |  | 1 | 1 | 1 | 0 | 0 | 0
load_220363488 |  | node_1261877_724_15290786_53 |  | AN | 0 | Residential | 11916+5076.195j | 0 | 0 | 0 | 0 | 0 | [24 empty] | 8102801 | no | no |  |  | no |  | 0 | 0 | 0 | 0 | 0 | 0 |  | 1 | 1 | 1 | 0 | 0 | 0
load_220363508 |  | node_1259594_313_15270446_429 |  | AN | 0 | Residential | 3290.4+1401.705j | 0 | 0 | 0 | 0 | 0 | [24 empty] | 8102801 | no | no |  |  | no |  | 0 | 0 | 0 | 0 | 0 | 0 |  | 1 | 1 | 1 | 0 | 0 | 0
load_220363509 |  | node_1259871_82_15270311_864 |  | AN | 0 | Residential | 13888.8+5916.604j | 0 | 0 | 0 | 0 | 0 | [24 empty] | 8102801 | no | no |  |  | no |  | 0 | 0 | 0 | 0 | 0 | 0 |  | 1 | 1 | 1 | 0 | 0 | 0
load_220363510 |  | node_1259406_543_15270270_474 |  | AN | 0 | NonResidential | 14.4+6.134j | 0 | 0 | 0 | 0 | 0 | [24 empty] | 8102801 | no | no |  |  | no |  | 0 | 0 | 0 | 0 | 0 | 0 |  | 1 | 1 | 1 | 0 | 0 | 0
load_220363511 |  | node_1260144_341_15271586_886 |  | AN | 0 | Residential | 25776+10980.53j | 0 | 0 | 0 | 0 | 0 | [24 empty] | 8102801 | no | no |  |  | no |  | 0 | 0 | 0 | 0 | 0 | 0 |  | 1 | 1 | 1 | 0 | 0 | 0
load_220363512 |  | node_1251381_212_15279058_903 |  | AN | 0 | Residential | 5176.8+2205.308j | 0 | 0 | 0 | 0 | 0 | [24 empty] | 8102801 | no | no |  |  | no |  | 0 | 0 | 0 | 0 | 0 | 0 |  | 1 | 1 | 1 | 0 | 0 | 0
load_220363513 |  | node_1253070_073_15279920_34 |  | AN | 0 | Residential | 5731.2+2441.481j | 0 | 0 | 0 | 0 | 0 | [24 empty] | 8102801 | no | no |  |  | no |  | 0 | 0 | 0 | 0 | 0 | 0 |  | 1 | 1 | 1 | 0 | 0 | 0
load_220363514 |  | node_1253083_045_15280097_498 |  | AN | 0 | Residential | 5371.2+2288.122j | 0 | 0 | 0 | 0 | 0 | [24 empty] | 8102801 | no | no |  |  | no |  | 0 | 0 | 0 | 0 | 0 | 0 |  | 1 | 1 | 1 | 0 | 0 | 0
load_220363515 |  | node_1253358_54_15280040_387 |  | AN | 0 | Residential | 4356+1855.648j | 0 | 0 | 0 | 0 | 0 | [24 empty] | 8102801 | no | no |  |  | no |  | 0 | 0 | 0 | 0 | 0 | 0 |  | 1 | 1 | 1 | 0 | 0 | 0
load_220363516 |  | node_1252988_771_15280223_214 |  | AN | 0 | Residential | 7.2+3.067j | 0 | 0 | 0 | 0 | 0 | [24 empty] | 8102801 | no | no |  |  | no |  | 0 | 0 | 0 | 0 | 0 | 0 |  | 1 | 1 | 1 | 0 | 0 | 0
load_220363531 |  | node_1260540_697_15270365_839 |  | AN | 0 | Residential | 61056+26009.747j | 0 | 0 | 0 | 0 | 0 | [24 empty] | 8102801 | no | no |  |  | no |  | 0 | 0 | 0 | 0 | 0 | 0 |  | 1 | 1 | 1 | 0 | 0 | 0
load_220363532 |  | node_1261020_55_15270101_424 |  | AN | 0 | Residential | 99360+42327.183j | 0 | 0 | 0 | 0 | 0 | [24 empty] | 8102801 | no | no |  |  | no |  | 0 | 0 | 0 | 0 | 0 | 0 |  | 1 | 1 | 1 | 0 | 0 | 0
load_220363533 |  | node_1261183_287_15270000_901 |  | AN | 0 | Residential | 19476+8296.741j | 0 | 0 | 0 | 0 | 0 | [24 empty] | 8102801 | no | no |  |  | no |  | 0 | 0 | 0 | 0 | 0 | 0 |  | 1 | 1 | 1 | 0 | 0 | 0
load_220363534 |  | node_1262010_343_15269655_806 |  | AN | 0 | Residential | 10029.6+4272.592j | 0 | 0 | 0 | 0 | 0 | [24 empty] | 8102801 | no | no |  |  | no |  | 0 | 0 | 0 | 0 | 0 | 0 |  | 1 | 1 | 1 | 0 | 0 | 0
load_220363535 |  | node_1262937_609_15269424_102 |  | AN | 0 | Residential | 14637.6+6235.591j | 0 | 0 | 0 | 0 | 0 | [24 empty] | 8102801 | no | no |  |  | no |  | 0 | 0 | 0 | 0 | 0 | 0 |  | 1 | 1 | 1 | 0 | 0 | 0
load_220363537 |  | node_1263751_237_15269287_521 |  | AN | 0 | Residential | 23644.8+10072.643j | 0 | 0 | 0 | 0 | 0 | [24 empty] | 8102801 | no | no |  |  | no |  | 0 | 0 | 0 | 0 | 0 | 0 |  | 1 | 1 | 1 | 0 | 0 | 0
load_220363538 |  | node_1264195_154_15269487_477 |  | AN | 0 | Residential | 28548+12161.397j | 0 | 0 | 0 | 0 | 0 | [24 empty] | 8102801 | no | no |  |  | no |  | 0 | 0 | 0 | 0 | 0 | 0 |  | 1 | 1 | 1 | 0 | 0 | 0
load_220363539 |  | node_1264435_199_15269491_641 |  | AN | 0 | Residential | 7560+3220.547j | 0 | 0 | 0 | 0 | 0 | [24 empty] | 8102801 | no | no |  |  | no |  | 0 | 0 | 0 | 0 | 0 | 0 |  | 1 | 1 | 1 | 0 | 0 | 0
load_220363540 |  | node_1264814_712_15269646_044 |  | AN | 0 | Other | 0 | 0 | 0 | 0 | 0 | 0 | [24 empty] | 8102801 | no | no |  |  | no |  | 0 | 0 | 0 | 0 | 0 | 0 |  | 1 | 1 | 1 | 0 | 0 | 0
load_220363541 |  | node_1265091_929_15269664_858 |  | AN | 0 | Residential | 15112.8+6438.026j | 0 | 0 | 0 | 0 | 0 | [24 empty] | 8102801 | no | no |  |  | no |  | 0 | 0 | 0 | 0 | 0 | 0 |  | 1 | 1 | 1 | 0 | 0 | 0
load_220363542 |  | node_1265455_936_15269664_139 |  | AN | 0 | Residential | 11635.2+4956.574j | 0 | 0 | 0 | 0 | 0 | [24 empty] | 8102801 | no | no |  |  | no |  | 0 | 0 | 0 | 0 | 0 | 0 |  | 1 | 1 | 1 | 0 | 0 | 0
load_220363543 |  | node_1265703_416_15269537_347 |  | AN | 0 | Other | 0 | 0 | 0 | 0 | 0 | 0 | [24 empty] | 8102801 | no | no |  |  | no |  | 0 | 0 | 0 | 0 | 0 | 0 |  | 1 | 1 | 1 | 0 | 0 | 0
load_220363544 |  | node_1266000_845_15269533_313 |  | AN | 0 | Residential | 10872+4631.453j | 0 | 0 | 0 | 0 | 0 | [24 empty] | 8102801 | no | no |  |  | no |  | 0 | 0 | 0 | 0 | 0 | 0 |  | 1 | 1 | 1 | 0 | 0 | 0
load_220363545 |  | node_1266305_359_15269602_146 |  | AN | 0 | Residential | 14011.2+5968.746j | 0 | 0 | 0 | 0 | 0 | [24 empty] | 8102801 | no | no |  |  | no |  | 0 | 0 | 0 | 0 | 0 | 0 |  | 1 | 1 | 1 | 0 | 0 | 0
load_220363563 |  | node_1272249_004_15276405_947 |  | AN | 0 | Residential | 2469.6+1052.045j | 0 | 0 | 0 | 0 | 0 | [24 empty] | 8102801 | no | no |  |  | no |  | 0 | 0 | 0 | 0 | 0 | 0 |  | 1 | 1 | 1 | 0 | 0 | 0
load_220363564 |  | node_1271089_247_15288331_697 |  | AN | 0 | Residential | 6984+2975.172j | 0 | 0 | 0 | 0 | 0 | [24 empty] | 8102801 | no | no |  |  | no |  | 0 | 0 | 0 | 0 | 0 | 0 |  | 1 | 1 | 1 | 0 | 0 | 0
load_220363567 |  | node_1270455_194_15289456_879 |  | AN | 0 | Residential | 35899.2+15292.995j | 0 | 0 | 0 | 0 | 0 | [24 empty] | 8102801 | no | no |  |  | no |  | 0 | 0 | 0 | 0 | 0 | 0 |  | 1 | 1 | 1 | 0 | 0 | 0
load_220363568 |  | node_1269899_802_15288994_765 |  | AN | 0 | Residential | 2448+1042.844j | 0 | 0 | 0 | 0 | 0 | [24 empty] | 8102801 | no | no |  |  | no |  | 0 | 0 | 0 | 0 | 0 | 0 |  | 1 | 1 | 1 | 0 | 0 | 0
load_220363568-L-1 |  | node_1269899_802_15288994_765 |  | AN | 0 | Residential | 0 | 0 | 0 | 0 | 0 | 0 | [24 empty] | 8102801 | no | no |  |  | no |  | 0 | 0 | 0 | 0 | 0 | 0 |  | 1 | 1 | 1 | 0 | 0 | 0
load_220363569 |  | node_1269840_698_15289330_188 |  | AN | 0 | Residential | 8805.6+3751.17j | 0 | 0 | 0 | 0 | 0 | [24 empty] | 8102801 | no | no |  |  | no |  | 0 | 0 | 0 | 0 | 0 | 0 |  | 1 | 1 | 1 | 0 | 0 | 0
load_220363570 |  | node_1270260_755_15289690_999 |  | AN | 0 | NonResidential | 900+383.398j | 0 | 0 | 0 | 0 | 0 | [24 empty] | 8102801 | no | no |  |  | no |  | 0 | 0 | 0 | 0 | 0 | 0 |  | 1 | 1 | 1 | 0 | 0 | 0
load_220363573 |  | node_1269803_334_15291166_22 |  | AN | 0 | Residential | 12657.6+5392.115j | 0 | 0 | 0 | 0 | 0 | [24 empty] | 8102801 | no | no |  |  | no |  | 0 | 0 | 0 | 0 | 0 | 0 |  | 1 | 1 | 1 | 0 | 0 | 0
load_220363574 |  | node_1269772_225_15291418_992 |  | AN | 0 | Residential | 27892.8+11882.283j | 0 | 0 | 0 | 0 | 0 | [24 empty] | 8102801 | no | no |  |  | no |  | 0 | 0 | 0 | 0 | 0 | 0 |  | 1 | 1 | 1 | 0 | 0 | 0
load_220363575 |  | node_1269585_776_15291686_141 |  | AN | 0 | Residential | 1180.8+503.019j | 0 | 0 | 0 | 0 | 0 | [24 empty] | 8102801 | no | no |  |  | no |  | 0 | 0 | 0 | 0 | 0 | 0 |  | 1 | 1 | 1 | 0 | 0 | 0
load_220363576 |  | node_1269367_584_15291997_093 |  | AN | 0 | Residential | 5119.2+2180.77j | 0 | 0 | 0 | 0 | 0 | [24 empty] | 8102801 | no | no |  |  | no |  | 0 | 0 | 0 | 0 | 0 | 0 |  | 1 | 1 | 1 | 0 | 0 | 0
load_220363577 |  | node_1269121_989_15292353_87 |  | AN | 0 | Residential | 27172.8+11575.564j | 0 | 0 | 0 | 0 | 0 | [24 empty] | 8102801 | no | no |  |  | no |  | 0 | 0 | 0 | 0 | 0 | 0 |  | 1 | 1 | 1 | 0 | 0 | 0
load_220363579 |  | node_1268029_266_15293721_35 |  | AN | 0 | Residential | 6256.8+2665.386j | 0 | 0 | 0 | 0 | 0 | [24 empty] | 8102801 | no | no |  |  | no |  | 0 | 0 | 0 | 0 | 0 | 0 |  | 1 | 1 | 1 | 0 | 0 | 0
load_220363580 |  | node_1267964_529_15293881_365 |  | AN | 0 | Residential | 12499.2+5324.637j | 0 | 0 | 0 | 0 | 0 | [24 empty] | 8102801 | no | no |  |  | no |  | 0 | 0 | 0 | 0 | 0 | 0 |  | 1 | 1 | 1 | 0 | 0 | 0
load_220363581 |  | node_1268403_733_15294439_516 |  | AN | 0 | Residential | 17280+7361.249j | 0 | 0 | 0 | 0 | 0 | [24 empty] | 8102801 | no | no |  |  | no |  | 0 | 0 | 0 | 0 | 0 | 0 |  | 1 | 1 | 1 | 0 | 0 | 0
load_220363582 |  | node_1267813_595_15294201_289 |  | AN | 0 | Residential | 20390.4+8686.274j | 0 | 0 | 0 | 0 | 0 | [24 empty] | 8102801 | no | no |  |  | no |  | 0 | 0 | 0 | 0 | 0 | 0 |  | 1 | 1 | 1 | 0 | 0 | 0
load_220363583 |  | node_1267732_137_15294653_074 |  | AN | 0 | Residential | 1281.6+545.959j | 0 | 0 | 0 | 0 | 0 | [24 empty] | 8102801 | no | no |  |  | no |  | 0 | 0 | 0 | 0 | 0 | 0 |  | 1 | 1 | 1 | 0 | 0 | 0
load_220363584 |  | node_1267979_163_15294876_899 |  | AN | 0 | Residential | 20203.2+8606.527j | 0 | 0 | 0 | 0 | 0 | [24 empty] | 8102801 | no | no |  |  | no |  | 0 | 0 | 0 | 0 | 0 | 0 |  | 1 | 1 | 1 | 0 | 0 | 0
load_220363585 |  | node_1267433_533_15295063_085 |  | AN | 0 | Residential | 7646.4+3257.353j | 0 | 0 | 0 | 0 | 0 | [24 empty] | 8102801 | no | no |  |  | no |  | 0 | 0 | 0 | 0 | 0 | 0 |  | 1 | 1 | 1 | 0 | 0 | 0
load_220363586 |  | node_1267503_606_15295419_077 |  | AN | 0 | Residential | 18453.6+7861.201j | 0 | 0 | 0 | 0 | 0 | [24 empty] | 8102801 | no | no |  |  | no |  | 0 | 0 | 0 | 0 | 0 | 0 |  | 1 | 1 | 1 | 0 | 0 | 0
load_220363587 |  | node_1267276_693_15295530_474 |  | AN | 0 | Residential | 11066.4+4714.267j | 0 | 0 | 0 | 0 | 0 | [24 empty] | 8102801 | no | no |  |  | no |  | 0 | 0 | 0 | 0 | 0 | 0 |  | 1 | 1 | 1 | 0 | 0 | 0
load_220363588 |  | node_1267242_673_15295920_236 |  | AN | 0 | Residential | 21254.4+9054.336j | 0 | 0 | 0 | 0 | 0 | [24 empty] | 8102801 | no | no |  |  | no |  | 0 | 0 | 0 | 0 | 0 | 0 |  | 1 | 1 | 1 | 0 | 0 | 0
load_220363589 |  | node_1267072_966_15296094_067 |  | AN | 0 | Residential | 4464+1901.656j | 0 | 0 | 0 | 0 | 0 | [24 empty] | 8102801 | no | no |  |  | no |  | 0 | 0 | 0 | 0 | 0 | 0 |  | 1 | 1 | 1 | 0 | 0 | 0
load_220363590 |  | node_1266804_339_15296742_382 |  | AN | 0 | Residential | 10015.2+4266.457j | 0 | 0 | 0 | 0 | 0 | [24 empty] | 8102801 | no | no |  |  | no |  | 0 | 0 | 0 | 0 | 0 | 0 |  | 1 | 1 | 1 | 0 | 0 | 0
load_220363592 |  | node_1265498_443_15299388_476 |  | AN | 0 | Residential | 28461.6+12124.591j | 0 | 0 | 0 | 0 | 0 | [24 empty] | 8102801 | no | no |  |  | no |  | 0 | 0 | 0 | 0 | 0 | 0 |  | 1 | 1 | 1 | 0 | 0 | 0
load_220363593 |  | node_1265469_157_15300088_536 |  | AN | 0 | Residential | 1663.2+708.52j | 0 | 0 | 0 | 0 | 0 | [24 empty] | 8102801 | no | no |  |  | no |  | 0 | 0 | 0 | 0 | 0 | 0 |  | 1 | 1 | 1 | 0 | 0 | 0
load_220363594 |  | node_1265568_536_15300789_024 |  | AN | 0 | Residential | 12081.6+5146.74j | 0 | 0 | 0 | 0 | 0 | [24 empty] | 8102801 | no | no |  |  | no |  | 0 | 0 | 0 | 0 | 0 | 0 |  | 1 | 1 | 1 | 0 | 0 | 0
load_220363595 |  | node_1265594_929_15301225_923 |  | AN | 0 | Residential | 20829.6+8873.372j | 0 | 0 | 0 | 0 | 0 | [24 empty] | 8102801 | no | no |  |  | no |  | 0 | 0 | 0 | 0 | 0 | 0 |  | 1 | 1 | 1 | 0 | 0 | 0
load_220363596 |  | node_1265789_402_15301673_722 |  | AN | 0 | Residential | 46483.2+19801.76j | 0 | 0 | 0 | 0 | 0 | [24 empty] | 8102801 | no | no |  |  | no |  | 0 | 0 | 0 | 0 | 0 | 0 |  | 1 | 1 | 1 | 0 | 0 | 0
load_220363597 |  | node_1265788_619_15302378_883 |  | AN | 0 | Residential | 9367.2+3990.41j | 0 | 0 | 0 | 0 | 0 | [24 empty] | 8102801 | no | no |  |  | no |  | 0 | 0 | 0 | 0 | 0 | 0 |  | 1 | 1 | 1 | 0 | 0 | 0
load_220363598 |  | node_1265347_743_15303319_094 |  | AN | 0 | Residential | 0 | 0 | 0 | 0 | 0 | 0 | [24 empty] | 8102801 | no | no |  |  | no |  | 0 | 0 | 0 | 0 | 0 | 0 |  | 1 | 1 | 1 | 0 | 0 | 0
load_220363599 |  | node_1265243_841_15303561_927 |  | AN | 0 | Residential | 6804+2898.492j | 0 | 0 | 0 | 0 | 0 | [24 empty] | 8102801 | no | no |  |  | no |  | 0 | 0 | 0 | 0 | 0 | 0 |  | 1 | 1 | 1 | 0 | 0 | 0
load_220363600 |  | node_1265086_783_15303960_299 |  | AN | 0 | Residential | 13500+5750.976j | 0 | 0 | 0 | 0 | 0 | [24 empty] | 8102801 | no | no |  |  | no |  | 0 | 0 | 0 | 0 | 0 | 0 |  | 1 | 1 | 1 | 0 | 0 | 0
load_220363601 |  | node_1265005_658_15304269_191 |  | AN | 0 | Residential | 561.6+239.241j | 0 | 0 | 0 | 0 | 0 | [24 empty] | 8102801 | no | no |  |  | no |  | 0 | 0 | 0 | 0 | 0 | 0 |  | 1 | 1 | 1 | 0 | 0 | 0
load_220363602 |  | node_1264927_149_15304564_92 |  | AN | 0 | Residential | 13860+5904.335j | 0 | 0 | 0 | 0 | 0 | [24 empty] | 8102801 | no | no |  |  | no |  | 0 | 0 | 0 | 0 | 0 | 0 |  | 1 | 1 | 1 | 0 | 0 | 0
load_220363603 |  | node_1265012_046_15305038_735 |  | AN | 0 | Residential | 8100+3450.586j | 0 | 0 | 0 | 0 | 0 | [24 empty] | 8102801 | no | no |  |  | no |  | 0 | 0 | 0 | 0 | 0 | 0 |  | 1 | 1 | 1 | 0 | 0 | 0
load_220363604 |  | node_1265315_58_15306879_099 |  | AN | 0 | Residential | 7711.2+3284.957j | 0 | 0 | 0 | 0 | 0 | [24 empty] | 8102801 | no | no |  |  | no |  | 0 | 0 | 0 | 0 | 0 | 0 |  | 1 | 1 | 1 | 0 | 0 | 0
load_220363605 |  | node_1265533_108_15307896_572 |  | AN | 0 | Residential | 6242.4+2659.251j | 0 | 0 | 0 | 0 | 0 | [24 empty] | 8102801 | no | no |  |  | no |  | 0 | 0 | 0 | 0 | 0 | 0 |  | 1 | 1 | 1 | 0 | 0 | 0
load_220363606 |  | node_1265601_765_15308237_025 |  | AN | 0 | Residential | 13744.8+5855.26j | 0 | 0 | 0 | 0 | 0 | [24 empty] | 8102801 | no | no |  |  | no |  | 0 | 0 | 0 | 0 | 0 | 0 |  | 1 | 1 | 1 | 0 | 0 | 0
load_220363607 |  | node_1265453_353_15308744_441 |  | AN | 0 | Residential | 13968+5950.343j | 0 | 0 | 0 | 0 | 0 | [24 empty] | 8102801 | no | no |  |  | no |  | 0 | 0 | 0 | 0 | 0 | 0 |  | 1 | 1 | 1 | 0 | 0 | 0
load_220363608 |  | node_1265517_455_15309211_518 |  | AN | 0 | Residential | 7171.2+3054.918j | 0 | 0 | 0 | 0 | 0 | [24 empty] | 8102801 | no | no |  |  | no |  | 0 | 0 | 0 | 0 | 0 | 0 |  | 1 | 1 | 1 | 0 | 0 | 0
load_220363619 |  | node_1272237_426_15273634_872 |  | AN | 0 | Residential | 0 | 0 | 0 | 0 | 0 | 0 | [24 empty] | 8102801 | no | no |  |  | no |  | 0 | 0 | 0 | 0 | 0 | 0 |  | 1 | 1 | 1 | 0 | 0 | 0
load_220363620 |  | node_1272317_845_15274575_351 |  | AN | 0 | NonResidential | 1562.4+665.58j | 0 | 0 | 0 | 0 | 0 | [24 empty] | 8102801 | no | no |  |  | no |  | 0 | 0 | 0 | 0 | 0 | 0 |  | 1 | 1 | 1 | 0 | 0 | 0
load_220363621 |  | node_1272600_219_15274944_43 |  | AN | 0 | Residential | 18590.4+7919.477j | 0 | 0 | 0 | 0 | 0 | [24 empty] | 8102801 | no | no |  |  | no |  | 0 | 0 | 0 | 0 | 0 | 0 |  | 1 | 1 | 1 | 0 | 0 | 0
load_220363622 |  | node_1272799_341_15275510_605 |  | AN | 0 | Residential | 25264.8+10762.76j | 0 | 0 | 0 | 0 | 0 | [24 empty] | 8102801 | no | no |  |  | no |  | 0 | 0 | 0 | 0 | 0 | 0 |  | 1 | 1 | 1 | 0 | 0 | 0
load_220363623 |  | node_1272984_618_15275992_851 |  | AN | 0 | Residential | 1857.6+791.334j | 0 | 0 | 0 | 0 | 0 | [24 empty] | 8102801 | no | no |  |  | no |  | 0 | 0 | 0 | 0 | 0 | 0 |  | 1 | 1 | 1 | 0 | 0 | 0
load_220363624 |  | node_1273077_04_15276205_556 |  | AN | 0 | Residential | 3261.6+1389.436j | 0 | 0 | 0 | 0 | 0 | [24 empty] | 8102801 | no | no |  |  | no |  | 0 | 0 | 0 | 0 | 0 | 0 |  | 1 | 1 | 1 | 0 | 0 | 0
load_220363625 |  | node_1273324_158_15276665_833 |  | AN | 0 | NonResidential | 3585.6+1527.459j | 0 | 0 | 0 | 0 | 0 | [24 empty] | 8102801 | no | no |  |  | no |  | 0 | 0 | 0 | 0 | 0 | 0 |  | 1 | 1 | 1 | 0 | 0 | 0
load_220363627 |  | node_1273824_037_15277655_54 |  | AN | 0 | Other | 0 | 0 | 0 | 0 | 0 | 0 | [24 empty] | 8102801 | no | no |  |  | no |  | 0 | 0 | 0 | 0 | 0 | 0 |  | 1 | 1 | 1 | 0 | 0 | 0
load_220363628 |  | node_1274113_774_15278025_897 |  | AN | 0 | Residential | 22017.6+9379.458j | 0 | 0 | 0 | 0 | 0 | [24 empty] | 8102801 | no | no |  |  | no |  | 0 | 0 | 0 | 0 | 0 | 0 |  | 1 | 1 | 1 | 0 | 0 | 0
load_220363629 |  | node_1274278_167_15278294_465 |  | AN | 0 | Residential | 36468+15535.303j | 0 | 0 | 0 | 0 | 0 | [24 empty] | 8102801 | no | no |  |  | no |  | 0 | 0 | 0 | 0 | 0 | 0 |  | 1 | 1 | 1 | 0 | 0 | 0
load_220363630 |  | node_1274526_12_15278758_483 |  | AN | 0 | Residential | 58996.8+25132.532j | 0 | 0 | 0 | 0 | 0 | [24 empty] | 8102801 | no | no |  |  | no |  | 0 | 0 | 0 | 0 | 0 | 0 |  | 1 | 1 | 1 | 0 | 0 | 0
load_220363631 |  | node_1274811_116_15279094_204 |  | AN | 0 | NonResidential | 14.4+6.134j | 0 | 0 | 0 | 0 | 0 | [24 empty] | 8102801 | no | no |  |  | no |  | 0 | 0 | 0 | 0 | 0 | 0 |  | 1 | 1 | 1 | 0 | 0 | 0
load_220363632 |  | node_1274992_409_15279389_604 |  | AN | 0 | Residential | 37476+15964.709j | 0 | 0 | 0 | 0 | 0 | [24 empty] | 8102801 | no | no |  |  | no |  | 0 | 0 | 0 | 0 | 0 | 0 |  | 1 | 1 | 1 | 0 | 0 | 0
load_220363633 |  | node_1275116_479_15279495_246 |  | AN | 0 | Residential | 40824+17390.951j | 0 | 0 | 0 | 0 | 0 | [24 empty] | 8102801 | no | no |  |  | no |  | 0 | 0 | 0 | 0 | 0 | 0 |  | 1 | 1 | 1 | 0 | 0 | 0
load_220363634 |  | node_1275200_532_15279602_39 |  | AN | 0 | NonResidential | 396+168.695j | 0 | 0 | 0 | 0 | 0 | [24 empty] | 8102801 | no | no |  |  | no |  | 0 | 0 | 0 | 0 | 0 | 0 |  | 1 | 1 | 1 | 0 | 0 | 0
load_220363639 |  | node_1274876_469_15280739_919 |  | AN | 0 | Residential | 2534.4+1079.65j | 0 | 0 | 0 | 0 | 0 | [24 empty] | 8102801 | no | no |  |  | no |  | 0 | 0 | 0 | 0 | 0 | 0 |  | 1 | 1 | 1 | 0 | 0 | 0
load_220363641 |  | node_1274412_316_15281317_958 |  | AN | 0 | NonResidential | 7812+3327.898j | 0 | 0 | 0 | 0 | 0 | [24 empty] | 8102801 | no | no |  |  | no |  | 0 | 0 | 0 | 0 | 0 | 0 |  | 1 | 1 | 1 | 0 | 0 | 0
load_220363642 |  | node_1274150_114_15281501_064 |  | AN | 0 | Residential | 7552.8+3217.479j | 0 | 0 | 0 | 0 | 0 | [24 empty] | 8102801 | no | no |  |  | no |  | 0 | 0 | 0 | 0 | 0 | 0 |  | 1 | 1 | 1 | 0 | 0 | 0
load_220363643 |  | node_1273935_925_15281843_68 |  | AN | 0 | Residential | 8632.8+3677.557j | 0 | 0 | 0 | 0 | 0 | [24 empty] | 8102801 | no | no |  |  | no |  | 0 | 0 | 0 | 0 | 0 | 0 |  | 1 | 1 | 1 | 0 | 0 | 0
load_220363644 |  | node_1273630_158_15282002_957 |  | AN | 0 | Residential | 20332.8+8661.737j | 0 | 0 | 0 | 0 | 0 | [24 empty] | 8102801 | no | no |  |  | no |  | 0 | 0 | 0 | 0 | 0 | 0 |  | 1 | 1 | 1 | 0 | 0 | 0
load_220363645 |  | node_1273779_071_15282331_728 |  | AN | 0 | Residential | 41832+17820.357j | 0 | 0 | 0 | 0 | 0 | [24 empty] | 8102801 | no | no |  |  | no |  | 0 | 0 | 0 | 0 | 0 | 0 |  | 1 | 1 | 1 | 0 | 0 | 0
load_220363646 |  | node_1273559_649_15282803_376 |  | AN | 0 | Residential | 28706.4+12228.875j | 0 | 0 | 0 | 0 | 0 | [24 empty] | 8102801 | no | no |  |  | no |  | 0 | 0 | 0 | 0 | 0 | 0 |  | 1 | 1 | 1 | 0 | 0 | 0
load_220363647 |  | node_1273328_177_15283208_405 |  | AN | 0 | Residential | 1800+766.797j | 0 | 0 | 0 | 0 | 0 | [24 empty] | 8102801 | no | no |  |  | no |  | 0 | 0 | 0 | 0 | 0 | 0 |  | 1 | 1 | 1 | 0 | 0 | 0
load_220363648 |  | node_1272969_461_15283717_903 |  | AN | 0 | Residential | 3499.2+1490.653j | 0 | 0 | 0 | 0 | 0 | [24 empty] | 8102801 | no | no |  |  | no |  | 0 | 0 | 0 | 0 | 0 | 0 |  | 1 | 1 | 1 | 0 | 0 | 0
load_220363649 |  | node_1272814_684_15283910_855 |  | AN | 0 | Residential | 252+107.352j | 0 | 0 | 0 | 0 | 0 | [24 empty] | 8102801 | no | no |  |  | no |  | 0 | 0 | 0 | 0 | 0 | 0 |  | 1 | 1 | 1 | 0 | 0 | 0
load_220363651 |  | node_1272720_534_15284943_272 |  | AN | 0 | Residential | 35589.6+15161.106j | 0 | 0 | 0 | 0 | 0 | [24 empty] | 8102801 | no | no |  |  | no |  | 0 | 0 | 0 | 0 | 0 | 0 |  | 1 | 1 | 1 | 0 | 0 | 0
load_220363652 |  | node_1272757_178_15284667_521 |  | AN | 0 | Residential | 1216.8+518.355j | 0 | 0 | 0 | 0 | 0 | [24 empty] | 8102801 | no | no |  |  | no |  | 0 | 0 | 0 | 0 | 0 | 0 |  | 1 | 1 | 1 | 0 | 0 | 0
load_220363653 |  | node_1272856_337_15284203_736 |  | AN | 0 | Residential | 4176+1778.969j | 0 | 0 | 0 | 0 | 0 | [24 empty] | 8102801 | no | no |  |  | no |  | 0 | 0 | 0 | 0 | 0 | 0 |  | 1 | 1 | 1 | 0 | 0 | 0
load_220363654 |  | node_1272482_066_15285607_622 |  | AN | 0 | Residential | 10144.8+4321.667j | 0 | 0 | 0 | 0 | 0 | [24 empty] | 8102801 | no | no |  |  | no |  | 0 | 0 | 0 | 0 | 0 | 0 |  | 1 | 1 | 1 | 0 | 0 | 0
load_220363655 |  | node_1272558_78_15285325_13 |  | AN | 0 | Residential | 5457.6+2324.928j | 0 | 0 | 0 | 0 | 0 | [24 empty] | 8102801 | no | no |  |  | no |  | 0 | 0 | 0 | 0 | 0 | 0 |  | 1 | 1 | 1 | 0 | 0 | 0
load_220363657 |  | node_1271959_502_15286491_573 |  | AN | 0 | Residential | 4507.2+1920.059j | 0 | 0 | 0 | 0 | 0 | [24 empty] | 8102801 | no | no |  |  | no |  | 0 | 0 | 0 | 0 | 0 | 0 |  | 1 | 1 | 1 | 0 | 0 | 0
load_220363659 |  | node_1271690_242_15287190_334 |  | AN | 0 | NonResidential | 3153.6+1343.428j | 0 | 0 | 0 | 0 | 0 | [24 empty] | 8102801 | no | no |  |  | no |  | 0 | 0 | 0 | 0 | 0 | 0 |  | 1 | 1 | 1 | 0 | 0 | 0
load_220363661 |  | node_1264105_154_15271424_394 |  | AN | 0 | Residential | 18936+8066.702j | 0 | 0 | 0 | 0 | 0 | [24 empty] | 8102801 | no | no |  |  | no |  | 0 | 0 | 0 | 0 | 0 | 0 |  | 1 | 1 | 1 | 0 | 0 | 0
load_220363665 |  | node_1271671_223_15271705_87 |  | AN | 0 | Residential | 4860+2070.351j | 0 | 0 | 0 | 0 | 0 | [24 empty] | 8102801 | no | no |  |  | no |  | 0 | 0 | 0 | 0 | 0 | 0 |  | 1 | 1 | 1 | 0 | 0 | 0
load_220363666 |  | node_1271018_995_15270644_847 |  | AN | 0 | Other | 0 | 0 | 0 | 0 | 0 | 0 | [24 empty] | 8102801 | no | no |  |  | no |  | 0 | 0 | 0 | 0 | 0 | 0 |  | 1 | 1 | 1 | 0 | 0 | 0
load_220363667 |  | node_1270976_475_15270486_794 |  | AN | 0 | NonResidential | 5356.8+2281.987j | 0 | 0 | 0 | 0 | 0 | [24 empty] | 8102801 | no | no |  |  | no |  | 0 | 0 | 0 | 0 | 0 | 0 |  | 1 | 1 | 1 | 0 | 0 | 0
load_220363668 |  | node_1271064_33_15270157_241 |  | AN | 0 | Residential | 40831.2+17394.018j | 0 | 0 | 0 | 0 | 0 | [24 empty] | 8102801 | no | no |  |  | no |  | 0 | 0 | 0 | 0 | 0 | 0 |  | 1 | 1 | 1 | 0 | 0 | 0
load_220363671 |  | node_1268790_33_15269871_318 |  | AN | 0 | Residential | 4557.6+1941.529j | 0 | 0 | 0 | 0 | 0 | [24 empty] | 8102801 | no | no |  |  | no |  | 0 | 0 | 0 | 0 | 0 | 0 |  | 1 | 1 | 1 | 0 | 0 | 0
load_220363673 |  | node_1267921_946_15269848_168 |  | AN | 0 | Residential | 5558.4+2367.868j | 0 | 0 | 0 | 0 | 0 | [24 empty] | 8102801 | no | no |  |  | no |  | 0 | 0 | 0 | 0 | 0 | 0 |  | 1 | 1 | 1 | 0 | 0 | 0
load_220363674 |  | node_1266001_222_15270460_328 |  | AN | 0 | Other | 0 | 0 | 0 | 0 | 0 | 0 | [24 empty] | 8102801 | no | no |  |  | no |  | 0 | 0 | 0 | 0 | 0 | 0 |  | 1 | 1 | 1 | 0 | 0 | 0
load_220363675 |  | node_1265471_157_15270544_279 |  | AN | 0 | NonResidential | 3319.2+1413.973j | 0 | 0 | 0 | 0 | 0 | [24 empty] | 8102801 | no | no |  |  | no |  | 0 | 0 | 0 | 0 | 0 | 0 |  | 1 | 1 | 1 | 0 | 0 | 0
load_220363676 |  | node_1265000_262_15270414_634 |  | AN | 0 | Residential | 8524.8+3631.55j | 0 | 0 | 0 | 0 | 0 | [24 empty] | 8102801 | no | no |  |  | no |  | 0 | 0 | 0 | 0 | 0 | 0 |  | 1 | 1 | 1 | 0 | 0 | 0
load_220363677 |  | node_1271873_087_15272438_925 |  | AN | 0 | Residential | 20750.4+8839.633j | 0 | 0 | 0 | 0 | 0 | [24 empty] | 8102801 | no | no |  |  | no |  | 0 | 0 | 0 | 0 | 0 | 0 |  | 1 | 1 | 1 | 0 | 0 | 0
load_220363678 |  | node_1262960_439_15270833_719 |  | AN | 0 | Residential | 5738.4+2444.548j | 0 | 0 | 0 | 0 | 0 | [24 empty] | 8102801 | no | no |  |  | no |  | 0 | 0 | 0 | 0 | 0 | 0 |  | 1 | 1 | 1 | 0 | 0 | 0
load_220363679 |  | node_1262972_864_15271036_773 |  | AN | 0 | Residential | 9252+3941.335j | 0 | 0 | 0 | 0 | 0 | [24 empty] | 8102801 | no | no |  |  | no |  | 0 | 0 | 0 | 0 | 0 | 0 |  | 1 | 1 | 1 | 0 | 0 | 0
load_220363680 |  | node_1261921_941_15270494_069 |  | BN | 0 | Residential | 0 | 14133.6+6020.888j | 0 | 0 | 0 | 0 | [24 empty] | 8102801 | no | no |  |  | no |  | 0 | 0 | 0 | 0 | 0 | 0 |  | 1 | 1 | 1 | 0 | 0 | 0
load_220363682 |  | node_1261512_438_15270636_577 |  | AN | 0 | Residential | 10094.4+4300.196j | 0 | 0 | 0 | 0 | 0 | [24 empty] | 8102801 | no | no |  |  | no |  | 0 | 0 | 0 | 0 | 0 | 0 |  | 1 | 1 | 1 | 0 | 0 | 0
load_220363683 |  | node_1261156_395_15270645_451 |  | AN | 0 | Residential | 3000+1277.995j | 0 | 0 | 0 | 0 | 0 | [24 empty] | 8102801 | no | no |  |  | no |  | 0 | 0 | 0 | 0 | 0 | 0 |  | 1 | 1 | 1 | 0 | 0 | 0
load_220363684 |  | node_1260941_313_15270653_37 |  | AN | 0 | Residential | 11944.8+5088.463j | 0 | 0 | 0 | 0 | 0 | [24 empty] | 8102801 | no | no |  |  | no |  | 0 | 0 | 0 | 0 | 0 | 0 |  | 1 | 1 | 1 | 0 | 0 | 0
load_220363685 |  | node_1260557_689_15270593_203 |  | AN | 0 | Residential | 9295.2+3959.739j | 0 | 0 | 0 | 0 | 0 | [24 empty] | 8102801 | no | no |  |  | no |  | 0 | 0 | 0 | 0 | 0 | 0 |  | 1 | 1 | 1 | 0 | 0 | 0
load_220363686 |  | node_1260547_118_15270965_937 |  | AN | 0 | NonResidential | 10670.4+4545.571j | 0 | 0 | 0 | 0 | 0 | [24 empty] | 8102801 | no | no |  |  | no |  | 0 | 0 | 0 | 0 | 0 | 0 |  | 1 | 1 | 1 | 0 | 0 | 0
load_220363687 |  | node_1260895_509_15271050_094 |  | AN | 0 | Residential | 705.6+300.584j | 0 | 0 | 0 | 0 | 0 | [24 empty] | 8102801 | no | no |  |  | no |  | 0 | 0 | 0 | 0 | 0 | 0 |  | 1 | 1 | 1 | 0 | 0 | 0
load_220363694 |  | node_1274240_389_15278696_464 |  | AN | 0 | Residential | 28771.2+12256.48j | 0 | 0 | 0 | 0 | 0 | [24 empty] | 8102801 | no | no |  |  | no |  | 0 | 0 | 0 | 0 | 0 | 0 |  | 1 | 1 | 1 | 0 | 0 | 0
load_220363695 |  | node_1273857_434_15279125_524 |  | AN | 0 | Residential | 3693.6+1573.467j | 0 | 0 | 0 | 0 | 0 | [24 empty] | 8102801 | no | no |  |  | no |  | 0 | 0 | 0 | 0 | 0 | 0 |  | 1 | 1 | 1 | 0 | 0 | 0
load_220363696 |  | node_1273599_713_15279248_476 |  | AN | 0 | NonResidential | 0 | 0 | 0 | 0 | 0 | 0 | [24 empty] | 8102801 | no | no |  |  | no |  | 0 | 0 | 0 | 0 | 0 | 0 |  | 1 | 1 | 1 | 0 | 0 | 0
load_220363697 |  | node_1273369_519_15279656_139 |  | AN | 0 | Residential | 26719.2+11382.332j | 0 | 0 | 0 | 0 | 0 | [24 empty] | 8102801 | no | no |  |  | no |  | 0 | 0 | 0 | 0 | 0 | 0 |  | 1 | 1 | 1 | 0 | 0 | 0
load_220363698 |  | node_1273360_367_15279924_711 |  | AN | 0 | NonResidential | 5097.6+2171.569j | 0 | 0 | 0 | 0 | 0 | [24 empty] | 8102801 | no | no |  |  | no |  | 0 | 0 | 0 | 0 | 0 | 0 |  | 1 | 1 | 1 | 0 | 0 | 0
load_220363701 |  | node_1267135_376_15276130_887 |  | AN | 0 | Residential | 4284+1824.976j | 0 | 0 | 0 | 0 | 0 | [24 empty] | 8102801 | no | no |  |  | no |  | 0 | 0 | 0 | 0 | 0 | 0 |  | 1 | 1 | 1 | 0 | 0 | 0
load_220363702 |  | node_1266920_024_15275730_256 |  | AN | 0 | Residential | 15523.2+6612.856j | 0 | 0 | 0 | 0 | 0 | [24 empty] | 8102801 | no | no |  |  | no |  | 0 | 0 | 0 | 0 | 0 | 0 |  | 1 | 1 | 1 | 0 | 0 | 0
load_220363703 |  | node_1265896_56_15280317_922 |  | AN | 0 | Residential | 720+306.719j | 0 | 0 | 0 | 0 | 0 | [24 empty] | 8102801 | no | no |  |  | no |  | 0 | 0 | 0 | 0 | 0 | 0 |  | 1 | 1 | 1 | 0 | 0 | 0
load_220363704 |  | node_1267525_125_15273493_766 |  | AN | 0 | Residential | 3045.6+1297.42j | 0 | 0 | 0 | 0 | 0 | [24 empty] | 8102801 | no | no |  |  | no |  | 0 | 0 | 0 | 0 | 0 | 0 |  | 1 | 1 | 1 | 0 | 0 | 0
load_220363705 |  | node_1267105_901_15273598_377 |  | AN | 0 | Residential | 2736+1165.531j | 0 | 0 | 0 | 0 | 0 | [24 empty] | 8102801 | no | no |  |  | no |  | 0 | 0 | 0 | 0 | 0 | 0 |  | 1 | 1 | 1 | 0 | 0 | 0
load_220363706 |  | node_1267439_332_15273226_128 |  | AN | 0 | Residential | 3744+1594.937j | 0 | 0 | 0 | 0 | 0 | [24 empty] | 8102801 | no | no |  |  | no |  | 0 | 0 | 0 | 0 | 0 | 0 |  | 1 | 1 | 1 | 0 | 0 | 0
load_220363707 |  | node_1267335_349_15273005_624 |  | AN | 0 | Residential | 7444.8+3171.472j | 0 | 0 | 0 | 0 | 0 | [24 empty] | 8102801 | no | no |  |  | no |  | 0 | 0 | 0 | 0 | 0 | 0 |  | 1 | 1 | 1 | 0 | 0 | 0
load_220363708 |  | node_1267405_113_15272816_823 |  | AN | 0 | Residential | 4096.8+1745.229j | 0 | 0 | 0 | 0 | 0 | [24 empty] | 8102801 | no | no |  |  | no |  | 0 | 0 | 0 | 0 | 0 | 0 |  | 1 | 1 | 1 | 0 | 0 | 0
load_220363709 |  | node_1267237_032_15272165_636 |  | AN | 0 | Residential | 4680+1993.672j | 0 | 0 | 0 | 0 | 0 | [24 empty] | 8102801 | no | no |  |  | no |  | 0 | 0 | 0 | 0 | 0 | 0 |  | 1 | 1 | 1 | 0 | 0 | 0
load_220363712 |  | node_1267621_345_15270217_743 |  | AN | 0 | Residential | 2311.2+984.567j | 0 | 0 | 0 | 0 | 0 | [24 empty] | 8102801 | no | no |  |  | no |  | 0 | 0 | 0 | 0 | 0 | 0 |  | 1 | 1 | 1 | 0 | 0 | 0
load_220363713 |  | node_1266494_584_15278186_552 |  | AN | 0 | Residential | 6616.8+2818.745j | 0 | 0 | 0 | 0 | 0 | [24 empty] | 8102801 | no | no |  |  | no |  | 0 | 0 | 0 | 0 | 0 | 0 |  | 1 | 1 | 1 | 0 | 0 | 0
load_220363714 |  | node_1266627_463_15277540_313 |  | AN | 0 | Residential | 6105.6+2600.975j | 0 | 0 | 0 | 0 | 0 | [24 empty] | 8102801 | no | no |  |  | no |  | 0 | 0 | 0 | 0 | 0 | 0 |  | 1 | 1 | 1 | 0 | 0 | 0
load_220363715 |  | node_1266864_063_15277702_346 |  | AN | 0 | Residential | 2808+1196.203j | 0 | 0 | 0 | 0 | 0 | [24 empty] | 8102801 | no | no |  |  | no |  | 0 | 0 | 0 | 0 | 0 | 0 |  | 1 | 1 | 1 | 0 | 0 | 0
load_220363716 |  | node_1267064_381_15277899_382 |  | AN | 0 | Residential | 8186.4+3487.392j | 0 | 0 | 0 | 0 | 0 | [24 empty] | 8102801 | no | no |  |  | no |  | 0 | 0 | 0 | 0 | 0 | 0 |  | 1 | 1 | 1 | 0 | 0 | 0
load_220363717 |  | node_1267213_957_15278468_684 |  | AN | 0 | Residential | 8640+3680.625j | 0 | 0 | 0 | 0 | 0 | [24 empty] | 8102801 | no | no |  |  | no |  | 0 | 0 | 0 | 0 | 0 | 0 |  | 1 | 1 | 1 | 0 | 0 | 0
load_220363718 |  | node_1271650_948_15278877_518 |  | AN | 0 | Residential | 4464+1901.656j | 0 | 0 | 0 | 0 | 0 | [24 empty] | 8102801 | no | no |  |  | no |  | 0 | 0 | 0 | 0 | 0 | 0 |  | 1 | 1 | 1 | 0 | 0 | 0
load_220363719 |  | node_1271451_304_15278590_255 |  | AN | 0 | Residential | 8539.2+3637.684j | 0 | 0 | 0 | 0 | 0 | [24 empty] | 8102801 | no | no |  |  | no |  | 0 | 0 | 0 | 0 | 0 | 0 |  | 1 | 1 | 1 | 0 | 0 | 0
load_220363720 |  | node_1271279_185_15278954_492 |  | AN | 0 | Residential | 16675.2+7103.605j | 0 | 0 | 0 | 0 | 0 | [24 empty] | 8102801 | no | no |  |  | no |  | 0 | 0 | 0 | 0 | 0 | 0 |  | 1 | 1 | 1 | 0 | 0 | 0
load_220363721 |  | node_1270404_418_15278590_684 |  | AN | 0 | Residential | 10598.4+4514.899j | 0 | 0 | 0 | 0 | 0 | [24 empty] | 8102801 | no | no |  |  | no |  | 0 | 0 | 0 | 0 | 0 | 0 |  | 1 | 1 | 1 | 0 | 0 | 0
load_220363722 |  | node_1270072_667_15278491_145 |  | AN | 0 | Residential | 5436+2315.726j | 0 | 0 | 0 | 0 | 0 | [24 empty] | 8102801 | no | no |  |  | no |  | 0 | 0 | 0 | 0 | 0 | 0 |  | 1 | 1 | 1 | 0 | 0 | 0
load_220363723 |  | node_1273778_744_15280988_303 |  | AN | 0 | Residential | 2908.8+1239.144j | 0 | 0 | 0 | 0 | 0 | [24 empty] | 8102801 | no | no |  |  | no |  | 0 | 0 | 0 | 0 | 0 | 0 |  | 1 | 1 | 1 | 0 | 0 | 0
load_220363725 |  | node_1273533_893_15280652_45 |  | AN | 0 | Residential | 9158.4+3901.462j | 0 | 0 | 0 | 0 | 0 | [24 empty] | 8102801 | no | no |  |  | no |  | 0 | 0 | 0 | 0 | 0 | 0 |  | 1 | 1 | 1 | 0 | 0 | 0
load_220363726 |  | node_1273270_173_15280490_916 |  | AN | 0 | Residential | 12535.2+5339.973j | 0 | 0 | 0 | 0 | 0 | [24 empty] | 8102801 | no | no |  |  | no |  | 0 | 0 | 0 | 0 | 0 | 0 |  | 1 | 1 | 1 | 0 | 0 | 0
load_220363727 |  | node_1273029_135_15280153_664 |  | AN | 0 | Residential | 18849.6+8029.896j | 0 | 0 | 0 | 0 | 0 | [24 empty] | 8102801 | no | no |  |  | no |  | 0 | 0 | 0 | 0 | 0 | 0 |  | 1 | 1 | 1 | 0 | 0 | 0
load_220363728 |  | node_1272760_981_15279976_319 |  | AN | 0 | Residential | 34804.8+14826.783j | 0 | 0 | 0 | 0 | 0 | [24 empty] | 8102801 | no | no |  |  | no |  | 0 | 0 | 0 | 0 | 0 | 0 |  | 1 | 1 | 1 | 0 | 0 | 0
load_220363729 |  | node_1272177_291_15279401_335 |  | AN | 0 | Residential | 26755.2+11397.667j | 0 | 0 | 0 | 0 | 0 | [24 empty] | 8102801 | no | no |  |  | no |  | 0 | 0 | 0 | 0 | 0 | 0 |  | 1 | 1 | 1 | 0 | 0 | 0
load_220363740 |  | node_1274294_079_15283217_238 |  | AN | 0 | Residential | 28303.2+12057.113j | 0 | 0 | 0 | 0 | 0 | [24 empty] | 8102801 | no | no |  |  | no |  | 0 | 0 | 0 | 0 | 0 | 0 |  | 1 | 1 | 1 | 0 | 0 | 0
load_220363742 |  | node_1274577_317_15283793_133 |  | AN | 0 | Residential | 38419.2+16366.511j | 0 | 0 | 0 | 0 | 0 | [24 empty] | 8102801 | no | no |  |  | no |  | 0 | 0 | 0 | 0 | 0 | 0 |  | 1 | 1 | 1 | 0 | 0 | 0
load_220363750 |  | node_1270983_117_15293277_144 |  | AN | 0 | Residential | 4255.2+1812.708j | 0 | 0 | 0 | 0 | 0 | [24 empty] | 8102801 | no | no |  |  | no |  | 0 | 0 | 0 | 0 | 0 | 0 |  | 1 | 1 | 1 | 0 | 0 | 0
load_220363751 |  | node_1270906_017_15293558_745 |  | AN | 0 | Residential | 3960+1686.953j | 0 | 0 | 0 | 0 | 0 | [24 empty] | 8102801 | no | no |  |  | no |  | 0 | 0 | 0 | 0 | 0 | 0 |  | 1 | 1 | 1 | 0 | 0 | 0
load_220363752 |  | node_1270841_677_15293832_927 |  | AN | 0 | Residential | 4082.4+1739.095j | 0 | 0 | 0 | 0 | 0 | [24 empty] | 8102801 | no | no |  |  | no |  | 0 | 0 | 0 | 0 | 0 | 0 |  | 1 | 1 | 1 | 0 | 0 | 0
load_220363753 |  | node_1270735_671_15294131_742 |  | AN | 0 | Residential | 7855.2+3346.301j | 0 | 0 | 0 | 0 | 0 | [24 empty] | 8102801 | no | no |  |  | no |  | 0 | 0 | 0 | 0 | 0 | 0 |  | 1 | 1 | 1 | 0 | 0 | 0
load_220363754 |  | node_1271661_359_15295784_346 |  | AN | 0 | Residential | 18619.2+7931.746j | 0 | 0 | 0 | 0 | 0 | [24 empty] | 8102801 | no | no |  |  | no |  | 0 | 0 | 0 | 0 | 0 | 0 |  | 1 | 1 | 1 | 0 | 0 | 0
load_220363755 |  | node_1270320_33_15291229_814 |  | AN | 0 | Residential | 12571.2+5355.309j | 0 | 0 | 0 | 0 | 0 | [24 empty] | 8102801 | no | no |  |  | no |  | 0 | 0 | 0 | 0 | 0 | 0 |  | 1 | 1 | 1 | 0 | 0 | 0
load_220363756 |  | node_1271803_271_15296176_333 |  | AN | 0 | Residential | 7869.6+3352.436j | 0 | 0 | 0 | 0 | 0 | [24 empty] | 8102801 | no | no |  |  | no |  | 0 | 0 | 0 | 0 | 0 | 0 |  | 1 | 1 | 1 | 0 | 0 | 0
load_220363757 |  | node_1270953_354_15291558_475 |  | AN | 0 | Residential | 6436.8+2742.065j | 0 | 0 | 0 | 0 | 0 | [24 empty] | 8102801 | no | no |  |  | no |  | 0 | 0 | 0 | 0 | 0 | 0 |  | 1 | 1 | 1 | 0 | 0 | 0
load_220363758 |  | node_1271186_492_15291878_967 |  | AN | 0 | NonResidential | 2131.2+907.887j | 0 | 0 | 0 | 0 | 0 | [24 empty] | 8102801 | no | no |  |  | no |  | 0 | 0 | 0 | 0 | 0 | 0 |  | 1 | 1 | 1 | 0 | 0 | 0
load_220363759 |  | node_1271136_046_15292260_202 |  | AN | 0 | Residential | 2764.8+1177.8j | 0 | 0 | 0 | 0 | 0 | [24 empty] | 8102801 | no | no |  |  | no |  | 0 | 0 | 0 | 0 | 0 | 0 |  | 1 | 1 | 1 | 0 | 0 | 0
load_220363760 |  | node_1271111_554_15292532_247 |  | AN | 0 | Residential | 10612.8+4521.034j | 0 | 0 | 0 | 0 | 0 | [24 empty] | 8102801 | no | no |  |  | no |  | 0 | 0 | 0 | 0 | 0 | 0 |  | 1 | 1 | 1 | 0 | 0 | 0
load_220363761 |  | node_1271019_287_15293064_647 |  | AN | 0 | Residential | 7855.2+3346.301j | 0 | 0 | 0 | 0 | 0 | [24 empty] | 8102801 | no | no |  |  | no |  | 0 | 0 | 0 | 0 | 0 | 0 |  | 1 | 1 | 1 | 0 | 0 | 0
load_220363791 |  | node_1267735_165_15307241_166 |  | AN | 0 | Residential | 4305.6+1834.178j | 0 | 0 | 0 | 0 | 0 | [24 empty] | 8102801 | no | no |  |  | no |  | 0 | 0 | 0 | 0 | 0 | 0 |  | 1 | 1 | 1 | 0 | 0 | 0
load_220363797 |  | node_1255658_732_15294555_897 |  | AN | 0 | Residential | 15962.4+6799.954j | 0 | 0 | 0 | 0 | 0 | [24 empty] | 8102801 | no | no |  |  | no |  | 0 | 0 | 0 | 0 | 0 | 0 |  | 1 | 1 | 1 | 0 | 0 | 0
load_220363798 |  | node_1274790_332_15278060_037 |  | AN | 0 | NonResidential | 1778.4+757.595j | 0 | 0 | 0 | 0 | 0 | [24 empty] | 8102801 | no | no |  |  | no |  | 0 | 0 | 0 | 0 | 0 | 0 |  | 1 | 1 | 1 | 0 | 0 | 0
load_220363800 |  | node_1275039_599_15279219_633 |  | AN | 0 | Residential | 16070.4+6845.962j | 0 | 0 | 0 | 0 | 0 | [24 empty] | 8102801 | no | no |  |  | no |  | 0 | 0 | 0 | 0 | 0 | 0 |  | 1 | 1 | 1 | 0 | 0 | 0
load_220363801 |  | node_1267746_574_15269943_758 |  | AN | 0 | Residential | 4910.4+2091.822j | 0 | 0 | 0 | 0 | 0 | [24 empty] | 8102801 | no | no |  |  | no |  | 0 | 0 | 0 | 0 | 0 | 0 |  | 1 | 1 | 1 | 0 | 0 | 0
load_220363802 |  | node_1267553_259_15269678_699 |  | AN | 0 | Residential | 36252+15443.287j | 0 | 0 | 0 | 0 | 0 | [24 empty] | 8102801 | no | no |  |  | no |  | 0 | 0 | 0 | 0 | 0 | 0 |  | 1 | 1 | 1 | 0 | 0 | 0
load_220363830 |  | node_1252307_261_15272474_389 |  | AN | 0 | Residential | 2563.2+1091.919j | 0 | 0 | 0 | 0 | 0 | [24 empty] | 8102801 | no | no |  |  | no |  | 0 | 0 | 0 | 0 | 0 | 0 |  | 1 | 1 | 1 | 0 | 0 | 0
load_220363831 |  | node_1251933_924_15272331_815 |  | AN | 0 | Residential | 0 | 0 | 0 | 0 | 0 | 0 | [24 empty] | 8102801 | no | no |  |  | no |  | 0 | 0 | 0 | 0 | 0 | 0 |  | 1 | 1 | 1 | 0 | 0 | 0
load_220363832 |  | node_1251738_462_15272489_663 |  | AN | 0 | Residential | 14479.2+6168.113j | 0 | 0 | 0 | 0 | 0 | [24 empty] | 8102801 | no | no |  |  | no |  | 0 | 0 | 0 | 0 | 0 | 0 |  | 1 | 1 | 1 | 0 | 0 | 0
load_220363833 |  | node_1251407_639_15272737_529 |  | AN | 0 | Other | 0 | 0 | 0 | 0 | 0 | 0 | [24 empty] | 8102801 | no | no |  |  | no |  | 0 | 0 | 0 | 0 | 0 | 0 |  | 1 | 1 | 1 | 0 | 0 | 0
load_220363836 |  | node_1261411_438_15270846_229 |  | AN | 0 | NonResidential | 3333.333+1419.994j | 0 | 0 | 0 | 0 | 0 | [24 empty] | 8102801 | no | no |  |  | no |  | 0 | 0 | 0 | 0 | 0 | 0 |  | 1 | 1 | 1 | 0 | 0 | 0
load_220363837 |  | node_1261411_118_15270872_849 |  | BN | 0 | NonResidential | 0 | 3333.333+1419.994j | 0 | 0 | 0 | 0 | [24 empty] | 8102801 | no | no |  |  | no |  | 0 | 0 | 0 | 0 | 0 | 0 |  | 1 | 1 | 1 | 0 | 0 | 0
load_220363838 |  | node_1261406_61_15270820_338 |  | CN | 0 | NonResidential | 0 | 0 | 3333.333+1419.994j | 0 | 0 | 0 | [24 empty] | 8102801 | no | no |  |  | no |  | 0 | 0 | 0 | 0 | 0 | 0 |  | 1 | 1 | 1 | 0 | 0 | 0
load_220363840 |  | node_1261799_517_15271217_746 |  | AN | 0 | Residential | 5025.6+2140.897j | 0 | 0 | 0 | 0 | 0 | [24 empty] | 8102801 | no | no |  |  | no |  | 0 | 0 | 0 | 0 | 0 | 0 |  | 1 | 1 | 1 | 0 | 0 | 0
load_220363842 |  | node_1270327_599_15285744_652 |  | AN | 0 | Residential | 9676.8+4122.3j | 0 | 0 | 0 | 0 | 0 | [24 empty] | 8102801 | no | no |  |  | no |  | 0 | 0 | 0 | 0 | 0 | 0 |  | 1 | 1 | 1 | 0 | 0 | 0
load_220363843 |  | node_1269071_732_15285568_27 |  | AN | 0 | Residential | 1706.4+726.923j | 0 | 0 | 0 | 0 | 0 | [24 empty] | 8102801 | no | no |  |  | no |  | 0 | 0 | 0 | 0 | 0 | 0 |  | 1 | 1 | 1 | 0 | 0 | 0
load_220363873 |  | node_1260160_361_15272178_867 |  | AN | 0 | Residential | 32011.2+13636.714j | 0 | 0 | 0 | 0 | 0 | [24 empty] | 8102801 | no | no |  |  | no |  | 0 | 0 | 0 | 0 | 0 | 0 |  | 1 | 1 | 1 | 0 | 0 | 0
load_220363874 |  | node_1260576_16_15272574_293 |  | AN | 0 | Residential | 3427.2+1459.981j | 0 | 0 | 0 | 0 | 0 | [24 empty] | 8102801 | no | no |  |  | no |  | 0 | 0 | 0 | 0 | 0 | 0 |  | 1 | 1 | 1 | 0 | 0 | 0
load_220363875 |  | node_1261003_673_15272545_466 |  | AN | 0 | NonResidential | 86.4+36.806j | 0 | 0 | 0 | 0 | 0 | [24 empty] | 8102801 | no | no |  |  | no |  | 0 | 0 | 0 | 0 | 0 | 0 |  | 1 | 1 | 1 | 0 | 0 | 0
load_220363876 |  | node_1260958_306_15272249_999 |  | AN | 0 | Residential | 5205.6+2217.576j | 0 | 0 | 0 | 0 | 0 | [24 empty] | 8102801 | no | no |  |  | no |  | 0 | 0 | 0 | 0 | 0 | 0 |  | 1 | 1 | 1 | 0 | 0 | 0
load_220363883 |  | node_1257784_409_15276396_015 |  | AN | 0 | Residential | 5536.8+2358.667j | 0 | 0 | 0 | 0 | 0 | [24 empty] | 8102801 | no | no |  |  | no |  | 0 | 0 | 0 | 0 | 0 | 0 |  | 1 | 1 | 1 | 0 | 0 | 0
load_220363884 |  | node_1256611_683_15275877_83 |  | AN | 0 | Residential | 2124+904.82j | 0 | 0 | 0 | 0 | 0 | [24 empty] | 8102801 | no | no |  |  | no |  | 0 | 0 | 0 | 0 | 0 | 0 |  | 1 | 1 | 1 | 0 | 0 | 0
load_220363885 |  | node_1256417_943_15276108_765 |  | AN | 0 | Residential | 1454.4+619.572j | 0 | 0 | 0 | 0 | 0 | [24 empty] | 8102801 | no | no |  |  | no |  | 0 | 0 | 0 | 0 | 0 | 0 |  | 1 | 1 | 1 | 0 | 0 | 0
load_220363886 |  | node_1255794_441_15287770_883 |  | AN | 0 | Residential | 12722.4+5419.72j | 0 | 0 | 0 | 0 | 0 | [24 empty] | 8102801 | no | no |  |  | no |  | 0 | 0 | 0 | 0 | 0 | 0 |  | 1 | 1 | 1 | 0 | 0 | 0
load_220363887 |  | node_1255748_559_15287471_1 |  | AN | 0 | Residential | 8762.4+3732.767j | 0 | 0 | 0 | 0 | 0 | [24 empty] | 8102801 | no | no |  |  | no |  | 0 | 0 | 0 | 0 | 0 | 0 |  | 1 | 1 | 1 | 0 | 0 | 0
load_220363888 |  | node_1256129_175_15279509_065 |  | AN | 0 | Residential | 1980+843.476j | 0 | 0 | 0 | 0 | 0 | [24 empty] | 8102801 | no | no |  |  | no |  | 0 | 0 | 0 | 0 | 0 | 0 |  | 1 | 1 | 1 | 0 | 0 | 0
load_220363889 |  | node_1256621_407_15279972_363 |  | AN | 0 | Residential | 5349.6+2278.92j | 0 | 0 | 0 | 0 | 0 | [24 empty] | 8102801 | no | no |  |  | no |  | 0 | 0 | 0 | 0 | 0 | 0 |  | 1 | 1 | 1 | 0 | 0 | 0
load_220363890 |  | node_1256227_444_15279999_69 |  | AN | 0 | Residential | 14205.6+6051.56j | 0 | 0 | 0 | 0 | 0 | [24 empty] | 8102801 | no | no |  |  | no |  | 0 | 0 | 0 | 0 | 0 | 0 |  | 1 | 1 | 1 | 0 | 0 | 0
load_220363915 |  | node_1264270_545_15279190_525 |  | AN | 0 | Residential | 19346.4+8241.532j | 0 | 0 | 0 | 0 | 0 | [24 empty] | 8102801 | no | no |  |  | no |  | 0 | 0 | 0 | 0 | 0 | 0 |  | 1 | 1 | 1 | 0 | 0 | 0
load_220363916 |  | node_1265096_748_15278551_001 |  | AN | 0 | Residential | 3924+1671.617j | 0 | 0 | 0 | 0 | 0 | [24 empty] | 8102801 | no | no |  |  | no |  | 0 | 0 | 0 | 0 | 0 | 0 |  | 1 | 1 | 1 | 0 | 0 | 0
load_220363917 |  | node_1265318_942_15278405_491 |  | AN | 0 | Residential | 4507.2+1920.059j | 0 | 0 | 0 | 0 | 0 | [24 empty] | 8102801 | no | no |  |  | no |  | 0 | 0 | 0 | 0 | 0 | 0 |  | 1 | 1 | 1 | 0 | 0 | 0
load_220363935 |  | node_1272270_032_15283959_157 |  | AN | 0 | Residential | 14961.6+6373.615j | 0 | 0 | 0 | 0 | 0 | [24 empty] | 8102801 | no | no |  |  | no |  | 0 | 0 | 0 | 0 | 0 | 0 |  | 1 | 1 | 1 | 0 | 0 | 0
load_220363936 |  | node_1272079_958_15284101_843 |  | AN | 0 | Residential | 34084.8+14520.064j | 0 | 0 | 0 | 0 | 0 | [24 empty] | 8102801 | no | no |  |  | no |  | 0 | 0 | 0 | 0 | 0 | 0 |  | 1 | 1 | 1 | 0 | 0 | 0
load_220363937 |  | node_1268120_181_15300140_114 |  | AN | 0 | Residential | 2606.4+1110.322j | 0 | 0 | 0 | 0 | 0 | [24 empty] | 8102801 | no | no |  |  | no |  | 0 | 0 | 0 | 0 | 0 | 0 |  | 1 | 1 | 1 | 0 | 0 | 0
load_220363938 |  | node_1268400_174_15300202_427 |  | AN | 0 | Residential | 10274.4+4376.876j | 0 | 0 | 0 | 0 | 0 | [24 empty] | 8102801 | no | no |  |  | no |  | 0 | 0 | 0 | 0 | 0 | 0 |  | 1 | 1 | 1 | 0 | 0 | 0
load_220363939 |  | node_1268931_63_15300369_899 |  | AN | 0 | Residential | 22420.8+9551.221j | 0 | 0 | 0 | 0 | 0 | [24 empty] | 8102801 | no | no |  |  | no |  | 0 | 0 | 0 | 0 | 0 | 0 |  | 1 | 1 | 1 | 0 | 0 | 0
load_220363940 |  | node_1268710_951_15301497_452 |  | AN | 0 | Residential | 6940.8+2956.768j | 0 | 0 | 0 | 0 | 0 | [24 empty] | 8102801 | no | no |  |  | no |  | 0 | 0 | 0 | 0 | 0 | 0 |  | 1 | 1 | 1 | 0 | 0 | 0
load_220363941 |  | node_1265846_813_15300247_091 |  | AN | 0 | Residential | 12621.6+5376.779j | 0 | 0 | 0 | 0 | 0 | [24 empty] | 8102801 | no | no |  |  | no |  | 0 | 0 | 0 | 0 | 0 | 0 |  | 1 | 1 | 1 | 0 | 0 | 0
load_220363942 |  | node_1267009_967_15300154_597 |  | AN | 0 | Residential | 31089.6+13244.114j | 0 | 0 | 0 | 0 | 0 | [24 empty] | 8102801 | no | no |  |  | no |  | 0 | 0 | 0 | 0 | 0 | 0 |  | 1 | 1 | 1 | 0 | 0 | 0
load_220363943 |  | node_1267310_897_15300217_808 |  | AN | 0 | Residential | 13615.2+5800.051j | 0 | 0 | 0 | 0 | 0 | [24 empty] | 8102801 | no | no |  |  | no |  | 0 | 0 | 0 | 0 | 0 | 0 |  | 1 | 1 | 1 | 0 | 0 | 0
load_220363944 |  | node_1267481_456_15300145_502 |  | AN | 0 | Residential | 38404.8+16360.376j | 0 | 0 | 0 | 0 | 0 | [24 empty] | 8102801 | no | no |  |  | no |  | 0 | 0 | 0 | 0 | 0 | 0 |  | 1 | 1 | 1 | 0 | 0 | 0
load_220363952 |  | node_1271877_948_15273629_323 |  | AN | 0 | NonResidential | 9064.8+3861.589j | 0 | 0 | 0 | 0 | 0 | [24 empty] | 8102801 | no | no |  |  | no |  | 0 | 0 | 0 | 0 | 0 | 0 |  | 1 | 1 | 1 | 0 | 0 | 0
load_220363953 |  | node_1271719_748_15273847_787 |  | AN | 0 | Residential | 15184.8+6468.698j | 0 | 0 | 0 | 0 | 0 | [24 empty] | 8102801 | no | no |  |  | no |  | 0 | 0 | 0 | 0 | 0 | 0 |  | 1 | 1 | 1 | 0 | 0 | 0
load_220363954 |  | node_1257286_105_15280727_434 |  | AN | 0 | Residential | 20016+8526.78j | 0 | 0 | 0 | 0 | 0 | [24 empty] | 8102801 | no | no |  |  | no |  | 0 | 0 | 0 | 0 | 0 | 0 |  | 1 | 1 | 1 | 0 | 0 | 0
load_220363956 |  | node_1255702_523_15280852_422 |  | AN | 0 | Residential | 5680.8+2420.011j | 0 | 0 | 0 | 0 | 0 | [24 empty] | 8102801 | no | no |  |  | no |  | 0 | 0 | 0 | 0 | 0 | 0 |  | 1 | 1 | 1 | 0 | 0 | 0
load_220363964 |  | node_1251408_666_15289499_134 |  | AN | 0 | Residential | 4212+1794.304j | 0 | 0 | 0 | 0 | 0 | [24 empty] | 8102801 | no | no |  |  | no |  | 0 | 0 | 0 | 0 | 0 | 0 |  | 1 | 1 | 1 | 0 | 0 | 0
load_220363971 |  | node_1252557_004_15272338_874 |  | AN | 0 | Residential | 31550.4+13440.414j | 0 | 0 | 0 | 0 | 0 | [24 empty] | 8102801 | no | no |  |  | no |  | 0 | 0 | 0 | 0 | 0 | 0 |  | 1 | 1 | 1 | 0 | 0 | 0
load_220363972 |  | node_1252592_352_15272692_905 |  | AN | 0 | Residential | 13435.2+5723.371j | 0 | 0 | 0 | 0 | 0 | [24 empty] | 8102801 | no | no |  |  | no |  | 0 | 0 | 0 | 0 | 0 | 0 |  | 1 | 1 | 1 | 0 | 0 | 0
load_220363973 |  | node_1252535_753_15273079_19 |  | AN | 0 | Residential | 4593.6+1956.865j | 0 | 0 | 0 | 0 | 0 | [24 empty] | 8102801 | no | no |  |  | no |  | 0 | 0 | 0 | 0 | 0 | 0 |  | 1 | 1 | 1 | 0 | 0 | 0
load_220363974 |  | node_1252860_127_15273201_333 |  | AN | 0 | Residential | 7048.8+3002.776j | 0 | 0 | 0 | 0 | 0 | [24 empty] | 8102801 | no | no |  |  | no |  | 0 | 0 | 0 | 0 | 0 | 0 |  | 1 | 1 | 1 | 0 | 0 | 0
load_220363975 |  | node_1264950_516_15298715_537 |  | AN | 0 | Residential | 3722.4+1585.736j | 0 | 0 | 0 | 0 | 0 | [24 empty] | 8102801 | no | no |  |  | no |  | 0 | 0 | 0 | 0 | 0 | 0 |  | 1 | 1 | 1 | 0 | 0 | 0
load_220363976 |  | node_1264654_235_15298793_65 |  | AN | 0 | Residential | 6307.2+2686.856j | 0 | 0 | 0 | 0 | 0 | [24 empty] | 8102801 | no | no |  |  | no |  | 0 | 0 | 0 | 0 | 0 | 0 |  | 1 | 1 | 1 | 0 | 0 | 0
load_220363977 |  | node_1264643_988_15299129_965 |  | AN | 0 | Other | 0 | 0 | 0 | 0 | 0 | 0 | [24 empty] | 8102801 | no | no |  |  | no |  | 0 | 0 | 0 | 0 | 0 | 0 |  | 1 | 1 | 1 | 0 | 0 | 0
load_220363978 |  | node_1263874_055_15299226_377 |  | AN | 0 | Residential | 4183.2+1782.036j | 0 | 0 | 0 | 0 | 0 | [24 empty] | 8102801 | no | no |  |  | no |  | 0 | 0 | 0 | 0 | 0 | 0 |  | 1 | 1 | 1 | 0 | 0 | 0
load_220363979 |  | node_1263251_986_15299430_861 |  | AN | 0 | Residential | 5911.2+2518.161j | 0 | 0 | 0 | 0 | 0 | [24 empty] | 8102801 | no | no |  |  | no |  | 0 | 0 | 0 | 0 | 0 | 0 |  | 1 | 1 | 1 | 0 | 0 | 0
load_220363980 |  | node_1262212_035_15301549_759 |  | AN | 0 | Residential | 5191.2+2211.442j | 0 | 0 | 0 | 0 | 0 | [24 empty] | 8102801 | no | no |  |  | no |  | 0 | 0 | 0 | 0 | 0 | 0 |  | 1 | 1 | 1 | 0 | 0 | 0
load_220363981 |  | node_1262073_201_15301771_178 |  | AN | 0 | Residential | 4327.2+1843.379j | 0 | 0 | 0 | 0 | 0 | [24 empty] | 8102801 | no | no |  |  | no |  | 0 | 0 | 0 | 0 | 0 | 0 |  | 1 | 1 | 1 | 0 | 0 | 0
load_220363982 |  | node_1260249_615_15303412_14 |  | AN | 0 | Residential | 7034.4+2996.642j | 0 | 0 | 0 | 0 | 0 | [24 empty] | 8102801 | no | no |  |  | no |  | 0 | 0 | 0 | 0 | 0 | 0 |  | 1 | 1 | 1 | 0 | 0 | 0
load_220363983 |  | node_1259548_133_15303759_756 |  | AN | 0 | Residential | 10555.2+4496.496j | 0 | 0 | 0 | 0 | 0 | [24 empty] | 8102801 | no | no |  |  | no |  | 0 | 0 | 0 | 0 | 0 | 0 |  | 1 | 1 | 1 | 0 | 0 | 0
load_220363984 |  | node_1258122_751_15304922_926 |  | AN | 0 | Residential | 7430.4+3165.337j | 0 | 0 | 0 | 0 | 0 | [24 empty] | 8102801 | no | no |  |  | no |  | 0 | 0 | 0 | 0 | 0 | 0 |  | 1 | 1 | 1 | 0 | 0 | 0
load_220363985 |  | node_1257979_635_15305254_617 |  | AN | 0 | Residential | 4320+1840.312j | 0 | 0 | 0 | 0 | 0 | [24 empty] | 8102801 | no | no |  |  | no |  | 0 | 0 | 0 | 0 | 0 | 0 |  | 1 | 1 | 1 | 0 | 0 | 0
load_220363986 |  | node_1256615_777_15304774_205 |  | AN | 0 | Residential | 10814.4+4606.915j | 0 | 0 | 0 | 0 | 0 | [24 empty] | 8102801 | no | no |  |  | no |  | 0 | 0 | 0 | 0 | 0 | 0 |  | 1 | 1 | 1 | 0 | 0 | 0
load_220363987 |  | node_1256219_787_15304942_174 |  | AN | 0 | Residential | 4608+1963j | 0 | 0 | 0 | 0 | 0 | [24 empty] | 8102801 | no | no |  |  | no |  | 0 | 0 | 0 | 0 | 0 | 0 |  | 1 | 1 | 1 | 0 | 0 | 0
load_220363988 |  | node_1255601_512_15304997_146 |  | AN | 0 | Residential | 4982.4+2122.494j | 0 | 0 | 0 | 0 | 0 | [24 empty] | 8102801 | no | no |  |  | no |  | 0 | 0 | 0 | 0 | 0 | 0 |  | 1 | 1 | 1 | 0 | 0 | 0
load_220363989 |  | node_1254989_031_15305246_362 |  | AN | 0 | NonResidential | 0 | 0 | 0 | 0 | 0 | 0 | [24 empty] | 8102801 | no | no |  |  | no |  | 0 | 0 | 0 | 0 | 0 | 0 |  | 1 | 1 | 1 | 0 | 0 | 0
load_220363990 |  | node_1254607_667_15305386_762 |  | AN | 0 | Residential | 5781.6+2462.951j | 0 | 0 | 0 | 0 | 0 | [24 empty] | 8102801 | no | no |  |  | no |  | 0 | 0 | 0 | 0 | 0 | 0 |  | 1 | 1 | 1 | 0 | 0 | 0
load_220363991 |  | node_1254517_795_15305022_408 |  | AN | 0 | Residential | 6235.2+2656.184j | 0 | 0 | 0 | 0 | 0 | [24 empty] | 8102801 | no | no |  |  | no |  | 0 | 0 | 0 | 0 | 0 | 0 |  | 1 | 1 | 1 | 0 | 0 | 0
load_220363992 |  | node_1254329_95_15305336_066 |  | AN | 0 | Residential | 7970.4+3395.376j | 0 | 0 | 0 | 0 | 0 | [24 empty] | 8102801 | no | no |  |  | no |  | 0 | 0 | 0 | 0 | 0 | 0 |  | 1 | 1 | 1 | 0 | 0 | 0
load_220363993 |  | node_1254011_265_15305396_781 |  | AN | 0 | Residential | 13528.8+5763.245j | 0 | 0 | 0 | 0 | 0 | [24 empty] | 8102801 | no | no |  |  | no |  | 0 | 0 | 0 | 0 | 0 | 0 |  | 1 | 1 | 1 | 0 | 0 | 0
load_220363994 |  | node_1253626_726_15305379_271 |  | AN | 0 | Residential | 5882.4+2505.892j | 0 | 0 | 0 | 0 | 0 | [24 empty] | 8102801 | no | no |  |  | no |  | 0 | 0 | 0 | 0 | 0 | 0 |  | 1 | 1 | 1 | 0 | 0 | 0
load_220363995 |  | node_1266195_028_15297055_012 |  | AN | 0 | Residential | 11275.2+4803.215j | 0 | 0 | 0 | 0 | 0 | [24 empty] | 8102801 | no | no |  |  | no |  | 0 | 0 | 0 | 0 | 0 | 0 |  | 1 | 1 | 1 | 0 | 0 | 0
load_220363996 |  | node_1264942_314_15297174_796 |  | AN | 0 | Residential | 20556+8756.819j | 0 | 0 | 0 | 0 | 0 | [24 empty] | 8102801 | no | no |  |  | no |  | 0 | 0 | 0 | 0 | 0 | 0 |  | 1 | 1 | 1 | 0 | 0 | 0
load_220363997 |  | node_1264276_642_15297313_193 |  | AN | 0 | Residential | 4392+1870.984j | 0 | 0 | 0 | 0 | 0 | [24 empty] | 8102801 | no | no |  |  | no |  | 0 | 0 | 0 | 0 | 0 | 0 |  | 1 | 1 | 1 | 0 | 0 | 0
load_220364004 |  | node_1260696_785_15274515_904 |  | AN | 0 | Residential | 3816+1625.609j | 0 | 0 | 0 | 0 | 0 | [24 empty] | 8102801 | no | no |  |  | no |  | 0 | 0 | 0 | 0 | 0 | 0 |  | 1 | 1 | 1 | 0 | 0 | 0
load_220435411 |  | node_1241369_272_15281942_259 |  | AN | 0 | Residential | 10965.6+4671.326j | 0 | 0 | 0 | 0 | 0 | [24 empty] | 8102801 | no | no |  |  | no |  | 0 | 0 | 0 | 0 | 0 | 0 |  | 1 | 1 | 1 | 0 | 0 | 0
load_220435412 |  | node_1242084_584_15269765_288 |  | AN | 0 | Residential | 18734.4+7980.821j | 0 | 0 | 0 | 0 | 0 | [24 empty] | 8102801 | no | no |  |  | no |  | 0 | 0 | 0 | 0 | 0 | 0 |  | 1 | 1 | 1 | 0 | 0 | 0
load_220437036 |  | node_1257573_272_15278667_757 |  | AN | 0 | Residential | 21916.8+9336.518j | 0 | 0 | 0 | 0 | 0 | [24 empty] | 8102801 | no | no |  |  | no |  | 0 | 0 | 0 | 0 | 0 | 0 |  | 1 | 1 | 1 | 0 | 0 | 0
load_220439387 |  | node_1262173_565_15277269_828 |  | AN | 0 | Residential | 1144.8+487.683j | 0 | 0 | 0 | 0 | 0 | [24 empty] | 8102801 | no | no |  |  | no |  | 0 | 0 | 0 | 0 | 0 | 0 |  | 1 | 1 | 1 | 0 | 0 | 0
load_220446764 |  | node_1265429_216_15298306_924 |  | AN | 0 | Residential | 24048+10244.405j | 0 | 0 | 0 | 0 | 0 | [24 empty] | 8102801 | no | no |  |  | no |  | 0 | 0 | 0 | 0 | 0 | 0 |  | 1 | 1 | 1 | 0 | 0 | 0
load_220472629 |  | node_1257476_353_15280029_808 |  | AN | 0 | Residential | 5346+2277.386j | 0 | 0 | 0 | 0 | 0 | [24 empty] | 8102801 | no | no |  |  | no |  | 0 | 0 | 0 | 0 | 0 | 0 |  | 1 | 1 | 1 | 0 | 0 | 0
load_220473741 |  | node_1242017_487_15268530_642 |  | AN | 0 | NonResidential | 381.6+162.561j | 0 | 0 | 0 | 0 | 0 | [24 empty] | 8102801 | no | no |  |  | no |  | 0 | 0 | 0 | 0 | 0 | 0 |  | 1 | 1 | 1 | 0 | 0 | 0
load_220481987 |  | node_1274350_862_15283428_371 |  | AN | 0 | Residential | 11563.2+4925.903j | 0 | 0 | 0 | 0 | 0 | [24 empty] | 8102801 | no | no |  |  | no |  | 0 | 0 | 0 | 0 | 0 | 0 |  | 1 | 1 | 1 | 0 | 0 | 0
load_220497182 |  | node_1251214_27_15272886_045 |  | AN | 0 | Residential | 14220+6057.695j | 0 | 0 | 0 | 0 | 0 | [24 empty] | 8102801 | no | no |  |  | no |  | 0 | 0 | 0 | 0 | 0 | 0 |  | 1 | 1 | 1 | 0 | 0 | 0
load_220500400 |  | node_1265930_286_15284267_535 |  | AN | 0 | Other | 0 | 0 | 0 | 0 | 0 | 0 | [24 empty] | 8102801 | no | no |  |  | no |  | 0 | 0 | 0 | 0 | 0 | 0 |  | 1 | 1 | 1 | 0 | 0 | 0
load_220500934 |  | node_1273740_759_15281218_604 |  | AN | 0 | Residential | 3909.6+1665.483j | 0 | 0 | 0 | 0 | 0 | [24 empty] | 8102801 | no | no |  |  | no |  | 0 | 0 | 0 | 0 | 0 | 0 |  | 1 | 1 | 1 | 0 | 0 | 0
load_220504129 |  | node_1270705_036_15288965_539 |  | AN | 0 | Residential | 21045.6+8965.388j | 0 | 0 | 0 | 0 | 0 | [24 empty] | 8102801 | no | no |  |  | no |  | 0 | 0 | 0 | 0 | 0 | 0 |  | 1 | 1 | 1 | 0 | 0 | 0
load_220505830 |  | node_1267217_739_15275211_579 |  | AN | 0 | Residential | 3895.2+1659.348j | 0 | 0 | 0 | 0 | 0 | [24 empty] | 8102801 | no | no |  |  | no |  | 0 | 0 | 0 | 0 | 0 | 0 |  | 1 | 1 | 1 | 0 | 0 | 0
load_220508198 |  | node_1272435_533_15284557_271 |  | AN | 0 | Residential | 4132.8+1760.565j | 0 | 0 | 0 | 0 | 0 | [24 empty] | 8102801 | no | no |  |  | no |  | 0 | 0 | 0 | 0 | 0 | 0 |  | 1 | 1 | 1 | 0 | 0 | 0
load_220512699 |  | node_1261587_871_15309730_146 |  | AN | 0 | Residential | 17805.6+7585.154j | 0 | 0 | 0 | 0 | 0 | [24 empty] | 8102801 | no | no |  |  | no |  | 0 | 0 | 0 | 0 | 0 | 0 |  | 1 | 1 | 1 | 0 | 0 | 0
load_220519246 |  | node_1254115_515_15277781_199 |  | AN | 0 | Residential | 2786.4+1187.001j | 0 | 0 | 0 | 0 | 0 | [24 empty] | 8102801 | no | no |  |  | no |  | 0 | 0 | 0 | 0 | 0 | 0 |  | 1 | 1 | 1 | 0 | 0 | 0
load_220523034 |  | node_1253671_557_15280943_758 |  | AN | 0 | Residential | 1850.4+788.267j | 0 | 0 | 0 | 0 | 0 | [24 empty] | 8102801 | no | no |  |  | no |  | 0 | 0 | 0 | 0 | 0 | 0 |  | 1 | 1 | 1 | 0 | 0 | 0
load_220523981 |  | node_1270932_596_15288566_727 |  | AN | 0 | Residential | 17870.4+7612.759j | 0 | 0 | 0 | 0 | 0 | [24 empty] | 8102801 | no | no |  |  | no |  | 0 | 0 | 0 | 0 | 0 | 0 |  | 1 | 1 | 1 | 0 | 0 | 0
load_220529524 |  | node_1244977_23_15273216_295 |  | AN | 0 | NonResidential | 6000+2555.989j | 0 | 0 | 0 | 0 | 0 | [24 empty] | 8102801 | no | no |  |  | no |  | 0 | 0 | 0 | 0 | 0 | 0 |  | 1 | 1 | 1 | 0 | 0 | 0
load_220529957 |  | node_1257367_112_15310953_255 |  | AN | 0 | Residential | 295.2+125.755j | 0 | 0 | 0 | 0 | 0 | [24 empty] | 8102801 | no | no |  |  | no |  | 0 | 0 | 0 | 0 | 0 | 0 |  | 1 | 1 | 1 | 0 | 0 | 0
load_220530002 |  | node_1269269_175_15270282_939 |  | AN | 0 | NonResidential | 5000+2129.991j | 0 | 0 | 0 | 0 | 0 | [24 empty] | 8102801 | no | no |  |  | no |  | 0 | 0 | 0 | 0 | 0 | 0 |  | 1 | 1 | 1 | 0 | 0 | 0
load_220530504 |  | node_1257517_304_15279439_753 |  | AN | 0 | Other | 0 | 0 | 0 | 0 | 0 | 0 | [24 empty] | 8102801 | no | no |  |  | no |  | 0 | 0 | 0 | 0 | 0 | 0 |  | 1 | 1 | 1 | 0 | 0 | 0
load_220532208 |  | node_1266208_217_15274652_124 |  | AN | 0 | Other | 0 | 0 | 0 | 0 | 0 | 0 | [24 empty] | 8102801 | no | no |  |  | no |  | 0 | 0 | 0 | 0 | 0 | 0 |  | 1 | 1 | 1 | 0 | 0 | 0
load_220532225 |  | node_1258618_147_15291690_707 |  | AN | 0 | Residential | 13939.2+5938.074j | 0 | 0 | 0 | 0 | 0 | [24 empty] | 8102801 | no | no |  |  | no |  | 0 | 0 | 0 | 0 | 0 | 0 |  | 1 | 1 | 1 | 0 | 0 | 0
load_220533487 |  | node_1258625_943_15278543_281 |  | AN | 0 | Other | 0 | 0 | 0 | 0 | 0 | 0 | [24 empty] | 8102801 | no | no |  |  | no |  | 0 | 0 | 0 | 0 | 0 | 0 |  | 1 | 1 | 1 | 0 | 0 | 0
load_220535642 |  | node_1265821_356_15285903_162 |  | AN | 0 | Residential | 79.2+33.739j | 0 | 0 | 0 | 0 | 0 | [24 empty] | 8102801 | no | no |  |  | no |  | 0 | 0 | 0 | 0 | 0 | 0 |  | 1 | 1 | 1 | 0 | 0 | 0
load_220537415 |  | node_1261902_173_15270491_32 |  | AN | 0 | Residential | 14133.6+6020.888j | 0 | 0 | 0 | 0 | 0 | [24 empty] | 8102801 | no | no |  |  | no |  | 0 | 0 | 0 | 0 | 0 | 0 |  | 1 | 1 | 1 | 0 | 0 | 0
load_220540611 |  | node_1272281_363_15273871_622 |  | AN | 0 | NonResidential | 568.8+242.308j | 0 | 0 | 0 | 0 | 0 | [24 empty] | 8102801 | no | no |  |  | no |  | 0 | 0 | 0 | 0 | 0 | 0 |  | 1 | 1 | 1 | 0 | 0 | 0
load_220542326 |  | node_1241569_331_15269591_337 |  | AN | 0 | Residential | 19332+8235.398j | 0 | 0 | 0 | 0 | 0 | [24 empty] | 8102801 | no | no |  |  | no |  | 0 | 0 | 0 | 0 | 0 | 0 |  | 1 | 1 | 1 | 0 | 0 | 0
load_220542331 |  | node_1249653_279_15285319_599 |  | AN | 0 | Other | 0 | 0 | 0 | 0 | 0 | 0 | [24 empty] | 8102801 | no | no |  |  | no |  | 0 | 0 | 0 | 0 | 0 | 0 |  | 1 | 1 | 1 | 0 | 0 | 0
load_220542540 |  | node_1260088_892_15291824_347 |  | AN | 0 | Residential | 11952+5091.531j | 0 | 0 | 0 | 0 | 0 | [24 empty] | 8102801 | no | no |  |  | no |  | 0 | 0 | 0 | 0 | 0 | 0 |  | 1 | 1 | 1 | 0 | 0 | 0
load_220544258 |  | node_1254192_829_15281782_258 |  | AN | 0 | Residential | 12376.8+5272.495j | 0 | 0 | 0 | 0 | 0 | [24 empty] | 8102801 | no | no |  |  | no |  | 0 | 0 | 0 | 0 | 0 | 0 |  | 1 | 1 | 1 | 0 | 0 | 0
load_220544259 |  | node_1252362_644_15290259_678 |  | AN | 0 | Other | 0 | 0 | 0 | 0 | 0 | 0 | [24 empty] | 8102801 | no | no |  |  | no |  | 0 | 0 | 0 | 0 | 0 | 0 |  | 1 | 1 | 1 | 0 | 0 | 0
load_220546079 |  | node_1266472_908_15270435_74 |  | AN | 0 | NonResidential | 38000+16187.932j | 0 | 0 | 0 | 0 | 0 | [24 empty] | 8102801 | no | no |  |  | no |  | 0 | 0 | 0 | 0 | 0 | 0 |  | 1 | 1 | 1 | 0 | 0 | 0
load_220551960 |  | node_1259474_077_15272351_093 |  | AN | 0 | Residential | 0 | 0 | 0 | 0 | 0 | 0 | [24 empty] | 8102801 | no | no |  |  | no |  | 0 | 0 | 0 | 0 | 0 | 0 |  | 1 | 1 | 1 | 0 | 0 | 0
load_220552168 |  | node_1267005_359_15278677_394 |  | AN | 0 | Residential | 12607.2+5370.645j | 0 | 0 | 0 | 0 | 0 | [24 empty] | 8102801 | no | no |  |  | no |  | 0 | 0 | 0 | 0 | 0 | 0 |  | 1 | 1 | 1 | 0 | 0 | 0
load_220553664 |  | node_1273243_295_15277754_773 |  | AN | 0 | NonResidential | 16666.667+7099.97j | 0 | 0 | 0 | 0 | 0 | [24 empty] | 8102801 | no | no |  |  | no |  | 0 | 0 | 0 | 0 | 0 | 0 |  | 1 | 1 | 1 | 0 | 0 | 0
load_220553665 |  | node_1273231_994_15277732_739 |  | BN | 0 | NonResidential | 0 | 16666.667+7099.97j | 0 | 0 | 0 | 0 | [24 empty] | 8102801 | no | no |  |  | no |  | 0 | 0 | 0 | 0 | 0 | 0 |  | 1 | 1 | 1 | 0 | 0 | 0
load_220553666 |  | node_1273258_433_15277772_186 |  | CN | 0 | NonResidential | 0 | 0 | 16666.667+7099.97j | 0 | 0 | 0 | [24 empty] | 8102801 | no | no |  |  | no |  | 0 | 0 | 0 | 0 | 0 | 0 |  | 1 | 1 | 1 | 0 | 0 | 0
load_220553830 |  | node_1263845_824_15282542_338 |  | AN | 0 | Residential | 7624.8+3248.151j | 0 | 0 | 0 | 0 | 0 | [24 empty] | 8102801 | no | no |  |  | no |  | 0 | 0 | 0 | 0 | 0 | 0 |  | 1 | 1 | 1 | 0 | 0 | 0
load_220568580 |  | node_1247778_132_15279186_606 |  | AN | 0 | Residential | 7020+2990.507j | 0 | 0 | 0 | 0 | 0 | [24 empty] | 8102801 | no | no |  |  | no |  | 0 | 0 | 0 | 0 | 0 | 0 |  | 1 | 1 | 1 | 0 | 0 | 0
load_220570504 |  | node_1268870_857_15292505_337 |  | AN | 0 | Residential | 8071.2+3438.317j | 0 | 0 | 0 | 0 | 0 | [24 empty] | 8102801 | no | no |  |  | no |  | 0 | 0 | 0 | 0 | 0 | 0 |  | 1 | 1 | 1 | 0 | 0 | 0
load_220572332 |  | node_1269836_453_15285815_362 |  | AN | 0 | Residential | 6516+2775.804j | 0 | 0 | 0 | 0 | 0 | [24 empty] | 8102801 | no | no |  |  | no |  | 0 | 0 | 0 | 0 | 0 | 0 |  | 1 | 1 | 1 | 0 | 0 | 0
load_220573024 |  | node_1242111_945_15278482_266 |  | AN | 0 | Residential | 6724.8+2864.753j | 0 | 0 | 0 | 0 | 0 | [24 empty] | 8102801 | no | no |  |  | no |  | 0 | 0 | 0 | 0 | 0 | 0 |  | 1 | 1 | 1 | 0 | 0 | 0
load_220573115 |  | node_1247938_759_15274977_015 |  | AN | 0 | NonResidential | 12736.8+5425.854j | 0 | 0 | 0 | 0 | 0 | [24 empty] | 8102801 | no | no |  |  | no |  | 0 | 0 | 0 | 0 | 0 | 0 |  | 1 | 1 | 1 | 0 | 0 | 0
load_220574441 |  | node_1252622_722_15271581_222 |  | AN | 0 | Residential | 15804+6732.476j | 0 | 0 | 0 | 0 | 0 | [24 empty] | 8102801 | no | no |  |  | no |  | 0 | 0 | 0 | 0 | 0 | 0 |  | 1 | 1 | 1 | 0 | 0 | 0
load_220577162 |  | node_1243034_653_15279163_351 |  | AN | 0 | NonResidential | 10108.8+4306.331j | 0 | 0 | 0 | 0 | 0 | [24 empty] | 8102801 | no | no |  |  | no |  | 0 | 0 | 0 | 0 | 0 | 0 |  | 1 | 1 | 1 | 0 | 0 | 0
load_220578089 |  | node_1274257_261_15282748_339 |  | AN | 0 | Residential | 15494.4+6600.587j | 0 | 0 | 0 | 0 | 0 | [24 empty] | 8102801 | no | no |  |  | no |  | 0 | 0 | 0 | 0 | 0 | 0 |  | 1 | 1 | 1 | 0 | 0 | 0
load_220578280 |  | node_1252225_676_15280882_655 |  | AN | 0 | Residential | 8496+3619.281j | 0 | 0 | 0 | 0 | 0 | [24 empty] | 8102801 | no | no |  |  | no |  | 0 | 0 | 0 | 0 | 0 | 0 |  | 1 | 1 | 1 | 0 | 0 | 0
load_220581993 |  | node_1261724_376_15291295_366 |  | AN | 0 | Residential | 0 | 0 | 0 | 0 | 0 | 0 | [24 empty] | 8102801 | no | no |  |  | no |  | 0 | 0 | 0 | 0 | 0 | 0 |  | 1 | 1 | 1 | 0 | 0 | 0
load_220583380 |  | node_1268359_556_15269812_224 |  | AN | 0 | NonResidential | 46000+19595.918j | 0 | 0 | 0 | 0 | 0 | [24 empty] | 8102801 | no | no |  |  | no |  | 0 | 0 | 0 | 0 | 0 | 0 |  | 1 | 1 | 1 | 0 | 0 | 0
load_220583390 |  | node_1260721_614_15313174_733 |  | AN | 0 | Residential | 15624+6655.796j | 0 | 0 | 0 | 0 | 0 | [24 empty] | 8102801 | no | no |  |  | no |  | 0 | 0 | 0 | 0 | 0 | 0 |  | 1 | 1 | 1 | 0 | 0 | 0
load_220596728 |  | node_1260709_15_15279825_782 |  | AN | 0 | Residential | 2404.8+1024.441j | 0 | 0 | 0 | 0 | 0 | [24 empty] | 8102801 | no | no |  |  | no |  | 0 | 0 | 0 | 0 | 0 | 0 |  | 1 | 1 | 1 | 0 | 0 | 0
load_220599727 |  | node_1245214_363_15277115_335 |  | AN | 0 | Residential | 7178.4+3057.986j | 0 | 0 | 0 | 0 | 0 | [24 empty] | 8102801 | no | no |  |  | no |  | 0 | 0 | 0 | 0 | 0 | 0 |  | 1 | 1 | 1 | 0 | 0 | 0
load_220600068 |  | node_1261398_459_15271051_244 |  | AN | 0 | Residential | 6444+2745.133j | 0 | 0 | 0 | 0 | 0 | [24 empty] | 8102801 | no | no |  |  | no |  | 0 | 0 | 0 | 0 | 0 | 0 |  | 1 | 1 | 1 | 0 | 0 | 0
load_220601511 |  | node_1256647_986_15284150_503 |  | AN | 0 | Residential | 3333.6+1420.108j | 0 | 0 | 0 | 0 | 0 | [24 empty] | 8102801 | no | no |  |  | no |  | 0 | 0 | 0 | 0 | 0 | 0 |  | 1 | 1 | 1 | 0 | 0 | 0
load_220601521 |  | node_1256414_064_15283942_975 |  | AN | 0 | Residential | 24753.6+10544.989j | 0 | 0 | 0 | 0 | 0 | [24 empty] | 8102801 | no | no |  |  | no |  | 0 | 0 | 0 | 0 | 0 | 0 |  | 1 | 1 | 1 | 0 | 0 | 0
load_220601997 |  | node_1241612_143_15266736_597 |  | AN | 0 | NonResidential | 18000+7667.968j | 0 | 0 | 0 | 0 | 0 | [24 empty] | 8102801 | no | no |  |  | no |  | 0 | 0 | 0 | 0 | 0 | 0 |  | 1 | 1 | 1 | 0 | 0 | 0
load_220603773 |  | node_1275077_767_15278509_077 |  | AN | 0 | NonResidential | 374.4+159.494j | 0 | 0 | 0 | 0 | 0 | [24 empty] | 8102801 | no | no |  |  | no |  | 0 | 0 | 0 | 0 | 0 | 0 |  | 1 | 1 | 1 | 0 | 0 | 0
load_220614316 |  | node_1274047_146_15282587_475 |  | AN | 0 | Residential | 32565.6+13872.888j | 0 | 0 | 0 | 0 | 0 | [24 empty] | 8102801 | no | no |  |  | no |  | 0 | 0 | 0 | 0 | 0 | 0 |  | 1 | 1 | 1 | 0 | 0 | 0
load_220614714 |  | node_1257874_155_15277734_585 |  | AN | 0 | NonResidential | 2188.8+932.425j | 0 | 0 | 0 | 0 | 0 | [24 empty] | 8102801 | no | no |  |  | no |  | 0 | 0 | 0 | 0 | 0 | 0 |  | 1 | 1 | 1 | 0 | 0 | 0
load_220614812 |  | node_1246872_669_15275000_913 |  | AN | 0 | Other | 0 | 0 | 0 | 0 | 0 | 0 | [24 empty] | 8102801 | no | no |  |  | no |  | 0 | 0 | 0 | 0 | 0 | 0 |  | 1 | 1 | 1 | 0 | 0 | 0
load_220614827 |  | node_1255806_864_15281823_774 |  | AN | 0 | Residential | 20433.6+8704.677j | 0 | 0 | 0 | 0 | 0 | [24 empty] | 8102801 | no | no |  |  | no |  | 0 | 0 | 0 | 0 | 0 | 0 |  | 1 | 1 | 1 | 0 | 0 | 0
load_220616408 |  | node_1249414_882_15273277_822 |  | AN | 0 | Residential | 8337.6+3551.803j | 0 | 0 | 0 | 0 | 0 | [24 empty] | 8102801 | no | no |  |  | no |  | 0 | 0 | 0 | 0 | 0 | 0 |  | 1 | 1 | 1 | 0 | 0 | 0
load_220616484 |  | node_1270217_304_15290067_997 |  | AN | 0 | NonResidential | 13600.8+5793.917j | 0 | 0 | 0 | 0 | 0 | [24 empty] | 8102801 | no | no |  |  | no |  | 0 | 0 | 0 | 0 | 0 | 0 |  | 1 | 1 | 1 | 0 | 0 | 0
load_220621535 |  | node_1251856_649_15279157_715 |  | AN | 0 | Residential | 4305.6+1834.178j | 0 | 0 | 0 | 0 | 0 | [24 empty] | 8102801 | no | no |  |  | no |  | 0 | 0 | 0 | 0 | 0 | 0 |  | 1 | 1 | 1 | 0 | 0 | 0
load_220624591 |  | node_1275445_794_15280085_482 |  | AN | 0 | NonResidential | 3398.4+1447.712j | 0 | 0 | 0 | 0 | 0 | [24 empty] | 8102801 | no | no |  |  | no |  | 0 | 0 | 0 | 0 | 0 | 0 |  | 1 | 1 | 1 | 0 | 0 | 0
load_220626340 |  | node_1267403_567_15270706_914 |  | AN | 0 | Residential | 4802.4+2045.814j | 0 | 0 | 0 | 0 | 0 | [24 empty] | 8102801 | no | no |  |  | no |  | 0 | 0 | 0 | 0 | 0 | 0 |  | 1 | 1 | 1 | 0 | 0 | 0
load_220627595 |  | node_1243603_409_15274894_561 |  | AN | 0 | Residential | 5760+2453.75j | 0 | 0 | 0 | 0 | 0 | [24 empty] | 8102801 | no | no |  |  | no |  | 0 | 0 | 0 | 0 | 0 | 0 |  | 1 | 1 | 1 | 0 | 0 | 0
load_220634829 |  | node_1265562_6_15279049_946 |  | AN | 0 | Residential | 122.4+52.142j | 0 | 0 | 0 | 0 | 0 | [24 empty] | 8102801 | no | no |  |  | no |  | 0 | 0 | 0 | 0 | 0 | 0 |  | 1 | 1 | 1 | 0 | 0 | 0
load_220634935 |  | node_1261113_543_15311343_199 |  | AN | 0 | Residential | 3765.6+1604.139j | 0 | 0 | 0 | 0 | 0 | [24 empty] | 8102801 | no | no |  |  | no |  | 0 | 0 | 0 | 0 | 0 | 0 |  | 1 | 1 | 1 | 0 | 0 | 0
load_220635404 |  | node_1241422_086_15281120_044 |  | AN | 0 | Residential | 6408+2729.797j | 0 | 0 | 0 | 0 | 0 | [24 empty] | 8102801 | no | no |  |  | no |  | 0 | 0 | 0 | 0 | 0 | 0 |  | 1 | 1 | 1 | 0 | 0 | 0
load_220635829 |  | node_1247816_105_15279856_516 |  | AN | 0 | Residential | 5666.4+2413.876j | 0 | 0 | 0 | 0 | 0 | [24 empty] | 8102801 | no | no |  |  | no |  | 0 | 0 | 0 | 0 | 0 | 0 |  | 1 | 1 | 1 | 0 | 0 | 0
load_220636353 |  | node_1263005_205_15271397_194 |  | AN | 0 | Residential | 12139.2+5171.278j | 0 | 0 | 0 | 0 | 0 | [24 empty] | 8102801 | no | no |  |  | no |  | 0 | 0 | 0 | 0 | 0 | 0 |  | 1 | 1 | 1 | 0 | 0 | 0
load_220636354 |  | node_1263096_723_15272000_524 |  | AN | 0 | Residential | 2167.2+923.223j | 0 | 0 | 0 | 0 | 0 | [24 empty] | 8102801 | no | no |  |  | no |  | 0 | 0 | 0 | 0 | 0 | 0 |  | 1 | 1 | 1 | 0 | 0 | 0
load_220636432 |  | node_1271302_737_15272962_842 |  | AN | 0 | Residential | 27597.6+11756.528j | 0 | 0 | 0 | 0 | 0 | [24 empty] | 8102801 | no | no |  |  | no |  | 0 | 0 | 0 | 0 | 0 | 0 |  | 1 | 1 | 1 | 0 | 0 | 0
load_220646496 |  | node_1271900_669_15286774_993 |  | AN | 0 | Residential | 3477.6+1481.451j | 0 | 0 | 0 | 0 | 0 | [24 empty] | 8102801 | no | no |  |  | no |  | 0 | 0 | 0 | 0 | 0 | 0 |  | 1 | 1 | 1 | 0 | 0 | 0
load_220646518 |  | node_1259791_232_15272624_221 |  | AN | 0 | Residential | 4845.6+2064.217j | 0 | 0 | 0 | 0 | 0 | [24 empty] | 8102801 | no | no |  |  | no |  | 0 | 0 | 0 | 0 | 0 | 0 |  | 1 | 1 | 1 | 0 | 0 | 0
load_220647882 |  | node_1242111_316_15270041_939 |  | AN | 0 | Residential | 8503.2+3622.348j | 0 | 0 | 0 | 0 | 0 | [24 empty] | 8102801 | no | no |  |  | no |  | 0 | 0 | 0 | 0 | 0 | 0 |  | 1 | 1 | 1 | 0 | 0 | 0
load_220647959 |  | node_1252717_083_15274093_17 |  | AN | 0 | Residential | 6544.8+2788.073j | 0 | 0 | 0 | 0 | 0 | [24 empty] | 8102801 | no | no |  |  | no |  | 0 | 0 | 0 | 0 | 0 | 0 |  | 1 | 1 | 1 | 0 | 0 | 0
load_220648144 |  | node_1250416_316_15289559_084 |  | AN | 0 | Residential | 4852.8+2067.284j | 0 | 0 | 0 | 0 | 0 | [24 empty] | 8102801 | no | no |  |  | no |  | 0 | 0 | 0 | 0 | 0 | 0 |  | 1 | 1 | 1 | 0 | 0 | 0
load_220648373 |  | node_1270747_937_15278569_78 |  | AN | 0 | Residential | 5112+2177.703j | 0 | 0 | 0 | 0 | 0 | [24 empty] | 8102801 | no | no |  |  | no |  | 0 | 0 | 0 | 0 | 0 | 0 |  | 1 | 1 | 1 | 0 | 0 | 0
load_220648538 |  | node_1264016_386_15283160_372 |  | AN | 0 | Residential | 17985.6+7661.834j | 0 | 0 | 0 | 0 | 0 | [24 empty] | 8102801 | no | no |  |  | no |  | 0 | 0 | 0 | 0 | 0 | 0 |  | 1 | 1 | 1 | 0 | 0 | 0
load_220648629 |  | node_1268544_535_15302953_714 |  | AN | 0 | Residential | 55447.2+23620.408j | 0 | 0 | 0 | 0 | 0 | [24 empty] | 8102801 | no | no |  |  | no |  | 0 | 0 | 0 | 0 | 0 | 0 |  | 1 | 1 | 1 | 0 | 0 | 0
load_220648643 |  | node_1266847_709_15271494_772 |  | AN | 0 | Residential | 100.8+42.941j | 0 | 0 | 0 | 0 | 0 | [24 empty] | 8102801 | no | no |  |  | no |  | 0 | 0 | 0 | 0 | 0 | 0 |  | 1 | 1 | 1 | 0 | 0 | 0
load_220648660 |  | node_1264765_147_15271207_133 |  | AN | 0 | Residential | 18122.4+7720.11j | 0 | 0 | 0 | 0 | 0 | [24 empty] | 8102801 | no | no |  |  | no |  | 0 | 0 | 0 | 0 | 0 | 0 |  | 1 | 1 | 1 | 0 | 0 | 0
load_220651372 |  | node_1268482_983_15269545_229 |  | AN | 0 | Residential | 13910.4+5925.806j | 0 | 0 | 0 | 0 | 0 | [24 empty] | 8102801 | no | no |  |  | no |  | 0 | 0 | 0 | 0 | 0 | 0 |  | 1 | 1 | 1 | 0 | 0 | 0
load_220652313 |  | node_1266286_953_15276995_287 |  | AN | 0 | Residential | 532.8+226.972j | 0 | 0 | 0 | 0 | 0 | [24 empty] | 8102801 | no | no |  |  | no |  | 0 | 0 | 0 | 0 | 0 | 0 |  | 1 | 1 | 1 | 0 | 0 | 0
load_220655753 |  | node_1271936_87_15272676_335 |  | AN | 0 | Residential | 35006.4+14912.664j | 0 | 0 | 0 | 0 | 0 | [24 empty] | 8102801 | no | no |  |  | no |  | 0 | 0 | 0 | 0 | 0 | 0 |  | 1 | 1 | 1 | 0 | 0 | 0
load_220658155 |  | node_1248537_277_15276966_247 |  | AN | 0 | Residential | 4471.2+1904.723j | 0 | 0 | 0 | 0 | 0 | [24 empty] | 8102801 | no | no |  |  | no |  | 0 | 0 | 0 | 0 | 0 | 0 |  | 1 | 1 | 1 | 0 | 0 | 0
load_310008664 |  | node_1275127_703_15280588_561 |  | AN | 0 | Residential | 16236+6916.507j | 0 | 0 | 0 | 0 | 0 | [24 empty] | 8102801 | no | no |  |  | no |  | 0 | 0 | 0 | 0 | 0 | 0 |  | 1 | 1 | 1 | 0 | 0 | 0
load_310008665 |  | node_1267231_18_15269672_909 |  | AN | 0 | Residential | 21427.2+9127.949j | 0 | 0 | 0 | 0 | 0 | [24 empty] | 8102801 | no | no |  |  | no |  | 0 | 0 | 0 | 0 | 0 | 0 |  | 1 | 1 | 1 | 0 | 0 | 0
load_310009366 |  | node_1246771_272_15278502_97 |  | AN | 0 | Residential | 14760+6287.734j | 0 | 0 | 0 | 0 | 0 | [24 empty] | 8102801 | no | no |  |  | no |  | 0 | 0 | 0 | 0 | 0 | 0 |  | 1 | 1 | 1 | 0 | 0 | 0
load_310040886 |  | node_1263441_335_15269325_643 |  | AN | 0 | Residential | 5508+2346.398j | 0 | 0 | 0 | 0 | 0 | [24 empty] | 8102801 | no | no |  |  | no |  | 0 | 0 | 0 | 0 | 0 | 0 |  | 1 | 1 | 1 | 0 | 0 | 0
load_310045571 |  | node_1255835_378_15286386_631 |  | AN | 0 | Residential | 3650.4+1555.064j | 0 | 0 | 0 | 0 | 0 | [24 empty] | 8102801 | no | no |  |  | no |  | 0 | 0 | 0 | 0 | 0 | 0 |  | 1 | 1 | 1 | 0 | 0 | 0
load_310045573 |  | node_1270205_618_15290532_036 |  | AN | 0 | Residential | 11116.8+4735.737j | 0 | 0 | 0 | 0 | 0 | [24 empty] | 8102801 | no | no |  |  | no |  | 0 | 0 | 0 | 0 | 0 | 0 |  | 1 | 1 | 1 | 0 | 0 | 0
load_310045610 |  | node_1241604_422_15273036_504 |  | AN | 0 | Residential | 11793.6+5024.053j | 0 | 0 | 0 | 0 | 0 | [24 empty] | 8102801 | no | no |  |  | no |  | 0 | 0 | 0 | 0 | 0 | 0 |  | 1 | 1 | 1 | 0 | 0 | 0
load_310049872 |  | node_1242804_082_15266456_245 |  | AN | 0 | Residential | 11109.6+4732.67j | 0 | 0 | 0 | 0 | 0 | [24 empty] | 8102801 | no | no |  |  | no |  | 0 | 0 | 0 | 0 | 0 | 0 |  | 1 | 1 | 1 | 0 | 0 | 0
load_310049873 |  | node_1246155_438_15276779_985 |  | AN | 0 | NonResidential | 158.4+67.478j | 0 | 0 | 0 | 0 | 0 | [24 empty] | 8102801 | no | no |  |  | no |  | 0 | 0 | 0 | 0 | 0 | 0 |  | 1 | 1 | 1 | 0 | 0 | 0
load_310056320 |  | node_1242713_011_15265760_32 |  | AN | 0 | Residential | 14.4+6.134j | 0 | 0 | 0 | 0 | 0 | [24 empty] | 8102801 | no | no |  |  | no |  | 0 | 0 | 0 | 0 | 0 | 0 |  | 1 | 1 | 1 | 0 | 0 | 0
load_310061011 |  | node_1249587_319_15282902_533 |  | AN | 0 | Residential | 9964.8+4244.987j | 0 | 0 | 0 | 0 | 0 | [24 empty] | 8102801 | no | no |  |  | no |  | 0 | 0 | 0 | 0 | 0 | 0 |  | 1 | 1 | 1 | 0 | 0 | 0
load_310061365 |  | node_1242878_035_15274241_345 |  | AN | 0 | Residential | 7545.6+3214.412j | 0 | 0 | 0 | 0 | 0 | [24 empty] | 8102801 | no | no |  |  | no |  | 0 | 0 | 0 | 0 | 0 | 0 |  | 1 | 1 | 1 | 0 | 0 | 0
load_311875407 |  | node_1257480_186_15280050_212 |  | AN | 0 | Residential | 5346+2277.386j | 0 | 0 | 0 | 0 | 0 | [24 empty] | 8102801 | no | no |  |  | no |  | 0 | 0 | 0 | 0 | 0 | 0 |  | 1 | 1 | 1 | 0 | 0 | 0
load_311885944 |  | node_1261140_445_15271372_725 |  | AN | 0 | Other | 0 | 0 | 0 | 0 | 0 | 0 | [24 empty] | 8102801 | no | no |  |  | no |  | 0 | 0 | 0 | 0 | 0 | 0 |  | 1 | 1 | 1 | 0 | 0 | 0
load_311893943 |  | node_1273631_8_15278925_898 |  | AN | 0 | NonResidential | 448000+190847.201j | 0 | 0 | 0 | 0 | 0 | [24 empty] | 8102801 | no | no |  |  | no |  | 0 | 0 | 0 | 0 | 0 | 0 |  | 1 | 1 | 1 | 0 | 0 | 0
load_311896410 |  | node_1274478_837_15278629_792 |  | AN | 0 | Other | 0 | 0 | 0 | 0 | 0 | 0 | [24 empty] | 8102801 | no | no |  |  | no |  | 0 | 0 | 0 | 0 | 0 | 0 |  | 1 | 1 | 1 | 0 | 0 | 0
load_311900040 |  | node_1255877_037_15293501_607 |  | AN | 0 | Residential | 14263.2+6076.098j | 0 | 0 | 0 | 0 | 0 | [24 empty] | 8102801 | no | no |  |  | no |  | 0 | 0 | 0 | 0 | 0 | 0 |  | 1 | 1 | 1 | 0 | 0 | 0
load_311901985 |  | node_1266265_389_15269789_617 |  | AN | 0 | Other | 0 | 0 | 0 | 0 | 0 | 0 | [24 empty] | 8102801 | no | no |  |  | no |  | 0 | 0 | 0 | 0 | 0 | 0 |  | 1 | 1 | 1 | 0 | 0 | 0
load_311903612 |  | node_1264964_031_15271217_245 |  | AN | 0 | Residential | 13089.6+5576.146j | 0 | 0 | 0 | 0 | 0 | [24 empty] | 8102801 | no | no |  |  | no |  | 0 | 0 | 0 | 0 | 0 | 0 |  | 1 | 1 | 1 | 0 | 0 | 0
load_311918826 |  | node_1266702_849_15300306_686 |  | AN | 0 | Other | 0 | 0 | 0 | 0 | 0 | 0 | [24 empty] | 8102801 | no | no |  |  | no |  | 0 | 0 | 0 | 0 | 0 | 0 |  | 1 | 1 | 1 | 0 | 0 | 0
load_311922016 |  | node_1266373_031_15284647_972 |  | AN | 0 | Other | 0 | 0 | 0 | 0 | 0 | 0 | [24 empty] | 8102801 | no | no |  |  | no |  | 0 | 0 | 0 | 0 | 0 | 0 |  | 1 | 1 | 1 | 0 | 0 | 0
load_311923229 |  | node_1270529_397_15294342_099 |  | AN | 0 | Other | 0 | 0 | 0 | 0 | 0 | 0 | [24 empty] | 8102801 | no | no |  |  | no |  | 0 | 0 | 0 | 0 | 0 | 0 |  | 1 | 1 | 1 | 0 | 0 | 0
load_311998353 |  | node_1274112_757_15281328_699 |  | AN | 0 | Other | 0 | 0 | 0 | 0 | 0 | 0 | [24 empty] | 8102801 | no | no |  |  | no |  | 0 | 0 | 0 | 0 | 0 | 0 |  | 1 | 1 | 1 | 0 | 0 | 0
load_312000913 |  | node_1256742_298_15284605_981 |  | AN | 0 | Residential | 2944.8+1254.48j | 0 | 0 | 0 | 0 | 0 | [24 empty] | 8102801 | no | no |  |  | no |  | 0 | 0 | 0 | 0 | 0 | 0 |  | 1 | 1 | 1 | 0 | 0 | 0
load_312016288 |  | node_1271343_284_15285580_474 |  | AN | 0 | Residential | 4305.6+1834.178j | 0 | 0 | 0 | 0 | 0 | [24 empty] | 8102801 | no | no |  |  | no |  | 0 | 0 | 0 | 0 | 0 | 0 |  | 1 | 1 | 1 | 0 | 0 | 0
load_312016867 |  | node_1242739_005_15278535_725 |  | AN | 0 | Other | 0 | 0 | 0 | 0 | 0 | 0 | [24 empty] | 8102801 | no | no |  |  | no |  | 0 | 0 | 0 | 0 | 0 | 0 |  | 1 | 1 | 1 | 0 | 0 | 0
load_312028475 |  | node_1275051_049_15280753_715 |  | AN | 0 | Other | 0 | 0 | 0 | 0 | 0 | 0 | [24 empty] | 8102801 | no | no |  |  | no |  | 0 | 0 | 0 | 0 | 0 | 0 |  | 1 | 1 | 1 | 0 | 0 | 0
load_312041398 |  | node_1265306_376_15308647_315 |  | AN | 0 | Residential | 7207.2+3070.254j | 0 | 0 | 0 | 0 | 0 | [24 empty] | 8102801 | no | no |  |  | no |  | 0 | 0 | 0 | 0 | 0 | 0 |  | 1 | 1 | 1 | 0 | 0 | 0
load_312056207 |  | node_1275215_18_15279987_098 |  | AN | 0 | Other | 0 | 0 | 0 | 0 | 0 | 0 | [24 empty] | 8102801 | no | no |  |  | no |  | 0 | 0 | 0 | 0 | 0 | 0 |  | 1 | 1 | 1 | 0 | 0 | 0
load_312066773 |  | node_1255732_331_15289130_115 |  | AN | 0 | Residential | 13233.6+5637.49j | 0 | 0 | 0 | 0 | 0 | [24 empty] | 8102801 | no | no |  |  | no |  | 0 | 0 | 0 | 0 | 0 | 0 |  | 1 | 1 | 1 | 0 | 0 | 0
load_312074504 |  | node_1262829_929_15270366_495 |  | AN | 0 | NonResidential | 14.4+6.134j | 0 | 0 | 0 | 0 | 0 | [24 empty] | 8102801 | no | no |  |  | no |  | 0 | 0 | 0 | 0 | 0 | 0 |  | 1 | 1 | 1 | 0 | 0 | 0
load_312074505 |  | node_1262842_765_15270360_867 |  | BN | 0 | NonResidential | 0 | 14.4+6.134j | 0 | 0 | 0 | 0 | [24 empty] | 8102801 | no | no |  |  | no |  | 0 | 0 | 0 | 0 | 0 | 0 |  | 1 | 1 | 1 | 0 | 0 | 0
load_312074506 |  | node_1262857_322_15270361_715 |  | CN | 0 | NonResidential | 0 | 0 | 14.4+6.134j | 0 | 0 | 0 | [24 empty] | 8102801 | no | no |  |  | no |  | 0 | 0 | 0 | 0 | 0 | 0 |  | 1 | 1 | 1 | 0 | 0 | 0

## node
data_type | static
owner_type | feeder
owner | 8102801
object | node
name | groupid | parent | bustype | phases | nominal_voltage | dcircuit | selected | monitored | monitored_fields | class_monitored_fields | played | played_fields | subsystem | x | y | comments | dist_to_slack
node_1240216_898_15279318_12 |  |  | PQ | AN | 7199.558 | 8102801 | no | no |  |  | no |  |  | 1240216.898 | 15279318.12 |  | -1
node_1240439_57_15269869_54 |  |  | PQ | AN | 2771.281 | 8102801 | no | no |  |  | no |  |  | 1240439.57 | 15269869.54 |  | -1
node_1240459_465_15268175_344 |  |  | PQ | AN | 2771.281 | 8102801 | no | no |  |  | no |  |  | 1240459.465 | 15268175.344 |  | -1
node_1240488_704_15279549_877 |  |  | PQ | AN | 7199.558 | 8102801 | no | no |  |  | no |  |  | 1240488.704 | 15279549.877 |  | -1
node_1240514_788_15268990_984 |  |  | PQ | AN | 2771.281 | 8102801 | no | no |  |  | no |  |  | 1240514.788 | 15268990.984 |  | -1
node_1240730_734_15268478_633 |  |  | PQ | AN | 2771.281 | 8102801 | no | no |  |  | no |  |  | 1240730.734 | 15268478.633 |  | -1
node_1240790_796_15270785_533 |  |  | PQ | AN | 2771.281 | 8102801 | no | no |  |  | no |  |  | 1240790.796 | 15270785.533 |  | -1
node_1240836_097_15267231_999 |  |  | PQ | AN | 2771.281 | 8102801 | no | no |  |  | no |  |  | 1240836.097 | 15267231.999 |  | -1
node_1240879_072_15282184_569 |  |  | PQ | AN | 7199.558 | 8102801 | no | no |  |  | no |  |  | 1240879.072 | 15282184.569 |  | -1
node_1240901_785_15272428_281 |  |  | PQ | AN | 2771.281 | 8102801 | no | no |  |  | no |  |  | 1240901.785 | 15272428.281 |  | -1
node_1240970_257_15269949_467 |  |  | PQ | AN | 2771.281 | 8102801 | no | no |  |  | no |  |  | 1240970.257 | 15269949.467 |  | -1
node_1240981_98_15267589_904 |  |  | PQ | AN | 2771.281 | 8102801 | no | no |  |  | no |  |  | 1240981.98 | 15267589.904 |  | -1
node_1241065_99_15279791_454 |  |  | PQ | AN | 7199.558 | 8102801 | no | no |  |  | no |  |  | 1241065.99 | 15279791.454 |  | -1
node_1241350_479_15281326_988 |  |  | PQ | AN | 7199.558 | 8102801 | no | no |  |  | no |  |  | 1241350.479 | 15281326.988 |  | -1
node_1241369_272_15281942_259 |  |  | PQ | AN | 7199.558 | 8102801 | no | no |  |  | no |  |  | 1241369.272 | 15281942.259 |  | -1
node_1241399_844_15279787_298 |  |  | PQ | AN | 7199.558 | 8102801 | no | no |  |  | no |  |  | 1241399.844 | 15279787.298 |  | -1
node_1241422_086_15281120_044 |  |  | PQ | AN | 7199.558 | 8102801 | no | no |  |  | no |  |  | 1241422.086 | 15281120.044 |  | -1
node_1241433_842_15280831_888 |  |  | PQ | AN | 7199.558 | 8102801 | no | no |  |  | no |  |  | 1241433.842 | 15280831.888 |  | -1
node_1241434_194_15281700_903 |  |  | PQ | AN | 7199.558 | 8102801 | no | no |  |  | no |  |  | 1241434.194 | 15281700.903 |  | -1
node_1241439_029_15272832_837 |  |  | PQ | AN | 2771.281 | 8102801 | no | no |  |  | no |  |  | 1241439.029 | 15272832.837 |  | -1
node_1241447_877_15280535_194 |  |  | PQ | AN | 7199.558 | 8102801 | no | no |  |  | no |  |  | 1241447.877 | 15280535.194 |  | -1
node_1241469_265_15279854_987 |  |  | PQ | AN | 7199.558 | 8102801 | no | no |  |  | no |  |  | 1241469.265 | 15279854.987 |  | -1
node_1241527_739_15266564_807 |  |  | PQ | AN | 2771.281 | 8102801 | no | no |  |  | no |  |  | 1241527.739 | 15266564.807 |  | -1
node_1241534_183_15279550_84 |  |  | PQ | AN | 7199.558 | 8102801 | no | no |  |  | no |  |  | 1241534.183 | 15279550.84 |  | -1
node_1241569_331_15269591_337 |  |  | PQ | AN | 2771.281 | 8102801 | no | no |  |  | no |  |  | 1241569.331 | 15269591.337 |  | -1
node_1241580_41_15273332_521 |  |  | PQ | AN | 2771.281 | 8102801 | no | no |  |  | no |  |  | 1241580.41 | 15273332.521 |  | -1
node_1241604_422_15273036_504 |  |  | PQ | AN | 2771.281 | 8102801 | no | no |  |  | no |  |  | 1241604.422 | 15273036.504 |  | -1
node_1241604_597_15272692_289 |  |  | PQ | AN | 2771.281 | 8102801 | no | no |  |  | no |  |  | 1241604.597 | 15272692.289 |  | -1
node_1241612_143_15266736_597 |  |  | PQ | AN | 2771.281 | 8102801 | no | no |  |  | no |  |  | 1241612.143 | 15266736.597 |  | -1
node_1241627_029_15265873_994 |  |  | PQ | AN | 2771.281 | 8102801 | no | no |  |  | no |  |  | 1241627.029 | 15265873.994 |  | -1
node_1241771_653_15269265_228 |  |  | PQ | AN | 2771.281 | 8102801 | no | no |  |  | no |  |  | 1241771.653 | 15269265.228 |  | -1
node_1241874_338_15279029_718 |  |  | PQ | AN | 7199.558 | 8102801 | no | no |  |  | no |  |  | 1241874.338 | 15279029.718 |  | -1
node_1241929_821_15268867_555 |  |  | PQ | AN | 2771.281 | 8102801 | no | no |  |  | no |  |  | 1241929.821 | 15268867.555 |  | -1
node_1242009_049_15273483_352 |  |  | PQ | AN | 2771.281 | 8102801 | no | no |  |  | no |  |  | 1242009.049 | 15273483.352 |  | -1
node_1242017_487_15268530_642 |  |  | PQ | AN | 2771.281 | 8102801 | no | no |  |  | no |  |  | 1242017.487 | 15268530.642 |  | -1
node_1242084_584_15269765_288 |  |  | PQ | AN | 2771.281 | 8102801 | no | no |  |  | no |  |  | 1242084.584 | 15269765.288 |  | -1
node_1242111_316_15270041_939 |  |  | PQ | AN | 2771.281 | 8102801 | no | no |  |  | no |  |  | 1242111.316 | 15270041.939 |  | -1
node_1242111_945_15278482_266 |  |  | PQ | AN | 7199.558 | 8102801 | no | no |  |  | no |  |  | 1242111.945 | 15278482.266 |  | -1
node_1242172_061_15273663_375 |  |  | PQ | AN | 2771.281 | 8102801 | no | no |  |  | no |  |  | 1242172.061 | 15273663.375 |  | -1
node_1242191_625_15268277_613 |  |  | PQ | AN | 2771.281 | 8102801 | no | no |  |  | no |  |  | 1242191.625 | 15268277.613 |  | -1
node_1242209_724_15266722_718 |  |  | PQ | AN | 2771.281 | 8102801 | no | no |  |  | no |  |  | 1242209.724 | 15266722.718 |  | -1
node_1242397_067_15267713_78 |  |  | PQ | AN | 2771.281 | 8102801 | no | no |  |  | no |  |  | 1242397.067 | 15267713.78 |  | -1
node_1242508_861_15273850_023 |  |  | PQ | AN | 2771.281 | 8102801 | no | no |  |  | no |  |  | 1242508.861 | 15273850.023 |  | -1
node_1242548_886_15266988_411 |  |  | PQ | AN | 2771.281 | 8102801 | no | no |  |  | no |  |  | 1242548.886 | 15266988.411 |  | -1
node_1242554_38_15276514_24 |  |  | PQ | AN | 7199.558 | 8102801 | no | no |  |  | no |  |  | 1242554.38 | 15276514.24 |  | -1
node_1242579_565_15270776_175 |  |  | PQ | AN | 2771.281 | 8102801 | no | no |  |  | no |  |  | 1242579.565 | 15270776.175 |  | -1
node_1242612_889_15278030_843 |  |  | PQ | AN | 7199.558 | 8102801 | no | no |  |  | no |  |  | 1242612.889 | 15278030.843 |  | -1
node_1242713_011_15265760_32 |  |  | PQ | AN | 2771.281 | 8102801 | no | no |  |  | no |  |  | 1242713.011 | 15265760.32 |  | -1
node_1242739_005_15278535_725 |  |  | PQ | AN | 7199.558 | 8102801 | no | no |  |  | no |  |  | 1242739.005 | 15278535.725 |  | -1
node_1242804_082_15266456_245 |  |  | PQ | AN | 2771.281 | 8102801 | no | no |  |  | no |  |  | 1242804.082 | 15266456.245 |  | -1
node_1242878_035_15274241_345 |  |  | PQ | AN | 2771.281 | 8102801 | no | no |  |  | no |  |  | 1242878.035 | 15274241.345 |  | -1
node_1242910_538_15277922_272 |  |  | PQ | AN | 7199.558 | 8102801 | no | no |  |  | no |  |  | 1242910.538 | 15277922.272 |  | -1
node_1243010_931_15277787_649 |  |  | PQ | AN | 7199.558 | 8102801 | no | no |  |  | no |  |  | 1243010.931 | 15277787.649 |  | -1
node_1243034_653_15279163_351 |  |  | PQ | AN | 7199.558 | 8102801 | no | no |  |  | no |  |  | 1243034.653 | 15279163.351 |  | -1
node_1243603_409_15274894_561 |  |  | PQ | AN | 2771.281 | 8102801 | no | no |  |  | no |  |  | 1243603.409 | 15274894.561 |  | -1
node_1244027_431_15271879_16 |  |  | PQ | AN | 2771.281 | 8102801 | no | no |  |  | no |  |  | 1244027.431 | 15271879.16 |  | -1
node_1244404_947_15272202_87 |  |  | PQ | AN | 2771.281 | 8102801 | no | no |  |  | no |  |  | 1244404.947 | 15272202.87 |  | -1
node_1244685_736_15277635_764 |  |  | PQ | AN | 7199.558 | 8102801 | no | no |  |  | no |  |  | 1244685.736 | 15277635.764 |  | -1
node_1244977_23_15273216_295 |  |  | PQ | AN | 2771.281 | 8102801 | no | no |  |  | no |  |  | 1244977.23 | 15273216.295 |  | -1
node_1245137_204_15279313_746 |  |  | PQ | AN | 7199.558 | 8102801 | no | no |  |  | no |  |  | 1245137.204 | 15279313.746 |  | -1
node_1245214_363_15277115_335 |  |  | PQ | AN | 7199.558 | 8102801 | no | no |  |  | no |  |  | 1245214.363 | 15277115.335 |  | -1
node_1245275_6_15279579_943 |  |  | PQ | AN | 7199.558 | 8102801 | no | no |  |  | no |  |  | 1245275.6 | 15279579.943 |  | -1
node_1245480_836_15273201_131 |  |  | PQ | AN | 2771.281 | 8102801 | no | no |  |  | no |  |  | 1245480.836 | 15273201.131 |  | -1
node_1245613_804_15279126_706 |  |  | PQ | AN | 7199.558 | 8102801 | no | no |  |  | no |  |  | 1245613.804 | 15279126.706 |  | -1
node_1245657_398_15276591_775 |  |  | PQ | AN | 7199.558 | 8102801 | no | no |  |  | no |  |  | 1245657.398 | 15276591.775 |  | -1
node_1245727_007_15278857_475 |  |  | PQ | AN | 7199.558 | 8102801 | no | no |  |  | no |  |  | 1245727.007 | 15278857.475 |  | -1
node_1245857_561_15274911_99 |  |  | PQ | AN | 2771.281 | 8102801 | no | no |  |  | no |  |  | 1245857.561 | 15274911.99 |  | -1
node_1245863_781_15273109_377 |  |  | PQ | AN | 2771.281 | 8102801 | no | no |  |  | no |  |  | 1245863.781 | 15273109.377 |  | -1
node_1246094_312_15278062_256 |  |  | PQ | AN | 7199.558 | 8102801 | no | no |  |  | no |  |  | 1246094.312 | 15278062.256 |  | -1
node_1246155_438_15276779_985 |  |  | PQ | AN | 7199.558 | 8102801 | no | no |  |  | no |  |  | 1246155.438 | 15276779.985 |  | -1
node_1246171_274_15277474_935 |  |  | PQ | AN | 7199.558 | 8102801 | no | no |  |  | no |  |  | 1246171.274 | 15277474.935 |  | -1
node_1246189_168_15276290_333 |  |  | PQ | AN | 7199.558 | 8102801 | no | no |  |  | no |  |  | 1246189.168 | 15276290.333 |  | -1
node_1246266_731_15276070_389 |  |  | PQ | AN | 7199.558 | 8102801 | no | no |  |  | no |  |  | 1246266.731 | 15276070.389 |  | -1
node_1246416_111_15277817_516 |  |  | PQ | AN | 7199.558 | 8102801 | no | no |  |  | no |  |  | 1246416.111 | 15277817.516 |  | -1
node_1246541_721_15273220_606 |  |  | PQ | AD | 2771.281 | 8102801 | no | no |  |  | no |  |  | 1246541.721 | 15273220.606 |  | -1
node_1246583_922_15275665_449 |  |  | PQ | AN | 7199.558 | 8102801 | no | no |  |  | no |  |  | 1246583.922 | 15275665.449 |  | -1
node_1246665_03_15275502_108 |  |  | PQ | AN | 7199.558 | 8102801 | no | no |  |  | no |  |  | 1246665.03 | 15275502.108 |  | -1
node_1246710_043_15276850_977 |  |  | PQ | AN | 7199.558 | 8102801 | no | no |  |  | no |  |  | 1246710.043 | 15276850.977 |  | -1
node_1246771_272_15278502_97 |  |  | PQ | AN | 7199.558 | 8102801 | no | no |  |  | no |  |  | 1246771.272 | 15278502.97 |  | -1
node_1246872_669_15275000_913 |  |  | PQ | ABN | 7199.558 | 8102801 | no | no |  |  | no |  |  | 1246872.669 | 15275000.913 |  | -1
node_1246874_827_15275148_776 |  |  | PQ | AN | 7199.558 | 8102801 | no | no |  |  | no |  |  | 1246874.827 | 15275148.776 |  | -1
node_1246968_11_15273424_897 |  |  | PQ | AN | 2771.281 | 8102801 | no | no |  |  | no |  |  | 1246968.11 | 15273424.897 |  | -1
node_1246970_661_15274814_416 |  |  | PQ | ABCN | 7199.558 | 8102801 | no | no |  |  | no |  |  | 1246970.661 | 15274814.416 |  | -1
node_1247008_145_15280933_482 |  |  | PQ | AN | 7199.558 | 8102801 | no | no |  |  | no |  |  | 1247008.145 | 15280933.482 |  | -1
node_1247049_171_15277905_525 |  |  | PQ | AN | 7199.558 | 8102801 | no | no |  |  | no |  |  | 1247049.171 | 15277905.525 |  | -1
node_1247066_999_15277183_949 |  |  | PQ | AN | 7199.558 | 8102801 | no | no |  |  | no |  |  | 1247066.999 | 15277183.949 |  | -1
node_1247080_512_15277541_139 |  |  | PQ | AN | 7199.558 | 8102801 | no | no |  |  | no |  |  | 1247080.512 | 15277541.139 |  | -1
node_1247101_208_15279973_964 |  |  | PQ | AN | 7199.558 | 8102801 | no | no |  |  | no |  |  | 1247101.208 | 15279973.964 |  | -1
node_1247138_527_15279506_861 |  |  | PQ | AN | 7199.558 | 8102801 | no | no |  |  | no |  |  | 1247138.527 | 15279506.861 |  | -1
node_1247170_359_15274301_877 |  |  | PQ | AN | 2771.281 | 8102801 | no | no |  |  | no |  |  | 1247170.359 | 15274301.877 |  | -1
node_1247181_169_15280632_389 |  |  | PQ | AN | 7199.558 | 8102801 | no | no |  |  | no |  |  | 1247181.169 | 15280632.389 |  | -1
node_1247187_521_15280428_875 |  |  | PQ | AN | 7199.558 | 8102801 | no | no |  |  | no |  |  | 1247187.521 | 15280428.875 |  | -1
node_1247248_161_15274133_716 |  |  | PQ | AN | 2771.281 | 8102801 | no | no |  |  | no |  |  | 1247248.161 | 15274133.716 |  | -1
node_1247258_538_15273806_367 |  |  | PQ | AN | 2771.281 | 8102801 | no | no |  |  | no |  |  | 1247258.538 | 15273806.367 |  | -1
node_1247345_81_15273560_086 |  |  | PQ | AN | 2771.281 | 8102801 | no | no |  |  | no |  |  | 1247345.81 | 15273560.086 |  | -1
node_1247365_458_15276091_009 |  |  | PQ | AN | 7199.558 | 8102801 | no | no |  |  | no |  |  | 1247365.458 | 15276091.009 |  | -1
node_1247505_402_15276491_627 |  |  | PQ | AN | 7199.558 | 8102801 | no | no |  |  | no |  |  | 1247505.402 | 15276491.627 |  | -1
node_1247562_853_15275339_816 |  |  | PQ | AN | 7199.558 | 8102801 | no | no |  |  | no |  |  | 1247562.853 | 15275339.816 |  | -1
node_1247696_831_15275023_231 |  |  | PQ | AN | 7199.558 | 8102801 | no | no |  |  | no |  |  | 1247696.831 | 15275023.231 |  | -1
node_1247769_532_15274229_662 |  |  | PQ | AN | 2771.281 | 8102801 | no | no |  |  | no |  |  | 1247769.532 | 15274229.662 |  | -1
node_1247778_132_15279186_606 |  |  | PQ | AN | 7199.558 | 8102801 | no | no |  |  | no |  |  | 1247778.132 | 15279186.606 |  | -1
node_1247795_969_15275298_029 |  |  | PQ | AN | 7199.558 | 8102801 | no | no |  |  | no |  |  | 1247795.969 | 15275298.029 |  | -1
node_1247816_105_15279856_516 |  |  | PQ | AN | 7199.558 | 8102801 | no | no |  |  | no |  |  | 1247816.105 | 15279856.516 |  | -1
node_1247906_394_15273567_82 |  |  | PQ | AN | 2771.281 | 8102801 | no | no |  |  | no |  |  | 1247906.394 | 15273567.82 |  | -1
node_1247938_759_15274977_015 |  |  | PQ | ABCN | 7199.558 | 8102801 | no | no |  |  | no |  |  | 1247938.759 | 15274977.015 |  | -1
node_1248072_95_15276196_527 |  |  | PQ | AN | 7199.558 | 8102801 | no | no |  |  | no |  |  | 1248072.95 | 15276196.527 |  | -1
node_1248086_194_15275352_46 |  |  | PQ | AN | 7199.558 | 8102801 | no | no |  |  | no |  |  | 1248086.194 | 15275352.46 |  | -1
node_1248184_388_15273821_023 |  |  | PQ | AN | 2771.281 | 8102801 | no | no |  |  | no |  |  | 1248184.388 | 15273821.023 |  | -1
node_1248188_313_15274116_8 |  |  | PQ | AN | 2771.281 | 8102801 | no | no |  |  | no |  |  | 1248188.313 | 15274116.8 |  | -1
node_1248232_527_15274860_813 |  |  | PQ | ABCN | 7199.558 | 8102801 | no | no |  |  | no |  |  | 1248232.527 | 15274860.813 |  | -1
node_1248402_378_15273597_433 |  |  | PQ | AN | 2771.281 | 8102801 | no | no |  |  | no |  |  | 1248402.378 | 15273597.433 |  | -1
node_1248537_277_15276966_247 |  |  | PQ | AN | 7199.558 | 8102801 | no | no |  |  | no |  |  | 1248537.277 | 15276966.247 |  | -1
node_1248627_175_15273576_205 |  |  | PQ | AN | 2771.281 | 8102801 | no | no |  |  | no |  |  | 1248627.175 | 15273576.205 |  | -1
node_1248807_574_15277580_787 |  |  | PQ | AN | 7199.558 | 8102801 | no | no |  |  | no |  |  | 1248807.574 | 15277580.787 |  | -1
node_1248826_991_15273503_953 |  |  | PQ | AN | 2771.281 | 8102801 | no | no |  |  | no |  |  | 1248826.991 | 15273503.953 |  | -1
node_1249336_65_15273114_773 |  |  | PQ | AN | 2771.281 | 8102801 | no | no |  |  | no |  |  | 1249336.65 | 15273114.773 |  | -1
node_1249414_882_15273277_822 |  |  | PQ | AN | 2771.281 | 8102801 | no | no |  |  | no |  |  | 1249414.882 | 15273277.822 |  | -1
node_1249587_319_15282902_533 |  |  | PQ | AN | 2771.281 | 8102801 | no | no |  |  | no |  |  | 1249587.319 | 15282902.533 |  | -1
node_1249653_279_15285319_599 |  |  | PQ | AN | 2771.281 | 8102801 | no | no |  |  | no |  |  | 1249653.279 | 15285319.599 |  | -1
node_1249746_898_15273210_985 |  |  | PQ | AN | 2771.281 | 8102801 | no | no |  |  | no |  |  | 1249746.898 | 15273210.985 |  | -1
node_1249842_958_15283579_417 |  |  | PQ | AN | 2771.281 | 8102801 | no | no |  |  | no |  |  | 1249842.958 | 15283579.417 |  | -1
node_1249879_04_15272928_597 |  |  | PQ | AN | 2771.281 | 8102801 | no | no |  |  | no |  |  | 1249879.04 | 15272928.597 |  | -1
node_1250028_963_15280698_638 |  |  | PQ | AN | 2771.281 | 8102801 | no | no |  |  | no |  |  | 1250028.963 | 15280698.638 |  | -1
node_1250034_047_15273244_789 |  |  | PQ | AN | 2771.281 | 8102801 | no | no |  |  | no |  |  | 1250034.047 | 15273244.789 |  | -1
node_1250087_154_15281061_726 |  |  | PQ | AN | 2771.281 | 8102801 | no | no |  |  | no |  |  | 1250087.154 | 15281061.726 |  | -1
node_1250099_861_15272777_833 |  |  | PQ | AN | 2771.281 | 8102801 | no | no |  |  | no |  |  | 1250099.861 | 15272777.833 |  | -1
node_1250222_437_15281246_771 |  |  | PQ | AN | 2771.281 | 8102801 | no | no |  |  | no |  |  | 1250222.437 | 15281246.771 |  | -1
node_1250239_141_15281499_398 |  |  | PQ | AN | 2771.281 | 8102801 | no | no |  |  | no |  |  | 1250239.141 | 15281499.398 |  | -1
node_1250261_708_15272655_62 |  |  | PQ | AN | 2771.281 | 8102801 | no | no |  |  | no |  |  | 1250261.708 | 15272655.62 |  | -1
node_1250279_165_15282362_402 |  |  | PQ | AN | 2771.281 | 8102801 | no | no |  |  | no |  |  | 1250279.165 | 15282362.402 |  | -1
node_1250323_212_15286598_461 |  |  | PQ | AN | 2771.281 | 8102801 | no | no |  |  | no |  |  | 1250323.212 | 15286598.461 |  | -1
node_1250323_526_15287789_149 |  |  | PQ | AN | 2771.281 | 8102801 | no | no |  |  | no |  |  | 1250323.526 | 15287789.149 |  | -1
node_1250333_248_15288106_395 |  |  | PQ | AN | 2771.281 | 8102801 | no | no |  |  | no |  |  | 1250333.248 | 15288106.395 |  | -1
node_1250350_878_15288520_247 |  |  | PQ | AN | 2771.281 | 8102801 | no | no |  |  | no |  |  | 1250350.878 | 15288520.247 |  | -1
node_1250362_248_15289226_326 |  |  | PQ | AN | 2771.281 | 8102801 | no | no |  |  | no |  |  | 1250362.248 | 15289226.326 |  | -1
node_1250362_355_15288925_398 |  |  | PQ | AN | 2771.281 | 8102801 | no | no |  |  | no |  |  | 1250362.355 | 15288925.398 |  | -1
node_1250366_065_15284663_083 |  |  | PQ | AN | 2771.281 | 8102801 | no | no |  |  | no |  |  | 1250366.065 | 15284663.083 |  | -1
node_1250387_894_15285241_469 |  |  | PQ | AN | 2771.281 | 8102801 | no | no |  |  | no |  |  | 1250387.894 | 15285241.469 |  | -1
node_1250396_85_15285524_766 |  |  | PQ | AN | 2771.281 | 8102801 | no | no |  |  | no |  |  | 1250396.85 | 15285524.766 |  | -1
node_1250400_248_15285780_014 |  |  | PQ | AN | 2771.281 | 8102801 | no | no |  |  | no |  |  | 1250400.248 | 15285780.014 |  | -1
node_1250416_316_15289559_084 |  |  | PQ | AN | 2771.281 | 8102801 | no | no |  |  | no |  |  | 1250416.316 | 15289559.084 |  | -1
node_1250450_384_15272422_613 |  |  | PQ | AN | 2771.281 | 8102801 | no | no |  |  | no |  |  | 1250450.384 | 15272422.613 |  | -1
node_1250746_734_15272360_852 |  |  | PQ | AN | 2771.281 | 8102801 | no | no |  |  | no |  |  | 1250746.734 | 15272360.852 |  | -1
node_1251214_27_15272886_045 |  |  | PQ | ABCN | 7199.558 | 8102801 | no | no |  |  | no |  |  | 1251214.27 | 15272886.045 |  | -1
node_1251225_649_15273363_191 |  |  | PQ | AN | 7199.558 | 8102801 | no | no |  |  | no |  |  | 1251225.649 | 15273363.191 |  | -1
node_1251255_457_15271684_328 |  |  | PQ | AN | 2771.281 | 8102801 | no | no |  |  | no |  |  | 1251255.457 | 15271684.328 |  | -1
node_1251263_248_15285223_724 |  |  | PQ | AN | 2771.281 | 8102801 | no | no |  |  | no |  |  | 1251263.248 | 15285223.724 |  | -1
node_1251323_435_15271416_154 |  |  | PQ | AN | 2771.281 | 8102801 | no | no |  |  | no |  |  | 1251323.435 | 15271416.154 |  | -1
node_1251381_212_15279058_903 |  |  | PQ | AN | 2771.281 | 8102801 | no | no |  |  | no |  |  | 1251381.212 | 15279058.903 |  | -1
node_1251407_639_15272737_529 |  |  | PQ | ABCN | 7199.558 | 8102801 | no | no |  |  | no |  |  | 1251407.639 | 15272737.529 |  | -1
node_1251408_666_15289499_134 |  |  | PQ | AN | 2771.281 | 8102801 | no | no |  |  | no |  |  | 1251408.666 | 15289499.134 |  | -1
node_1251558_649_15283136_187 |  |  | PQ | AN | 2771.281 | 8102801 | no | no |  |  | no |  |  | 1251558.649 | 15283136.187 |  | -1
node_1251655_22_15284886_945 |  |  | PQ | AN | 2771.281 | 8102801 | no | no |  |  | no |  |  | 1251655.22 | 15284886.945 |  | -1
node_1251668_941_15285221_062 |  |  | PQ | AN | 2771.281 | 8102801 | no | no |  |  | no |  |  | 1251668.941 | 15285221.062 |  | -1
node_1251702_638_15288573_851 |  |  | PQ | AN | 2771.281 | 8102801 | no | no |  |  | no |  |  | 1251702.638 | 15288573.851 |  | -1
node_1251738_462_15272489_663 |  |  | PQ | ABCN | 7199.558 | 8102801 | no | no |  |  | no |  |  | 1251738.462 | 15272489.663 |  | -1
node_1251753_49_15286488_063 |  |  | PQ | AN | 2771.281 | 8102801 | no | no |  |  | no |  |  | 1251753.49 | 15286488.063 |  | -1
node_1251856_649_15279157_715 |  |  | PQ | AN | 2771.281 | 8102801 | no | no |  |  | no |  |  | 1251856.649 | 15279157.715 |  | -1
node_1251933_924_15272331_815 |  |  | PQ | ABCN | 7199.558 | 8102801 | no | no |  |  | no |  |  | 1251933.924 | 15272331.815 |  | -1
node_1251962_072_15285538_537 |  |  | PQ | AN | 2771.281 | 8102801 | no | no |  |  | no |  |  | 1251962.072 | 15285538.537 |  | -1
node_1252225_676_15280882_655 |  |  | PQ | AN | 2771.281 | 8102801 | no | no |  |  | no |  |  | 1252225.676 | 15280882.655 |  | -1
node_1252307_261_15272474_389 |  |  | PQ | AN | 7199.558 | 8102801 | no | no |  |  | no |  |  | 1252307.261 | 15272474.389 |  | -1
node_1252358_37_15271565_738 |  |  | PQ | AN | 2771.281 | 8102801 | no | no |  |  | no |  |  | 1252358.37 | 15271565.738 |  | -1
node_1252362_644_15290259_678 |  |  | PQ | AN | 2771.281 | 8102801 | no | no |  |  | no |  |  | 1252362.644 | 15290259.678 |  | -1
node_1252535_753_15273079_19 |  |  | PQ | AN | 7199.558 | 8102801 | no | no |  |  | no |  |  | 1252535.753 | 15273079.19 |  | -1
node_1252557_004_15272338_874 |  |  | PQ | AN | 7199.558 | 8102801 | no | no |  |  | no |  |  | 1252557.004 | 15272338.874 |  | -1
node_1252592_352_15272692_905 |  |  | PQ | AN | 7199.558 | 8102801 | no | no |  |  | no |  |  | 1252592.352 | 15272692.905 |  | -1
node_1252622_722_15271581_222 |  |  | PQ | ABCN | 7199.558 | 8102801 | no | no |  |  | no |  |  | 1252622.722 | 15271581.222 |  | -1
node_1252717_083_15274093_17 |  |  | PQ | AN | 7199.558 | 8102801 | no | no |  |  | no |  |  | 1252717.083 | 15274093.17 |  | -1
node_1252860_127_15273201_333 |  |  | PQ | AN | 7199.558 | 8102801 | no | no |  |  | no |  |  | 1252860.127 | 15273201.333 |  | -1
node_1252873_759_15271405_326 |  |  | PQ | ABCN | 7199.558 | 8102801 | no | no |  |  | no |  |  | 1252873.759 | 15271405.326 |  | -1
node_1252988_771_15280223_214 |  |  | PQ | AN | 2771.281 | 8102801 | no | no |  |  | no |  |  | 1252988.771 | 15280223.214 |  | -1
node_1253070_073_15279920_34 |  |  | PQ | AN | 2771.281 | 8102801 | no | no |  |  | no |  |  | 1253070.073 | 15279920.34 |  | -1
node_1253083_045_15280097_498 |  |  | PQ | AN | 2771.281 | 8102801 | no | no |  |  | no |  |  | 1253083.045 | 15280097.498 |  | -1
node_1253155_853_15271364_244 |  |  | PQ | ABCN | 7199.558 | 8102801 | no | no |  |  | no |  |  | 1253155.853 | 15271364.244 |  | -1
node_1253187_752_15280434_334 |  |  | PQ | AD | 2771.281 | 8102801 | no | no |  |  | no |  |  | 1253187.752 | 15280434.334 |  | -1
node_1253358_54_15280040_387 |  |  | PQ | AN | 2771.281 | 8102801 | no | no |  |  | no |  |  | 1253358.54 | 15280040.387 |  | -1
node_1253410_66_15271538_869 |  |  | PQ | AN | 7199.558 | 8102801 | no | no |  |  | no |  |  | 1253410.66 | 15271538.869 |  | -1
node_1253534_129_15271154_707 |  |  | PQ | ABCN | 7199.558 | 8102801 | no | no |  |  | no |  |  | 1253534.129 | 15271154.707 |  | -1
node_1253626_726_15305379_271 |  |  | PQ | AN | 2771.281 | 8102801 | no | no |  |  | no |  |  | 1253626.726 | 15305379.271 |  | -1
node_1253671_557_15280943_758 |  |  | PQ | AN | 2771.281 | 8102801 | no | no |  |  | no |  |  | 1253671.557 | 15280943.758 |  | -1
node_1253965_186_15289234_22 |  |  | PQ | AN | 2771.281 | 8102801 | no | no |  |  | no |  |  | 1253965.186 | 15289234.22 |  | -1
node_1254011_265_15305396_781 |  |  | PQ | AN | 2771.281 | 8102801 | no | no |  |  | no |  |  | 1254011.265 | 15305396.781 |  | -1
node_1254112_035_15270872_581 |  |  | PQ | ABCN | 7199.558 | 8102801 | no | no |  |  | no |  |  | 1254112.035 | 15270872.581 |  | -1
node_1254115_515_15277781_199 |  |  | PQ | AN | 2771.281 | 8102801 | no | no |  |  | no |  |  | 1254115.515 | 15277781.199 |  | -1
node_1254192_829_15281782_258 |  |  | PQ | AN | 2771.281 | 8102801 | no | no |  |  | no |  |  | 1254192.829 | 15281782.258 |  | -1
node_1254294_876_15270792_239 |  |  | PQ | ABCN | 7199.558 | 8102801 | no | no |  |  | no |  |  | 1254294.876 | 15270792.239 |  | -1
node_1254329_95_15305336_066 |  |  | PQ | AN | 2771.281 | 8102801 | no | no |  |  | no |  |  | 1254329.95 | 15305336.066 |  | -1
node_1254517_795_15305022_408 |  |  | PQ | AN | 2771.281 | 8102801 | no | no |  |  | no |  |  | 1254517.795 | 15305022.408 |  | -1
node_1254528_604_15270714_796 |  |  | PQ | ABCN | 7199.558 | 8102801 | no | no |  |  | no |  |  | 1254528.604 | 15270714.796 |  | -1
node_1254607_667_15305386_762 |  |  | PQ | AN | 2771.281 | 8102801 | no | no |  |  | no |  |  | 1254607.667 | 15305386.762 |  | -1
node_1254771_481_15292462_105 |  |  | PQ | AN | 2771.281 | 8102801 | no | no |  |  | no |  |  | 1254771.481 | 15292462.105 |  | -1
node_1254944_989_15270505_068 |  |  | PQ | ABCN | 7199.558 | 8102801 | no | no |  |  | no |  |  | 1254944.989 | 15270505.068 |  | -1
node_1254989_031_15305246_362 |  |  | PQ | AN | 2771.281 | 8102801 | no | no |  |  | no |  |  | 1254989.031 | 15305246.362 |  | -1
node_1255078_194_15292511_687 |  |  | PQ | AN | 2771.281 | 8102801 | no | no |  |  | no |  |  | 1255078.194 | 15292511.687 |  | -1
node_1255553_517_15270436_407 |  |  | PQ | ABCN | 7199.558 | 8102801 | no | no |  |  | no |  |  | 1255553.517 | 15270436.407 |  | -1
node_1255574_712_15291800_471 |  |  | PQ | AN | 2771.281 | 8102801 | no | no |  |  | no |  |  | 1255574.712 | 15291800.471 |  | -1
node_1255601_512_15304997_146 |  |  | PQ | AN | 2771.281 | 8102801 | no | no |  |  | no |  |  | 1255601.512 | 15304997.146 |  | -1
node_1255658_732_15294555_897 |  |  | PQ | AN | 2771.281 | 8102801 | no | no |  |  | no |  |  | 1255658.732 | 15294555.897 |  | -1
node_1255702_523_15280852_422 |  |  | PQ | AN | 2771.281 | 8102801 | no | no |  |  | no |  |  | 1255702.523 | 15280852.422 |  | -1
node_1255718_798_15285006_717 |  |  | PQ | AN | 2771.281 | 8102801 | no | no |  |  | no |  |  | 1255718.798 | 15285006.717 |  | -1
node_1255748_559_15287471_1 |  |  | PQ | AN | 2771.281 | 8102801 | no | no |  |  | no |  |  | 1255748.559 | 15287471.1 |  | -1
node_1255775_462_15285619_372 |  |  | PQ | AN | 2771.281 | 8102801 | no | no |  |  | no |  |  | 1255775.462 | 15285619.372 |  | -1
node_1255794_441_15287770_883 |  |  | PQ | AN | 2771.281 | 8102801 | no | no |  |  | no |  |  | 1255794.441 | 15287770.883 |  | -1
node_1255806_864_15281823_774 |  |  | PQ | AN | 2771.281 | 8102801 | no | no |  |  | no |  |  | 1255806.864 | 15281823.774 |  | -1
node_1255835_378_15286386_631 |  |  | PQ | AN | 2771.281 | 8102801 | no | no |  |  | no |  |  | 1255835.378 | 15286386.631 |  | -1
node_1255877_037_15293501_607 |  |  | PQ | AN | 2771.281 | 8102801 | no | no |  |  | no |  |  | 1255877.037 | 15293501.607 |  | -1
node_1256129_175_15279509_065 |  |  | PQ | AN | 2771.281 | 8102801 | no | no |  |  | no |  |  | 1256129.175 | 15279509.065 |  | -1
node_1256177_754_15289056_765 |  |  | PQ | AN | 2771.281 | 8102801 | no | no |  |  | no |  |  | 1256177.754 | 15289056.765 |  | -1
node_1256219_787_15304942_174 |  |  | PQ | AN | 2771.281 | 8102801 | no | no |  |  | no |  |  | 1256219.787 | 15304942.174 |  | -1
node_1256227_444_15279999_69 |  |  | PQ | AN | 2771.281 | 8102801 | no | no |  |  | no |  |  | 1256227.444 | 15279999.69 |  | -1
node_1256282_513_15284917_768 |  |  | PQ | AN | 2771.281 | 8102801 | no | no |  |  | no |  |  | 1256282.513 | 15284917.768 |  | -1
node_1256414_064_15283942_975 |  |  | PQ | AN | 2771.281 | 8102801 | no | no |  |  | no |  |  | 1256414.064 | 15283942.975 |  | -1
node_1256417_943_15276108_765 |  |  | PQ | AN | 2771.281 | 8102801 | no | no |  |  | no |  |  | 1256417.943 | 15276108.765 |  | -1
node_1256489_359_15288643_734 |  |  | PQ | AN | 2771.281 | 8102801 | no | no |  |  | no |  |  | 1256489.359 | 15288643.734 |  | -1
node_1256572_845_15283645_233 |  |  | PQ | AN | 2771.281 | 8102801 | no | no |  |  | no |  |  | 1256572.845 | 15283645.233 |  | -1
node_1256611_683_15275877_83 |  |  | PQ | AN | 2771.281 | 8102801 | no | no |  |  | no |  |  | 1256611.683 | 15275877.83 |  | -1
node_1256615_777_15304774_205 |  |  | PQ | AN | 2771.281 | 8102801 | no | no |  |  | no |  |  | 1256615.777 | 15304774.205 |  | -1
node_1256621_407_15279972_363 |  |  | PQ | AN | 2771.281 | 8102801 | no | no |  |  | no |  |  | 1256621.407 | 15279972.363 |  | -1
node_1256647_986_15284150_503 |  |  | PQ | AN | 2771.281 | 8102801 | no | no |  |  | no |  |  | 1256647.986 | 15284150.503 |  | -1
node_1256742_298_15284605_981 |  |  | PQ | AN | 2771.281 | 8102801 | no | no |  |  | no |  |  | 1256742.298 | 15284605.981 |  | -1
node_1256872_866_15283737_262 |  |  | PQ | AN | 2771.281 | 8102801 | no | no |  |  | no |  |  | 1256872.866 | 15283737.262 |  | -1
node_1257093_733_15283024_312 |  |  | PQ | AN | 2771.281 | 8102801 | no | no |  |  | no |  |  | 1257093.733 | 15283024.312 |  | -1
node_1257098_241_15282755_691 |  |  | PQ | AD | 2771.281 | 8102801 | no | no |  |  | no |  |  | 1257098.241 | 15282755.691 |  | -1
node_1257108_522_15288207_753 |  |  | PQ | AN | 2771.281 | 8102801 | no | no |  |  | no |  |  | 1257108.522 | 15288207.753 |  | -1
node_1257113_057_15281271_239 |  |  | PQ | AN | 2771.281 | 8102801 | no | no |  |  | no |  |  | 1257113.057 | 15281271.239 |  | -1
node_1257158_462_15282223_474 |  |  | PQ | AN | 2771.281 | 8102801 | no | no |  |  | no |  |  | 1257158.462 | 15282223.474 |  | -1
node_1257237_807_15281991_25 |  |  | PQ | AN | 2771.281 | 8102801 | no | no |  |  | no |  |  | 1257237.807 | 15281991.25 |  | -1
node_1257286_105_15280727_434 |  |  | PQ | AN | 2771.281 | 8102801 | no | no |  |  | no |  |  | 1257286.105 | 15280727.434 |  | -1
node_1257367_112_15310953_255 |  |  | PQ | AN | 2771.281 | 8102801 | no | no |  |  | no |  |  | 1257367.112 | 15310953.255 |  | -1
node_1257476_353_15280029_808 |  |  | PQ | AN | 2771.281 | 8102801 | no | no |  |  | no |  |  | 1257476.353 | 15280029.808 |  | -1
node_1257480_186_15280050_212 |  |  | PQ | AN | 2771.281 | 8102801 | no | no |  |  | no |  |  | 1257480.186 | 15280050.212 |  | -1
node_1257517_304_15279439_753 |  |  | PQ | AN | 2771.281 | 8102801 | no | no |  |  | no |  |  | 1257517.304 | 15279439.753 |  | -1
node_1257566_004_15279687_586 |  |  | PQ | AN | 2771.281 | 8102801 | no | no |  |  | no |  |  | 1257566.004 | 15279687.586 |  | -1
node_1257573_272_15278667_757 |  |  | PQ | AN | 2771.281 | 8102801 | no | no |  |  | no |  |  | 1257573.272 | 15278667.757 |  | -1
node_1257701_467_15278204_281 |  |  | PQ | AN | 2771.281 | 8102801 | no | no |  |  | no |  |  | 1257701.467 | 15278204.281 |  | -1
node_1257750_768_15292323_064 |  |  | PQ | AN | 2771.281 | 8102801 | no | no |  |  | no |  |  | 1257750.768 | 15292323.064 |  | -1
node_1257757_156_15277563_766 |  |  | PQ | AN | 2771.281 | 8102801 | no | no |  |  | no |  |  | 1257757.156 | 15277563.766 |  | -1
node_1257763_138_15277055_45 |  |  | PQ | AN | 2771.281 | 8102801 | no | no |  |  | no |  |  | 1257763.138 | 15277055.45 |  | -1
node_1257784_409_15276396_015 |  |  | PQ | AN | 2771.281 | 8102801 | no | no |  |  | no |  |  | 1257784.409 | 15276396.015 |  | -1
node_1257850_38_15276355_651 |  |  | PQ | AN | 2771.281 | 8102801 | no | no |  |  | no |  |  | 1257850.38 | 15276355.651 |  | -1
node_1257874_155_15277734_585 |  |  | PQ | AN | 2771.281 | 8102801 | no | no |  |  | no |  |  | 1257874.155 | 15277734.585 |  | -1
node_1257979_635_15305254_617 |  |  | PQ | AN | 2771.281 | 8102801 | no | no |  |  | no |  |  | 1257979.635 | 15305254.617 |  | -1
node_1258033_742_15276050_263 |  |  | PQ | AN | 2771.281 | 8102801 | no | no |  |  | no |  |  | 1258033.742 | 15276050.263 |  | -1
node_1258122_751_15304922_926 |  |  | PQ | AN | 2771.281 | 8102801 | no | no |  |  | no |  |  | 1258122.751 | 15304922.926 |  | -1
node_1258282_466_15275754_18 |  |  | PQ | AN | 2771.281 | 8102801 | no | no |  |  | no |  |  | 1258282.466 | 15275754.18 |  | -1
node_1258394_891_15287271_689 |  |  | PQ | AN | 2771.281 | 8102801 | no | no |  |  | no |  |  | 1258394.891 | 15287271.689 |  | -1
node_1258610_518_15270628_321 |  |  | PQ | ABCN | 7199.558 | 8102801 | no | no |  |  | no |  |  | 1258610.518 | 15270628.321 |  | -1
node_1258618_147_15291690_707 |  |  | PQ | AN | 2771.281 | 8102801 | no | no |  |  | no |  |  | 1258618.147 | 15291690.707 |  | -1
node_1258625_943_15278543_281 |  |  | PQ | AN | 2771.281 | 8102801 | no | no |  |  | no |  |  | 1258625.943 | 15278543.281 |  | -1
node_1258730_025_15284346_496 |  |  | PQ | AN | 2771.281 | 8102801 | no | no |  |  | no |  |  | 1258730.025 | 15284346.496 |  | -1
node_1258837_174_15274805_912 |  |  | PQ | AN | 2771.281 | 8102801 | no | no |  |  | no |  |  | 1258837.174 | 15274805.912 |  | -1
node_1258842_684_15270554_516 |  |  | PQ | ABCN | 7199.558 | 8102801 | no | no |  |  | no |  |  | 1258842.684 | 15270554.516 |  | -1
node_1258918_493_15292251_978 |  |  | PQ | AN | 2771.281 | 8102801 | no | no |  |  | no |  |  | 1258918.493 | 15292251.978 |  | -1
node_1258980_807_15273906_003 |  |  | PQ | AN | 2771.281 | 8102801 | no | no |  |  | no |  |  | 1258980.807 | 15273906.003 |  | -1
node_1259376_587_15273859_174 |  |  | PQ | AN | 2771.281 | 8102801 | no | no |  |  | no |  |  | 1259376.587 | 15273859.174 |  | -1
node_1259406_543_15270270_474 |  |  | PQ | AN | 7199.558 | 8102801 | no | no |  |  | no |  |  | 1259406.543 | 15270270.474 |  | -1
node_1259474_077_15272351_093 |  |  | PQ | AN | 2771.281 | 8102801 | no | no |  |  | no |  |  | 1259474.077 | 15272351.093 |  | -1
node_1259476_717_15292077_079 |  |  | PQ | AN | 2771.281 | 8102801 | no | no |  |  | no |  |  | 1259476.717 | 15292077.079 |  | -1
node_1259482_236_15270608_011 |  |  | PQ | ABCN | 7199.558 | 8102801 | no | no |  |  | no |  |  | 1259482.236 | 15270608.011 |  | -1
node_1259497_806_15286069_794 |  |  | PQ | AN | 2771.281 | 8102801 | no | no |  |  | no |  |  | 1259497.806 | 15286069.794 |  | -1
node_1259548_133_15303759_756 |  |  | PQ | AN | 2771.281 | 8102801 | no | no |  |  | no |  |  | 1259548.133 | 15303759.756 |  | -1
node_1259594_313_15270446_429 |  |  | PQ | AN | 7199.558 | 8102801 | no | no |  |  | no |  |  | 1259594.313 | 15270446.429 |  | -1
node_1259724_469_15270953_208 |  |  | PQ | AN | 2771.281 | 8102801 | no | no |  |  | no |  |  | 1259724.469 | 15270953.208 |  | -1
node_1259728_011_15271582_024 |  |  | PQ | AN | 2771.281 | 8102801 | no | no |  |  | no |  |  | 1259728.011 | 15271582.024 |  | -1
node_1259728_132_15309460_986 |  |  | PQ | AN | 2771.281 | 8102801 | no | no |  |  | no |  |  | 1259728.132 | 15309460.986 |  | -1
node_1259752_023_15271201_927 |  |  | PQ | AN | 2771.281 | 8102801 | no | no |  |  | no |  |  | 1259752.023 | 15271201.927 |  | -1
node_1259765_762_15271305_014 |  |  | PQ | AN | 2771.281 | 8102801 | no | no |  |  | no |  |  | 1259765.762 | 15271305.014 |  | -1
node_1259791_232_15272624_221 |  |  | PQ | AN | 2771.281 | 8102801 | no | no |  |  | no |  |  | 1259791.232 | 15272624.221 |  | -1
node_1259806_79_15309908_838 |  |  | PQ | AN | 2771.281 | 8102801 | no | no |  |  | no |  |  | 1259806.79 | 15309908.838 |  | -1
node_1259806_433_15313330_4 |  |  | PQ | AN | 2771.281 | 8102801 | no | no |  |  | no |  |  | 1259806.433 | 15313330.4 |  | -1
node_1259827_123_15271886_057 |  |  | PQ | AN | 2771.281 | 8102801 | no | no |  |  | no |  |  | 1259827.123 | 15271886.057 |  | -1
node_1259871_82_15270311_864 |  |  | PQ | AN | 7199.558 | 8102801 | no | no |  |  | no |  |  | 1259871.82 | 15270311.864 |  | -1
node_1259887_436_15291856_318 |  |  | PQ | AN | 2771.281 | 8102801 | no | no |  |  | no |  |  | 1259887.436 | 15291856.318 |  | -1
node_1260038_462_15275380_94 |  |  | PQ | AN | 2771.281 | 8102801 | no | no |  |  | no |  |  | 1260038.462 | 15275380.94 |  | -1
node_1260088_892_15291824_347 |  |  | PQ | AN | 2771.281 | 8102801 | no | no |  |  | no |  |  | 1260088.892 | 15291824.347 |  | -1
node_1260117_926_15269911_81 |  |  | PQ | ABN | 7199.558 | 8102801 | no | no |  |  | no |  |  | 1260117.926 | 15269911.81 |  | -1
node_1260118_19_15270270_95 |  |  | PQ | ABCN | 7199.558 | 8102801 | no | no |  |  | no |  |  | 1260118.19 | 15270270.95 |  | -1
node_1260132_323_15270552_404 |  |  | PQ | ABCN | 7199.558 | 8102801 | no | no |  |  | no |  |  | 1260132.323 | 15270552.404 |  | -1
node_1260144_341_15271586_886 |  |  | PQ | AN | 2771.281 | 8102801 | no | no |  |  | no |  |  | 1260144.341 | 15271586.886 |  | -1
node_1260160_361_15272178_867 |  |  | PQ | AN | 2771.281 | 8102801 | no | no |  |  | no |  |  | 1260160.361 | 15272178.867 |  | -1
node_1260249_615_15303412_14 |  |  | PQ | AN | 2771.281 | 8102801 | no | no |  |  | no |  |  | 1260249.615 | 15303412.14 |  | -1
node_1260320_668_15291331_613 |  |  | PQ | AN | 2771.281 | 8102801 | no | no |  |  | no |  |  | 1260320.668 | 15291331.613 |  | -1
node_1260356_974_15313254_739 |  |  | PQ | AN | 2771.281 | 8102801 | no | no |  |  | no |  |  | 1260356.974 | 15313254.739 |  | -1
node_1260509_293_15291429_075 |  |  | PQ | AN | 2771.281 | 8102801 | no | no |  |  | no |  |  | 1260509.293 | 15291429.075 |  | -1
node_1260512_973_15285278_622 |  |  | PQ | AN | 2771.281 | 8102801 | no | no |  |  | no |  |  | 1260512.973 | 15285278.622 |  | -1
node_1260540_697_15270365_839 |  |  | PQ | AN | 2771.281 | 8102801 | no | no |  |  | no |  |  | 1260540.697 | 15270365.839 |  | -1
node_1260547_118_15270965_937 |  |  | PQ | AN | 7199.558 | 8102801 | no | no |  |  | no |  |  | 1260547.118 | 15270965.937 |  | -1
node_1260557_689_15270593_203 |  |  | PQ | ABCN | 7199.558 | 8102801 | no | no |  |  | no |  |  | 1260557.689 | 15270593.203 |  | -1
node_1260576_16_15272574_293 |  |  | PQ | AN | 2771.281 | 8102801 | no | no |  |  | no |  |  | 1260576.16 | 15272574.293 |  | -1
node_1260696_785_15274515_904 |  |  | PQ | AN | 2771.281 | 8102801 | no | no |  |  | no |  |  | 1260696.785 | 15274515.904 |  | -1
node_1260709_15_15279825_782 |  |  | PQ | AN | 2771.281 | 8102801 | no | no |  |  | no |  |  | 1260709.15 | 15279825.782 |  | -1
node_1260721_614_15313174_733 |  |  | PQ | AN | 2771.281 | 8102801 | no | no |  |  | no |  |  | 1260721.614 | 15313174.733 |  | -1
node_1260736_74_15285018_007 |  |  | PQ | AN | 2771.281 | 8102801 | no | no |  |  | no |  |  | 1260736.74 | 15285018.007 |  | -1
node_1260849_949_15291061_005 |  |  | PQ | AN | 2771.281 | 8102801 | no | no |  |  | no |  |  | 1260849.949 | 15291061.005 |  | -1
node_1260895_509_15271050_094 |  |  | PQ | AN | 7199.558 | 8102801 | no | no |  |  | no |  |  | 1260895.509 | 15271050.094 |  | -1
node_1260941_313_15270653_37 |  |  | PQ | ABCN | 7199.558 | 8102801 | no | no |  |  | no |  |  | 1260941.313 | 15270653.37 |  | -1
node_1260958_306_15272249_999 |  |  | PQ | AN | 2771.281 | 8102801 | no | no |  |  | no |  |  | 1260958.306 | 15272249.999 |  | -1
node_1261003_673_15272545_466 |  |  | PQ | AN | 2771.281 | 8102801 | no | no |  |  | no |  |  | 1261003.673 | 15272545.466 |  | -1
node_1261010_913_15276400_387 |  |  | PQ | AN | 2771.281 | 8102801 | no | no |  |  | no |  |  | 1261010.913 | 15276400.387 |  | -1
node_1261020_55_15270101_424 |  |  | PQ | AN | 2771.281 | 8102801 | no | no |  |  | no |  |  | 1261020.55 | 15270101.424 |  | -1
node_1261031_103_15275204_517 |  |  | PQ | AN | 2771.281 | 8102801 | no | no |  |  | no |  |  | 1261031.103 | 15275204.517 |  | -1
node_1261072_368_15291010_939 |  |  | PQ | AN | 2771.281 | 8102801 | no | no |  |  | no |  |  | 1261072.368 | 15291010.939 |  | -1
node_1261112_117_15284575_791 |  |  | PQ | AN | 2771.281 | 8102801 | no | no |  |  | no |  |  | 1261112.117 | 15284575.791 |  | -1
node_1261113_543_15311343_199 |  |  | PQ | AN | 2771.281 | 8102801 | no | no |  |  | no |  |  | 1261113.543 | 15311343.199 |  | -1
node_1261140_445_15271372_725 |  |  | PQ | AN | 7199.558 | 8102801 | no | no |  |  | no |  |  | 1261140.445 | 15271372.725 |  | -1
node_1261156_395_15270645_451 |  |  | PQ | ABCN | 7199.558 | 8102801 | no | no |  |  | no |  |  | 1261156.395 | 15270645.451 |  | -1
node_1261183_287_15270000_901 |  |  | PQ | AN | 2771.281 | 8102801 | no | no |  |  | no |  |  | 1261183.287 | 15270000.901 |  | -1
node_1261242_132_15284424_004 |  |  | PQ | AN | 2771.281 | 8102801 | no | no |  |  | no |  |  | 1261242.132 | 15284424.004 |  | -1
node_1261261_589_15290926_156 |  |  | PQ | AN | 2771.281 | 8102801 | no | no |  |  | no |  |  | 1261261.589 | 15290926.156 |  | -1
node_1261271_929_15275759_295 |  |  | PQ | AN | 2771.281 | 8102801 | no | no |  |  | no |  |  | 1261271.929 | 15275759.295 |  | -1
node_1261328_182_15284226_761 |  |  | PQ | AN | 2771.281 | 8102801 | no | no |  |  | no |  |  | 1261328.182 | 15284226.761 |  | -1
node_1261398_459_15271051_244 |  |  | PQ | ABN | 7199.558 | 8102801 | no | no |  |  | no |  |  | 1261398.459 | 15271051.244 |  | -1
node_1261406_61_15270820_338 |  |  | PQ | ABCN | 7199.558 | 8102801 | no | no |  |  | no |  |  | 1261406.61 | 15270820.338 |  | -1
node_1261407_854_15275958_917 |  |  | PQ | AN | 2771.281 | 8102801 | no | no |  |  | no |  |  | 1261407.854 | 15275958.917 |  | -1
node_1261411_118_15270872_849 |  |  | PQ | ABCN | 7199.558 | 8102801 | no | no |  |  | no |  |  | 1261411.118 | 15270872.849 |  | -1
node_1261411_438_15270846_229 |  |  | PQ | ABCN | 7199.558 | 8102801 | no | no |  |  | no |  |  | 1261411.438 | 15270846.229 |  | -1
node_1261439_678_15290777_78 |  |  | PQ | AN | 2771.281 | 8102801 | no | no |  |  | no |  |  | 1261439.678 | 15290777.78 |  | -1
node_1261512_438_15270636_577 |  |  | PQ | ABCN | 7199.558 | 8102801 | no | no |  |  | no |  |  | 1261512.438 | 15270636.577 |  | -1
node_1261579_112_15276215_755 |  |  | PQ | AN | 2771.281 | 8102801 | no | no |  |  | no |  |  | 1261579.112 | 15276215.755 |  | -1
node_1261587_871_15309730_146 |  |  | PQ | AN | 2771.281 | 8102801 | no | no |  |  | no |  |  | 1261587.871 | 15309730.146 |  | -1
node_1261640_58_15290868_191 |  |  | PQ | AN | 2771.281 | 8102801 | no | no |  |  | no |  |  | 1261640.58 | 15290868.191 |  | -1
node_1261724_376_15291295_366 |  |  | PQ | AN | 2771.281 | 8102801 | no | no |  |  | no |  |  | 1261724.376 | 15291295.366 |  | -1
node_1261799_517_15271217_746 |  |  | PQ | ABN | 7199.558 | 8102801 | no | no |  |  | no |  |  | 1261799.517 | 15271217.746 |  | -1
node_1261877_724_15290786_53 |  |  | PQ | AN | 2771.281 | 8102801 | no | no |  |  | no |  |  | 1261877.724 | 15290786.53 |  | -1
node_1261902_173_15270491_32 |  |  | PQ | ABCN | 7199.558 | 8102801 | no | no |  |  | no |  |  | 1261902.173 | 15270491.32 |  | -1
node_1261921_941_15270494_069 |  |  | PQ | ABCN | 7199.558 | 8102801 | no | no |  |  | no |  |  | 1261921.941 | 15270494.069 |  | -1
node_1262010_343_15269655_806 |  |  | PQ | AN | 2771.281 | 8102801 | no | no |  |  | no |  |  | 1262010.343 | 15269655.806 |  | -1
node_1262064_443_15309764_429 |  |  | PQ | AD | 2771.281 | 8102801 | no | no |  |  | no |  |  | 1262064.443 | 15309764.429 |  | -1
node_1262073_201_15301771_178 |  |  | PQ | AN | 2771.281 | 8102801 | no | no |  |  | no |  |  | 1262073.201 | 15301771.178 |  | -1
node_1262083_493_15290635_515 |  |  | PQ | AN | 2771.281 | 8102801 | no | no |  |  | no |  |  | 1262083.493 | 15290635.515 |  | -1
node_1262173_565_15277269_828 |  |  | PQ | AN | 2771.281 | 8102801 | no | no |  |  | no |  |  | 1262173.565 | 15277269.828 |  | -1
node_1262199_581_15283201_69 |  |  | PQ | AD | 2771.281 | 8102801 | no | no |  |  | no |  |  | 1262199.581 | 15283201.69 |  | -1
node_1262212_035_15301549_759 |  |  | PQ | AN | 2771.281 | 8102801 | no | no |  |  | no |  |  | 1262212.035 | 15301549.759 |  | -1
node_1262267_013_15310211_497 |  |  | PQ | AN | 2771.281 | 8102801 | no | no |  |  | no |  |  | 1262267.013 | 15310211.497 |  | -1
node_1262350_086_15290735_239 |  |  | PQ | AN | 2771.281 | 8102801 | no | no |  |  | no |  |  | 1262350.086 | 15290735.239 |  | -1
node_1262399_8_15282853_416 |  |  | PQ | AN | 2771.281 | 8102801 | no | no |  |  | no |  |  | 1262399.8 | 15282853.416 |  | -1
node_1262458_373_15307930_863 |  |  | PQ | AN | 2771.281 | 8102801 | no | no |  |  | no |  |  | 1262458.373 | 15307930.863 |  | -1
node_1262528_872_15294838_615 |  |  | PQ | AN | 2771.281 | 8102801 | no | no |  |  | no |  |  | 1262528.872 | 15294838.615 |  | -1
node_1262577_74_15282358_828 |  |  | PQ | AN | 2771.281 | 8102801 | no | no |  |  | no |  |  | 1262577.74 | 15282358.828 |  | -1
node_1262622_22_15277712_666 |  |  | PQ | AN | 2771.281 | 8102801 | no | no |  |  | no |  |  | 1262622.22 | 15277712.666 |  | -1
node_1262647_529_15307592_409 |  |  | PQ | AN | 2771.281 | 8102801 | no | no |  |  | no |  |  | 1262647.529 | 15307592.409 |  | -1
node_1262696_172_15307231_539 |  |  | PQ | AN | 2771.281 | 8102801 | no | no |  |  | no |  |  | 1262696.172 | 15307231.539 |  | -1
node_1262721_354_15277281_183 |  |  | PQ | AN | 2771.281 | 8102801 | no | no |  |  | no |  |  | 1262721.354 | 15277281.183 |  | -1
node_1262723_599_15308032_073 |  |  | PQ | AN | 2771.281 | 8102801 | no | no |  |  | no |  |  | 1262723.599 | 15308032.073 |  | -1
node_1262750_123_15282165_645 |  |  | PQ | AN | 2771.281 | 8102801 | no | no |  |  | no |  |  | 1262750.123 | 15282165.645 |  | -1
node_1262805_347_15281362_232 |  |  | PQ | AN | 2771.281 | 8102801 | no | no |  |  | no |  |  | 1262805.347 | 15281362.232 |  | -1
node_1262829_929_15270366_495 |  |  | PQ | ABCN | 7199.558 | 8102801 | no | no |  |  | no |  |  | 1262829.929 | 15270366.495 |  | -1
node_1262832_473_15282577_123 |  |  | PQ | AN | 2771.281 | 8102801 | no | no |  |  | no |  |  | 1262832.473 | 15282577.123 |  | -1
node_1262842_765_15270360_867 |  |  | PQ | ABCN | 7199.558 | 8102801 | no | no |  |  | no |  |  | 1262842.765 | 15270360.867 |  | -1
node_1262857_322_15270361_715 |  |  | PQ | ABCN | 7199.558 | 8102801 | no | no |  |  | no |  |  | 1262857.322 | 15270361.715 |  | -1
node_1262913_014_15280913_88 |  |  | PQ | AN | 2771.281 | 8102801 | no | no |  |  | no |  |  | 1262913.014 | 15280913.88 |  | -1
node_1262937_609_15269424_102 |  |  | PQ | AN | 2771.281 | 8102801 | no | no |  |  | no |  |  | 1262937.609 | 15269424.102 |  | -1
node_1262960_439_15270833_719 |  |  | PQ | AN | 7199.558 | 8102801 | no | no |  |  | no |  |  | 1262960.439 | 15270833.719 |  | -1
node_1262965_729_15306721_17 |  |  | PQ | AN | 2771.281 | 8102801 | no | no |  |  | no |  |  | 1262965.729 | 15306721.17 |  | -1
node_1262972_864_15271036_773 |  |  | PQ | AN | 7199.558 | 8102801 | no | no |  |  | no |  |  | 1262972.864 | 15271036.773 |  | -1
node_1263005_205_15271397_194 |  |  | PQ | AN | 7199.558 | 8102801 | no | no |  |  | no |  |  | 1263005.205 | 15271397.194 |  | -1
node_1263015_272_15282771_948 |  |  | PQ | AN | 2771.281 | 8102801 | no | no |  |  | no |  |  | 1263015.272 | 15282771.948 |  | -1
node_1263096_723_15272000_524 |  |  | PQ | AN | 7199.558 | 8102801 | no | no |  |  | no |  |  | 1263096.723 | 15272000.524 |  | -1
node_1263125_047_15306868_178 |  |  | PQ | AN | 2771.281 | 8102801 | no | no |  |  | no |  |  | 1263125.047 | 15306868.178 |  | -1
node_1263159_517_15282974_289 |  |  | PQ | AN | 2771.281 | 8102801 | no | no |  |  | no |  |  | 1263159.517 | 15282974.289 |  | -1
node_1263251_986_15299430_861 |  |  | PQ | AN | 2771.281 | 8102801 | no | no |  |  | no |  |  | 1263251.986 | 15299430.861 |  | -1
node_1263268_791_15291073_556 |  |  | PQ | AN | 2771.281 | 8102801 | no | no |  |  | no |  |  | 1263268.791 | 15291073.556 |  | -1
node_1263281_449_15280792_273 |  |  | PQ | AN | 2771.281 | 8102801 | no | no |  |  | no |  |  | 1263281.449 | 15280792.273 |  | -1
node_1263394_561_15280525_267 |  |  | PQ | AN | 2771.281 | 8102801 | no | no |  |  | no |  |  | 1263394.561 | 15280525.267 |  | -1
node_1263441_335_15269325_643 |  |  | PQ | AN | 2771.281 | 8102801 | no | no |  |  | no |  |  | 1263441.335 | 15269325.643 |  | -1
node_1263609_642_15279664_93 |  |  | PQ | AN | 2771.281 | 8102801 | no | no |  |  | no |  |  | 1263609.642 | 15279664.93 |  | -1
node_1263624_552_15305826_776 |  |  | PQ | AN | 2771.281 | 8102801 | no | no |  |  | no |  |  | 1263624.552 | 15305826.776 |  | -1
node_1263751_237_15269287_521 |  |  | PQ | AN | 2771.281 | 8102801 | no | no |  |  | no |  |  | 1263751.237 | 15269287.521 |  | -1
node_1263843_237_15305670_53 |  |  | PQ | AN | 2771.281 | 8102801 | no | no |  |  | no |  |  | 1263843.237 | 15305670.53 |  | -1
node_1263845_824_15282542_338 |  |  | PQ | AN | 2771.281 | 8102801 | no | no |  |  | no |  |  | 1263845.824 | 15282542.338 |  | -1
node_1263847_573_15279747_399 |  |  | PQ | AN | 2771.281 | 8102801 | no | no |  |  | no |  |  | 1263847.573 | 15279747.399 |  | -1
node_1263874_055_15299226_377 |  |  | PQ | AN | 2771.281 | 8102801 | no | no |  |  | no |  |  | 1263874.055 | 15299226.377 |  | -1
node_1264016_386_15283160_372 |  |  | PQ | AN | 2771.281 | 8102801 | no | no |  |  | no |  |  | 1264016.386 | 15283160.372 |  | -1
node_1264037_206_15292777_027 |  |  | PQ | AN | 2771.281 | 8102801 | no | no |  |  | no |  |  | 1264037.206 | 15292777.027 |  | -1
node_1264047_777_15279845_955 |  |  | PQ | AN | 2771.281 | 8102801 | no | no |  |  | no |  |  | 1264047.777 | 15279845.955 |  | -1
node_1264093_765_15305499_406 |  |  | PQ | AN | 2771.281 | 8102801 | no | no |  |  | no |  |  | 1264093.765 | 15305499.406 |  | -1
node_1264105_154_15271424_394 |  |  | PQ | AN | 7199.558 | 8102801 | no | no |  |  | no |  |  | 1264105.154 | 15271424.394 |  | -1
node_1264140_12_15291661_353 |  |  | PQ | AN | 2771.281 | 8102801 | no | no |  |  | no |  |  | 1264140.12 | 15291661.353 |  | -1
node_1264195_154_15269487_477 |  |  | PQ | AN | 2771.281 | 8102801 | no | no |  |  | no |  |  | 1264195.154 | 15269487.477 |  | -1
node_1264226_971_15280171_641 |  |  | PQ | AN | 2771.281 | 8102801 | no | no |  |  | no |  |  | 1264226.971 | 15280171.641 |  | -1
node_1264270_545_15279190_525 |  |  | PQ | AN | 2771.281 | 8102801 | no | no |  |  | no |  |  | 1264270.545 | 15279190.525 |  | -1
node_1264276_642_15297313_193 |  |  | PQ | AN | 2771.281 | 8102801 | no | no |  |  | no |  |  | 1264276.642 | 15297313.193 |  | -1
node_1264435_199_15269491_641 |  |  | PQ | AN | 2771.281 | 8102801 | no | no |  |  | no |  |  | 1264435.199 | 15269491.641 |  | -1
node_1264442_987_15280364_946 |  |  | PQ | AN | 2771.281 | 8102801 | no | no |  |  | no |  |  | 1264442.987 | 15280364.946 |  | -1
node_1264523_796_15282585_746 |  |  | PQ | AN | 2771.281 | 8102801 | no | no |  |  | no |  |  | 1264523.796 | 15282585.746 |  | -1
node_1264643_988_15299129_965 |  |  | PQ | AN | 2771.281 | 8102801 | no | no |  |  | no |  |  | 1264643.988 | 15299129.965 |  | -1
node_1264654_235_15298793_65 |  |  | PQ | AN | 2771.281 | 8102801 | no | no |  |  | no |  |  | 1264654.235 | 15298793.65 |  | -1
node_1264690_274_15283204_838 |  |  | PQ | AN | 2771.281 | 8102801 | no | no |  |  | no |  |  | 1264690.274 | 15283204.838 |  | -1
node_1264765_147_15271207_133 |  |  | PQ | AN | 7199.558 | 8102801 | no | no |  |  | no |  |  | 1264765.147 | 15271207.133 |  | -1
node_1264814_712_15269646_044 |  |  | PQ | AN | 2771.281 | 8102801 | no | no |  |  | no |  |  | 1264814.712 | 15269646.044 |  | -1
node_1264927_149_15304564_92 |  |  | PQ | AN | 2771.281 | 8102801 | no | no |  |  | no |  |  | 1264927.149 | 15304564.92 |  | -1
node_1264942_314_15297174_796 |  |  | PQ | AN | 2771.281 | 8102801 | no | no |  |  | no |  |  | 1264942.314 | 15297174.796 |  | -1
node_1264947_229_15280814_077 |  |  | PQ | AN | 2771.281 | 8102801 | no | no |  |  | no |  |  | 1264947.229 | 15280814.077 |  | -1
node_1264950_516_15298715_537 |  |  | PQ | AN | 2771.281 | 8102801 | no | no |  |  | no |  |  | 1264950.516 | 15298715.537 |  | -1
node_1264964_031_15271217_245 |  |  | PQ | AN | 7199.558 | 8102801 | no | no |  |  | no |  |  | 1264964.031 | 15271217.245 |  | -1
node_1265000_262_15270414_634 |  |  | PQ | ABCN | 7199.558 | 8102801 | no | no |  |  | no |  |  | 1265000.262 | 15270414.634 |  | -1
node_1265005_658_15304269_191 |  |  | PQ | AN | 2771.281 | 8102801 | no | no |  |  | no |  |  | 1265005.658 | 15304269.191 |  | -1
node_1265012_046_15305038_735 |  |  | PQ | AN | 2771.281 | 8102801 | no | no |  |  | no |  |  | 1265012.046 | 15305038.735 |  | -1
node_1265019_626_15290121_319 |  |  | PQ | AN | 2771.281 | 8102801 | no | no |  |  | no |  |  | 1265019.626 | 15290121.319 |  | -1
node_1265086_783_15303960_299 |  |  | PQ | AN | 2771.281 | 8102801 | no | no |  |  | no |  |  | 1265086.783 | 15303960.299 |  | -1
node_1265091_929_15269664_858 |  |  | PQ | AN | 2771.281 | 8102801 | no | no |  |  | no |  |  | 1265091.929 | 15269664.858 |  | -1
node_1265096_748_15278551_001 |  |  | PQ | AN | 2771.281 | 8102801 | no | no |  |  | no |  |  | 1265096.748 | 15278551.001 |  | -1
node_1265107_985_15281343_588 |  |  | PQ | AN | 2771.281 | 8102801 | no | no |  |  | no |  |  | 1265107.985 | 15281343.588 |  | -1
node_1265243_841_15303561_927 |  |  | PQ | AN | 2771.281 | 8102801 | no | no |  |  | no |  |  | 1265243.841 | 15303561.927 |  | -1
node_1265244_992_15282446_69 |  |  | PQ | AN | 2771.281 | 8102801 | no | no |  |  | no |  |  | 1265244.992 | 15282446.69 |  | -1
node_1265298_689_15281015_829 |  |  | PQ | AN | 2771.281 | 8102801 | no | no |  |  | no |  |  | 1265298.689 | 15281015.829 |  | -1
node_1265306_376_15308647_315 |  |  | PQ | AN | 2771.281 | 8102801 | no | no |  |  | no |  |  | 1265306.376 | 15308647.315 |  | -1
node_1265315_58_15306879_099 |  |  | PQ | AN | 2771.281 | 8102801 | no | no |  |  | no |  |  | 1265315.58 | 15306879.099 |  | -1
node_1265318_942_15278405_491 |  |  | PQ | AN | 2771.281 | 8102801 | no | no |  |  | no |  |  | 1265318.942 | 15278405.491 |  | -1
node_1265347_743_15303319_094 |  |  | PQ | AN | 2771.281 | 8102801 | no | no |  |  | no |  |  | 1265347.743 | 15303319.094 |  | -1
node_1265429_216_15298306_924 |  |  | PQ | AN | 2771.281 | 8102801 | no | no |  |  | no |  |  | 1265429.216 | 15298306.924 |  | -1
node_1265430_588_15282639_17 |  |  | PQ | AN | 2771.281 | 8102801 | no | no |  |  | no |  |  | 1265430.588 | 15282639.17 |  | -1
node_1265453_353_15308744_441 |  |  | PQ | AN | 2771.281 | 8102801 | no | no |  |  | no |  |  | 1265453.353 | 15308744.441 |  | -1
node_1265455_936_15269664_139 |  |  | PQ | AN | 2771.281 | 8102801 | no | no |  |  | no |  |  | 1265455.936 | 15269664.139 |  | -1
node_1265469_157_15300088_536 |  |  | PQ | AN | 2771.281 | 8102801 | no | no |  |  | no |  |  | 1265469.157 | 15300088.536 |  | -1
node_1265471_157_15270544_279 |  |  | PQ | ABCN | 7199.558 | 8102801 | no | no |  |  | no |  |  | 1265471.157 | 15270544.279 |  | -1
node_1265498_443_15299388_476 |  |  | PQ | AN | 2771.281 | 8102801 | no | no |  |  | no |  |  | 1265498.443 | 15299388.476 |  | -1
node_1265517_455_15309211_518 |  |  | PQ | AN | 2771.281 | 8102801 | no | no |  |  | no |  |  | 1265517.455 | 15309211.518 |  | -1
node_1265533_108_15307896_572 |  |  | PQ | AN | 2771.281 | 8102801 | no | no |  |  | no |  |  | 1265533.108 | 15307896.572 |  | -1
node_1265562_6_15279049_946 |  |  | PQ | AN | 2771.281 | 8102801 | no | no |  |  | no |  |  | 1265562.6 | 15279049.946 |  | -1
node_1265568_536_15300789_024 |  |  | PQ | AN | 2771.281 | 8102801 | no | no |  |  | no |  |  | 1265568.536 | 15300789.024 |  | -1
node_1265594_929_15301225_923 |  |  | PQ | AN | 2771.281 | 8102801 | no | no |  |  | no |  |  | 1265594.929 | 15301225.923 |  | -1
node_1265601_765_15308237_025 |  |  | PQ | AN | 2771.281 | 8102801 | no | no |  |  | no |  |  | 1265601.765 | 15308237.025 |  | -1
node_1265703_416_15269537_347 |  |  | PQ | AN | 2771.281 | 8102801 | no | no |  |  | no |  |  | 1265703.416 | 15269537.347 |  | -1
node_1265788_619_15302378_883 |  |  | PQ | AN | 2771.281 | 8102801 | no | no |  |  | no |  |  | 1265788.619 | 15302378.883 |  | -1
node_1265789_402_15301673_722 |  |  | PQ | AN | 2771.281 | 8102801 | no | no |  |  | no |  |  | 1265789.402 | 15301673.722 |  | -1
node_1265821_356_15285903_162 |  |  | PQ | AN | 2771.281 | 8102801 | no | no |  |  | no |  |  | 1265821.356 | 15285903.162 |  | -1
node_1265846_813_15300247_091 |  |  | PQ | AN | 2771.281 | 8102801 | no | no |  |  | no |  |  | 1265846.813 | 15300247.091 |  | -1
node_1265879_845_15284690_864 |  |  | PQ | AN | 2771.281 | 8102801 | no | no |  |  | no |  |  | 1265879.845 | 15284690.864 |  | -1
node_1265896_56_15280317_922 |  |  | PQ | AN | 2771.281 | 8102801 | no | no |  |  | no |  |  | 1265896.56 | 15280317.922 |  | -1
node_1265930_286_15284267_535 |  |  | PQ | AN | 2771.281 | 8102801 | no | no |  |  | no |  |  | 1265930.286 | 15284267.535 |  | -1
node_1266000_845_15269533_313 |  |  | PQ | AN | 2771.281 | 8102801 | no | no |  |  | no |  |  | 1266000.845 | 15269533.313 |  | -1
node_1266001_222_15270460_328 |  |  | PQ | ABCN | 7199.558 | 8102801 | no | no |  |  | no |  |  | 1266001.222 | 15270460.328 |  | -1
node_1266122_421_15284425_071 |  |  | PQ | AN | 2771.281 | 8102801 | no | no |  |  | no |  |  | 1266122.421 | 15284425.071 |  | -1
node_1266195_028_15297055_012 |  |  | PQ | AN | 2771.281 | 8102801 | no | no |  |  | no |  |  | 1266195.028 | 15297055.012 |  | -1
node_1266208_217_15274652_124 |  |  | PQ | AN | 2771.281 | 8102801 | no | no |  |  | no |  |  | 1266208.217 | 15274652.124 |  | -1
node_1266265_389_15269789_617 |  |  | PQ | AN | 2771.281 | 8102801 | no | no |  |  | no |  |  | 1266265.389 | 15269789.617 |  | -1
node_1266286_953_15276995_287 |  |  | PQ | AN | 2771.281 | 8102801 | no | no |  |  | no |  |  | 1266286.953 | 15276995.287 |  | -1
node_1266305_359_15269602_146 |  |  | PQ | AN | 2771.281 | 8102801 | no | no |  |  | no |  |  | 1266305.359 | 15269602.146 |  | -1
node_1266373_031_15284647_972 |  |  | PQ | AN | 2771.281 | 8102801 | no | no |  |  | no |  |  | 1266373.031 | 15284647.972 |  | -1
node_1266472_908_15270435_74 |  |  | PQ | ABCN | 7199.558 | 8102801 | no | no |  |  | no |  |  | 1266472.908 | 15270435.74 |  | -1
node_1266494_584_15278186_552 |  |  | PQ | AN | 2771.281 | 8102801 | no | no |  |  | no |  |  | 1266494.584 | 15278186.552 |  | -1
node_1266510_552_15284909_18 |  |  | PQ | AN | 2771.281 | 8102801 | no | no |  |  | no |  |  | 1266510.552 | 15284909.18 |  | -1
node_1266627_463_15277540_313 |  |  | PQ | AN | 2771.281 | 8102801 | no | no |  |  | no |  |  | 1266627.463 | 15277540.313 |  | -1
node_1266657_446_15288620_035 |  |  | PQ | AN | 2771.281 | 8102801 | no | no |  |  | no |  |  | 1266657.446 | 15288620.035 |  | -1
node_1266702_849_15300306_686 |  |  | PQ | AN | 2771.281 | 8102801 | no | no |  |  | no |  |  | 1266702.849 | 15300306.686 |  | -1
node_1266747_396_15287175_633 |  |  | PQ | AN | 2771.281 | 8102801 | no | no |  |  | no |  |  | 1266747.396 | 15287175.633 |  | -1
node_1266776_971_15285098_722 |  |  | PQ | AN | 2771.281 | 8102801 | no | no |  |  | no |  |  | 1266776.971 | 15285098.722 |  | -1
node_1266804_339_15296742_382 |  |  | PQ | AN | 2771.281 | 8102801 | no | no |  |  | no |  |  | 1266804.339 | 15296742.382 |  | -1
node_1266847_709_15271494_772 |  |  | PQ | AN | 2771.281 | 8102801 | no | no |  |  | no |  |  | 1266847.709 | 15271494.772 |  | -1
node_1266864_063_15277702_346 |  |  | PQ | AN | 2771.281 | 8102801 | no | no |  |  | no |  |  | 1266864.063 | 15277702.346 |  | -1
node_1266920_024_15275730_256 |  |  | PQ | AN | 2771.281 | 8102801 | no | no |  |  | no |  |  | 1266920.024 | 15275730.256 |  | -1
node_1267005_359_15278677_394 |  |  | PQ | AN | 2771.281 | 8102801 | no | no |  |  | no |  |  | 1267005.359 | 15278677.394 |  | -1
node_1267009_967_15300154_597 |  |  | PQ | AN | 2771.281 | 8102801 | no | no |  |  | no |  |  | 1267009.967 | 15300154.597 |  | -1
node_1267064_381_15277899_382 |  |  | PQ | AN | 2771.281 | 8102801 | no | no |  |  | no |  |  | 1267064.381 | 15277899.382 |  | -1
node_1267072_966_15296094_067 |  |  | PQ | AN | 2771.281 | 8102801 | no | no |  |  | no |  |  | 1267072.966 | 15296094.067 |  | -1
node_1267105_901_15273598_377 |  |  | PQ | AN | 2771.281 | 8102801 | no | no |  |  | no |  |  | 1267105.901 | 15273598.377 |  | -1
node_1267135_376_15276130_887 |  |  | PQ | AN | 2771.281 | 8102801 | no | no |  |  | no |  |  | 1267135.376 | 15276130.887 |  | -1
node_1267213_957_15278468_684 |  |  | PQ | AN | 2771.281 | 8102801 | no | no |  |  | no |  |  | 1267213.957 | 15278468.684 |  | -1
node_1267217_739_15275211_579 |  |  | PQ | AN | 2771.281 | 8102801 | no | no |  |  | no |  |  | 1267217.739 | 15275211.579 |  | -1
node_1267231_18_15269672_909 |  |  | PQ | AN | 7199.558 | 8102801 | no | no |  |  | no |  |  | 1267231.18 | 15269672.909 |  | -1
node_1267237_032_15272165_636 |  |  | PQ | AN | 2771.281 | 8102801 | no | no |  |  | no |  |  | 1267237.032 | 15272165.636 |  | -1
node_1267242_673_15295920_236 |  |  | PQ | AN | 2771.281 | 8102801 | no | no |  |  | no |  |  | 1267242.673 | 15295920.236 |  | -1
node_1267276_693_15295530_474 |  |  | PQ | AN | 2771.281 | 8102801 | no | no |  |  | no |  |  | 1267276.693 | 15295530.474 |  | -1
node_1267310_897_15300217_808 |  |  | PQ | AN | 2771.281 | 8102801 | no | no |  |  | no |  |  | 1267310.897 | 15300217.808 |  | -1
node_1267335_349_15273005_624 |  |  | PQ | AN | 2771.281 | 8102801 | no | no |  |  | no |  |  | 1267335.349 | 15273005.624 |  | -1
node_1267403_567_15270706_914 |  |  | PQ | AN | 2771.281 | 8102801 | no | no |  |  | no |  |  | 1267403.567 | 15270706.914 |  | -1
node_1267405_113_15272816_823 |  |  | PQ | AN | 2771.281 | 8102801 | no | no |  |  | no |  |  | 1267405.113 | 15272816.823 |  | -1
node_1267433_533_15295063_085 |  |  | PQ | AN | 2771.281 | 8102801 | no | no |  |  | no |  |  | 1267433.533 | 15295063.085 |  | -1
node_1267439_332_15273226_128 |  |  | PQ | AN | 2771.281 | 8102801 | no | no |  |  | no |  |  | 1267439.332 | 15273226.128 |  | -1
node_1267481_456_15300145_502 |  |  | PQ | AN | 2771.281 | 8102801 | no | no |  |  | no |  |  | 1267481.456 | 15300145.502 |  | -1
node_1267503_606_15295419_077 |  |  | PQ | AN | 2771.281 | 8102801 | no | no |  |  | no |  |  | 1267503.606 | 15295419.077 |  | -1
node_1267525_125_15273493_766 |  |  | PQ | AN | 2771.281 | 8102801 | no | no |  |  | no |  |  | 1267525.125 | 15273493.766 |  | -1
node_1267553_259_15269678_699 |  |  | PQ | AN | 7199.558 | 8102801 | no | no |  |  | no |  |  | 1267553.259 | 15269678.699 |  | -1
node_1267621_345_15270217_743 |  |  | PQ | AN | 7199.558 | 8102801 | no | no |  |  | no |  |  | 1267621.345 | 15270217.743 |  | -1
node_1267732_137_15294653_074 |  |  | PQ | AN | 2771.281 | 8102801 | no | no |  |  | no |  |  | 1267732.137 | 15294653.074 |  | -1
node_1267735_165_15307241_166 |  |  | PQ | AN | 2771.281 | 8102801 | no | no |  |  | no |  |  | 1267735.165 | 15307241.166 |  | -1
node_1267746_574_15269943_758 |  |  | PQ | AN | 7199.558 | 8102801 | no | no |  |  | no |  |  | 1267746.574 | 15269943.758 |  | -1
node_1267813_595_15294201_289 |  |  | PQ | AN | 2771.281 | 8102801 | no | no |  |  | no |  |  | 1267813.595 | 15294201.289 |  | -1
node_1267921_946_15269848_168 |  |  | PQ | ABCN | 7199.558 | 8102801 | no | no |  |  | no |  |  | 1267921.946 | 15269848.168 |  | -1
node_1267964_529_15293881_365 |  |  | PQ | AN | 2771.281 | 8102801 | no | no |  |  | no |  |  | 1267964.529 | 15293881.365 |  | -1
node_1267979_163_15294876_899 |  |  | PQ | AN | 2771.281 | 8102801 | no | no |  |  | no |  |  | 1267979.163 | 15294876.899 |  | -1
node_1268029_266_15293721_35 |  |  | PQ | AN | 2771.281 | 8102801 | no | no |  |  | no |  |  | 1268029.266 | 15293721.35 |  | -1
node_1268120_181_15300140_114 |  |  | PQ | AN | 2771.281 | 8102801 | no | no |  |  | no |  |  | 1268120.181 | 15300140.114 |  | -1
node_1268359_448_15293399_212 |  |  | PQ | AD | 2771.281 | 8102801 | no | no |  |  | no |  |  | 1268359.448 | 15293399.212 |  | -1
node_1268359_556_15269812_224 |  |  | PQ | ABCN | 7199.558 | 8102801 | no | no |  |  | no |  |  | 1268359.556 | 15269812.224 |  | -1
node_1268400_174_15300202_427 |  |  | PQ | AN | 2771.281 | 8102801 | no | no |  |  | no |  |  | 1268400.174 | 15300202.427 |  | -1
node_1268403_733_15294439_516 |  |  | PQ | AN | 2771.281 | 8102801 | no | no |  |  | no |  |  | 1268403.733 | 15294439.516 |  | -1
node_1268482_983_15269545_229 |  |  | PQ | ABCN | 7199.558 | 8102801 | no | no |  |  | no |  |  | 1268482.983 | 15269545.229 |  | -1
node_1268544_535_15302953_714 |  |  | PQ | AN | 2771.281 | 8102801 | no | no |  |  | no |  |  | 1268544.535 | 15302953.714 |  | -1
node_1268710_951_15301497_452 |  |  | PQ | AN | 2771.281 | 8102801 | no | no |  |  | no |  |  | 1268710.951 | 15301497.452 |  | -1
node_1268790_33_15269871_318 |  |  | PQ | AN | 7199.558 | 8102801 | no | no |  |  | no |  |  | 1268790.33 | 15269871.318 |  | -1
node_1268870_857_15292505_337 |  |  | PQ | AN | 2771.281 | 8102801 | no | no |  |  | no |  |  | 1268870.857 | 15292505.337 |  | -1
node_1268931_63_15300369_899 |  |  | PQ | AN | 2771.281 | 8102801 | no | no |  |  | no |  |  | 1268931.63 | 15300369.899 |  | -1
node_1269071_732_15285568_27 |  |  | PQ | AN | 2771.281 | 8102801 | no | no |  |  | no |  |  | 1269071.732 | 15285568.27 |  | -1
node_1269121_989_15292353_87 |  |  | PQ | AN | 2771.281 | 8102801 | no | no |  |  | no |  |  | 1269121.989 | 15292353.87 |  | -1
node_1269269_175_15270282_939 |  |  | PQ | AN | 7199.558 | 8102801 | no | no |  |  | no |  |  | 1269269.175 | 15270282.939 |  | -1
node_1269367_584_15291997_093 |  |  | PQ | AN | 2771.281 | 8102801 | no | no |  |  | no |  |  | 1269367.584 | 15291997.093 |  | -1
node_1269585_776_15291686_141 |  |  | PQ | AN | 2771.281 | 8102801 | no | no |  |  | no |  |  | 1269585.776 | 15291686.141 |  | -1
node_1269772_225_15291418_992 |  |  | PQ | AN | 2771.281 | 8102801 | no | no |  |  | no |  |  | 1269772.225 | 15291418.992 |  | -1
node_1269803_334_15291166_22 |  |  | PQ | AN | 2771.281 | 8102801 | no | no |  |  | no |  |  | 1269803.334 | 15291166.22 |  | -1
node_1269836_453_15285815_362 |  |  | PQ | AN | 2771.281 | 8102801 | no | no |  |  | no |  |  | 1269836.453 | 15285815.362 |  | -1
node_1269840_698_15289330_188 |  |  | PQ | AN | 2771.281 | 8102801 | no | no |  |  | no |  |  | 1269840.698 | 15289330.188 |  | -1
node_1269899_802_15288994_765 |  |  | PQ | AN | 2771.281 | 8102801 | no | no |  |  | no |  |  | 1269899.802 | 15288994.765 |  | -1
node_1270072_667_15278491_145 |  |  | PQ | AN | 2771.281 | 8102801 | no | no |  |  | no |  |  | 1270072.667 | 15278491.145 |  | -1
node_1270205_618_15290532_036 |  |  | PQ | AN | 2771.281 | 8102801 | no | no |  |  | no |  |  | 1270205.618 | 15290532.036 |  | -1
node_1270217_304_15290067_997 |  |  | PQ | AN | 2771.281 | 8102801 | no | no |  |  | no |  |  | 1270217.304 | 15290067.997 |  | -1
node_1270260_755_15289690_999 |  |  | PQ | AN | 2771.281 | 8102801 | no | no |  |  | no |  |  | 1270260.755 | 15289690.999 |  | -1
node_1270320_33_15291229_814 |  |  | PQ | AN | 2771.281 | 8102801 | no | no |  |  | no |  |  | 1270320.33 | 15291229.814 |  | -1
node_1270327_599_15285744_652 |  |  | PQ | AN | 2771.281 | 8102801 | no | no |  |  | no |  |  | 1270327.599 | 15285744.652 |  | -1
node_1270404_418_15278590_684 |  |  | PQ | AN | 2771.281 | 8102801 | no | no |  |  | no |  |  | 1270404.418 | 15278590.684 |  | -1
node_1270455_194_15289456_879 |  |  | PQ | AN | 2771.281 | 8102801 | no | no |  |  | no |  |  | 1270455.194 | 15289456.879 |  | -1
node_1270529_397_15294342_099 |  |  | PQ | AN | 2771.281 | 8102801 | no | no |  |  | no |  |  | 1270529.397 | 15294342.099 |  | -1
node_1270705_036_15288965_539 |  |  | PQ | AN | 2771.281 | 8102801 | no | no |  |  | no |  |  | 1270705.036 | 15288965.539 |  | -1
node_1270735_671_15294131_742 |  |  | PQ | AN | 2771.281 | 8102801 | no | no |  |  | no |  |  | 1270735.671 | 15294131.742 |  | -1
node_1270747_937_15278569_78 |  |  | PQ | AN | 2771.281 | 8102801 | no | no |  |  | no |  |  | 1270747.937 | 15278569.78 |  | -1
node_1270841_677_15293832_927 |  |  | PQ | AN | 2771.281 | 8102801 | no | no |  |  | no |  |  | 1270841.677 | 15293832.927 |  | -1
node_1270906_017_15293558_745 |  |  | PQ | AN | 2771.281 | 8102801 | no | no |  |  | no |  |  | 1270906.017 | 15293558.745 |  | -1
node_1270932_596_15288566_727 |  |  | PQ | AN | 2771.281 | 8102801 | no | no |  |  | no |  |  | 1270932.596 | 15288566.727 |  | -1
node_1270953_354_15291558_475 |  |  | PQ | AN | 2771.281 | 8102801 | no | no |  |  | no |  |  | 1270953.354 | 15291558.475 |  | -1
node_1270976_475_15270486_794 |  |  | PQ | AN | 7199.558 | 8102801 | no | no |  |  | no |  |  | 1270976.475 | 15270486.794 |  | -1
node_1270983_117_15293277_144 |  |  | PQ | AN | 2771.281 | 8102801 | no | no |  |  | no |  |  | 1270983.117 | 15293277.144 |  | -1
node_1271018_995_15270644_847 |  |  | PQ | ABCN | 7199.558 | 8102801 | no | no |  |  | no |  |  | 1271018.995 | 15270644.847 |  | -1
node_1271019_287_15293064_647 |  |  | PQ | AN | 2771.281 | 8102801 | no | no |  |  | no |  |  | 1271019.287 | 15293064.647 |  | -1
node_1271064_33_15270157_241 |  |  | PQ | AN | 7199.558 | 8102801 | no | no |  |  | no |  |  | 1271064.33 | 15270157.241 |  | -1
node_1271089_247_15288331_697 |  |  | PQ | AN | 2771.281 | 8102801 | no | no |  |  | no |  |  | 1271089.247 | 15288331.697 |  | -1
node_1271111_554_15292532_247 |  |  | PQ | AN | 2771.281 | 8102801 | no | no |  |  | no |  |  | 1271111.554 | 15292532.247 |  | -1
node_1271136_046_15292260_202 |  |  | PQ | AN | 2771.281 | 8102801 | no | no |  |  | no |  |  | 1271136.046 | 15292260.202 |  | -1
node_1271186_492_15291878_967 |  |  | PQ | AN | 2771.281 | 8102801 | no | no |  |  | no |  |  | 1271186.492 | 15291878.967 |  | -1
node_1271279_185_15278954_492 |  |  | PQ | AN | 2771.281 | 8102801 | no | no |  |  | no |  |  | 1271279.185 | 15278954.492 |  | -1
node_1271302_737_15272962_842 |  |  | PQ | AN | 7199.558 | 8102801 | no | no |  |  | no |  |  | 1271302.737 | 15272962.842 |  | -1
node_1271343_284_15285580_474 |  |  | PQ | AN | 2771.281 | 8102801 | no | no |  |  | no |  |  | 1271343.284 | 15285580.474 |  | -1
node_1271451_304_15278590_255 |  |  | PQ | AN | 2771.281 | 8102801 | no | no |  |  | no |  |  | 1271451.304 | 15278590.255 |  | -1
node_1271650_948_15278877_518 |  |  | PQ | AN | 2771.281 | 8102801 | no | no |  |  | no |  |  | 1271650.948 | 15278877.518 |  | -1
node_1271661_359_15295784_346 |  |  | PQ | AN | 2771.281 | 8102801 | no | no |  |  | no |  |  | 1271661.359 | 15295784.346 |  | -1
node_1271671_223_15271705_87 |  |  | PQ | ABCN | 7199.558 | 8102801 | no | no |  |  | no |  |  | 1271671.223 | 15271705.87 |  | -1
node_1271690_242_15287190_334 |  |  | PQ | AN | 2771.281 | 8102801 | no | no |  |  | no |  |  | 1271690.242 | 15287190.334 |  | -1
node_1271719_748_15273847_787 |  |  | PQ | AN | 7199.558 | 8102801 | no | no |  |  | no |  |  | 1271719.748 | 15273847.787 |  | -1
node_1271803_271_15296176_333 |  |  | PQ | AN | 2771.281 | 8102801 | no | no |  |  | no |  |  | 1271803.271 | 15296176.333 |  | -1
node_1271873_087_15272438_925 |  |  | PQ | ABCN | 7199.558 | 8102801 | no | no |  |  | no |  |  | 1271873.087 | 15272438.925 |  | -1
node_1271877_948_15273629_323 |  |  | PQ | AN | 7199.558 | 8102801 | no | no |  |  | no |  |  | 1271877.948 | 15273629.323 |  | -1
node_1271900_669_15286774_993 |  |  | PQ | AN | 2771.281 | 8102801 | no | no |  |  | no |  |  | 1271900.669 | 15286774.993 |  | -1
node_1271936_87_15272676_335 |  |  | PQ | ABCN | 7199.558 | 8102801 | no | no |  |  | no |  |  | 1271936.87 | 15272676.335 |  | -1
node_1271959_502_15286491_573 |  |  | PQ | AN | 2771.281 | 8102801 | no | no |  |  | no |  |  | 1271959.502 | 15286491.573 |  | -1
node_1272079_958_15284101_843 |  |  | PQ | AN | 2771.281 | 8102801 | no | no |  |  | no |  |  | 1272079.958 | 15284101.843 |  | -1
node_1272177_291_15279401_335 |  |  | PQ | AN | 2771.281 | 8102801 | no | no |  |  | no |  |  | 1272177.291 | 15279401.335 |  | -1
node_1272237_426_15273634_872 |  |  | PQ | ABCN | 7199.558 | 8102801 | no | no |  |  | no |  |  | 1272237.426 | 15273634.872 |  | -1
node_1272249_004_15276405_947 |  |  | PQ | AN | 7199.558 | 8102801 | no | no |  |  | no |  |  | 1272249.004 | 15276405.947 |  | -1
node_1272270_032_15283959_157 |  |  | PQ | AN | 2771.281 | 8102801 | no | no |  |  | no |  |  | 1272270.032 | 15283959.157 |  | -1
node_1272281_363_15273871_622 |  |  | PQ | ABCN | 7199.558 | 8102801 | no | no |  |  | no |  |  | 1272281.363 | 15273871.622 |  | -1
node_1272317_845_15274575_351 |  |  | PQ | ABCN | 7199.558 | 8102801 | no | no |  |  | no |  |  | 1272317.845 | 15274575.351 |  | -1
node_1272435_533_15284557_271 |  |  | PQ | AN | 2771.281 | 8102801 | no | no |  |  | no |  |  | 1272435.533 | 15284557.271 |  | -1
node_1272482_066_15285607_622 |  |  | PQ | AN | 2771.281 | 8102801 | no | no |  |  | no |  |  | 1272482.066 | 15285607.622 |  | -1
node_1272558_78_15285325_13 |  |  | PQ | AN | 2771.281 | 8102801 | no | no |  |  | no |  |  | 1272558.78 | 15285325.13 |  | -1
node_1272600_219_15274944_43 |  |  | PQ | ABCN | 7199.558 | 8102801 | no | no |  |  | no |  |  | 1272600.219 | 15274944.43 |  | -1
node_1272720_534_15284943_272 |  |  | PQ | AN | 2771.281 | 8102801 | no | no |  |  | no |  |  | 1272720.534 | 15284943.272 |  | -1
node_1272757_178_15284667_521 |  |  | PQ | AN | 2771.281 | 8102801 | no | no |  |  | no |  |  | 1272757.178 | 15284667.521 |  | -1
node_1272760_981_15279976_319 |  |  | PQ | AN | 2771.281 | 8102801 | no | no |  |  | no |  |  | 1272760.981 | 15279976.319 |  | -1
node_1272799_341_15275510_605 |  |  | PQ | ABCN | 7199.558 | 8102801 | no | no |  |  | no |  |  | 1272799.341 | 15275510.605 |  | -1
node_1272814_684_15283910_855 |  |  | PQ | AN | 2771.281 | 8102801 | no | no |  |  | no |  |  | 1272814.684 | 15283910.855 |  | -1
node_1272856_337_15284203_736 |  |  | PQ | AN | 2771.281 | 8102801 | no | no |  |  | no |  |  | 1272856.337 | 15284203.736 |  | -1
node_1272969_461_15283717_903 |  |  | PQ | AN | 2771.281 | 8102801 | no | no |  |  | no |  |  | 1272969.461 | 15283717.903 |  | -1
node_1272984_618_15275992_851 |  |  | PQ | ABCN | 7199.558 | 8102801 | no | no |  |  | no |  |  | 1272984.618 | 15275992.851 |  | -1
node_1273029_135_15280153_664 |  |  | PQ | AN | 2771.281 | 8102801 | no | no |  |  | no |  |  | 1273029.135 | 15280153.664 |  | -1
node_1273077_04_15276205_556 |  |  | PQ | ABCN | 7199.558 | 8102801 | no | no |  |  | no |  |  | 1273077.04 | 15276205.556 |  | -1
node_1273231_994_15277732_739 |  |  | PQ | ABCN | 7199.558 | 8102801 | no | no |  |  | no |  |  | 1273231.994 | 15277732.739 |  | -1
node_1273243_295_15277754_773 |  |  | PQ | ABCN | 7199.558 | 8102801 | no | no |  |  | no |  |  | 1273243.295 | 15277754.773 |  | -1
node_1273258_433_15277772_186 |  |  | PQ | ABCN | 7199.558 | 8102801 | no | no |  |  | no |  |  | 1273258.433 | 15277772.186 |  | -1
node_1273270_173_15280490_916 |  |  | PQ | AN | 2771.281 | 8102801 | no | no |  |  | no |  |  | 1273270.173 | 15280490.916 |  | -1
node_1273324_158_15276665_833 |  |  | PQ | ABCN | 7199.558 | 8102801 | no | no |  |  | no |  |  | 1273324.158 | 15276665.833 |  | -1
node_1273328_177_15283208_405 |  |  | PQ | AN | 2771.281 | 8102801 | no | no |  |  | no |  |  | 1273328.177 | 15283208.405 |  | -1
node_1273360_367_15279924_711 |  |  | PQ | AN | 2771.281 | 8102801 | no | no |  |  | no |  |  | 1273360.367 | 15279924.711 |  | -1
node_1273369_519_15279656_139 |  |  | PQ | ABCN | 2771.281 | 8102801 | no | no |  |  | no |  |  | 1273369.519 | 15279656.139 |  | -1
node_1273533_893_15280652_45 |  |  | PQ | AN | 2771.281 | 8102801 | no | no |  |  | no |  |  | 1273533.893 | 15280652.45 |  | -1
node_1273559_649_15282803_376 |  |  | PQ | AN | 2771.281 | 8102801 | no | no |  |  | no |  |  | 1273559.649 | 15282803.376 |  | -1
node_1273599_713_15279248_476 |  |  | PQ | ABCN | 2771.281 | 8102801 | no | no |  |  | no |  |  | 1273599.713 | 15279248.476 |  | -1
node_1273630_158_15282002_957 |  |  | PQ | AN | 2771.281 | 8102801 | no | no |  |  | no |  |  | 1273630.158 | 15282002.957 |  | -1
node_1273631_8_15278925_898 |  |  | PQ | ABCN | 2771.281 | 8102801 | no | no |  |  | no |  |  | 1273631.8 | 15278925.898 |  | -1
node_1273740_759_15281218_604 |  |  | PQ | AN | 2771.281 | 8102801 | no | no |  |  | no |  |  | 1273740.759 | 15281218.604 |  | -1
node_1273778_744_15280988_303 |  |  | PQ | AN | 2771.281 | 8102801 | no | no |  |  | no |  |  | 1273778.744 | 15280988.303 |  | -1
node_1273779_071_15282331_728 |  |  | PQ | AN | 2771.281 | 8102801 | no | no |  |  | no |  |  | 1273779.071 | 15282331.728 |  | -1
node_1273824_037_15277655_54 |  |  | PQ | AN | 7199.558 | 8102801 | no | no |  |  | no |  |  | 1273824.037 | 15277655.54 |  | -1
node_1273857_434_15279125_524 |  |  | PQ | ABCN | 2771.281 | 8102801 | no | no |  |  | no |  |  | 1273857.434 | 15279125.524 |  | -1
node_1273935_925_15281843_68 |  |  | PQ | AN | 2771.281 | 8102801 | no | no |  |  | no |  |  | 1273935.925 | 15281843.68 |  | -1
node_1274047_146_15282587_475 |  |  | PQ | AN | 2771.281 | 8102801 | no | no |  |  | no |  |  | 1274047.146 | 15282587.475 |  | -1
node_1274112_757_15281328_699 |  |  | PQ | AN | 2771.281 | 8102801 | no | no |  |  | no |  |  | 1274112.757 | 15281328.699 |  | -1
node_1274113_774_15278025_897 |  |  | PQ | AN | 7199.558 | 8102801 | no | no |  |  | no |  |  | 1274113.774 | 15278025.897 |  | -1
node_1274150_114_15281501_064 |  |  | PQ | AN | 2771.281 | 8102801 | no | no |  |  | no |  |  | 1274150.114 | 15281501.064 |  | -1
node_1274240_389_15278696_464 |  |  | PQ | ABCN | 2771.281 | 8102801 | no | no |  |  | no |  |  | 1274240.389 | 15278696.464 |  | -1
node_1274257_261_15282748_339 |  |  | PQ | AN | 2771.281 | 8102801 | no | no |  |  | no |  |  | 1274257.261 | 15282748.339 |  | -1
node_1274278_167_15278294_465 |  |  | PQ | AN | 7199.558 | 8102801 | no | no |  |  | no |  |  | 1274278.167 | 15278294.465 |  | -1
node_1274294_079_15283217_238 |  |  | PQ | AN | 2771.281 | 8102801 | no | no |  |  | no |  |  | 1274294.079 | 15283217.238 |  | -1
node_1274350_862_15283428_371 |  |  | PQ | AN | 2771.281 | 8102801 | no | no |  |  | no |  |  | 1274350.862 | 15283428.371 |  | -1
node_1274412_316_15281317_958 |  |  | PQ | AN | 2771.281 | 8102801 | no | no |  |  | no |  |  | 1274412.316 | 15281317.958 |  | -1
node_1274478_837_15278629_792 |  |  | PQ | AN | 7199.558 | 8102801 | no | no |  |  | no |  |  | 1274478.837 | 15278629.792 |  | -1
node_1274526_12_15278758_483 |  |  | PQ | ABCN | 7199.558 | 8102801 | no | no |  |  | no |  |  | 1274526.12 | 15278758.483 |  | -1
node_1274577_317_15283793_133 |  |  | PQ | AN | 2771.281 | 8102801 | no | no |  |  | no |  |  | 1274577.317 | 15283793.133 |  | -1
node_1274790_332_15278060_037 |  |  | PQ | ABCN | 7199.558 | 8102801 | no | no |  |  | no |  |  | 1274790.332 | 15278060.037 |  | -1
node_1274811_116_15279094_204 |  |  | PQ | ABCN | 7199.558 | 8102801 | no | no |  |  | no |  |  | 1274811.116 | 15279094.204 |  | -1
node_1274876_469_15280739_919 |  |  | PQ | ABCN | 7199.558 | 8102801 | no | no |  |  | no |  |  | 1274876.469 | 15280739.919 |  | -1
node_1274992_409_15279389_604 |  |  | PQ | ABCN | 7199.558 | 8102801 | no | no |  |  | no |  |  | 1274992.409 | 15279389.604 |  | -1
node_1275039_599_15279219_633 |  |  | PQ | AN | 7199.558 | 8102801 | no | no |  |  | no |  |  | 1275039.599 | 15279219.633 |  | -1
node_1275051_049_15280753_715 |  |  | PQ | AN | 7199.558 | 8102801 | no | no |  |  | no |  |  | 1275051.049 | 15280753.715 |  | -1
node_1275077_767_15278509_077 |  |  | PQ | AN | 7199.558 | 8102801 | no | no |  |  | no |  |  | 1275077.767 | 15278509.077 |  | -1
node_1275116_479_15279495_246 |  |  | PQ | ABCN | 7199.558 | 8102801 | no | no |  |  | no |  |  | 1275116.479 | 15279495.246 |  | -1
node_1275127_703_15280588_561 |  |  | PQ | ABCN | 7199.558 | 8102801 | no | no |  |  | no |  |  | 1275127.703 | 15280588.561 |  | -1
node_1275200_532_15279602_39 |  |  | PQ | ABCN | 7199.558 | 8102801 | no | no |  |  | no |  |  | 1275200.532 | 15279602.39 |  | -1
node_1275215_18_15279987_098 |  |  | PQ | ABCN | 7199.558 | 8102801 | no | no |  |  | no |  |  | 1275215.18 | 15279987.098 |  | -1
node_1275445_794_15280085_482 |  |  | PQ | ABCN | 7199.558 | 8102801 | no | no |  |  | no |  |  | 1275445.794 | 15280085.482 |  | -1
node_8102801_200887368 |  |  | PQ | AN | 2771.281 | 8102801 | no | no |  |  | no |  |  | 1246863.611 | 15274942.119 |  | -1
node_8102801_200887369 |  |  | PQ | AD | 2771.281 | 8102801 | no | no |  |  | no |  |  | 1246684.269 | 15274926.779 |  | -1
node_8102801_200887370 |  |  | PQ | AD | 2771.281 | 8102801 | no | no |  |  | no |  |  | 1246408.329 | 15274910.753 |  | -1
node_8102801_200887371 |  |  | PQ | AD | 2771.281 | 8102801 | no | no |  |  | no |  |  | 1243374.713 | 15274402.118 |  | -1
node_8102801_200887372 |  |  | PQ | AD | 2771.281 | 8102801 | no | no |  |  | no |  |  | 1243130.463 | 15274256.094 |  | -1
node_8102801_200887374 |  |  | PQ | AN | 2771.281 | 8102801 | no | no |  |  | no |  |  | 1242482.67 | 15273853.945 |  | -1
node_8102801_200887376 |  |  | PQ | AD | 2771.281 | 8102801 | no | no |  |  | no |  |  | 1242290.802 | 15273729.574 |  | -1
node_8102801_200887377 |  |  | PQ | AN | 2771.281 | 8102801 | no | no |  |  | no |  |  | 1242194.61 | 15273634.275 |  | -1
node_8102801_200887378 |  |  | PQ | AN | 2771.281 | 8102801 | no | no |  |  | no |  |  | 1242033.395 | 15273461.074 |  | -1
node_8102801_200887379 |  |  | PQ | AD | 2771.281 | 8102801 | no | no |  |  | no |  |  | 1241823.731 | 15273237.875 |  | -1
node_8102801_200887380 |  |  | PQ | AD | 2771.281 | 8102801 | no | no |  |  | no |  |  | 1241795.893 | 15273252.635 |  | -1
node_8102801_200887381 |  |  | PQ | AN | 2771.281 | 8102801 | no | no |  |  | no |  |  | 1241613.335 | 15273324.187 |  | -1
node_8102801_200887382 |  |  | PQ | AN | 2771.281 | 8102801 | no | no |  |  | no |  |  | 1241623.982 | 15273011.47 |  | -1
node_8102801_200887383 |  |  | PQ | AN | 2771.281 | 8102801 | no | no |  |  | no |  |  | 1241464.76 | 15272829.562 |  | -1
node_8102801_200887384 |  |  | PQ | AD | 2771.281 | 8102801 | no | no |  |  | no |  |  | 1241518.331 | 15272776.774 |  | -1
node_8102801_200887385 |  |  | PQ | AN | 2771.281 | 8102801 | no | no |  |  | no |  |  | 1241577.536 | 15272713.397 |  | -1
node_8102801_200887386 |  |  | PQ | AD | 2771.281 | 8102801 | no | no |  |  | no |  |  | 1246125.813 | 15274878.832 |  | -1
node_8102801_200887387 |  |  | PQ | AN | 2771.281 | 8102801 | no | no |  |  | no |  |  | 1245860.025 | 15274873.174 |  | -1
node_8102801_200887388 |  |  | PQ | AD | 2771.281 | 8102801 | no | no |  |  | no |  |  | 1241403.442 | 15272525.306 |  | -1
node_8102801_200887389 |  |  | PQ | AD | 2771.281 | 8102801 | no | no |  |  | no |  |  | 1241268.228 | 15272293.197 |  | -1
node_8102801_200887390 |  |  | PQ | AN | 2771.281 | 8102801 | no | no |  |  | no |  |  | 1240923.704 | 15272413.945 |  | -1
node_8102801_200887391 |  |  | PQ | AD | 2771.281 | 8102801 | no | no |  |  | no |  |  | 1245577.823 | 15274857.648 |  | -1
node_8102801_200887392 |  |  | PQ | AD | 2771.281 | 8102801 | no | no |  |  | no |  |  | 1245295.844 | 15274840.117 |  | -1
node_8102801_200887393 |  |  | PQ | AD | 2771.281 | 8102801 | no | no |  |  | no |  |  | 1245022.43 | 15274806.876 |  | -1
node_8102801_200887394 |  |  | PQ | AD | 2771.281 | 8102801 | no | no |  |  | no |  |  | 1244754.112 | 15274796.112 |  | -1
node_8102801_200887395 |  |  | PQ | AD | 2771.281 | 8102801 | no | no |  |  | no |  |  | 1244587.565 | 15274811.683 |  | -1
node_8102801_200887396 |  |  | PQ | AD | 2771.281 | 8102801 | no | no |  |  | no |  |  | 1244087.027 | 15274574.806 |  | -1
node_8102801_200887397 |  |  | PQ | AD | 2771.281 | 8102801 | no | no |  |  | no |  |  | 1243675.057 | 15274495.897 |  | -1
node_8102801_200887398 |  |  | PQ | AD | 2771.281 | 8102801 | no | no |  |  | no |  |  | 1243412.958 | 15274735.327 |  | -1
node_8102801_200887399 |  |  | PQ | AN | 2771.281 | 8102801 | no | no |  |  | no |  |  | 1243597.145 | 15274843.744 |  | -1
node_8102801_200887401 |  |  | PQ | AD | 7199.558 | 8102801 | no | no |  |  | no |  |  | 1246742.393 | 15276139.673 |  | -1
node_8102801_200887402 |  |  | PQ | AD | 7199.558 | 8102801 | no | no |  |  | no |  |  | 1247080.682 | 15279108.975 |  | -1
node_8102801_200887403 |  |  | PQ | AD | 7199.558 | 8102801 | no | no |  |  | no |  |  | 1247486.851 | 15278981.775 |  | -1
node_8102801_200887404 |  |  | PQ | AN | 7199.558 | 8102801 | no | no |  |  | no |  |  | 1247747.927 | 15279205.367 |  | -1
node_8102801_200887405 |  |  | PQ | AN | 7199.558 | 8102801 | no | no |  |  | no |  |  | 1247109.007 | 15279508.07 |  | -1
node_8102801_200887406 |  |  | PQ | AN | 7199.558 | 8102801 | no | no |  |  | no |  |  | 1247135.177 | 15279969.414 |  | -1
node_8102801_200887408 |  |  | PQ | AD | 7199.558 | 8102801 | no | no |  |  | no |  |  | 1247147.156 | 15280250.172 |  | -1
node_8102801_200887409 |  |  | PQ | AN | 7199.558 | 8102801 | no | no |  |  | no |  |  | 1247155.706 | 15280429.944 |  | -1
node_8102801_200887410 |  |  | PQ | AN | 7199.558 | 8102801 | no | no |  |  | no |  |  | 1247164.915 | 15280630.619 |  | -1
node_8102801_200887412 |  |  | PQ | AN | 7199.558 | 8102801 | no | no |  |  | no |  |  | 1247010.322 | 15280898.539 |  | -1
node_8102801_200887413 |  |  | PQ | AD | 7199.558 | 8102801 | no | no |  |  | no |  |  | 1247172.267 | 15276227.885 |  | -1
node_8102801_200887414 |  |  | PQ | AD | 7199.558 | 8102801 | no | no |  |  | no |  |  | 1247196.895 | 15276574.779 |  | -1
node_8102801_200887415 |  |  | PQ | AD | 7199.558 | 8102801 | no | no |  |  | no |  |  | 1247093.481 | 15277053.894 |  | -1
node_8102801_200887416 |  |  | PQ | AN | 7199.558 | 8102801 | no | no |  |  | no |  |  | 1247034.121 | 15277175.42 |  | -1
node_8102801_200887417 |  |  | PQ | AD | 7199.558 | 8102801 | no | no |  |  | no |  |  | 1246882.654 | 15277067.974 |  | -1
node_8102801_200887418 |  |  | PQ | AN | 7199.558 | 8102801 | no | no |  |  | no |  |  | 1246734.261 | 15276882.186 |  | -1
node_8102801_200887419 |  |  | PQ | AN | 7199.558 | 8102801 | no | no |  |  | no |  |  | 1247051.322 | 15277556.1 |  | -1
node_8102801_200887421 |  |  | PQ | AN | 7199.558 | 8102801 | no | no |  |  | no |  |  | 1247020.582 | 15277897.595 |  | -1
node_8102801_200887422 |  |  | PQ | AD | 7199.558 | 8102801 | no | no |  |  | no |  |  | 1247044.477 | 15278343.12 |  | -1
node_8102801_200887423 |  |  | PQ | AN | 7199.558 | 8102801 | no | no |  |  | no |  |  | 1247070.361 | 15278709.354 |  | -1
node_8102801_200887424 |  |  | PQ | AD | 7199.558 | 8102801 | no | no |  |  | no |  |  | 1246770.627 | 15277583.612 |  | -1
node_8102801_200887425 |  |  | PQ | AN | 7199.558 | 8102801 | no | no |  |  | no |  |  | 1246443.868 | 15277793.57 |  | -1
node_8102801_200887426 |  |  | PQ | AN | 7199.558 | 8102801 | no | no |  |  | no |  |  | 1245288.524 | 15279552.135 |  | -1
node_8102801_200887427 |  |  | PQ | AD | 7199.558 | 8102801 | no | no |  |  | no |  |  | 1246273.846 | 15277579.818 |  | -1
node_8102801_200887428 |  |  | PQ | AN | 7199.558 | 8102801 | no | no |  |  | no |  |  | 1246198.874 | 15277498.585 |  | -1
node_8102801_200887429 |  |  | PQ | AD | 7199.558 | 8102801 | no | no |  |  | no |  |  | 1246159.41 | 15277816.675 |  | -1
node_8102801_200887430 |  |  | PQ | AN | 7199.558 | 8102801 | no | no |  |  | no |  |  | 1246041.464 | 15278051.084 |  | -1
node_8102801_200887433 |  |  | PQ | AD | 7199.558 | 8102801 | no | no |  |  | no |  |  | 1245816.347 | 15278549.671 |  | -1
node_8102801_200887434 |  |  | PQ | AN | 7199.558 | 8102801 | no | no |  |  | no |  |  | 1245689.544 | 15278852.974 |  | -1
node_8102801_200887436 |  |  | PQ | AN | 7199.558 | 8102801 | no | no |  |  | no |  |  | 1245578.044 | 15279110.612 |  | -1
node_8102801_200887437 |  |  | PQ | AD | 7199.558 | 8102801 | no | no |  |  | no |  |  | 1245459.585 | 15279375.584 |  | -1
node_8102801_200887439 |  |  | PQ | AN | 7199.558 | 8102801 | no | no |  |  | no |  |  | 1245133.759 | 15279279.004 |  | -1
node_8102801_200887441 |  |  | PQ | AD | 7199.558 | 8102801 | no | no |  |  | no |  |  | 1242695.801 | 15278243.917 |  | -1
node_8102801_200887442 |  |  | PQ | AN | 7199.558 | 8102801 | no | no |  |  | no |  |  | 1242632.715 | 15278056.975 |  | -1
node_8102801_200887443 |  |  | PQ | AD | 7199.558 | 8102801 | no | no |  |  | no |  |  | 1242399.79 | 15278281.664 |  | -1
node_8102801_200887445 |  |  | PQ | AD | 7199.558 | 8102801 | no | no |  |  | no |  |  | 1241974.494 | 15278765.296 |  | -1
node_8102801_200887446 |  |  | PQ | AN | 7199.558 | 8102801 | no | no |  |  | no |  |  | 1241844.311 | 15279014.08 |  | -1
node_8102801_200887448 |  |  | PQ | AD | 7199.558 | 8102801 | no | no |  |  | no |  |  | 1241688.636 | 15279278.003 |  | -1
node_8102801_200887449 |  |  | PQ | AN | 7199.558 | 8102801 | no | no |  |  | no |  |  | 1241565.507 | 15279564.643 |  | -1
node_8102801_200887451 |  |  | PQ | AN | 7199.558 | 8102801 | no | no |  |  | no |  |  | 1241437.52 | 15279849.405 |  | -1
node_8102801_200887452 |  |  | PQ | AD | 7199.558 | 8102801 | no | no |  |  | no |  |  | 1241427.388 | 15280198.506 |  | -1
node_8102801_200887454 |  |  | PQ | AN | 7199.558 | 8102801 | no | no |  |  | no |  |  | 1241426.792 | 15280534.14 |  | -1
node_8102801_200887455 |  |  | PQ | AN | 7199.558 | 8102801 | no | no |  |  | no |  |  | 1241400.401 | 15280829.223 |  | -1
node_8102801_200887456 |  |  | PQ | AN | 7199.558 | 8102801 | no | no |  |  | no |  |  | 1241396.747 | 15281115.279 |  | -1
node_8102801_200887457 |  |  | PQ | AN | 7199.558 | 8102801 | no | no |  |  | no |  |  | 1241378.05 | 15281312.816 |  | -1
node_8102801_200887458 |  |  | PQ | AD | 7199.558 | 8102801 | no | no |  |  | no |  |  | 1241417.14 | 15281333.018 |  | -1
node_8102801_200887459 |  |  | PQ | AN | 7199.558 | 8102801 | no | no |  |  | no |  |  | 1241398.926 | 15281697.707 |  | -1
node_8102801_200887460 |  |  | PQ | AD | 7199.558 | 8102801 | no | no |  |  | no |  |  | 1241396.533 | 15281777.928 |  | -1
node_8102801_200887461 |  |  | PQ | AN | 7199.558 | 8102801 | no | no |  |  | no |  |  | 1241335.396 | 15281928.805 |  | -1
node_8102801_200887462 |  |  | PQ | AD | 7199.558 | 8102801 | no | no |  |  | no |  |  | 1241279.525 | 15282128.76 |  | -1
node_8102801_200887463 |  |  | PQ | AN | 7199.558 | 8102801 | no | no |  |  | no |  |  | 1240909.493 | 15282178.305 |  | -1
node_8102801_200887470 |  |  | PQ | AD | 7199.558 | 8102801 | no | no |  |  | no |  |  | 1242935.862 | 15278848.555 |  | -1
node_8102801_200887476 |  |  | PQ | AD | 2771.281 | 8102801 | no | no |  |  | no |  |  | 1251271.141 | 15271794.41 |  | -1
node_8102801_200887477 |  |  | PQ | AN | 2771.281 | 8102801 | no | no |  |  | no |  |  | 1251289.759 | 15271707.074 |  | -1
node_8102801_200887478 |  |  | PQ | AN | 2771.281 | 8102801 | no | no |  |  | no |  |  | 1251325.699 | 15271446.746 |  | -1
node_8102801_200887480 |  |  | PQ | AD | 2771.281 | 8102801 | no | no |  |  | no |  |  | 1251124.634 | 15271964.214 |  | -1
node_8102801_200887481 |  |  | PQ | AD | 2771.281 | 8102801 | no | no |  |  | no |  |  | 1250935.812 | 15272160.839 |  | -1
node_8102801_200887482 |  |  | PQ | AN | 2771.281 | 8102801 | no | no |  |  | no |  |  | 1250726.536 | 15272335.302 |  | -1
node_8102801_200887483 |  |  | PQ | AN | 2771.281 | 8102801 | no | no |  |  | no |  |  | 1250463.824 | 15272448.576 |  | -1
node_8102801_200887484 |  |  | PQ | AN | 2771.281 | 8102801 | no | no |  |  | no |  |  | 1250238.19 | 15272625.509 |  | -1
node_8102801_200887485 |  |  | PQ | AN | 2771.281 | 8102801 | no | no |  |  | no |  |  | 1250076.426 | 15272751.713 |  | -1
node_8102801_200887488 |  |  | PQ | AN | 2771.281 | 8102801 | no | no |  |  | no |  |  | 1249879.234 | 15272962.211 |  | -1
node_8102801_200887489 |  |  | PQ | AD | 2771.281 | 8102801 | no | no |  |  | no |  |  | 1249969.776 | 15273029.011 |  | -1
node_8102801_200887490 |  |  | PQ | AN | 2771.281 | 8102801 | no | no |  |  | no |  |  | 1250021.18 | 15273208.565 |  | -1
node_8102801_200887492 |  |  | PQ | AN | 2771.281 | 8102801 | no | no |  |  | no |  |  | 1249724.516 | 15273184.393 |  | -1
node_8102801_200887493 |  |  | PQ | AN | 2771.281 | 8102801 | no | no |  |  | no |  |  | 1249425.072 | 15273304.724 |  | -1
node_8102801_200887494 |  |  | PQ | AD | 2771.281 | 8102801 | no | no |  |  | no |  |  | 1249121.475 | 15273417.979 |  | -1
node_8102801_200887495 |  |  | PQ | AD | 2771.281 | 8102801 | no | no |  |  | no |  |  | 1249091.064 | 15273292.271 |  | -1
node_8102801_200887496 |  |  | PQ | AN | 2771.281 | 8102801 | no | no |  |  | no |  |  | 1249348.894 | 15273143.607 |  | -1
node_8102801_200887498 |  |  | PQ | AN | 2771.281 | 8102801 | no | no |  |  | no |  |  | 1248828.622 | 15273547.4 |  | -1
node_8102801_200887500 |  |  | PQ | AN | 2771.281 | 8102801 | no | no |  |  | no |  |  | 1248618.773 | 15273549.298 |  | -1
node_8102801_200887501 |  |  | PQ | AN | 2771.281 | 8102801 | no | no |  |  | no |  |  | 1248396.757 | 15273560.8 |  | -1
node_8102801_200887502 |  |  | PQ | AD | 2771.281 | 8102801 | no | no |  |  | no |  |  | 1248144.741 | 15273582.295 |  | -1
node_8102801_200887504 |  |  | PQ | AN | 2771.281 | 8102801 | no | no |  |  | no |  |  | 1247904.781 | 15273611.824 |  | -1
node_8102801_200887506 |  |  | PQ | AD | 2771.281 | 8102801 | no | no |  |  | no |  |  | 1247707.153 | 15273560.695 |  | -1
node_8102801_200887507 |  |  | PQ | AD | 2771.281 | 8102801 | no | no |  |  | no |  |  | 1247530.431 | 15273523.64 |  | -1
node_8102801_200887508 |  |  | PQ | AD | 2771.281 | 8102801 | no | no |  |  | no |  |  | 1247342.305 | 15273470.942 |  | -1
node_8102801_200887510 |  |  | PQ | AD | 2771.281 | 8102801 | no | no |  |  | no |  |  | 1247184.274 | 15273483.543 |  | -1
node_8102801_200887512 |  |  | PQ | AN | 2771.281 | 8102801 | no | no |  |  | no |  |  | 1246974.499 | 15273398.444 |  | -1
node_8102801_200887514 |  |  | PQ | AD | 2771.281 | 8102801 | no | no |  |  | no |  |  | 1246531.533 | 15273216.813 |  | -1
node_8102801_200887515 |  |  | PQ | AD | 2771.281 | 8102801 | no | no |  |  | no |  |  | 1246315.65 | 15273147.978 |  | -1
node_8102801_200887517 |  |  | PQ | AD | 2771.281 | 8102801 | no | no |  |  | no |  |  | 1246081.87 | 15273126.876 |  | -1
node_8102801_200887519 |  |  | PQ | AN | 2771.281 | 8102801 | no | no |  |  | no |  |  | 1245864.713 | 15273140.285 |  | -1
node_8102801_200887521 |  |  | PQ | AN | 2771.281 | 8102801 | no | no |  |  | no |  |  | 1245492.202 | 15273175.852 |  | -1
node_8102801_200887522 |  |  | PQ | AN | 2771.281 | 8102801 | no | no |  |  | no |  |  | 1245317.222 | 15273117.802 |  | -1
node_8102801_200887523 |  |  | PQ | AD | 2771.281 | 8102801 | no | no |  |  | no |  |  | 1245103.348 | 15273048.856 |  | -1
node_8102801_200887524 |  |  | PQ | AD | 2771.281 | 8102801 | no | no |  |  | no |  |  | 1244925.424 | 15272876.732 |  | -1
node_8102801_200887526 |  |  | PQ | AD | 2771.281 | 8102801 | no | no |  |  | no |  |  | 1244635.22 | 15272368.241 |  | -1
node_8102801_200887527 |  |  | PQ | AN | 2771.281 | 8102801 | no | no |  |  | no |  |  | 1244426.832 | 15272187.416 |  | -1
node_8102801_200887528 |  |  | PQ | AD | 2771.281 | 8102801 | no | no |  |  | no |  |  | 1244241.745 | 15272016.447 |  | -1
node_8102801_200887529 |  |  | PQ | AN | 2771.281 | 8102801 | no | no |  |  | no |  |  | 1244047.275 | 15271860.215 |  | -1
node_8102801_200887531 |  |  | PQ | AD | 2771.281 | 8102801 | no | no |  |  | no |  |  | 1243796.257 | 15271660.739 |  | -1
node_8102801_200887533 |  |  | PQ | AD | 2771.281 | 8102801 | no | no |  |  | no |  |  | 1243527.482 | 15271445.829 |  | -1
node_8102801_200887534 |  |  | PQ | AD | 2771.281 | 8102801 | no | no |  |  | no |  |  | 1243255.468 | 15271302.738 |  | -1
node_8102801_200887535 |  |  | PQ | AD | 2771.281 | 8102801 | no | no |  |  | no |  |  | 1242875.222 | 15271011.178 |  | -1
node_8102801_200887540 |  |  | PQ | AN | 2771.281 | 8102801 | no | no |  |  | no |  |  | 1242597.564 | 15270739.933 |  | -1
node_8102801_200887541 |  |  | PQ | AD | 2771.281 | 8102801 | no | no |  |  | no |  |  | 1242395.932 | 15270517.657 |  | -1
node_8102801_200887542 |  |  | PQ | AD | 2771.281 | 8102801 | no | no |  |  | no |  |  | 1242264.248 | 15270266.889 |  | -1
node_8102801_200887543 |  |  | PQ | AN | 2771.281 | 8102801 | no | no |  |  | no |  |  | 1242136.001 | 15270024.093 |  | -1
node_8102801_200887544 |  |  | PQ | AN | 2771.281 | 8102801 | no | no |  |  | no |  |  | 1242050.189 | 15269782.414 |  | -1
node_8102801_200887546 |  |  | PQ | AN | 2771.281 | 8102801 | no | no |  |  | no |  |  | 1241799.741 | 15269287.836 |  | -1
node_8102801_200887547 |  |  | PQ | AN | 2771.281 | 8102801 | no | no |  |  | no |  |  | 1241955.615 | 15268874.031 |  | -1
node_8102801_200887550 |  |  | PQ | AN | 2771.281 | 8102801 | no | no |  |  | no |  |  | 1242157.553 | 15268264.88 |  | -1
node_8102801_200887552 |  |  | PQ | AD | 2771.281 | 8102801 | no | no |  |  | no |  |  | 1242263.105 | 15268005.514 |  | -1
node_8102801_200887553 |  |  | PQ | AD | 2771.281 | 8102801 | no | no |  |  | no |  |  | 1242310.644 | 15267805.16 |  | -1
node_8102801_200887555 |  |  | PQ | AN | 2771.281 | 8102801 | no | no |  |  | no |  |  | 1242361.477 | 15267691.43 |  | -1
node_8102801_200887557 |  |  | PQ | AD | 2771.281 | 8102801 | no | no |  |  | no |  |  | 1242464.025 | 15267493.612 |  | -1
node_8102801_200887558 |  |  | PQ | AD | 2771.281 | 8102801 | no | no |  |  | no |  |  | 1242531.918 | 15267365.88 |  | -1
node_8102801_200887560 |  |  | PQ | AD | 2771.281 | 8102801 | no | no |  |  | no |  |  | 1242510.14 | 15267138.529 |  | -1
node_8102801_200887561 |  |  | PQ | AN | 2771.281 | 8102801 | no | no |  |  | no |  |  | 1242578.199 | 15267002.154 |  | -1
node_8102801_200887562 |  |  | PQ | AD | 2771.281 | 8102801 | no | no |  |  | no |  |  | 1242651.579 | 15266815.326 |  | -1
node_8102801_200887564 |  |  | PQ | AN | 2771.281 | 8102801 | no | no |  |  | no |  |  | 1242834.881 | 15266444.516 |  | -1
node_8102801_200887565 |  |  | PQ | AD | 2771.281 | 8102801 | no | no |  |  | no |  |  | 1242809.734 | 15266180.333 |  | -1
node_8102801_200887567 |  |  | PQ | AD | 2771.281 | 8102801 | no | no |  |  | no |  |  | 1242813.156 | 15266072.268 |  | -1
node_8102801_200887568 |  |  | PQ | AD | 2771.281 | 8102801 | no | no |  |  | no |  |  | 1242785.208 | 15265891.693 |  | -1
node_8102801_200887569 |  |  | PQ | AN | 2771.281 | 8102801 | no | no |  |  | no |  |  | 1242747.642 | 15265725.995 |  | -1
node_8102801_200887572 |  |  | PQ | AN | 2771.281 | 8102801 | no | no |  |  | no |  |  | 1248151.499 | 15273819.728 |  | -1
node_8102801_200887573 |  |  | PQ | AD | 2771.281 | 8102801 | no | no |  |  | no |  |  | 1248153.724 | 15273955.341 |  | -1
node_8102801_200887574 |  |  | PQ | AN | 2771.281 | 8102801 | no | no |  |  | no |  |  | 1248152.557 | 15274111.796 |  | -1
node_8102801_200887575 |  |  | PQ | AD | 2771.281 | 8102801 | no | no |  |  | no |  |  | 1247861.012 | 15274071.857 |  | -1
node_8102801_200887576 |  |  | PQ | AN | 2771.281 | 8102801 | no | no |  |  | no |  |  | 1247782.015 | 15274204.651 |  | -1
node_8102801_200887578 |  |  | PQ | AN | 2771.281 | 8102801 | no | no |  |  | no |  |  | 1247308.378 | 15273552.332 |  | -1
node_8102801_200887580 |  |  | PQ | ABN | 7199.558 | 8102801 | no | no |  |  | no |  |  | 1246895.195 | 15275016.179 |  | -1
node_8102801_200887581 |  |  | PQ | AN | 7199.558 | 8102801 | no | no |  |  | no |  |  | 1246833.988 | 15275120.282 |  | -1
node_8102801_200887582 |  |  | PQ | AD | 7199.558 | 8102801 | no | no |  |  | no |  |  | 1246722.777 | 15275320.894 |  | -1
node_8102801_200887583 |  |  | PQ | AN | 7199.558 | 8102801 | no | no |  |  | no |  |  | 1246638.779 | 15275484.356 |  | -1
node_8102801_200887585 |  |  | PQ | AN | 7199.558 | 8102801 | no | no |  |  | no |  |  | 1246549.806 | 15275643.512 |  | -1
node_8102801_200887587 |  |  | PQ | AD | 7199.558 | 8102801 | no | no |  |  | no |  |  | 1246457.947 | 15275828.987 |  | -1
node_8102801_200887588 |  |  | PQ | AD | 7199.558 | 8102801 | no | no |  |  | no |  |  | 1246373.892 | 15276015.854 |  | -1
node_8102801_200887590 |  |  | PQ | AN | 7199.558 | 8102801 | no | no |  |  | no |  |  | 1246295.527 | 15276083.58 |  | -1
node_8102801_200887591 |  |  | PQ | AN | 7199.558 | 8102801 | no | no |  |  | no |  |  | 1246219.426 | 15276300.815 |  | -1
node_8102801_200887594 |  |  | PQ | AD | 7199.558 | 8102801 | no | no |  |  | no |  |  | 1246032.754 | 15276545.765 |  | -1
node_8102801_200887595 |  |  | PQ | AD | 7199.558 | 8102801 | no | no |  |  | no |  |  | 1245979.07 | 15276642.324 |  | -1
node_8102801_200887596 |  |  | PQ | AN | 7199.558 | 8102801 | no | no |  |  | no |  |  | 1245669.671 | 15276535.276 |  | -1
node_8102801_200887599 |  |  | PQ | AD | 2771.281 | 8102801 | no | no |  |  | no |  |  | 1247298.756 | 15273638.129 |  | -1
node_8102801_200887600 |  |  | PQ | AN | 2771.281 | 8102801 | no | no |  |  | no |  |  | 1247288.065 | 15273802.341 |  | -1
node_8102801_200887601 |  |  | PQ | AD | 2771.281 | 8102801 | no | no |  |  | no |  |  | 1247272.048 | 15273932.428 |  | -1
node_8102801_200887603 |  |  | PQ | AN | 2771.281 | 8102801 | no | no |  |  | no |  |  | 1247212.358 | 15274126.591 |  | -1
node_8102801_200887607 |  |  | PQ | AN | 2771.281 | 8102801 | no | no |  |  | no |  |  | 1247158.541 | 15274296.555 |  | -1
node_8102801_200887608 |  |  | PQ | AD | 2771.281 | 8102801 | no | no |  |  | no |  |  | 1247114.734 | 15274446.874 |  | -1
node_8102801_200887609 |  |  | PQ | AD | 2771.281 | 8102801 | no | no |  |  | no |  |  | 1247070.849 | 15274573.331 |  | -1
node_8102801_200887610 |  |  | PQ | AN | 7199.558 | 8102801 | no | no |  |  | no |  |  | 1247039.951 | 15274688.485 |  | -1
node_8102801_200887611 |  |  | PQ | ABCN | 7199.558 | 8102801 | no | no |  |  | no |  |  | 1247000.178 | 15274821.087 |  | -1
node_8102801_200887612 |  |  | PQ | AD | 2771.281 | 8102801 | no | no |  |  | no |  |  | 1242448.492 | 15266688.463 |  | -1
node_8102801_200887613 |  |  | PQ | AN | 2771.281 | 8102801 | no | no |  |  | no |  |  | 1242223.158 | 15266754.525 |  | -1
node_8102801_200887617 |  |  | PQ | AD | 2771.281 | 8102801 | no | no |  |  | no |  |  | 1242050.356 | 15266868.611 |  | -1
node_8102801_200887619 |  |  | PQ | AD | 2771.281 | 8102801 | no | no |  |  | no |  |  | 1241771.686 | 15266858.522 |  | -1
node_8102801_200887620 |  |  | PQ | AN | 2771.281 | 8102801 | no | no |  |  | no |  |  | 1241633.551 | 15266714.532 |  | -1
node_8102801_200887621 |  |  | PQ | AN | 2771.281 | 8102801 | no | no |  |  | no |  |  | 1241495.511 | 15266575.601 |  | -1
node_8102801_200887623 |  |  | PQ | AD | 2771.281 | 8102801 | no | no |  |  | no |  |  | 1241404.879 | 15266483.036 |  | -1
node_8102801_200887624 |  |  | PQ | AD | 2771.281 | 8102801 | no | no |  |  | no |  |  | 1241499.301 | 15266268.567 |  | -1
node_8102801_200887625 |  |  | PQ | AD | 2771.281 | 8102801 | no | no |  |  | no |  |  | 1241593.757 | 15266076.949 |  | -1
node_8102801_200887626 |  |  | PQ | AN | 2771.281 | 8102801 | no | no |  |  | no |  |  | 1241674.606 | 15265890.982 |  | -1
node_8102801_200887628 |  |  | PQ | AN | 7199.558 | 8102801 | no | no |  |  | no |  |  | 1246118.371 | 15276820.273 |  | -1
node_8102801_200887631 |  |  | PQ | AN | 2771.281 | 8102801 | no | no |  |  | no |  |  | 1249868.143 | 15283562.897 |  | -1
node_8102801_200887632 |  |  | PQ | AN | 2771.281 | 8102801 | no | no |  |  | no |  |  | 1249992.664 | 15280711.955 |  | -1
node_8102801_200887634 |  |  | PQ | AD | 2771.281 | 8102801 | no | no |  |  | no |  |  | 1249869.712 | 15280323.471 |  | -1
node_8102801_200887635 |  |  | PQ | AD | 2771.281 | 8102801 | no | no |  |  | no |  |  | 1249750.398 | 15279826.275 |  | -1
node_8102801_200887636 |  |  | PQ | AD | 2771.281 | 8102801 | no | no |  |  | no |  |  | 1250143.354 | 15279788.07 |  | -1
node_8102801_200887637 |  |  | PQ | AD | 2771.281 | 8102801 | no | no |  |  | no |  |  | 1250336.417 | 15279773.769 |  | -1
node_8102801_200887638 |  |  | PQ | AD | 2771.281 | 8102801 | no | no |  |  | no |  |  | 1250618.549 | 15283612.299 |  | -1
node_8102801_200887639 |  |  | PQ | AD | 2771.281 | 8102801 | no | no |  |  | no |  |  | 1250260.107 | 15283317.417 |  | -1
node_8102801_200887640 |  |  | PQ | AN | 2771.281 | 8102801 | no | no |  |  | no |  |  | 1250254.428 | 15282866.777 |  | -1
node_8102801_200887641 |  |  | PQ | AN | 2771.281 | 8102801 | no | no |  |  | no |  |  | 1250241.756 | 15282361.247 |  | -1
node_8102801_200887643 |  |  | PQ | AD | 2771.281 | 8102801 | no | no |  |  | no |  |  | 1250307.998 | 15281827.234 |  | -1
node_8102801_200887644 |  |  | PQ | AN | 2771.281 | 8102801 | no | no |  |  | no |  |  | 1250271.314 | 15281490.171 |  | -1
node_8102801_200887645 |  |  | PQ | AN | 2771.281 | 8102801 | no | no |  |  | no |  |  | 1250189.441 | 15281258.035 |  | -1
node_8102801_200887647 |  |  | PQ | AN | 2771.281 | 8102801 | no | no |  |  | no |  |  | 1250118.111 | 15281057.712 |  | -1
node_8102801_200887649 |  |  | PQ | AD | 2771.281 | 8102801 | no | no |  |  | no |  |  | 1241444.226 | 15266619.967 |  | -1
node_8102801_200887650 |  |  | PQ | AD | 2771.281 | 8102801 | no | no |  |  | no |  |  | 1240751.255 | 15269323.65 |  | -1
node_8102801_200887651 |  |  | PQ | AD | 2771.281 | 8102801 | no | no |  |  | no |  |  | 1240736.521 | 15269627.372 |  | -1
node_8102801_200887652 |  |  | PQ | AD | 2771.281 | 8102801 | no | no |  |  | no |  |  | 1240734.786 | 15269898.108 |  | -1
node_8102801_200887653 |  |  | PQ | AN | 2771.281 | 8102801 | no | no |  |  | no |  |  | 1240477.711 | 15269867.144 |  | -1
node_8102801_200887654 |  |  | PQ | AN | 2771.281 | 8102801 | no | no |  |  | no |  |  | 1240951.173 | 15269926.141 |  | -1
node_8102801_200887657 |  |  | PQ | AD | 2771.281 | 8102801 | no | no |  |  | no |  |  | 1240739.748 | 15270183.582 |  | -1
node_8102801_200887658 |  |  | PQ | AD | 2771.281 | 8102801 | no | no |  |  | no |  |  | 1240726.875 | 15270454.947 |  | -1
node_8102801_200887659 |  |  | PQ | AN | 2771.281 | 8102801 | no | no |  |  | no |  |  | 1240783.297 | 15270753.84 |  | -1
node_8102801_200887660 |  |  | PQ | AD | 2771.281 | 8102801 | no | no |  |  | no |  |  | 1241347.641 | 15266908.385 |  | -1
node_8102801_200887661 |  |  | PQ | AD | 2771.281 | 8102801 | no | no |  |  | no |  |  | 1241208.159 | 15267303.281 |  | -1
node_8102801_200887662 |  |  | PQ | AD | 2771.281 | 8102801 | no | no |  |  | no |  |  | 1241107.921 | 15267247.698 |  | -1
node_8102801_200887663 |  |  | PQ | AN | 2771.281 | 8102801 | no | no |  |  | no |  |  | 1240869.101 | 15267229.854 |  | -1
node_8102801_200887664 |  |  | PQ | AN | 2771.281 | 8102801 | no | no |  |  | no |  |  | 1241010.811 | 15267622.215 |  | -1
node_8102801_200887665 |  |  | PQ | AD | 2771.281 | 8102801 | no | no |  |  | no |  |  | 1240935.895 | 15267902.886 |  | -1
node_8102801_200887666 |  |  | PQ | AD | 2771.281 | 8102801 | no | no |  |  | no |  |  | 1240853.851 | 15268187.617 |  | -1
node_8102801_200887667 |  |  | PQ | AD | 2771.281 | 8102801 | no | no |  |  | no |  |  | 1240772.602 | 15268204.238 |  | -1
node_8102801_200887668 |  |  | PQ | AN | 2771.281 | 8102801 | no | no |  |  | no |  |  | 1240490.288 | 15268182.8 |  | -1
node_8102801_200887669 |  |  | PQ | AN | 2771.281 | 8102801 | no | no |  |  | no |  |  | 1240777.525 | 15268475.676 |  | -1
node_8102801_200887670 |  |  | PQ | AD | 2771.281 | 8102801 | no | no |  |  | no |  |  | 1240763.216 | 15268784.381 |  | -1
node_8102801_200887671 |  |  | PQ | AN | 2771.281 | 8102801 | no | no |  |  | no |  |  | 1240495.508 | 15268961.492 |  | -1
node_8102801_200887674 |  |  | PQ | AD | 2771.281 | 8102801 | no | no |  |  | no |  |  | 1240783.404 | 15269042.402 |  | -1
node_8102801_200887675 |  |  | PQ | AD | 7199.558 | 8102801 | no | no |  |  | no |  |  | 1247526.77 | 15277027.944 |  | -1
node_8102801_200887676 |  |  | PQ | AD | 7199.558 | 8102801 | no | no |  |  | no |  |  | 1247977.342 | 15277027.69 |  | -1
node_8102801_200887677 |  |  | PQ | AN | 7199.558 | 8102801 | no | no |  |  | no |  |  | 1248522.859 | 15276991.634 |  | -1
node_8102801_200887678 |  |  | PQ | AD | 7199.558 | 8102801 | no | no |  |  | no |  |  | 1248745.333 | 15277234.945 |  | -1
node_8102801_200887680 |  |  | PQ | AN | 7199.558 | 8102801 | no | no |  |  | no |  |  | 1248803.047 | 15277553.999 |  | -1
node_8102801_200887681 |  |  | PQ | AN | 7199.558 | 8102801 | no | no |  |  | no |  |  | 1247660.048 | 15275021.734 |  | -1
node_8102801_200887682 |  |  | PQ | AN | 7199.558 | 8102801 | no | no |  |  | no |  |  | 1247542.161 | 15275314.794 |  | -1
node_8102801_200887683 |  |  | PQ | AN | 7199.558 | 8102801 | no | no |  |  | no |  |  | 1247791.548 | 15275328.39 |  | -1
node_8102801_200887684 |  |  | PQ | AN | 7199.558 | 8102801 | no | no |  |  | no |  |  | 1248048.79 | 15275351.37 |  | -1
node_8102801_200887686 |  |  | PQ | AN | 7199.558 | 8102801 | no | no |  |  | no |  |  | 1247478.2 | 15275503.659 |  | -1
node_8102801_200887688 |  |  | PQ | AN | 7199.558 | 8102801 | no | no |  |  | no |  |  | 1247414.998 | 15275828.015 |  | -1
node_8102801_200887689 |  |  | PQ | AN | 7199.558 | 8102801 | no | no |  |  | no |  |  | 1247392.335 | 15276097.213 |  | -1
node_8102801_200887691 |  |  | PQ | AN | 7199.558 | 8102801 | no | no |  |  | no |  |  | 1247784.412 | 15276131.266 |  | -1
node_8102801_200887692 |  |  | PQ | AN | 7199.558 | 8102801 | no | no |  |  | no |  |  | 1248061.147 | 15276172.369 |  | -1
node_8102801_200887694 |  |  | PQ | AN | 7199.558 | 8102801 | no | no |  |  | no |  |  | 1247382.594 | 15276248.682 |  | -1
node_8102801_200887695 |  |  | PQ | AN | 7199.558 | 8102801 | no | no |  |  | no |  |  | 1247487.169 | 15276468.362 |  | -1
node_8102801_200887697 |  |  | PQ | ABCN | 7199.558 | 8102801 | no | no |  |  | no |  |  | 1250782.915 | 15273140.226 |  | -1
node_8102801_200887698 |  |  | PQ | ABCN | 7199.558 | 8102801 | no | no |  |  | no |  |  | 1250583.575 | 15273285.868 |  | -1
node_8102801_200887699 |  |  | PQ | ABCN | 7199.558 | 8102801 | no | no |  |  | no |  |  | 1250380.154 | 15273438.656 |  | -1
node_8102801_200887700 |  |  | PQ | ABCN | 7199.558 | 8102801 | no | no |  |  | no |  |  | 1250175.423 | 15273597.585 |  | -1
node_8102801_200887701 |  |  | PQ | ABCN | 7199.558 | 8102801 | no | no |  |  | no |  |  | 1249969.144 | 15273749.666 |  | -1
node_8102801_200887702 |  |  | PQ | ABCN | 7199.558 | 8102801 | no | no |  |  | no |  |  | 1249771.02 | 15273899.59 |  | -1
node_8102801_200887703 |  |  | PQ | ABCN | 7199.558 | 8102801 | no | no |  |  | no |  |  | 1249568.693 | 15274051.637 |  | -1
node_8102801_200887704 |  |  | PQ | ABCN | 7199.558 | 8102801 | no | no |  |  | no |  |  | 1249351.748 | 15274210.231 |  | -1
node_8102801_200887705 |  |  | PQ | ABCN | 7199.558 | 8102801 | no | no |  |  | no |  |  | 1249160.228 | 15274359.193 |  | -1
node_8102801_200887706 |  |  | PQ | ABCN | 7199.558 | 8102801 | no | no |  |  | no |  |  | 1248978.776 | 15274493.295 |  | -1
node_8102801_200887707 |  |  | PQ | ABCN | 7199.558 | 8102801 | no | no |  |  | no |  |  | 1248821.845 | 15274587.832 |  | -1
node_8102801_200887708 |  |  | PQ | ABCN | 7199.558 | 8102801 | no | no |  |  | no |  |  | 1248666.141 | 15274670.614 |  | -1
node_8102801_200887709 |  |  | PQ | ABCN | 7199.558 | 8102801 | no | no |  |  | no |  |  | 1248416.117 | 15274779.695 |  | -1
node_8102801_200887710 |  |  | PQ | ABCN | 7199.558 | 8102801 | no | no |  |  | no |  |  | 1248208.071 | 15274885.142 |  | -1
node_8102801_200887712 |  |  | PQ | ABCN | 7199.558 | 8102801 | no | no |  |  | no |  |  | 1248085.148 | 15274923.204 |  | -1
node_8102801_200887713 |  |  | PQ | ABCN | 7199.558 | 8102801 | no | no |  |  | no |  |  | 1247928.028 | 15274947.475 |  | -1
node_8102801_200887716 |  |  | PQ | ABCN | 7199.558 | 8102801 | no | no |  |  | no |  |  | 1247646.837 | 15274965.814 |  | -1
node_8102801_200887717 |  |  | PQ | ABCN | 7199.558 | 8102801 | no | no |  |  | no |  |  | 1247546.541 | 15274970.556 |  | -1
node_8102801_200887719 |  |  | PQ | ABCN | 7199.558 | 8102801 | no | no |  |  | no |  |  | 1247260.194 | 15274960.755 |  | -1
node_8102801_200887720 |  |  | PQ | ABCN | 7199.558 | 8102801 | no | no |  |  | no |  |  | 1246959.83 | 15274947.541 |  | -1
node_8102801_200887721 |  |  | PQ | ABCN | 7199.558 | 8102801 | no | no |  |  | no |  |  | 1251192.814 | 15272854.07 |  | -1
node_8102801_200887722 |  |  | PQ | ABCN | 7199.558 | 8102801 | no | no |  |  | no |  |  | 1250999.318 | 15273002.909 |  | -1
node_8102801_200887723 |  |  | PQ | AN | 7199.558 | 8102801 | no | no |  |  | no |  |  | 1251121.327 | 15273195.902 |  | -1
node_8102801_200887724 |  |  | PQ | AN | 7199.558 | 8102801 | no | no |  |  | no |  |  | 1251190.938 | 15273349.596 |  | -1
node_8102801_200887726 |  |  | PQ | AD | 2771.281 | 8102801 | no | no |  |  | no |  |  | 1250273.256 | 15283676.196 |  | -1
node_8102801_200887727 |  |  | PQ | AD | 2771.281 | 8102801 | no | no |  |  | no |  |  | 1250335.901 | 15286075.229 |  | -1
node_8102801_200887728 |  |  | PQ | AD | 2771.281 | 8102801 | no | no |  |  | no |  |  | 1250339.874 | 15286333.383 |  | -1
node_8102801_200887729 |  |  | PQ | AN | 2771.281 | 8102801 | no | no |  |  | no |  |  | 1250347.155 | 15286578.151 |  | -1
node_8102801_200887731 |  |  | PQ | AD | 2771.281 | 8102801 | no | no |  |  | no |  |  | 1250276.374 | 15284031.007 |  | -1
node_8102801_200887732 |  |  | PQ | AD | 2771.281 | 8102801 | no | no |  |  | no |  |  | 1250315.441 | 15284373.414 |  | -1
node_8102801_200887733 |  |  | PQ | AN | 2771.281 | 8102801 | no | no |  |  | no |  |  | 1250334.855 | 15284668.993 |  | -1
node_8102801_200887734 |  |  | PQ | AD | 2771.281 | 8102801 | no | no |  |  | no |  |  | 1250343.763 | 15284954.273 |  | -1
node_8102801_200887735 |  |  | PQ | AN | 2771.281 | 8102801 | no | no |  |  | no |  |  | 1250350.744 | 15285244.407 |  | -1
node_8102801_200887737 |  |  | PQ | AN | 2771.281 | 8102801 | no | no |  |  | no |  |  | 1250364.58 | 15285531.049 |  | -1
node_8102801_200887739 |  |  | PQ | AN | 2771.281 | 8102801 | no | no |  |  | no |  |  | 1250365.347 | 15285767.351 |  | -1
node_8102801_200887740 |  |  | PQ | AD | 2771.281 | 8102801 | no | no |  |  | no |  |  | 1250327.47 | 15285823.677 |  | -1
node_8102801_200887741 |  |  | PQ | AN | 7199.558 | 8102801 | no | no |  |  | no |  |  | 1241384.799 | 15279831.582 |  | -1
node_8102801_200887742 |  |  | PQ | AN | 7199.558 | 8102801 | no | no |  |  | no |  |  | 1241065.228 | 15279823.522 |  | -1
node_8102801_200887744 |  |  | PQ | AD | 7199.558 | 8102801 | no | no |  |  | no |  |  | 1240738.506 | 15279872.223 |  | -1
node_8102801_200887745 |  |  | PQ | AD | 7199.558 | 8102801 | no | no |  |  | no |  |  | 1240502.938 | 15279850.961 |  | -1
node_8102801_200887746 |  |  | PQ | AN | 7199.558 | 8102801 | no | no |  |  | no |  |  | 1240478.708 | 15279583.759 |  | -1
node_8102801_200887747 |  |  | PQ | AN | 7199.558 | 8102801 | no | no |  |  | no |  |  | 1240234.657 | 15279328.778 |  | -1
node_8102801_200887748 |  |  | PQ | AN | 7199.558 | 8102801 | no | no |  |  | no |  |  | 1242560.946 | 15276546.377 |  | -1
node_8102801_200887749 |  |  | PQ | AN | 7199.558 | 8102801 | no | no |  |  | no |  |  | 1242887.7 | 15277897.897 |  | -1
node_8102801_200887751 |  |  | PQ | AD | 7199.558 | 8102801 | no | no |  |  | no |  |  | 1242821.906 | 15277836.371 |  | -1
node_8102801_200887752 |  |  | PQ | AN | 7199.558 | 8102801 | no | no |  |  | no |  |  | 1243024.109 | 15277813.465 |  | -1
node_8102801_200887753 |  |  | PQ | AD | 7199.558 | 8102801 | no | no |  |  | no |  |  | 1243340.692 | 15277634.277 |  | -1
node_8102801_200887754 |  |  | PQ | AD | 7199.558 | 8102801 | no | no |  |  | no |  |  | 1243638.596 | 15277627.352 |  | -1
node_8102801_200887755 |  |  | PQ | AD | 7199.558 | 8102801 | no | no |  |  | no |  |  | 1243927.988 | 15277846.066 |  | -1
node_8102801_200887756 |  |  | PQ | AD | 7199.558 | 8102801 | no | no |  |  | no |  |  | 1244180.64 | 15277824.605 |  | -1
node_8102801_200887757 |  |  | PQ | AD | 7199.558 | 8102801 | no | no |  |  | no |  |  | 1244397.297 | 15277651.07 |  | -1
node_8102801_200887758 |  |  | PQ | AD | 7199.558 | 8102801 | no | no |  |  | no |  |  | 1244565.106 | 15277509.503 |  | -1
node_8102801_200887759 |  |  | PQ | AN | 7199.558 | 8102801 | no | no |  |  | no |  |  | 1244636.052 | 15277588.809 |  | -1
node_8102801_200887761 |  |  | PQ | AD | 2771.281 | 8102801 | no | no |  |  | no |  |  | 1250376.8 | 15288262.04 |  | -1
node_8102801_200887762 |  |  | PQ | AN | 2771.281 | 8102801 | no | no |  |  | no |  |  | 1250367.851 | 15288117.187 |  | -1
node_8102801_200887763 |  |  | PQ | AN | 2771.281 | 8102801 | no | no |  |  | no |  |  | 1250348.787 | 15287782.19 |  | -1
node_8102801_200887765 |  |  | PQ | AN | 2771.281 | 8102801 | no | no |  |  | no |  |  | 1250393.248 | 15289235.034 |  | -1
node_8102801_200887767 |  |  | PQ | AN | 2771.281 | 8102801 | no | no |  |  | no |  |  | 1250395.294 | 15288930.505 |  | -1
node_8102801_200887768 |  |  | PQ | AD | 2771.281 | 8102801 | no | no |  |  | no |  |  | 1250392.929 | 15288727.247 |  | -1
node_8102801_200887769 |  |  | PQ | AN | 2771.281 | 8102801 | no | no |  |  | no |  |  | 1250386.646 | 15288530.461 |  | -1
node_8102801_200893549 |  |  | PQ | ABCN | 7199.558 | 8102801 | no | no |  |  | no |  |  | 1274263.437 | 15273200.703 |  | -1
node_8102801_200893553 |  |  | PQ | ABCN | 7199.558 | 8102801 | no | no |  |  | no |  |  | 1274682.195 | 15273165.736 |  | -1
node_8102801_200893554 |  |  | PQ | ABCN | 7199.558 | 8102801 | no | no |  |  | no |  |  | 1274540.895 | 15273181.714 |  | -1
node_8102801_200903588 |  |  | PQ | AN | 7199.558 | 8102801 | no | no |  |  | no |  |  | 1259652.922 | 15270671.735 |  | -1
node_8102801_200903589 |  |  | PQ | AD | 2771.281 | 8102801 | no | no |  |  | no |  |  | 1259670.1 | 15270805.177 |  | -1
node_8102801_200903590 |  |  | PQ | AD | 2771.281 | 8102801 | no | no |  |  | no |  |  | 1258982.871 | 15274254.812 |  | -1
node_8102801_200903591 |  |  | PQ | AN | 2771.281 | 8102801 | no | no |  |  | no |  |  | 1258808.116 | 15274795.745 |  | -1
node_8102801_200903592 |  |  | PQ | AD | 2771.281 | 8102801 | no | no |  |  | no |  |  | 1258502.007 | 15275318.941 |  | -1
node_8102801_200903593 |  |  | PQ | AN | 2771.281 | 8102801 | no | no |  |  | no |  |  | 1258249.523 | 15275740.447 |  | -1
node_8102801_200903594 |  |  | PQ | AN | 2771.281 | 8102801 | no | no |  |  | no |  |  | 1258063.173 | 15276068.511 |  | -1
node_8102801_200903596 |  |  | PQ | AD | 2771.281 | 8102801 | no | no |  |  | no |  |  | 1257952.165 | 15276246.201 |  | -1
node_8102801_200903597 |  |  | PQ | AN | 2771.281 | 8102801 | no | no |  |  | no |  |  | 1257882.207 | 15276372.342 |  | -1
node_8102801_200903598 |  |  | PQ | AD | 2771.281 | 8102801 | no | no |  |  | no |  |  | 1257854.127 | 15276456.962 |  | -1
node_8102801_200903599 |  |  | PQ | AD | 2771.281 | 8102801 | no | no |  |  | no |  |  | 1257810.515 | 15276589.153 |  | -1
node_8102801_200903600 |  |  | PQ | AD | 2771.281 | 8102801 | no | no |  |  | no |  |  | 1257738.732 | 15276807.032 |  | -1
node_8102801_200903601 |  |  | PQ | AN | 2771.281 | 8102801 | no | no |  |  | no |  |  | 1257728.809 | 15277058.434 |  | -1
node_8102801_200903602 |  |  | PQ | AN | 2771.281 | 8102801 | no | no |  |  | no |  |  | 1257721.327 | 15277565.501 |  | -1
node_8102801_200903603 |  |  | PQ | AN | 2771.281 | 8102801 | no | no |  |  | no |  |  | 1259685.076 | 15270948.548 |  | -1
node_8102801_200903604 |  |  | PQ | AD | 2771.281 | 8102801 | no | no |  |  | no |  |  | 1259700.306 | 15271110.058 |  | -1
node_8102801_200903605 |  |  | PQ | AN | 2771.281 | 8102801 | no | no |  |  | no |  |  | 1257656.024 | 15278197.602 |  | -1
node_8102801_200903606 |  |  | PQ | AN | 2771.281 | 8102801 | no | no |  |  | no |  |  | 1257597.404 | 15278681.209 |  | -1
node_8102801_200903608 |  |  | PQ | AD | 2771.281 | 8102801 | no | no |  |  | no |  |  | 1257596.6 | 15278933.593 |  | -1
node_8102801_200903610 |  |  | PQ | AN | 2771.281 | 8102801 | no | no |  |  | no |  |  | 1257548.902 | 15279450.67 |  | -1
node_8102801_200903611 |  |  | PQ | AN | 2771.281 | 8102801 | no | no |  |  | no |  |  | 1257526.132 | 15279694.799 |  | -1
node_8102801_200903612 |  |  | PQ | AD | 2771.281 | 8102801 | no | no |  |  | no |  |  | 1257528.294 | 15279882.977 |  | -1
node_8102801_200903613 |  |  | PQ | AN | 2771.281 | 8102801 | no | no |  |  | no |  |  | 1257508.949 | 15280034.87 |  | -1
node_8102801_200903614 |  |  | PQ | AD | 2771.281 | 8102801 | no | no |  |  | no |  |  | 1257494.365 | 15280264.733 |  | -1
node_8102801_200903615 |  |  | PQ | AD | 2771.281 | 8102801 | no | no |  |  | no |  |  | 1257482.916 | 15280477.814 |  | -1
node_8102801_200903616 |  |  | PQ | AD | 2771.281 | 8102801 | no | no |  |  | no |  |  | 1257458.892 | 15280717.076 |  | -1
node_8102801_200903617 |  |  | PQ | AD | 2771.281 | 8102801 | no | no |  |  | no |  |  | 1257459.918 | 15280829.079 |  | -1
node_8102801_200903618 |  |  | PQ | AD | 2771.281 | 8102801 | no | no |  |  | no |  |  | 1257304.209 | 15281441.259 |  | -1
node_8102801_200903619 |  |  | PQ | AN | 2771.281 | 8102801 | no | no |  |  | no |  |  | 1257131.407 | 15281245.573 |  | -1
node_8102801_200903620 |  |  | PQ | AD | 2771.281 | 8102801 | no | no |  |  | no |  |  | 1257054.13 | 15281225.2 |  | -1
node_8102801_200903623 |  |  | PQ | AN | 2771.281 | 8102801 | no | no |  |  | no |  |  | 1257196.012 | 15281970.054 |  | -1
node_8102801_200903624 |  |  | PQ | AN | 2771.281 | 8102801 | no | no |  |  | no |  |  | 1257119.552 | 15282216.71 |  | -1
node_8102801_200903626 |  |  | PQ | AN | 2771.281 | 8102801 | no | no |  |  | no |  |  | 1259721.335 | 15271215.391 |  | -1
node_8102801_200903627 |  |  | PQ | AN | 2771.281 | 8102801 | no | no |  |  | no |  |  | 1259730.811 | 15271323.843 |  | -1
node_8102801_200903628 |  |  | PQ | AD | 2771.281 | 8102801 | no | no |  |  | no |  |  | 1257097.982 | 15282760.726 |  | -1
node_8102801_200903629 |  |  | PQ | AN | 2771.281 | 8102801 | no | no |  |  | no |  |  | 1257118.864 | 15283031.062 |  | -1
node_8102801_200903631 |  |  | PQ | AD | 2771.281 | 8102801 | no | no |  |  | no |  |  | 1257005.9 | 15283336.907 |  | -1
node_8102801_200903632 |  |  | PQ | AN | 2771.281 | 8102801 | no | no |  |  | no |  |  | 1256849.976 | 15283714.741 |  | -1
node_8102801_200903633 |  |  | PQ | AN | 2771.281 | 8102801 | no | no |  |  | no |  |  | 1256601.038 | 15283650.47 |  | -1
node_8102801_200903637 |  |  | PQ | AN | 2771.281 | 8102801 | no | no |  |  | no |  |  | 1256519.594 | 15284529.898 |  | -1
node_8102801_200903638 |  |  | PQ | AD | 2771.281 | 8102801 | no | no |  |  | no |  |  | 1256368.147 | 15284742.295 |  | -1
node_8102801_200903639 |  |  | PQ | AN | 2771.281 | 8102801 | no | no |  |  | no |  |  | 1256258.06 | 15284900.723 |  | -1
node_8102801_200903640 |  |  | PQ | AD | 2771.281 | 8102801 | no | no |  |  | no |  |  | 1256146.375 | 15285058.143 |  | -1
node_8102801_200903641 |  |  | PQ | AD | 2771.281 | 8102801 | no | no |  |  | no |  |  | 1256022.04 | 15285227.923 |  | -1
node_8102801_200903642 |  |  | PQ | AD | 2771.281 | 8102801 | no | no |  |  | no |  |  | 1255897.649 | 15285400.173 |  | -1
node_8102801_200903643 |  |  | PQ | AN | 2771.281 | 8102801 | no | no |  |  | no |  |  | 1255742.622 | 15285609.089 |  | -1
node_8102801_200903645 |  |  | PQ | AD | 2771.281 | 8102801 | no | no |  |  | no |  |  | 1255684.176 | 15285397.466 |  | -1
node_8102801_200903646 |  |  | PQ | AD | 2771.281 | 8102801 | no | no |  |  | no |  |  | 1255697.9 | 15285202.509 |  | -1
node_8102801_200903647 |  |  | PQ | AN | 2771.281 | 8102801 | no | no |  |  | no |  |  | 1255691.514 | 15285041.995 |  | -1
node_8102801_200903648 |  |  | PQ | AD | 2771.281 | 8102801 | no | no |  |  | no |  |  | 1255717.855 | 15285957.301 |  | -1
node_8102801_200903649 |  |  | PQ | AN | 2771.281 | 8102801 | no | no |  |  | no |  |  | 1259752.582 | 15271588.596 |  | -1
node_8102801_200903650 |  |  | PQ | AD | 2771.281 | 8102801 | no | no |  |  | no |  |  | 1260007.776 | 15271575.163 |  | -1
node_8102801_200903651 |  |  | PQ | AN | 2771.281 | 8102801 | no | no |  |  | no |  |  | 1259791.175 | 15271894.356 |  | -1
node_8102801_200903653 |  |  | PQ | AN | 2771.281 | 8102801 | no | no |  |  | no |  |  | 1255758.199 | 15286363.331 |  | -1
node_8102801_200903654 |  |  | PQ | AD | 2771.281 | 8102801 | no | no |  |  | no |  |  | 1259797.91 | 15271991.28 |  | -1
node_8102801_200903655 |  |  | PQ | AN | 2771.281 | 8102801 | no | no |  |  | no |  |  | 1259491.726 | 15272368.707 |  | -1
node_8102801_200903659 |  |  | PQ | AN | 2771.281 | 8102801 | no | no |  |  | no |  |  | 1259009.55 | 15273912.956 |  | -1
node_8102801_200903660 |  |  | PQ | AD | 2771.281 | 8102801 | no | no |  |  | no |  |  | 1259097.22 | 15273996.701 |  | -1
node_8102801_200903661 |  |  | PQ | AN | 2771.281 | 8102801 | no | no |  |  | no |  |  | 1259344.213 | 15273879.597 |  | -1
node_8102801_200903664 |  |  | PQ | AN | 2771.281 | 8102801 | no | no |  |  | no |  |  | 1263132.707 | 15282950.185 |  | -1
node_8102801_200903665 |  |  | PQ | AD | 2771.281 | 8102801 | no | no |  |  | no |  |  | 1259188.435 | 15274378.759 |  | -1
node_8102801_200903666 |  |  | PQ | AD | 2771.281 | 8102801 | no | no |  |  | no |  |  | 1259302.721 | 15274520.561 |  | -1
node_8102801_200903667 |  |  | PQ | AN | 2771.281 | 8102801 | no | no |  |  | no |  |  | 1262195.152 | 15277253.911 |  | -1
node_8102801_200903669 |  |  | PQ | AD | 2771.281 | 8102801 | no | no |  |  | no |  |  | 1262461.831 | 15277438.505 |  | -1
node_8102801_200903670 |  |  | PQ | AN | 2771.281 | 8102801 | no | no |  |  | no |  |  | 1262599.942 | 15277696.432 |  | -1
node_8102801_200903671 |  |  | PQ | AN | 2771.281 | 8102801 | no | no |  |  | no |  |  | 1262690.192 | 15277323.111 |  | -1
node_8102801_200903673 |  |  | PQ | AD | 2771.281 | 8102801 | no | no |  |  | no |  |  | 1262687.079 | 15277626.909 |  | -1
node_8102801_200903674 |  |  | PQ | AD | 2771.281 | 8102801 | no | no |  |  | no |  |  | 1262881.464 | 15277948.765 |  | -1
node_8102801_200903675 |  |  | PQ | AD | 2771.281 | 8102801 | no | no |  |  | no |  |  | 1263020.312 | 15278208.839 |  | -1
node_8102801_200903676 |  |  | PQ | AD | 2771.281 | 8102801 | no | no |  |  | no |  |  | 1263173.106 | 15278482.477 |  | -1
node_8102801_200903677 |  |  | PQ | AD | 2771.281 | 8102801 | no | no |  |  | no |  |  | 1263375.24 | 15278820.756 |  | -1
node_8102801_200903678 |  |  | PQ | AD | 2771.281 | 8102801 | no | no |  |  | no |  |  | 1263528.706 | 15279068.53 |  | -1
node_8102801_200903679 |  |  | PQ | AD | 2771.281 | 8102801 | no | no |  |  | no |  |  | 1263697.633 | 15279339.114 |  | -1
node_8102801_200903680 |  |  | PQ | AN | 2771.281 | 8102801 | no | no |  |  | no |  |  | 1263634.207 | 15279685.163 |  | -1
node_8102801_200903681 |  |  | PQ | AD | 2771.281 | 8102801 | no | no |  |  | no |  |  | 1263581.216 | 15280021.17 |  | -1
node_8102801_200903682 |  |  | PQ | AN | 2771.281 | 8102801 | no | no |  |  | no |  |  | 1263339.71 | 15280477.33 |  | -1
node_8102801_200903683 |  |  | PQ | AN | 2771.281 | 8102801 | no | no |  |  | no |  |  | 1263240.082 | 15280793.554 |  | -1
node_8102801_200903684 |  |  | PQ | AD | 2771.281 | 8102801 | no | no |  |  | no |  |  | 1259731.033 | 15275054.952 |  | -1
node_8102801_200903685 |  |  | PQ | AD | 2771.281 | 8102801 | no | no |  |  | no |  |  | 1260123.581 | 15275151.882 |  | -1
node_8102801_200903686 |  |  | PQ | AD | 2771.281 | 8102801 | no | no |  |  | no |  |  | 1260501.792 | 15275248.178 |  | -1
node_8102801_200903687 |  |  | PQ | AD | 2771.281 | 8102801 | no | no |  |  | no |  |  | 1260919.3 | 15275230.71 |  | -1
node_8102801_200903688 |  |  | PQ | AN | 2771.281 | 8102801 | no | no |  |  | no |  |  | 1260999.926 | 15275224.581 |  | -1
node_8102801_200903689 |  |  | PQ | AD | 2771.281 | 8102801 | no | no |  |  | no |  |  | 1260991.596 | 15275406.665 |  | -1
node_8102801_200903690 |  |  | PQ | AD | 2771.281 | 8102801 | no | no |  |  | no |  |  | 1261141.094 | 15275626.663 |  | -1
node_8102801_200903691 |  |  | PQ | AN | 2771.281 | 8102801 | no | no |  |  | no |  |  | 1261251.017 | 15275783.835 |  | -1
node_8102801_200903692 |  |  | PQ | AN | 2771.281 | 8102801 | no | no |  |  | no |  |  | 1261384.364 | 15275978.84 |  | -1
node_8102801_200903694 |  |  | PQ | AN | 2771.281 | 8102801 | no | no |  |  | no |  |  | 1261557.384 | 15276185.19 |  | -1
node_8102801_200903695 |  |  | PQ | AD | 2771.281 | 8102801 | no | no |  |  | no |  |  | 1263173.023 | 15280982.218 |  | -1
node_8102801_200903696 |  |  | PQ | AD | 2771.281 | 8102801 | no | no |  |  | no |  |  | 1263078.855 | 15281483.633 |  | -1
node_8102801_200903697 |  |  | PQ | AN | 2771.281 | 8102801 | no | no |  |  | no |  |  | 1262834.611 | 15281353.331 |  | -1
node_8102801_200903698 |  |  | PQ | AN | 2771.281 | 8102801 | no | no |  |  | no |  |  | 1262912.428 | 15280938.346 |  | -1
node_8102801_200903699 |  |  | PQ | AD | 2771.281 | 8102801 | no | no |  |  | no |  |  | 1262998.604 | 15281930.396 |  | -1
node_8102801_200903700 |  |  | PQ | AN | 2771.281 | 8102801 | no | no |  |  | no |  |  | 1262776.866 | 15282199.535 |  | -1
node_8102801_200903702 |  |  | PQ | AN | 2771.281 | 8102801 | no | no |  |  | no |  |  | 1262598.134 | 15282390.046 |  | -1
node_8102801_200903703 |  |  | PQ | AN | 2771.281 | 8102801 | no | no |  |  | no |  |  | 1262802.018 | 15282603.049 |  | -1
node_8102801_200903704 |  |  | PQ | AN | 2771.281 | 8102801 | no | no |  |  | no |  |  | 1262384.923 | 15282831.072 |  | -1
node_8102801_200903708 |  |  | PQ | AD | 2771.281 | 8102801 | no | no |  |  | no |  |  | 1262197.286 | 15283206.279 |  | -1
node_8102801_200903710 |  |  | PQ | AD | 2771.281 | 8102801 | no | no |  |  | no |  |  | 1262033.949 | 15283536.554 |  | -1
node_8102801_200903711 |  |  | PQ | AD | 2771.281 | 8102801 | no | no |  |  | no |  |  | 1261806.648 | 15283990.04 |  | -1
node_8102801_200903712 |  |  | PQ | AN | 2771.281 | 8102801 | no | no |  |  | no |  |  | 1261345.882 | 15284255.771 |  | -1
node_8102801_200903713 |  |  | PQ | AN | 2771.281 | 8102801 | no | no |  |  | no |  |  | 1261212.635 | 15284401.126 |  | -1
node_8102801_200903715 |  |  | PQ | AN | 2771.281 | 8102801 | no | no |  |  | no |  |  | 1260012.89 | 15275404.184 |  | -1
node_8102801_200903716 |  |  | PQ | AN | 2771.281 | 8102801 | no | no |  |  | no |  |  | 1261082.796 | 15284550.116 |  | -1
node_8102801_200903718 |  |  | PQ | AD | 2771.281 | 8102801 | no | no |  |  | no |  |  | 1260899.042 | 15284767.989 |  | -1
node_8102801_200903719 |  |  | PQ | AN | 2771.281 | 8102801 | no | no |  |  | no |  |  | 1260711.724 | 15284996.792 |  | -1
node_8102801_200903720 |  |  | PQ | AN | 2771.281 | 8102801 | no | no |  |  | no |  |  | 1260486.177 | 15285263.139 |  | -1
node_8102801_200903723 |  |  | PQ | AN | 2771.281 | 8102801 | no | no |  |  | no |  |  | 1259491.571 | 15286115.841 |  | -1
node_8102801_200903726 |  |  | PQ | AD | 2771.281 | 8102801 | no | no |  |  | no |  |  | 1259047.053 | 15286566.18 |  | -1
node_8102801_200903728 |  |  | PQ | AN | 2771.281 | 8102801 | no | no |  |  | no |  |  | 1258369.711 | 15287249.749 |  | -1
node_8102801_200903729 |  |  | PQ | AD | 2771.281 | 8102801 | no | no |  |  | no |  |  | 1260230.589 | 15275672.145 |  | -1
node_8102801_200903730 |  |  | PQ | AD | 2771.281 | 8102801 | no | no |  |  | no |  |  | 1258018.218 | 15287588.294 |  | -1
node_8102801_200903731 |  |  | PQ | AD | 2771.281 | 8102801 | no | no |  |  | no |  |  | 1257732 | 15287748.9 |  | -1
node_8102801_200903732 |  |  | PQ | AD | 2771.281 | 8102801 | no | no |  |  | no |  |  | 1257374.759 | 15287949.82 |  | -1
node_8102801_200903733 |  |  | PQ | AN | 2771.281 | 8102801 | no | no |  |  | no |  |  | 1257087.258 | 15288179.457 |  | -1
node_8102801_200903734 |  |  | PQ | AD | 2771.281 | 8102801 | no | no |  |  | no |  |  | 1256825.374 | 15288399.501 |  | -1
node_8102801_200903735 |  |  | PQ | AN | 2771.281 | 8102801 | no | no |  |  | no |  |  | 1256515.444 | 15288663.95 |  | -1
node_8102801_200903736 |  |  | PQ | AN | 2771.281 | 8102801 | no | no |  |  | no |  |  | 1256198.1 | 15289074.618 |  | -1
node_8102801_200903739 |  |  | PQ | AD | 2771.281 | 8102801 | no | no |  |  | no |  |  | 1255799.38 | 15289107.195 |  | -1
node_8102801_200903740 |  |  | PQ | AD | 2771.281 | 8102801 | no | no |  |  | no |  |  | 1255708.705 | 15289117.285 |  | -1
node_8102801_200903741 |  |  | PQ | AD | 2771.281 | 8102801 | no | no |  |  | no |  |  | 1255391.653 | 15289126.387 |  | -1
node_8102801_200903742 |  |  | PQ | AD | 2771.281 | 8102801 | no | no |  |  | no |  |  | 1254976.744 | 15289152.517 |  | -1
node_8102801_200903744 |  |  | PQ | AD | 2771.281 | 8102801 | no | no |  |  | no |  |  | 1254418.062 | 15289177.106 |  | -1
node_8102801_200903745 |  |  | PQ | AD | 2771.281 | 8102801 | no | no |  |  | no |  |  | 1254196.078 | 15289187.818 |  | -1
node_8102801_200903746 |  |  | PQ | AN | 2771.281 | 8102801 | no | no |  |  | no |  |  | 1253962.533 | 15289201.579 |  | -1
node_8102801_200903748 |  |  | PQ | AD | 2771.281 | 8102801 | no | no |  |  | no |  |  | 1253614.388 | 15289137.023 |  | -1
node_8102801_200903750 |  |  | PQ | AD | 2771.281 | 8102801 | no | no |  |  | no |  |  | 1253076.87 | 15288977.166 |  | -1
node_8102801_200903751 |  |  | PQ | AD | 2771.281 | 8102801 | no | no |  |  | no |  |  | 1252720.586 | 15288863.6 |  | -1
node_8102801_200903752 |  |  | PQ | AD | 2771.281 | 8102801 | no | no |  |  | no |  |  | 1252102.897 | 15288686.777 |  | -1
node_8102801_200903753 |  |  | PQ | AD | 2771.281 | 8102801 | no | no |  |  | no |  |  | 1251887.42 | 15288622.939 |  | -1
node_8102801_200903754 |  |  | PQ | AN | 2771.281 | 8102801 | no | no |  |  | no |  |  | 1251732.704 | 15288574.482 |  | -1
node_8102801_200903755 |  |  | PQ | AD | 2771.281 | 8102801 | no | no |  |  | no |  |  | 1251726.802 | 15288189.323 |  | -1
node_8102801_200903756 |  |  | PQ | AD | 2771.281 | 8102801 | no | no |  |  | no |  |  | 1251719.699 | 15287774.621 |  | -1
node_8102801_200903759 |  |  | PQ | AD | 2771.281 | 8102801 | no | no |  |  | no |  |  | 1251725.518 | 15286923.559 |  | -1
node_8102801_200903760 |  |  | PQ | AN | 2771.281 | 8102801 | no | no |  |  | no |  |  | 1251715.191 | 15286495.643 |  | -1
node_8102801_200903761 |  |  | PQ | AD | 2771.281 | 8102801 | no | no |  |  | no |  |  | 1251664.048 | 15286305.268 |  | -1
node_8102801_200903762 |  |  | PQ | AD | 2771.281 | 8102801 | no | no |  |  | no |  |  | 1251659.756 | 15285973.818 |  | -1
node_8102801_200903763 |  |  | PQ | AD | 2771.281 | 8102801 | no | no |  |  | no |  |  | 1251652.481 | 15285583.649 |  | -1
node_8102801_200903764 |  |  | PQ | AN | 2771.281 | 8102801 | no | no |  |  | no |  |  | 1251927.345 | 15285548.943 |  | -1
node_8102801_200903765 |  |  | PQ | AN | 2771.281 | 8102801 | no | no |  |  | no |  |  | 1251634.951 | 15285220.903 |  | -1
node_8102801_200903767 |  |  | PQ | AN | 2771.281 | 8102801 | no | no |  |  | no |  |  | 1251627.246 | 15284868.611 |  | -1
node_8102801_200903769 |  |  | PQ | AN | 2771.281 | 8102801 | no | no |  |  | no |  |  | 1251272.051 | 15285189.826 |  | -1
node_8102801_200903771 |  |  | PQ | AD | 2771.281 | 8102801 | no | no |  |  | no |  |  | 1251613.07 | 15284503.899 |  | -1
node_8102801_200903772 |  |  | PQ | AD | 2771.281 | 8102801 | no | no |  |  | no |  |  | 1251588.657 | 15284138.017 |  | -1
node_8102801_200903773 |  |  | PQ | AN | 2771.281 | 8102801 | no | no |  |  | no |  |  | 1260989.07 | 15276419.608 |  | -1
node_8102801_200903775 |  |  | PQ | AD | 2771.281 | 8102801 | no | no |  |  | no |  |  | 1251575.887 | 15283848.083 |  | -1
node_8102801_200903776 |  |  | PQ | AD | 2771.281 | 8102801 | no | no |  |  | no |  |  | 1251562.939 | 15283489.65 |  | -1
node_8102801_200903777 |  |  | PQ | AN | 2771.281 | 8102801 | no | no |  |  | no |  |  | 1251559.944 | 15283163.809 |  | -1
node_8102801_200903779 |  |  | PQ | AD | 2771.281 | 8102801 | no | no |  |  | no |  |  | 1261939.315 | 15276984.859 |  | -1
node_8102801_200903786 |  |  | PQ | AN | 2771.281 | 8102801 | no | no |  |  | no |  |  | 1263849.273 | 15279768.646 |  | -1
node_8102801_200903788 |  |  | PQ | AN | 2771.281 | 8102801 | no | no |  |  | no |  |  | 1264011.452 | 15279870.532 |  | -1
node_8102801_200903789 |  |  | PQ | AD | 2771.281 | 8102801 | no | no |  |  | no |  |  | 1264126.491 | 15279996.489 |  | -1
node_8102801_200903790 |  |  | PQ | AD | 2771.281 | 8102801 | no | no |  |  | no |  |  | 1265268.35 | 15282025.076 |  | -1
node_8102801_200903791 |  |  | PQ | AD | 2771.281 | 8102801 | no | no |  |  | no |  |  | 1265347.845 | 15282279.435 |  | -1
node_8102801_200903792 |  |  | PQ | AN | 2771.281 | 8102801 | no | no |  |  | no |  |  | 1265283.018 | 15282446.275 |  | -1
node_8102801_200903793 |  |  | PQ | AN | 2771.281 | 8102801 | no | no |  |  | no |  |  | 1265386.259 | 15282637.47 |  | -1
node_8102801_200903794 |  |  | PQ | AN | 2771.281 | 8102801 | no | no |  |  | no |  |  | 1264245.379 | 15280136.584 |  | -1
node_8102801_200903795 |  |  | PQ | AN | 2771.281 | 8102801 | no | no |  |  | no |  |  | 1264460.202 | 15280335.369 |  | -1
node_8102801_200903797 |  |  | PQ | AD | 2771.281 | 8102801 | no | no |  |  | no |  |  | 1264720.979 | 15280578.648 |  | -1
node_8102801_200903798 |  |  | PQ | AN | 2771.281 | 8102801 | no | no |  |  | no |  |  | 1264957.692 | 15280789.411 |  | -1
node_8102801_200903799 |  |  | PQ | AN | 2771.281 | 8102801 | no | no |  |  | no |  |  | 1265267.831 | 15280997.658 |  | -1
node_8102801_200903800 |  |  | PQ | AD | 2771.281 | 8102801 | no | no |  |  | no |  |  | 1265247.255 | 15281109.261 |  | -1
node_8102801_200903801 |  |  | PQ | AN | 2771.281 | 8102801 | no | no |  |  | no |  |  | 1265096.144 | 15281331.58 |  | -1
node_8102801_200903803 |  |  | PQ | AD | 2771.281 | 8102801 | no | no |  |  | no |  |  | 1264885.291 | 15281602.623 |  | -1
node_8102801_200903804 |  |  | PQ | AD | 2771.281 | 8102801 | no | no |  |  | no |  |  | 1265111.568 | 15281819.129 |  | -1
node_8102801_200903806 |  |  | PQ | AN | 2771.281 | 8102801 | no | no |  |  | no |  |  | 1264502.795 | 15282609.608 |  | -1
node_8102801_200903807 |  |  | PQ | AD | 2771.281 | 8102801 | no | no |  |  | no |  |  | 1263458.006 | 15282291.119 |  | -1
node_8102801_200903809 |  |  | PQ | AD | 2771.281 | 8102801 | no | no |  |  | no |  |  | 1264243.896 | 15282894.322 |  | -1
node_8102801_200903810 |  |  | PQ | AN | 2771.281 | 8102801 | no | no |  |  | no |  |  | 1264663.84 | 15283230.753 |  | -1
node_8102801_200903811 |  |  | PQ | AD | 2771.281 | 8102801 | no | no |  |  | no |  |  | 1265147.661 | 15283625.676 |  | -1
node_8102801_200903812 |  |  | PQ | AD | 2771.281 | 8102801 | no | no |  |  | no |  |  | 1265642.362 | 15283979.699 |  | -1
node_8102801_200903813 |  |  | PQ | AN | 2771.281 | 8102801 | no | no |  |  | no |  |  | 1266094.89 | 15284451.383 |  | -1
node_8102801_200903814 |  |  | PQ | AN | 2771.281 | 8102801 | no | no |  |  | no |  |  | 1265904.566 | 15284670.361 |  | -1
node_8102801_200903815 |  |  | PQ | AN | 2771.281 | 8102801 | no | no |  |  | no |  |  | 1266521.084 | 15284876.145 |  | -1
node_8102801_200903966 |  |  | PQ | AD | 2771.281 | 8102801 | no | no |  |  | no |  |  | 1255751.471 | 15289448.22 |  | -1
node_8102801_200903967 |  |  | PQ | AD | 2771.281 | 8102801 | no | no |  |  | no |  |  | 1255474.014 | 15292453.619 |  | -1
node_8102801_200903968 |  |  | PQ | AD | 2771.281 | 8102801 | no | no |  |  | no |  |  | 1255663.065 | 15292447.076 |  | -1
node_8102801_200903969 |  |  | PQ | AD | 2771.281 | 8102801 | no | no |  |  | no |  |  | 1255830.818 | 15292445.347 |  | -1
node_8102801_200903971 |  |  | PQ | AD | 2771.281 | 8102801 | no | no |  |  | no |  |  | 1256224.055 | 15292426.492 |  | -1
node_8102801_200903972 |  |  | PQ | AD | 2771.281 | 8102801 | no | no |  |  | no |  |  | 1256597.614 | 15292407.263 |  | -1
node_8102801_200903973 |  |  | PQ | AD | 2771.281 | 8102801 | no | no |  |  | no |  |  | 1256951.078 | 15292389.868 |  | -1
node_8102801_200903974 |  |  | PQ | AD | 2771.281 | 8102801 | no | no |  |  | no |  |  | 1257176.508 | 15292379.876 |  | -1
node_8102801_200903975 |  |  | PQ | AD | 2771.281 | 8102801 | no | no |  |  | no |  |  | 1257381.634 | 15292381.988 |  | -1
node_8102801_200903976 |  |  | PQ | AN | 2771.281 | 8102801 | no | no |  |  | no |  |  | 1257752.751 | 15292357.426 |  | -1
node_8102801_200903977 |  |  | PQ | AD | 2771.281 | 8102801 | no | no |  |  | no |  |  | 1258154.935 | 15292341.144 |  | -1
node_8102801_200903978 |  |  | PQ | AD | 2771.281 | 8102801 | no | no |  |  | no |  |  | 1258387.968 | 15292323.18 |  | -1
node_8102801_200903979 |  |  | PQ | AN | 2771.281 | 8102801 | no | no |  |  | no |  |  | 1258467.082 | 15292274.358 |  | -1
node_8102801_200903980 |  |  | PQ | AD | 2771.281 | 8102801 | no | no |  |  | no |  |  | 1258623.367 | 15292305.075 |  | -1
node_8102801_200903981 |  |  | PQ | AN | 2771.281 | 8102801 | no | no |  |  | no |  |  | 1258914.642 | 15292227.833 |  | -1
node_8102801_200903983 |  |  | PQ | AD | 2771.281 | 8102801 | no | no |  |  | no |  |  | 1255682.854 | 15289894.036 |  | -1
node_8102801_200903985 |  |  | PQ | AD | 2771.281 | 8102801 | no | no |  |  | no |  |  | 1259189.301 | 15292169.426 |  | -1
node_8102801_200903986 |  |  | PQ | AN | 2771.281 | 8102801 | no | no |  |  | no |  |  | 1259483.871 | 15292113.564 |  | -1
node_8102801_200903987 |  |  | PQ | AD | 2771.281 | 8102801 | no | no |  |  | no |  |  | 1259735.858 | 15292055.187 |  | -1
node_8102801_200903988 |  |  | PQ | AN | 2771.281 | 8102801 | no | no |  |  | no |  |  | 1259913.419 | 15291886.851 |  | -1
node_8102801_200903989 |  |  | PQ | AD | 2771.281 | 8102801 | no | no |  |  | no |  |  | 1260087.818 | 15291735.875 |  | -1
node_8102801_200903990 |  |  | PQ | AD | 2771.281 | 8102801 | no | no |  |  | no |  |  | 1260292.431 | 15291591.56 |  | -1
node_8102801_200903991 |  |  | PQ | AN | 2771.281 | 8102801 | no | no |  |  | no |  |  | 1260314.587 | 15291371.618 |  | -1
node_8102801_200903992 |  |  | PQ | AN | 2771.281 | 8102801 | no | no |  |  | no |  |  | 1260485.384 | 15291460.298 |  | -1
node_8102801_200903993 |  |  | PQ | AD | 2771.281 | 8102801 | no | no |  |  | no |  |  | 1255632.26 | 15290234.048 |  | -1
node_8102801_200903994 |  |  | PQ | AD | 2771.281 | 8102801 | no | no |  |  | no |  |  | 1255534.197 | 15290633.912 |  | -1
node_8102801_200903995 |  |  | PQ | AD | 2771.281 | 8102801 | no | no |  |  | no |  |  | 1255443.236 | 15291023.403 |  | -1
node_8102801_200903996 |  |  | PQ | AD | 2771.281 | 8102801 | no | no |  |  | no |  |  | 1255309.704 | 15291534.993 |  | -1
node_8102801_200903997 |  |  | PQ | AD | 2771.281 | 8102801 | no | no |  |  | no |  |  | 1255223.292 | 15291881.115 |  | -1
node_8102801_200903998 |  |  | PQ | AN | 2771.281 | 8102801 | no | no |  |  | no |  |  | 1255540.853 | 15291800.923 |  | -1
node_8102801_200903999 |  |  | PQ | AD | 2771.281 | 8102801 | no | no |  |  | no |  |  | 1255160.535 | 15292173.953 |  | -1
node_8102801_200904000 |  |  | PQ | AN | 2771.281 | 8102801 | no | no |  |  | no |  |  | 1255078.645 | 15292470.698 |  | -1
node_8102801_200904001 |  |  | PQ | AN | 2771.281 | 8102801 | no | no |  |  | no |  |  | 1254785.276 | 15292488.089 |  | -1
node_8102801_200904003 |  |  | PQ | AD | 2771.281 | 8102801 | no | no |  |  | no |  |  | 1255216.919 | 15292462.161 |  | -1
node_8102801_200904004 |  |  | PQ | AD | 2771.281 | 8102801 | no | no |  |  | no |  |  | 1264873.014 | 15305090.445 |  | -1
node_8102801_200904005 |  |  | PQ | AD | 2771.281 | 8102801 | no | no |  |  | no |  |  | 1264479.013 | 15305276.737 |  | -1
node_8102801_200904006 |  |  | PQ | AN | 2771.281 | 8102801 | no | no |  |  | no |  |  | 1262680.812 | 15307581.752 |  | -1
node_8102801_200904008 |  |  | PQ | AN | 2771.281 | 8102801 | no | no |  |  | no |  |  | 1262688.186 | 15308019.668 |  | -1
node_8102801_200904009 |  |  | PQ | AN | 2771.281 | 8102801 | no | no |  |  | no |  |  | 1262494.342 | 15307943.147 |  | -1
node_8102801_200904010 |  |  | PQ | AD | 2771.281 | 8102801 | no | no |  |  | no |  |  | 1262696.527 | 15308484.583 |  | -1
node_8102801_200904011 |  |  | PQ | AD | 2771.281 | 8102801 | no | no |  |  | no |  |  | 1262720.356 | 15308876.476 |  | -1
node_8102801_200904012 |  |  | PQ | AD | 2771.281 | 8102801 | no | no |  |  | no |  |  | 1262455.394 | 15309229.879 |  | -1
node_8102801_200904013 |  |  | PQ | AD | 2771.281 | 8102801 | no | no |  |  | no |  |  | 1262228.709 | 15309534.461 |  | -1
node_8102801_200904014 |  |  | PQ | AD | 2771.281 | 8102801 | no | no |  |  | no |  |  | 1262071.013 | 15309755.48 |  | -1
node_8102801_200904015 |  |  | PQ | AD | 2771.281 | 8102801 | no | no |  |  | no |  |  | 1261940.245 | 15309933.603 |  | -1
node_8102801_200904016 |  |  | PQ | AN | 2771.281 | 8102801 | no | no |  |  | no |  |  | 1261603.354 | 15309701.071 |  | -1
node_8102801_200904017 |  |  | PQ | AD | 2771.281 | 8102801 | no | no |  |  | no |  |  | 1261317.388 | 15309495.746 |  | -1
node_8102801_200904018 |  |  | PQ | AD | 2771.281 | 8102801 | no | no |  |  | no |  |  | 1261871.644 | 15310033.787 |  | -1
node_8102801_200904019 |  |  | PQ | AN | 2771.281 | 8102801 | no | no |  |  | no |  |  | 1262239.379 | 15310190.345 |  | -1
node_8102801_200904020 |  |  | PQ | AD | 2771.281 | 8102801 | no | no |  |  | no |  |  | 1261743.372 | 15310263.653 |  | -1
node_8102801_200904021 |  |  | PQ | AD | 2771.281 | 8102801 | no | no |  |  | no |  |  | 1261525.498 | 15310612.502 |  | -1
node_8102801_200904022 |  |  | PQ | AN | 2771.281 | 8102801 | no | no |  |  | no |  |  | 1264075.631 | 15305475.787 |  | -1
node_8102801_200904023 |  |  | PQ | AN | 2771.281 | 8102801 | no | no |  |  | no |  |  | 1263822.405 | 15305639.264 |  | -1
node_8102801_200904024 |  |  | PQ | AD | 2771.281 | 8102801 | no | no |  |  | no |  |  | 1261339.205 | 15310936.314 |  | -1
node_8102801_200904025 |  |  | PQ | AN | 2771.281 | 8102801 | no | no |  |  | no |  |  | 1261091.276 | 15311340.878 |  | -1
node_8102801_200904027 |  |  | PQ | AD | 2771.281 | 8102801 | no | no |  |  | no |  |  | 1260954.442 | 15311721.023 |  | -1
node_8102801_200904028 |  |  | PQ | AD | 2771.281 | 8102801 | no | no |  |  | no |  |  | 1260848.593 | 15312009.45 |  | -1
node_8102801_200904030 |  |  | PQ | AD | 2771.281 | 8102801 | no | no |  |  | no |  |  | 1260710.97 | 15312734.484 |  | -1
node_8102801_200904032 |  |  | PQ | AN | 2771.281 | 8102801 | no | no |  |  | no |  |  | 1260347.462 | 15313225.199 |  | -1
node_8102801_200904033 |  |  | PQ | AN | 2771.281 | 8102801 | no | no |  |  | no |  |  | 1259838.459 | 15313334.288 |  | -1
node_8102801_200904034 |  |  | PQ | AN | 2771.281 | 8102801 | no | no |  |  | no |  |  | 1263604.183 | 15305797.405 |  | -1
node_8102801_200904035 |  |  | PQ | AD | 2771.281 | 8102801 | no | no |  |  | no |  |  | 1263439.583 | 15305944.561 |  | -1
node_8102801_200904036 |  |  | PQ | AD | 2771.281 | 8102801 | no | no |  |  | no |  |  | 1263253.927 | 15306103.996 |  | -1
node_8102801_200904037 |  |  | PQ | AD | 2771.281 | 8102801 | no | no |  |  | no |  |  | 1263105.871 | 15306390.981 |  | -1
node_8102801_200904038 |  |  | PQ | AN | 2771.281 | 8102801 | no | no |  |  | no |  |  | 1262944.239 | 15306695.44 |  | -1
node_8102801_200904039 |  |  | PQ | AD | 2771.281 | 8102801 | no | no |  |  | no |  |  | 1262799.513 | 15306971.614 |  | -1
node_8102801_200904040 |  |  | PQ | AN | 2771.281 | 8102801 | no | no |  |  | no |  |  | 1263092.138 | 15306878.917 |  | -1
node_8102801_200904041 |  |  | PQ | AN | 2771.281 | 8102801 | no | no |  |  | no |  |  | 1262670.981 | 15307217.903 |  | -1
node_8102801_200904044 |  |  | PQ | AD | 2771.281 | 8102801 | no | no |  |  | no |  |  | 1261360.833 | 15310189.734 |  | -1
node_8102801_200904045 |  |  | PQ | AD | 2771.281 | 8102801 | no | no |  |  | no |  |  | 1260968.779 | 15310115.495 |  | -1
node_8102801_200904047 |  |  | PQ | AD | 2771.281 | 8102801 | no | no |  |  | no |  |  | 1260259.251 | 15309970.556 |  | -1
node_8102801_200904048 |  |  | PQ | AN | 2771.281 | 8102801 | no | no |  |  | no |  |  | 1259809.895 | 15309880.92 |  | -1
node_8102801_200904049 |  |  | PQ | AN | 2771.281 | 8102801 | no | no |  |  | no |  |  | 1259738.166 | 15309500.915 |  | -1
node_8102801_200904050 |  |  | PQ | AD | 2771.281 | 8102801 | no | no |  |  | no |  |  | 1259460.508 | 15309865.693 |  | -1
node_8102801_200904051 |  |  | PQ | AN | 2771.281 | 8102801 | no | no |  |  | no |  |  | 1259216.696 | 15309865.104 |  | -1
node_8102801_200904105 |  |  | PQ | ABCN | 7199.558 | 8102801 | no | no |  |  | no |  |  | 1253378.554 | 15271194.94 |  | -1
node_8102801_200904106 |  |  | PQ | AN | 7199.558 | 8102801 | no | no |  |  | no |  |  | 1253416.953 | 15271501.844 |  | -1
node_8102801_200904107 |  |  | PQ | ABCN | 7199.558 | 8102801 | no | no |  |  | no |  |  | 1253138.667 | 15271326.247 |  | -1
node_8102801_200904108 |  |  | PQ | ABCN | 7199.558 | 8102801 | no | no |  |  | no |  |  | 1252893.572 | 15271438.624 |  | -1
node_8102801_200904110 |  |  | PQ | ABCN | 7199.558 | 8102801 | no | no |  |  | no |  |  | 1252640.601 | 15271608.219 |  | -1
node_8102801_200904112 |  |  | PQ | ABCN | 7199.558 | 8102801 | no | no |  |  | no |  |  | 1252499.491 | 15271751.717 |  | -1
node_8102801_200904113 |  |  | PQ | AN | 2771.281 | 8102801 | no | no |  |  | no |  |  | 1252350.56 | 15271599.669 |  | -1
node_8102801_200904114 |  |  | PQ | AD | 2771.281 | 8102801 | no | no |  |  | no |  |  | 1252151.662 | 15271638.813 |  | -1
node_8102801_200904115 |  |  | PQ | AD | 2771.281 | 8102801 | no | no |  |  | no |  |  | 1251974.749 | 15271672.466 |  | -1
node_8102801_200904116 |  |  | PQ | AD | 2771.281 | 8102801 | no | no |  |  | no |  |  | 1251569.557 | 15271748.081 |  | -1
node_8102801_200904117 |  |  | PQ | AN | 7199.558 | 8102801 | no | no |  |  | no |  |  | 1260175.583 | 15269316.016 |  | -1
node_8102801_200904121 |  |  | PQ | AN | 7199.558 | 8102801 | no | no |  |  | no |  |  | 1260159.88 | 15269669.382 |  | -1
node_8102801_200904122 |  |  | PQ | ABN | 7199.558 | 8102801 | no | no |  |  | no |  |  | 1260151.045 | 15269910.265 |  | -1
node_8102801_200904123 |  |  | PQ | ABN | 7199.558 | 8102801 | no | no |  |  | no |  |  | 1260147.769 | 15270060.794 |  | -1
node_8102801_200904124 |  |  | PQ | ABCN | 7199.558 | 8102801 | no | no |  |  | no |  |  | 1260141.917 | 15270271.317 |  | -1
node_8102801_200904125 |  |  | PQ | ABCN | 7199.558 | 8102801 | no | no |  |  | no |  |  | 1260143.622 | 15270427.707 |  | -1
node_8102801_200904126 |  |  | PQ | ABCN | 7199.558 | 8102801 | no | no |  |  | no |  |  | 1260155.026 | 15270568.794 |  | -1
node_8102801_200904128 |  |  | PQ | ABCN | 7199.558 | 8102801 | no | no |  |  | no |  |  | 1260013.458 | 15270571.757 |  | -1
node_8102801_200904129 |  |  | PQ | ABCN | 7199.558 | 8102801 | no | no |  |  | no |  |  | 1259863.619 | 15270571.317 |  | -1
node_8102801_200904130 |  |  | PQ | ABCN | 7199.558 | 8102801 | no | no |  |  | no |  |  | 1259627.003 | 15270566.424 |  | -1
node_8102801_200904131 |  |  | PQ | ABCN | 7199.558 | 8102801 | no | no |  |  | no |  |  | 1259477.465 | 15270574.704 |  | -1
node_8102801_200904132 |  |  | PQ | ABCN | 7199.558 | 8102801 | no | no |  |  | no |  |  | 1259283.347 | 15270576.381 |  | -1
node_8102801_200904133 |  |  | PQ | ABCN | 7199.558 | 8102801 | no | no |  |  | no |  |  | 1259074.164 | 15270576.268 |  | -1
node_8102801_200904135 |  |  | PQ | ABCN | 7199.558 | 8102801 | no | no |  |  | no |  |  | 1258845.252 | 15270591.392 |  | -1
node_8102801_200904137 |  |  | PQ | ABCN | 7199.558 | 8102801 | no | no |  |  | no |  |  | 1258606.645 | 15270591.207 |  | -1
node_8102801_200904138 |  |  | PQ | ABCN | 7199.558 | 8102801 | no | no |  |  | no |  |  | 1258350.19 | 15270598.605 |  | -1
node_8102801_200904140 |  |  | PQ | ABCN | 7199.558 | 8102801 | no | no |  |  | no |  |  | 1258082.363 | 15270595.722 |  | -1
node_8102801_200904141 |  |  | PQ | ABCN | 7199.558 | 8102801 | no | no |  |  | no |  |  | 1257818.969 | 15270585.372 |  | -1
node_8102801_200904142 |  |  | PQ | ABCN | 7199.558 | 8102801 | no | no |  |  | no |  |  | 1257562.643 | 15270573.775 |  | -1
node_8102801_200904143 |  |  | PQ | ABCN | 7199.558 | 8102801 | no | no |  |  | no |  |  | 1257369.524 | 15270632.927 |  | -1
node_8102801_200904144 |  |  | PQ | ABCN | 7199.558 | 8102801 | no | no |  |  | no |  |  | 1257152.234 | 15270598.134 |  | -1
node_8102801_200904145 |  |  | PQ | ABCN | 7199.558 | 8102801 | no | no |  |  | no |  |  | 1256936.652 | 15270557.94 |  | -1
node_8102801_200904146 |  |  | PQ | ABCN | 7199.558 | 8102801 | no | no |  |  | no |  |  | 1256727.833 | 15270530.513 |  | -1
node_8102801_200904147 |  |  | PQ | ABCN | 7199.558 | 8102801 | no | no |  |  | no |  |  | 1256504.385 | 15270501.429 |  | -1
node_8102801_200904149 |  |  | PQ | ABCN | 7199.558 | 8102801 | no | no |  |  | no |  |  | 1256257.055 | 15270469.108 |  | -1
node_8102801_200904150 |  |  | PQ | ABCN | 7199.558 | 8102801 | no | no |  |  | no |  |  | 1256024.961 | 15270453.361 |  | -1
node_8102801_200904151 |  |  | PQ | ABCN | 7199.558 | 8102801 | no | no |  |  | no |  |  | 1255792.582 | 15270428.106 |  | -1
node_8102801_200904152 |  |  | PQ | ABCN | 7199.558 | 8102801 | no | no |  |  | no |  |  | 1255545.889 | 15270400.429 |  | -1
node_8102801_200904154 |  |  | PQ | ABCN | 7199.558 | 8102801 | no | no |  |  | no |  |  | 1255419.573 | 15270437.97 |  | -1
node_8102801_200904155 |  |  | PQ | ABCN | 7199.558 | 8102801 | no | no |  |  | no |  |  | 1255185.372 | 15270490.38 |  | -1
node_8102801_200904156 |  |  | PQ | ABCN | 7199.558 | 8102801 | no | no |  |  | no |  |  | 1254947.627 | 15270541.421 |  | -1
node_8102801_200904157 |  |  | PQ | ABCN | 7199.558 | 8102801 | no | no |  |  | no |  |  | 1254739.74 | 15270615.479 |  | -1
node_8102801_200904158 |  |  | PQ | ABCN | 7199.558 | 8102801 | no | no |  |  | no |  |  | 1254523.256 | 15270695.159 |  | -1
node_8102801_200904159 |  |  | PQ | ABCN | 7199.558 | 8102801 | no | no |  |  | no |  |  | 1254288.844 | 15270747.91 |  | -1
node_8102801_200904160 |  |  | PQ | ABCN | 7199.558 | 8102801 | no | no |  |  | no |  |  | 1254098.764 | 15270843.397 |  | -1
node_8102801_200904161 |  |  | PQ | ABCN | 7199.558 | 8102801 | no | no |  |  | no |  |  | 1253916.021 | 15270922.941 |  | -1
node_8102801_200904162 |  |  | PQ | ABCN | 7199.558 | 8102801 | no | no |  |  | no |  |  | 1253715.362 | 15271030.606 |  | -1
node_8102801_200904163 |  |  | PQ | ABCN | 7199.558 | 8102801 | no | no |  |  | no |  |  | 1253511.921 | 15271125.59 |  | -1
node_8102801_200904164 |  |  | PQ | AD | 2771.281 | 8102801 | no | no |  |  | no |  |  | 1259378.372 | 15285848.976 |  | -1
node_8102801_200904165 |  |  | PQ | AD | 2771.281 | 8102801 | no | no |  |  | no |  |  | 1259281.192 | 15285626.62 |  | -1
node_8102801_200904166 |  |  | PQ | AD | 2771.281 | 8102801 | no | no |  |  | no |  |  | 1259192.063 | 15285420.149 |  | -1
node_8102801_200904167 |  |  | PQ | AD | 2771.281 | 8102801 | no | no |  |  | no |  |  | 1259023.001 | 15285044.807 |  | -1
node_8102801_200904168 |  |  | PQ | AD | 2771.281 | 8102801 | no | no |  |  | no |  |  | 1258877.963 | 15284698.203 |  | -1
node_8102801_200904169 |  |  | PQ | AN | 2771.281 | 8102801 | no | no |  |  | no |  |  | 1258763.067 | 15284392.494 |  | -1
node_8102801_200904170 |  |  | PQ | AN | 2771.281 | 8102801 | no | no |  |  | no |  |  | 1266745.319 | 15285085.325 |  | -1
node_8102801_200904171 |  |  | PQ | AD | 2771.281 | 8102801 | no | no |  |  | no |  |  | 1266642.701 | 15285305.881 |  | -1
node_8102801_200904172 |  |  | PQ | AD | 2771.281 | 8102801 | no | no |  |  | no |  |  | 1266400.562 | 15288841.252 |  | -1
node_8102801_200904173 |  |  | PQ | AD | 2771.281 | 8102801 | no | no |  |  | no |  |  | 1266081.103 | 15289110.812 |  | -1
node_8102801_200904175 |  |  | PQ | AD | 2771.281 | 8102801 | no | no |  |  | no |  |  | 1265961.01 | 15289503.907 |  | -1
node_8102801_200904176 |  |  | PQ | AD | 2771.281 | 8102801 | no | no |  |  | no |  |  | 1265856.701 | 15289831.784 |  | -1
node_8102801_200904177 |  |  | PQ | AD | 2771.281 | 8102801 | no | no |  |  | no |  |  | 1265733.604 | 15289962.598 |  | -1
node_8102801_200904178 |  |  | PQ | AD | 2771.281 | 8102801 | no | no |  |  | no |  |  | 1265593.705 | 15290112.929 |  | -1
node_8102801_200904179 |  |  | PQ | AD | 2771.281 | 8102801 | no | no |  |  | no |  |  | 1265457.684 | 15290255.478 |  | -1
node_8102801_200904180 |  |  | PQ | AD | 2771.281 | 8102801 | no | no |  |  | no |  |  | 1265288.27 | 15290440.474 |  | -1
node_8102801_200904181 |  |  | PQ | AN | 2771.281 | 8102801 | no | no |  |  | no |  |  | 1265041.301 | 15290140.931 |  | -1
node_8102801_200904182 |  |  | PQ | AD | 2771.281 | 8102801 | no | no |  |  | no |  |  | 1265102.287 | 15290792.144 |  | -1
node_8102801_200904183 |  |  | PQ | AD | 2771.281 | 8102801 | no | no |  |  | no |  |  | 1264905.093 | 15291162.584 |  | -1
node_8102801_200904184 |  |  | PQ | AD | 2771.281 | 8102801 | no | no |  |  | no |  |  | 1264655.563 | 15291645.791 |  | -1
node_8102801_200904185 |  |  | PQ | AD | 2771.281 | 8102801 | no | no |  |  | no |  |  | 1264368.356 | 15291654.226 |  | -1
node_8102801_200904186 |  |  | PQ | AN | 2771.281 | 8102801 | no | no |  |  | no |  |  | 1264170.455 | 15291658.333 |  | -1
node_8102801_200904187 |  |  | PQ | AD | 2771.281 | 8102801 | no | no |  |  | no |  |  | 1264452.823 | 15292035.199 |  | -1
node_8102801_200904188 |  |  | PQ | AD | 2771.281 | 8102801 | no | no |  |  | no |  |  | 1266613.067 | 15285787.25 |  | -1
node_8102801_200904189 |  |  | PQ | AD | 2771.281 | 8102801 | no | no |  |  | no |  |  | 1264241.067 | 15292449.028 |  | -1
node_8102801_200904190 |  |  | PQ | AN | 2771.281 | 8102801 | no | no |  |  | no |  |  | 1264066.536 | 15292803.724 |  | -1
node_8102801_200904192 |  |  | PQ | AD | 2771.281 | 8102801 | no | no |  |  | no |  |  | 1263915.662 | 15293122.521 |  | -1
node_8102801_200904193 |  |  | PQ | AD | 2771.281 | 8102801 | no | no |  |  | no |  |  | 1263676.077 | 15293549.49 |  | -1
node_8102801_200904194 |  |  | PQ | AD | 2771.281 | 8102801 | no | no |  |  | no |  |  | 1263381.346 | 15293870.446 |  | -1
node_8102801_200904195 |  |  | PQ | AD | 2771.281 | 8102801 | no | no |  |  | no |  |  | 1263049.878 | 15294241.81 |  | -1
node_8102801_200904196 |  |  | PQ | AD | 2771.281 | 8102801 | no | no |  |  | no |  |  | 1262800.646 | 15294527.401 |  | -1
node_8102801_200904197 |  |  | PQ | AN | 2771.281 | 8102801 | no | no |  |  | no |  |  | 1262552.7 | 15294811.097 |  | -1
node_8102801_200904198 |  |  | PQ | AN | 2771.281 | 8102801 | no | no |  |  | no |  |  | 1266656.516 | 15286011.516 |  | -1
node_8102801_200904199 |  |  | PQ | AD | 2771.281 | 8102801 | no | no |  |  | no |  |  | 1266800.267 | 15286473.243 |  | -1
node_8102801_200904200 |  |  | PQ | AD | 2771.281 | 8102801 | no | no |  |  | no |  |  | 1266901.28 | 15286807.425 |  | -1
node_8102801_200904201 |  |  | PQ | AD | 2771.281 | 8102801 | no | no |  |  | no |  |  | 1266986.109 | 15287108.836 |  | -1
node_8102801_200904202 |  |  | PQ | AN | 2771.281 | 8102801 | no | no |  |  | no |  |  | 1266738.153 | 15287206.784 |  | -1
node_8102801_200904204 |  |  | PQ | AD | 2771.281 | 8102801 | no | no |  |  | no |  |  | 1266859.737 | 15287623.365 |  | -1
node_8102801_200904205 |  |  | PQ | AD | 2771.281 | 8102801 | no | no |  |  | no |  |  | 1266751.216 | 15288122.355 |  | -1
node_8102801_200904206 |  |  | PQ | AN | 2771.281 | 8102801 | no | no |  |  | no |  |  | 1266623.021 | 15288632.457 |  | -1
node_8102801_200904210 |  |  | PQ | AD | 2771.281 | 8102801 | no | no |  |  | no |  |  | 1264624.987 | 15291064.907 |  | -1
node_8102801_200904211 |  |  | PQ | AD | 2771.281 | 8102801 | no | no |  |  | no |  |  | 1264419.1 | 15290987.762 |  | -1
node_8102801_200904212 |  |  | PQ | AN | 2771.281 | 8102801 | no | no |  |  | no |  |  | 1261638.796 | 15290839.041 |  | -1
node_8102801_200904213 |  |  | PQ | AN | 2771.281 | 8102801 | no | no |  |  | no |  |  | 1261445.482 | 15290816.187 |  | -1
node_8102801_200904214 |  |  | PQ | AN | 2771.281 | 8102801 | no | no |  |  | no |  |  | 1261247.323 | 15290904.532 |  | -1
node_8102801_200904215 |  |  | PQ | AN | 2771.281 | 8102801 | no | no |  |  | no |  |  | 1261063.604 | 15291000.423 |  | -1
node_8102801_200904216 |  |  | PQ | AN | 2771.281 | 8102801 | no | no |  |  | no |  |  | 1260879.391 | 15291078.017 |  | -1
node_8102801_200904218 |  |  | PQ | AD | 2771.281 | 8102801 | no | no |  |  | no |  |  | 1264173.09 | 15290907.069 |  | -1
node_8102801_200904219 |  |  | PQ | AD | 2771.281 | 8102801 | no | no |  |  | no |  |  | 1263774.381 | 15290768.01 |  | -1
node_8102801_200904220 |  |  | PQ | AD | 2771.281 | 8102801 | no | no |  |  | no |  |  | 1263575.267 | 15290756.259 |  | -1
node_8102801_200904221 |  |  | PQ | AD | 2771.281 | 8102801 | no | no |  |  | no |  |  | 1263243.328 | 15290747.325 |  | -1
node_8102801_200904222 |  |  | PQ | AN | 2771.281 | 8102801 | no | no |  |  | no |  |  | 1263280.783 | 15291054.175 |  | -1
node_8102801_200904223 |  |  | PQ | AD | 2771.281 | 8102801 | no | no |  |  | no |  |  | 1262769.107 | 15290705.927 |  | -1
node_8102801_200904224 |  |  | PQ | AN | 2771.281 | 8102801 | no | no |  |  | no |  |  | 1262365.308 | 15290696.641 |  | -1
node_8102801_200904225 |  |  | PQ | AN | 2771.281 | 8102801 | no | no |  |  | no |  |  | 1262095.309 | 15290682.468 |  | -1
node_8102801_200904226 |  |  | PQ | AN | 2771.281 | 8102801 | no | no |  |  | no |  |  | 1261860.031 | 15290764.737 |  | -1
node_8102801_200904273 |  |  | PQ | AN | 7199.558 | 8102801 | no | no |  |  | no |  |  | 1259869.018 | 15270427.444 |  | -1
node_8102801_200904274 |  |  | PQ | AN | 7199.558 | 8102801 | no | no |  |  | no |  |  | 1259619.836 | 15270468.247 |  | -1
node_8102801_200904275 |  |  | PQ | AN | 7199.558 | 8102801 | no | no |  |  | no |  |  | 1259838.925 | 15270338.814 |  | -1
node_8102801_200904276 |  |  | PQ | AN | 7199.558 | 8102801 | no | no |  |  | no |  |  | 1259626.957 | 15270209.456 |  | -1
node_8102801_200904277 |  |  | PQ | AN | 7199.558 | 8102801 | no | no |  |  | no |  |  | 1259406.575 | 15270232.67 |  | -1
node_8102801_200904286 |  |  | PQ | AN | 2771.281 | 8102801 | no | no |  |  | no |  |  | 1260122.129 | 15271556.293 |  | -1
node_8102801_200904290 |  |  | PQ | AD | 2771.281 | 8102801 | no | no |  |  | no |  |  | 1251182.094 | 15283746.582 |  | -1
node_8102801_200904292 |  |  | PQ | AD | 2771.281 | 8102801 | no | no |  |  | no |  |  | 1250956.664 | 15279376.236 |  | -1
node_8102801_200904293 |  |  | PQ | AN | 2771.281 | 8102801 | no | no |  |  | no |  |  | 1251357.959 | 15279024.423 |  | -1
node_8102801_200904294 |  |  | PQ | AD | 2771.281 | 8102801 | no | no |  |  | no |  |  | 1251839.104 | 15279337.264 |  | -1
node_8102801_200904295 |  |  | PQ | AD | 2771.281 | 8102801 | no | no |  |  | no |  |  | 1252208.165 | 15279540.13 |  | -1
node_8102801_200904296 |  |  | PQ | AN | 2771.281 | 8102801 | no | no |  |  | no |  |  | 1252576.165 | 15279738.252 |  | -1
node_8102801_200904297 |  |  | PQ | AD | 2771.281 | 8102801 | no | no |  |  | no |  |  | 1252798.022 | 15279836.834 |  | -1
node_8102801_200904299 |  |  | PQ | AN | 2771.281 | 8102801 | no | no |  |  | no |  |  | 1253117.522 | 15280102.93 |  | -1
node_8102801_200904301 |  |  | PQ | AN | 2771.281 | 8102801 | no | no |  |  | no |  |  | 1253330.441 | 15280048.832 |  | -1
node_8102801_200904302 |  |  | PQ | AN | 2771.281 | 8102801 | no | no |  |  | no |  |  | 1253042.815 | 15280217.105 |  | -1
node_8102801_200904303 |  |  | PQ | AD | 2771.281 | 8102801 | no | no |  |  | no |  |  | 1253184.311 | 15280430.454 |  | -1
node_8102801_200904304 |  |  | PQ | AD | 2771.281 | 8102801 | no | no |  |  | no |  |  | 1253417.85 | 15280693.835 |  | -1
node_8102801_200904305 |  |  | PQ | AN | 2771.281 | 8102801 | no | no |  |  | no |  |  | 1253677.758 | 15280900.437 |  | -1
node_8102801_200904330 |  |  | PQ | ABN | 7199.558 | 8102801 | no | no |  |  | no |  |  | 1260403.21 | 15270503.276 |  | -1
node_8102801_200904331 |  |  | PQ | AD | 2771.281 | 8102801 | no | no |  |  | no |  |  | 1260497.978 | 15270441.354 |  | -1
node_8102801_200904332 |  |  | PQ | AN | 2771.281 | 8102801 | no | no |  |  | no |  |  | 1260558.22 | 15270397.19 |  | -1
node_8102801_200904333 |  |  | PQ | AD | 2771.281 | 8102801 | no | no |  |  | no |  |  | 1260699.49 | 15270319.207 |  | -1
node_8102801_200904334 |  |  | PQ | AD | 2771.281 | 8102801 | no | no |  |  | no |  |  | 1260868.499 | 15270224.331 |  | -1
node_8102801_200904335 |  |  | PQ | AN | 2771.281 | 8102801 | no | no |  |  | no |  |  | 1261040.181 | 15270144.777 |  | -1
node_8102801_200904336 |  |  | PQ | AN | 2771.281 | 8102801 | no | no |  |  | no |  |  | 1261196.501 | 15270036.771 |  | -1
node_8102801_200904337 |  |  | PQ | AD | 2771.281 | 8102801 | no | no |  |  | no |  |  | 1261364.98 | 15269935.882 |  | -1
node_8102801_200904339 |  |  | PQ | AD | 2771.281 | 8102801 | no | no |  |  | no |  |  | 1261830.943 | 15269702.484 |  | -1
node_8102801_200904340 |  |  | PQ | AN | 2771.281 | 8102801 | no | no |  |  | no |  |  | 1262007.564 | 15269694.315 |  | -1
node_8102801_200904341 |  |  | PQ | AD | 2771.281 | 8102801 | no | no |  |  | no |  |  | 1262219.514 | 15269685.195 |  | -1
node_8102801_200904342 |  |  | PQ | AD | 2771.281 | 8102801 | no | no |  |  | no |  |  | 1262569.313 | 15269582.601 |  | -1
node_8102801_200904343 |  |  | PQ | AN | 2771.281 | 8102801 | no | no |  |  | no |  |  | 1262953.511 | 15269472.966 |  | -1
node_8102801_200904344 |  |  | PQ | AD | 2771.281 | 8102801 | no | no |  |  | no |  |  | 1263046.157 | 15269426.919 |  | -1
node_8102801_200904345 |  |  | PQ | AD | 2771.281 | 8102801 | no | no |  |  | no |  |  | 1263125.878 | 15269391.299 |  | -1
node_8102801_200904347 |  |  | PQ | AN | 2771.281 | 8102801 | no | no |  |  | no |  |  | 1263441.301 | 15269357.807 |  | -1
node_8102801_200904348 |  |  | PQ | AN | 2771.281 | 8102801 | no | no |  |  | no |  |  | 1263757.366 | 15269320.021 |  | -1
node_8102801_200904351 |  |  | PQ | AD | 2771.281 | 8102801 | no | no |  |  | no |  |  | 1263965.202 | 15269399.08 |  | -1
node_8102801_200904352 |  |  | PQ | AN | 2771.281 | 8102801 | no | no |  |  | no |  |  | 1264209.219 | 15269472.475 |  | -1
node_8102801_200904354 |  |  | PQ | AN | 2771.281 | 8102801 | no | no |  |  | no |  |  | 1264411.407 | 15269520.292 |  | -1
node_8102801_200904355 |  |  | PQ | AN | 2771.281 | 8102801 | no | no |  |  | no |  |  | 1264782.942 | 15269613.384 |  | -1
node_8102801_200904358 |  |  | PQ | AN | 2771.281 | 8102801 | no | no |  |  | no |  |  | 1265094.803 | 15269634.576 |  | -1
node_8102801_200904360 |  |  | PQ | AN | 2771.281 | 8102801 | no | no |  |  | no |  |  | 1265467.102 | 15269629.069 |  | -1
node_8102801_200904362 |  |  | PQ | AD | 2771.281 | 8102801 | no | no |  |  | no |  |  | 1265703.616 | 15269634.163 |  | -1
node_8102801_200904363 |  |  | PQ | AN | 2771.281 | 8102801 | no | no |  |  | no |  |  | 1265721.91 | 15269562.748 |  | -1
node_8102801_200904364 |  |  | PQ | AN | 2771.281 | 8102801 | no | no |  |  | no |  |  | 1266004.712 | 15269582.527 |  | -1
node_8102801_200904367 |  |  | PQ | AN | 2771.281 | 8102801 | no | no |  |  | no |  |  | 1266286.845 | 15269615.788 |  | -1
node_8102801_200904412 |  |  | PQ | AN | 7199.558 | 8102801 | no | no |  |  | no |  |  | 1272256.212 | 15276381.036 |  | -1
node_8102801_200904414 |  |  | PQ | AD | 2771.281 | 8102801 | no | no |  |  | no |  |  | 1271509.381 | 15287599.022 |  | -1
node_8102801_200904415 |  |  | PQ | AD | 2771.281 | 8102801 | no | no |  |  | no |  |  | 1271244.671 | 15288035.997 |  | -1
node_8102801_200904416 |  |  | PQ | AN | 2771.281 | 8102801 | no | no |  |  | no |  |  | 1271056.452 | 15288317.782 |  | -1
node_8102801_200904417 |  |  | PQ | AN | 2771.281 | 8102801 | no | no |  |  | no |  |  | 1270898.17 | 15288549.047 |  | -1
node_8102801_200904418 |  |  | PQ | AN | 2771.281 | 8102801 | no | no |  |  | no |  |  | 1270670.779 | 15288949.969 |  | -1
node_8102801_200904420 |  |  | PQ | AN | 2771.281 | 8102801 | no | no |  |  | no |  |  | 1270421.329 | 15289444.213 |  | -1
node_8102801_200904421 |  |  | PQ | AD | 2771.281 | 8102801 | no | no |  |  | no |  |  | 1270428.157 | 15289220.356 |  | -1
node_8102801_200904422 |  |  | PQ | AD | 2771.281 | 8102801 | no | no |  |  | no |  |  | 1270182.2 | 15289126.709 |  | -1
node_8102801_200904423 |  |  | PQ | AN | 2771.281 | 8102801 | no | no |  |  | no |  |  | 1269911.285 | 15289018.889 |  | -1
node_8102801_200904424 |  |  | PQ | AN | 2771.281 | 8102801 | no | no |  |  | no |  |  | 1269838.314 | 15289296.448 |  | -1
node_8102801_200904425 |  |  | PQ | AN | 2771.281 | 8102801 | no | no |  |  | no |  |  | 1270285.969 | 15289703.768 |  | -1
node_8102801_200904426 |  |  | PQ | AD | 2771.281 | 8102801 | no | no |  |  | no |  |  | 1270373.993 | 15289669.148 |  | -1
node_8102801_200904430 |  |  | PQ | AN | 2771.281 | 8102801 | no | no |  |  | no |  |  | 1270114.268 | 15290546.011 |  | -1
node_8102801_200904432 |  |  | PQ | AD | 2771.281 | 8102801 | no | no |  |  | no |  |  | 1269850.062 | 15291035.457 |  | -1
node_8102801_200904433 |  |  | PQ | AN | 2771.281 | 8102801 | no | no |  |  | no |  |  | 1269832.768 | 15291182.43 |  | -1
node_8102801_200904434 |  |  | PQ | AN | 2771.281 | 8102801 | no | no |  |  | no |  |  | 1269740.046 | 15291400.283 |  | -1
node_8102801_200904435 |  |  | PQ | AN | 2771.281 | 8102801 | no | no |  |  | no |  |  | 1269560.872 | 15291662.109 |  | -1
node_8102801_200904436 |  |  | PQ | AN | 2771.281 | 8102801 | no | no |  |  | no |  |  | 1269341.012 | 15291981.99 |  | -1
node_8102801_200904437 |  |  | PQ | AD | 2771.281 | 8102801 | no | no |  |  | no |  |  | 1269159.228 | 15292237.25 |  | -1
node_8102801_200904439 |  |  | PQ | AN | 2771.281 | 8102801 | no | no |  |  | no |  |  | 1269094.347 | 15292336.838 |  | -1
node_8102801_200904441 |  |  | PQ | AN | 2771.281 | 8102801 | no | no |  |  | no |  |  | 1268886.745 | 15292539.867 |  | -1
node_8102801_200904442 |  |  | PQ | AD | 2771.281 | 8102801 | no | no |  |  | no |  |  | 1268807.81 | 15292676.766 |  | -1
node_8102801_200904443 |  |  | PQ | AD | 2771.281 | 8102801 | no | no |  |  | no |  |  | 1268527.82 | 15293140.064 |  | -1
node_8102801_200904444 |  |  | PQ | AD | 2771.281 | 8102801 | no | no |  |  | no |  |  | 1268353.658 | 15293408.122 |  | -1
node_8102801_200904445 |  |  | PQ | AN | 2771.281 | 8102801 | no | no |  |  | no |  |  | 1268051.825 | 15293746.307 |  | -1
node_8102801_200904446 |  |  | PQ | AN | 2771.281 | 8102801 | no | no |  |  | no |  |  | 1267978.633 | 15293921.208 |  | -1
node_8102801_200904448 |  |  | PQ | AD | 2771.281 | 8102801 | no | no |  |  | no |  |  | 1268150.409 | 15294020.919 |  | -1
node_8102801_200904449 |  |  | PQ | AD | 2771.281 | 8102801 | no | no |  |  | no |  |  | 1268356.823 | 15294295.314 |  | -1
node_8102801_200904450 |  |  | PQ | AN | 2771.281 | 8102801 | no | no |  |  | no |  |  | 1267838.054 | 15294227.77 |  | -1
node_8102801_200904452 |  |  | PQ | AD | 2771.281 | 8102801 | no | no |  |  | no |  |  | 1267654.068 | 15294651.318 |  | -1
node_8102801_200904453 |  |  | PQ | AN | 2771.281 | 8102801 | no | no |  |  | no |  |  | 1267707.146 | 15294694.688 |  | -1
node_8102801_200904454 |  |  | PQ | AN | 2771.281 | 8102801 | no | no |  |  | no |  |  | 1267946.192 | 15294866.73 |  | -1
node_8102801_200904455 |  |  | PQ | AN | 2771.281 | 8102801 | no | no |  |  | no |  |  | 1267459.396 | 15295085.276 |  | -1
node_8102801_200904456 |  |  | PQ | AN | 2771.281 | 8102801 | no | no |  |  | no |  |  | 1267467.266 | 15295429.367 |  | -1
node_8102801_200904458 |  |  | PQ | AD | 2771.281 | 8102801 | no | no |  |  | no |  |  | 1267347.831 | 15295658.003 |  | -1
node_8102801_200904459 |  |  | PQ | AN | 2771.281 | 8102801 | no | no |  |  | no |  |  | 1267293.582 | 15295568.903 |  | -1
node_8102801_200904461 |  |  | PQ | AN | 2771.281 | 8102801 | no | no |  |  | no |  |  | 1267097.703 | 15296120.183 |  | -1
node_8102801_200904463 |  |  | PQ | AD | 2771.281 | 8102801 | no | no |  |  | no |  |  | 1266947.389 | 15296415.636 |  | -1
node_8102801_200904464 |  |  | PQ | AN | 2771.281 | 8102801 | no | no |  |  | no |  |  | 1266782.05 | 15296741.471 |  | -1
node_8102801_200904465 |  |  | PQ | AD | 2771.281 | 8102801 | no | no |  |  | no |  |  | 1266452.962 | 15297106.045 |  | -1
node_8102801_200904466 |  |  | PQ | AD | 2771.281 | 8102801 | no | no |  |  | no |  |  | 1266218.722 | 15297391.113 |  | -1
node_8102801_200904467 |  |  | PQ | AD | 2771.281 | 8102801 | no | no |  |  | no |  |  | 1265950.296 | 15297686.19 |  | -1
node_8102801_200904468 |  |  | PQ | AD | 2771.281 | 8102801 | no | no |  |  | no |  |  | 1265730.747 | 15297945.509 |  | -1
node_8102801_200904469 |  |  | PQ | AD | 2771.281 | 8102801 | no | no |  |  | no |  |  | 1265545.64 | 15298172.367 |  | -1
node_8102801_200904470 |  |  | PQ | AN | 2771.281 | 8102801 | no | no |  |  | no |  |  | 1265405.391 | 15298287.064 |  | -1
node_8102801_200904471 |  |  | PQ | AD | 2771.281 | 8102801 | no | no |  |  | no |  |  | 1265303.877 | 15298425.089 |  | -1
node_8102801_200904472 |  |  | PQ | AD | 2771.281 | 8102801 | no | no |  |  | no |  |  | 1265478.629 | 15298709.89 |  | -1
node_8102801_200904473 |  |  | PQ | AD | 2771.281 | 8102801 | no | no |  |  | no |  |  | 1265515.915 | 15299071.106 |  | -1
node_8102801_200904474 |  |  | PQ | AN | 2771.281 | 8102801 | no | no |  |  | no |  |  | 1265465.009 | 15299392.749 |  | -1
node_8102801_200904476 |  |  | PQ | AN | 2771.281 | 8102801 | no | no |  |  | no |  |  | 1265500.446 | 15300090.876 |  | -1
node_8102801_200904477 |  |  | PQ | AD | 2771.281 | 8102801 | no | no |  |  | no |  |  | 1265524.231 | 15300422.365 |  | -1
node_8102801_200904478 |  |  | PQ | AN | 2771.281 | 8102801 | no | no |  |  | no |  |  | 1265535.558 | 15300795.864 |  | -1
node_8102801_200904479 |  |  | PQ | AN | 2771.281 | 8102801 | no | no |  |  | no |  |  | 1265562.284 | 15301228.422 |  | -1
node_8102801_200904481 |  |  | PQ | AD | 2771.281 | 8102801 | no | no |  |  | no |  |  | 1265510.95 | 15301549.756 |  | -1
node_8102801_200904482 |  |  | PQ | AD | 2771.281 | 8102801 | no | no |  |  | no |  |  | 1265571.994 | 15301501.279 |  | -1
node_8102801_200904483 |  |  | PQ | AN | 2771.281 | 8102801 | no | no |  |  | no |  |  | 1265761.84 | 15301657.361 |  | -1
node_8102801_200904484 |  |  | PQ | AD | 2771.281 | 8102801 | no | no |  |  | no |  |  | 1265596.635 | 15302250.258 |  | -1
node_8102801_200904485 |  |  | PQ | AD | 2771.281 | 8102801 | no | no |  |  | no |  |  | 1265545.275 | 15302398.271 |  | -1
node_8102801_200904486 |  |  | PQ | AN | 2771.281 | 8102801 | no | no |  |  | no |  |  | 1265775.372 | 15302392.835 |  | -1
node_8102801_200904487 |  |  | PQ | AD | 2771.281 | 8102801 | no | no |  |  | no |  |  | 1265458.127 | 15302742.777 |  | -1
node_8102801_200904488 |  |  | PQ | AD | 2771.281 | 8102801 | no | no |  |  | no |  |  | 1265489.612 | 15302805.711 |  | -1
node_8102801_200904489 |  |  | PQ | AD | 2771.281 | 8102801 | no | no |  |  | no |  |  | 1265419.393 | 15303065.946 |  | -1
node_8102801_200904490 |  |  | PQ | AN | 2771.281 | 8102801 | no | no |  |  | no |  |  | 1265320.895 | 15303319.445 |  | -1
node_8102801_200904491 |  |  | PQ | AN | 2771.281 | 8102801 | no | no |  |  | no |  |  | 1265222.823 | 15303573.323 |  | -1
node_8102801_200904493 |  |  | PQ | AN | 2771.281 | 8102801 | no | no |  |  | no |  |  | 1265055.023 | 15303943.277 |  | -1
node_8102801_200904494 |  |  | PQ | AN | 2771.281 | 8102801 | no | no |  |  | no |  |  | 1264981.739 | 15304275.309 |  | -1
node_8102801_200904495 |  |  | PQ | AN | 2771.281 | 8102801 | no | no |  |  | no |  |  | 1264903.365 | 15304583.813 |  | -1
node_8102801_200904497 |  |  | PQ | AN | 2771.281 | 8102801 | no | no |  |  | no |  |  | 1264980.067 | 15305034.932 |  | -1
node_8102801_200904498 |  |  | PQ | AD | 2771.281 | 8102801 | no | no |  |  | no |  |  | 1265114.918 | 15305822.935 |  | -1
node_8102801_200904499 |  |  | PQ | AD | 2771.281 | 8102801 | no | no |  |  | no |  |  | 1265187.569 | 15306260.279 |  | -1
node_8102801_200904501 |  |  | PQ | AN | 2771.281 | 8102801 | no | no |  |  | no |  |  | 1265280.694 | 15306877.38 |  | -1
node_8102801_200904502 |  |  | PQ | AD | 2771.281 | 8102801 | no | no |  |  | no |  |  | 1265431.019 | 15307602.062 |  | -1
node_8102801_200904503 |  |  | PQ | AN | 2771.281 | 8102801 | no | no |  |  | no |  |  | 1265497.135 | 15307903.738 |  | -1
node_8102801_200904505 |  |  | PQ | AN | 2771.281 | 8102801 | no | no |  |  | no |  |  | 1265565.81 | 15308235.633 |  | -1
node_8102801_200904506 |  |  | PQ | AD | 2771.281 | 8102801 | no | no |  |  | no |  |  | 1265681.659 | 15308681.814 |  | -1
node_8102801_200904507 |  |  | PQ | AD | 2771.281 | 8102801 | no | no |  |  | no |  |  | 1265722.28 | 15308807.177 |  | -1
node_8102801_200904508 |  |  | PQ | AN | 2771.281 | 8102801 | no | no |  |  | no |  |  | 1265482.559 | 15308747.727 |  | -1
node_8102801_200904509 |  |  | PQ | AD | 2771.281 | 8102801 | no | no |  |  | no |  |  | 1265759.411 | 15308944.866 |  | -1
node_8102801_200904510 |  |  | PQ | AN | 2771.281 | 8102801 | no | no |  |  | no |  |  | 1265537.407 | 15309180.595 |  | -1
node_8102801_200904532 |  |  | PQ | ABCN | 7199.558 | 8102801 | no | no |  |  | no |  |  | 1272154.348 | 15273442.052 |  | -1
node_8102801_200904534 |  |  | PQ | ABCN | 7199.558 | 8102801 | no | no |  |  | no |  |  | 1272199.326 | 15273656.881 |  | -1
node_8102801_200904535 |  |  | PQ | ABCN | 7199.558 | 8102801 | no | no |  |  | no |  |  | 1272249.923 | 15273883.059 |  | -1
node_8102801_200904536 |  |  | PQ | ABCN | 7199.558 | 8102801 | no | no |  |  | no |  |  | 1272287.028 | 15274080.422 |  | -1
node_8102801_200904538 |  |  | PQ | ABCN | 7199.558 | 8102801 | no | no |  |  | no |  |  | 1272226.772 | 15274325.609 |  | -1
node_8102801_200904540 |  |  | PQ | ABCN | 7199.558 | 8102801 | no | no |  |  | no |  |  | 1272345.949 | 15274554.162 |  | -1
node_8102801_200904542 |  |  | PQ | ABCN | 7199.558 | 8102801 | no | no |  |  | no |  |  | 1272384.592 | 15274686.262 |  | -1
node_8102801_200904544 |  |  | PQ | ABCN | 7199.558 | 8102801 | no | no |  |  | no |  |  | 1272432.386 | 15274824.07 |  | -1
node_8102801_200904545 |  |  | PQ | ABCN | 7199.558 | 8102801 | no | no |  |  | no |  |  | 1272568.58 | 15274967.259 |  | -1
node_8102801_200904547 |  |  | PQ | ABCN | 7199.558 | 8102801 | no | no |  |  | no |  |  | 1272620.342 | 15275094.507 |  | -1
node_8102801_200904548 |  |  | PQ | ABCN | 7199.558 | 8102801 | no | no |  |  | no |  |  | 1272698.846 | 15275303.691 |  | -1
node_8102801_200904549 |  |  | PQ | ABCN | 7199.558 | 8102801 | no | no |  |  | no |  |  | 1272765.691 | 15275517.512 |  | -1
node_8102801_200904551 |  |  | PQ | ABCN | 7199.558 | 8102801 | no | no |  |  | no |  |  | 1272861.195 | 15275779.717 |  | -1
node_8102801_200904552 |  |  | PQ | ABCN | 7199.558 | 8102801 | no | no |  |  | no |  |  | 1272939.684 | 15276010.766 |  | -1
node_8102801_200904554 |  |  | PQ | ABCN | 7199.558 | 8102801 | no | no |  |  | no |  |  | 1273041.352 | 15276213.831 |  | -1
node_8102801_200904555 |  |  | PQ | ABCN | 7199.558 | 8102801 | no | no |  |  | no |  |  | 1273160.043 | 15276493.507 |  | -1
node_8102801_200904557 |  |  | PQ | ABCN | 7199.558 | 8102801 | no | no |  |  | no |  |  | 1273289.101 | 15276683.716 |  | -1
node_8102801_200904559 |  |  | PQ | ABCN | 7199.558 | 8102801 | no | no |  |  | no |  |  | 1273454.334 | 15276915.386 |  | -1
node_8102801_200904560 |  |  | PQ | ABCN | 7199.558 | 8102801 | no | no |  |  | no |  |  | 1273602.217 | 15277119.854 |  | -1
node_8102801_200904564 |  |  | PQ | ABCN | 7199.558 | 8102801 | no | no |  |  | no |  |  | 1273934.163 | 15277535.138 |  | -1
node_8102801_200904565 |  |  | PQ | AN | 7199.558 | 8102801 | no | no |  |  | no |  |  | 1273851.764 | 15277653.213 |  | -1
node_8102801_200904566 |  |  | PQ | AN | 7199.558 | 8102801 | no | no |  |  | no |  |  | 1273930.987 | 15277756.522 |  | -1
node_8102801_200904567 |  |  | PQ | AN | 7199.558 | 8102801 | no | no |  |  | no |  |  | 1274030.208 | 15277903.468 |  | -1
node_8102801_200904568 |  |  | PQ | AN | 7199.558 | 8102801 | no | no |  |  | no |  |  | 1274093.878 | 15277990.596 |  | -1
node_8102801_200904569 |  |  | PQ | ABCN | 7199.558 | 8102801 | no | no |  |  | no |  |  | 1274132.049 | 15277748.256 |  | -1
node_8102801_200904570 |  |  | PQ | ABCN | 7199.558 | 8102801 | no | no |  |  | no |  |  | 1274295.006 | 15277926.255 |  | -1
node_8102801_200904571 |  |  | PQ | ABCN | 7199.558 | 8102801 | no | no |  |  | no |  |  | 1274445.827 | 15278095.737 |  | -1
node_8102801_200904573 |  |  | PQ | ABCN | 7199.558 | 8102801 | no | no |  |  | no |  |  | 1274604.333 | 15278272.168 |  | -1
node_8102801_200904574 |  |  | PQ | ABCN | 7199.558 | 8102801 | no | no |  |  | no |  |  | 1274432.045 | 15278455.969 |  | -1
node_8102801_200904575 |  |  | PQ | ABCN | 7199.558 | 8102801 | no | no |  |  | no |  |  | 1274398.743 | 15278481.012 |  | -1
node_8102801_200904576 |  |  | PQ | AN | 7199.558 | 8102801 | no | no |  |  | no |  |  | 1274293.496 | 15278315.559 |  | -1
node_8102801_200904577 |  |  | PQ | ABCN | 7199.558 | 8102801 | no | no |  |  | no |  |  | 1274533.94 | 15278618.337 |  | -1
node_8102801_200904578 |  |  | PQ | AN | 7199.558 | 8102801 | no | no |  |  | no |  |  | 1274474.516 | 15278619.718 |  | -1
node_8102801_200904579 |  |  | PQ | ABCN | 7199.558 | 8102801 | no | no |  |  | no |  |  | 1274553.14 | 15278752.208 |  | -1
node_8102801_200904580 |  |  | PQ | ABCN | 7199.558 | 8102801 | no | no |  |  | no |  |  | 1274630.582 | 15278876.448 |  | -1
node_8102801_200904581 |  |  | PQ | ABCN | 7199.558 | 8102801 | no | no |  |  | no |  |  | 1274703.808 | 15279014.733 |  | -1
node_8102801_200904582 |  |  | PQ | ABCN | 7199.558 | 8102801 | no | no |  |  | no |  |  | 1274776.621 | 15279110.424 |  | -1
node_8102801_200904583 |  |  | PQ | ABCN | 7199.558 | 8102801 | no | no |  |  | no |  |  | 1274857.202 | 15279239.332 |  | -1
node_8102801_200904584 |  |  | PQ | ABCN | 7199.558 | 8102801 | no | no |  |  | no |  |  | 1274922.205 | 15279343.257 |  | -1
node_8102801_200904585 |  |  | PQ | ABCN | 7199.558 | 8102801 | no | no |  |  | no |  |  | 1274967.6 | 15279405.352 |  | -1
node_8102801_200904586 |  |  | PQ | ABCN | 7199.558 | 8102801 | no | no |  |  | no |  |  | 1275000.591 | 15279466.752 |  | -1
node_8102801_200904587 |  |  | PQ | ABCN | 7199.558 | 8102801 | no | no |  |  | no |  |  | 1275091.152 | 15279524.079 |  | -1
node_8102801_200904589 |  |  | PQ | ABCN | 7199.558 | 8102801 | no | no |  |  | no |  |  | 1275172.946 | 15279617.184 |  | -1
node_8102801_200904590 |  |  | PQ | ABCN | 7199.558 | 8102801 | no | no |  |  | no |  |  | 1275278.949 | 15279790.084 |  | -1
node_8102801_200904591 |  |  | PQ | ABCN | 7199.558 | 8102801 | no | no |  |  | no |  |  | 1275247.121 | 15279986.344 |  | -1
node_8102801_200904597 |  |  | PQ | ABCN | 7199.558 | 8102801 | no | no |  |  | no |  |  | 1275253.281 | 15280149.393 |  | -1
node_8102801_200904598 |  |  | PQ | ABCN | 7199.558 | 8102801 | no | no |  |  | no |  |  | 1275175.299 | 15280327.971 |  | -1
node_8102801_200904599 |  |  | PQ | ABCN | 7199.558 | 8102801 | no | no |  |  | no |  |  | 1275103.516 | 15280514.162 |  | -1
node_8102801_200904600 |  |  | PQ | ABCN | 7199.558 | 8102801 | no | no |  |  | no |  |  | 1274974.913 | 15280633.529 |  | -1
node_8102801_200904601 |  |  | PQ | AN | 7199.558 | 8102801 | no | no |  |  | no |  |  | 1275023.439 | 15280706.999 |  | -1
node_8102801_200904602 |  |  | PQ | ABCN | 7199.558 | 8102801 | no | no |  |  | no |  |  | 1274881.357 | 15280712.426 |  | -1
node_8102801_200904606 |  |  | PQ | ABCN | 2771.281 | 8102801 | no | no |  |  | no |  |  | 1274773.766 | 15280809.578 |  | -1
node_8102801_200904607 |  |  | PQ | AN | 2771.281 | 8102801 | no | no |  |  | no |  |  | 1274640.295 | 15280936.853 |  | -1
node_8102801_200904609 |  |  | PQ | AD | 2771.281 | 8102801 | no | no |  |  | no |  |  | 1274577.907 | 15281064.639 |  | -1
node_8102801_200904610 |  |  | PQ | AD | 2771.281 | 8102801 | no | no |  |  | no |  |  | 1274502.99 | 15281158.359 |  | -1
node_8102801_200904611 |  |  | PQ | AN | 2771.281 | 8102801 | no | no |  |  | no |  |  | 1274387.151 | 15281296.92 |  | -1
node_8102801_200904612 |  |  | PQ | AD | 2771.281 | 8102801 | no | no |  |  | no |  |  | 1274290.308 | 15281414.704 |  | -1
node_8102801_200904613 |  |  | PQ | AN | 2771.281 | 8102801 | no | no |  |  | no |  |  | 1274125.854 | 15281271.98 |  | -1
node_8102801_200904614 |  |  | PQ | AN | 2771.281 | 8102801 | no | no |  |  | no |  |  | 1274172.216 | 15281524.266 |  | -1
node_8102801_200904615 |  |  | PQ | AD | 2771.281 | 8102801 | no | no |  |  | no |  |  | 1274064.75 | 15281675.757 |  | -1
node_8102801_200904616 |  |  | PQ | AN | 2771.281 | 8102801 | no | no |  |  | no |  |  | 1273956.471 | 15281854.987 |  | -1
node_8102801_200904617 |  |  | PQ | AD | 2771.281 | 8102801 | no | no |  |  | no |  |  | 1273847.324 | 15282021.045 |  | -1
node_8102801_200904619 |  |  | PQ | AD | 2771.281 | 8102801 | no | no |  |  | no |  |  | 1273777.295 | 15282128.487 |  | -1
node_8102801_200904620 |  |  | PQ | AD | 2771.281 | 8102801 | no | no |  |  | no |  |  | 1273743.096 | 15282107.332 |  | -1
node_8102801_200904621 |  |  | PQ | AN | 2771.281 | 8102801 | no | no |  |  | no |  |  | 1273655.106 | 15282021.57 |  | -1
node_8102801_200904622 |  |  | PQ | AN | 2771.281 | 8102801 | no | no |  |  | no |  |  | 1273744.914 | 15282326.483 |  | -1
node_8102801_200904623 |  |  | PQ | AD | 2771.281 | 8102801 | no | no |  |  | no |  |  | 1273729.027 | 15282392.887 |  | -1
node_8102801_200904624 |  |  | PQ | AD | 2771.281 | 8102801 | no | no |  |  | no |  |  | 1273699.108 | 15282516.569 |  | -1
node_8102801_200904625 |  |  | PQ | AD | 2771.281 | 8102801 | no | no |  |  | no |  |  | 1273604.654 | 15282668.466 |  | -1
node_8102801_200904626 |  |  | PQ | AN | 2771.281 | 8102801 | no | no |  |  | no |  |  | 1273540.287 | 15282795.592 |  | -1
node_8102801_200904627 |  |  | PQ | AD | 2771.281 | 8102801 | no | no |  |  | no |  |  | 1273454.078 | 15282940.997 |  | -1
node_8102801_200904628 |  |  | PQ | AN | 2771.281 | 8102801 | no | no |  |  | no |  |  | 1273305.376 | 15283206.075 |  | -1
node_8102801_200904629 |  |  | PQ | AD | 2771.281 | 8102801 | no | no |  |  | no |  |  | 1273149.489 | 15283458.444 |  | -1
node_8102801_200904630 |  |  | PQ | AN | 2771.281 | 8102801 | no | no |  |  | no |  |  | 1272948.314 | 15283708.562 |  | -1
node_8102801_200904631 |  |  | PQ | AN | 2771.281 | 8102801 | no | no |  |  | no |  |  | 1272779.359 | 15283909.722 |  | -1
node_8102801_200904633 |  |  | PQ | AD | 2771.281 | 8102801 | no | no |  |  | no |  |  | 1272449.118 | 15284311.462 |  | -1
node_8102801_200904635 |  |  | PQ | AD | 2771.281 | 8102801 | no | no |  |  | no |  |  | 1272326.557 | 15284881.665 |  | -1
node_8102801_200904636 |  |  | PQ | AN | 2771.281 | 8102801 | no | no |  |  | no |  |  | 1272708.137 | 15284923.049 |  | -1
node_8102801_200904637 |  |  | PQ | AN | 2771.281 | 8102801 | no | no |  |  | no |  |  | 1272789.199 | 15284684.695 |  | -1
node_8102801_200904638 |  |  | PQ | AD | 2771.281 | 8102801 | no | no |  |  | no |  |  | 1272876.657 | 15284434.314 |  | -1
node_8102801_200904639 |  |  | PQ | AN | 2771.281 | 8102801 | no | no |  |  | no |  |  | 1272860.558 | 15284248.474 |  | -1
node_8102801_200904640 |  |  | PQ | AD | 2771.281 | 8102801 | no | no |  |  | no |  |  | 1272169.794 | 15285628.12 |  | -1
node_8102801_200904641 |  |  | PQ | AN | 2771.281 | 8102801 | no | no |  |  | no |  |  | 1272474.01 | 15285574.21 |  | -1
node_8102801_200904643 |  |  | PQ | AN | 2771.281 | 8102801 | no | no |  |  | no |  |  | 1272552.275 | 15285359.59 |  | -1
node_8102801_200904644 |  |  | PQ | AD | 2771.281 | 8102801 | no | no |  |  | no |  |  | 1272099.161 | 15285951.617 |  | -1
node_8102801_200904645 |  |  | PQ | AD | 2771.281 | 8102801 | no | no |  |  | no |  |  | 1272070.59 | 15286145.982 |  | -1
node_8102801_200904646 |  |  | PQ | AN | 2771.281 | 8102801 | no | no |  |  | no |  |  | 1271990.639 | 15286498.17 |  | -1
node_8102801_200904650 |  |  | PQ | AN | 2771.281 | 8102801 | no | no |  |  | no |  |  | 1271716.199 | 15287206.477 |  | -1
node_8102801_200904654 |  |  | PQ | AN | 7199.558 | 8102801 | no | no |  |  | no |  |  | 1264102.262 | 15271396.336 |  | -1
node_8102801_200904659 |  |  | PQ | ABCN | 7199.558 | 8102801 | no | no |  |  | no |  |  | 1271695.625 | 15271693.499 |  | -1
node_8102801_200904660 |  |  | PQ | ABCN | 7199.558 | 8102801 | no | no |  |  | no |  |  | 1271566.362 | 15271554.078 |  | -1
node_8102801_200904661 |  |  | PQ | ABCN | 7199.558 | 8102801 | no | no |  |  | no |  |  | 1271439.259 | 15271425.399 |  | -1
node_8102801_200904663 |  |  | PQ | ABCN | 7199.558 | 8102801 | no | no |  |  | no |  |  | 1271177.917 | 15271042.042 |  | -1
node_8102801_200904664 |  |  | PQ | ABCN | 7199.558 | 8102801 | no | no |  |  | no |  |  | 1271088.294 | 15270843.207 |  | -1
node_8102801_200904665 |  |  | PQ | ABCN | 7199.558 | 8102801 | no | no |  |  | no |  |  | 1270991.335 | 15270648.658 |  | -1
node_8102801_200904667 |  |  | PQ | AN | 7199.558 | 8102801 | no | no |  |  | no |  |  | 1271010.794 | 15270496.215 |  | -1
node_8102801_200904668 |  |  | PQ | AN | 7199.558 | 8102801 | no | no |  |  | no |  |  | 1271065.346 | 15270198.615 |  | -1
node_8102801_200904669 |  |  | PQ | ABCN | 7199.558 | 8102801 | no | no |  |  | no |  |  | 1270861.59 | 15270582.351 |  | -1
node_8102801_200904670 |  |  | PQ | ABCN | 7199.558 | 8102801 | no | no |  |  | no |  |  | 1270730.335 | 15270490.416 |  | -1
node_8102801_200904671 |  |  | PQ | ABCN | 7199.558 | 8102801 | no | no |  |  | no |  |  | 1270589.139 | 15270396.834 |  | -1
node_8102801_200904673 |  |  | PQ | ABCN | 7199.558 | 8102801 | no | no |  |  | no |  |  | 1270439.779 | 15270258.609 |  | -1
node_8102801_200904674 |  |  | PQ | ABCN | 7199.558 | 8102801 | no | no |  |  | no |  |  | 1270309.843 | 15270183.548 |  | -1
node_8102801_200904675 |  |  | PQ | ABCN | 7199.558 | 8102801 | no | no |  |  | no |  |  | 1270158.334 | 15270111.652 |  | -1
node_8102801_200904676 |  |  | PQ | ABCN | 7199.558 | 8102801 | no | no |  |  | no |  |  | 1270028.195 | 15270041.661 |  | -1
node_8102801_200904677 |  |  | PQ | ABCN | 7199.558 | 8102801 | no | no |  |  | no |  |  | 1269886.902 | 15269979.802 |  | -1
node_8102801_200904678 |  |  | PQ | ABCN | 7199.558 | 8102801 | no | no |  |  | no |  |  | 1269869.373 | 15269919.707 |  | -1
node_8102801_200904679 |  |  | PQ | ABCN | 7199.558 | 8102801 | no | no |  |  | no |  |  | 1269525.695 | 15270085.123 |  | -1
node_8102801_200904680 |  |  | PQ | ABCN | 7199.558 | 8102801 | no | no |  |  | no |  |  | 1269323.51 | 15270034.193 |  | -1
node_8102801_200904681 |  |  | PQ | ABCN | 7199.558 | 8102801 | no | no |  |  | no |  |  | 1269152.125 | 15270003.044 |  | -1
node_8102801_200904682 |  |  | PQ | ABCN | 7199.558 | 8102801 | no | no |  |  | no |  |  | 1269129.312 | 15270065.282 |  | -1
node_8102801_200904683 |  |  | PQ | ABCN | 7199.558 | 8102801 | no | no |  |  | no |  |  | 1269673.345 | 15269851.37 |  | -1
node_8102801_200904684 |  |  | PQ | ABCN | 7199.558 | 8102801 | no | no |  |  | no |  |  | 1269437.189 | 15269787.853 |  | -1
node_8102801_200904685 |  |  | PQ | ABCN | 7199.558 | 8102801 | no | no |  |  | no |  |  | 1269196.858 | 15269720.711 |  | -1
node_8102801_200904686 |  |  | PQ | ABCN | 7199.558 | 8102801 | no | no |  |  | no |  |  | 1268938.405 | 15269670 |  | -1
node_8102801_200904688 |  |  | PQ | ABCN | 7199.558 | 8102801 | no | no |  |  | no |  |  | 1268718.425 | 15269591.122 |  | -1
node_8102801_200904689 |  |  | PQ | ABCN | 7199.558 | 8102801 | no | no |  |  | no |  |  | 1268478.945 | 15269525.179 |  | -1
node_8102801_200904690 |  |  | PQ | ABCN | 7199.558 | 8102801 | no | no |  |  | no |  |  | 1268353.38 | 15269496.819 |  | -1
node_8102801_200904693 |  |  | PQ | ABCN | 7199.558 | 8102801 | no | no |  |  | no |  |  | 1268338.18 | 15269691.71 |  | -1
node_8102801_200904694 |  |  | PQ | AN | 7199.558 | 8102801 | no | no |  |  | no |  |  | 1268602.566 | 15269710.469 |  | -1
node_8102801_200904695 |  |  | PQ | AN | 7199.558 | 8102801 | no | no |  |  | no |  |  | 1268761.164 | 15269863.49 |  | -1
node_8102801_200904696 |  |  | PQ | ABCN | 7199.558 | 8102801 | no | no |  |  | no |  |  | 1268329.834 | 15269797.241 |  | -1
node_8102801_200904697 |  |  | PQ | ABCN | 7199.558 | 8102801 | no | no |  |  | no |  |  | 1268136.243 | 15269796.284 |  | -1
node_8102801_200904698 |  |  | PQ | ABCN | 7199.558 | 8102801 | no | no |  |  | no |  |  | 1267938.55 | 15269873.824 |  | -1
node_8102801_200904699 |  |  | PQ | ABCN | 7199.558 | 8102801 | no | no |  |  | no |  |  | 1267851.747 | 15270105.834 |  | -1
node_8102801_200904700 |  |  | PQ | ABCN | 7199.558 | 8102801 | no | no |  |  | no |  |  | 1267661.646 | 15270075.827 |  | -1
node_8102801_200904701 |  |  | PQ | ABCN | 7199.558 | 8102801 | no | no |  |  | no |  |  | 1267499.028 | 15270062.591 |  | -1
node_8102801_200904704 |  |  | PQ | ABCN | 7199.558 | 8102801 | no | no |  |  | no |  |  | 1267336.903 | 15270030.563 |  | -1
node_8102801_200904705 |  |  | PQ | ABCN | 7199.558 | 8102801 | no | no |  |  | no |  |  | 1267082.951 | 15270116.085 |  | -1
node_8102801_200904706 |  |  | PQ | ABCN | 7199.558 | 8102801 | no | no |  |  | no |  |  | 1266890.797 | 15270192.611 |  | -1
node_8102801_200904707 |  |  | PQ | ABCN | 7199.558 | 8102801 | no | no |  |  | no |  |  | 1266667.862 | 15270254.113 |  | -1
node_8102801_200904708 |  |  | PQ | ABCN | 7199.558 | 8102801 | no | no |  |  | no |  |  | 1266461.339 | 15270313.127 |  | -1
node_8102801_200904709 |  |  | PQ | ABCN | 7199.558 | 8102801 | no | no |  |  | no |  |  | 1266230.887 | 15270390.237 |  | -1
node_8102801_200904710 |  |  | PQ | ABCN | 7199.558 | 8102801 | no | no |  |  | no |  |  | 1265969.886 | 15270440.361 |  | -1
node_8102801_200904711 |  |  | PQ | ABCN | 7199.558 | 8102801 | no | no |  |  | no |  |  | 1265726.055 | 15270487.712 |  | -1
node_8102801_200904712 |  |  | PQ | ABCN | 7199.558 | 8102801 | no | no |  |  | no |  |  | 1265480.116 | 15270511.396 |  | -1
node_8102801_200904713 |  |  | PQ | ABCN | 7199.558 | 8102801 | no | no |  |  | no |  |  | 1265319.579 | 15270495.576 |  | -1
node_8102801_200904716 |  |  | PQ | ABCN | 7199.558 | 8102801 | no | no |  |  | no |  |  | 1265208.656 | 15270450.167 |  | -1
node_8102801_200904717 |  |  | PQ | ABCN | 7199.558 | 8102801 | no | no |  |  | no |  |  | 1265000.72 | 15270457.982 |  | -1
node_8102801_200904719 |  |  | PQ | ABCN | 7199.558 | 8102801 | no | no |  |  | no |  |  | 1264788.283 | 15270463.065 |  | -1
node_8102801_200904720 |  |  | PQ | ABCN | 7199.558 | 8102801 | no | no |  |  | no |  |  | 1264773.308 | 15270539.286 |  | -1
node_8102801_200904721 |  |  | PQ | ABCN | 7199.558 | 8102801 | no | no |  |  | no |  |  | 1264533.662 | 15270515.559 |  | -1
node_8102801_200904722 |  |  | PQ | ABCN | 7199.558 | 8102801 | no | no |  |  | no |  |  | 1264301.968 | 15270532.566 |  | -1
node_8102801_200904723 |  |  | PQ | ABCN | 7199.558 | 8102801 | no | no |  |  | no |  |  | 1264065.898 | 15270532.804 |  | -1
node_8102801_200904724 |  |  | PQ | ABCN | 7199.558 | 8102801 | no | no |  |  | no |  |  | 1263813.732 | 15270539.302 |  | -1
node_8102801_200904725 |  |  | PQ | ABCN | 7199.558 | 8102801 | no | no |  |  | no |  |  | 1263599.555 | 15270541.4 |  | -1
node_8102801_200904726 |  |  | PQ | ABCN | 7199.558 | 8102801 | no | no |  |  | no |  |  | 1263367.101 | 15270555.135 |  | -1
node_8102801_200904730 |  |  | PQ | ABCN | 7199.558 | 8102801 | no | no |  |  | no |  |  | 1263131.611 | 15270552.745 |  | -1
node_8102801_200904732 |  |  | PQ | AN | 7199.558 | 8102801 | no | no |  |  | no |  |  | 1262903.49 | 15270649.264 |  | -1
node_8102801_200904733 |  |  | PQ | AN | 7199.558 | 8102801 | no | no |  |  | no |  |  | 1262923.766 | 15270843.62 |  | -1
node_8102801_200904734 |  |  | PQ | AN | 7199.558 | 8102801 | no | no |  |  | no |  |  | 1262940.395 | 15271037.782 |  | -1
node_8102801_200904736 |  |  | PQ | ABCN | 7199.558 | 8102801 | no | no |  |  | no |  |  | 1262697.19 | 15270569.722 |  | -1
node_8102801_200904737 |  |  | PQ | ABCN | 7199.558 | 8102801 | no | no |  |  | no |  |  | 1262501.745 | 15270567.531 |  | -1
node_8102801_200904738 |  |  | PQ | ABCN | 7199.558 | 8102801 | no | no |  |  | no |  |  | 1262300.183 | 15270572.114 |  | -1
node_8102801_200904739 |  |  | PQ | ABCN | 7199.558 | 8102801 | no | no |  |  | no |  |  | 1262103.195 | 15270593.296 |  | -1
node_8102801_200904740 |  |  | PQ | ABCN | 7199.558 | 8102801 | no | no |  |  | no |  |  | 1261900.279 | 15270589.421 |  | -1
node_8102801_200904742 |  |  | PQ | ABCN | 7199.558 | 8102801 | no | no |  |  | no |  |  | 1261705.768 | 15270594.752 |  | -1
node_8102801_200904743 |  |  | PQ | ABCN | 7199.558 | 8102801 | no | no |  |  | no |  |  | 1261510.892 | 15270600.563 |  | -1
node_8102801_200904744 |  |  | PQ | ABCN | 7199.558 | 8102801 | no | no |  |  | no |  |  | 1261303.138 | 15270600.294 |  | -1
node_8102801_200904747 |  |  | PQ | ABCN | 7199.558 | 8102801 | no | no |  |  | no |  |  | 1261156.268 | 15270609.453 |  | -1
node_8102801_200904748 |  |  | PQ | ABCN | 7199.558 | 8102801 | no | no |  |  | no |  |  | 1260933.769 | 15270623.242 |  | -1
node_8102801_200904749 |  |  | PQ | ABCN | 7199.558 | 8102801 | no | no |  |  | no |  |  | 1260741.464 | 15270623.753 |  | -1
node_8102801_200904750 |  |  | PQ | ABCN | 7199.558 | 8102801 | no | no |  |  | no |  |  | 1260560.693 | 15270637.059 |  | -1
node_8102801_200904751 |  |  | PQ | AN | 7199.558 | 8102801 | no | no |  |  | no |  |  | 1260567.684 | 15270939.682 |  | -1
node_8102801_200904752 |  |  | PQ | AN | 7199.558 | 8102801 | no | no |  |  | no |  |  | 1260854.347 | 15271038.675 |  | -1
node_8102801_200904753 |  |  | PQ | ABCN | 7199.558 | 8102801 | no | no |  |  | no |  |  | 1260406.063 | 15270635.24 |  | -1
node_8102801_200904754 |  |  | PQ | ABCN | 7199.558 | 8102801 | no | no |  |  | no |  |  | 1260275.238 | 15270629.728 |  | -1
node_8102801_200904755 |  |  | PQ | ABCN | 7199.558 | 8102801 | no | no |  |  | no |  |  | 1271802.546 | 15271946.704 |  | -1
node_8102801_200904767 |  |  | PQ | ABCN | 2771.281 | 8102801 | no | no |  |  | no |  |  | 1274343.308 | 15278537.266 |  | -1
node_8102801_200904768 |  |  | PQ | ABCN | 2771.281 | 8102801 | no | no |  |  | no |  |  | 1274216.885 | 15278675.462 |  | -1
node_8102801_200904769 |  |  | PQ | ABCD | 2771.281 | 8102801 | no | no |  |  | no |  |  | 1274039.149 | 15278852.163 |  | -1
node_8102801_200904770 |  |  | PQ | ABCN | 2771.281 | 8102801 | no | no |  |  | no |  |  | 1273847.778 | 15279082.568 |  | -1
node_8102801_200904772 |  |  | PQ | ABCN | 2771.281 | 8102801 | no | no |  |  | no |  |  | 1273616.323 | 15279271.255 |  | -1
node_8102801_200904774 |  |  | PQ | ABCD | 2771.281 | 8102801 | no | no |  |  | no |  |  | 1273379.429 | 15279510.457 |  | -1
node_8102801_200904775 |  |  | PQ | ABCN | 2771.281 | 8102801 | no | no |  |  | no |  |  | 1273336.925 | 15279641.536 |  | -1
node_8102801_200904776 |  |  | PQ | ABCD | 2771.281 | 8102801 | no | no |  |  | no |  |  | 1273191.424 | 15279790.784 |  | -1
node_8102801_200904777 |  |  | PQ | AN | 2771.281 | 8102801 | no | no |  |  | no |  |  | 1273333.596 | 15279907.282 |  | -1
node_8102801_200904778 |  |  | PQ | ABCD | 2771.281 | 8102801 | no | no |  |  | no |  |  | 1273053.933 | 15279928.65 |  | -1
node_8102801_200904784 |  |  | PQ | AD | 2771.281 | 8102801 | no | no |  |  | no |  |  | 1265603.209 | 15280658.402 |  | -1
node_8102801_200904785 |  |  | PQ | AD | 2771.281 | 8102801 | no | no |  |  | no |  |  | 1266797.195 | 15277140.364 |  | -1
node_8102801_200904786 |  |  | PQ | AD | 2771.281 | 8102801 | no | no |  |  | no |  |  | 1266876.814 | 15276884.447 |  | -1
node_8102801_200904787 |  |  | PQ | AD | 2771.281 | 8102801 | no | no |  |  | no |  |  | 1266943.758 | 15276656.072 |  | -1
node_8102801_200904788 |  |  | PQ | AD | 2771.281 | 8102801 | no | no |  |  | no |  |  | 1267010.18 | 15276407.523 |  | -1
node_8102801_200904789 |  |  | PQ | AN | 2771.281 | 8102801 | no | no |  |  | no |  |  | 1267101.848 | 15276135.035 |  | -1
node_8102801_200904790 |  |  | PQ | AD | 2771.281 | 8102801 | no | no |  |  | no |  |  | 1267022.642 | 15275939.207 |  | -1
node_8102801_200904791 |  |  | PQ | AN | 2771.281 | 8102801 | no | no |  |  | no |  |  | 1266948.726 | 15275736.962 |  | -1
node_8102801_200904792 |  |  | PQ | AD | 2771.281 | 8102801 | no | no |  |  | no |  |  | 1267086.247 | 15275433.827 |  | -1
node_8102801_200904793 |  |  | PQ | AN | 2771.281 | 8102801 | no | no |  |  | no |  |  | 1267188.798 | 15275202.529 |  | -1
node_8102801_200904794 |  |  | PQ | AD | 2771.281 | 8102801 | no | no |  |  | no |  |  | 1267291.727 | 15274968.663 |  | -1
node_8102801_200904795 |  |  | PQ | AD | 2771.281 | 8102801 | no | no |  |  | no |  |  | 1267396.856 | 15274735.537 |  | -1
node_8102801_200904796 |  |  | PQ | AD | 2771.281 | 8102801 | no | no |  |  | no |  |  | 1267413.256 | 15274484.721 |  | -1
node_8102801_200904797 |  |  | PQ | AD | 2771.281 | 8102801 | no | no |  |  | no |  |  | 1267466.575 | 15274177.92 |  | -1
node_8102801_200904798 |  |  | PQ | AD | 2771.281 | 8102801 | no | no |  |  | no |  |  | 1267374.867 | 15273994.326 |  | -1
node_8102801_200904799 |  |  | PQ | AD | 2771.281 | 8102801 | no | no |  |  | no |  |  | 1267426.497 | 15273766.128 |  | -1
node_8102801_200904800 |  |  | PQ | AN | 2771.281 | 8102801 | no | no |  |  | no |  |  | 1265866.211 | 15280297.622 |  | -1
node_8102801_200904801 |  |  | PQ | AN | 2771.281 | 8102801 | no | no |  |  | no |  |  | 1267493.064 | 15273497.164 |  | -1
node_8102801_200904802 |  |  | PQ | AD | 2771.281 | 8102801 | no | no |  |  | no |  |  | 1267408.463 | 15273512.387 |  | -1
node_8102801_200904803 |  |  | PQ | AD | 2771.281 | 8102801 | no | no |  |  | no |  |  | 1267396.794 | 15273603.134 |  | -1
node_8102801_200904804 |  |  | PQ | AN | 2771.281 | 8102801 | no | no |  |  | no |  |  | 1267114.464 | 15273632.057 |  | -1
node_8102801_200904806 |  |  | PQ | AN | 2771.281 | 8102801 | no | no |  |  | no |  |  | 1267413.377 | 15273233.283 |  | -1
node_8102801_200904807 |  |  | PQ | AN | 2771.281 | 8102801 | no | no |  |  | no |  |  | 1267362.86 | 15273010.546 |  | -1
node_8102801_200904808 |  |  | PQ | AN | 2771.281 | 8102801 | no | no |  |  | no |  |  | 1267379.336 | 15272820.616 |  | -1
node_8102801_200904810 |  |  | PQ | AD | 2771.281 | 8102801 | no | no |  |  | no |  |  | 1267325.535 | 15272496.816 |  | -1
node_8102801_200904811 |  |  | PQ | AN | 2771.281 | 8102801 | no | no |  |  | no |  |  | 1267272.59 | 15272164.999 |  | -1
node_8102801_200904813 |  |  | PQ | AD | 2771.281 | 8102801 | no | no |  |  | no |  |  | 1267220.403 | 15271828.086 |  | -1
node_8102801_200904814 |  |  | PQ | AD | 2771.281 | 8102801 | no | no |  |  | no |  |  | 1267159.683 | 15271499.075 |  | -1
node_8102801_200904815 |  |  | PQ | AD | 2771.281 | 8102801 | no | no |  |  | no |  |  | 1267203.122 | 15271211.335 |  | -1
node_8102801_200904816 |  |  | PQ | AD | 2771.281 | 8102801 | no | no |  |  | no |  |  | 1267238.785 | 15270949.738 |  | -1
node_8102801_200904817 |  |  | PQ | AD | 2771.281 | 8102801 | no | no |  |  | no |  |  | 1265882.386 | 15280005.218 |  | -1
node_8102801_200904818 |  |  | PQ | AN | 2771.281 | 8102801 | no | no |  |  | no |  |  | 1267370.237 | 15270692.758 |  | -1
node_8102801_200904819 |  |  | PQ | AD | 2771.281 | 8102801 | no | no |  |  | no |  |  | 1267464.721 | 15270486.685 |  | -1
node_8102801_200904820 |  |  | PQ | AN | 7199.558 | 8102801 | no | no |  |  | no |  |  | 1267545.078 | 15270346.907 |  | -1
node_8102801_200904821 |  |  | PQ | AN | 7199.558 | 8102801 | no | no |  |  | no |  |  | 1267587.931 | 15270198.701 |  | -1
node_8102801_200904822 |  |  | PQ | AD | 2771.281 | 8102801 | no | no |  |  | no |  |  | 1266030.217 | 15279394.578 |  | -1
node_8102801_200904823 |  |  | PQ | AD | 2771.281 | 8102801 | no | no |  |  | no |  |  | 1266246.819 | 15278905.42 |  | -1
node_8102801_200904825 |  |  | PQ | AN | 2771.281 | 8102801 | no | no |  |  | no |  |  | 1266461.077 | 15278188.472 |  | -1
node_8102801_200904826 |  |  | PQ | AD | 2771.281 | 8102801 | no | no |  |  | no |  |  | 1266540.756 | 15277688.805 |  | -1
node_8102801_200904827 |  |  | PQ | AN | 2771.281 | 8102801 | no | no |  |  | no |  |  | 1266657.105 | 15277553.032 |  | -1
node_8102801_200904828 |  |  | PQ | AN | 2771.281 | 8102801 | no | no |  |  | no |  |  | 1266839.102 | 15277735.639 |  | -1
node_8102801_200904829 |  |  | PQ | AN | 2771.281 | 8102801 | no | no |  |  | no |  |  | 1267040.787 | 15277931.925 |  | -1
node_8102801_200904830 |  |  | PQ | AD | 2771.281 | 8102801 | no | no |  |  | no |  |  | 1267229.875 | 15278106.889 |  | -1
node_8102801_200904831 |  |  | PQ | AN | 2771.281 | 8102801 | no | no |  |  | no |  |  | 1267176.352 | 15278468.664 |  | -1
node_8102801_200904832 |  |  | PQ | AD | 2771.281 | 8102801 | no | no |  |  | no |  |  | 1274072.489 | 15281214.085 |  | -1
node_8102801_200904833 |  |  | PQ | AD | 2771.281 | 8102801 | no | no |  |  | no |  |  | 1271896.441 | 15279063.606 |  | -1
node_8102801_200904834 |  |  | PQ | AN | 2771.281 | 8102801 | no | no |  |  | no |  |  | 1271675.298 | 15278849.303 |  | -1
node_8102801_200904835 |  |  | PQ | AN | 2771.281 | 8102801 | no | no |  |  | no |  |  | 1271424.762 | 15278604.236 |  | -1
node_8102801_200904836 |  |  | PQ | AD | 2771.281 | 8102801 | no | no |  |  | no |  |  | 1271468.221 | 15278693.63 |  | -1
node_8102801_200904837 |  |  | PQ | AN | 2771.281 | 8102801 | no | no |  |  | no |  |  | 1271298.451 | 15278920.152 |  | -1
node_8102801_200904838 |  |  | PQ | AD | 2771.281 | 8102801 | no | no |  |  | no |  |  | 1271309.989 | 15278492.475 |  | -1
node_8102801_200904840 |  |  | PQ | AN | 2771.281 | 8102801 | no | no |  |  | no |  |  | 1270745.664 | 15278531.906 |  | -1
node_8102801_200904841 |  |  | PQ | AN | 2771.281 | 8102801 | no | no |  |  | no |  |  | 1270402.619 | 15278555.923 |  | -1
node_8102801_200904842 |  |  | PQ | AN | 2771.281 | 8102801 | no | no |  |  | no |  |  | 1270103.32 | 15278495.477 |  | -1
node_8102801_200904843 |  |  | PQ | AN | 2771.281 | 8102801 | no | no |  |  | no |  |  | 1273795.265 | 15280955.588 |  | -1
node_8102801_200904846 |  |  | PQ | AN | 2771.281 | 8102801 | no | no |  |  | no |  |  | 1273506.45 | 15280637.791 |  | -1
node_8102801_200904849 |  |  | PQ | AN | 2771.281 | 8102801 | no | no |  |  | no |  |  | 1273284.697 | 15280462.244 |  | -1
node_8102801_200904852 |  |  | PQ | AD | 2771.281 | 8102801 | no | no |  |  | no |  |  | 1273141.648 | 15280321.222 |  | -1
node_8102801_200904853 |  |  | PQ | AN | 2771.281 | 8102801 | no | no |  |  | no |  |  | 1272996.803 | 15280174.418 |  | -1
node_8102801_200904854 |  |  | PQ | AD | 2771.281 | 8102801 | no | no |  |  | no |  |  | 1272866.11 | 15280048.597 |  | -1
node_8102801_200904855 |  |  | PQ | AN | 2771.281 | 8102801 | no | no |  |  | no |  |  | 1272779.675 | 15279950.277 |  | -1
node_8102801_200904856 |  |  | PQ | AD | 2771.281 | 8102801 | no | no |  |  | no |  |  | 1272639.707 | 15279805.859 |  | -1
node_8102801_200904859 |  |  | PQ | AD | 2771.281 | 8102801 | no | no |  |  | no |  |  | 1272489.991 | 15279644.936 |  | -1
node_8102801_200904860 |  |  | PQ | AD | 2771.281 | 8102801 | no | no |  |  | no |  |  | 1272327.452 | 15279488.565 |  | -1
node_8102801_200904861 |  |  | PQ | AN | 2771.281 | 8102801 | no | no |  |  | no |  |  | 1272201.867 | 15279371.023 |  | -1
node_8102801_200904862 |  |  | PQ | AD | 2771.281 | 8102801 | no | no |  |  | no |  |  | 1272078.692 | 15279245.607 |  | -1
node_8102801_200904887 |  |  | PQ | AN | 2771.281 | 8102801 | no | no |  |  | no |  |  | 1274054.498 | 15282604.335 |  | -1
node_8102801_200904892 |  |  | PQ | AD | 2771.281 | 8102801 | no | no |  |  | no |  |  | 1274279.593 | 15283003.341 |  | -1
node_8102801_200904893 |  |  | PQ | AN | 2771.281 | 8102801 | no | no |  |  | no |  |  | 1274332.681 | 15283218.415 |  | -1
node_8102801_200904895 |  |  | PQ | AN | 2771.281 | 8102801 | no | no |  |  | no |  |  | 1274384.075 | 15283426.367 |  | -1
node_8102801_200904897 |  |  | PQ | AD | 2771.281 | 8102801 | no | no |  |  | no |  |  | 1274438.309 | 15283681.278 |  | -1
node_8102801_200904898 |  |  | PQ | AN | 2771.281 | 8102801 | no | no |  |  | no |  |  | 1274556.697 | 15283816.048 |  | -1
node_8102801_200904918 |  |  | PQ | AD | 2771.281 | 8102801 | no | no |  |  | no |  |  | 1269996.652 | 15291106.025 |  | -1
node_8102801_200904919 |  |  | PQ | AD | 2771.281 | 8102801 | no | no |  |  | no |  |  | 1270143.227 | 15291188.703 |  | -1
node_8102801_200904920 |  |  | PQ | AN | 2771.281 | 8102801 | no | no |  |  | no |  |  | 1270955.339 | 15293270.9 |  | -1
node_8102801_200904921 |  |  | PQ | AD | 2771.281 | 8102801 | no | no |  |  | no |  |  | 1270889.004 | 15293443.702 |  | -1
node_8102801_200904922 |  |  | PQ | AN | 2771.281 | 8102801 | no | no |  |  | no |  |  | 1270866.439 | 15293564.848 |  | -1
node_8102801_200904923 |  |  | PQ | AN | 2771.281 | 8102801 | no | no |  |  | no |  |  | 1270809.549 | 15293833.882 |  | -1
node_8102801_200904924 |  |  | PQ | AN | 2771.281 | 8102801 | no | no |  |  | no |  |  | 1270765.964 | 15294191.474 |  | -1
node_8102801_200904926 |  |  | PQ | AD | 2771.281 | 8102801 | no | no |  |  | no |  |  | 1270682.546 | 15294539.6 |  | -1
node_8102801_200904927 |  |  | PQ | AD | 2771.281 | 8102801 | no | no |  |  | no |  |  | 1270865.069 | 15294801.42 |  | -1
node_8102801_200904928 |  |  | PQ | AD | 2771.281 | 8102801 | no | no |  |  | no |  |  | 1271046.339 | 15295042.991 |  | -1
node_8102801_200904929 |  |  | PQ | AD | 2771.281 | 8102801 | no | no |  |  | no |  |  | 1271216.494 | 15295300.117 |  | -1
node_8102801_200904930 |  |  | PQ | AD | 2771.281 | 8102801 | no | no |  |  | no |  |  | 1271439.898 | 15295552.432 |  | -1
node_8102801_200904931 |  |  | PQ | AN | 2771.281 | 8102801 | no | no |  |  | no |  |  | 1271634.895 | 15295812.793 |  | -1
node_8102801_200904932 |  |  | PQ | AN | 2771.281 | 8102801 | no | no |  |  | no |  |  | 1270302.114 | 15291264.204 |  | -1
node_8102801_200904933 |  |  | PQ | AD | 2771.281 | 8102801 | no | no |  |  | no |  |  | 1270526.991 | 15291378.194 |  | -1
node_8102801_200904934 |  |  | PQ | AD | 2771.281 | 8102801 | no | no |  |  | no |  |  | 1271761.961 | 15295963.661 |  | -1
node_8102801_200904935 |  |  | PQ | AN | 2771.281 | 8102801 | no | no |  |  | no |  |  | 1271793.345 | 15296133.363 |  | -1
node_8102801_200904936 |  |  | PQ | AD | 2771.281 | 8102801 | no | no |  |  | no |  |  | 1270746.681 | 15291492.285 |  | -1
node_8102801_200904937 |  |  | PQ | AN | 2771.281 | 8102801 | no | no |  |  | no |  |  | 1270930.225 | 15291584.975 |  | -1
node_8102801_200904938 |  |  | PQ | AD | 2771.281 | 8102801 | no | no |  |  | no |  |  | 1271073.757 | 15291776.682 |  | -1
node_8102801_200904939 |  |  | PQ | AN | 2771.281 | 8102801 | no | no |  |  | no |  |  | 1271149.837 | 15291884.505 |  | -1
node_8102801_200904940 |  |  | PQ | AN | 2771.281 | 8102801 | no | no |  |  | no |  |  | 1271099.474 | 15292254.699 |  | -1
node_8102801_200904941 |  |  | PQ | AN | 2771.281 | 8102801 | no | no |  |  | no |  |  | 1271077.577 | 15292529.268 |  | -1
node_8102801_200904942 |  |  | PQ | AD | 2771.281 | 8102801 | no | no |  |  | no |  |  | 1271019.28 | 15292838.572 |  | -1
node_8102801_200904943 |  |  | PQ | AN | 2771.281 | 8102801 | no | no |  |  | no |  |  | 1270986.968 | 15293060.532 |  | -1
node_8102801_200905020 |  |  | PQ | AD | 2771.281 | 8102801 | no | no |  |  | no |  |  | 1265585.182 | 15307571.344 |  | -1
node_8102801_200905021 |  |  | PQ | AD | 2771.281 | 8102801 | no | no |  |  | no |  |  | 1265924.596 | 15307513.619 |  | -1
node_8102801_200905022 |  |  | PQ | AD | 2771.281 | 8102801 | no | no |  |  | no |  |  | 1266117.487 | 15307498.629 |  | -1
node_8102801_200905023 |  |  | PQ | AD | 2771.281 | 8102801 | no | no |  |  | no |  |  | 1266481.097 | 15307438.403 |  | -1
node_8102801_200905024 |  |  | PQ | AD | 2771.281 | 8102801 | no | no |  |  | no |  |  | 1266754.398 | 15307381.406 |  | -1
node_8102801_200905025 |  |  | PQ | AD | 2771.281 | 8102801 | no | no |  |  | no |  |  | 1267045.965 | 15307349.861 |  | -1
node_8102801_200905026 |  |  | PQ | AD | 2771.281 | 8102801 | no | no |  |  | no |  |  | 1267345.664 | 15307301.342 |  | -1
node_8102801_200905027 |  |  | PQ | AN | 2771.281 | 8102801 | no | no |  |  | no |  |  | 1267700.769 | 15307242.886 |  | -1
node_8102801_200905040 |  |  | PQ | AD | 2771.281 | 8102801 | no | no |  |  | no |  |  | 1255779.992 | 15292830.562 |  | -1
node_8102801_200905041 |  |  | PQ | AD | 2771.281 | 8102801 | no | no |  |  | no |  |  | 1255755.095 | 15293084.942 |  | -1
node_8102801_200905042 |  |  | PQ | AD | 2771.281 | 8102801 | no | no |  |  | no |  |  | 1255724.546 | 15293506.187 |  | -1
node_8102801_200905043 |  |  | PQ | AD | 2771.281 | 8102801 | no | no |  |  | no |  |  | 1255690.066 | 15294060.048 |  | -1
node_8102801_200905044 |  |  | PQ | AN | 2771.281 | 8102801 | no | no |  |  | no |  |  | 1255660.184 | 15294518.373 |  | -1
node_8102801_200905045 |  |  | PQ | ABCN | 7199.558 | 8102801 | no | no |  |  | no |  |  | 1274786.656 | 15278087.474 |  | -1
node_8102801_200905046 |  |  | PQ | ABCN | 7199.558 | 8102801 | no | no |  |  | no |  |  | 1274879.171 | 15278234.027 |  | -1
node_8102801_200905047 |  |  | PQ | AN | 7199.558 | 8102801 | no | no |  |  | no |  |  | 1274991.516 | 15278415.745 |  | -1
node_8102801_200905048 |  |  | PQ | AN | 7199.558 | 8102801 | no | no |  |  | no |  |  | 1275040.321 | 15278504.115 |  | -1
node_8102801_200905051 |  |  | PQ | AN | 7199.558 | 8102801 | no | no |  |  | no |  |  | 1275054.763 | 15279187.817 |  | -1
node_8102801_200905054 |  |  | PQ | AN | 7199.558 | 8102801 | no | no |  |  | no |  |  | 1267729.855 | 15269930.975 |  | -1
node_8102801_200905055 |  |  | PQ | AN | 7199.558 | 8102801 | no | no |  |  | no |  |  | 1267799.653 | 15269691.438 |  | -1
node_8102801_200905056 |  |  | PQ | AN | 7199.558 | 8102801 | no | no |  |  | no |  |  | 1267565.456 | 15269718.67 |  | -1
node_8102801_200905058 |  |  | PQ | AN | 7199.558 | 8102801 | no | no |  |  | no |  |  | 1267398.228 | 15269706.813 |  | -1
node_8102801_200905059 |  |  | PQ | AN | 7199.558 | 8102801 | no | no |  |  | no |  |  | 1267283.217 | 15269695.447 |  | -1
node_8102801_200905131 |  |  | PQ | ABCN | 7199.558 | 8102801 | no | no |  |  | no |  |  | 1252359.857 | 15271970.369 |  | -1
node_8102801_200905132 |  |  | PQ | ABCN | 7199.558 | 8102801 | no | no |  |  | no |  |  | 1252216.392 | 15272077.766 |  | -1
node_8102801_200905133 |  |  | PQ | ABCN | 7199.558 | 8102801 | no | no |  |  | no |  |  | 1252064.204 | 15272165.808 |  | -1
node_8102801_200905134 |  |  | PQ | AN | 7199.558 | 8102801 | no | no |  |  | no |  |  | 1252287.966 | 15272449.535 |  | -1
node_8102801_200905135 |  |  | PQ | ABCN | 7199.558 | 8102801 | no | no |  |  | no |  |  | 1251910.308 | 15272308.307 |  | -1
node_8102801_200905136 |  |  | PQ | ABCN | 7199.558 | 8102801 | no | no |  |  | no |  |  | 1251820.216 | 15272373.838 |  | -1
node_8102801_200905137 |  |  | PQ | ABCN | 7199.558 | 8102801 | no | no |  |  | no |  |  | 1251718.826 | 15272451.076 |  | -1
node_8102801_200905138 |  |  | PQ | ABCN | 7199.558 | 8102801 | no | no |  |  | no |  |  | 1251552.141 | 15272584.525 |  | -1
node_8102801_200905139 |  |  | PQ | ABCN | 7199.558 | 8102801 | no | no |  |  | no |  |  | 1251386.424 | 15272711.965 |  | -1
node_8102801_200905150 |  |  | PQ | ABCN | 7199.558 | 8102801 | no | no |  |  | no |  |  | 1261300.88 | 15270632.869 |  | -1
node_8102801_200905151 |  |  | PQ | ABCN | 7199.558 | 8102801 | no | no |  |  | no |  |  | 1261334.667 | 15270856.936 |  | -1
node_8102801_200905152 |  |  | PQ | ABN | 7199.558 | 8102801 | no | no |  |  | no |  |  | 1261357.091 | 15271051.826 |  | -1
node_8102801_200905153 |  |  | PQ | ABN | 7199.558 | 8102801 | no | no |  |  | no |  |  | 1261380.259 | 15271231.991 |  | -1
node_8102801_200905154 |  |  | PQ | ABN | 7199.558 | 8102801 | no | no |  |  | no |  |  | 1261417.522 | 15271270.617 |  | -1
node_8102801_200905155 |  |  | PQ | ABN | 7199.558 | 8102801 | no | no |  |  | no |  |  | 1261767.825 | 15271255.2 |  | -1
node_8102801_200905158 |  |  | PQ | AN | 2771.281 | 8102801 | no | no |  |  | no |  |  | 1271341.834 | 15285633.848 |  | -1
node_8102801_200905159 |  |  | PQ | AD | 2771.281 | 8102801 | no | no |  |  | no |  |  | 1271166.842 | 15285664.805 |  | -1
node_8102801_200905160 |  |  | PQ | AD | 2771.281 | 8102801 | no | no |  |  | no |  |  | 1270952.162 | 15285602.906 |  | -1
node_8102801_200905161 |  |  | PQ | AD | 2771.281 | 8102801 | no | no |  |  | no |  |  | 1270609.611 | 15285678.124 |  | -1
node_8102801_200905162 |  |  | PQ | AN | 2771.281 | 8102801 | no | no |  |  | no |  |  | 1270323.245 | 15285724.775 |  | -1
node_8102801_200905163 |  |  | PQ | AN | 2771.281 | 8102801 | no | no |  |  | no |  |  | 1269843.483 | 15285782.543 |  | -1
node_8102801_200905164 |  |  | PQ | AD | 2771.281 | 8102801 | no | no |  |  | no |  |  | 1269467.015 | 15285693.124 |  | -1
node_8102801_200905165 |  |  | PQ | AN | 2771.281 | 8102801 | no | no |  |  | no |  |  | 1269103.395 | 15285582.923 |  | -1
node_8102801_200905166 |  |  | PQ | ABCN | 7199.558 | 8102801 | no | no |  |  | no |  |  | 1272741.659 | 15273285.777 |  | -1
node_8102801_200905167 |  |  | PQ | ABCN | 7199.558 | 8102801 | no | no |  |  | no |  |  | 1272544.953 | 15273297.715 |  | -1
node_8102801_200905168 |  |  | PQ | ABCN | 7199.558 | 8102801 | no | no |  |  | no |  |  | 1272325.767 | 15273314.024 |  | -1
node_8102801_200905169 |  |  | PQ | ABCN | 7199.558 | 8102801 | no | no |  |  | no |  |  | 1272137.414 | 15273323.146 |  | -1
node_8102801_200905170 |  |  | PQ | ABCN | 7199.558 | 8102801 | no | no |  |  | no |  |  | 1273364.338 | 15273255.705 |  | -1
node_8102801_200905171 |  |  | PQ | ABCN | 7199.558 | 8102801 | no | no |  |  | no |  |  | 1273135.833 | 15273264.18 |  | -1
node_8102801_200905172 |  |  | PQ | ABCN | 7199.558 | 8102801 | no | no |  |  | no |  |  | 1272936.291 | 15273275.049 |  | -1
node_8102801_200905231 |  |  | PQ | AN | 2771.281 | 8102801 | no | no |  |  | no |  |  | 1260139.071 | 15272206.743 |  | -1
node_8102801_200905233 |  |  | PQ | AD | 2771.281 | 8102801 | no | no |  |  | no |  |  | 1260281.896 | 15272326.655 |  | -1
node_8102801_200905234 |  |  | PQ | AN | 2771.281 | 8102801 | no | no |  |  | no |  |  | 1260587.704 | 15272532.95 |  | -1
node_8102801_200905236 |  |  | PQ | AD | 2771.281 | 8102801 | no | no |  |  | no |  |  | 1260734.885 | 15272464.84 |  | -1
node_8102801_200905237 |  |  | PQ | AD | 2771.281 | 8102801 | no | no |  |  | no |  |  | 1260881.737 | 15272323.547 |  | -1
node_8102801_200905238 |  |  | PQ | AN | 2771.281 | 8102801 | no | no |  |  | no |  |  | 1260989.433 | 15272524.506 |  | -1
node_8102801_200905239 |  |  | PQ | AN | 2771.281 | 8102801 | no | no |  |  | no |  |  | 1260940.242 | 15272266.893 |  | -1
node_8102801_200905247 |  |  | PQ | AN | 2771.281 | 8102801 | no | no |  |  | no |  |  | 1257778.271 | 15276430.256 |  | -1
node_8102801_200905248 |  |  | PQ | AD | 2771.281 | 8102801 | no | no |  |  | no |  |  | 1257477.75 | 15276462.55 |  | -1
node_8102801_200905249 |  |  | PQ | AD | 2771.281 | 8102801 | no | no |  |  | no |  |  | 1257183.512 | 15276495.198 |  | -1
node_8102801_200905250 |  |  | PQ | AD | 2771.281 | 8102801 | no | no |  |  | no |  |  | 1256849.946 | 15276521.699 |  | -1
node_8102801_200905251 |  |  | PQ | AD | 2771.281 | 8102801 | no | no |  |  | no |  |  | 1256783.06 | 15276325.407 |  | -1
node_8102801_200905252 |  |  | PQ | AD | 2771.281 | 8102801 | no | no |  |  | no |  |  | 1256672.951 | 15276081.677 |  | -1
node_8102801_200905253 |  |  | PQ | AN | 2771.281 | 8102801 | no | no |  |  | no |  |  | 1256624.622 | 15275907.204 |  | -1
node_8102801_200905254 |  |  | PQ | AN | 2771.281 | 8102801 | no | no |  |  | no |  |  | 1256451.786 | 15276107.68 |  | -1
node_8102801_200905255 |  |  | PQ | AD | 2771.281 | 8102801 | no | no |  |  | no |  |  | 1255788.055 | 15288692.08 |  | -1
node_8102801_200905256 |  |  | PQ | AD | 2771.281 | 8102801 | no | no |  |  | no |  |  | 1255779.47 | 15288392.332 |  | -1
node_8102801_200905257 |  |  | PQ | AD | 2771.281 | 8102801 | no | no |  |  | no |  |  | 1255764.059 | 15288053.157 |  | -1
node_8102801_200905258 |  |  | PQ | AN | 2771.281 | 8102801 | no | no |  |  | no |  |  | 1255761.651 | 15287771.737 |  | -1
node_8102801_200905260 |  |  | PQ | AN | 2771.281 | 8102801 | no | no |  |  | no |  |  | 1255749.986 | 15287503.87 |  | -1
node_8102801_200905262 |  |  | PQ | AN | 2771.281 | 8102801 | no | no |  |  | no |  |  | 1256143.913 | 15279550.892 |  | -1
node_8102801_200905263 |  |  | PQ | AD | 2771.281 | 8102801 | no | no |  |  | no |  |  | 1257489.652 | 15279808.898 |  | -1
node_8102801_200905264 |  |  | PQ | AD | 2771.281 | 8102801 | no | no |  |  | no |  |  | 1257240.725 | 15279847.318 |  | -1
node_8102801_200905265 |  |  | PQ | AD | 2771.281 | 8102801 | no | no |  |  | no |  |  | 1256976.021 | 15279897.492 |  | -1
node_8102801_200905266 |  |  | PQ | AN | 2771.281 | 8102801 | no | no |  |  | no |  |  | 1256616.544 | 15279944.738 |  | -1
node_8102801_200905267 |  |  | PQ | AN | 2771.281 | 8102801 | no | no |  |  | no |  |  | 1256258.594 | 15280005.305 |  | -1
node_8102801_200905306 |  |  | PQ | AD | 2771.281 | 8102801 | no | no |  |  | no |  |  | 1263783.793 | 15279467.388 |  | -1
node_8102801_200905307 |  |  | PQ | AD | 2771.281 | 8102801 | no | no |  |  | no |  |  | 1264061.793 | 15279348.266 |  | -1
node_8102801_200905308 |  |  | PQ | AN | 2771.281 | 8102801 | no | no |  |  | no |  |  | 1264327.088 | 15279215.161 |  | -1
node_8102801_200905309 |  |  | PQ | AD | 2771.281 | 8102801 | no | no |  |  | no |  |  | 1264606.206 | 15278983.63 |  | -1
node_8102801_200905310 |  |  | PQ | AD | 2771.281 | 8102801 | no | no |  |  | no |  |  | 1264871.61 | 15278770.294 |  | -1
node_8102801_200905311 |  |  | PQ | AN | 2771.281 | 8102801 | no | no |  |  | no |  |  | 1265134.33 | 15278603.49 |  | -1
node_8102801_200905312 |  |  | PQ | AD | 2771.281 | 8102801 | no | no |  |  | no |  |  | 1265142.973 | 15278649.15 |  | -1
node_8102801_200905313 |  |  | PQ | AN | 2771.281 | 8102801 | no | no |  |  | no |  |  | 1265320.412 | 15278458.511 |  | -1
node_8102801_200905400 |  |  | PQ | AN | 2771.281 | 8102801 | no | no |  |  | no |  |  | 1272291.889 | 15283985.904 |  | -1
node_8102801_200905403 |  |  | PQ | AN | 2771.281 | 8102801 | no | no |  |  | no |  |  | 1272069.319 | 15284086.917 |  | -1
node_8102801_200905409 |  |  | PQ | AD | 2771.281 | 8102801 | no | no |  |  | no |  |  | 1265553.675 | 15300229.223 |  | -1
node_8102801_200905410 |  |  | PQ | AD | 2771.281 | 8102801 | no | no |  |  | no |  |  | 1267976.175 | 15300186.312 |  | -1
node_8102801_200905411 |  |  | PQ | AN | 2771.281 | 8102801 | no | no |  |  | no |  |  | 1268125.322 | 15300175.845 |  | -1
node_8102801_200905412 |  |  | PQ | AN | 2771.281 | 8102801 | no | no |  |  | no |  |  | 1268400.775 | 15300163.706 |  | -1
node_8102801_200905414 |  |  | PQ | AD | 2771.281 | 8102801 | no | no |  |  | no |  |  | 1268653.657 | 15300170.138 |  | -1
node_8102801_200905415 |  |  | PQ | AN | 2771.281 | 8102801 | no | no |  |  | no |  |  | 1268902.175 | 15300356.621 |  | -1
node_8102801_200905416 |  |  | PQ | AD | 2771.281 | 8102801 | no | no |  |  | no |  |  | 1268853.56 | 15300734.054 |  | -1
node_8102801_200905417 |  |  | PQ | AD | 2771.281 | 8102801 | no | no |  |  | no |  |  | 1268786.201 | 15301088.501 |  | -1
node_8102801_200905418 |  |  | PQ | AN | 2771.281 | 8102801 | no | no |  |  | no |  |  | 1268716.565 | 15301460.146 |  | -1
node_8102801_200905420 |  |  | PQ | AN | 2771.281 | 8102801 | no | no |  |  | no |  |  | 1265844.076 | 15300220.825 |  | -1
node_8102801_200905422 |  |  | PQ | AD | 2771.281 | 8102801 | no | no |  |  | no |  |  | 1266142.01 | 15300210.331 |  | -1
node_8102801_200905423 |  |  | PQ | AD | 2771.281 | 8102801 | no | no |  |  | no |  |  | 1266438.764 | 15300201.478 |  | -1
node_8102801_200905424 |  |  | PQ | AN | 2771.281 | 8102801 | no | no |  |  | no |  |  | 1266703.113 | 15300222.498 |  | -1
node_8102801_200905425 |  |  | PQ | AN | 2771.281 | 8102801 | no | no |  |  | no |  |  | 1267009.338 | 15300190.096 |  | -1
node_8102801_200905426 |  |  | PQ | AN | 2771.281 | 8102801 | no | no |  |  | no |  |  | 1267310.427 | 15300186.782 |  | -1
node_8102801_200905428 |  |  | PQ | AN | 2771.281 | 8102801 | no | no |  |  | no |  |  | 1267486.459 | 15300182.313 |  | -1
node_8102801_200905429 |  |  | PQ | AD | 2771.281 | 8102801 | no | no |  |  | no |  |  | 1267747.447 | 15300178.83 |  | -1
node_8102801_200905442 |  |  | PQ | AN | 7199.558 | 8102801 | no | no |  |  | no |  |  | 1272131.83 | 15274137.348 |  | -1
node_8102801_200905443 |  |  | PQ | AN | 7199.558 | 8102801 | no | no |  |  | no |  |  | 1272024.839 | 15273954.273 |  | -1
node_8102801_200905444 |  |  | PQ | AN | 7199.558 | 8102801 | no | no |  |  | no |  |  | 1271876.86 | 15273653.858 |  | -1
node_8102801_200905445 |  |  | PQ | AN | 7199.558 | 8102801 | no | no |  |  | no |  |  | 1271724.582 | 15273810.6 |  | -1
node_8102801_200905447 |  |  | PQ | AN | 2771.281 | 8102801 | no | no |  |  | no |  |  | 1257281.36 | 15280769.101 |  | -1
node_8102801_200905449 |  |  | PQ | AN | 2771.281 | 8102801 | no | no |  |  | no |  |  | 1255780.087 | 15281831.457 |  | -1
node_8102801_200905450 |  |  | PQ | AD | 2771.281 | 8102801 | no | no |  |  | no |  |  | 1256907.364 | 15280795.738 |  | -1
node_8102801_200905451 |  |  | PQ | AD | 2771.281 | 8102801 | no | no |  |  | no |  |  | 1256580.511 | 15280819.057 |  | -1
node_8102801_200905452 |  |  | PQ | AD | 2771.281 | 8102801 | no | no |  |  | no |  |  | 1256258.808 | 15280847.925 |  | -1
node_8102801_200905453 |  |  | PQ | AD | 2771.281 | 8102801 | no | no |  |  | no |  |  | 1255970.612 | 15280864.678 |  | -1
node_8102801_200905455 |  |  | PQ | AD | 2771.281 | 8102801 | no | no |  |  | no |  |  | 1255511.464 | 15280953.868 |  | -1
node_8102801_200905456 |  |  | PQ | AD | 2771.281 | 8102801 | no | no |  |  | no |  |  | 1255548.151 | 15281301.643 |  | -1
node_8102801_200905457 |  |  | PQ | AD | 2771.281 | 8102801 | no | no |  |  | no |  |  | 1255590.617 | 15281689.199 |  | -1
node_8102801_200905477 |  |  | PQ | AN | 2771.281 | 8102801 | no | no |  |  | no |  |  | 1251412.406 | 15289477.37 |  | -1
node_8102801_200905478 |  |  | PQ | AD | 2771.281 | 8102801 | no | no |  |  | no |  |  | 1251747.058 | 15288969.385 |  | -1
node_8102801_200905479 |  |  | PQ | AD | 2771.281 | 8102801 | no | no |  |  | no |  |  | 1251751.782 | 15289217.269 |  | -1
node_8102801_200905480 |  |  | PQ | AD | 2771.281 | 8102801 | no | no |  |  | no |  |  | 1251455.469 | 15289204.507 |  | -1
node_8102801_200905481 |  |  | PQ | AD | 2771.281 | 8102801 | no | no |  |  | no |  |  | 1251137.331 | 15289217.623 |  | -1
node_8102801_200905482 |  |  | PQ | AD | 2771.281 | 8102801 | no | no |  |  | no |  |  | 1250752.001 | 15289222.572 |  | -1
node_8102801_200905483 |  |  | PQ | AN | 2771.281 | 8102801 | no | no |  |  | no |  |  | 1250395.586 | 15289551.316 |  | -1
node_8102801_200905501 |  |  | PQ | AN | 7199.558 | 8102801 | no | no |  |  | no |  |  | 1252691.275 | 15274052.114 |  | -1
node_8102801_200905502 |  |  | PQ | AN | 7199.558 | 8102801 | no | no |  |  | no |  |  | 1252415.751 | 15272006.593 |  | -1
node_8102801_200905503 |  |  | PQ | AN | 7199.558 | 8102801 | no | no |  |  | no |  |  | 1252525.109 | 15272346.998 |  | -1
node_8102801_200905504 |  |  | PQ | AN | 7199.558 | 8102801 | no | no |  |  | no |  |  | 1252622.4 | 15272680.848 |  | -1
node_8102801_200905505 |  |  | PQ | AN | 7199.558 | 8102801 | no | no |  |  | no |  |  | 1252724.827 | 15273008.359 |  | -1
node_8102801_200905506 |  |  | PQ | AN | 7199.558 | 8102801 | no | no |  |  | no |  |  | 1252563.839 | 15273091.91 |  | -1
node_8102801_200905507 |  |  | PQ | AN | 7199.558 | 8102801 | no | no |  |  | no |  |  | 1252838.193 | 15273171.179 |  | -1
node_8102801_200905508 |  |  | PQ | AD | 2771.281 | 8102801 | no | no |  |  | no |  |  | 1265121.769 | 15298583.82 |  | -1
node_8102801_200905509 |  |  | PQ | AN | 2771.281 | 8102801 | no | no |  |  | no |  |  | 1264938.747 | 15298696.685 |  | -1
node_8102801_200905510 |  |  | PQ | AD | 2771.281 | 8102801 | no | no |  |  | no |  |  | 1264782.421 | 15298776.807 |  | -1
node_8102801_200905511 |  |  | PQ | AN | 2771.281 | 8102801 | no | no |  |  | no |  |  | 1264669.078 | 15298825.507 |  | -1
node_8102801_200905512 |  |  | PQ | AD | 2771.281 | 8102801 | no | no |  |  | no |  |  | 1264650.511 | 15298892.022 |  | -1
node_8102801_200905513 |  |  | PQ | AN | 2771.281 | 8102801 | no | no |  |  | no |  |  | 1264644.421 | 15299101.834 |  | -1
node_8102801_200905514 |  |  | PQ | AD | 2771.281 | 8102801 | no | no |  |  | no |  |  | 1264408.174 | 15298961.889 |  | -1
node_8102801_200905515 |  |  | PQ | AD | 2771.281 | 8102801 | no | no |  |  | no |  |  | 1264147.216 | 15299071.275 |  | -1
node_8102801_200905516 |  |  | PQ | AN | 2771.281 | 8102801 | no | no |  |  | no |  |  | 1263859.067 | 15299196.644 |  | -1
node_8102801_200905517 |  |  | PQ | AD | 2771.281 | 8102801 | no | no |  |  | no |  |  | 1263578.782 | 15299315.433 |  | -1
node_8102801_200905518 |  |  | PQ | AD | 2771.281 | 8102801 | no | no |  |  | no |  |  | 1263425.926 | 15299386.023 |  | -1
node_8102801_200905519 |  |  | PQ | AN | 2771.281 | 8102801 | no | no |  |  | no |  |  | 1263268.241 | 15299452.661 |  | -1
node_8102801_200905520 |  |  | PQ | AD | 2771.281 | 8102801 | no | no |  |  | no |  |  | 1263131.553 | 15299695.136 |  | -1
node_8102801_200905521 |  |  | PQ | AD | 2771.281 | 8102801 | no | no |  |  | no |  |  | 1263002.968 | 15299936.199 |  | -1
node_8102801_200905522 |  |  | PQ | AD | 2771.281 | 8102801 | no | no |  |  | no |  |  | 1262832.915 | 15300258.664 |  | -1
node_8102801_200905523 |  |  | PQ | AD | 2771.281 | 8102801 | no | no |  |  | no |  |  | 1262656.606 | 15300591.755 |  | -1
node_8102801_200905524 |  |  | PQ | AD | 2771.281 | 8102801 | no | no |  |  | no |  |  | 1262424.191 | 15301019.989 |  | -1
node_8102801_200905525 |  |  | PQ | AD | 2771.281 | 8102801 | no | no |  |  | no |  |  | 1262221.08 | 15301398.668 |  | -1
node_8102801_200905526 |  |  | PQ | AN | 2771.281 | 8102801 | no | no |  |  | no |  |  | 1262178.869 | 15301536.008 |  | -1
node_8102801_200905527 |  |  | PQ | AN | 2771.281 | 8102801 | no | no |  |  | no |  |  | 1262105.79 | 15301782.95 |  | -1
node_8102801_200905529 |  |  | PQ | AD | 2771.281 | 8102801 | no | no |  |  | no |  |  | 1262043.237 | 15301953.726 |  | -1
node_8102801_200905530 |  |  | PQ | AD | 2771.281 | 8102801 | no | no |  |  | no |  |  | 1262072.623 | 15302005.019 |  | -1
node_8102801_200905531 |  |  | PQ | AD | 2771.281 | 8102801 | no | no |  |  | no |  |  | 1261854.853 | 15302474.805 |  | -1
node_8102801_200905532 |  |  | PQ | AD | 2771.281 | 8102801 | no | no |  |  | no |  |  | 1261735.82 | 15302714.353 |  | -1
node_8102801_200905535 |  |  | PQ | AD | 2771.281 | 8102801 | no | no |  |  | no |  |  | 1261594.378 | 15302914.677 |  | -1
node_8102801_200905536 |  |  | PQ | AD | 2771.281 | 8102801 | no | no |  |  | no |  |  | 1261433.845 | 15303153.283 |  | -1
node_8102801_200905537 |  |  | PQ | AD | 2771.281 | 8102801 | no | no |  |  | no |  |  | 1261241.358 | 15303296.753 |  | -1
node_8102801_200905538 |  |  | PQ | AD | 2771.281 | 8102801 | no | no |  |  | no |  |  | 1261001.926 | 15303326.097 |  | -1
node_8102801_200905539 |  |  | PQ | AD | 2771.281 | 8102801 | no | no |  |  | no |  |  | 1260702.365 | 15303276.688 |  | -1
node_8102801_200905540 |  |  | PQ | AD | 2771.281 | 8102801 | no | no |  |  | no |  |  | 1260405.672 | 15303304.271 |  | -1
node_8102801_200905541 |  |  | PQ | AN | 2771.281 | 8102801 | no | no |  |  | no |  |  | 1260232.994 | 15303372.542 |  | -1
node_8102801_200905542 |  |  | PQ | AD | 2771.281 | 8102801 | no | no |  |  | no |  |  | 1259886.62 | 15303600.912 |  | -1
node_8102801_200905543 |  |  | PQ | AN | 2771.281 | 8102801 | no | no |  |  | no |  |  | 1259561.734 | 15303785.276 |  | -1
node_8102801_200905545 |  |  | PQ | AD | 2771.281 | 8102801 | no | no |  |  | no |  |  | 1259332.285 | 15303897.985 |  | -1
node_8102801_200905546 |  |  | PQ | AD | 2771.281 | 8102801 | no | no |  |  | no |  |  | 1259103.123 | 15303998.379 |  | -1
node_8102801_200905547 |  |  | PQ | AD | 2771.281 | 8102801 | no | no |  |  | no |  |  | 1258850.064 | 15304111.167 |  | -1
node_8102801_200905548 |  |  | PQ | AD | 2771.281 | 8102801 | no | no |  |  | no |  |  | 1258612.691 | 15304216.408 |  | -1
node_8102801_200905549 |  |  | PQ | AD | 2771.281 | 8102801 | no | no |  |  | no |  |  | 1258358.327 | 15304326.536 |  | -1
node_8102801_200905550 |  |  | PQ | AD | 2771.281 | 8102801 | no | no |  |  | no |  |  | 1258190.26 | 15304408.269 |  | -1
node_8102801_200905551 |  |  | PQ | AD | 2771.281 | 8102801 | no | no |  |  | no |  |  | 1258107.25 | 15304596.037 |  | -1
node_8102801_200905552 |  |  | PQ | AN | 2771.281 | 8102801 | no | no |  |  | no |  |  | 1258119.148 | 15304891.892 |  | -1
node_8102801_200905553 |  |  | PQ | AD | 2771.281 | 8102801 | no | no |  |  | no |  |  | 1257931.853 | 15304476.738 |  | -1
node_8102801_200905554 |  |  | PQ | AD | 2771.281 | 8102801 | no | no |  |  | no |  |  | 1257742.483 | 15304517.407 |  | -1
node_8102801_200905555 |  |  | PQ | AD | 2771.281 | 8102801 | no | no |  |  | no |  |  | 1257709.578 | 15304764.714 |  | -1
node_8102801_200905556 |  |  | PQ | AD | 2771.281 | 8102801 | no | no |  |  | no |  |  | 1257810.229 | 15305005.436 |  | -1
node_8102801_200905557 |  |  | PQ | AN | 2771.281 | 8102801 | no | no |  |  | no |  |  | 1257960.354 | 15305227.599 |  | -1
node_8102801_200905558 |  |  | PQ | AD | 2771.281 | 8102801 | no | no |  |  | no |  |  | 1257516.17 | 15304581.202 |  | -1
node_8102801_200905559 |  |  | PQ | AD | 2771.281 | 8102801 | no | no |  |  | no |  |  | 1257177.629 | 15304667.905 |  | -1
node_8102801_200905560 |  |  | PQ | AD | 2771.281 | 8102801 | no | no |  |  | no |  |  | 1256927.756 | 15304730.637 |  | -1
node_8102801_200905561 |  |  | PQ | AN | 2771.281 | 8102801 | no | no |  |  | no |  |  | 1256626.388 | 15304809.232 |  | -1
node_8102801_200905562 |  |  | PQ | AD | 2771.281 | 8102801 | no | no |  |  | no |  |  | 1256458.358 | 15304876.095 |  | -1
node_8102801_200905563 |  |  | PQ | AN | 2771.281 | 8102801 | no | no |  |  | no |  |  | 1256213.235 | 15304909.47 |  | -1
node_8102801_200905564 |  |  | PQ | AD | 2771.281 | 8102801 | no | no |  |  | no |  |  | 1255924.851 | 15304932.339 |  | -1
node_8102801_200905566 |  |  | PQ | AN | 2771.281 | 8102801 | no | no |  |  | no |  |  | 1255608.071 | 15305023.336 |  | -1
node_8102801_200905568 |  |  | PQ | AD | 2771.281 | 8102801 | no | no |  |  | no |  |  | 1255266.176 | 15305125.716 |  | -1
node_8102801_200905569 |  |  | PQ | AN | 2771.281 | 8102801 | no | no |  |  | no |  |  | 1254974.228 | 15305213.057 |  | -1
node_8102801_200905570 |  |  | PQ | AN | 2771.281 | 8102801 | no | no |  |  | no |  |  | 1254598.225 | 15305354.121 |  | -1
node_8102801_200905571 |  |  | PQ | AN | 2771.281 | 8102801 | no | no |  |  | no |  |  | 1254524.773 | 15305056.33 |  | -1
node_8102801_200905573 |  |  | PQ | AN | 2771.281 | 8102801 | no | no |  |  | no |  |  | 1254328.972 | 15305367.104 |  | -1
node_8102801_200905575 |  |  | PQ | AN | 2771.281 | 8102801 | no | no |  |  | no |  |  | 1254010.381 | 15305361.995 |  | -1
node_8102801_200905576 |  |  | PQ | AN | 2771.281 | 8102801 | no | no |  |  | no |  |  | 1253690.022 | 15305354.599 |  | -1
node_8102801_200905577 |  |  | PQ | AD | 2771.281 | 8102801 | no | no |  |  | no |  |  | 1266381.192 | 15297038.718 |  | -1
node_8102801_200905579 |  |  | PQ | AN | 2771.281 | 8102801 | no | no |  |  | no |  |  | 1266196.076 | 15297026.914 |  | -1
node_8102801_200905581 |  |  | PQ | AD | 2771.281 | 8102801 | no | no |  |  | no |  |  | 1265845.313 | 15297020.855 |  | -1
node_8102801_200905582 |  |  | PQ | AD | 2771.281 | 8102801 | no | no |  |  | no |  |  | 1265499.328 | 15297006.832 |  | -1
node_8102801_200905583 |  |  | PQ | AD | 2771.281 | 8102801 | no | no |  |  | no |  |  | 1265204.355 | 15296981.848 |  | -1
node_8102801_200905584 |  |  | PQ | AN | 2771.281 | 8102801 | no | no |  |  | no |  |  | 1264928.09 | 15297116.485 |  | -1
node_8102801_200905585 |  |  | PQ | AD | 2771.281 | 8102801 | no | no |  |  | no |  |  | 1264643.492 | 15297258.303 |  | -1
node_8102801_200905586 |  |  | PQ | AN | 2771.281 | 8102801 | no | no |  |  | no |  |  | 1264301.549 | 15297315.087 |  | -1
node_8102801_200905588 |  |  | PQ | AD | 2771.281 | 8102801 | no | no |  |  | no |  |  | 1254753.363 | 15278650.236 |  | -1
node_8102801_200905589 |  |  | PQ | AD | 2771.281 | 8102801 | no | no |  |  | no |  |  | 1254532.835 | 15278367.646 |  | -1
node_8102801_200905590 |  |  | PQ | AD | 2771.281 | 8102801 | no | no |  |  | no |  |  | 1254316.204 | 15278090.499 |  | -1
node_8102801_200905591 |  |  | PQ | AN | 2771.281 | 8102801 | no | no |  |  | no |  |  | 1254133.517 | 15277811.232 |  | -1
node_8102801_200905592 |  |  | PQ | AD | 2771.281 | 8102801 | no | no |  |  | no |  |  | 1255453.751 | 15280629.223 |  | -1
node_8102801_200905593 |  |  | PQ | AD | 2771.281 | 8102801 | no | no |  |  | no |  |  | 1255439.913 | 15280379.639 |  | -1
node_8102801_200905594 |  |  | PQ | AD | 2771.281 | 8102801 | no | no |  |  | no |  |  | 1255425.016 | 15280104.66 |  | -1
node_8102801_200905595 |  |  | PQ | AD | 2771.281 | 8102801 | no | no |  |  | no |  |  | 1255400.22 | 15279755.515 |  | -1
node_8102801_200905596 |  |  | PQ | AD | 2771.281 | 8102801 | no | no |  |  | no |  |  | 1255386.462 | 15279537.302 |  | -1
node_8102801_200905597 |  |  | PQ | AD | 2771.281 | 8102801 | no | no |  |  | no |  |  | 1255344.015 | 15279412.394 |  | -1
node_8102801_200905598 |  |  | PQ | AD | 2771.281 | 8102801 | no | no |  |  | no |  |  | 1255183.252 | 15279199.836 |  | -1
node_8102801_200905599 |  |  | PQ | AD | 2771.281 | 8102801 | no | no |  |  | no |  |  | 1254970.094 | 15278925.379 |  | -1
node_8102801_200905610 |  |  | PQ | AD | 2771.281 | 8102801 | no | no |  |  | no |  |  | 1260884.652 | 15274866.368 |  | -1
node_8102801_200905611 |  |  | PQ | AN | 2771.281 | 8102801 | no | no |  |  | no |  |  | 1260723.722 | 15274516.361 |  | -1
node_8102801_200908231 |  |  | PQ | AD | 2771.281 | 8102801 | no | no |  |  | no |  |  | 1250014.106 | 15283457.988 |  | -1
node_8102801_200908233 |  |  | PQ | AD | 2771.281 | 8102801 | no | no |  |  | no |  |  | 1247548.175 | 15273520.06 |  | -1
node_8102801_200908234 |  |  | PQ | AD | 2771.281 | 8102801 | no | no |  |  | no |  |  | 1256203.275 | 15279701.828 |  | -1
node_8102801_200912917 |  |  | PQ | AD | 2771.281 | 8102801 | no | no |  |  | no |  |  | 1262627.426 | 15277611.617 |  | -1
node_8102801_200912929 |  |  | PQ | ABCN | 7199.558 | 8102801 | no | no |  |  | no |  |  | 1274838.04 | 15273153.707 |  | -1
node_8102801_200937232 |  |  | PQ | AD | 2771.281 | 8102801 | no | no |  |  | no |  |  | 1244699.386 | 15274709.418 |  | -1
node_8102801_200940907 |  |  | PQ | AD | 7199.558 | 8102801 | no | no |  |  | no |  |  | 1246111.197 | 15276407.891 |  | -1
node_8102801_200940931 |  |  | PQ | AD | 2771.281 | 8102801 | no | no |  |  | no |  |  | 1271115.463 | 15278499.982 |  | -1
node_8102801_200940932 |  |  | PQ | AN | 2771.281 | 8102801 | no | no |  |  | no |  |  | 1272575.765 | 15279731.8 |  | -1
node_8102801_200941185 |  |  | PQ | ABCN | 7199.558 | 8102801 | no | no |  |  | no |  |  | 1262900.099 | 15270572.698 |  | -1
node_8102801_200943347 |  |  | PQ | AN | 2771.281 | 8102801 | no | no |  |  | no |  |  | 1250345.214 | 15287552.75 |  | -1
node_8102801_200944345 |  |  | PQ | ABCN | 7199.558 | 8102801 | no | no |  |  | no |  |  | 1272073.241 | 15273323.891 |  | -1
node_8102801_200944346 |  |  | PQ | ABCN | 7199.558 | 8102801 | no | no |  |  | no |  |  | 1271298.114 | 15271222.814 |  | -1
node_8102801_200944347 |  |  | PQ | ABCN | 7199.558 | 8102801 | no | no |  |  | no |  |  | 1272045.996 | 15273328.575 |  | -1
node_8102801_200944349 |  |  | PQ | ABCN | 7199.558 | 8102801 | no | no |  |  | no |  |  | 1272000.885 | 15273158.386 |  | -1
node_8102801_200944350 |  |  | PQ | ABCN | 7199.558 | 8102801 | no | no |  |  | no |  |  | 1271952.5 | 15272994.275 |  | -1
node_8102801_200944351 |  |  | PQ | ABCN | 7199.558 | 8102801 | no | no |  |  | no |  |  | 1271904.165 | 15272689.632 |  | -1
node_8102801_200944352 |  |  | PQ | ABCN | 7199.558 | 8102801 | no | no |  |  | no |  |  | 1271840.273 | 15272447.212 |  | -1
node_8102801_200944353 |  |  | PQ | ABCN | 7199.558 | 8102801 | no | no |  |  | no |  |  | 1271805.213 | 15272305.246 |  | -1
node_8102801_200944354 |  |  | PQ | ABCN | 7199.558 | 8102801 | no | no |  |  | no |  |  | 1271764.971 | 15272161.139 |  | -1
node_8102801_200944355 |  |  | PQ | ABCN | 7199.558 | 8102801 | no | no |  |  | no |  |  | 1271839.914 | 15272126.768 |  | -1
node_8102801_200944356 |  |  | PQ | ABCN | 7199.558 | 8102801 | no | no |  |  | no |  |  | 1271782.85 | 15271791.451 |  | -1
node_8102801_200946840 |  |  | PQ | AD | 7199.558 | 8102801 | no | no |  |  | no |  |  | 1245903.444 | 15278322.044 |  | -1
node_8102801_200947754 |  |  | PQ | AN | 7199.558 | 8102801 | no | no |  |  | no |  |  | 1247486.504 | 15276097.298 |  | -1
node_8102801_200950189 |  |  | PQ | AN | 2771.281 | 8102801 | no | no |  |  | no |  |  | 1266775.586 | 15277074.449 |  | -1
node_8102801_200950747 |  |  | PQ | AN | 2771.281 | 8102801 | no | no |  |  | no |  |  | 1267215.549 | 15295921.112 |  | -1
node_8102801_200957469 |  |  | PQ | AD | 7199.558 | 8102801 | no | no |  |  | no |  |  | 1245323.859 | 15279332.818 |  | -1
node_8102801_200958587 |  |  | PQ | AN | 2771.281 | 8102801 | no | no |  |  | no |  |  | 1242042.006 | 15268533.883 |  | -1
node_8102801_200959845 |  |  | PQ | AN | 2771.281 | 8102801 | no | no |  |  | no |  |  | 1265903.945 | 15284292.794 |  | -1
node_8102801_200959984 |  |  | PQ | AD | 2771.281 | 8102801 | no | no |  |  | no |  |  | 1273946.334 | 15281103.862 |  | -1
node_8102801_200959985 |  |  | PQ | AN | 2771.281 | 8102801 | no | no |  |  | no |  |  | 1273766.402 | 15281203.89 |  | -1
node_8102801_200961736 |  |  | PQ | AN | 2771.281 | 8102801 | no | no |  |  | no |  |  | 1272395.732 | 15284560.559 |  | -1
node_8102801_200964421 |  |  | PQ | AD | 2771.281 | 8102801 | no | no |  |  | no |  |  | 1257717.44 | 15277623.651 |  | -1
node_8102801_200964422 |  |  | PQ | AN | 2771.281 | 8102801 | no | no |  |  | no |  |  | 1257873.074 | 15277715.95 |  | -1
node_8102801_200965246 |  |  | PQ | AD | 2771.281 | 8102801 | no | no |  |  | no |  |  | 1260574.08 | 15310029.249 |  | -1
node_8102801_200966109 |  |  | PQ | AN | 2771.281 | 8102801 | no | no |  |  | no |  |  | 1250107.87 | 15282689.517 |  | -1
node_8102801_200966110 |  |  | PQ | AN | 2771.281 | 8102801 | no | no |  |  | no |  |  | 1249513.01 | 15282830.224 |  | -1
node_8102801_200970186 |  |  | PQ | AN | 2771.281 | 8102801 | no | no |  |  | no |  |  | 1254151.986 | 15281720.107 |  | -1
node_8102801_200970723 |  |  | PQ | AD | 2771.281 | 8102801 | no | no |  |  | no |  |  | 1252006.309 | 15289229.351 |  | -1
node_8102801_200970724 |  |  | PQ | AD | 2771.281 | 8102801 | no | no |  |  | no |  |  | 1252260.543 | 15289219.617 |  | -1
node_8102801_200972335 |  |  | PQ | AN | 2771.281 | 8102801 | no | no |  |  | no |  |  | 1245017.268 | 15273200.231 |  | -1
node_8102801_200972386 |  |  | PQ | AN | 2771.281 | 8102801 | no | no |  |  | no |  |  | 1257401.589 | 15310945.911 |  | -1
node_8102801_200972388 |  |  | PQ | AN | 7199.558 | 8102801 | no | no |  |  | no |  |  | 1269240.794 | 15270270.479 |  | -1
node_8102801_200972455 |  |  | PQ | AD | 2771.281 | 8102801 | no | no |  |  | no |  |  | 1259757.826 | 15272038.394 |  | -1
node_8102801_200972457 |  |  | PQ | AD | 2771.281 | 8102801 | no | no |  |  | no |  |  | 1259245.111 | 15272700.364 |  | -1
node_8102801_200972458 |  |  | PQ | AD | 2771.281 | 8102801 | no | no |  |  | no |  |  | 1259081.545 | 15272884.316 |  | -1
node_8102801_200972459 |  |  | PQ | AD | 2771.281 | 8102801 | no | no |  |  | no |  |  | 1259065.033 | 15273161.526 |  | -1
node_8102801_200972460 |  |  | PQ | AD | 2771.281 | 8102801 | no | no |  |  | no |  |  | 1259025.215 | 15273509.695 |  | -1
node_8102801_200972926 |  |  | PQ | AN | 2771.281 | 8102801 | no | no |  |  | no |  |  | 1266248.518 | 15274646.992 |  | -1
node_8102801_200972929 |  |  | PQ | AN | 2771.281 | 8102801 | no | no |  |  | no |  |  | 1258610.635 | 15291722.577 |  | -1
node_8102801_200973323 |  |  | PQ | AN | 2771.281 | 8102801 | no | no |  |  | no |  |  | 1258587.068 | 15278537.775 |  | -1
node_8102801_200973926 |  |  | PQ | AN | 2771.281 | 8102801 | no | no |  |  | no |  |  | 1263818.428 | 15282566.607 |  | -1
node_8102801_200974262 |  |  | PQ | AN | 2771.281 | 8102801 | no | no |  |  | no |  |  | 1260107.513 | 15291796.755 |  | -1
node_8102801_200974639 |  |  | PQ | AD | 2771.281 | 8102801 | no | no |  |  | no |  |  | 1244783.032 | 15272604.891 |  | -1
node_8102801_200975998 |  |  | PQ | AN | 2771.281 | 8102801 | no | no |  |  | no |  |  | 1265851.696 | 15285937.898 |  | -1
node_8102801_200976116 |  |  | PQ | AD | 2771.281 | 8102801 | no | no |  |  | no |  |  | 1242526.537 | 15267315.506 |  | -1
node_8102801_200977825 |  |  | PQ | AN | 2771.281 | 8102801 | no | no |  |  | no |  |  | 1249682.622 | 15285326.284 |  | -1
node_8102801_200977868 |  |  | PQ | AN | 2771.281 | 8102801 | no | no |  |  | no |  |  | 1241598.438 | 15269599.516 |  | -1
node_8102801_200979029 |  |  | PQ | AN | 2771.281 | 8102801 | no | no |  |  | no |  |  | 1252510.998 | 15289205.482 |  | -1
node_8102801_200983801 |  |  | PQ | AN | 2771.281 | 8102801 | no | no |  |  | no |  |  | 1266984.537 | 15278568.567 |  | -1
node_8102801_200984617 |  |  | PQ | ABCN | 7199.558 | 8102801 | no | no |  |  | no |  |  | 1273763.599 | 15277348.879 |  | -1
node_8102801_200984618 |  |  | PQ | ABCN | 7199.558 | 8102801 | no | no |  |  | no |  |  | 1273486.681 | 15277438.428 |  | -1
node_8102801_200984619 |  |  | PQ | ABCN | 7199.558 | 8102801 | no | no |  |  | no |  |  | 1273336.161 | 15277681.757 |  | -1
node_8102801_201003752 |  |  | PQ | AD | 2771.281 | 8102801 | no | no |  |  | no |  |  | 1260119.615 | 15285567.98 |  | -1
node_8102801_201007761 |  |  | PQ | AD | 2771.281 | 8102801 | no | no |  |  | no |  |  | 1261525.561 | 15269842.036 |  | -1
node_8102801_201008165 |  |  | PQ | AD | 2771.281 | 8102801 | no | no |  |  | no |  |  | 1260708.305 | 15276162.032 |  | -1
node_8102801_201008794 |  |  | PQ | AN | 7199.558 | 8102801 | no | no |  |  | no |  |  | 1242135.143 | 15278509.539 |  | -1
node_8102801_201010351 |  |  | PQ | AD | 2771.281 | 8102801 | no | no |  |  | no |  |  | 1251709.282 | 15287351.698 |  | -1
node_8102801_201010478 |  |  | PQ | AD | 2771.281 | 8102801 | no | no |  |  | no |  |  | 1241890.349 | 15266981.17 |  | -1
node_8102801_201010509 |  |  | PQ | AN | 7199.558 | 8102801 | no | no |  |  | no |  |  | 1243054.588 | 15279139.252 |  | -1
node_8102801_201010510 |  |  | PQ | AN | 7199.558 | 8102801 | no | no |  |  | no |  |  | 1242800.932 | 15278497.162 |  | -1
node_8102801_201010861 |  |  | PQ | AN | 2771.281 | 8102801 | no | no |  |  | no |  |  | 1274229.104 | 15282770.677 |  | -1
node_8102801_201010907 |  |  | PQ | AN | 2771.281 | 8102801 | no | no |  |  | no |  |  | 1252244.392 | 15280830.841 |  | -1
node_8102801_201012074 |  |  | PQ | AD | 2771.281 | 8102801 | no | no |  |  | no |  |  | 1251557.331 | 15284895.532 |  | -1
node_8102801_201012091 |  |  | PQ | AN | 2771.281 | 8102801 | no | no |  |  | no |  |  | 1261672.141 | 15291278.476 |  | -1
node_8102801_201012503 |  |  | PQ | AN | 2771.281 | 8102801 | no | no |  |  | no |  |  | 1260698.74 | 15313157.45 |  | -1
node_8102801_201014344 |  |  | PQ | AD | 2771.281 | 8102801 | no | no |  |  | no |  |  | 1266333.284 | 15278640.712 |  | -1
node_8102801_201014490 |  |  | PQ | AD | 2771.281 | 8102801 | no | no |  |  | no |  |  | 1261406.546 | 15276840.487 |  | -1
node_8102801_201014493 |  |  | PQ | AD | 2771.281 | 8102801 | no | no |  |  | no |  |  | 1261063.334 | 15278271.151 |  | -1
node_8102801_201014494 |  |  | PQ | AD | 2771.281 | 8102801 | no | no |  |  | no |  |  | 1261356.717 | 15277053.403 |  | -1
node_8102801_201014495 |  |  | PQ | AD | 2771.281 | 8102801 | no | no |  |  | no |  |  | 1261236.698 | 15277596.83 |  | -1
node_8102801_201014496 |  |  | PQ | AD | 2771.281 | 8102801 | no | no |  |  | no |  |  | 1261023.311 | 15278634.328 |  | -1
node_8102801_201014497 |  |  | PQ | AD | 2771.281 | 8102801 | no | no |  |  | no |  |  | 1260901.861 | 15279210.411 |  | -1
node_8102801_201014498 |  |  | PQ | AN | 2771.281 | 8102801 | no | no |  |  | no |  |  | 1260716.95 | 15279806.185 |  | -1
node_8102801_201016067 |  |  | PQ | AD | 7199.558 | 8102801 | no | no |  |  | no |  |  | 1244763.795 | 15277324.693 |  | -1
node_8102801_201016068 |  |  | PQ | AD | 7199.558 | 8102801 | no | no |  |  | no |  |  | 1244966.299 | 15277114.428 |  | -1
node_8102801_201016069 |  |  | PQ | AN | 7199.558 | 8102801 | no | no |  |  | no |  |  | 1245180.703 | 15277110.542 |  | -1
node_8102801_201017083 |  |  | PQ | AN | 2771.281 | 8102801 | no | no |  |  | no |  |  | 1256681.9 | 15284141.304 |  | -1
node_8102801_201017085 |  |  | PQ | AN | 2771.281 | 8102801 | no | no |  |  | no |  |  | 1256427.052 | 15284003.269 |  | -1
node_8102801_201021357 |  |  | PQ | AD | 2771.281 | 8102801 | no | no |  |  | no |  |  | 1242792.438 | 15274059.523 |  | -1
node_8102801_201021358 |  |  | PQ | AN | 2771.281 | 8102801 | no | no |  |  | no |  |  | 1242911.665 | 15274146.967 |  | -1
node_8102801_201021359 |  |  | PQ | AD | 2771.281 | 8102801 | no | no |  |  | no |  |  | 1251720.523 | 15286702.567 |  | -1
node_8102801_201023402 |  |  | PQ | AD | 2771.281 | 8102801 | no | no |  |  | no |  |  | 1250696.474 | 15279538.737 |  | -1
node_8102801_201027955 |  |  | PQ | AN | 2771.281 | 8102801 | no | no |  |  | no |  |  | 1270179.63 | 15290059.864 |  | -1
node_8102801_201037391 |  |  | PQ | ABCN | 7199.558 | 8102801 | no | no |  |  | no |  |  | 1274914.371 | 15273099.348 |  | -1
node_8102801_201037393 |  |  | PQ | ABCN | 7199.558 | 8102801 | no | no |  |  | no |  |  | 1274874.816 | 15273103.846 |  | -1
node_8102801_201037695 |  |  | PQ | ABCN | 7199.558 | 8102801 | no | no |  |  | no |  |  | 1274916.605 | 15273136.412 |  | -1
node_8102801_201038475 |  |  | PQ | AN | 2771.281 | 8102801 | no | no |  |  | no |  |  | 1251888.32 | 15279164.841 |  | -1
node_8102801_201042217 |  |  | PQ | ABCN | 7199.558 | 8102801 | no | no |  |  | no |  |  | 1275368.013 | 15279959.76 |  | -1
node_8102801_201042218 |  |  | PQ | ABCN | 7199.558 | 8102801 | no | no |  |  | no |  |  | 1275442.329 | 15280103.631 |  | -1
node_8102801_201042277 |  |  | PQ | AN | 2771.281 | 8102801 | no | no |  |  | no |  |  | 1249901.249 | 15287517.069 |  | -1
node_8102801_201042545 |  |  | PQ | AD | 2771.281 | 8102801 | no | no |  |  | no |  |  | 1242741.499 | 15266602.859 |  | -1
node_8102801_201044227 |  |  | PQ | AN | 7199.558 | 8102801 | no | no |  |  | no |  |  | 1264769.246 | 15271163.207 |  | -1
node_8102801_201045660 |  |  | PQ | AN | 2771.281 | 8102801 | no | no |  |  | no |  |  | 1265537.859 | 15279014.156 |  | -1
node_8102801_201046374 |  |  | PQ | AN | 7199.558 | 8102801 | no | no |  |  | no |  |  | 1247881.436 | 15279838.93 |  | -1
node_8102801_201046865 |  |  | PQ | AN | 2771.281 | 8102801 | no | no |  |  | no |  |  | 1266889.927 | 15271494.67 |  | -1
node_8102801_201047206 |  |  | PQ | AN | 7199.558 | 8102801 | no | no |  |  | no |  |  | 1263082.006 | 15271980.975 |  | -1
node_8102801_201047285 |  |  | PQ | AN | 2771.281 | 8102801 | no | no |  |  | no |  |  | 1272287.871 | 15279874.126 |  | -1
node_8102801_201047439 |  |  | PQ | AN | 7199.558 | 8102801 | no | no |  |  | no |  |  | 1271311.624 | 15272987.485 |  | -1
node_8102801_201047443 |  |  | PQ | AN | 2771.281 | 8102801 | no | no |  |  | no |  |  | 1264028.262 | 15283137.952 |  | -1
node_8102801_201047575 |  |  | PQ | AN | 2771.281 | 8102801 | no | no |  |  | no |  |  | 1262985.935 | 15282793.142 |  | -1
node_8102801_201047756 |  |  | PQ | AN | 7199.558 | 8102801 | no | no |  |  | no |  |  | 1262962.238 | 15271403.855 |  | -1
node_8102801_201048922 |  |  | PQ | AD | 2771.281 | 8102801 | no | no |  |  | no |  |  | 1255467.557 | 15280851.365 |  | -1
node_8102801_201052766 |  |  | PQ | AN | 2771.281 | 8102801 | no | no |  |  | no |  |  | 1265264.491 | 15278779.66 |  | -1
node_8102801_201054476 |  |  | PQ | AN | 7199.558 | 8102801 | no | no |  |  | no |  |  | 1271589.769 | 15273569.415 |  | -1
node_8102801_201055847 |  |  | PQ | AD | 2771.281 | 8102801 | no | no |  |  | no |  |  | 1260716.619 | 15312358.525 |  | -1
node_8102801_201056330 |  |  | PQ | AN | 2771.281 | 8102801 | no | no |  |  | no |  |  | 1241889.352 | 15269645.425 |  | -1
node_8102801_201058255 |  |  | PQ | AD | 2771.281 | 8102801 | no | no |  |  | no |  |  | 1246787.155 | 15273311.989 |  | -1
node_8102801_201060314 |  |  | PQ | AD | 2771.281 | 8102801 | no | no |  |  | no |  |  | 1260452.932 | 15275909.247 |  | -1
node_8102801_201060315 |  |  | PQ | AN | 2771.281 | 8102801 | no | no |  |  | no |  |  | 1271931.444 | 15286788.972 |  | -1
node_8102801_201060318 |  |  | PQ | AD | 2771.281 | 8102801 | no | no |  |  | no |  |  | 1258662.81 | 15286953.569 |  | -1
node_8102801_201060319 |  |  | PQ | AD | 2771.281 | 8102801 | no | no |  |  | no |  |  | 1257559.851 | 15279189.162 |  | -1
node_8102801_201060323 |  |  | PQ | AD | 2771.281 | 8102801 | no | no |  |  | no |  |  | 1271515.949 | 15285758.99 |  | -1
node_8102801_201060324 |  |  | PQ | AN | 2771.281 | 8102801 | no | no |  |  | no |  |  | 1259767.291 | 15272603.63 |  | -1
node_8102801_201060325 |  |  | PQ | AN | 2771.281 | 8102801 | no | no |  |  | no |  |  | 1253044.73 | 15279954.661 |  | -1
node_8102801_201062499 |  |  | PQ | AN | 2771.281 | 8102801 | no | no |  |  | no |  |  | 1266319.402 | 15277000.074 |  | -1
node_8102801_201063176 |  |  | PQ | AD | 2771.281 | 8102801 | no | no |  |  | no |  |  | 1255624.412 | 15281835.102 |  | -1
node_8102801_201063177 |  |  | PQ | AD | 2771.281 | 8102801 | no | no |  |  | no |  |  | 1259756.989 | 15285877.054 |  | -1
node_8102801_201063178 |  |  | PQ | AD | 2771.281 | 8102801 | no | no |  |  | no |  |  | 1266816.115 | 15284923.738 |  | -1
node_8102801_201063179 |  |  | PQ | AN | 2771.281 | 8102801 | no | no |  |  | no |  |  | 1255711.14 | 15280891.823 |  | -1
node_8102801_310009365 |  |  | PQ | AN | 7199.558 | 8102801 | no | no |  |  | no |  |  | 1246810.647 | 15278554.506 |  | -1
node_8102801_310010694 |  |  | PQ | AD | 2771.281 | 8102801 | no | no |  |  | no |  |  | 1273625.4 | 15282281.786 |  | -1
node_8102801_310010932 |  |  | PQ | AD | 2771.281 | 8102801 | no | no |  |  | no |  |  | 1264061.642 | 15305420.668 |  | -1
node_8102801_310010937 |  |  | PQ | AD | 2771.281 | 8102801 | no | no |  |  | no |  |  | 1264122.476 | 15305431.003 |  | -1
node_8102801_310010956 |  |  | PQ | AN | 7199.558 | 8102801 | no | no |  |  | no |  |  | 1264082.056 | 15270918.378 |  | -1
node_8102801_310010957 |  |  | PQ | AN | 7199.558 | 8102801 | no | no |  |  | no |  |  | 1264088.419 | 15271149.009 |  | -1
node_8102801_310010958 |  |  | PQ | AN | 7199.558 | 8102801 | no | no |  |  | no |  |  | 1264066.583 | 15270624.374 |  | -1
node_8102801_310010961 |  |  | PQ | AN | 7199.558 | 8102801 | no | no |  |  | no |  |  | 1270448.719 | 15270237.218 |  | -1
node_8102801_310011096 |  |  | PQ | ABCN | 2771.281 | 8102801 | no | no |  |  | no |  |  | 1273642.234 | 15278872.825 |  | -1
node_8102801_310011573 |  |  | PQ | AN | 7199.558 | 8102801 | no | no |  |  | no |  |  | 1242695.829 | 15277840.563 |  | -1
node_8102801_310011580 |  |  | PQ | AN | 7199.558 | 8102801 | no | no |  |  | no |  |  | 1274264.368 | 15273187.362 |  | -1
node_8102801_310011581 |  |  | PQ | AN | 7199.558 | 8102801 | no | no |  |  | no |  |  | 1274266.983 | 15273183.314 |  | -1
node_8102801_310011582 |  |  | PQ | AN | 7199.558 | 8102801 | no | no |  |  | no |  |  | 1274268.723 | 15273196.739 |  | -1
node_8102801_310011636 |  |  | PQ | AD | 2771.281 | 8102801 | no | no |  |  | no |  |  | 1265936.502 | 15302566.584 |  | -1
node_8102801_310011637 |  |  | PQ | AD | 2771.281 | 8102801 | no | no |  |  | no |  |  | 1266205.829 | 15302554.234 |  | -1
node_8102801_310011638 |  |  | PQ | AD | 2771.281 | 8102801 | no | no |  |  | no |  |  | 1266476.197 | 15302541.28 |  | -1
node_8102801_310011639 |  |  | PQ | AD | 2771.281 | 8102801 | no | no |  |  | no |  |  | 1266748.884 | 15302534.548 |  | -1
node_8102801_310011659 |  |  | PQ | AN | 2771.281 | 8102801 | no | no |  |  | no |  |  | 1268505.93 | 15302898.264 |  | -1
node_8102801_310011663 |  |  | PQ | ABCN | 2771.281 | 8102801 | no | no |  |  | no |  |  | 1273828.149 | 15279023.574 |  | -1
node_8102801_310011667 |  |  | PQ | AN | 7199.558 | 8102801 | no | no |  |  | no |  |  | 1273368.625 | 15273243.723 |  | -1
node_8102801_310011668 |  |  | PQ | AN | 7199.558 | 8102801 | no | no |  |  | no |  |  | 1273359.488 | 15273240.334 |  | -1
node_8102801_310011669 |  |  | PQ | AN | 7199.558 | 8102801 | no | no |  |  | no |  |  | 1273361.21 | 15273251.74 |  | -1
node_8102801_310027093 |  |  | PQ | AN | 2771.281 | 8102801 | no | no |  |  | no |  |  | 1252366.469 | 15290226.932 |  | -1
node_8102801_310051551 |  |  | PQ | AD | 2771.281 | 8102801 | no | no |  |  | no |  |  | 1265372.763 | 15307308.604 |  | -1
node_8102801_310054532 |  |  | PQ | ABCN | 7199.558 | 8102801 | no | no |  |  | no |  |  | 1275138.252 | 15273096.656 |  | -1
node_8102801_310054533 |  |  | PQ | ABCN | 7199.558 | 8102801 | no | no |  |  | no |  |  | 1274973.15 | 15273098.641 |  | -1
node_8102801_310056402 |  |  | PQ | AN | 7199.558 | 8102801 | no | no |  |  | no |  |  | 1264964.735 | 15271160.877 |  | -1
node_8102801_311851823 |  |  | PQ | AN | 7199.558 | 8102801 | no | no |  |  | no |  |  | 1252623.136 | 15273293.398 |  | -1
node_8102801_311851826 |  |  | PQ | AN | 7199.558 | 8102801 | no | no |  |  | no |  |  | 1252669.416 | 15273574.58 |  | -1
node_8102801_311851828 |  |  | PQ | AN | 7199.558 | 8102801 | no | no |  |  | no |  |  | 1252697.175 | 15273824.544 |  | -1
node_8102801_311879467 |  |  | PQ | AN | 7199.558 | 8102801 | no | no |  |  | no |  |  | 1261362.908 | 15271366.059 |  | -1
node_8102801_311879468 |  |  | PQ | AN | 7199.558 | 8102801 | no | no |  |  | no |  |  | 1261159.016 | 15271371.988 |  | -1
node_8102801_311899960 |  |  | PQ | AN | 2771.281 | 8102801 | no | no |  |  | no |  |  | 1255818.936 | 15293502.571 |  | -1
node_8102801_311900106 |  |  | PQ | AD | 7199.558 | 8102801 | no | no |  |  | no |  |  | 1245887.363 | 15276810.529 |  | -1
node_8102801_311900107 |  |  | PQ | AD | 7199.558 | 8102801 | no | no |  |  | no |  |  | 1245614.08 | 15276758.65 |  | -1
node_8102801_311900108 |  |  | PQ | AD | 7199.558 | 8102801 | no | no |  |  | no |  |  | 1245361.576 | 15276882.597 |  | -1
node_8102801_311900109 |  |  | PQ | AD | 7199.558 | 8102801 | no | no |  |  | no |  |  | 1245097.54 | 15276943.969 |  | -1
node_8102801_311901981 |  |  | PQ | AN | 2771.281 | 8102801 | no | no |  |  | no |  |  | 1266284.113 | 15269674.368 |  | -1
node_8102801_311901982 |  |  | PQ | AN | 2771.281 | 8102801 | no | no |  |  | no |  |  | 1266267.649 | 15269775.901 |  | -1
node_8102801_311911758 |  |  | PQ | AN | 2771.281 | 8102801 | no | no |  |  | no |  |  | 1260424.662 | 15270489.653 |  | -1
node_8102801_311911842 |  |  | PQ | AN | 2771.281 | 8102801 | no | no |  |  | no |  |  | 1252480.664 | 15271738.765 |  | -1
node_8102801_311922015 |  |  | PQ | AN | 2771.281 | 8102801 | no | no |  |  | no |  |  | 1266333.752 | 15284689.439 |  | -1
node_8102801_311923221 |  |  | PQ | AD | 2771.281 | 8102801 | no | no |  |  | no |  |  | 1270739.583 | 15294200.864 |  | -1
node_8102801_311923223 |  |  | PQ | AN | 2771.281 | 8102801 | no | no |  |  | no |  |  | 1270629.049 | 15294259.2 |  | -1
node_8102801_311923226 |  |  | PQ | AN | 2771.281 | 8102801 | no | no |  |  | no |  |  | 1270526.631 | 15294319.271 |  | -1
node_8102801_311933176 |  |  | PQ | AN | 2771.281 | 8102801 | no | no |  |  | no |  |  | 1268400.803 | 15294399.724 |  | -1
node_8102801_312000853 |  |  | PQ | AN | 2771.281 | 8102801 | no | no |  |  | no |  |  | 1256707.256 | 15284602.359 |  | -1
node_8102801_312013075 |  |  | PQ | AD | 2771.281 | 8102801 | no | no |  |  | no |  |  | 1241833.404 | 15269403.191 |  | -1
node_8102801_312041386 |  |  | PQ | AN | 2771.281 | 8102801 | no | no |  |  | no |  |  | 1265636.87 | 15308637.297 |  | -1
node_8102801_312041389 |  |  | PQ | AN | 2771.281 | 8102801 | no | no |  |  | no |  |  | 1265349.713 | 15308645.589 |  | -1
node_8102801_312074502 |  |  | PQ | ABCN | 7199.558 | 8102801 | no | no |  |  | no |  |  | 1262899.594 | 15270476.992 |  | -1
node_8102801_312074503 |  |  | PQ | ABCN | 7199.558 | 8102801 | no | no |  |  | no |  |  | 1262847.438 | 15270399.808 |  | -1
node_8102801_312099153 |  |  | PQ | AD | 2771.281 | 8102801 | no | no |  |  | no |  |  | 1243082.07 | 15271169.78 |  | -1
node_8102801_312099164 |  |  | PQ | AD | 2771.281 | 8102801 | no | no |  |  | no |  |  | 1243142.413 | 15271533.139 |  | -1
node_8102801_312099165 |  |  | PQ | AD | 2771.281 | 8102801 | no | no |  |  | no |  |  | 1243027.088 | 15271744.069 |  | -1
node_8102801_312104746 |  |  | PQ | AD | 2771.281 | 8102801 | no | no |  |  | no |  |  | 1259269.884 | 15286340.428 |  | -1
node_8102801_312114683 |  |  | PQ | AD | 2771.281 | 8102801 | no | no |  |  | no |  |  | 1261975.236 | 15302270.883 |  | -1
node_8102801_312129581 |  |  | PQ | AD | 2771.281 | 8102801 | no | no |  |  | no |  |  | 1271042.362 | 15292716.104 |  | -1
node_220387094 |  |  | PQ | AN | 7199.558 | 8102801 | no | no |  |  | no |  |  | 1260415.077 | 15270495.724 |  | -1
node_220387104 |  |  | PQ | AN | 7199.558 | 8102801 | no | no |  |  | no |  |  | 1252487.49 | 15271745.951 |  | -1
node_220387463 |  |  | PQ | AN | 7199.558 | 8102801 | no | no |  |  | no |  |  | 1246882.908 | 15274943.206 |  | -1
node_220415456 |  |  | PQ | AD | 2771.281 | 8102801 | no | no |  |  | no |  |  | 1268055.211 | 15293742.457 |  | -1
node_220463510 |  |  | PQ | AN | 2771.281 | 8102801 | no | no |  |  | no |  |  | 1252484.392 | 15271742.799 |  | -1
node_220465522 |  |  | PQ | AN | 2771.281 | 8102801 | no | no |  |  | no |  |  | 1260419.561 | 15270493.013 |  | -1
node_220465523 |  |  | PQ | AN | 2771.281 | 8102801 | no | no |  |  | no |  |  | 1246874.318 | 15274942.723 |  | -1
node_220465524 |  |  | PQ | ABCN | 2771.281 | 8102801 | no | no |  |  | no |  |  | 1274350.767 | 15278529.696 |  | -1
node_220465531 |  |  | PQ | ABCN | 2771.281 | 8102801 | no | no |  |  | no |  |  | 1274779.64 | 15280804.274 |  | -1
node_310051544 |  |  | PQ | AD | 2771.281 | 8102801 | no | no |  |  | no |  |  | 1268075.122 | 15293719.818 |  | -1
node_311908093 |  |  | PQ | ABCN | 7199.558 | 8102801 | no | no |  |  | no |  |  | 1274784.356 | 15280800.015 |  | -1
node_311908096 |  |  | PQ | ABCN | 7199.558 | 8102801 | no | no |  |  | no |  |  | 1274355.714 | 15278524.677 |  | -1
node_SOURCE_8102801 |  |  | SWING | ABCN | 7199.558 | 8102801 | no | no |  |  | no |  |  | 1275314.001 | 15273083.773 |  | -1
node_intto1_8102801_200887401 |  |  | PQ | AD | 7199.558 | 8102801 | no | no |  |  | no |  |  | 1246742.393 | 15276139.673 |  | -1
node_intto1_8102801_200887423 |  |  | PQ | AD | 7199.558 | 8102801 | no | no |  |  | no |  |  | 1247070.361 | 15278709.354 |  | -1
node_intto1_8102801_200887424 |  |  | PQ | AD | 7199.558 | 8102801 | no | no |  |  | no |  |  | 1246770.627 | 15277583.612 |  | -1
node_intto1_8102801_200887480 |  |  | PQ | AD | 2771.281 | 8102801 | no | no |  |  | no |  |  | 1251124.634 | 15271964.214 |  | -1
node_intto1_8102801_200887508 |  |  | PQ | AD | 2771.281 | 8102801 | no | no |  |  | no |  |  | 1247342.305 | 15273470.942 |  | -1
node_intto1_8102801_200887512 |  |  | PQ | AD | 2771.281 | 8102801 | no | no |  |  | no |  |  | 1246974.499 | 15273398.444 |  | -1
node_intto1_8102801_200887572 |  |  | PQ | AD | 2771.281 | 8102801 | no | no |  |  | no |  |  | 1248151.499 | 15273819.728 |  | -1
node_intto1_8102801_200887581 |  |  | PQ | AD | 7199.558 | 8102801 | no | no |  |  | no |  |  | 1246833.988 | 15275120.282 |  | -1
node_intto1_8102801_200887590 |  |  | PQ | AD | 7199.558 | 8102801 | no | no |  |  | no |  |  | 1246295.527 | 15276083.58 |  | -1
node_intto1_8102801_200887607 |  |  | PQ | AD | 2771.281 | 8102801 | no | no |  |  | no |  |  | 1247158.541 | 15274296.555 |  | -1
node_intto1_8102801_200887609 |  |  | PQ | AN | 7199.558 | 8102801 | no | no |  |  | no |  |  | 1247070.849 | 15274573.331 |  | -1
node_intto1_8102801_200887613 |  |  | PQ | AD | 2771.281 | 8102801 | no | no |  |  | no |  |  | 1242223.158 | 15266754.525 |  | -1
node_intto1_8102801_200887641 |  |  | PQ | AD | 2771.281 | 8102801 | no | no |  |  | no |  |  | 1250241.756 | 15282361.247 |  | -1
node_intto1_8102801_200887675 |  |  | PQ | AD | 7199.558 | 8102801 | no | no |  |  | no |  |  | 1247526.77 | 15277027.944 |  | -1
node_intto1_8102801_200887682 |  |  | PQ | AN | 7199.558 | 8102801 | no | no |  |  | no |  |  | 1247542.161 | 15275314.794 |  | -1
node_intto1_8102801_200887713 |  |  | PQ | ABCN | 7199.558 | 8102801 | no | no |  |  | no |  |  | 1247928.028 | 15274947.475 |  | -1
node_intto1_8102801_200887731 |  |  | PQ | AD | 2771.281 | 8102801 | no | no |  |  | no |  |  | 1250276.374 | 15284031.007 |  | -1
node_intto1_8102801_200887741 |  |  | PQ | AD | 7199.558 | 8102801 | no | no |  |  | no |  |  | 1241384.799 | 15279831.582 |  | -1
node_intto1_8102801_200887744 |  |  | PQ | AD | 7199.558 | 8102801 | no | no |  |  | no |  |  | 1240738.506 | 15279872.223 |  | -1
node_intto1_8102801_200887753 |  |  | PQ | AD | 7199.558 | 8102801 | no | no |  |  | no |  |  | 1243340.692 | 15277634.277 |  | -1
node_intto1_8102801_200903589 |  |  | PQ | AN | 7199.558 | 8102801 | no | no |  |  | no |  |  | 1259670.1 | 15270805.177 |  | -1
node_intto1_8102801_200903600 |  |  | PQ | AD | 2771.281 | 8102801 | no | no |  |  | no |  |  | 1257738.732 | 15276807.032 |  | -1
node_intto1_8102801_200903666 |  |  | PQ | AD | 2771.281 | 8102801 | no | no |  |  | no |  |  | 1259302.721 | 15274520.561 |  | -1
node_intto1_8102801_200903685 |  |  | PQ | AD | 2771.281 | 8102801 | no | no |  |  | no |  |  | 1260123.581 | 15275151.882 |  | -1
node_intto1_8102801_200903700 |  |  | PQ | AD | 2771.281 | 8102801 | no | no |  |  | no |  |  | 1262776.866 | 15282199.535 |  | -1
node_intto1_8102801_200903712 |  |  | PQ | AD | 2771.281 | 8102801 | no | no |  |  | no |  |  | 1261345.882 | 15284255.771 |  | -1
node_intto1_8102801_200903741 |  |  | PQ | AD | 2771.281 | 8102801 | no | no |  |  | no |  |  | 1255391.653 | 15289126.387 |  | -1
node_intto1_8102801_200903760 |  |  | PQ | AD | 2771.281 | 8102801 | no | no |  |  | no |  |  | 1251715.191 | 15286495.643 |  | -1
node_intto1_8102801_200903794 |  |  | PQ | AD | 2771.281 | 8102801 | no | no |  |  | no |  |  | 1264245.379 | 15280136.584 |  | -1
node_intto1_8102801_200903798 |  |  | PQ | AD | 2771.281 | 8102801 | no | no |  |  | no |  |  | 1264957.692 | 15280789.411 |  | -1
node_intto1_8102801_200903800 |  |  | PQ | AD | 2771.281 | 8102801 | no | no |  |  | no |  |  | 1265247.255 | 15281109.261 |  | -1
node_intto1_8102801_200903807 |  |  | PQ | AD | 2771.281 | 8102801 | no | no |  |  | no |  |  | 1263458.006 | 15282291.119 |  | -1
node_intto1_8102801_200903983 |  |  | PQ | AD | 2771.281 | 8102801 | no | no |  |  | no |  |  | 1255682.854 | 15289894.036 |  | -1
node_intto1_8102801_200904005 |  |  | PQ | AD | 2771.281 | 8102801 | no | no |  |  | no |  |  | 1264479.013 | 15305276.737 |  | -1
node_intto1_8102801_200904117 |  |  | PQ | AN | 7199.558 | 8102801 | no | no |  |  | no |  |  | 1260175.583 | 15269316.016 |  | -1
node_intto1_8102801_200904124 |  |  | PQ | ABCN | 7199.558 | 8102801 | no | no |  |  | no |  |  | 1260141.917 | 15270271.317 |  | -1
node_intto1_8102801_200904126 |  |  | PQ | ABCN | 7199.558 | 8102801 | no | no |  |  | no |  |  | 1260155.026 | 15270568.794 |  | -1
node_intto1_8102801_200904143 |  |  | PQ | ABCN | 7199.558 | 8102801 | no | no |  |  | no |  |  | 1257369.524 | 15270632.927 |  | -1
node_intto1_8102801_200904165 |  |  | PQ | AD | 2771.281 | 8102801 | no | no |  |  | no |  |  | 1259281.192 | 15285626.62 |  | -1
node_intto1_8102801_200904175 |  |  | PQ | AD | 2771.281 | 8102801 | no | no |  |  | no |  |  | 1265961.01 | 15289503.907 |  | -1
node_intto1_8102801_200904211 |  |  | PQ | AD | 2771.281 | 8102801 | no | no |  |  | no |  |  | 1264419.1 | 15290987.762 |  | -1
node_intto1_8102801_200904412 |  |  | PQ | AN | 7199.558 | 8102801 | no | no |  |  | no |  |  | 1272256.212 | 15276381.036 |  | -1
node_intto1_8102801_200904435 |  |  | PQ | AD | 2771.281 | 8102801 | no | no |  |  | no |  |  | 1269560.872 | 15291662.109 |  | -1
node_intto1_8102801_200904442 |  |  | PQ | AD | 2771.281 | 8102801 | no | no |  |  | no |  |  | 1268807.81 | 15292676.766 |  | -1
node_intto1_8102801_200904448 |  |  | PQ | AD | 2771.281 | 8102801 | no | no |  |  | no |  |  | 1268150.409 | 15294020.919 |  | -1
node_intto1_8102801_200904473 |  |  | PQ | AD | 2771.281 | 8102801 | no | no |  |  | no |  |  | 1265515.915 | 15299071.106 |  | -1
node_intto1_8102801_200904486 |  |  | PQ | AD | 2771.281 | 8102801 | no | no |  |  | no |  |  | 1265775.372 | 15302392.835 |  | -1
node_intto1_8102801_200904489 |  |  | PQ | AD | 2771.281 | 8102801 | no | no |  |  | no |  |  | 1265419.393 | 15303065.946 |  | -1
node_intto1_8102801_200904534 |  |  | PQ | ABCN | 7199.558 | 8102801 | no | no |  |  | no |  |  | 1272199.326 | 15273656.881 |  | -1
node_intto1_8102801_200904578 |  |  | PQ | AN | 7199.558 | 8102801 | no | no |  |  | no |  |  | 1274474.516 | 15278619.718 |  | -1
node_intto1_8102801_200904602 |  |  | PQ | ABCN | 7199.558 | 8102801 | no | no |  |  | no |  |  | 1274881.357 | 15280712.426 |  | -1
node_intto1_8102801_200904615 |  |  | PQ | AD | 2771.281 | 8102801 | no | no |  |  | no |  |  | 1274064.75 | 15281675.757 |  | -1
node_intto1_8102801_200904628 |  |  | PQ | AD | 2771.281 | 8102801 | no | no |  |  | no |  |  | 1273305.376 | 15283206.075 |  | -1
node_intto1_8102801_200904712 |  |  | PQ | ABCN | 7199.558 | 8102801 | no | no |  |  | no |  |  | 1265480.116 | 15270511.396 |  | -1
node_intto1_8102801_200904732 |  |  | PQ | AN | 7199.558 | 8102801 | no | no |  |  | no |  |  | 1262903.49 | 15270649.264 |  | -1
node_intto1_8102801_200904791 |  |  | PQ | AD | 2771.281 | 8102801 | no | no |  |  | no |  |  | 1266948.726 | 15275736.962 |  | -1
node_intto1_8102801_200904819 |  |  | PQ | AN | 7199.558 | 8102801 | no | no |  |  | no |  |  | 1267464.721 | 15270486.685 |  | -1
node_intto1_8102801_200904821 |  |  | PQ | AN | 7199.558 | 8102801 | no | no |  |  | no |  |  | 1267587.931 | 15270198.701 |  | -1
node_intto1_8102801_200904828 |  |  | PQ | AD | 2771.281 | 8102801 | no | no |  |  | no |  |  | 1266839.102 | 15277735.639 |  | -1
node_intto1_8102801_200904854 |  |  | PQ | AD | 2771.281 | 8102801 | no | no |  |  | no |  |  | 1272866.11 | 15280048.597 |  | -1
node_intto1_8102801_200904887 |  |  | PQ | AD | 2771.281 | 8102801 | no | no |  |  | no |  |  | 1274054.498 | 15282604.335 |  | -1
node_intto1_8102801_200904918 |  |  | PQ | AD | 2771.281 | 8102801 | no | no |  |  | no |  |  | 1269996.652 | 15291106.025 |  | -1
node_intto1_8102801_200905020 |  |  | PQ | AD | 2771.281 | 8102801 | no | no |  |  | no |  |  | 1265585.182 | 15307571.344 |  | -1
node_intto1_8102801_200905040 |  |  | PQ | AD | 2771.281 | 8102801 | no | no |  |  | no |  |  | 1255779.992 | 15292830.562 |  | -1
node_intto1_8102801_200905054 |  |  | PQ | AN | 7199.558 | 8102801 | no | no |  |  | no |  |  | 1267729.855 | 15269930.975 |  | -1
node_intto1_8102801_200905132 |  |  | PQ | ABCN | 7199.558 | 8102801 | no | no |  |  | no |  |  | 1252216.392 | 15272077.766 |  | -1
node_intto1_8102801_200905151 |  |  | PQ | ABCN | 7199.558 | 8102801 | no | no |  |  | no |  |  | 1261334.667 | 15270856.936 |  | -1
node_intto1_8102801_200905159 |  |  | PQ | AD | 2771.281 | 8102801 | no | no |  |  | no |  |  | 1271166.842 | 15285664.805 |  | -1
node_intto1_8102801_200905247 |  |  | PQ | AD | 2771.281 | 8102801 | no | no |  |  | no |  |  | 1257778.271 | 15276430.256 |  | -1
node_intto1_8102801_200905263 |  |  | PQ | AD | 2771.281 | 8102801 | no | no |  |  | no |  |  | 1257489.652 | 15279808.898 |  | -1
node_intto1_8102801_200905307 |  |  | PQ | AD | 2771.281 | 8102801 | no | no |  |  | no |  |  | 1264061.793 | 15279348.266 |  | -1
node_intto1_8102801_200905420 |  |  | PQ | AD | 2771.281 | 8102801 | no | no |  |  | no |  |  | 1265844.076 | 15300220.825 |  | -1
node_intto1_8102801_200905443 |  |  | PQ | AN | 7199.558 | 8102801 | no | no |  |  | no |  |  | 1272024.839 | 15273954.273 |  | -1
node_intto1_8102801_200905447 |  |  | PQ | AD | 2771.281 | 8102801 | no | no |  |  | no |  |  | 1257281.36 | 15280769.101 |  | -1
node_intto1_8102801_200905503 |  |  | PQ | AN | 7199.558 | 8102801 | no | no |  |  | no |  |  | 1252525.109 | 15272346.998 |  | -1
node_intto1_8102801_200905509 |  |  | PQ | AD | 2771.281 | 8102801 | no | no |  |  | no |  |  | 1264938.747 | 15298696.685 |  | -1
node_intto1_8102801_200905579 |  |  | PQ | AD | 2771.281 | 8102801 | no | no |  |  | no |  |  | 1266196.076 | 15297026.914 |  | -1
node_intto1_8102801_200908234 |  |  | PQ | AD | 2771.281 | 8102801 | no | no |  |  | no |  |  | 1256203.275 | 15279701.828 |  | -1
node_intto1_8102801_200912929 |  |  | PQ | ABCN | 7199.558 | 8102801 | no | no |  |  | no |  |  | 1274838.04 | 15273153.707 |  | -1
node_intto1_8102801_200944347 |  |  | PQ | ABCN | 7199.558 | 8102801 | no | no |  |  | no |  |  | 1272045.996 | 15273328.575 |  | -1
node_intto1_8102801_200970186 |  |  | PQ | AN | 2771.281 | 8102801 | no | no |  |  | no |  |  | 1254151.986 | 15281720.107 |  | -1
node_intto1_8102801_200972335 |  |  | PQ | AN | 2771.281 | 8102801 | no | no |  |  | no |  |  | 1245017.268 | 15273200.231 |  | -1
node_intto1_8102801_200972386 |  |  | PQ | AN | 2771.281 | 8102801 | no | no |  |  | no |  |  | 1257401.589 | 15310945.911 |  | -1
node_intto1_8102801_200972388 |  |  | PQ | AN | 7199.558 | 8102801 | no | no |  |  | no |  |  | 1269240.794 | 15270270.479 |  | -1
node_intto1_8102801_200972455 |  |  | PQ | AD | 2771.281 | 8102801 | no | no |  |  | no |  |  | 1259757.826 | 15272038.394 |  | -1
node_intto1_8102801_200972929 |  |  | PQ | AN | 2771.281 | 8102801 | no | no |  |  | no |  |  | 1258610.635 | 15291722.577 |  | -1
node_intto1_8102801_200973323 |  |  | PQ | AN | 2771.281 | 8102801 | no | no |  |  | no |  |  | 1258587.068 | 15278537.775 |  | -1
node_intto1_8102801_200975998 |  |  | PQ | AN | 2771.281 | 8102801 | no | no |  |  | no |  |  | 1265851.696 | 15285937.898 |  | -1
node_intto1_8102801_200977825 |  |  | PQ | AN | 2771.281 | 8102801 | no | no |  |  | no |  |  | 1249682.622 | 15285326.284 |  | -1
node_intto1_8102801_201008794 |  |  | PQ | AD | 7199.558 | 8102801 | no | no |  |  | no |  |  | 1242135.143 | 15278509.539 |  | -1
node_intto1_8102801_201010907 |  |  | PQ | AN | 2771.281 | 8102801 | no | no |  |  | no |  |  | 1252244.392 | 15280830.841 |  | -1
node_intto1_8102801_201014494 |  |  | PQ | AD | 2771.281 | 8102801 | no | no |  |  | no |  |  | 1261356.717 | 15277053.403 |  | -1
node_intto1_8102801_201037393 |  |  | PQ | ABCN | 7199.558 | 8102801 | no | no |  |  | no |  |  | 1274874.816 | 15273103.846 |  | -1
node_intto1_8102801_201037695 |  |  | PQ | ABCN | 7199.558 | 8102801 | no | no |  |  | no |  |  | 1274916.605 | 15273136.412 |  | -1
node_intto1_8102801_201042218 |  |  | PQ | ABCN | 7199.558 | 8102801 | no | no |  |  | no |  |  | 1275442.329 | 15280103.631 |  | -1
node_intto1_8102801_310009365 |  |  | PQ | AN | 7199.558 | 8102801 | no | no |  |  | no |  |  | 1246810.647 | 15278554.506 |  | -1
node_intto1_8102801_310027093 |  |  | PQ | AN | 2771.281 | 8102801 | no | no |  |  | no |  |  | 1252366.469 | 15290226.932 |  | -1
node_intto1_8102801_311901982 |  |  | PQ | AN | 2771.281 | 8102801 | no | no |  |  | no |  |  | 1266267.649 | 15269775.901 |  | -1
node_intto1_8102801_311923226 |  |  | PQ | AN | 2771.281 | 8102801 | no | no |  |  | no |  |  | 1270526.631 | 15294319.271 |  | -1
node_intto1_8102801_312000853 |  |  | PQ | AN | 2771.281 | 8102801 | no | no |  |  | no |  |  | 1256707.256 | 15284602.359 |  | -1
node_intto1_8102801_312041389 |  |  | PQ | AN | 2771.281 | 8102801 | no | no |  |  | no |  |  | 1265349.713 | 15308645.589 |  | -1
node_intto1_8102801_312099164 |  |  | PQ | AD | 2771.281 | 8102801 | no | no |  |  | no |  |  | 1243142.413 | 15271533.139 |  | -1
node_intto1_220387094 |  |  | PQ | AN | 7199.558 | 8102801 | no | no |  |  | no |  |  | 1260415.077 | 15270495.724 |  | -1
node_intto1_220387104 |  |  | PQ | AN | 7199.558 | 8102801 | no | no |  |  | no |  |  | 1252487.49 | 15271745.951 |  | -1
node_intto1_220387463 |  |  | PQ | AN | 7199.558 | 8102801 | no | no |  |  | no |  |  | 1246882.908 | 15274943.206 |  | -1
node_intto1_220415456 |  |  | PQ | AD | 2771.281 | 8102801 | no | no |  |  | no |  |  | 1268055.211 | 15293742.457 |  | -1
node_intto1_220463510 |  |  | PQ | AN | 7199.558 | 8102801 | no | no |  |  | no |  |  | 1252484.392 | 15271742.799 |  | -1
node_intto1_220465522 |  |  | PQ | AN | 7199.558 | 8102801 | no | no |  |  | no |  |  | 1260419.561 | 15270493.013 |  | -1
node_intto1_220465523 |  |  | PQ | AN | 7199.558 | 8102801 | no | no |  |  | no |  |  | 1246874.318 | 15274942.723 |  | -1
node_intto1_220465524 |  |  | PQ | ABCN | 7199.558 | 8102801 | no | no |  |  | no |  |  | 1274350.767 | 15278529.696 |  | -1
node_intto1_220465531 |  |  | PQ | ABCN | 7199.558 | 8102801 | no | no |  |  | no |  |  | 1274779.64 | 15280804.274 |  | -1
node_intto1_310051544 |  |  | PQ | AD | 2771.281 | 8102801 | no | no |  |  | no |  |  | 1268075.122 | 15293719.818 |  | -1
node_intto1_311908093 |  |  | PQ | ABCN | 7199.558 | 8102801 | no | no |  |  | no |  |  | 1274784.356 | 15280800.015 |  | -1
node_intto1_311908096 |  |  | PQ | ABCN | 7199.558 | 8102801 | no | no |  |  | no |  |  | 1274355.714 | 15278524.677 |  | -1

## overhead_line
data_type | static
owner_type | feeder
owner | 8102801
object | overhead_line
name | groupid | phases | fr | to | length | configuration | dcircuit | selected | monitored | monitored_fields | class_monitored_fields | played | played_fields | comments | R | X | B | lim_kw
oh_line_8102801_200887368-1 |  | AN | node_8102801_200887720 | node_intto1_220387463 | 77.043 | bal_1P_1/0AC_1/0AC(N) | 8102801 | no | no |  |  | no |  |  | 0 | 0 | 0 | 0
oh_line_8102801_200887368-2 |  | AN | node_220387463 | node_intto1_220465523 | 8.603 | bal_1P_1/0AC_1/0AC(N) | 8102801 | no | no |  |  | no |  |  | 0 | 0 | 0 | 0
oh_line_8102801_200887368-3 |  | AN | node_220465523 | node_8102801_200887368 | 10.724 | bal_1P_1/0AC_1/0AC(N) | 8102801 | no | no |  |  | no |  |  | 0 | 0 | 0 | 0
oh_line_8102801_200887369 |  | AD | node_8102801_200887368 | node_8102801_200887369 | 179.997 | bal_1P_1/0AC | 8102801 | no | no |  |  | no |  |  | 0 | 0 | 0 | 0
oh_line_8102801_200887370 |  | AD | node_8102801_200887369 | node_8102801_200887370 | 276.405 | bal_1P_1/0AC | 8102801 | no | no |  |  | no |  |  | 0 | 0 | 0 | 0
oh_line_8102801_200887371 |  | AD | node_8102801_200887397 | node_8102801_200887371 | 314.643 | bal_1P_2AC | 8102801 | no | no |  |  | no |  |  | 0 | 0 | 0 | 0
oh_line_8102801_200887372 |  | AD | node_8102801_200887371 | node_8102801_200887372 | 284.573 | bal_1P_2AC | 8102801 | no | no |  |  | no |  |  | 0 | 0 | 0 | 0
oh_line_8102801_200887374 |  | AD | node_8102801_201021357 | node_8102801_200887374 | 371.778 | bal_1P_1/0AA | 8102801 | no | no |  |  | no |  |  | 0 | 0 | 0 | 0
oh_line_8102801_200887376 |  | AD | node_8102801_200887374 | node_8102801_200887376 | 228.651 | bal_1P_2AC | 8102801 | no | no |  |  | no |  |  | 0 | 0 | 0 | 0
oh_line_8102801_200887377 |  | AD | node_8102801_200887376 | node_8102801_200887377 | 135.407 | bal_1P_2AC | 8102801 | no | no |  |  | no |  |  | 0 | 0 | 0 | 0
oh_line_8102801_200887378 |  | AD | node_8102801_200887377 | node_8102801_200887378 | 236.619 | bal_1P_2AC | 8102801 | no | no |  |  | no |  |  | 0 | 0 | 0 | 0
oh_line_8102801_200887379 |  | AD | node_8102801_200887378 | node_8102801_200887379 | 306.23 | bal_1P_1/0AC | 8102801 | no | no |  |  | no |  |  | 0 | 0 | 0 | 0
oh_line_8102801_200887380 |  | AD | node_8102801_200887379 | node_8102801_200887380 | 31.509 | bal_1P_1/0AA | 8102801 | no | no |  |  | no |  |  | 0 | 0 | 0 | 0
oh_line_8102801_200887381 |  | AD | node_8102801_200887380 | node_8102801_200887381 | 196.079 | bal_1P_1/0AA | 8102801 | no | no |  |  | no |  |  | 0 | 0 | 0 | 0
oh_line_8102801_200887382 |  | AD | node_8102801_200887379 | node_8102801_200887382 | 301.926 | bal_1P_1/0AC | 8102801 | no | no |  |  | no |  |  | 0 | 0 | 0 | 0
oh_line_8102801_200887383 |  | AD | node_8102801_200887382 | node_8102801_200887383 | 241.748 | bal_1P_1/0AC | 8102801 | no | no |  |  | no |  |  | 0 | 0 | 0 | 0
oh_line_8102801_200887384 |  | AD | node_8102801_200887383 | node_8102801_200887384 | 75.21 | bal_1P_1/0AA | 8102801 | no | no |  |  | no |  |  | 0 | 0 | 0 | 0
oh_line_8102801_200887385 |  | AD | node_8102801_200887384 | node_8102801_200887385 | 86.729 | bal_1P_1/0AA | 8102801 | no | no |  |  | no |  |  | 0 | 0 | 0 | 0
oh_line_8102801_200887386 |  | AD | node_8102801_200887370 | node_8102801_200887386 | 284.313 | bal_1P_1/0AC | 8102801 | no | no |  |  | no |  |  | 0 | 0 | 0 | 0
oh_line_8102801_200887387 |  | AD | node_8102801_200887386 | node_8102801_200887387 | 265.849 | bal_1P_1/0AC | 8102801 | no | no |  |  | no |  |  | 0 | 0 | 0 | 0
oh_line_8102801_200887388 |  | AD | node_8102801_200887384 | node_8102801_200887388 | 276.47 | bal_1P_1/0AA | 8102801 | no | no |  |  | no |  |  | 0 | 0 | 0 | 0
oh_line_8102801_200887389 |  | AD | node_8102801_200887388 | node_8102801_200887389 | 268.621 | bal_1P_1/0AA | 8102801 | no | no |  |  | no |  |  | 0 | 0 | 0 | 0
oh_line_8102801_200887390 |  | AD | node_8102801_200887389 | node_8102801_200887390 | 365.071 | bal_1P_1/0AA | 8102801 | no | no |  |  | no |  |  | 0 | 0 | 0 | 0
oh_line_8102801_200887391 |  | AD | node_8102801_200887387 | node_8102801_200887391 | 282.629 | bal_1P_1/0AC | 8102801 | no | no |  |  | no |  |  | 0 | 0 | 0 | 0
oh_line_8102801_200887392 |  | AD | node_8102801_200887391 | node_8102801_200887392 | 282.523 | bal_1P_1/0AC | 8102801 | no | no |  |  | no |  |  | 0 | 0 | 0 | 0
oh_line_8102801_200887393 |  | AD | node_8102801_200887392 | node_8102801_200887393 | 275.427 | bal_1P_1/0AC | 8102801 | no | no |  |  | no |  |  | 0 | 0 | 0 | 0
oh_line_8102801_200887394 |  | AD | node_8102801_200887393 | node_8102801_200887394 | 268.534 | bal_1P_1/0AC | 8102801 | no | no |  |  | no |  |  | 0 | 0 | 0 | 0
oh_line_8102801_200887395 |  | AD | node_8102801_200937232 | node_8102801_200887395 | 151.534 | bal_1P_1/0AC | 8102801 | no | no |  |  | no |  |  | 0 | 0 | 0 | 0
oh_line_8102801_200887396 |  | AD | node_8102801_200887395 | node_8102801_200887396 | 553.758 | bal_1P_2AC | 8102801 | no | no |  |  | no |  |  | 0 | 0 | 0 | 0
oh_line_8102801_200887397 |  | AD | node_8102801_200887396 | node_8102801_200887397 | 419.46 | bal_1P_2AC | 8102801 | no | no |  |  | no |  |  | 0 | 0 | 0 | 0
oh_line_8102801_200887398 |  | AD | node_8102801_200887397 | node_8102801_200887398 | 354.996 | bal_1P_2AC | 8102801 | no | no |  |  | no |  |  | 0 | 0 | 0 | 0
oh_line_8102801_200887399 |  | AD | node_8102801_200887397 | node_8102801_200887399 | 356.465 | bal_1P_1/0AC | 8102801 | no | no |  |  | no |  |  | 0 | 0 | 0 | 0
oh_line_8102801_200887401 |  | AD | node_8102801_200887588 | node_intto1_8102801_200887401 | 393.2 | bal_1P_2AC | 8102801 | no | no |  |  | no |  |  | 0 | 0 | 0 | 0
oh_line_8102801_200887402 |  | AD | node_8102801_200887423 | node_8102801_200887402 | 399.754 | bal_1P_2AC | 8102801 | no | no |  |  | no |  |  | 0 | 0 | 0 | 0
oh_line_8102801_200887403 |  | AD | node_8102801_200887402 | node_8102801_200887403 | 425.621 | bal_1P_2AC | 8102801 | no | no |  |  | no |  |  | 0 | 0 | 0 | 0
oh_line_8102801_200887404 |  | AD | node_8102801_200887403 | node_8102801_200887404 | 343.736 | bal_1P_2AC | 8102801 | no | no |  |  | no |  |  | 0 | 0 | 0 | 0
oh_line_8102801_200887405 |  | AD | node_8102801_200887402 | node_8102801_200887405 | 400.099 | bal_1P_2AC | 8102801 | no | no |  |  | no |  |  | 0 | 0 | 0 | 0
oh_line_8102801_200887406 |  | AD | node_8102801_200887405 | node_8102801_200887406 | 462.086 | bal_1P_2AC | 8102801 | no | no |  |  | no |  |  | 0 | 0 | 0 | 0
oh_line_8102801_200887408 |  | AD | node_8102801_200887406 | node_8102801_200887408 | 281.013 | bal_1P_2AC | 8102801 | no | no |  |  | no |  |  | 0 | 0 | 0 | 0
oh_line_8102801_200887409 |  | AD | node_8102801_200887408 | node_8102801_200887409 | 179.976 | bal_1P_2AC | 8102801 | no | no |  |  | no |  |  | 0 | 0 | 0 | 0
oh_line_8102801_200887410 |  | AD | node_8102801_200887409 | node_8102801_200887410 | 200.886 | bal_1P_2AC | 8102801 | no | no |  |  | no |  |  | 0 | 0 | 0 | 0
oh_line_8102801_200887412 |  | AD | node_8102801_200887410 | node_8102801_200887412 | 309.322 | bal_1P_2AC | 8102801 | no | no |  |  | no |  |  | 0 | 0 | 0 | 0
oh_line_8102801_200887413 |  | AD | node_8102801_200887401 | node_8102801_200887413 | 438.832 | bal_1P_2AC | 8102801 | no | no |  |  | no |  |  | 0 | 0 | 0 | 0
oh_line_8102801_200887414 |  | AD | node_8102801_200887413 | node_8102801_200887414 | 347.766 | bal_1P_2AC | 8102801 | no | no |  |  | no |  |  | 0 | 0 | 0 | 0
oh_line_8102801_200887415 |  | AD | node_8102801_200887414 | node_8102801_200887415 | 490.149 | bal_1P_2AC | 8102801 | no | no |  |  | no |  |  | 0 | 0 | 0 | 0
oh_line_8102801_200887416 |  | AD | node_8102801_200887415 | node_8102801_200887416 | 135.249 | bal_1P_2AC | 8102801 | no | no |  |  | no |  |  | 0 | 0 | 0 | 0
oh_line_8102801_200887417 |  | AD | node_8102801_200887416 | node_8102801_200887417 | 185.707 | bal_1P_2AC | 8102801 | no | no |  |  | no |  |  | 0 | 0 | 0 | 0
oh_line_8102801_200887418 |  | AD | node_8102801_200887417 | node_8102801_200887418 | 237.776 | bal_1P_2AC | 8102801 | no | no |  |  | no |  |  | 0 | 0 | 0 | 0
oh_line_8102801_200887419 |  | AD | node_8102801_200887416 | node_8102801_200887419 | 381.069 | bal_1P_2AC | 8102801 | no | no |  |  | no |  |  | 0 | 0 | 0 | 0
oh_line_8102801_200887421 |  | AD | node_8102801_200887419 | node_8102801_200887421 | 342.876 | bal_1P_2AC | 8102801 | no | no |  |  | no |  |  | 0 | 0 | 0 | 0
oh_line_8102801_200887422 |  | AD | node_8102801_200887421 | node_8102801_200887422 | 446.165 | bal_1P_2AC | 8102801 | no | no |  |  | no |  |  | 0 | 0 | 0 | 0
oh_line_8102801_200887423 |  | AD | node_8102801_200887422 | node_intto1_8102801_200887423 | 367.147 | bal_1P_2AC | 8102801 | no | no |  |  | no |  |  | 0 | 0 | 0 | 0
oh_line_8102801_200887424 |  | AD | node_8102801_200887419 | node_intto1_8102801_200887424 | 282.062 | bal_1P_2AC | 8102801 | no | no |  |  | no |  |  | 0 | 0 | 0 | 0
oh_line_8102801_200887425 |  | AD | node_8102801_200887424 | node_8102801_200887425 | 388.399 | bal_1P_2AC | 8102801 | no | no |  |  | no |  |  | 0 | 0 | 0 | 0
oh_line_8102801_200887426 |  | AD | node_8102801_200887437 | node_8102801_200887426 | 245.83 | bal_1P_2AC | 8102801 | no | no |  |  | no |  |  | 0 | 0 | 0 | 0
oh_line_8102801_200887427 |  | AD | node_8102801_200887424 | node_8102801_200887427 | 496.796 | bal_1P_2AC | 8102801 | no | no |  |  | no |  |  | 0 | 0 | 0 | 0
oh_line_8102801_200887428 |  | AD | node_8102801_200887427 | node_8102801_200887428 | 110.542 | bal_1P_1/0AA | 8102801 | no | no |  |  | no |  |  | 0 | 0 | 0 | 0
oh_line_8102801_200887429 |  | AD | node_8102801_200887427 | node_8102801_200887429 | 263.052 | bal_1P_2AC | 8102801 | no | no |  |  | no |  |  | 0 | 0 | 0 | 0
oh_line_8102801_200887430 |  | AD | node_8102801_200887429 | node_8102801_200887430 | 262.409 | bal_1P_2AC | 8102801 | no | no |  |  | no |  |  | 0 | 0 | 0 | 0
oh_line_8102801_200887433 |  | AD | node_8102801_200946840 | node_8102801_200887433 | 243.721 | bal_1P_2AC | 8102801 | no | no |  |  | no |  |  | 0 | 0 | 0 | 0
oh_line_8102801_200887434 |  | AD | node_8102801_200887433 | node_8102801_200887434 | 328.742 | bal_1P_2AC | 8102801 | no | no |  |  | no |  |  | 0 | 0 | 0 | 0
oh_line_8102801_200887436 |  | AD | node_8102801_200887434 | node_8102801_200887436 | 280.731 | bal_1P_2AC | 8102801 | no | no |  |  | no |  |  | 0 | 0 | 0 | 0
oh_line_8102801_200887437 |  | AD | node_8102801_200887436 | node_8102801_200887437 | 290.245 | bal_1P_2AC | 8102801 | no | no |  |  | no |  |  | 0 | 0 | 0 | 0
oh_line_8102801_200887439 |  | AD | node_8102801_200957469 | node_8102801_200887439 | 197.57 | bal_1P_2AC | 8102801 | no | no |  |  | no |  |  | 0 | 0 | 0 | 0
oh_line_8102801_200887441 |  | AD | node_8102801_200887441 | node_8102801_201010510 | 274.199 | bal_1P_2AC | 8102801 | no | no |  |  | no |  |  | 0 | 0 | 0 | 0
oh_line_8102801_200887442 |  | AD | node_8102801_200887442 | node_8102801_200887441 | 197.3 | bal_1P_2AC | 8102801 | no | no |  |  | no |  |  | 0 | 0 | 0 | 0
oh_line_8102801_200887443 |  | AD | node_8102801_200887442 | node_8102801_200887443 | 323.635 | bal_1P_2AC | 8102801 | no | no |  |  | no |  |  | 0 | 0 | 0 | 0
oh_line_8102801_200887445 |  | AD | node_8102801_201008794 | node_8102801_200887445 | 302.026 | bal_1P_2AC | 8102801 | no | no |  |  | no |  |  | 0 | 0 | 0 | 0
oh_line_8102801_200887446 |  | AD | node_8102801_200887445 | node_8102801_200887446 | 280.786 | bal_1P_2AC | 8102801 | no | no |  |  | no |  |  | 0 | 0 | 0 | 0
oh_line_8102801_200887448 |  | AD | node_8102801_200887446 | node_8102801_200887448 | 306.415 | bal_1P_2AC | 8102801 | no | no |  |  | no |  |  | 0 | 0 | 0 | 0
oh_line_8102801_200887449 |  | AD | node_8102801_200887448 | node_8102801_200887449 | 311.967 | bal_1P_2AC | 8102801 | no | no |  |  | no |  |  | 0 | 0 | 0 | 0
oh_line_8102801_200887451 |  | AD | node_8102801_200887449 | node_8102801_200887451 | 312.202 | bal_1P_2AC | 8102801 | no | no |  |  | no |  |  | 0 | 0 | 0 | 0
oh_line_8102801_200887452 |  | AD | node_8102801_200887451 | node_8102801_200887452 | 349.248 | bal_1P_2AC | 8102801 | no | no |  |  | no |  |  | 0 | 0 | 0 | 0
oh_line_8102801_200887454 |  | AD | node_8102801_200887452 | node_8102801_200887454 | 335.635 | bal_1P_2AC | 8102801 | no | no |  |  | no |  |  | 0 | 0 | 0 | 0
oh_line_8102801_200887455 |  | AD | node_8102801_200887454 | node_8102801_200887455 | 296.261 | bal_1P_2AC | 8102801 | no | no |  |  | no |  |  | 0 | 0 | 0 | 0
oh_line_8102801_200887456 |  | AD | node_8102801_200887455 | node_8102801_200887456 | 286.079 | bal_1P_1/0AC | 8102801 | no | no |  |  | no |  |  | 0 | 0 | 0 | 0
oh_line_8102801_200887457 |  | AD | node_8102801_200887456 | node_8102801_200887457 | 198.421 | bal_1P_1/0AA | 8102801 | no | no |  |  | no |  |  | 0 | 0 | 0 | 0
oh_line_8102801_200887458 |  | AD | node_8102801_200887457 | node_8102801_200887458 | 44.002 | bal_1P_1/0AA | 8102801 | no | no |  |  | no |  |  | 0 | 0 | 0 | 0
oh_line_8102801_200887459 |  | AD | node_8102801_200887458 | node_8102801_200887459 | 365.144 | bal_1P_1/0AA | 8102801 | no | no |  |  | no |  |  | 0 | 0 | 0 | 0
oh_line_8102801_200887460 |  | AD | node_8102801_200887459 | node_8102801_200887460 | 80.257 | bal_1P_1/0AA | 8102801 | no | no |  |  | no |  |  | 0 | 0 | 0 | 0
oh_line_8102801_200887461 |  | AD | node_8102801_200887460 | node_8102801_200887461 | 162.792 | bal_1P_1/0AA | 8102801 | no | no |  |  | no |  |  | 0 | 0 | 0 | 0
oh_line_8102801_200887462 |  | AD | node_8102801_200887461 | node_8102801_200887462 | 207.615 | bal_1P_1/0AA | 8102801 | no | no |  |  | no |  |  | 0 | 0 | 0 | 0
oh_line_8102801_200887463 |  | AD | node_8102801_200887462 | node_8102801_200887463 | 373.335 | bal_1P_1/0AA | 8102801 | no | no |  |  | no |  |  | 0 | 0 | 0 | 0
oh_line_8102801_200887470 |  | AD | node_8102801_200887470 | node_8102801_201010509 | 314.007 | bal_1P_2AC | 8102801 | no | no |  |  | no |  |  | 0 | 0 | 0 | 0
oh_line_8102801_200887476 |  | AD | node_8102801_200904116 | node_8102801_200887476 | 301.991 | bal_1P_2AC | 8102801 | no | no |  |  | no |  |  | 0 | 0 | 0 | 0
oh_line_8102801_200887477 |  | AD | node_8102801_200887476 | node_8102801_200887477 | 89.298 | bal_1P_2AC | 8102801 | no | no |  |  | no |  |  | 0 | 0 | 0 | 0
oh_line_8102801_200887478 |  | AD | node_8102801_200887477 | node_8102801_200887478 | 262.798 | bal_1P_2AC | 8102801 | no | no |  |  | no |  |  | 0 | 0 | 0 | 0
oh_line_8102801_200887480 |  | AD | node_8102801_200887476 | node_intto1_8102801_200887480 | 224.271 | bal_1P_2AC | 8102801 | no | no |  |  | no |  |  | 0 | 0 | 0 | 0
oh_line_8102801_200887481 |  | AD | node_8102801_200887480 | node_8102801_200887481 | 272.608 | bal_1P_2AC | 8102801 | no | no |  |  | no |  |  | 0 | 0 | 0 | 0
oh_line_8102801_200887482 |  | AD | node_8102801_200887481 | node_8102801_200887482 | 272.459 | bal_1P_2AC | 8102801 | no | no |  |  | no |  |  | 0 | 0 | 0 | 0
oh_line_8102801_200887483 |  | AD | node_8102801_200887482 | node_8102801_200887483 | 286.091 | bal_1P_2AC | 8102801 | no | no |  |  | no |  |  | 0 | 0 | 0 | 0
oh_line_8102801_200887484 |  | AD | node_8102801_200887483 | node_8102801_200887484 | 286.733 | bal_1P_2AC | 8102801 | no | no |  |  | no |  |  | 0 | 0 | 0 | 0
oh_line_8102801_200887485 |  | AD | node_8102801_200887484 | node_8102801_200887485 | 205.171 | bal_1P_2AC | 8102801 | no | no |  |  | no |  |  | 0 | 0 | 0 | 0
oh_line_8102801_200887488 |  | AD | node_8102801_200887485 | node_8102801_200887488 | 288.434 | bal_1P_2AC | 8102801 | no | no |  |  | no |  |  | 0 | 0 | 0 | 0
oh_line_8102801_200887489 |  | AD | node_8102801_200887488 | node_8102801_200887489 | 112.517 | bal_1P_1/0AA | 8102801 | no | no |  |  | no |  |  | 0 | 0 | 0 | 0
oh_line_8102801_200887490 |  | AD | node_8102801_200887489 | node_8102801_200887490 | 186.767 | bal_1P_1/0AA | 8102801 | no | no |  |  | no |  |  | 0 | 0 | 0 | 0
oh_line_8102801_200887492 |  | AD | node_8102801_200887488 | node_8102801_200887492 | 270.744 | bal_1P_2AC | 8102801 | no | no |  |  | no |  |  | 0 | 0 | 0 | 0
oh_line_8102801_200887493 |  | AD | node_8102801_200887492 | node_8102801_200887493 | 322.717 | bal_1P_2AC | 8102801 | no | no |  |  | no |  |  | 0 | 0 | 0 | 0
oh_line_8102801_200887494 |  | AD | node_8102801_200887493 | node_8102801_200887494 | 324.034 | bal_1P_2AC | 8102801 | no | no |  |  | no |  |  | 0 | 0 | 0 | 0
oh_line_8102801_200887495 |  | AD | node_8102801_200887494 | node_8102801_200887495 | 129.335 | bal_1P_8DCW | 8102801 | no | no |  |  | no |  |  | 0 | 0 | 0 | 0
oh_line_8102801_200887496 |  | AD | node_8102801_200887495 | node_8102801_200887496 | 297.62 | bal_1P_8DCW | 8102801 | no | no |  |  | no |  |  | 0 | 0 | 0 | 0
oh_line_8102801_200887498 |  | AD | node_8102801_200887494 | node_8102801_200887498 | 320.175 | bal_1P_2AC | 8102801 | no | no |  |  | no |  |  | 0 | 0 | 0 | 0
oh_line_8102801_200887500 |  | AD | node_8102801_200887498 | node_8102801_200887500 | 209.858 | bal_1P_2AC | 8102801 | no | no |  |  | no |  |  | 0 | 0 | 0 | 0
oh_line_8102801_200887501 |  | AD | node_8102801_200887500 | node_8102801_200887501 | 222.313 | bal_1P_2AC | 8102801 | no | no |  |  | no |  |  | 0 | 0 | 0 | 0
oh_line_8102801_200887502 |  | AD | node_8102801_200887501 | node_8102801_200887502 | 252.932 | bal_1P_2AC | 8102801 | no | no |  |  | no |  |  | 0 | 0 | 0 | 0
oh_line_8102801_200887504 |  | AD | node_8102801_200887502 | node_8102801_200887504 | 241.77 | bal_1P_2AC | 8102801 | no | no |  |  | no |  |  | 0 | 0 | 0 | 0
oh_line_8102801_200887506 |  | AD | node_8102801_200887504 | node_8102801_200887506 | 204.135 | bal_1P_2AC | 8102801 | no | no |  |  | no |  |  | 0 | 0 | 0 | 0
oh_line_8102801_200887507 |  | AD | node_8102801_200887508 | node_8102801_200887507 | 195.367 | bal_1P_2AC | 8102801 | no | no |  |  | no |  |  | 0 | 0 | 0 | 0
oh_line_8102801_200887508 |  | AD | node_8102801_200887578 | node_intto1_8102801_200887508 | 91.535 | bal_1P_4CU | 8102801 | no | no |  |  | no |  |  | 0 | 0 | 0 | 0
oh_line_8102801_200887510 |  | AD | node_8102801_200887508 | node_8102801_200887510 | 158.532 | bal_1P_2AC | 8102801 | no | no |  |  | no |  |  | 0 | 0 | 0 | 0
oh_line_8102801_200887512 |  | AD | node_8102801_200887510 | node_intto1_8102801_200887512 | 226.378 | bal_1P_2AC | 8102801 | no | no |  |  | no |  |  | 0 | 0 | 0 | 0
oh_line_8102801_200887514-1 |  | AD | node_8102801_201058255 | node_1246541_721_15273220_606 | 261.894 | bal_1P_2AC | 8102801 | no | no |  |  | no |  |  | 0 | 0 | 0 | 0
oh_line_8102801_200887514-2 |  | AD | node_1246541_721_15273220_606 | node_8102801_200887514 | 10.871 | bal_1P_2AC | 8102801 | no | no |  |  | no |  |  | 0 | 0 | 0 | 0
oh_line_8102801_200887515 |  | AD | node_8102801_200887514 | node_8102801_200887515 | 226.592 | bal_1P_2AC | 8102801 | no | no |  |  | no |  |  | 0 | 0 | 0 | 0
oh_line_8102801_200887517 |  | AD | node_8102801_200887515 | node_8102801_200887517 | 234.73 | bal_1P_2AC | 8102801 | no | no |  |  | no |  |  | 0 | 0 | 0 | 0
oh_line_8102801_200887519 |  | AD | node_8102801_200887517 | node_8102801_200887519 | 217.571 | bal_1P_2AC | 8102801 | no | no |  |  | no |  |  | 0 | 0 | 0 | 0
oh_line_8102801_200887521 |  | AD | node_8102801_200887519 | node_8102801_200887521 | 374.205 | bal_1P_2AC | 8102801 | no | no |  |  | no |  |  | 0 | 0 | 0 | 0
oh_line_8102801_200887522 |  | AD | node_8102801_200887521 | node_8102801_200887522 | 184.358 | bal_1P_2AC | 8102801 | no | no |  |  | no |  |  | 0 | 0 | 0 | 0
oh_line_8102801_200887523 |  | AD | node_8102801_200887522 | node_8102801_200887523 | 224.712 | bal_1P_2AC | 8102801 | no | no |  |  | no |  |  | 0 | 0 | 0 | 0
oh_line_8102801_200887524 |  | AD | node_8102801_200887523 | node_8102801_200887524 | 247.555 | bal_1P_2AC | 8102801 | no | no |  |  | no |  |  | 0 | 0 | 0 | 0
oh_line_8102801_200887526 |  | AD | node_8102801_200974639 | node_8102801_200887526 | 279.02 | bal_1P_2AC | 8102801 | no | no |  |  | no |  |  | 0 | 0 | 0 | 0
oh_line_8102801_200887527 |  | AD | node_8102801_200887526 | node_8102801_200887527 | 275.904 | bal_1P_2AC | 8102801 | no | no |  |  | no |  |  | 0 | 0 | 0 | 0
oh_line_8102801_200887528 |  | AD | node_8102801_200887527 | node_8102801_200887528 | 251.968 | bal_1P_2AC | 8102801 | no | no |  |  | no |  |  | 0 | 0 | 0 | 0
oh_line_8102801_200887529 |  | AD | node_8102801_200887528 | node_8102801_200887529 | 249.453 | bal_1P_2AC | 8102801 | no | no |  |  | no |  |  | 0 | 0 | 0 | 0
oh_line_8102801_200887531 |  | AD | node_8102801_200887529 | node_8102801_200887531 | 320.626 | bal_1P_2AC | 8102801 | no | no |  |  | no |  |  | 0 | 0 | 0 | 0
oh_line_8102801_200887533 |  | AD | node_8102801_200887531 | node_8102801_200887533 | 344.132 | bal_1P_2AC | 8102801 | no | no |  |  | no |  |  | 0 | 0 | 0 | 0
oh_line_8102801_200887534 |  | AD | node_8102801_200887533 | node_8102801_200887534 | 307.353 | bal_1P_2AC | 8102801 | no | no |  |  | no |  |  | 0 | 0 | 0 | 0
oh_line_8102801_200887535 |  | AD | node_8102801_312099153 | node_8102801_200887535 | 260.654 | bal_1P_2AC | 8102801 | no | no |  |  | no |  |  | 0 | 0 | 0 | 0
oh_line_8102801_200887540 |  | AD | node_8102801_200887535 | node_8102801_200887540 | 388.16 | bal_1P_2AC | 8102801 | no | no |  |  | no |  |  | 0 | 0 | 0 | 0
oh_line_8102801_200887541 |  | AD | node_8102801_200887540 | node_8102801_200887541 | 300.104 | bal_1P_2AC | 8102801 | no | no |  |  | no |  |  | 0 | 0 | 0 | 0
oh_line_8102801_200887542 |  | AD | node_8102801_200887541 | node_8102801_200887542 | 283.241 | bal_1P_2AC | 8102801 | no | no |  |  | no |  |  | 0 | 0 | 0 | 0
oh_line_8102801_200887543 |  | AD | node_8102801_200887542 | node_8102801_200887543 | 274.585 | bal_1P_2AC | 8102801 | no | no |  |  | no |  |  | 0 | 0 | 0 | 0
oh_line_8102801_200887544 |  | AD | node_8102801_200887543 | node_8102801_200887544 | 256.462 | bal_1P_2AC | 8102801 | no | no |  |  | no |  |  | 0 | 0 | 0 | 0
oh_line_8102801_200887546 |  | AD | node_8102801_312013075 | node_8102801_200887546 | 120.166 | bal_1P_2AC | 8102801 | no | no |  |  | no |  |  | 0 | 0 | 0 | 0
oh_line_8102801_200887547 |  | AD | node_8102801_200887546 | node_8102801_200887547 | 442.19 | bal_1P_2AC | 8102801 | no | no |  |  | no |  |  | 0 | 0 | 0 | 0
oh_line_8102801_200887550 |  | AD | node_8102801_200958587 | node_8102801_200887550 | 292.769 | bal_1P_2AC | 8102801 | no | no |  |  | no |  |  | 0 | 0 | 0 | 0
oh_line_8102801_200887552 |  | AD | node_8102801_200887550 | node_8102801_200887552 | 280.022 | bal_1P_2AC | 8102801 | no | no |  |  | no |  |  | 0 | 0 | 0 | 0
oh_line_8102801_200887553 |  | AD | node_8102801_200887552 | node_8102801_200887553 | 205.917 | bal_1P_2AC | 8102801 | no | no |  |  | no |  |  | 0 | 0 | 0 | 0
oh_line_8102801_200887555 |  | AD | node_8102801_200887553 | node_8102801_200887555 | 124.573 | bal_1P_2AC | 8102801 | no | no |  |  | no |  |  | 0 | 0 | 0 | 0
oh_line_8102801_200887557 |  | AD | node_8102801_200887555 | node_8102801_200887557 | 222.819 | bal_1P_2AC | 8102801 | no | no |  |  | no |  |  | 0 | 0 | 0 | 0
oh_line_8102801_200887558 |  | AD | node_8102801_200887557 | node_8102801_200887558 | 144.655 | bal_1P_2AC | 8102801 | no | no |  |  | no |  |  | 0 | 0 | 0 | 0
oh_line_8102801_200887560 |  | AD | node_8102801_200976116 | node_8102801_200887560 | 177.735 | bal_1P_2AC | 8102801 | no | no |  |  | no |  |  | 0 | 0 | 0 | 0
oh_line_8102801_200887561 |  | AD | node_8102801_200887560 | node_8102801_200887561 | 152.414 | bal_1P_2AC | 8102801 | no | no |  |  | no |  |  | 0 | 0 | 0 | 0
oh_line_8102801_200887562 |  | AD | node_8102801_200887561 | node_8102801_200887562 | 200.723 | bal_1P_2AC | 8102801 | no | no |  |  | no |  |  | 0 | 0 | 0 | 0
oh_line_8102801_200887564 |  | AD | node_8102801_201042545 | node_8102801_200887564 | 183.828 | bal_1P_2AC | 8102801 | no | no |  |  | no |  |  | 0 | 0 | 0 | 0
oh_line_8102801_200887565 |  | AD | node_8102801_200887564 | node_8102801_200887565 | 265.377 | bal_1P_1/0AC | 8102801 | no | no |  |  | no |  |  | 0 | 0 | 0 | 0
oh_line_8102801_200887567 |  | AD | node_8102801_200887565 | node_8102801_200887567 | 108.119 | bal_1P_1/0AC | 8102801 | no | no |  |  | no |  |  | 0 | 0 | 0 | 0
oh_line_8102801_200887568 |  | AD | node_8102801_200887567 | node_8102801_200887568 | 182.725 | bal_1P_1/0AC | 8102801 | no | no |  |  | no |  |  | 0 | 0 | 0 | 0
oh_line_8102801_200887569 |  | AD | node_8102801_200887568 | node_8102801_200887569 | 169.902 | bal_1P_1/0AC | 8102801 | no | no |  |  | no |  |  | 0 | 0 | 0 | 0
oh_line_8102801_200887572 |  | AD | node_8102801_200887502 | node_intto1_8102801_200887572 | 237.529 | bal_1P_2AC | 8102801 | no | no |  |  | no |  |  | 0 | 0 | 0 | 0
oh_line_8102801_200887573 |  | AD | node_8102801_200887572 | node_8102801_200887573 | 135.631 | bal_1P_2AC | 8102801 | no | no |  |  | no |  |  | 0 | 0 | 0 | 0
oh_line_8102801_200887574 |  | AD | node_8102801_200887573 | node_8102801_200887574 | 156.459 | bal_1P_2AC | 8102801 | no | no |  |  | no |  |  | 0 | 0 | 0 | 0
oh_line_8102801_200887575 |  | AD | node_8102801_200887574 | node_8102801_200887575 | 294.268 | bal_1P_1/0AC | 8102801 | no | no |  |  | no |  |  | 0 | 0 | 0 | 0
oh_line_8102801_200887576 |  | AD | node_8102801_200887575 | node_8102801_200887576 | 154.514 | bal_1P_1/0AC | 8102801 | no | no |  |  | no |  |  | 0 | 0 | 0 | 0
oh_line_8102801_200887578 |  | AD | node_8102801_200887599 | node_8102801_200887578 | 86.335 | bal_1P_4CU | 8102801 | no | no |  |  | no |  |  | 0 | 0 | 0 | 0
oh_line_8102801_200887580 |  | ABN | node_8102801_200887720 | node_8102801_200887580 | 94.281 | bal_2P_4/0AC_1/0AC(N) | 8102801 | no | no |  |  | no |  |  | 0 | 0 | 0 | 0
oh_line_8102801_200887581 |  | AD | node_8102801_200887580 | node_intto1_8102801_200887581 | 120.763 | bal_1P_2AC | 8102801 | no | no |  |  | no |  |  | 0 | 0 | 0 | 0
oh_line_8102801_200887582 |  | AD | node_8102801_200887581 | node_8102801_200887582 | 229.375 | bal_1P_2AC | 8102801 | no | no |  |  | no |  |  | 0 | 0 | 0 | 0
oh_line_8102801_200887583 |  | AD | node_8102801_200887582 | node_8102801_200887583 | 183.781 | bal_1P_2AC | 8102801 | no | no |  |  | no |  |  | 0 | 0 | 0 | 0
oh_line_8102801_200887585 |  | AD | node_8102801_200887583 | node_8102801_200887585 | 182.337 | bal_1P_2AC | 8102801 | no | no |  |  | no |  |  | 0 | 0 | 0 | 0
oh_line_8102801_200887587 |  | AD | node_8102801_200887585 | node_8102801_200887587 | 206.976 | bal_1P_2AC | 8102801 | no | no |  |  | no |  |  | 0 | 0 | 0 | 0
oh_line_8102801_200887588 |  | AD | node_8102801_200887587 | node_8102801_200887588 | 204.901 | bal_1P_2AC | 8102801 | no | no |  |  | no |  |  | 0 | 0 | 0 | 0
oh_line_8102801_200887590 |  | AD | node_8102801_200887588 | node_intto1_8102801_200887590 | 103.58 | bal_1P_2AC | 8102801 | no | no |  |  | no |  |  | 0 | 0 | 0 | 0
oh_line_8102801_200887591 |  | AD | node_8102801_200887590 | node_8102801_200887591 | 230.178 | bal_1P_2AC | 8102801 | no | no |  |  | no |  |  | 0 | 0 | 0 | 0
oh_line_8102801_200887594 |  | AD | node_8102801_200940907 | node_8102801_200887594 | 158.626 | bal_1P_1/0AC | 8102801 | no | no |  |  | no |  |  | 0 | 0 | 0 | 0
oh_line_8102801_200887595 |  | AD | node_8102801_200887594 | node_8102801_200887595 | 110.479 | bal_1P_1/0AC | 8102801 | no | no |  |  | no |  |  | 0 | 0 | 0 | 0
oh_line_8102801_200887596 |  | AD | node_8102801_200887595 | node_8102801_200887596 | 327.394 | bal_1P_2AC | 8102801 | no | no |  |  | no |  |  | 0 | 0 | 0 | 0
oh_line_8102801_200887599 |  | AD | node_8102801_200887600 | node_8102801_200887599 | 164.559 | bal_1P_4CU | 8102801 | no | no |  |  | no |  |  | 0 | 0 | 0 | 0
oh_line_8102801_200887600 |  | AD | node_8102801_200887601 | node_8102801_200887600 | 131.069 | bal_1P_4CU | 8102801 | no | no |  |  | no |  |  | 0 | 0 | 0 | 0
oh_line_8102801_200887601 |  | AD | node_8102801_200887603 | node_8102801_200887601 | 203.132 | bal_1P_4CU | 8102801 | no | no |  |  | no |  |  | 0 | 0 | 0 | 0
oh_line_8102801_200887603 |  | AD | node_8102801_200887607 | node_8102801_200887603 | 178.28 | bal_1P_4CU | 8102801 | no | no |  |  | no |  |  | 0 | 0 | 0 | 0
oh_line_8102801_200887607 |  | AD | node_8102801_200887608 | node_intto1_8102801_200887607 | 156.572 | bal_1P_4CU | 8102801 | no | no |  |  | no |  |  | 0 | 0 | 0 | 0
oh_line_8102801_200887608 |  | AD | node_8102801_200887609 | node_8102801_200887608 | 133.855 | bal_1P_4CU | 8102801 | no | no |  |  | no |  |  | 0 | 0 | 0 | 0
oh_line_8102801_200887609 |  | AN | node_8102801_200887610 | node_intto1_8102801_200887609 | 119.227 | bal_1P_1/0AC_1/0AC(N) | 8102801 | no | no |  |  | no |  |  | 0 | 0 | 0 | 0
oh_line_8102801_200887610 |  | AN | node_8102801_200887611 | node_8102801_200887610 | 138.439 | bal_1P_1/0AC_1/0AC(N) | 8102801 | no | no |  |  | no |  |  | 0 | 0 | 0 | 0
oh_line_8102801_200887611 |  | ABCN | node_8102801_200887720 | node_8102801_200887611 | 132.735 | bal_3P_1/0AC_1/0AC(N) | 8102801 | no | no |  |  | no |  |  | 0 | 0 | 0 | 0
oh_line_8102801_200887612 |  | AD | node_8102801_201042545 | node_8102801_200887612 | 305.256 | bal_1P_2AC | 8102801 | no | no |  |  | no |  |  | 0 | 0 | 0 | 0
oh_line_8102801_200887613 |  | AD | node_8102801_200887612 | node_intto1_8102801_200887613 | 234.818 | bal_1P_2AC | 8102801 | no | no |  |  | no |  |  | 0 | 0 | 0 | 0
oh_line_8102801_200887617 |  | AD | node_8102801_200887613 | node_8102801_200887617 | 207.066 | bal_1P_2AC | 8102801 | no | no |  |  | no |  |  | 0 | 0 | 0 | 0
oh_line_8102801_200887619 |  | AD | node_8102801_201010478 | node_8102801_200887619 | 170.655 | bal_1P_2AC | 8102801 | no | no |  |  | no |  |  | 0 | 0 | 0 | 0
oh_line_8102801_200887620 |  | AD | node_8102801_200887619 | node_8102801_200887620 | 199.535 | bal_1P_1/0AA | 8102801 | no | no |  |  | no |  |  | 0 | 0 | 0 | 0
oh_line_8102801_200887621 |  | AD | node_8102801_200887620 | node_8102801_200887621 | 195.849 | bal_1P_1/0AA | 8102801 | no | no |  |  | no |  |  | 0 | 0 | 0 | 0
oh_line_8102801_200887623 |  | AD | node_8102801_200887621 | node_8102801_200887623 | 129.547 | bal_1P_1/0AA | 8102801 | no | no |  |  | no |  |  | 0 | 0 | 0 | 0
oh_line_8102801_200887624 |  | AD | node_8102801_200887623 | node_8102801_200887624 | 234.334 | bal_1P_1/0AA | 8102801 | no | no |  |  | no |  |  | 0 | 0 | 0 | 0
oh_line_8102801_200887625 |  | AD | node_8102801_200887624 | node_8102801_200887625 | 213.634 | bal_1P_1/0AA | 8102801 | no | no |  |  | no |  |  | 0 | 0 | 0 | 0
oh_line_8102801_200887626 |  | AD | node_8102801_200887625 | node_8102801_200887626 | 202.781 | bal_1P_1/0AA | 8102801 | no | no |  |  | no |  |  | 0 | 0 | 0 | 0
oh_line_8102801_200887628 |  | AD | node_8102801_200887595 | node_8102801_200887628 | 225.988 | bal_1P_2AC | 8102801 | no | no |  |  | no |  |  | 0 | 0 | 0 | 0
oh_line_8102801_200887631 |  | AD | node_8102801_200908231 | node_8102801_200887631 | 179.753 | bal_1P_2AC | 8102801 | no | no |  |  | no |  |  | 0 | 0 | 0 | 0
oh_line_8102801_200887632 |  | AD | node_8102801_200887647 | node_8102801_200887632 | 367.812 | bal_1P_2AC | 8102801 | no | no |  |  | no |  |  | 0 | 0 | 0 | 0
oh_line_8102801_200887634 |  | AD | node_8102801_200887632 | node_8102801_200887634 | 407.476 | bal_1P_2AC | 8102801 | no | no |  |  | no |  |  | 0 | 0 | 0 | 0
oh_line_8102801_200887635 |  | AD | node_8102801_200887634 | node_8102801_200887635 | 511.312 | bal_1P_2AC | 8102801 | no | no |  |  | no |  |  | 0 | 0 | 0 | 0
oh_line_8102801_200887636 |  | AD | node_8102801_200887635 | node_8102801_200887636 | 394.81 | bal_1P_2AC | 8102801 | no | no |  |  | no |  |  | 0 | 0 | 0 | 0
oh_line_8102801_200887637 |  | AD | node_8102801_200887636 | node_8102801_200887637 | 193.592 | bal_1P_2AC | 8102801 | no | no |  |  | no |  |  | 0 | 0 | 0 | 0
oh_line_8102801_200887638 |  | AD | node_8102801_200904290 | node_8102801_200887638 | 579.323 | bal_1P_2AC | 8102801 | no | no |  |  | no |  |  | 0 | 0 | 0 | 0
oh_line_8102801_200887639 |  | AD | node_8102801_200887638 | node_8102801_200887639 | 464.15 | bal_1P_2AC | 8102801 | no | no |  |  | no |  |  | 0 | 0 | 0 | 0
oh_line_8102801_200887640 |  | AD | node_8102801_200887639 | node_8102801_200887640 | 450.676 | bal_1P_2AC | 8102801 | no | no |  |  | no |  |  | 0 | 0 | 0 | 0
oh_line_8102801_200887641 |  | AD | node_8102801_200887640 | node_intto1_8102801_200887641 | 505.688 | bal_1P_2AC | 8102801 | no | no |  |  | no |  |  | 0 | 0 | 0 | 0
oh_line_8102801_200887643 |  | AD | node_8102801_200887641 | node_8102801_200887643 | 538.106 | bal_1P_2AC | 8102801 | no | no |  |  | no |  |  | 0 | 0 | 0 | 0
oh_line_8102801_200887644 |  | AD | node_8102801_200887643 | node_8102801_200887644 | 339.053 | bal_1P_2AC | 8102801 | no | no |  |  | no |  |  | 0 | 0 | 0 | 0
oh_line_8102801_200887645 |  | AD | node_8102801_200887644 | node_8102801_200887645 | 246.152 | bal_1P_2AC | 8102801 | no | no |  |  | no |  |  | 0 | 0 | 0 | 0
oh_line_8102801_200887647 |  | AD | node_8102801_200887645 | node_8102801_200887647 | 212.643 | bal_1P_2AC | 8102801 | no | no |  |  | no |  |  | 0 | 0 | 0 | 0
oh_line_8102801_200887649 |  | AD | node_8102801_200887623 | node_8102801_200887649 | 142.472 | bal_1P_1/0AA | 8102801 | no | no |  |  | no |  |  | 0 | 0 | 0 | 0
oh_line_8102801_200887650 |  | AD | node_8102801_200887674 | node_8102801_200887650 | 283.08 | bal_1P_2AC | 8102801 | no | no |  |  | no |  |  | 0 | 0 | 0 | 0
oh_line_8102801_200887651 |  | AD | node_8102801_200887650 | node_8102801_200887651 | 304.079 | bal_1P_2AC | 8102801 | no | no |  |  | no |  |  | 0 | 0 | 0 | 0
oh_line_8102801_200887652 |  | AD | node_8102801_200887651 | node_8102801_200887652 | 270.742 | bal_1P_2AC | 8102801 | no | no |  |  | no |  |  | 0 | 0 | 0 | 0
oh_line_8102801_200887653 |  | AD | node_8102801_200887652 | node_8102801_200887653 | 258.933 | bal_1P_2AC | 8102801 | no | no |  |  | no |  |  | 0 | 0 | 0 | 0
oh_line_8102801_200887654 |  | AD | node_8102801_200887652 | node_8102801_200887654 | 218.195 | bal_1P_1/0AC | 8102801 | no | no |  |  | no |  |  | 0 | 0 | 0 | 0
oh_line_8102801_200887657 |  | AD | node_8102801_200887652 | node_8102801_200887657 | 285.517 | bal_1P_2AC | 8102801 | no | no |  |  | no |  |  | 0 | 0 | 0 | 0
oh_line_8102801_200887658 |  | AD | node_8102801_200887657 | node_8102801_200887658 | 271.67 | bal_1P_2AC | 8102801 | no | no |  |  | no |  |  | 0 | 0 | 0 | 0
oh_line_8102801_200887659 |  | AD | node_8102801_200887658 | node_8102801_200887659 | 304.171 | bal_1P_2AC | 8102801 | no | no |  |  | no |  |  | 0 | 0 | 0 | 0
oh_line_8102801_200887660 |  | AD | node_8102801_200887649 | node_8102801_200887660 | 304.16 | bal_1P_2AC | 8102801 | no | no |  |  | no |  |  | 0 | 0 | 0 | 0
oh_line_8102801_200887661 |  | AD | node_8102801_200887660 | node_8102801_200887661 | 418.806 | bal_1P_2AC | 8102801 | no | no |  |  | no |  |  | 0 | 0 | 0 | 0
oh_line_8102801_200887662 |  | AD | node_8102801_200887661 | node_8102801_200887662 | 114.617 | bal_1P_2AC | 8102801 | no | no |  |  | no |  |  | 0 | 0 | 0 | 0
oh_line_8102801_200887663 |  | AD | node_8102801_200887662 | node_8102801_200887663 | 239.486 | bal_1P_2AC | 8102801 | no | no |  |  | no |  |  | 0 | 0 | 0 | 0
oh_line_8102801_200887664 |  | AD | node_8102801_200887661 | node_8102801_200887664 | 375.053 | bal_1P_2AC | 8102801 | no | no |  |  | no |  |  | 0 | 0 | 0 | 0
oh_line_8102801_200887665 |  | AD | node_8102801_200887664 | node_8102801_200887665 | 290.497 | bal_1P_2AC | 8102801 | no | no |  |  | no |  |  | 0 | 0 | 0 | 0
oh_line_8102801_200887666 |  | AD | node_8102801_200887665 | node_8102801_200887666 | 296.315 | bal_1P_2AC | 8102801 | no | no |  |  | no |  |  | 0 | 0 | 0 | 0
oh_line_8102801_200887667 |  | AD | node_8102801_200887666 | node_8102801_200887667 | 82.931 | bal_1P_1/0AA | 8102801 | no | no |  |  | no |  |  | 0 | 0 | 0 | 0
oh_line_8102801_200887668 |  | AD | node_8102801_200887667 | node_8102801_200887668 | 283.128 | bal_1P_1/0AA | 8102801 | no | no |  |  | no |  |  | 0 | 0 | 0 | 0
oh_line_8102801_200887669 |  | AD | node_8102801_200887666 | node_8102801_200887669 | 298 | bal_1P_2AC | 8102801 | no | no |  |  | no |  |  | 0 | 0 | 0 | 0
oh_line_8102801_200887670 |  | AD | node_8102801_200887669 | node_8102801_200887670 | 309.037 | bal_1P_2AC | 8102801 | no | no |  |  | no |  |  | 0 | 0 | 0 | 0
oh_line_8102801_200887671 |  | AD | node_8102801_200887670 | node_8102801_200887671 | 320.992 | bal_1P_2AC | 8102801 | no | no |  |  | no |  |  | 0 | 0 | 0 | 0
oh_line_8102801_200887674 |  | AD | node_8102801_200887670 | node_8102801_200887674 | 258.809 | bal_1P_2AC | 8102801 | no | no |  |  | no |  |  | 0 | 0 | 0 | 0
oh_line_8102801_200887675 |  | AD | node_8102801_200887415 | node_intto1_8102801_200887675 | 434.066 | bal_1P_2AC | 8102801 | no | no |  |  | no |  |  | 0 | 0 | 0 | 0
oh_line_8102801_200887676 |  | AD | node_8102801_200887675 | node_8102801_200887676 | 450.572 | bal_1P_2AC | 8102801 | no | no |  |  | no |  |  | 0 | 0 | 0 | 0
oh_line_8102801_200887677 |  | AD | node_8102801_200887676 | node_8102801_200887677 | 546.708 | bal_1P_2AC | 8102801 | no | no |  |  | no |  |  | 0 | 0 | 0 | 0
oh_line_8102801_200887678 |  | AD | node_8102801_200887677 | node_8102801_200887678 | 329.69 | bal_1P_2AC | 8102801 | no | no |  |  | no |  |  | 0 | 0 | 0 | 0
oh_line_8102801_200887680 |  | AD | node_8102801_200887678 | node_8102801_200887680 | 324.232 | bal_1P_2AC | 8102801 | no | no |  |  | no |  |  | 0 | 0 | 0 | 0
oh_line_8102801_200887681 |  | AN | node_8102801_200887716 | node_8102801_200887681 | 57.46 | bal_1P_1/0AA_1/0AA(N) | 8102801 | no | no |  |  | no |  |  | 0 | 0 | 0 | 0
oh_line_8102801_200887682 |  | AN | node_8102801_200887681 | node_intto1_8102801_200887682 | 315.882 | bal_1P_2AC_2AC(N) | 8102801 | no | no |  |  | no |  |  | 0 | 0 | 0 | 0
oh_line_8102801_200887683 |  | AN | node_8102801_200887682 | node_8102801_200887683 | 249.757 | bal_1P_1/0AA_1/0AA(N) | 8102801 | no | no |  |  | no |  |  | 0 | 0 | 0 | 0
oh_line_8102801_200887684 |  | AN | node_8102801_200887683 | node_8102801_200887684 | 258.266 | bal_1P_1/0AA_1/0AA(N) | 8102801 | no | no |  |  | no |  |  | 0 | 0 | 0 | 0
oh_line_8102801_200887686 |  | AN | node_8102801_200887682 | node_8102801_200887686 | 199.402 | bal_1P_2AC_2AC(N) | 8102801 | no | no |  |  | no |  |  | 0 | 0 | 0 | 0
oh_line_8102801_200887688 |  | AN | node_8102801_200887686 | node_8102801_200887688 | 330.455 | bal_1P_2AC_2AC(N) | 8102801 | no | no |  |  | no |  |  | 0 | 0 | 0 | 0
oh_line_8102801_200887689 |  | AN | node_8102801_200887688 | node_8102801_200887689 | 270.151 | bal_1P_2AC_2AC(N) | 8102801 | no | no |  |  | no |  |  | 0 | 0 | 0 | 0
oh_line_8102801_200887691 |  | AN | node_8102801_200947754 | node_8102801_200887691 | 299.838 | bal_1P_2AC_2AC(N) | 8102801 | no | no |  |  | no |  |  | 0 | 0 | 0 | 0
oh_line_8102801_200887692 |  | AN | node_8102801_200887691 | node_8102801_200887692 | 279.771 | bal_1P_2AC_2AC(N) | 8102801 | no | no |  |  | no |  |  | 0 | 0 | 0 | 0
oh_line_8102801_200887694 |  | AN | node_8102801_200887689 | node_8102801_200887694 | 151.782 | bal_1P_1/0AC_1/0AC(N) | 8102801 | no | no |  |  | no |  |  | 0 | 0 | 0 | 0
oh_line_8102801_200887695 |  | AN | node_8102801_200887694 | node_8102801_200887695 | 243.301 | bal_1P_1/0AC_1/0AC(N) | 8102801 | no | no |  |  | no |  |  | 0 | 0 | 0 | 0
oh_line_8102801_200887697 |  | ABCN | node_8102801_200887722 | node_8102801_200887697 | 256.294 | bal_3P_4/0AA_4/0AA(N) | 8102801 | no | no |  |  | no |  |  | 0 | 0 | 0 | 0
oh_line_8102801_200887698 |  | ABCN | node_8102801_200887697 | node_8102801_200887698 | 246.876 | bal_3P_4/0AA_4/0AA(N) | 8102801 | no | no |  |  | no |  |  | 0 | 0 | 0 | 0
oh_line_8102801_200887699 |  | ABCN | node_8102801_200887698 | node_8102801_200887699 | 254.41 | bal_3P_4/0AA_4/0AA(N) | 8102801 | no | no |  |  | no |  |  | 0 | 0 | 0 | 0
oh_line_8102801_200887700 |  | ABCN | node_8102801_200887699 | node_8102801_200887700 | 259.178 | bal_3P_4/0AA_4/0AA(N) | 8102801 | no | no |  |  | no |  |  | 0 | 0 | 0 | 0
oh_line_8102801_200887701 |  | ABCN | node_8102801_200887700 | node_8102801_200887701 | 256.281 | bal_3P_4/0AA_4/0AA(N) | 8102801 | no | no |  |  | no |  |  | 0 | 0 | 0 | 0
oh_line_8102801_200887702 |  | ABCN | node_8102801_200887701 | node_8102801_200887702 | 248.456 | bal_3P_4/0AA_4/0AA(N) | 8102801 | no | no |  |  | no |  |  | 0 | 0 | 0 | 0
oh_line_8102801_200887703 |  | ABCN | node_8102801_200887702 | node_8102801_200887703 | 253.09 | bal_3P_4/0AA_4/0AA(N) | 8102801 | no | no |  |  | no |  |  | 0 | 0 | 0 | 0
oh_line_8102801_200887704 |  | ABCN | node_8102801_200887703 | node_8102801_200887704 | 268.732 | bal_3P_4/0AA_4/0AA(N) | 8102801 | no | no |  |  | no |  |  | 0 | 0 | 0 | 0
oh_line_8102801_200887705 |  | ABCN | node_8102801_200887704 | node_8102801_200887705 | 242.631 | bal_3P_4/0AA_4/0AA(N) | 8102801 | no | no |  |  | no |  |  | 0 | 0 | 0 | 0
oh_line_8102801_200887706 |  | ABCN | node_8102801_200887705 | node_8102801_200887706 | 225.629 | bal_3P_4/0AA_4/0AA(N) | 8102801 | no | no |  |  | no |  |  | 0 | 0 | 0 | 0
oh_line_8102801_200887707 |  | ABCN | node_8102801_200887706 | node_8102801_200887707 | 183.206 | bal_3P_4/0AC_4/0AA(N) | 8102801 | no | no |  |  | no |  |  | 0 | 0 | 0 | 0
oh_line_8102801_200887708 |  | ABCN | node_8102801_200887707 | node_8102801_200887708 | 176.342 | bal_3P_4/0AC_4/0AA(N) | 8102801 | no | no |  |  | no |  |  | 0 | 0 | 0 | 0
oh_line_8102801_200887709 |  | ABCN | node_8102801_200887708 | node_8102801_200887709 | 272.783 | bal_3P_4/0AC_4/0AA(N) | 8102801 | no | no |  |  | no |  |  | 0 | 0 | 0 | 0
oh_line_8102801_200887710 |  | ABCN | node_8102801_200887709 | node_8102801_200887710 | 233.243 | bal_3P_4/0AC_4/0AA(N) | 8102801 | no | no |  |  | no |  |  | 0 | 0 | 0 | 0
oh_line_8102801_200887712 |  | ABCN | node_8102801_200887710 | node_8102801_200887712 | 128.681 | bal_3P_4/0AC_4/0AA(N) | 8102801 | no | no |  |  | no |  |  | 0 | 0 | 0 | 0
oh_line_8102801_200887713 |  | ABCN | node_8102801_200887712 | node_intto1_8102801_200887713 | 158.984 | bal_3P_4/0AC_4/0AA(N) | 8102801 | no | no |  |  | no |  |  | 0 | 0 | 0 | 0
oh_line_8102801_200887716 |  | ABCN | node_8102801_200887713 | node_8102801_200887716 | 281.788 | bal_3P_4/0AA_4/0AA(N) | 8102801 | no | no |  |  | no |  |  | 0 | 0 | 0 | 0
oh_line_8102801_200887717 |  | ABCN | node_8102801_200887716 | node_8102801_200887717 | 100.409 | bal_3P_4/0AA_4/0AA(N) | 8102801 | no | no |  |  | no |  |  | 0 | 0 | 0 | 0
oh_line_8102801_200887719 |  | ABCN | node_8102801_200887717 | node_8102801_200887719 | 286.514 | bal_3P_4/0AA_4/0AA(N) | 8102801 | no | no |  |  | no |  |  | 0 | 0 | 0 | 0
oh_line_8102801_200887720 |  | ABCN | node_8102801_200887719 | node_8102801_200887720 | 300.655 | bal_3P_4/0AC_1/0AC(N) | 8102801 | no | no |  |  | no |  |  | 0 | 0 | 0 | 0
oh_line_8102801_200887721 |  | ABCN | node_8102801_200905139 | node_8102801_200887721 | 240.163 | bal_3P_4/0AA_4/0AL(N) | 8102801 | no | no |  |  | no |  |  | 0 | 0 | 0 | 0
oh_line_8102801_200887722 |  | ABCN | node_8102801_200887721 | node_8102801_200887722 | 244.118 | bal_3P_4/0AA_4/0AL(N) | 8102801 | no | no |  |  | no |  |  | 0 | 0 | 0 | 0
oh_line_8102801_200887723 |  | AN | node_8102801_200887722 | node_8102801_200887723 | 228.325 | bal_1P_1/0AC_1/0AC(N) | 8102801 | no | no |  |  | no |  |  | 0 | 0 | 0 | 0
oh_line_8102801_200887724 |  | AN | node_8102801_200887723 | node_8102801_200887724 | 168.723 | bal_1P_1/0AC_1/0AC(N) | 8102801 | no | no |  |  | no |  |  | 0 | 0 | 0 | 0
oh_line_8102801_200887726 |  | AD | node_8102801_200887639 | node_8102801_200887726 | 359.02 | bal_1P_1/0AC | 8102801 | no | no |  |  | no |  |  | 0 | 0 | 0 | 0
oh_line_8102801_200887727 |  | AD | node_8102801_200887740 | node_8102801_200887727 | 251.694 | bal_1P_1/0AA | 8102801 | no | no |  |  | no |  |  | 0 | 0 | 0 | 0
oh_line_8102801_200887728 |  | AD | node_8102801_200887727 | node_8102801_200887728 | 258.184 | bal_1P_1/0AA | 8102801 | no | no |  |  | no |  |  | 0 | 0 | 0 | 0
oh_line_8102801_200887729 |  | AD | node_8102801_200887728 | node_8102801_200887729 | 244.876 | bal_1P_1/0AA | 8102801 | no | no |  |  | no |  |  | 0 | 0 | 0 | 0
oh_line_8102801_200887731 |  | AD | node_8102801_200887726 | node_intto1_8102801_200887731 | 354.825 | bal_1P_1/0AC | 8102801 | no | no |  |  | no |  |  | 0 | 0 | 0 | 0
oh_line_8102801_200887732 |  | AD | node_8102801_200887731 | node_8102801_200887732 | 344.629 | bal_1P_1/0AC | 8102801 | no | no |  |  | no |  |  | 0 | 0 | 0 | 0
oh_line_8102801_200887733 |  | AD | node_8102801_200887732 | node_8102801_200887733 | 296.215 | bal_1P_1/0AC | 8102801 | no | no |  |  | no |  |  | 0 | 0 | 0 | 0
oh_line_8102801_200887734 |  | AD | node_8102801_200887733 | node_8102801_200887734 | 285.419 | bal_1P_1/0AC | 8102801 | no | no |  |  | no |  |  | 0 | 0 | 0 | 0
oh_line_8102801_200887735 |  | AD | node_8102801_200887734 | node_8102801_200887735 | 290.218 | bal_1P_1/0AC | 8102801 | no | no |  |  | no |  |  | 0 | 0 | 0 | 0
oh_line_8102801_200887737 |  | AD | node_8102801_200887735 | node_8102801_200887737 | 286.976 | bal_1P_1/0AC | 8102801 | no | no |  |  | no |  |  | 0 | 0 | 0 | 0
oh_line_8102801_200887739 |  | AD | node_8102801_200887737 | node_8102801_200887739 | 236.303 | bal_1P_1/0AA | 8102801 | no | no |  |  | no |  |  | 0 | 0 | 0 | 0
oh_line_8102801_200887740 |  | AD | node_8102801_200887739 | node_8102801_200887740 | 67.877 | bal_1P_1/0AA | 8102801 | no | no |  |  | no |  |  | 0 | 0 | 0 | 0
oh_line_8102801_200887741 |  | AD | node_8102801_200887451 | node_intto1_8102801_200887741 | 55.653 | bal_1P_1/0AC | 8102801 | no | no |  |  | no |  |  | 0 | 0 | 0 | 0
oh_line_8102801_200887742 |  | AD | node_8102801_200887741 | node_8102801_200887742 | 319.673 | bal_1P_1/0AC | 8102801 | no | no |  |  | no |  |  | 0 | 0 | 0 | 0
oh_line_8102801_200887744 |  | AD | node_8102801_200887742 | node_intto1_8102801_200887744 | 330.331 | bal_1P_1/0AC | 8102801 | no | no |  |  | no |  |  | 0 | 0 | 0 | 0
oh_line_8102801_200887745 |  | AD | node_8102801_200887744 | node_8102801_200887745 | 236.526 | bal_1P_1/0AC | 8102801 | no | no |  |  | no |  |  | 0 | 0 | 0 | 0
oh_line_8102801_200887746 |  | AD | node_8102801_200887745 | node_8102801_200887746 | 268.299 | bal_1P_1/0AC | 8102801 | no | no |  |  | no |  |  | 0 | 0 | 0 | 0
oh_line_8102801_200887747 |  | AD | node_8102801_200887746 | node_8102801_200887747 | 352.954 | bal_1P_1/0AC | 8102801 | no | no |  |  | no |  |  | 0 | 0 | 0 | 0
oh_line_8102801_200887748 |  | AD | node_8102801_200887751 | node_8102801_200887748 | 1316.125 | bal_1P_1/0AA | 8102801 | no | no |  |  | no |  |  | 0 | 0 | 0 | 0
oh_line_8102801_200887749 |  | AD | node_8102801_200887749 | node_8102801_200887442 | 300.538 | bal_1P_1/0AC | 8102801 | no | no |  |  | no |  |  | 0 | 0 | 0 | 0
oh_line_8102801_200887751 |  | AD | node_8102801_200887749 | node_8102801_200887751 | 90.079 | bal_1P_1/0AA | 8102801 | no | no |  |  | no |  |  | 0 | 0 | 0 | 0
oh_line_8102801_200887752 |  | AD | node_8102801_200887752 | node_8102801_200887749 | 160.425 | bal_1P_1/0AA | 8102801 | no | no |  |  | no |  |  | 0 | 0 | 0 | 0
oh_line_8102801_200887753 |  | AD | node_8102801_200887753 | node_8102801_200887752 | 363.776 | bal_1P_1/0AA | 8102801 | no | no |  |  | no |  |  | 0 | 0 | 0 | 0
oh_line_8102801_200887754 |  | AD | node_8102801_200887754 | node_intto1_8102801_200887753 | 297.985 | bal_1P_1/0AA | 8102801 | no | no |  |  | no |  |  | 0 | 0 | 0 | 0
oh_line_8102801_200887755 |  | AD | node_8102801_200887755 | node_8102801_200887754 | 362.744 | bal_1P_1/0AA | 8102801 | no | no |  |  | no |  |  | 0 | 0 | 0 | 0
oh_line_8102801_200887756 |  | AD | node_8102801_200887756 | node_8102801_200887755 | 253.562 | bal_1P_1/0AA | 8102801 | no | no |  |  | no |  |  | 0 | 0 | 0 | 0
oh_line_8102801_200887757 |  | AD | node_8102801_200887757 | node_8102801_200887756 | 277.587 | bal_1P_1/0AA | 8102801 | no | no |  |  | no |  |  | 0 | 0 | 0 | 0
oh_line_8102801_200887758 |  | AD | node_8102801_200887758 | node_8102801_200887757 | 219.547 | bal_1P_1/0AA | 8102801 | no | no |  |  | no |  |  | 0 | 0 | 0 | 0
oh_line_8102801_200887759 |  | AD | node_8102801_200887758 | node_8102801_200887759 | 106.408 | bal_1P_1/0AA | 8102801 | no | no |  |  | no |  |  | 0 | 0 | 0 | 0
oh_line_8102801_200887761 |  | AD | node_8102801_200887769 | node_8102801_200887761 | 268.602 | bal_1P_1/0AA | 8102801 | no | no |  |  | no |  |  | 0 | 0 | 0 | 0
oh_line_8102801_200887762 |  | AD | node_8102801_200887761 | node_8102801_200887762 | 145.129 | bal_1P_1/0AA | 8102801 | no | no |  |  | no |  |  | 0 | 0 | 0 | 0
oh_line_8102801_200887763 |  | AD | node_8102801_200887762 | node_8102801_200887763 | 335.539 | bal_1P_1/0AA | 8102801 | no | no |  |  | no |  |  | 0 | 0 | 0 | 0
oh_line_8102801_200887765 |  | AD | node_8102801_200905482 | node_8102801_200887765 | 358.969 | bal_1P_1/0AA | 8102801 | no | no |  |  | no |  |  | 0 | 0 | 0 | 0
oh_line_8102801_200887767 |  | AD | node_8102801_200887765 | node_8102801_200887767 | 304.536 | bal_1P_1/0AA | 8102801 | no | no |  |  | no |  |  | 0 | 0 | 0 | 0
oh_line_8102801_200887768 |  | AD | node_8102801_200887767 | node_8102801_200887768 | 203.272 | bal_1P_1/0AA | 8102801 | no | no |  |  | no |  |  | 0 | 0 | 0 | 0
oh_line_8102801_200887769 |  | AD | node_8102801_200887768 | node_8102801_200887769 | 196.887 | bal_1P_1/0AA | 8102801 | no | no |  |  | no |  |  | 0 | 0 | 0 | 0
oh_line_8102801_200893549 |  | ABCN | node_8102801_200893554 | node_8102801_200893549 | 278.107 | bal_3P_477AL_4/0AL(N) | 8102801 | no | no |  |  | no |  |  | 0 | 0 | 0 | 0
oh_line_8102801_200893553 |  | ABCN | node_8102801_200912929 | node_8102801_200893553 | 156.308 | bal_3P_477AL_4/0AL(N) | 8102801 | no | no |  |  | no |  |  | 0 | 0 | 0 | 0
oh_line_8102801_200893554 |  | ABCN | node_8102801_200893553 | node_8102801_200893554 | 142.201 | bal_3P_477AL_4/0AL(N) | 8102801 | no | no |  |  | no |  |  | 0 | 0 | 0 | 0
oh_line_8102801_200903588 |  | AN | node_8102801_200904130 | node_8102801_200903588 | 108.454 | bal_1P_2AC_2AC(N) | 8102801 | no | no |  |  | no |  |  | 0 | 0 | 0 | 0
oh_line_8102801_200903589 |  | AN | node_8102801_200903588 | node_intto1_8102801_200903589 | 134.543 | bal_1P_2AC_2AC(N) | 8102801 | no | no |  |  | no |  |  | 0 | 0 | 0 | 0
oh_line_8102801_200903590 |  | AD | node_8102801_200903659 | node_8102801_200903590 | 342.896 | bal_1P_1/0AA | 8102801 | no | no |  |  | no |  |  | 0 | 0 | 0 | 0
oh_line_8102801_200903591 |  | AD | node_8102801_200903590 | node_8102801_200903591 | 568.46 | bal_1P_2AC | 8102801 | no | no |  |  | no |  |  | 0 | 0 | 0 | 0
oh_line_8102801_200903592 |  | AD | node_8102801_200903591 | node_8102801_200903592 | 606.166 | bal_1P_2AC | 8102801 | no | no |  |  | no |  |  | 0 | 0 | 0 | 0
oh_line_8102801_200903593 |  | AD | node_8102801_200903592 | node_8102801_200903593 | 491.341 | bal_1P_2AC | 8102801 | no | no |  |  | no |  |  | 0 | 0 | 0 | 0
oh_line_8102801_200903594 |  | AD | node_8102801_200903593 | node_8102801_200903594 | 377.296 | bal_1P_2AC | 8102801 | no | no |  |  | no |  |  | 0 | 0 | 0 | 0
oh_line_8102801_200903596 |  | AD | node_8102801_200903594 | node_8102801_200903596 | 209.515 | bal_1P_2AC | 8102801 | no | no |  |  | no |  |  | 0 | 0 | 0 | 0
oh_line_8102801_200903597 |  | AD | node_8102801_200903596 | node_8102801_200903597 | 144.242 | bal_1P_2AC | 8102801 | no | no |  |  | no |  |  | 0 | 0 | 0 | 0
oh_line_8102801_200903598 |  | AD | node_8102801_200903597 | node_8102801_200903598 | 89.157 | bal_1P_2AC | 8102801 | no | no |  |  | no |  |  | 0 | 0 | 0 | 0
oh_line_8102801_200903599 |  | AD | node_8102801_200903598 | node_8102801_200903599 | 139.199 | bal_1P_2AC | 8102801 | no | no |  |  | no |  |  | 0 | 0 | 0 | 0
oh_line_8102801_200903600 |  | AD | node_8102801_200903599 | node_intto1_8102801_200903600 | 229.4 | bal_1P_8DCW | 8102801 | no | no |  |  | no |  |  | 0 | 0 | 0 | 0
oh_line_8102801_200903601 |  | AD | node_8102801_200903600 | node_8102801_200903601 | 251.598 | bal_1P_8DCW | 8102801 | no | no |  |  | no |  |  | 0 | 0 | 0 | 0
oh_line_8102801_200903602 |  | AD | node_8102801_200903601 | node_8102801_200903602 | 507.121 | bal_1P_8DCW | 8102801 | no | no |  |  | no |  |  | 0 | 0 | 0 | 0
oh_line_8102801_200903603 |  | AD | node_8102801_200903589 | node_8102801_200903603 | 144.151 | bal_1P_2AC | 8102801 | no | no |  |  | no |  |  | 0 | 0 | 0 | 0
oh_line_8102801_200903604 |  | AD | node_8102801_200903603 | node_8102801_200903604 | 162.227 | bal_1P_2AC | 8102801 | no | no |  |  | no |  |  | 0 | 0 | 0 | 0
oh_line_8102801_200903605 |  | AD | node_8102801_200964421 | node_8102801_200903605 | 577.228 | bal_1P_8DCW | 8102801 | no | no |  |  | no |  |  | 0 | 0 | 0 | 0
oh_line_8102801_200903606 |  | AD | node_8102801_200903605 | node_8102801_200903606 | 487.147 | bal_1P_8DCW | 8102801 | no | no |  |  | no |  |  | 0 | 0 | 0 | 0
oh_line_8102801_200903608 |  | AD | node_8102801_200903606 | node_8102801_200903608 | 252.385 | bal_1P_8DCW | 8102801 | no | no |  |  | no |  |  | 0 | 0 | 0 | 0
oh_line_8102801_200903610 |  | AD | node_8102801_201060319 | node_8102801_200903610 | 261.737 | bal_1P_8DCW | 8102801 | no | no |  |  | no |  |  | 0 | 0 | 0 | 0
oh_line_8102801_200903611 |  | AD | node_8102801_200903610 | node_8102801_200903611 | 245.188 | bal_1P_8DCW | 8102801 | no | no |  |  | no |  |  | 0 | 0 | 0 | 0
oh_line_8102801_200903612 |  | AD | node_8102801_200903611 | node_8102801_200903612 | 188.19 | bal_1P_8DCW | 8102801 | no | no |  |  | no |  |  | 0 | 0 | 0 | 0
oh_line_8102801_200903613 |  | AD | node_8102801_200903612 | node_8102801_200903613 | 153.12 | bal_1P_8DCW | 8102801 | no | no |  |  | no |  |  | 0 | 0 | 0 | 0
oh_line_8102801_200903614 |  | AD | node_8102801_200903613 | node_8102801_200903614 | 230.325 | bal_1P_8DCW | 8102801 | no | no |  |  | no |  |  | 0 | 0 | 0 | 0
oh_line_8102801_200903615 |  | AD | node_8102801_200903614 | node_8102801_200903615 | 213.388 | bal_1P_8DCW | 8102801 | no | no |  |  | no |  |  | 0 | 0 | 0 | 0
oh_line_8102801_200903616 |  | AD | node_8102801_200903615 | node_8102801_200903616 | 240.465 | bal_1P_8DCW | 8102801 | no | no |  |  | no |  |  | 0 | 0 | 0 | 0
oh_line_8102801_200903617 |  | AD | node_8102801_200903616 | node_8102801_200903617 | 112.008 | bal_1P_8DCW | 8102801 | no | no |  |  | no |  |  | 0 | 0 | 0 | 0
oh_line_8102801_200903618 |  | AD | node_8102801_200903617 | node_8102801_200903618 | 631.672 | bal_1P_8DCW | 8102801 | no | no |  |  | no |  |  | 0 | 0 | 0 | 0
oh_line_8102801_200903619 |  | AD | node_8102801_200903618 | node_8102801_200903619 | 261.062 | bal_1P_1/0AC | 8102801 | no | no |  |  | no |  |  | 0 | 0 | 0 | 0
oh_line_8102801_200903620 |  | AD | node_8102801_200903619 | node_8102801_200903620 | 79.918 | bal_1P_8DCW | 8102801 | no | no |  |  | no |  |  | 0 | 0 | 0 | 0
oh_line_8102801_200903623 |  | AD | node_8102801_200903618 | node_8102801_200903623 | 539.751 | bal_1P_8DCW | 8102801 | no | no |  |  | no |  |  | 0 | 0 | 0 | 0
oh_line_8102801_200903624 |  | AD | node_8102801_200903623 | node_8102801_200903624 | 258.234 | bal_1P_8DCW | 8102801 | no | no |  |  | no |  |  | 0 | 0 | 0 | 0
oh_line_8102801_200903626 |  | AD | node_8102801_200903604 | node_8102801_200903626 | 107.412 | bal_1P_2AC | 8102801 | no | no |  |  | no |  |  | 0 | 0 | 0 | 0
oh_line_8102801_200903627 |  | AD | node_8102801_200903626 | node_8102801_200903627 | 108.865 | bal_1P_2AC | 8102801 | no | no |  |  | no |  |  | 0 | 0 | 0 | 0
oh_line_8102801_200903628-1 |  | AD | node_8102801_200903624 | node_1257098_241_15282755_691 | 539.403 | bal_1P_8DCW | 8102801 | no | no |  |  | no |  |  | 0 | 0 | 0 | 0
oh_line_8102801_200903628-2 |  | AD | node_1257098_241_15282755_691 | node_8102801_200903628 | 5.042 | bal_1P_8DCW | 8102801 | no | no |  |  | no |  |  | 0 | 0 | 0 | 0
oh_line_8102801_200903629 |  | AD | node_8102801_200903628 | node_8102801_200903629 | 271.141 | bal_1P_8DCW | 8102801 | no | no |  |  | no |  |  | 0 | 0 | 0 | 0
oh_line_8102801_200903631 |  | AD | node_8102801_200903629 | node_8102801_200903631 | 326.04 | bal_1P_8DCW | 8102801 | no | no |  |  | no |  |  | 0 | 0 | 0 | 0
oh_line_8102801_200903632 |  | AD | node_8102801_200903631 | node_8102801_200903632 | 408.743 | bal_1P_8DCW | 8102801 | no | no |  |  | no |  |  | 0 | 0 | 0 | 0
oh_line_8102801_200903633 |  | AD | node_8102801_200903632 | node_8102801_200903633 | 257.1 | bal_1P_1/0AC | 8102801 | no | no |  |  | no |  |  | 0 | 0 | 0 | 0
oh_line_8102801_200903637 |  | AD | node_8102801_201017083 | node_8102801_200903637 | 421.127 | bal_1P_2AC | 8102801 | no | no |  |  | no |  |  | 0 | 0 | 0 | 0
oh_line_8102801_200903638 |  | AD | node_8102801_200903637 | node_8102801_200903638 | 260.861 | bal_1P_2AC | 8102801 | no | no |  |  | no |  |  | 0 | 0 | 0 | 0
oh_line_8102801_200903639 |  | AD | node_8102801_200903638 | node_8102801_200903639 | 192.921 | bal_1P_2AC | 8102801 | no | no |  |  | no |  |  | 0 | 0 | 0 | 0
oh_line_8102801_200903640 |  | AD | node_8102801_200903639 | node_8102801_200903640 | 193.014 | bal_1P_2AC | 8102801 | no | no |  |  | no |  |  | 0 | 0 | 0 | 0
oh_line_8102801_200903641 |  | AD | node_8102801_200903640 | node_8102801_200903641 | 210.439 | bal_1P_2AC | 8102801 | no | no |  |  | no |  |  | 0 | 0 | 0 | 0
oh_line_8102801_200903642 |  | AD | node_8102801_200903641 | node_8102801_200903642 | 212.47 | bal_1P_2AC | 8102801 | no | no |  |  | no |  |  | 0 | 0 | 0 | 0
oh_line_8102801_200903643 |  | AD | node_8102801_200903642 | node_8102801_200903643 | 260.152 | bal_1P_2AC | 8102801 | no | no |  |  | no |  |  | 0 | 0 | 0 | 0
oh_line_8102801_200903645 |  | AD | node_8102801_200903643 | node_8102801_200903645 | 219.546 | bal_1P_1/0AA | 8102801 | no | no |  |  | no |  |  | 0 | 0 | 0 | 0
oh_line_8102801_200903646 |  | AD | node_8102801_200903645 | node_8102801_200903646 | 195.44 | bal_1P_1/0AA | 8102801 | no | no |  |  | no |  |  | 0 | 0 | 0 | 0
oh_line_8102801_200903647 |  | AD | node_8102801_200903646 | node_8102801_200903647 | 160.641 | bal_1P_1/0AA | 8102801 | no | no |  |  | no |  |  | 0 | 0 | 0 | 0
oh_line_8102801_200903648 |  | AD | node_8102801_200903643 | node_8102801_200903648 | 349.091 | bal_1P_2AC | 8102801 | no | no |  |  | no |  |  | 0 | 0 | 0 | 0
oh_line_8102801_200903649 |  | AD | node_8102801_200903627 | node_8102801_200903649 | 265.646 | bal_1P_2AC | 8102801 | no | no |  |  | no |  |  | 0 | 0 | 0 | 0
oh_line_8102801_200903650 |  | AD | node_8102801_200903649 | node_8102801_200903650 | 255.547 | bal_1P_1/0AC | 8102801 | no | no |  |  | no |  |  | 0 | 0 | 0 | 0
oh_line_8102801_200903651 |  | AD | node_8102801_200903649 | node_8102801_200903651 | 308.186 | bal_1P_2AC | 8102801 | no | no |  |  | no |  |  | 0 | 0 | 0 | 0
oh_line_8102801_200903653 |  | AD | node_8102801_200903648 | node_8102801_200903653 | 408.03 | bal_1P_2AC | 8102801 | no | no |  |  | no |  |  | 0 | 0 | 0 | 0
oh_line_8102801_200903654 |  | AD | node_8102801_200903651 | node_8102801_200903654 | 97.157 | bal_1P_2AC | 8102801 | no | no |  |  | no |  |  | 0 | 0 | 0 | 0
oh_line_8102801_200903655 |  | AD | node_8102801_200972455 | node_8102801_200903655 | 424.165 | bal_1P_1/0AA | 8102801 | no | no |  |  | no |  |  | 0 | 0 | 0 | 0
oh_line_8102801_200903659 |  | AD | node_8102801_200972460 | node_8102801_200903659 | 403.566 | bal_1P_1/0AA | 8102801 | no | no |  |  | no |  |  | 0 | 0 | 0 | 0
oh_line_8102801_200903660 |  | AD | node_8102801_200903659 | node_8102801_200903660 | 121.24 | bal_1P_1/0AA | 8102801 | no | no |  |  | no |  |  | 0 | 0 | 0 | 0
oh_line_8102801_200903661 |  | AD | node_8102801_200903660 | node_8102801_200903661 | 273.348 | bal_1P_1/0AA | 8102801 | no | no |  |  | no |  |  | 0 | 0 | 0 | 0
oh_line_8102801_200903664 |  | AD | node_8102801_201047575 | node_8102801_200903664 | 214.953 | bal_1P_1/0AA | 8102801 | no | no |  |  | no |  |  | 0 | 0 | 0 | 0
oh_line_8102801_200903665 |  | AD | node_8102801_200903590 | node_8102801_200903665 | 240.041 | bal_1P_2AC | 8102801 | no | no |  |  | no |  |  | 0 | 0 | 0 | 0
oh_line_8102801_200903666 |  | AD | node_8102801_200903665 | node_intto1_8102801_200903666 | 182.124 | bal_1P_2AC | 8102801 | no | no |  |  | no |  |  | 0 | 0 | 0 | 0
oh_line_8102801_200903667 |  | AD | node_8102801_200903779 | node_8102801_200903667 | 371.27 | bal_1P_2AC | 8102801 | no | no |  |  | no |  |  | 0 | 0 | 0 | 0
oh_line_8102801_200903669 |  | AD | node_8102801_200903667 | node_8102801_200903669 | 324.334 | bal_1P_2AC | 8102801 | no | no |  |  | no |  |  | 0 | 0 | 0 | 0
oh_line_8102801_200903670 |  | AD | node_8102801_200903669 | node_8102801_200903670 | 292.576 | bal_1P_2AC | 8102801 | no | no |  |  | no |  |  | 0 | 0 | 0 | 0
oh_line_8102801_200903671 |  | AD | node_8102801_200903669 | node_8102801_200903671 | 255.861 | bal_1P_1/0AC | 8102801 | no | no |  |  | no |  |  | 0 | 0 | 0 | 0
oh_line_8102801_200903673 |  | AD | node_8102801_200903674 | node_8102801_200903673 | 376.001 | bal_1P_2AC | 8102801 | no | no |  |  | no |  |  | 0 | 0 | 0 | 0
oh_line_8102801_200903674 |  | AD | node_8102801_200903675 | node_8102801_200903674 | 294.818 | bal_1P_2AC | 8102801 | no | no |  |  | no |  |  | 0 | 0 | 0 | 0
oh_line_8102801_200903675 |  | AD | node_8102801_200903676 | node_8102801_200903675 | 313.406 | bal_1P_2AC | 8102801 | no | no |  |  | no |  |  | 0 | 0 | 0 | 0
oh_line_8102801_200903676 |  | AD | node_8102801_200903677 | node_8102801_200903676 | 394.069 | bal_1P_2AC | 8102801 | no | no |  |  | no |  |  | 0 | 0 | 0 | 0
oh_line_8102801_200903677 |  | AD | node_8102801_200903678 | node_8102801_200903677 | 291.451 | bal_1P_2AC | 8102801 | no | no |  |  | no |  |  | 0 | 0 | 0 | 0
oh_line_8102801_200903678 |  | AD | node_8102801_200903679 | node_8102801_200903678 | 318.986 | bal_1P_2AC | 8102801 | no | no |  |  | no |  |  | 0 | 0 | 0 | 0
oh_line_8102801_200903679 |  | AD | node_8102801_200903680 | node_8102801_200903679 | 351.814 | bal_1P_2AC | 8102801 | no | no |  |  | no |  |  | 0 | 0 | 0 | 0
oh_line_8102801_200903680 |  | AD | node_8102801_200903786 | node_8102801_200903680 | 230.7 | bal_1P_2AC | 8102801 | no | no |  |  | no |  |  | 0 | 0 | 0 | 0
oh_line_8102801_200903681 |  | AD | node_8102801_200903680 | node_8102801_200903681 | 340.159 | bal_1P_2AC | 8102801 | no | no |  |  | no |  |  | 0 | 0 | 0 | 0
oh_line_8102801_200903682 |  | AD | node_8102801_200903681 | node_8102801_200903682 | 516.147 | bal_1P_2AC | 8102801 | no | no |  |  | no |  |  | 0 | 0 | 0 | 0
oh_line_8102801_200903683 |  | AD | node_8102801_200903682 | node_8102801_200903683 | 331.547 | bal_1P_2AC | 8102801 | no | no |  |  | no |  |  | 0 | 0 | 0 | 0
oh_line_8102801_200903684 |  | AD | node_8102801_200903666 | node_8102801_200903684 | 684.853 | bal_1P_2AC | 8102801 | no | no |  |  | no |  |  | 0 | 0 | 0 | 0
oh_line_8102801_200903685 |  | AD | node_8102801_200903684 | node_intto1_8102801_200903685 | 404.339 | bal_1P_2AC | 8102801 | no | no |  |  | no |  |  | 0 | 0 | 0 | 0
oh_line_8102801_200903686 |  | AD | node_8102801_200903685 | node_8102801_200903686 | 390.277 | bal_1P_2AC | 8102801 | no | no |  |  | no |  |  | 0 | 0 | 0 | 0
oh_line_8102801_200903687 |  | AD | node_8102801_200903686 | node_8102801_200903687 | 417.873 | bal_1P_2AC | 8102801 | no | no |  |  | no |  |  | 0 | 0 | 0 | 0
oh_line_8102801_200903688 |  | AD | node_8102801_200903687 | node_8102801_200903688 | 80.859 | bal_1P_2AC | 8102801 | no | no |  |  | no |  |  | 0 | 0 | 0 | 0
oh_line_8102801_200903689 |  | AD | node_8102801_200903688 | node_8102801_200903689 | 182.275 | bal_1P_2AC | 8102801 | no | no |  |  | no |  |  | 0 | 0 | 0 | 0
oh_line_8102801_200903690 |  | AD | node_8102801_200903689 | node_8102801_200903690 | 265.986 | bal_1P_2AC | 8102801 | no | no |  |  | no |  |  | 0 | 0 | 0 | 0
oh_line_8102801_200903691 |  | AD | node_8102801_200903690 | node_8102801_200903691 | 191.797 | bal_1P_2AC | 8102801 | no | no |  |  | no |  |  | 0 | 0 | 0 | 0
oh_line_8102801_200903692 |  | AD | node_8102801_200903691 | node_8102801_200903692 | 236.239 | bal_1P_2AC | 8102801 | no | no |  |  | no |  |  | 0 | 0 | 0 | 0
oh_line_8102801_200903694 |  | AD | node_8102801_200903692 | node_8102801_200903694 | 269.288 | bal_1P_2AC | 8102801 | no | no |  |  | no |  |  | 0 | 0 | 0 | 0
oh_line_8102801_200903695 |  | AD | node_8102801_200903683 | node_8102801_200903695 | 200.227 | bal_1P_2AC | 8102801 | no | no |  |  | no |  |  | 0 | 0 | 0 | 0
oh_line_8102801_200903696 |  | AD | node_8102801_200903695 | node_8102801_200903696 | 510.181 | bal_1P_2AC | 8102801 | no | no |  |  | no |  |  | 0 | 0 | 0 | 0
oh_line_8102801_200903697 |  | AD | node_8102801_200903696 | node_8102801_200903697 | 276.828 | bal_1P_1/0AC | 8102801 | no | no |  |  | no |  |  | 0 | 0 | 0 | 0
oh_line_8102801_200903698 |  | AD | node_8102801_200903697 | node_8102801_200903698 | 422.218 | bal_1P_1/0AA | 8102801 | no | no |  |  | no |  |  | 0 | 0 | 0 | 0
oh_line_8102801_200903699 |  | AD | node_8102801_200903696 | node_8102801_200903699 | 453.913 | bal_1P_2AC | 8102801 | no | no |  |  | no |  |  | 0 | 0 | 0 | 0
oh_line_8102801_200903700 |  | AD | node_8102801_200903699 | node_intto1_8102801_200903700 | 348.717 | bal_1P_2AC | 8102801 | no | no |  |  | no |  |  | 0 | 0 | 0 | 0
oh_line_8102801_200903702 |  | AD | node_8102801_200903700 | node_8102801_200903702 | 261.227 | bal_1P_2AC | 8102801 | no | no |  |  | no |  |  | 0 | 0 | 0 | 0
oh_line_8102801_200903703 |  | AD | node_8102801_200903702 | node_8102801_200903703 | 294.854 | bal_1P_1/0AC | 8102801 | no | no |  |  | no |  |  | 0 | 0 | 0 | 0
oh_line_8102801_200903704 |  | AD | node_8102801_200903702 | node_8102801_200903704 | 489.86 | bal_1P_2AC | 8102801 | no | no |  |  | no |  |  | 0 | 0 | 0 | 0
oh_line_8102801_200903708-1 |  | AD | node_8102801_200903704 | node_1262199_581_15283201_69 | 414.378 | bal_1P_2AC | 8102801 | no | no |  |  | no |  |  | 0 | 0 | 0 | 0
oh_line_8102801_200903708-2 |  | AD | node_1262199_581_15283201_69 | node_8102801_200903708 | 5.131 | bal_1P_2AC | 8102801 | no | no |  |  | no |  |  | 0 | 0 | 0 | 0
oh_line_8102801_200903710 |  | AD | node_8102801_200903708 | node_8102801_200903710 | 368.458 | bal_1P_2AC | 8102801 | no | no |  |  | no |  |  | 0 | 0 | 0 | 0
oh_line_8102801_200903711 |  | AD | node_8102801_200903710 | node_8102801_200903711 | 507.262 | bal_1P_2AC | 8102801 | no | no |  |  | no |  |  | 0 | 0 | 0 | 0
oh_line_8102801_200903712 |  | AD | node_8102801_200903711 | node_intto1_8102801_200903712 | 531.901 | bal_1P_2AC | 8102801 | no | no |  |  | no |  |  | 0 | 0 | 0 | 0
oh_line_8102801_200903713 |  | AD | node_8102801_200903712 | node_8102801_200903713 | 197.187 | bal_1P_2AC | 8102801 | no | no |  |  | no |  |  | 0 | 0 | 0 | 0
oh_line_8102801_200903715 |  | AD | node_8102801_200903684 | node_8102801_200903715 | 448.783 | bal_1P_2AC | 8102801 | no | no |  |  | no |  |  | 0 | 0 | 0 | 0
oh_line_8102801_200903716 |  | AD | node_8102801_200903713 | node_8102801_200903716 | 197.627 | bal_1P_2AC | 8102801 | no | no |  |  | no |  |  | 0 | 0 | 0 | 0
oh_line_8102801_200903718 |  | AD | node_8102801_200903716 | node_8102801_200903718 | 285.016 | bal_1P_2AC | 8102801 | no | no |  |  | no |  |  | 0 | 0 | 0 | 0
oh_line_8102801_200903719 |  | AD | node_8102801_200903718 | node_8102801_200903719 | 295.7 | bal_1P_2AC | 8102801 | no | no |  |  | no |  |  | 0 | 0 | 0 | 0
oh_line_8102801_200903720 |  | AD | node_8102801_200903719 | node_8102801_200903720 | 349.016 | bal_1P_2AC | 8102801 | no | no |  |  | no |  |  | 0 | 0 | 0 | 0
oh_line_8102801_200903723 |  | AD | node_8102801_201063177 | node_8102801_200903723 | 357.024 | bal_1P_2AC | 8102801 | no | no |  |  | no |  |  | 0 | 0 | 0 | 0
oh_line_8102801_200903726 |  | AD | node_8102801_312104746 | node_8102801_200903726 | 317.203 | bal_1P_2AC | 8102801 | no | no |  |  | no |  |  | 0 | 0 | 0 | 0
oh_line_8102801_200903728 |  | AD | node_8102801_201060318 | node_8102801_200903728 | 416.689 | bal_1P_2AC | 8102801 | no | no |  |  | no |  |  | 0 | 0 | 0 | 0
oh_line_8102801_200903729 |  | AD | node_8102801_200903715 | node_8102801_200903729 | 345.248 | bal_1P_2AC | 8102801 | no | no |  |  | no |  |  | 0 | 0 | 0 | 0
oh_line_8102801_200903730 |  | AD | node_8102801_200903728 | node_8102801_200903730 | 488.017 | bal_1P_2AC | 8102801 | no | no |  |  | no |  |  | 0 | 0 | 0 | 0
oh_line_8102801_200903731 |  | AD | node_8102801_200903730 | node_8102801_200903731 | 328.199 | bal_1P_2AC | 8102801 | no | no |  |  | no |  |  | 0 | 0 | 0 | 0
oh_line_8102801_200903732 |  | AD | node_8102801_200903731 | node_8102801_200903732 | 409.866 | bal_1P_2AC | 8102801 | no | no |  |  | no |  |  | 0 | 0 | 0 | 0
oh_line_8102801_200903733 |  | AD | node_8102801_200903732 | node_8102801_200903733 | 367.954 | bal_1P_2AC | 8102801 | no | no |  |  | no |  |  | 0 | 0 | 0 | 0
oh_line_8102801_200903734 |  | AD | node_8102801_200903733 | node_8102801_200903734 | 342.056 | bal_1P_2AC | 8102801 | no | no |  |  | no |  |  | 0 | 0 | 0 | 0
oh_line_8102801_200903735 |  | AD | node_8102801_200903734 | node_8102801_200903735 | 407.418 | bal_1P_2AC | 8102801 | no | no |  |  | no |  |  | 0 | 0 | 0 | 0
oh_line_8102801_200903736 |  | AD | node_8102801_200903735 | node_8102801_200903736 | 518.995 | bal_1P_2AC | 8102801 | no | no |  |  | no |  |  | 0 | 0 | 0 | 0
oh_line_8102801_200903739 |  | AD | node_8102801_200903736 | node_8102801_200903739 | 400.048 | bal_1P_2AC | 8102801 | no | no |  |  | no |  |  | 0 | 0 | 0 | 0
oh_line_8102801_200903740 |  | AD | node_8102801_200903739 | node_8102801_200903740 | 91.235 | bal_1P_2AC | 8102801 | no | no |  |  | no |  |  | 0 | 0 | 0 | 0
oh_line_8102801_200903741 |  | AD | node_8102801_200903740 | node_intto1_8102801_200903741 | 317.183 | bal_1P_2AC | 8102801 | no | no |  |  | no |  |  | 0 | 0 | 0 | 0
oh_line_8102801_200903742 |  | AD | node_8102801_200903741 | node_8102801_200903742 | 415.731 | bal_1P_2AC | 8102801 | no | no |  |  | no |  |  | 0 | 0 | 0 | 0
oh_line_8102801_200903744 |  | AD | node_8102801_200903742 | node_8102801_200903744 | 559.223 | bal_1P_2AC | 8102801 | no | no |  |  | no |  |  | 0 | 0 | 0 | 0
oh_line_8102801_200903745 |  | AD | node_8102801_200903744 | node_8102801_200903745 | 222.242 | bal_1P_2AC | 8102801 | no | no |  |  | no |  |  | 0 | 0 | 0 | 0
oh_line_8102801_200903746 |  | AD | node_8102801_200903745 | node_8102801_200903746 | 233.95 | bal_1P_2AC | 8102801 | no | no |  |  | no |  |  | 0 | 0 | 0 | 0
oh_line_8102801_200903748 |  | AD | node_8102801_200903746 | node_8102801_200903748 | 354.08 | bal_1P_2AC | 8102801 | no | no |  |  | no |  |  | 0 | 0 | 0 | 0
oh_line_8102801_200903750 |  | AD | node_8102801_200903748 | node_8102801_200903750 | 560.785 | bal_1P_3-104CW | 8102801 | no | no |  |  | no |  |  | 0 | 0 | 0 | 0
oh_line_8102801_200903751 |  | AD | node_8102801_200903750 | node_8102801_200903751 | 373.945 | bal_1P_3-104CW | 8102801 | no | no |  |  | no |  |  | 0 | 0 | 0 | 0
oh_line_8102801_200903752 |  | AD | node_8102801_200903751 | node_8102801_200903752 | 642.5 | bal_1P_3-104CW | 8102801 | no | no |  |  | no |  |  | 0 | 0 | 0 | 0
oh_line_8102801_200903753 |  | AD | node_8102801_200903752 | node_8102801_200903753 | 224.735 | bal_1P_3-104CW | 8102801 | no | no |  |  | no |  |  | 0 | 0 | 0 | 0
oh_line_8102801_200903754 |  | AD | node_8102801_200903753 | node_8102801_200903754 | 162.127 | bal_1P_3-104CW | 8102801 | no | no |  |  | no |  |  | 0 | 0 | 0 | 0
oh_line_8102801_200903755 |  | AD | node_8102801_200903754 | node_8102801_200903755 | 385.205 | bal_1P_3-104CW | 8102801 | no | no |  |  | no |  |  | 0 | 0 | 0 | 0
oh_line_8102801_200903756 |  | AD | node_8102801_200903755 | node_8102801_200903756 | 414.762 | bal_1P_3-104CW | 8102801 | no | no |  |  | no |  |  | 0 | 0 | 0 | 0
oh_line_8102801_200903759 |  | AD | node_8102801_201010351 | node_8102801_200903759 | 428.446 | bal_1P_3-104CW | 8102801 | no | no |  |  | no |  |  | 0 | 0 | 0 | 0
oh_line_8102801_200903760 |  | AD | node_8102801_201021359 | node_intto1_8102801_200903760 | 206.993 | bal_1P_3-104CW | 8102801 | no | no |  |  | no |  |  | 0 | 0 | 0 | 0
oh_line_8102801_200903761 |  | AD | node_8102801_200903760 | node_8102801_200903761 | 197.125 | bal_1P_3-104CW | 8102801 | no | no |  |  | no |  |  | 0 | 0 | 0 | 0
oh_line_8102801_200903762 |  | AD | node_8102801_200903761 | node_8102801_200903762 | 331.478 | bal_1P_3-104CW | 8102801 | no | no |  |  | no |  |  | 0 | 0 | 0 | 0
oh_line_8102801_200903763 |  | AD | node_8102801_200903762 | node_8102801_200903763 | 390.236 | bal_1P_3-104CW | 8102801 | no | no |  |  | no |  |  | 0 | 0 | 0 | 0
oh_line_8102801_200903764 |  | AD | node_8102801_200903763 | node_8102801_200903764 | 277.046 | bal_1P_1/0AC | 8102801 | no | no |  |  | no |  |  | 0 | 0 | 0 | 0
oh_line_8102801_200903765 |  | AD | node_8102801_200903763 | node_8102801_200903765 | 363.17 | bal_1P_6ACW | 8102801 | no | no |  |  | no |  |  | 0 | 0 | 0 | 0
oh_line_8102801_200903767 |  | AD | node_8102801_200903765 | node_8102801_200903767 | 352.377 | bal_1P_6ACW | 8102801 | no | no |  |  | no |  |  | 0 | 0 | 0 | 0
oh_line_8102801_200903769 |  | AD | node_8102801_201012074 | node_8102801_200903769 | 409.87 | bal_1P_1/0AC | 8102801 | no | no |  |  | no |  |  | 0 | 0 | 0 | 0
oh_line_8102801_200903771 |  | AD | node_8102801_200903767 | node_8102801_200903771 | 364.987 | bal_1P_6ACW | 8102801 | no | no |  |  | no |  |  | 0 | 0 | 0 | 0
oh_line_8102801_200903772 |  | AD | node_8102801_200903771 | node_8102801_200903772 | 366.695 | bal_1P_6ACW | 8102801 | no | no |  |  | no |  |  | 0 | 0 | 0 | 0
oh_line_8102801_200903773 |  | AD | node_8102801_201008165 | node_8102801_200903773 | 381.017 | bal_1P_2AC | 8102801 | no | no |  |  | no |  |  | 0 | 0 | 0 | 0
oh_line_8102801_200903775 |  | AD | node_8102801_200903772 | node_8102801_200903775 | 290.215 | bal_1P_6ACW | 8102801 | no | no |  |  | no |  |  | 0 | 0 | 0 | 0
oh_line_8102801_200903776 |  | AD | node_8102801_200903775 | node_8102801_200903776 | 358.666 | bal_1P_6ACW | 8102801 | no | no |  |  | no |  |  | 0 | 0 | 0 | 0
oh_line_8102801_200903777 |  | AD | node_8102801_200903776 | node_8102801_200903777 | 325.855 | bal_1P_6ACW | 8102801 | no | no |  |  | no |  |  | 0 | 0 | 0 | 0
oh_line_8102801_200903779 |  | AD | node_8102801_201014490 | node_8102801_200903779 | 551.984 | bal_1P_2AC | 8102801 | no | no |  |  | no |  |  | 0 | 0 | 0 | 0
oh_line_8102801_200903786 |  | AD | node_8102801_200903788 | node_8102801_200903786 | 191.528 | bal_1P_2AC | 8102801 | no | no |  |  | no |  |  | 0 | 0 | 0 | 0
oh_line_8102801_200903788 |  | AD | node_8102801_200903789 | node_8102801_200903788 | 170.585 | bal_1P_2AC | 8102801 | no | no |  |  | no |  |  | 0 | 0 | 0 | 0
oh_line_8102801_200903789 |  | AD | node_8102801_200903794 | node_8102801_200903789 | 183.741 | bal_1P_2AC | 8102801 | no | no |  |  | no |  |  | 0 | 0 | 0 | 0
oh_line_8102801_200903790 |  | AD | node_8102801_200903804 | node_8102801_200903790 | 258.834 | bal_1P_1/0AA | 8102801 | no | no |  |  | no |  |  | 0 | 0 | 0 | 0
oh_line_8102801_200903791 |  | AD | node_8102801_200903790 | node_8102801_200903791 | 266.492 | bal_1P_1/0AA | 8102801 | no | no |  |  | no |  |  | 0 | 0 | 0 | 0
oh_line_8102801_200903792 |  | AD | node_8102801_200903791 | node_8102801_200903792 | 178.992 | bal_1P_1/0AA | 8102801 | no | no |  |  | no |  |  | 0 | 0 | 0 | 0
oh_line_8102801_200903793 |  | AD | node_8102801_200903792 | node_8102801_200903793 | 217.288 | bal_1P_1/0AA | 8102801 | no | no |  |  | no |  |  | 0 | 0 | 0 | 0
oh_line_8102801_200903794 |  | AD | node_8102801_200903795 | node_intto1_8102801_200903794 | 293.678 | bal_1P_2AC | 8102801 | no | no |  |  | no |  |  | 0 | 0 | 0 | 0
oh_line_8102801_200903795 |  | AD | node_8102801_200903797 | node_8102801_200903795 | 356.637 | bal_1P_2AC | 8102801 | no | no |  |  | no |  |  | 0 | 0 | 0 | 0
oh_line_8102801_200903797 |  | AD | node_8102801_200903798 | node_8102801_200903797 | 316.944 | bal_1P_2AC | 8102801 | no | no |  |  | no |  |  | 0 | 0 | 0 | 0
oh_line_8102801_200903798 |  | AD | node_8102801_200903799 | node_intto1_8102801_200903798 | 373.568 | bal_1P_2AC | 8102801 | no | no |  |  | no |  |  | 0 | 0 | 0 | 0
oh_line_8102801_200903799 |  | AD | node_8102801_200904784 | node_8102801_200903799 | 477.046 | bal_1P_2AC | 8102801 | no | no |  |  | no |  |  | 0 | 0 | 0 | 0
oh_line_8102801_200903800 |  | AD | node_8102801_200903799 | node_intto1_8102801_200903800 | 113.484 | bal_1P_1/0AA | 8102801 | no | no |  |  | no |  |  | 0 | 0 | 0 | 0
oh_line_8102801_200903801 |  | AD | node_8102801_200903800 | node_8102801_200903801 | 268.813 | bal_1P_1/0AA | 8102801 | no | no |  |  | no |  |  | 0 | 0 | 0 | 0
oh_line_8102801_200903803 |  | AD | node_8102801_200903801 | node_8102801_200903803 | 343.399 | bal_1P_1/0AA | 8102801 | no | no |  |  | no |  |  | 0 | 0 | 0 | 0
oh_line_8102801_200903804 |  | AD | node_8102801_200903803 | node_8102801_200903804 | 313.171 | bal_1P_1/0AA | 8102801 | no | no |  |  | no |  |  | 0 | 0 | 0 | 0
oh_line_8102801_200903806 |  | AD | node_8102801_200903809 | node_8102801_200903806 | 384.825 | bal_1P_1/0AA | 8102801 | no | no |  |  | no |  |  | 0 | 0 | 0 | 0
oh_line_8102801_200903807 |  | AD | node_8102801_200903699 | node_intto1_8102801_200903807 | 584.098 | bal_1P_2AC | 8102801 | no | no |  |  | no |  |  | 0 | 0 | 0 | 0
oh_line_8102801_200903809 |  | AD | node_8102801_200973926 | node_8102801_200903809 | 537.047 | bal_1P_2AC | 8102801 | no | no |  |  | no |  |  | 0 | 0 | 0 | 0
oh_line_8102801_200903810 |  | AD | node_8102801_200903809 | node_8102801_200903810 | 538.089 | bal_1P_2AC | 8102801 | no | no |  |  | no |  |  | 0 | 0 | 0 | 0
oh_line_8102801_200903811 |  | AD | node_8102801_200903810 | node_8102801_200903811 | 624.537 | bal_1P_2AC | 8102801 | no | no |  |  | no |  |  | 0 | 0 | 0 | 0
oh_line_8102801_200903812 |  | AD | node_8102801_200903811 | node_8102801_200903812 | 608.326 | bal_1P_2AC | 8102801 | no | no |  |  | no |  |  | 0 | 0 | 0 | 0
oh_line_8102801_200903813 |  | AD | node_8102801_200959845 | node_8102801_200903813 | 248.214 | bal_1P_2AC | 8102801 | no | no |  |  | no |  |  | 0 | 0 | 0 | 0
oh_line_8102801_200903814 |  | AD | node_8102801_200903813 | node_8102801_200903814 | 290.128 | bal_1P_1/0AA | 8102801 | no | no |  |  | no |  |  | 0 | 0 | 0 | 0
oh_line_8102801_200903815 |  | AD | node_8102801_311922015 | node_8102801_200903815 | 264.486 | bal_1P_2AC | 8102801 | no | no |  |  | no |  |  | 0 | 0 | 0 | 0
oh_line_8102801_200903966 |  | AD | node_8102801_200903739 | node_8102801_200903966 | 344.374 | bal_1P_4ACW | 8102801 | no | no |  |  | no |  |  | 0 | 0 | 0 | 0
oh_line_8102801_200903967 |  | AD | node_8102801_200904003 | node_8102801_200903967 | 257.236 | bal_1P_4ACW | 8102801 | no | no |  |  | no |  |  | 0 | 0 | 0 | 0
oh_line_8102801_200903968 |  | AD | node_8102801_200903967 | node_8102801_200903968 | 189.164 | bal_1P_4ACW | 8102801 | no | no |  |  | no |  |  | 0 | 0 | 0 | 0
oh_line_8102801_200903969 |  | AD | node_8102801_200903968 | node_8102801_200903969 | 167.763 | bal_1P_4ACW | 8102801 | no | no |  |  | no |  |  | 0 | 0 | 0 | 0
oh_line_8102801_200903971 |  | AD | node_8102801_200903969 | node_8102801_200903971 | 393.688 | bal_1P_4ACW | 8102801 | no | no |  |  | no |  |  | 0 | 0 | 0 | 0
oh_line_8102801_200903972 |  | AD | node_8102801_200903971 | node_8102801_200903972 | 374.054 | bal_1P_4ACW | 8102801 | no | no |  |  | no |  |  | 0 | 0 | 0 | 0
oh_line_8102801_200903973 |  | AD | node_8102801_200903972 | node_8102801_200903973 | 353.892 | bal_1P_4ACW | 8102801 | no | no |  |  | no |  |  | 0 | 0 | 0 | 0
oh_line_8102801_200903974 |  | AD | node_8102801_200903973 | node_8102801_200903974 | 225.651 | bal_1P_4ACW | 8102801 | no | no |  |  | no |  |  | 0 | 0 | 0 | 0
oh_line_8102801_200903975 |  | AD | node_8102801_200903974 | node_8102801_200903975 | 205.137 | bal_1P_4ACW | 8102801 | no | no |  |  | no |  |  | 0 | 0 | 0 | 0
oh_line_8102801_200903976 |  | AD | node_8102801_200903975 | node_8102801_200903976 | 371.928 | bal_1P_4ACW | 8102801 | no | no |  |  | no |  |  | 0 | 0 | 0 | 0
oh_line_8102801_200903977 |  | AD | node_8102801_200903976 | node_8102801_200903977 | 402.514 | bal_1P_4ACW | 8102801 | no | no |  |  | no |  |  | 0 | 0 | 0 | 0
oh_line_8102801_200903978 |  | AD | node_8102801_200903977 | node_8102801_200903978 | 233.724 | bal_1P_4ACW | 8102801 | no | no |  |  | no |  |  | 0 | 0 | 0 | 0
oh_line_8102801_200903979 |  | AD | node_8102801_200903978 | node_8102801_200903979 | 92.966 | bal_1P_1/0AA | 8102801 | no | no |  |  | no |  |  | 0 | 0 | 0 | 0
oh_line_8102801_200903980 |  | AD | node_8102801_200903978 | node_8102801_200903980 | 236.094 | bal_1P_4ACW | 8102801 | no | no |  |  | no |  |  | 0 | 0 | 0 | 0
oh_line_8102801_200903981 |  | AD | node_8102801_200903980 | node_8102801_200903981 | 301.342 | bal_1P_4ACW | 8102801 | no | no |  |  | no |  |  | 0 | 0 | 0 | 0
oh_line_8102801_200903983 |  | AD | node_8102801_200903966 | node_intto1_8102801_200903983 | 451.065 | bal_1P_4ACW | 8102801 | no | no |  |  | no |  |  | 0 | 0 | 0 | 0
oh_line_8102801_200903985 |  | AD | node_8102801_200903981 | node_8102801_200903985 | 280.801 | bal_1P_1/0AC | 8102801 | no | no |  |  | no |  |  | 0 | 0 | 0 | 0
oh_line_8102801_200903986 |  | AD | node_8102801_200903985 | node_8102801_200903986 | 299.82 | bal_1P_1/0AC | 8102801 | no | no |  |  | no |  |  | 0 | 0 | 0 | 0
oh_line_8102801_200903987 |  | AD | node_8102801_200903986 | node_8102801_200903987 | 258.66 | bal_1P_1/0AC | 8102801 | no | no |  |  | no |  |  | 0 | 0 | 0 | 0
oh_line_8102801_200903988 |  | AD | node_8102801_200903987 | node_8102801_200903988 | 244.673 | bal_1P_1/0AC | 8102801 | no | no |  |  | no |  |  | 0 | 0 | 0 | 0
oh_line_8102801_200903989 |  | AD | node_8102801_200903988 | node_8102801_200903989 | 230.67 | bal_1P_1/0AC | 8102801 | no | no |  |  | no |  |  | 0 | 0 | 0 | 0
oh_line_8102801_200903990 |  | AD | node_8102801_200903989 | node_8102801_200903990 | 250.387 | bal_1P_1/0AC | 8102801 | no | no |  |  | no |  |  | 0 | 0 | 0 | 0
oh_line_8102801_200903991 |  | AD | node_8102801_200903990 | node_8102801_200903991 | 221.055 | bal_1P_1/0AC | 8102801 | no | no |  |  | no |  |  | 0 | 0 | 0 | 0
oh_line_8102801_200903992 |  | AD | node_8102801_200903990 | node_8102801_200903992 | 233.367 | bal_1P_1/0AA | 8102801 | no | no |  |  | no |  |  | 0 | 0 | 0 | 0
oh_line_8102801_200903993 |  | AD | node_8102801_200903983 | node_8102801_200903993 | 343.756 | bal_1P_4ACW | 8102801 | no | no |  |  | no |  |  | 0 | 0 | 0 | 0
oh_line_8102801_200903994 |  | AD | node_8102801_200903993 | node_8102801_200903994 | 411.713 | bal_1P_4ACW | 8102801 | no | no |  |  | no |  |  | 0 | 0 | 0 | 0
oh_line_8102801_200903995 |  | AD | node_8102801_200903994 | node_8102801_200903995 | 399.971 | bal_1P_4ACW | 8102801 | no | no |  |  | no |  |  | 0 | 0 | 0 | 0
oh_line_8102801_200903996 |  | AD | node_8102801_200903995 | node_8102801_200903996 | 528.73 | bal_1P_4ACW | 8102801 | no | no |  |  | no |  |  | 0 | 0 | 0 | 0
oh_line_8102801_200903997 |  | AD | node_8102801_200903996 | node_8102801_200903997 | 356.746 | bal_1P_4ACW | 8102801 | no | no |  |  | no |  |  | 0 | 0 | 0 | 0
oh_line_8102801_200903998 |  | AD | node_8102801_200903997 | node_8102801_200903998 | 327.53 | bal_1P_1/0AA | 8102801 | no | no |  |  | no |  |  | 0 | 0 | 0 | 0
oh_line_8102801_200903999 |  | AD | node_8102801_200903997 | node_8102801_200903999 | 299.488 | bal_1P_4ACW | 8102801 | no | no |  |  | no |  |  | 0 | 0 | 0 | 0
oh_line_8102801_200904000 |  | AD | node_8102801_200903999 | node_8102801_200904000 | 307.837 | bal_1P_4ACW | 8102801 | no | no |  |  | no |  |  | 0 | 0 | 0 | 0
oh_line_8102801_200904001 |  | AD | node_8102801_200904000 | node_8102801_200904001 | 293.884 | bal_1P_2AC | 8102801 | no | no |  |  | no |  |  | 0 | 0 | 0 | 0
oh_line_8102801_200904003 |  | AD | node_8102801_200904000 | node_8102801_200904003 | 138.537 | bal_1P_4ACW | 8102801 | no | no |  |  | no |  |  | 0 | 0 | 0 | 0
oh_line_8102801_200904004 |  | AD | node_8102801_200904497 | node_8102801_200904004 | 120.59 | bal_1P_2AC | 8102801 | no | no |  |  | no |  |  | 0 | 0 | 0 | 0
oh_line_8102801_200904005 |  | AD | node_8102801_200904004 | node_intto1_8102801_200904005 | 435.822 | bal_1P_2AC | 8102801 | no | no |  |  | no |  |  | 0 | 0 | 0 | 0
oh_line_8102801_200904006 |  | AD | node_8102801_200904041 | node_8102801_200904006 | 363.982 | bal_1P_4CU | 8102801 | no | no |  |  | no |  |  | 0 | 0 | 0 | 0
oh_line_8102801_200904008 |  | AD | node_8102801_200904006 | node_8102801_200904008 | 437.979 | bal_1P_4CU | 8102801 | no | no |  |  | no |  |  | 0 | 0 | 0 | 0
oh_line_8102801_200904009 |  | AD | node_8102801_200904008 | node_8102801_200904009 | 208.402 | bal_1P_1/0AC | 8102801 | no | no |  |  | no |  |  | 0 | 0 | 0 | 0
oh_line_8102801_200904010 |  | AD | node_8102801_200904008 | node_8102801_200904010 | 464.989 | bal_1P_4CU | 8102801 | no | no |  |  | no |  |  | 0 | 0 | 0 | 0
oh_line_8102801_200904011 |  | AD | node_8102801_200904010 | node_8102801_200904011 | 392.617 | bal_1P_4CU | 8102801 | no | no |  |  | no |  |  | 0 | 0 | 0 | 0
oh_line_8102801_200904012 |  | AD | node_8102801_200904011 | node_8102801_200904012 | 441.7 | bal_1P_4CU | 8102801 | no | no |  |  | no |  |  | 0 | 0 | 0 | 0
oh_line_8102801_200904013 |  | AD | node_8102801_200904012 | node_8102801_200904013 | 379.68 | bal_1P_4CU | 8102801 | no | no |  |  | no |  |  | 0 | 0 | 0 | 0
oh_line_8102801_200904014 |  | AD | node_8102801_200904013 | node_8102801_200904014 | 271.509 | bal_1P_4CU | 8102801 | no | no |  |  | no |  |  | 0 | 0 | 0 | 0
oh_line_8102801_200904015-1 |  | AD | node_8102801_200904014 | node_1262064_443_15309764_429 | 11.102 | bal_1P_4CU | 8102801 | no | no |  |  | no |  |  | 0 | 0 | 0 | 0
oh_line_8102801_200904015-2 |  | AD | node_1262064_443_15309764_429 | node_8102801_200904015 | 209.869 | bal_1P_4CU | 8102801 | no | no |  |  | no |  |  | 0 | 0 | 0 | 0
oh_line_8102801_200904016 |  | AD | node_8102801_200904015 | node_8102801_200904016 | 409.349 | bal_1P_1/0AA | 8102801 | no | no |  |  | no |  |  | 0 | 0 | 0 | 0
oh_line_8102801_200904017 |  | AD | node_8102801_200904016 | node_8102801_200904017 | 352.044 | bal_1P_1/0AA | 8102801 | no | no |  |  | no |  |  | 0 | 0 | 0 | 0
oh_line_8102801_200904018 |  | AD | node_8102801_200904015 | node_8102801_200904018 | 121.421 | bal_1P_4CU | 8102801 | no | no |  |  | no |  |  | 0 | 0 | 0 | 0
oh_line_8102801_200904019 |  | AD | node_8102801_200904018 | node_8102801_200904019 | 399.674 | bal_1P_2AC | 8102801 | no | no |  |  | no |  |  | 0 | 0 | 0 | 0
oh_line_8102801_200904020 |  | AD | node_8102801_200904018 | node_8102801_200904020 | 263.234 | bal_1P_4CU | 8102801 | no | no |  |  | no |  |  | 0 | 0 | 0 | 0
oh_line_8102801_200904021 |  | AD | node_8102801_200904020 | node_8102801_200904021 | 411.297 | bal_1P_4CU | 8102801 | no | no |  |  | no |  |  | 0 | 0 | 0 | 0
oh_line_8102801_200904022 |  | AD | node_8102801_200904005 | node_8102801_200904022 | 449.82 | bal_1P_2AC | 8102801 | no | no |  |  | no |  |  | 0 | 0 | 0 | 0
oh_line_8102801_200904023 |  | AD | node_8102801_200904022 | node_8102801_200904023 | 301.41 | bal_1P_2AC | 8102801 | no | no |  |  | no |  |  | 0 | 0 | 0 | 0
oh_line_8102801_200904024 |  | AD | node_8102801_200904021 | node_8102801_200904024 | 373.576 | bal_1P_4CU | 8102801 | no | no |  |  | no |  |  | 0 | 0 | 0 | 0
oh_line_8102801_200904025 |  | AD | node_8102801_200904024 | node_8102801_200904025 | 474.49 | bal_1P_4CU | 8102801 | no | no |  |  | no |  |  | 0 | 0 | 0 | 0
oh_line_8102801_200904027 |  | AD | node_8102801_200904025 | node_8102801_200904027 | 404.021 | bal_1P_4CU | 8102801 | no | no |  |  | no |  |  | 0 | 0 | 0 | 0
oh_line_8102801_200904028 |  | AD | node_8102801_200904027 | node_8102801_200904028 | 307.236 | bal_1P_4CU | 8102801 | no | no |  |  | no |  |  | 0 | 0 | 0 | 0
oh_line_8102801_200904030 |  | AD | node_8102801_201055847 | node_8102801_200904030 | 376.001 | bal_1P_4CU | 8102801 | no | no |  |  | no |  |  | 0 | 0 | 0 | 0
oh_line_8102801_200904032 |  | AD | node_8102801_201012503 | node_8102801_200904032 | 357.752 | bal_1P_4CU | 8102801 | no | no |  |  | no |  |  | 0 | 0 | 0 | 0
oh_line_8102801_200904033 |  | AD | node_8102801_200904032 | node_8102801_200904033 | 520.561 | bal_1P_4CU | 8102801 | no | no |  |  | no |  |  | 0 | 0 | 0 | 0
oh_line_8102801_200904034 |  | AD | node_8102801_200904023 | node_8102801_200904034 | 269.499 | bal_1P_2AC | 8102801 | no | no |  |  | no |  |  | 0 | 0 | 0 | 0
oh_line_8102801_200904035 |  | AD | node_8102801_200904034 | node_8102801_200904035 | 220.789 | bal_1P_4CU | 8102801 | no | no |  |  | no |  |  | 0 | 0 | 0 | 0
oh_line_8102801_200904036 |  | AD | node_8102801_200904035 | node_8102801_200904036 | 244.719 | bal_1P_4CU | 8102801 | no | no |  |  | no |  |  | 0 | 0 | 0 | 0
oh_line_8102801_200904037 |  | AD | node_8102801_200904036 | node_8102801_200904037 | 322.926 | bal_1P_4CU | 8102801 | no | no |  |  | no |  |  | 0 | 0 | 0 | 0
oh_line_8102801_200904038 |  | AD | node_8102801_200904037 | node_8102801_200904038 | 344.703 | bal_1P_4CU | 8102801 | no | no |  |  | no |  |  | 0 | 0 | 0 | 0
oh_line_8102801_200904039 |  | AD | node_8102801_200904038 | node_8102801_200904039 | 311.797 | bal_1P_4CU | 8102801 | no | no |  |  | no |  |  | 0 | 0 | 0 | 0
oh_line_8102801_200904040 |  | AD | node_8102801_200904039 | node_8102801_200904040 | 306.955 | bal_1P_1/0AA | 8102801 | no | no |  |  | no |  |  | 0 | 0 | 0 | 0
oh_line_8102801_200904041 |  | AD | node_8102801_200904039 | node_8102801_200904041 | 277.811 | bal_1P_4CU | 8102801 | no | no |  |  | no |  |  | 0 | 0 | 0 | 0
oh_line_8102801_200904044 |  | AD | node_8102801_200904020 | node_8102801_200904044 | 389.615 | bal_1P_1/0AA | 8102801 | no | no |  |  | no |  |  | 0 | 0 | 0 | 0
oh_line_8102801_200904045 |  | AD | node_8102801_200904044 | node_8102801_200904045 | 399.021 | bal_1P_1/0AA | 8102801 | no | no |  |  | no |  |  | 0 | 0 | 0 | 0
oh_line_8102801_200904047 |  | AD | node_8102801_200965246 | node_8102801_200904047 | 320.253 | bal_1P_1/0AA | 8102801 | no | no |  |  | no |  |  | 0 | 0 | 0 | 0
oh_line_8102801_200904048 |  | AD | node_8102801_200904047 | node_8102801_200904048 | 458.209 | bal_1P_1/0AA | 8102801 | no | no |  |  | no |  |  | 0 | 0 | 0 | 0
oh_line_8102801_200904049 |  | AD | node_8102801_200904048 | node_8102801_200904049 | 386.716 | bal_1P_4CU | 8102801 | no | no |  |  | no |  |  | 0 | 0 | 0 | 0
oh_line_8102801_200904050 |  | AD | node_8102801_200904048 | node_8102801_200904050 | 349.719 | bal_1P_1/0AA | 8102801 | no | no |  |  | no |  |  | 0 | 0 | 0 | 0
oh_line_8102801_200904051 |  | AD | node_8102801_200904050 | node_8102801_200904051 | 243.813 | bal_1P_1/0AA | 8102801 | no | no |  |  | no |  |  | 0 | 0 | 0 | 0
oh_line_8102801_200904105 |  | ABCN | node_8102801_200904163 | node_8102801_200904105 | 150.32 | bal_3P_4/0AC_4/0AA(N) | 8102801 | no | no |  |  | no |  |  | 0 | 0 | 0 | 0
oh_line_8102801_200904106 |  | AN | node_8102801_200904105 | node_8102801_200904106 | 309.297 | bal_1P_1/0AA_1/0AA(N) | 8102801 | no | no |  |  | no |  |  | 0 | 0 | 0 | 0
oh_line_8102801_200904107 |  | ABCN | node_8102801_200904105 | node_8102801_200904107 | 273.473 | bal_3P_4/0AC_4/0AA(N) | 8102801 | no | no |  |  | no |  |  | 0 | 0 | 0 | 0
oh_line_8102801_200904108 |  | ABCN | node_8102801_200904107 | node_8102801_200904108 | 269.63 | bal_3P_4/0AC_4/0AA(N) | 8102801 | no | no |  |  | no |  |  | 0 | 0 | 0 | 0
oh_line_8102801_200904110 |  | ABCN | node_8102801_200904108 | node_8102801_200904110 | 304.56 | bal_3P_4/0AC_4/0AA(N) | 8102801 | no | no |  |  | no |  |  | 0 | 0 | 0 | 0
oh_line_8102801_200904112 |  | ABCN | node_8102801_200904110 | node_8102801_200904112 | 201.255 | bal_3P_4/0AC_4/0AA(N) | 8102801 | no | no |  |  | no |  |  | 0 | 0 | 0 | 0
oh_line_8102801_200904113 |  | AD | node_8102801_311911842 | node_8102801_200904113 | 190.46 | bal_1P_2AC | 8102801 | no | no |  |  | no |  |  | 0 | 0 | 0 | 0
oh_line_8102801_200904114 |  | AD | node_8102801_200904113 | node_8102801_200904114 | 202.713 | bal_1P_2AC | 8102801 | no | no |  |  | no |  |  | 0 | 0 | 0 | 0
oh_line_8102801_200904115 |  | AD | node_8102801_200904114 | node_8102801_200904115 | 180.086 | bal_1P_2AC | 8102801 | no | no |  |  | no |  |  | 0 | 0 | 0 | 0
oh_line_8102801_200904116 |  | AD | node_8102801_200904115 | node_8102801_200904116 | 412.187 | bal_1P_2AC | 8102801 | no | no |  |  | no |  |  | 0 | 0 | 0 | 0
oh_line_8102801_200904117 |  | AN | node_8102801_200904121 | node_intto1_8102801_200904117 | 353.715 | bal_1P_4CU_4CU(N) | 8102801 | no | no |  |  | no |  |  | 0 | 0 | 0 | 0
oh_line_8102801_200904121 |  | AN | node_8102801_200904122 | node_8102801_200904121 | 241.045 | bal_1P_4CU_4CU(N) | 8102801 | no | no |  |  | no |  |  | 0 | 0 | 0 | 0
oh_line_8102801_200904122 |  | ABN | node_8102801_200904123 | node_8102801_200904122 | 150.565 | bal_2P_4CU_4CU(N) | 8102801 | no | no |  |  | no |  |  | 0 | 0 | 0 | 0
oh_line_8102801_200904123 |  | ABN | node_8102801_200904124 | node_8102801_200904123 | 210.604 | bal_2P_4CU_4CU(N) | 8102801 | no | no |  |  | no |  |  | 0 | 0 | 0 | 0
oh_line_8102801_200904124 |  | ABCN | node_8102801_200904125 | node_intto1_8102801_200904124 | 156.399 | bal_3P_4CU_1/0AC(N) | 8102801 | no | no |  |  | no |  |  | 0 | 0 | 0 | 0
oh_line_8102801_200904125 |  | ABCN | node_8102801_200904126 | node_8102801_200904125 | 141.548 | bal_3P_4CU_1/0AC(N) | 8102801 | no | no |  |  | no |  |  | 0 | 0 | 0 | 0
oh_line_8102801_200904126 |  | ABCN | node_8102801_200904754 | node_intto1_8102801_200904126 | 134.774 | bal_3P_477AL_4/0AL(N) | 8102801 | no | no |  |  | no |  |  | 0 | 0 | 0 | 0
oh_line_8102801_200904128 |  | ABCN | node_8102801_200904126 | node_8102801_200904128 | 141.599 | bal_3P_477AL_4/0AL(N) | 8102801 | no | no |  |  | no |  |  | 0 | 0 | 0 | 0
oh_line_8102801_200904129 |  | ABCN | node_8102801_200904128 | node_8102801_200904129 | 149.839 | bal_3P_477AL_4/0AL(N) | 8102801 | no | no |  |  | no |  |  | 0 | 0 | 0 | 0
oh_line_8102801_200904130 |  | ABCN | node_8102801_200904129 | node_8102801_200904130 | 236.667 | bal_3P_477AL_4/0AL(N) | 8102801 | no | no |  |  | no |  |  | 0 | 0 | 0 | 0
oh_line_8102801_200904131 |  | ABCN | node_8102801_200904130 | node_8102801_200904131 | 149.767 | bal_3P_4/0AC_1/0AA(N) | 8102801 | no | no |  |  | no |  |  | 0 | 0 | 0 | 0
oh_line_8102801_200904132 |  | ABCN | node_8102801_200904131 | node_8102801_200904132 | 194.125 | bal_3P_4/0AC_1/0AC(N) | 8102801 | no | no |  |  | no |  |  | 0 | 0 | 0 | 0
oh_line_8102801_200904133 |  | ABCN | node_8102801_200904132 | node_8102801_200904133 | 209.183 | bal_3P_4/0AC_1/0AC(N) | 8102801 | no | no |  |  | no |  |  | 0 | 0 | 0 | 0
oh_line_8102801_200904135 |  | ABCN | node_8102801_200904133 | node_8102801_200904135 | 229.411 | bal_3P_4/0AC_1/0AC(N) | 8102801 | no | no |  |  | no |  |  | 0 | 0 | 0 | 0
oh_line_8102801_200904137 |  | ABCN | node_8102801_200904135 | node_8102801_200904137 | 238.607 | bal_3P_4/0AC_4/0AA(N) | 8102801 | no | no |  |  | no |  |  | 0 | 0 | 0 | 0
oh_line_8102801_200904138 |  | ABCN | node_8102801_200904137 | node_8102801_200904138 | 256.561 | bal_3P_4/0AC_4/0AA(N) | 8102801 | no | no |  |  | no |  |  | 0 | 0 | 0 | 0
oh_line_8102801_200904140 |  | ABCN | node_8102801_200904138 | node_8102801_200904140 | 267.843 | bal_3P_4/0AC_4/0AA(N) | 8102801 | no | no |  |  | no |  |  | 0 | 0 | 0 | 0
oh_line_8102801_200904141 |  | ABCN | node_8102801_200904140 | node_8102801_200904141 | 263.597 | bal_3P_4/0AC_4/0AA(N) | 8102801 | no | no |  |  | no |  |  | 0 | 0 | 0 | 0
oh_line_8102801_200904142 |  | ABCN | node_8102801_200904141 | node_8102801_200904142 | 256.588 | bal_3P_4/0AC_4/0AA(N) | 8102801 | no | no |  |  | no |  |  | 0 | 0 | 0 | 0
oh_line_8102801_200904143 |  | ABCN | node_8102801_200904142 | node_intto1_8102801_200904143 | 201.975 | bal_3P_4/0AC_1/0AC(N) | 8102801 | no | no |  |  | no |  |  | 0 | 0 | 0 | 0
oh_line_8102801_200904144 |  | ABCN | node_8102801_200904143 | node_8102801_200904144 | 220.058 | bal_3P_4/0AC_1/0AC(N) | 8102801 | no | no |  |  | no |  |  | 0 | 0 | 0 | 0
oh_line_8102801_200904145 |  | ABCN | node_8102801_200904144 | node_8102801_200904145 | 219.297 | bal_3P_4/0AC_1/0AC(N) | 8102801 | no | no |  |  | no |  |  | 0 | 0 | 0 | 0
oh_line_8102801_200904146 |  | ABCN | node_8102801_200904145 | node_8102801_200904146 | 210.613 | bal_3P_4/0AC_1/0AC(N) | 8102801 | no | no |  |  | no |  |  | 0 | 0 | 0 | 0
oh_line_8102801_200904147 |  | ABCN | node_8102801_200904146 | node_8102801_200904147 | 225.333 | bal_3P_4/0AC_1/0AC(N) | 8102801 | no | no |  |  | no |  |  | 0 | 0 | 0 | 0
oh_line_8102801_200904149 |  | ABCN | node_8102801_200904147 | node_8102801_200904149 | 249.432 | bal_3P_4/0AC_1/0AC(N) | 8102801 | no | no |  |  | no |  |  | 0 | 0 | 0 | 0
oh_line_8102801_200904150 |  | ABCN | node_8102801_200904149 | node_8102801_200904150 | 232.628 | bal_3P_4/0AC_1/0AC(N) | 8102801 | no | no |  |  | no |  |  | 0 | 0 | 0 | 0
oh_line_8102801_200904151 |  | ABCN | node_8102801_200904150 | node_8102801_200904151 | 233.747 | bal_3P_4/0AC_1/0AC(N) | 8102801 | no | no |  |  | no |  |  | 0 | 0 | 0 | 0
oh_line_8102801_200904152 |  | ABCN | node_8102801_200904151 | node_8102801_200904152 | 248.241 | bal_3P_4/0AC_1/0AC(N) | 8102801 | no | no |  |  | no |  |  | 0 | 0 | 0 | 0
oh_line_8102801_200904154 |  | ABCN | node_8102801_200904152 | node_8102801_200904154 | 131.777 | bal_3P_4/0AC_1/0AC(N) | 8102801 | no | no |  |  | no |  |  | 0 | 0 | 0 | 0
oh_line_8102801_200904155 |  | ABCN | node_8102801_200904154 | node_8102801_200904155 | 239.994 | bal_3P_4/0AC_4/0AA(N) | 8102801 | no | no |  |  | no |  |  | 0 | 0 | 0 | 0
oh_line_8102801_200904156 |  | ABCN | node_8102801_200904155 | node_8102801_200904156 | 243.162 | bal_3P_4/0AC_4/0AA(N) | 8102801 | no | no |  |  | no |  |  | 0 | 0 | 0 | 0
oh_line_8102801_200904157 |  | ABCN | node_8102801_200904156 | node_8102801_200904157 | 220.685 | bal_3P_4/0AC_4/0AA(N) | 8102801 | no | no |  |  | no |  |  | 0 | 0 | 0 | 0
oh_line_8102801_200904158 |  | ABCN | node_8102801_200904157 | node_8102801_200904158 | 230.682 | bal_3P_4/0AC_4/0AA(N) | 8102801 | no | no |  |  | no |  |  | 0 | 0 | 0 | 0
oh_line_8102801_200904159 |  | ABCN | node_8102801_200904158 | node_8102801_200904159 | 240.274 | bal_3P_4/0AC_4/0AA(N) | 8102801 | no | no |  |  | no |  |  | 0 | 0 | 0 | 0
oh_line_8102801_200904160 |  | ABCN | node_8102801_200904159 | node_8102801_200904160 | 212.716 | bal_3P_4/0AC_4/0AA(N) | 8102801 | no | no |  |  | no |  |  | 0 | 0 | 0 | 0
oh_line_8102801_200904161 |  | ABCN | node_8102801_200904160 | node_8102801_200904161 | 199.305 | bal_3P_4/0AC_4/0AA(N) | 8102801 | no | no |  |  | no |  |  | 0 | 0 | 0 | 0
oh_line_8102801_200904162 |  | ABCN | node_8102801_200904161 | node_8102801_200904162 | 227.719 | bal_3P_4/0AC_4/0AA(N) | 8102801 | no | no |  |  | no |  |  | 0 | 0 | 0 | 0
oh_line_8102801_200904163 |  | ABCN | node_8102801_200904162 | node_8102801_200904163 | 224.523 | bal_3P_4/0AC_4/0AA(N) | 8102801 | no | no |  |  | no |  |  | 0 | 0 | 0 | 0
oh_line_8102801_200904164 |  | AD | node_8102801_200903723 | node_8102801_200904164 | 289.881 | bal_1P_2AC | 8102801 | no | no |  |  | no |  |  | 0 | 0 | 0 | 0
oh_line_8102801_200904165 |  | AD | node_8102801_200904164 | node_intto1_8102801_200904165 | 242.664 | bal_1P_2AC | 8102801 | no | no |  |  | no |  |  | 0 | 0 | 0 | 0
oh_line_8102801_200904166 |  | AD | node_8102801_200904165 | node_8102801_200904166 | 224.888 | bal_1P_2AC | 8102801 | no | no |  |  | no |  |  | 0 | 0 | 0 | 0
oh_line_8102801_200904167 |  | AD | node_8102801_200904166 | node_8102801_200904167 | 411.659 | bal_1P_2AC | 8102801 | no | no |  |  | no |  |  | 0 | 0 | 0 | 0
oh_line_8102801_200904168 |  | AD | node_8102801_200904167 | node_8102801_200904168 | 375.727 | bal_1P_2AC | 8102801 | no | no |  |  | no |  |  | 0 | 0 | 0 | 0
oh_line_8102801_200904169 |  | AD | node_8102801_200904168 | node_8102801_200904169 | 326.587 | bal_1P_2AC | 8102801 | no | no |  |  | no |  |  | 0 | 0 | 0 | 0
oh_line_8102801_200904170 |  | AD | node_8102801_201063178 | node_8102801_200904170 | 176.416 | bal_1P_2AC | 8102801 | no | no |  |  | no |  |  | 0 | 0 | 0 | 0
oh_line_8102801_200904171 |  | AD | node_8102801_200904170 | node_8102801_200904171 | 243.26 | bal_1P_2AC | 8102801 | no | no |  |  | no |  |  | 0 | 0 | 0 | 0
oh_line_8102801_200904172 |  | AD | node_8102801_200904206 | node_8102801_200904172 | 305.097 | bal_1P_2AC | 8102801 | no | no |  |  | no |  |  | 0 | 0 | 0 | 0
oh_line_8102801_200904173 |  | AD | node_8102801_200904172 | node_8102801_200904173 | 417.991 | bal_1P_2AC | 8102801 | no | no |  |  | no |  |  | 0 | 0 | 0 | 0
oh_line_8102801_200904175 |  | AD | node_8102801_200904173 | node_intto1_8102801_200904175 | 411.031 | bal_1P_2AC | 8102801 | no | no |  |  | no |  |  | 0 | 0 | 0 | 0
oh_line_8102801_200904176 |  | AD | node_8102801_200904175 | node_8102801_200904176 | 344.069 | bal_1P_2AC | 8102801 | no | no |  |  | no |  |  | 0 | 0 | 0 | 0
oh_line_8102801_200904177 |  | AD | node_8102801_200904176 | node_8102801_200904177 | 179.625 | bal_1P_2AC | 8102801 | no | no |  |  | no |  |  | 0 | 0 | 0 | 0
oh_line_8102801_200904178 |  | AD | node_8102801_200904177 | node_8102801_200904178 | 205.356 | bal_1P_2AC | 8102801 | no | no |  |  | no |  |  | 0 | 0 | 0 | 0
oh_line_8102801_200904179 |  | AD | node_8102801_200904178 | node_8102801_200904179 | 197.033 | bal_1P_2AC | 8102801 | no | no |  |  | no |  |  | 0 | 0 | 0 | 0
oh_line_8102801_200904180 |  | AD | node_8102801_200904179 | node_8102801_200904180 | 250.847 | bal_1P_2AC | 8102801 | no | no |  |  | no |  |  | 0 | 0 | 0 | 0
oh_line_8102801_200904181 |  | AD | node_8102801_200904180 | node_8102801_200904181 | 388.227 | bal_1P_2AC | 8102801 | no | no |  |  | no |  |  | 0 | 0 | 0 | 0
oh_line_8102801_200904182 |  | AD | node_8102801_200904180 | node_8102801_200904182 | 397.821 | bal_1P_2AC | 8102801 | no | no |  |  | no |  |  | 0 | 0 | 0 | 0
oh_line_8102801_200904183 |  | AD | node_8102801_200904182 | node_8102801_200904183 | 419.656 | bal_1P_2AC | 8102801 | no | no |  |  | no |  |  | 0 | 0 | 0 | 0
oh_line_8102801_200904184 |  | AD | node_8102801_200904183 | node_8102801_200904184 | 543.832 | bal_1P_2AC | 8102801 | no | no |  |  | no |  |  | 0 | 0 | 0 | 0
oh_line_8102801_200904185 |  | AD | node_8102801_200904184 | node_8102801_200904185 | 287.332 | bal_1P_2AC | 8102801 | no | no |  |  | no |  |  | 0 | 0 | 0 | 0
oh_line_8102801_200904186 |  | AD | node_8102801_200904185 | node_8102801_200904186 | 197.944 | bal_1P_2AC | 8102801 | no | no |  |  | no |  |  | 0 | 0 | 0 | 0
oh_line_8102801_200904187 |  | AD | node_8102801_200904184 | node_8102801_200904187 | 439.025 | bal_1P_2AC | 8102801 | no | no |  |  | no |  |  | 0 | 0 | 0 | 0
oh_line_8102801_200904188 |  | AD | node_8102801_200904171 | node_8102801_200904188 | 482.28 | bal_1P_2AC | 8102801 | no | no |  |  | no |  |  | 0 | 0 | 0 | 0
oh_line_8102801_200904189 |  | AD | node_8102801_200904187 | node_8102801_200904189 | 464.859 | bal_1P_2AC | 8102801 | no | no |  |  | no |  |  | 0 | 0 | 0 | 0
oh_line_8102801_200904190 |  | AD | node_8102801_200904189 | node_8102801_200904190 | 395.311 | bal_1P_2AC | 8102801 | no | no |  |  | no |  |  | 0 | 0 | 0 | 0
oh_line_8102801_200904192 |  | AD | node_8102801_200904190 | node_8102801_200904192 | 352.697 | bal_1P_2AC | 8102801 | no | no |  |  | no |  |  | 0 | 0 | 0 | 0
oh_line_8102801_200904193 |  | AD | node_8102801_200904192 | node_8102801_200904193 | 489.595 | bal_1P_2AC | 8102801 | no | no |  |  | no |  |  | 0 | 0 | 0 | 0
oh_line_8102801_200904194 |  | AD | node_8102801_200904193 | node_8102801_200904194 | 435.751 | bal_1P_2AC | 8102801 | no | no |  |  | no |  |  | 0 | 0 | 0 | 0
oh_line_8102801_200904195 |  | AD | node_8102801_200904194 | node_8102801_200904195 | 497.777 | bal_1P_2AC | 8102801 | no | no |  |  | no |  |  | 0 | 0 | 0 | 0
oh_line_8102801_200904196 |  | AD | node_8102801_200904195 | node_8102801_200904196 | 379.051 | bal_1P_2AC | 8102801 | no | no |  |  | no |  |  | 0 | 0 | 0 | 0
oh_line_8102801_200904197 |  | AD | node_8102801_200904196 | node_8102801_200904197 | 376.777 | bal_1P_2AC | 8102801 | no | no |  |  | no |  |  | 0 | 0 | 0 | 0
oh_line_8102801_200904198 |  | AD | node_8102801_200904188 | node_8102801_200904198 | 228.436 | bal_1P_2AC | 8102801 | no | no |  |  | no |  |  | 0 | 0 | 0 | 0
oh_line_8102801_200904199 |  | AD | node_8102801_200904198 | node_8102801_200904199 | 483.587 | bal_1P_2AC | 8102801 | no | no |  |  | no |  |  | 0 | 0 | 0 | 0
oh_line_8102801_200904200 |  | AD | node_8102801_200904199 | node_8102801_200904200 | 349.115 | bal_1P_2AC | 8102801 | no | no |  |  | no |  |  | 0 | 0 | 0 | 0
oh_line_8102801_200904201 |  | AD | node_8102801_200904200 | node_8102801_200904201 | 313.12 | bal_1P_2AC | 8102801 | no | no |  |  | no |  |  | 0 | 0 | 0 | 0
oh_line_8102801_200904202 |  | AD | node_8102801_200904201 | node_8102801_200904202 | 266.601 | bal_1P_1/0AC | 8102801 | no | no |  |  | no |  |  | 0 | 0 | 0 | 0
oh_line_8102801_200904204 |  | AD | node_8102801_200904201 | node_8102801_200904204 | 529.821 | bal_1P_2AC | 8102801 | no | no |  |  | no |  |  | 0 | 0 | 0 | 0
oh_line_8102801_200904205 |  | AD | node_8102801_200904204 | node_8102801_200904205 | 510.654 | bal_1P_2AC | 8102801 | no | no |  |  | no |  |  | 0 | 0 | 0 | 0
oh_line_8102801_200904206 |  | AD | node_8102801_200904205 | node_8102801_200904206 | 525.964 | bal_1P_2AC | 8102801 | no | no |  |  | no |  |  | 0 | 0 | 0 | 0
oh_line_8102801_200904210 |  | AD | node_8102801_200904183 | node_8102801_200904210 | 296.648 | bal_1P_2AC | 8102801 | no | no |  |  | no |  |  | 0 | 0 | 0 | 0
oh_line_8102801_200904211 |  | AD | node_8102801_200904210 | node_intto1_8102801_200904211 | 219.865 | bal_1P_2AC | 8102801 | no | no |  |  | no |  |  | 0 | 0 | 0 | 0
oh_line_8102801_200904212 |  | AD | node_8102801_200904226 | node_8102801_200904212 | 233.38 | bal_1P_2AC | 8102801 | no | no |  |  | no |  |  | 0 | 0 | 0 | 0
oh_line_8102801_200904213 |  | AD | node_8102801_200904212 | node_8102801_200904213 | 194.66 | bal_1P_2AC | 8102801 | no | no |  |  | no |  |  | 0 | 0 | 0 | 0
oh_line_8102801_200904214 |  | AD | node_8102801_200904213 | node_8102801_200904214 | 216.961 | bal_1P_2AC | 8102801 | no | no |  |  | no |  |  | 0 | 0 | 0 | 0
oh_line_8102801_200904215 |  | AD | node_8102801_200904214 | node_8102801_200904215 | 207.238 | bal_1P_1/0AC | 8102801 | no | no |  |  | no |  |  | 0 | 0 | 0 | 0
oh_line_8102801_200904216 |  | AD | node_8102801_200904215 | node_8102801_200904216 | 199.888 | bal_1P_1/0AA | 8102801 | no | no |  |  | no |  |  | 0 | 0 | 0 | 0
oh_line_8102801_200904218 |  | AD | node_8102801_200904211 | node_8102801_200904218 | 258.906 | bal_1P_2AC | 8102801 | no | no |  |  | no |  |  | 0 | 0 | 0 | 0
oh_line_8102801_200904219 |  | AD | node_8102801_200904218 | node_8102801_200904219 | 422.264 | bal_1P_2AC | 8102801 | no | no |  |  | no |  |  | 0 | 0 | 0 | 0
oh_line_8102801_200904220 |  | AD | node_8102801_200904219 | node_8102801_200904220 | 199.46 | bal_1P_2AC | 8102801 | no | no |  |  | no |  |  | 0 | 0 | 0 | 0
oh_line_8102801_200904221 |  | AD | node_8102801_200904220 | node_8102801_200904221 | 332.059 | bal_1P_2AC | 8102801 | no | no |  |  | no |  |  | 0 | 0 | 0 | 0
oh_line_8102801_200904222 |  | AD | node_8102801_200904221 | node_8102801_200904222 | 309.127 | bal_1P_1/0AC | 8102801 | no | no |  |  | no |  |  | 0 | 0 | 0 | 0
oh_line_8102801_200904223 |  | AD | node_8102801_200904221 | node_8102801_200904223 | 476.024 | bal_1P_2AC | 8102801 | no | no |  |  | no |  |  | 0 | 0 | 0 | 0
oh_line_8102801_200904224 |  | AD | node_8102801_200904223 | node_8102801_200904224 | 403.906 | bal_1P_2AC | 8102801 | no | no |  |  | no |  |  | 0 | 0 | 0 | 0
oh_line_8102801_200904225 |  | AD | node_8102801_200904224 | node_8102801_200904225 | 270.371 | bal_1P_2AC | 8102801 | no | no |  |  | no |  |  | 0 | 0 | 0 | 0
oh_line_8102801_200904226 |  | AD | node_8102801_200904225 | node_8102801_200904226 | 249.247 | bal_1P_2AC | 8102801 | no | no |  |  | no |  |  | 0 | 0 | 0 | 0
oh_line_8102801_200904273 |  | AN | node_8102801_200904125 | node_8102801_200904273 | 274.604 | bal_1P_4CU_4CU(N) | 8102801 | no | no |  |  | no |  |  | 0 | 0 | 0 | 0
oh_line_8102801_200904274 |  | AN | node_8102801_200904273 | node_8102801_200904274 | 252.5 | bal_1P_4CU_4CU(N) | 8102801 | no | no |  |  | no |  |  | 0 | 0 | 0 | 0
oh_line_8102801_200904275 |  | AN | node_8102801_200904273 | node_8102801_200904275 | 93.599 | bal_1P_4CU_4CU(N) | 8102801 | no | no |  |  | no |  |  | 0 | 0 | 0 | 0
oh_line_8102801_200904276 |  | AN | node_8102801_200904275 | node_8102801_200904276 | 248.322 | bal_1P_4CU_4CU(N) | 8102801 | no | no |  |  | no |  |  | 0 | 0 | 0 | 0
oh_line_8102801_200904277 |  | AN | node_8102801_200904276 | node_8102801_200904277 | 221.601 | bal_1P_4CU_4CU(N) | 8102801 | no | no |  |  | no |  |  | 0 | 0 | 0 | 0
oh_line_8102801_200904286 |  | AD | node_8102801_200903650 | node_8102801_200904286 | 115.9 | bal_1P_1/0AC | 8102801 | no | no |  |  | no |  |  | 0 | 0 | 0 | 0
oh_line_8102801_200904290 |  | AD | node_8102801_200903775 | node_8102801_200904290 | 406.664 | bal_1P_2AC | 8102801 | no | no |  |  | no |  |  | 0 | 0 | 0 | 0
oh_line_8102801_200904292 |  | AD | node_8102801_201023402 | node_8102801_200904292 | 306.766 | bal_1P_2AC | 8102801 | no | no |  |  | no |  |  | 0 | 0 | 0 | 0
oh_line_8102801_200904293 |  | AD | node_8102801_200904292 | node_8102801_200904293 | 533.675 | bal_1P_2AC | 8102801 | no | no |  |  | no |  |  | 0 | 0 | 0 | 0
oh_line_8102801_200904294 |  | AD | node_8102801_200904293 | node_8102801_200904294 | 573.908 | bal_1P_2AC | 8102801 | no | no |  |  | no |  |  | 0 | 0 | 0 | 0
oh_line_8102801_200904295 |  | AD | node_8102801_200904294 | node_8102801_200904295 | 421.143 | bal_1P_2AC | 8102801 | no | no |  |  | no |  |  | 0 | 0 | 0 | 0
oh_line_8102801_200904296 |  | AD | node_8102801_200904295 | node_8102801_200904296 | 417.943 | bal_1P_2AC | 8102801 | no | no |  |  | no |  |  | 0 | 0 | 0 | 0
oh_line_8102801_200904297 |  | AD | node_8102801_200904296 | node_8102801_200904297 | 242.773 | bal_1P_2AC | 8102801 | no | no |  |  | no |  |  | 0 | 0 | 0 | 0
oh_line_8102801_200904299 |  | AD | node_8102801_201060325 | node_8102801_200904299 | 165.173 | bal_1P_1/0AA | 8102801 | no | no |  |  | no |  |  | 0 | 0 | 0 | 0
oh_line_8102801_200904301 |  | AD | node_8102801_200904299 | node_8102801_200904301 | 219.684 | bal_1P_1/0AA | 8102801 | no | no |  |  | no |  |  | 0 | 0 | 0 | 0
oh_line_8102801_200904302 |  | AD | node_8102801_200904299 | node_8102801_200904302 | 136.444 | bal_1P_1/0AA | 8102801 | no | no |  |  | no |  |  | 0 | 0 | 0 | 0
oh_line_8102801_200904303 |  | AD | node_8102801_200904302 | node_8102801_200904303 | 256.006 | bal_1P_1/0AA | 8102801 | no | no |  |  | no |  |  | 0 | 0 | 0 | 0
oh_line_8102801_200904304-1 |  | AD | node_1253187_752_15280434_334 | node_8102801_200904304 | 346.823 | bal_1P_1/0AA | 8102801 | no | no |  |  | no |  |  | 0 | 0 | 0 | 0
oh_line_8102801_200904304-2 |  | AD | node_8102801_200904303 | node_1253187_752_15280434_334 | 5.186 | bal_1P_1/0AA | 8102801 | no | no |  |  | no |  |  | 0 | 0 | 0 | 0
oh_line_8102801_200904305 |  | AD | node_8102801_200904304 | node_8102801_200904305 | 332.019 | bal_1P_1/0AA | 8102801 | no | no |  |  | no |  |  | 0 | 0 | 0 | 0
oh_line_8102801_200904330 |  | ABN | node_8102801_200904753 | node_8102801_200904330 | 131.995 | bal_2P_1/0AC_1/0AA(N) | 8102801 | no | no |  |  | no |  |  | 0 | 0 | 0 | 0
oh_line_8102801_200904331 |  | AD | node_8102801_311911758 | node_8102801_200904331 | 87.796 | bal_1P_4CU | 8102801 | no | no |  |  | no |  |  | 0 | 0 | 0 | 0
oh_line_8102801_200904332 |  | AD | node_8102801_200904331 | node_8102801_200904332 | 74.697 | bal_1P_4CU | 8102801 | no | no |  |  | no |  |  | 0 | 0 | 0 | 0
oh_line_8102801_200904333 |  | AD | node_8102801_200904332 | node_8102801_200904333 | 161.365 | bal_1P_4CU | 8102801 | no | no |  |  | no |  |  | 0 | 0 | 0 | 0
oh_line_8102801_200904334 |  | AD | node_8102801_200904333 | node_8102801_200904334 | 193.818 | bal_1P_4CU | 8102801 | no | no |  |  | no |  |  | 0 | 0 | 0 | 0
oh_line_8102801_200904335 |  | AD | node_8102801_200904334 | node_8102801_200904335 | 189.218 | bal_1P_4CU | 8102801 | no | no |  |  | no |  |  | 0 | 0 | 0 | 0
oh_line_8102801_200904336 |  | AD | node_8102801_200904335 | node_8102801_200904336 | 190.004 | bal_1P_4CU | 8102801 | no | no |  |  | no |  |  | 0 | 0 | 0 | 0
oh_line_8102801_200904337 |  | AD | node_8102801_200904336 | node_8102801_200904337 | 196.377 | bal_1P_4CU | 8102801 | no | no |  |  | no |  |  | 0 | 0 | 0 | 0
oh_line_8102801_200904339 |  | AD | node_8102801_201007761 | node_8102801_200904339 | 335.757 | bal_1P_4CU | 8102801 | no | no |  |  | no |  |  | 0 | 0 | 0 | 0
oh_line_8102801_200904340 |  | AD | node_8102801_200904339 | node_8102801_200904340 | 176.809 | bal_1P_4CU | 8102801 | no | no |  |  | no |  |  | 0 | 0 | 0 | 0
oh_line_8102801_200904341 |  | AD | node_8102801_200904340 | node_8102801_200904341 | 212.147 | bal_1P_4CU | 8102801 | no | no |  |  | no |  |  | 0 | 0 | 0 | 0
oh_line_8102801_200904342 |  | AD | node_8102801_200904341 | node_8102801_200904342 | 364.533 | bal_1P_4CU | 8102801 | no | no |  |  | no |  |  | 0 | 0 | 0 | 0
oh_line_8102801_200904343 |  | AD | node_8102801_200904342 | node_8102801_200904343 | 399.534 | bal_1P_4CU | 8102801 | no | no |  |  | no |  |  | 0 | 0 | 0 | 0
oh_line_8102801_200904344 |  | AD | node_8102801_200904343 | node_8102801_200904344 | 103.459 | bal_1P_4CU | 8102801 | no | no |  |  | no |  |  | 0 | 0 | 0 | 0
oh_line_8102801_200904345 |  | AD | node_8102801_200904344 | node_8102801_200904345 | 87.317 | bal_1P_4CU | 8102801 | no | no |  |  | no |  |  | 0 | 0 | 0 | 0
oh_line_8102801_200904347 |  | AD | node_8102801_200904345 | node_8102801_200904347 | 317.196 | bal_1P_4CU | 8102801 | no | no |  |  | no |  |  | 0 | 0 | 0 | 0
oh_line_8102801_200904348 |  | AD | node_8102801_200904347 | node_8102801_200904348 | 318.315 | bal_1P_4CU | 8102801 | no | no |  |  | no |  |  | 0 | 0 | 0 | 0
oh_line_8102801_200904351 |  | AD | node_8102801_200904348 | node_8102801_200904351 | 222.365 | bal_1P_2AC | 8102801 | no | no |  |  | no |  |  | 0 | 0 | 0 | 0
oh_line_8102801_200904352 |  | AD | node_8102801_200904351 | node_8102801_200904352 | 254.816 | bal_1P_2AC | 8102801 | no | no |  |  | no |  |  | 0 | 0 | 0 | 0
oh_line_8102801_200904354 |  | AD | node_8102801_200904352 | node_8102801_200904354 | 207.765 | bal_1P_2AC | 8102801 | no | no |  |  | no |  |  | 0 | 0 | 0 | 0
oh_line_8102801_200904355 |  | AD | node_8102801_200904354 | node_8102801_200904355 | 383.02 | bal_1P_2AC | 8102801 | no | no |  |  | no |  |  | 0 | 0 | 0 | 0
oh_line_8102801_200904358 |  | AD | node_8102801_200904355 | node_8102801_200904358 | 312.58 | bal_1P_2AC | 8102801 | no | no |  |  | no |  |  | 0 | 0 | 0 | 0
oh_line_8102801_200904360 |  | AD | node_8102801_200904358 | node_8102801_200904360 | 372.339 | bal_1P_2AC | 8102801 | no | no |  |  | no |  |  | 0 | 0 | 0 | 0
oh_line_8102801_200904362 |  | AD | node_8102801_200904360 | node_8102801_200904362 | 236.569 | bal_1P_2AC | 8102801 | no | no |  |  | no |  |  | 0 | 0 | 0 | 0
oh_line_8102801_200904363 |  | AD | node_8102801_200904362 | node_8102801_200904363 | 73.721 | bal_1P_2AC | 8102801 | no | no |  |  | no |  |  | 0 | 0 | 0 | 0
oh_line_8102801_200904364 |  | AD | node_8102801_200904363 | node_8102801_200904364 | 283.493 | bal_1P_2AC | 8102801 | no | no |  |  | no |  |  | 0 | 0 | 0 | 0
oh_line_8102801_200904367 |  | AD | node_8102801_200904364 | node_8102801_200904367 | 284.087 | bal_1P_2AC | 8102801 | no | no |  |  | no |  |  | 0 | 0 | 0 | 0
oh_line_8102801_200904412 |  | AN | node_8102801_200904551 | node_intto1_8102801_200904412 | 852.988 | bal_1P_1/0AA_1/0AA(N) | 8102801 | no | no |  |  | no |  |  | 0 | 0 | 0 | 0
oh_line_8102801_200904414 |  | AD | node_8102801_200904650 | node_8102801_200904414 | 443.695 | bal_1P_2AC | 8102801 | no | no |  |  | no |  |  | 0 | 0 | 0 | 0
oh_line_8102801_200904415 |  | AD | node_8102801_200904414 | node_8102801_200904415 | 510.899 | bal_1P_2AC | 8102801 | no | no |  |  | no |  |  | 0 | 0 | 0 | 0
oh_line_8102801_200904416 |  | AD | node_8102801_200904415 | node_8102801_200904416 | 338.864 | bal_1P_2AC | 8102801 | no | no |  |  | no |  |  | 0 | 0 | 0 | 0
oh_line_8102801_200904417 |  | AD | node_8102801_200904416 | node_8102801_200904417 | 280.244 | bal_1P_2AC | 8102801 | no | no |  |  | no |  |  | 0 | 0 | 0 | 0
oh_line_8102801_200904418 |  | AD | node_8102801_200904417 | node_8102801_200904418 | 460.918 | bal_1P_2AC | 8102801 | no | no |  |  | no |  |  | 0 | 0 | 0 | 0
oh_line_8102801_200904420 |  | AD | node_8102801_200904418 | node_8102801_200904420 | 553.626 | bal_1P_2AC | 8102801 | no | no |  |  | no |  |  | 0 | 0 | 0 | 0
oh_line_8102801_200904421 |  | AD | node_8102801_200904420 | node_8102801_200904421 | 223.961 | bal_1P_1/0AA | 8102801 | no | no |  |  | no |  |  | 0 | 0 | 0 | 0
oh_line_8102801_200904422 |  | AD | node_8102801_200904421 | node_8102801_200904422 | 263.182 | bal_1P_1/0AA | 8102801 | no | no |  |  | no |  |  | 0 | 0 | 0 | 0
oh_line_8102801_200904423 |  | AD | node_8102801_200904422 | node_8102801_200904423 | 291.582 | bal_1P_1/0AA | 8102801 | no | no |  |  | no |  |  | 0 | 0 | 0 | 0
oh_line_8102801_200904424 |  | AD | node_8102801_200904423 | node_8102801_200904424 | 286.991 | bal_1P_1/0AA | 8102801 | no | no |  |  | no |  |  | 0 | 0 | 0 | 0
oh_line_8102801_200904425 |  | AD | node_8102801_200904420 | node_8102801_200904425 | 292.73 | bal_1P_2AC | 8102801 | no | no |  |  | no |  |  | 0 | 0 | 0 | 0
oh_line_8102801_200904426 |  | AD | node_8102801_200904425 | node_8102801_200904426 | 94.587 | bal_1P_2AC | 8102801 | no | no |  |  | no |  |  | 0 | 0 | 0 | 0
oh_line_8102801_200904430 |  | AD | node_8102801_201027955 | node_8102801_200904430 | 490.521 | bal_1P_2AC | 8102801 | no | no |  |  | no |  |  | 0 | 0 | 0 | 0
oh_line_8102801_200904432 |  | AD | node_8102801_200904430 | node_8102801_200904432 | 556.203 | bal_1P_2AC | 8102801 | no | no |  |  | no |  |  | 0 | 0 | 0 | 0
oh_line_8102801_200904433 |  | AD | node_8102801_200904432 | node_8102801_200904433 | 147.988 | bal_1P_2AC | 8102801 | no | no |  |  | no |  |  | 0 | 0 | 0 | 0
oh_line_8102801_200904434 |  | AD | node_8102801_200904433 | node_8102801_200904434 | 236.764 | bal_1P_2AC | 8102801 | no | no |  |  | no |  |  | 0 | 0 | 0 | 0
oh_line_8102801_200904435 |  | AD | node_8102801_200904434 | node_intto1_8102801_200904435 | 317.263 | bal_1P_2AC | 8102801 | no | no |  |  | no |  |  | 0 | 0 | 0 | 0
oh_line_8102801_200904436 |  | AD | node_8102801_200904435 | node_8102801_200904436 | 388.153 | bal_1P_2AC | 8102801 | no | no |  |  | no |  |  | 0 | 0 | 0 | 0
oh_line_8102801_200904437 |  | AD | node_8102801_200904436 | node_8102801_200904437 | 313.374 | bal_1P_2AC | 8102801 | no | no |  |  | no |  |  | 0 | 0 | 0 | 0
oh_line_8102801_200904439 |  | AD | node_8102801_200904437 | node_8102801_200904439 | 118.858 | bal_1P_2AC | 8102801 | no | no |  |  | no |  |  | 0 | 0 | 0 | 0
oh_line_8102801_200904441 |  | AD | node_8102801_200904439 | node_8102801_200904441 | 290.378 | bal_1P_2AC | 8102801 | no | no |  |  | no |  |  | 0 | 0 | 0 | 0
oh_line_8102801_200904442 |  | AD | node_8102801_200904441 | node_intto1_8102801_200904442 | 158.026 | bal_1P_2AC | 8102801 | no | no |  |  | no |  |  | 0 | 0 | 0 | 0
oh_line_8102801_200904443 |  | AD | node_8102801_200904442 | node_8102801_200904443 | 541.33 | bal_1P_2AC | 8102801 | no | no |  |  | no |  |  | 0 | 0 | 0 | 0
oh_line_8102801_200904444-1 |  | AD | node_8102801_200904443 | node_1268359_448_15293399_212 | 309.042 | bal_1P_2AC | 8102801 | no | no |  |  | no |  |  | 0 | 0 | 0 | 0
oh_line_8102801_200904444-2 |  | AD | node_1268359_448_15293399_212 | node_8102801_200904444 | 10.626 | bal_1P_2AC | 8102801 | no | no |  |  | no |  |  | 0 | 0 | 0 | 0
oh_line_8102801_200904445-1 |  | AD | node_8102801_200904444 | node_intto1_310051544 | 418.015 | bal_1P_2AC | 8102801 | no | no |  |  | no |  |  | 0 | 0 | 0 | 0
oh_line_8102801_200904445-2 |  | AD | node_310051544 | node_intto1_220415456 | 30.149 | bal_1P_2AC | 8102801 | no | no |  |  | no |  |  | 0 | 0 | 0 | 0
oh_line_8102801_200904445-3 |  | AD | node_220415456 | node_8102801_200904445 | 5.127 | bal_1P_2AC | 8102801 | no | no |  |  | no |  |  | 0 | 0 | 0 | 0
oh_line_8102801_200904446 |  | AD | node_8102801_200904445 | node_8102801_200904446 | 189.598 | bal_1P_2AC | 8102801 | no | no |  |  | no |  |  | 0 | 0 | 0 | 0
oh_line_8102801_200904448 |  | AD | node_8102801_200904446 | node_intto1_8102801_200904448 | 198.618 | bal_1P_2AC | 8102801 | no | no |  |  | no |  |  | 0 | 0 | 0 | 0
oh_line_8102801_200904449 |  | AD | node_8102801_200904448 | node_8102801_200904449 | 343.365 | bal_1P_1/0AC | 8102801 | no | no |  |  | no |  |  | 0 | 0 | 0 | 0
oh_line_8102801_200904450 |  | AD | node_8102801_200904446 | node_8102801_200904450 | 337.257 | bal_1P_2AC | 8102801 | no | no |  |  | no |  |  | 0 | 0 | 0 | 0
oh_line_8102801_200904452 |  | AD | node_8102801_200904450 | node_8102801_200904452 | 461.783 | bal_1P_2AC | 8102801 | no | no |  |  | no |  |  | 0 | 0 | 0 | 0
oh_line_8102801_200904453 |  | AD | node_8102801_200904452 | node_8102801_200904453 | 68.544 | bal_1P_1/0AC | 8102801 | no | no |  |  | no |  |  | 0 | 0 | 0 | 0
oh_line_8102801_200904454 |  | AD | node_8102801_200904453 | node_8102801_200904454 | 294.519 | bal_1P_1/0AC | 8102801 | no | no |  |  | no |  |  | 0 | 0 | 0 | 0
oh_line_8102801_200904455 |  | AD | node_8102801_200904452 | node_8102801_200904455 | 475.623 | bal_1P_2AC | 8102801 | no | no |  |  | no |  |  | 0 | 0 | 0 | 0
oh_line_8102801_200904456 |  | AD | node_8102801_200904455 | node_8102801_200904456 | 344.181 | bal_1P_2AC | 8102801 | no | no |  |  | no |  |  | 0 | 0 | 0 | 0
oh_line_8102801_200904458 |  | AD | node_8102801_200904456 | node_8102801_200904458 | 257.951 | bal_1P_2AC | 8102801 | no | no |  |  | no |  |  | 0 | 0 | 0 | 0
oh_line_8102801_200904459 |  | AD | node_8102801_200904458 | node_8102801_200904459 | 104.316 | bal_1P_1/0AA | 8102801 | no | no |  |  | no |  |  | 0 | 0 | 0 | 0
oh_line_8102801_200904461 |  | AD | node_8102801_200950747 | node_8102801_200904461 | 231.338 | bal_1P_2AC | 8102801 | no | no |  |  | no |  |  | 0 | 0 | 0 | 0
oh_line_8102801_200904463 |  | AD | node_8102801_200904461 | node_8102801_200904463 | 331.491 | bal_1P_2AC | 8102801 | no | no |  |  | no |  |  | 0 | 0 | 0 | 0
oh_line_8102801_200904464 |  | AD | node_8102801_200904463 | node_8102801_200904464 | 365.384 | bal_1P_2AC | 8102801 | no | no |  |  | no |  |  | 0 | 0 | 0 | 0
oh_line_8102801_200904465 |  | AD | node_8102801_200904464 | node_8102801_200904465 | 491.135 | bal_1P_2AC | 8102801 | no | no |  |  | no |  |  | 0 | 0 | 0 | 0
oh_line_8102801_200904466 |  | AD | node_8102801_200904465 | node_8102801_200904466 | 368.96 | bal_1P_2AC | 8102801 | no | no |  |  | no |  |  | 0 | 0 | 0 | 0
oh_line_8102801_200904467 |  | AD | node_8102801_200904466 | node_8102801_200904467 | 398.902 | bal_1P_2AC | 8102801 | no | no |  |  | no |  |  | 0 | 0 | 0 | 0
oh_line_8102801_200904468 |  | AD | node_8102801_200904467 | node_8102801_200904468 | 339.777 | bal_1P_2AC | 8102801 | no | no |  |  | no |  |  | 0 | 0 | 0 | 0
oh_line_8102801_200904469 |  | AD | node_8102801_200904468 | node_8102801_200904469 | 292.795 | bal_1P_2AC | 8102801 | no | no |  |  | no |  |  | 0 | 0 | 0 | 0
oh_line_8102801_200904470 |  | AD | node_8102801_200904469 | node_8102801_200904470 | 181.177 | bal_1P_2AC | 8102801 | no | no |  |  | no |  |  | 0 | 0 | 0 | 0
oh_line_8102801_200904471 |  | AD | node_8102801_200904470 | node_8102801_200904471 | 171.336 | bal_1P_2AC | 8102801 | no | no |  |  | no |  |  | 0 | 0 | 0 | 0
oh_line_8102801_200904472 |  | AD | node_8102801_200904471 | node_8102801_200904472 | 334.14 | bal_1P_2AC | 8102801 | no | no |  |  | no |  |  | 0 | 0 | 0 | 0
oh_line_8102801_200904473 |  | AD | node_8102801_200904472 | node_intto1_8102801_200904473 | 363.135 | bal_1P_2AC | 8102801 | no | no |  |  | no |  |  | 0 | 0 | 0 | 0
oh_line_8102801_200904474 |  | AD | node_8102801_200904473 | node_8102801_200904474 | 325.647 | bal_1P_2AC | 8102801 | no | no |  |  | no |  |  | 0 | 0 | 0 | 0
oh_line_8102801_200904476 |  | AD | node_8102801_200904474 | node_8102801_200904476 | 699.026 | bal_1P_2AC | 8102801 | no | no |  |  | no |  |  | 0 | 0 | 0 | 0
oh_line_8102801_200904477 |  | AD | node_8102801_200904476 | node_8102801_200904477 | 332.341 | bal_1P_2AC | 8102801 | no | no |  |  | no |  |  | 0 | 0 | 0 | 0
oh_line_8102801_200904478 |  | AD | node_8102801_200904477 | node_8102801_200904478 | 373.671 | bal_1P_2AC | 8102801 | no | no |  |  | no |  |  | 0 | 0 | 0 | 0
oh_line_8102801_200904479 |  | AD | node_8102801_200904478 | node_8102801_200904479 | 433.384 | bal_1P_2AC | 8102801 | no | no |  |  | no |  |  | 0 | 0 | 0 | 0
oh_line_8102801_200904481 |  | AD | node_8102801_200904479 | node_8102801_200904481 | 325.408 | bal_1P_2AC | 8102801 | no | no |  |  | no |  |  | 0 | 0 | 0 | 0
oh_line_8102801_200904482 |  | AD | node_8102801_200904481 | node_8102801_200904482 | 77.951 | bal_1P_1/0AA | 8102801 | no | no |  |  | no |  |  | 0 | 0 | 0 | 0
oh_line_8102801_200904483 |  | AD | node_8102801_200904482 | node_8102801_200904483 | 245.77 | bal_1P_1/0AA | 8102801 | no | no |  |  | no |  |  | 0 | 0 | 0 | 0
oh_line_8102801_200904484 |  | AD | node_8102801_200904481 | node_8102801_200904484 | 705.723 | bal_1P_2AC | 8102801 | no | no |  |  | no |  |  | 0 | 0 | 0 | 0
oh_line_8102801_200904485 |  | AD | node_8102801_200904484 | node_8102801_200904485 | 156.671 | bal_1P_2AC | 8102801 | no | no |  |  | no |  |  | 0 | 0 | 0 | 0
oh_line_8102801_200904486 |  | AD | node_8102801_200904485 | node_intto1_8102801_200904486 | 230.161 | bal_1P_1/0AA | 8102801 | no | no |  |  | no |  |  | 0 | 0 | 0 | 0
oh_line_8102801_200904487 |  | AD | node_8102801_200904485 | node_8102801_200904487 | 355.358 | bal_1P_2AC | 8102801 | no | no |  |  | no |  |  | 0 | 0 | 0 | 0
oh_line_8102801_200904488 |  | AD | node_8102801_200904487 | node_8102801_200904488 | 70.37 | bal_1P_1/0AA | 8102801 | no | no |  |  | no |  |  | 0 | 0 | 0 | 0
oh_line_8102801_200904489 |  | AD | node_8102801_200904488 | node_intto1_8102801_200904489 | 269.542 | bal_1P_1/0AA | 8102801 | no | no |  |  | no |  |  | 0 | 0 | 0 | 0
oh_line_8102801_200904490 |  | AD | node_8102801_200904489 | node_8102801_200904490 | 271.962 | bal_1P_1/0AA | 8102801 | no | no |  |  | no |  |  | 0 | 0 | 0 | 0
oh_line_8102801_200904491 |  | AD | node_8102801_200904490 | node_8102801_200904491 | 272.162 | bal_1P_2AC | 8102801 | no | no |  |  | no |  |  | 0 | 0 | 0 | 0
oh_line_8102801_200904493 |  | AD | node_8102801_200904491 | node_8102801_200904493 | 406.23 | bal_1P_2AC | 8102801 | no | no |  |  | no |  |  | 0 | 0 | 0 | 0
oh_line_8102801_200904494 |  | AD | node_8102801_200904493 | node_8102801_200904494 | 340.023 | bal_1P_2AC | 8102801 | no | no |  |  | no |  |  | 0 | 0 | 0 | 0
oh_line_8102801_200904495 |  | AD | node_8102801_200904494 | node_8102801_200904495 | 318.304 | bal_1P_2AC | 8102801 | no | no |  |  | no |  |  | 0 | 0 | 0 | 0
oh_line_8102801_200904497 |  | AD | node_8102801_200904495 | node_8102801_200904497 | 457.593 | bal_1P_2AC | 8102801 | no | no |  |  | no |  |  | 0 | 0 | 0 | 0
oh_line_8102801_200904498 |  | AD | node_8102801_200904497 | node_8102801_200904498 | 799.458 | bal_1P_2AC | 8102801 | no | no |  |  | no |  |  | 0 | 0 | 0 | 0
oh_line_8102801_200904499 |  | AD | node_8102801_200904498 | node_8102801_200904499 | 443.336 | bal_1P_2AC | 8102801 | no | no |  |  | no |  |  | 0 | 0 | 0 | 0
oh_line_8102801_200904501 |  | AD | node_8102801_200904499 | node_8102801_200904501 | 624.088 | bal_1P_2AC | 8102801 | no | no |  |  | no |  |  | 0 | 0 | 0 | 0
oh_line_8102801_200904502 |  | AD | node_8102801_310051551 | node_8102801_200904502 | 299.184 | bal_1P_2AC | 8102801 | no | no |  |  | no |  |  | 0 | 0 | 0 | 0
oh_line_8102801_200904503 |  | AD | node_8102801_200904502 | node_8102801_200904503 | 308.836 | bal_1P_2AC | 8102801 | no | no |  |  | no |  |  | 0 | 0 | 0 | 0
oh_line_8102801_200904505 |  | AD | node_8102801_200904503 | node_8102801_200904505 | 338.926 | bal_1P_2AC | 8102801 | no | no |  |  | no |  |  | 0 | 0 | 0 | 0
oh_line_8102801_200904506 |  | AD | node_8102801_200904505 | node_8102801_200904506 | 460.976 | bal_1P_2AC | 8102801 | no | no |  |  | no |  |  | 0 | 0 | 0 | 0
oh_line_8102801_200904507 |  | AD | node_8102801_200904506 | node_8102801_200904507 | 131.779 | bal_1P_2AC | 8102801 | no | no |  |  | no |  |  | 0 | 0 | 0 | 0
oh_line_8102801_200904508 |  | AD | node_8102801_200904507 | node_8102801_200904508 | 246.983 | bal_1P_1/0AA | 8102801 | no | no |  |  | no |  |  | 0 | 0 | 0 | 0
oh_line_8102801_200904509 |  | AD | node_8102801_200904507 | node_8102801_200904509 | 142.608 | bal_1P_2AC | 8102801 | no | no |  |  | no |  |  | 0 | 0 | 0 | 0
oh_line_8102801_200904510 |  | AD | node_8102801_200904509 | node_8102801_200904510 | 323.812 | bal_1P_2AC | 8102801 | no | no |  |  | no |  |  | 0 | 0 | 0 | 0
oh_line_8102801_200904532 |  | ABCN | node_8102801_200905169 | node_8102801_200904532 | 120.106 | bal_3P_477AL_4/0AL(N) | 8102801 | no | no |  |  | no |  |  | 0 | 0 | 0 | 0
oh_line_8102801_200904534 |  | ABCN | node_8102801_200904532 | node_intto1_8102801_200904534 | 223.507 | bal_3P_477AL_4/0AL(N) | 8102801 | no | no |  |  | no |  |  | 0 | 0 | 0 | 0
oh_line_8102801_200904535 |  | ABCN | node_8102801_200904534 | node_8102801_200904535 | 231.768 | bal_3P_477AL_4/0AL(N) | 8102801 | no | no |  |  | no |  |  | 0 | 0 | 0 | 0
oh_line_8102801_200904536 |  | ABCN | node_8102801_200904535 | node_8102801_200904536 | 200.82 | bal_3P_477AL_4/0AL(N) | 8102801 | no | no |  |  | no |  |  | 0 | 0 | 0 | 0
oh_line_8102801_200904538 |  | ABCN | node_8102801_200904536 | node_8102801_200904538 | 252.482 | bal_3P_477AL_4/0AL(N) | 8102801 | no | no |  |  | no |  |  | 0 | 0 | 0 | 0
oh_line_8102801_200904540 |  | ABCN | node_8102801_200904538 | node_8102801_200904540 | 257.758 | bal_3P_477AL_4/0AL(N) | 8102801 | no | no |  |  | no |  |  | 0 | 0 | 0 | 0
oh_line_8102801_200904542 |  | ABCN | node_8102801_200904540 | node_8102801_200904542 | 137.636 | bal_3P_477AL_4/0AL(N) | 8102801 | no | no |  |  | no |  |  | 0 | 0 | 0 | 0
oh_line_8102801_200904544 |  | ABCN | node_8102801_200904542 | node_8102801_200904544 | 145.86 | bal_3P_477AL_4/0AL(N) | 8102801 | no | no |  |  | no |  |  | 0 | 0 | 0 | 0
oh_line_8102801_200904545 |  | ABCN | node_8102801_200904544 | node_8102801_200904545 | 197.616 | bal_3P_477AL_4/0AL(N) | 8102801 | no | no |  |  | no |  |  | 0 | 0 | 0 | 0
oh_line_8102801_200904547 |  | ABCN | node_8102801_200904545 | node_8102801_200904547 | 137.373 | bal_3P_336AC_4/0AA(N) | 8102801 | no | no |  |  | no |  |  | 0 | 0 | 0 | 0
oh_line_8102801_200904548 |  | ABCN | node_8102801_200904547 | node_8102801_200904548 | 223.429 | bal_3P_336AC_4/0AA(N) | 8102801 | no | no |  |  | no |  |  | 0 | 0 | 0 | 0
oh_line_8102801_200904549 |  | ABCN | node_8102801_200904548 | node_8102801_200904549 | 224.027 | bal_3P_336AC_4/0AA(N) | 8102801 | no | no |  |  | no |  |  | 0 | 0 | 0 | 0
oh_line_8102801_200904551 |  | ABCN | node_8102801_200904549 | node_8102801_200904551 | 279.057 | bal_3P_336AC_4/0AA(N) | 8102801 | no | no |  |  | no |  |  | 0 | 0 | 0 | 0
oh_line_8102801_200904552 |  | ABCN | node_8102801_200904551 | node_8102801_200904552 | 244.016 | bal_3P_336AC_4/0AC(N) | 8102801 | no | no |  |  | no |  |  | 0 | 0 | 0 | 0
oh_line_8102801_200904554 |  | ABCN | node_8102801_200904552 | node_8102801_200904554 | 227.094 | bal_3P_336AC_4/0AA(N) | 8102801 | no | no |  |  | no |  |  | 0 | 0 | 0 | 0
oh_line_8102801_200904555 |  | ABCN | node_8102801_200904554 | node_8102801_200904555 | 303.819 | bal_3P_336AC_4/0AA(N) | 8102801 | no | no |  |  | no |  |  | 0 | 0 | 0 | 0
oh_line_8102801_200904557 |  | ABCN | node_8102801_200904555 | node_8102801_200904557 | 229.86 | bal_3P_336AC_4/0AA(N) | 8102801 | no | no |  |  | no |  |  | 0 | 0 | 0 | 0
oh_line_8102801_200904559 |  | ABCN | node_8102801_200904557 | node_8102801_200904559 | 284.557 | bal_3P_336AC_4/0AL(N) | 8102801 | no | no |  |  | no |  |  | 0 | 0 | 0 | 0
oh_line_8102801_200904560 |  | ABCN | node_8102801_200904559 | node_8102801_200904560 | 252.343 | bal_3P_336AC_4/0AA(N) | 8102801 | no | no |  |  | no |  |  | 0 | 0 | 0 | 0
oh_line_8102801_200904564 |  | ABCN | node_8102801_200984617 | node_8102801_200904564 | 252.557 | bal_3P_336AC_4/0AA(N) | 8102801 | no | no |  |  | no |  |  | 0 | 0 | 0 | 0
oh_line_8102801_200904565 |  | AN | node_8102801_200904564 | node_8102801_200904565 | 143.983 | bal_1P_2AC_2AC(N) | 8102801 | no | no |  |  | no |  |  | 0 | 0 | 0 | 0
oh_line_8102801_200904566 |  | AN | node_8102801_200904565 | node_8102801_200904566 | 130.188 | bal_1P_1/0AC_1/0AC(N) | 8102801 | no | no |  |  | no |  |  | 0 | 0 | 0 | 0
oh_line_8102801_200904567 |  | AN | node_8102801_200904566 | node_8102801_200904567 | 177.308 | bal_1P_1/0AC_1/0AC(N) | 8102801 | no | no |  |  | no |  |  | 0 | 0 | 0 | 0
oh_line_8102801_200904568 |  | AN | node_8102801_200904567 | node_8102801_200904568 | 107.912 | bal_1P_1/0AC_1/0AC(N) | 8102801 | no | no |  |  | no |  |  | 0 | 0 | 0 | 0
oh_line_8102801_200904569 |  | ABCN | node_8102801_200904564 | node_8102801_200904569 | 290.823 | bal_3P_336AC_4/0AA(N) | 8102801 | no | no |  |  | no |  |  | 0 | 0 | 0 | 0
oh_line_8102801_200904570 |  | ABCN | node_8102801_200904569 | node_8102801_200904570 | 241.326 | bal_3P_336AC_4/0AA(N) | 8102801 | no | no |  |  | no |  |  | 0 | 0 | 0 | 0
oh_line_8102801_200904571 |  | ABCN | node_8102801_200904570 | node_8102801_200904571 | 226.872 | bal_3P_336AC_4/0AA(N) | 8102801 | no | no |  |  | no |  |  | 0 | 0 | 0 | 0
oh_line_8102801_200904573 |  | ABCN | node_8102801_200904571 | node_8102801_200904573 | 237.176 | bal_3P_336AC_4/0AA(N) | 8102801 | no | no |  |  | no |  |  | 0 | 0 | 0 | 0
oh_line_8102801_200904574 |  | ABCN | node_8102801_200904573 | node_8102801_200904574 | 251.924 | bal_3P_336AC_4/0AC(N) | 8102801 | no | no |  |  | no |  |  | 0 | 0 | 0 | 0
oh_line_8102801_200904575 |  | ABCN | node_8102801_200904574 | node_8102801_200904575 | 41.667 | bal_3P_2AC_1/0AC(N) | 8102801 | no | no |  |  | no |  |  | 0 | 0 | 0 | 0
oh_line_8102801_200904576 |  | AN | node_8102801_200904575 | node_8102801_200904576 | 196.09 | bal_1P_1/0AA_1/0AC(N) | 8102801 | no | no |  |  | no |  |  | 0 | 0 | 0 | 0
oh_line_8102801_200904577 |  | ABCN | node_8102801_200904574 | node_8102801_200904577 | 191.692 | bal_3P_336AC_1/0AA(N) | 8102801 | no | no |  |  | no |  |  | 0 | 0 | 0 | 0
oh_line_8102801_200904578 |  | AN | node_8102801_200904577 | node_intto1_8102801_200904578 | 59.44 | bal_1P_1/0AA_1/0AA(N) | 8102801 | no | no |  |  | no |  |  | 0 | 0 | 0 | 0
oh_line_8102801_200904579 |  | ABCN | node_8102801_200904577 | node_8102801_200904579 | 135.241 | bal_3P_1/0AA_1/0AA(N) | 8102801 | no | no |  |  | no |  |  | 0 | 0 | 0 | 0
oh_line_8102801_200904580 |  | ABCN | node_8102801_200904579 | node_8102801_200904580 | 146.399 | bal_3P_1/0AA_1/0AA(N) | 8102801 | no | no |  |  | no |  |  | 0 | 0 | 0 | 0
oh_line_8102801_200904581 |  | ABCN | node_8102801_200904580 | node_8102801_200904581 | 156.476 | bal_3P_1/0AA_1/0AA(N) | 8102801 | no | no |  |  | no |  |  | 0 | 0 | 0 | 0
oh_line_8102801_200904582 |  | ABCN | node_8102801_200904581 | node_8102801_200904582 | 120.243 | bal_3P_1/0AA_1/0AA(N) | 8102801 | no | no |  |  | no |  |  | 0 | 0 | 0 | 0
oh_line_8102801_200904583 |  | ABCN | node_8102801_200904582 | node_8102801_200904583 | 152.022 | bal_3P_1/0AA_1/0AA(N) | 8102801 | no | no |  |  | no |  |  | 0 | 0 | 0 | 0
oh_line_8102801_200904584 |  | ABCN | node_8102801_200904583 | node_8102801_200904584 | 122.579 | bal_3P_1/0AA_1/0AA(N) | 8102801 | no | no |  |  | no |  |  | 0 | 0 | 0 | 0
oh_line_8102801_200904585 |  | ABCN | node_8102801_200904584 | node_8102801_200904585 | 76.919 | bal_3P_1/0AA_1/0AA(N) | 8102801 | no | no |  |  | no |  |  | 0 | 0 | 0 | 0
oh_line_8102801_200904586 |  | ABCN | node_8102801_200904585 | node_8102801_200904586 | 69.702 | bal_3P_1/0AA_1/0AA(N) | 8102801 | no | no |  |  | no |  |  | 0 | 0 | 0 | 0
oh_line_8102801_200904587 |  | ABCN | node_8102801_200904586 | node_8102801_200904587 | 107.18 | bal_3P_1/0AA_1/0AA(N) | 8102801 | no | no |  |  | no |  |  | 0 | 0 | 0 | 0
oh_line_8102801_200904589 |  | ABCN | node_8102801_200904587 | node_8102801_200904589 | 123.931 | bal_3P_1/0AA_1/0AA(N) | 8102801 | no | no |  |  | no |  |  | 0 | 0 | 0 | 0
oh_line_8102801_200904590 |  | ABCN | node_8102801_200904589 | node_8102801_200904590 | 202.808 | bal_3P_1/0AA_1/0AA(N) | 8102801 | no | no |  |  | no |  |  | 0 | 0 | 0 | 0
oh_line_8102801_200904591 |  | ABCN | node_8102801_200904590 | node_8102801_200904591 | 198.824 | bal_3P_1/0AA_1/0AA(N) | 8102801 | no | no |  |  | no |  |  | 0 | 0 | 0 | 0
oh_line_8102801_200904597 |  | ABCN | node_8102801_200904591 | node_8102801_200904597 | 163.165 | bal_3P_1/0AA_1/0AA(N) | 8102801 | no | no |  |  | no |  |  | 0 | 0 | 0 | 0
oh_line_8102801_200904598 |  | ABCN | node_8102801_200904597 | node_8102801_200904598 | 194.863 | bal_3P_1/0AA_1/0AA(N) | 8102801 | no | no |  |  | no |  |  | 0 | 0 | 0 | 0
oh_line_8102801_200904599 |  | ABCN | node_8102801_200904598 | node_8102801_200904599 | 199.549 | bal_3P_1/0AA_1/0AA(N) | 8102801 | no | no |  |  | no |  |  | 0 | 0 | 0 | 0
oh_line_8102801_200904600 |  | ABCN | node_8102801_200904599 | node_8102801_200904600 | 175.463 | bal_3P_1/0AA_1/0AA(N) | 8102801 | no | no |  |  | no |  |  | 0 | 0 | 0 | 0
oh_line_8102801_200904601 |  | AN | node_8102801_200904600 | node_8102801_200904601 | 88.049 | bal_1P_1/0AA_1/0AA(N) | 8102801 | no | no |  |  | no |  |  | 0 | 0 | 0 | 0
oh_line_8102801_200904602 |  | ABCN | node_8102801_200904600 | node_intto1_8102801_200904602 | 122.388 | bal_3P_1/0AA_1/0AA(N) | 8102801 | no | no |  |  | no |  |  | 0 | 0 | 0 | 0
oh_line_8102801_200904606-1 |  | ABCN | node_8102801_200904602 | node_intto1_311908093 | 130.695 | bal_3P_1/0AA_1/0AA(N) | 8102801 | no | no |  |  | no |  |  | 0 | 0 | 0 | 0
oh_line_8102801_200904606-2 |  | ABCN | node_311908093 | node_intto1_220465531 | 6.355 | bal_3P_1/0AA_1/0AA(N) | 8102801 | no | no |  |  | no |  |  | 0 | 0 | 0 | 0
oh_line_8102801_200904606-3 |  | ABCN | node_220465531 | node_8102801_200904606 | 7.914 | bal_3P_1/0AA_1/0AA(N) | 8102801 | no | no |  |  | no |  |  | 0 | 0 | 0 | 0
oh_line_8102801_200904607 |  | AN | node_8102801_200904606 | node_8102801_200904607 | 184.427 | bal_1P_1/0AA_1/0AA(N) | 8102801 | no | no |  |  | no |  |  | 0 | 0 | 0 | 0
oh_line_8102801_200904609 |  | AD | node_8102801_200904607 | node_8102801_200904609 | 142.202 | bal_1P_1/0AC | 8102801 | no | no |  |  | no |  |  | 0 | 0 | 0 | 0
oh_line_8102801_200904610 |  | AD | node_8102801_200904609 | node_8102801_200904610 | 119.984 | bal_1P_1/0AC | 8102801 | no | no |  |  | no |  |  | 0 | 0 | 0 | 0
oh_line_8102801_200904611 |  | AD | node_8102801_200904610 | node_8102801_200904611 | 180.604 | bal_1P_1/0AC | 8102801 | no | no |  |  | no |  |  | 0 | 0 | 0 | 0
oh_line_8102801_200904612 |  | AD | node_8102801_200904611 | node_8102801_200904612 | 152.486 | bal_1P_1/0AC | 8102801 | no | no |  |  | no |  |  | 0 | 0 | 0 | 0
oh_line_8102801_200904613 |  | AD | node_8102801_200904612 | node_8102801_200904613 | 217.751 | bal_1P_2AC | 8102801 | no | no |  |  | no |  |  | 0 | 0 | 0 | 0
oh_line_8102801_200904614 |  | AD | node_8102801_200904612 | node_8102801_200904614 | 161.089 | bal_1P_1/0AC | 8102801 | no | no |  |  | no |  |  | 0 | 0 | 0 | 0
oh_line_8102801_200904615 |  | AD | node_8102801_200904614 | node_intto1_8102801_200904615 | 185.737 | bal_1P_1/0AC | 8102801 | no | no |  |  | no |  |  | 0 | 0 | 0 | 0
oh_line_8102801_200904616 |  | AD | node_8102801_200904615 | node_8102801_200904616 | 209.398 | bal_1P_1/0AC | 8102801 | no | no |  |  | no |  |  | 0 | 0 | 0 | 0
oh_line_8102801_200904617 |  | AD | node_8102801_200904616 | node_8102801_200904617 | 198.717 | bal_1P_1/0AC | 8102801 | no | no |  |  | no |  |  | 0 | 0 | 0 | 0
oh_line_8102801_200904619 |  | AD | node_8102801_200904617 | node_8102801_200904619 | 128.25 | bal_1P_1/0AC | 8102801 | no | no |  |  | no |  |  | 0 | 0 | 0 | 0
oh_line_8102801_200904620 |  | AD | node_8102801_200904619 | node_8102801_200904620 | 40.213 | bal_1P_1/0AC | 8102801 | no | no |  |  | no |  |  | 0 | 0 | 0 | 0
oh_line_8102801_200904621 |  | AD | node_8102801_200904620 | node_8102801_200904621 | 122.872 | bal_1P_1/0AC | 8102801 | no | no |  |  | no |  |  | 0 | 0 | 0 | 0
oh_line_8102801_200904622 |  | AD | node_8102801_200904619 | node_8102801_200904622 | 200.627 | bal_1P_1/0AC | 8102801 | no | no |  |  | no |  |  | 0 | 0 | 0 | 0
oh_line_8102801_200904623 |  | AD | node_8102801_200904622 | node_8102801_200904623 | 68.277 | bal_1P_1/0AC | 8102801 | no | no |  |  | no |  |  | 0 | 0 | 0 | 0
oh_line_8102801_200904624 |  | AD | node_8102801_200904623 | node_8102801_200904624 | 127.249 | bal_1P_1/0AC | 8102801 | no | no |  |  | no |  |  | 0 | 0 | 0 | 0
oh_line_8102801_200904625 |  | AD | node_8102801_200904624 | node_8102801_200904625 | 178.871 | bal_1P_1/0AC | 8102801 | no | no |  |  | no |  |  | 0 | 0 | 0 | 0
oh_line_8102801_200904626 |  | AD | node_8102801_200904625 | node_8102801_200904626 | 142.492 | bal_1P_1/0AC | 8102801 | no | no |  |  | no |  |  | 0 | 0 | 0 | 0
oh_line_8102801_200904627 |  | AD | node_8102801_200904626 | node_8102801_200904627 | 169.04 | bal_1P_1/0AC | 8102801 | no | no |  |  | no |  |  | 0 | 0 | 0 | 0
oh_line_8102801_200904628 |  | AD | node_8102801_200904627 | node_intto1_8102801_200904628 | 303.938 | bal_1P_2AC | 8102801 | no | no |  |  | no |  |  | 0 | 0 | 0 | 0
oh_line_8102801_200904629 |  | AD | node_8102801_200904628 | node_8102801_200904629 | 296.633 | bal_1P_2AC | 8102801 | no | no |  |  | no |  |  | 0 | 0 | 0 | 0
oh_line_8102801_200904630 |  | AD | node_8102801_200904629 | node_8102801_200904630 | 320.984 | bal_1P_2AC | 8102801 | no | no |  |  | no |  |  | 0 | 0 | 0 | 0
oh_line_8102801_200904631 |  | AD | node_8102801_200904630 | node_8102801_200904631 | 262.699 | bal_1P_2AC | 8102801 | no | no |  |  | no |  |  | 0 | 0 | 0 | 0
oh_line_8102801_200904633 |  | AD | node_8102801_200904631 | node_8102801_200904633 | 520.053 | bal_1P_2AC | 8102801 | no | no |  |  | no |  |  | 0 | 0 | 0 | 0
oh_line_8102801_200904635 |  | AD | node_8102801_200961736 | node_8102801_200904635 | 328.473 | bal_1P_2AC | 8102801 | no | no |  |  | no |  |  | 0 | 0 | 0 | 0
oh_line_8102801_200904636 |  | AD | node_8102801_200904635 | node_8102801_200904636 | 383.817 | bal_1P_2AC | 8102801 | no | no |  |  | no |  |  | 0 | 0 | 0 | 0
oh_line_8102801_200904637 |  | AD | node_8102801_200904636 | node_8102801_200904637 | 251.762 | bal_1P_1/0AA | 8102801 | no | no |  |  | no |  |  | 0 | 0 | 0 | 0
oh_line_8102801_200904638 |  | AD | node_8102801_200904637 | node_8102801_200904638 | 265.216 | bal_1P_1/0AA | 8102801 | no | no |  |  | no |  |  | 0 | 0 | 0 | 0
oh_line_8102801_200904639 |  | AD | node_8102801_200904638 | node_8102801_200904639 | 186.536 | bal_1P_1/0AA | 8102801 | no | no |  |  | no |  |  | 0 | 0 | 0 | 0
oh_line_8102801_200904640 |  | AD | node_8102801_200904635 | node_8102801_200904640 | 762.738 | bal_1P_2AC | 8102801 | no | no |  |  | no |  |  | 0 | 0 | 0 | 0
oh_line_8102801_200904641 |  | AD | node_8102801_200904640 | node_8102801_200904641 | 308.956 | bal_1P_2AC | 8102801 | no | no |  |  | no |  |  | 0 | 0 | 0 | 0
oh_line_8102801_200904643 |  | AD | node_8102801_200904641 | node_8102801_200904643 | 228.445 | bal_1P_1/0AA | 8102801 | no | no |  |  | no |  |  | 0 | 0 | 0 | 0
oh_line_8102801_200904644 |  | AD | node_8102801_200904640 | node_8102801_200904644 | 331.119 | bal_1P_2AC | 8102801 | no | no |  |  | no |  |  | 0 | 0 | 0 | 0
oh_line_8102801_200904645 |  | AD | node_8102801_200904644 | node_8102801_200904645 | 196.453 | bal_1P_2AC | 8102801 | no | no |  |  | no |  |  | 0 | 0 | 0 | 0
oh_line_8102801_200904646 |  | AD | node_8102801_200904645 | node_8102801_200904646 | 361.149 | bal_1P_2AC | 8102801 | no | no |  |  | no |  |  | 0 | 0 | 0 | 0
oh_line_8102801_200904650 |  | AD | node_8102801_201060315 | node_8102801_200904650 | 469.724 | bal_1P_2AC | 8102801 | no | no |  |  | no |  |  | 0 | 0 | 0 | 0
oh_line_8102801_200904654 |  | AN | node_8102801_310010957 | node_8102801_200904654 | 247.714 | bal_1P_4/0AA_1/0AA(N) | 8102801 | no | no |  |  | no |  |  | 0 | 0 | 0 | 0
oh_line_8102801_200904659 |  | ABCN | node_8102801_200944356 | node_8102801_200904659 | 131.16 | bal_3P_477AL_4/0AL(N) | 8102801 | no | no |  |  | no |  |  | 0 | 0 | 0 | 0
oh_line_8102801_200904660 |  | ABCN | node_8102801_200904659 | node_8102801_200904660 | 190.123 | bal_3P_477AL_4/0AL(N) | 8102801 | no | no |  |  | no |  |  | 0 | 0 | 0 | 0
oh_line_8102801_200904661 |  | ABCN | node_8102801_200904660 | node_8102801_200904661 | 180.869 | bal_3P_477AL_4/0AL(N) | 8102801 | no | no |  |  | no |  |  | 0 | 0 | 0 | 0
oh_line_8102801_200904663 |  | ABCN | node_8102801_200944346 | node_8102801_200904663 | 217.085 | bal_3P_477AL_4/0AL(N) | 8102801 | no | no |  |  | no |  |  | 0 | 0 | 0 | 0
oh_line_8102801_200904664 |  | ABCN | node_8102801_200904663 | node_8102801_200904664 | 218.1 | bal_3P_477AL_4/0AL(N) | 8102801 | no | no |  |  | no |  |  | 0 | 0 | 0 | 0
oh_line_8102801_200904665 |  | ABCN | node_8102801_200904664 | node_8102801_200904665 | 217.371 | bal_3P_477AL_4/0AL(N) | 8102801 | no | no |  |  | no |  |  | 0 | 0 | 0 | 0
oh_line_8102801_200904667 |  | AN | node_8102801_200904665 | node_8102801_200904667 | 153.68 | bal_1P_4CU_4CU(N) | 8102801 | no | no |  |  | no |  |  | 0 | 0 | 0 | 0
oh_line_8102801_200904668 |  | AN | node_8102801_200904667 | node_8102801_200904668 | 302.558 | bal_1P_4CU_4CU(N) | 8102801 | no | no |  |  | no |  |  | 0 | 0 | 0 | 0
oh_line_8102801_200904669 |  | ABCN | node_8102801_200904665 | node_8102801_200904669 | 145.706 | bal_3P_477AL_4/0AL(N) | 8102801 | no | no |  |  | no |  |  | 0 | 0 | 0 | 0
oh_line_8102801_200904670 |  | ABCN | node_8102801_200904669 | node_8102801_200904670 | 160.25 | bal_3P_477AL_4/0AL(N) | 8102801 | no | no |  |  | no |  |  | 0 | 0 | 0 | 0
oh_line_8102801_200904671 |  | ABCN | node_8102801_200904670 | node_8102801_200904671 | 169.392 | bal_3P_477AL_4/0AL(N) | 8102801 | no | no |  |  | no |  |  | 0 | 0 | 0 | 0
oh_line_8102801_200904673 |  | ABCN | node_8102801_200904671 | node_8102801_200904673 | 203.506 | bal_3P_477AL_4/0AL(N) | 8102801 | no | no |  |  | no |  |  | 0 | 0 | 0 | 0
oh_line_8102801_200904674 |  | ABCN | node_8102801_200904673 | node_8102801_200904674 | 150.057 | bal_3P_477AL_4/0AL(N) | 8102801 | no | no |  |  | no |  |  | 0 | 0 | 0 | 0
oh_line_8102801_200904675 |  | ABCN | node_8102801_200904674 | node_8102801_200904675 | 167.703 | bal_3P_477AL_4/0AL(N) | 8102801 | no | no |  |  | no |  |  | 0 | 0 | 0 | 0
oh_line_8102801_200904676 |  | ABCN | node_8102801_200904675 | node_8102801_200904676 | 147.766 | bal_3P_477AL_4/0AL(N) | 8102801 | no | no |  |  | no |  |  | 0 | 0 | 0 | 0
oh_line_8102801_200904677 |  | ABCN | node_8102801_200904676 | node_8102801_200904677 | 154.241 | bal_3P_477AL_4/0AL(N) | 8102801 | no | no |  |  | no |  |  | 0 | 0 | 0 | 0
oh_line_8102801_200904678 |  | ABCN | node_8102801_200904677 | node_8102801_200904678 | 62.6 | bal_3P_477AL_4/0AL(N) | 8102801 | no | no |  |  | no |  |  | 0 | 0 | 0 | 0
oh_line_8102801_200904679 |  | ABCN | node_8102801_200904678 | node_8102801_200904679 | 381.415 | bal_3P_1/0AA_1/0AA(N) | 8102801 | no | no |  |  | no |  |  | 0 | 0 | 0 | 0
oh_line_8102801_200904680 |  | ABCN | node_8102801_200904679 | node_8102801_200904680 | 208.501 | bal_3P_1/0AA_1/0AA(N) | 8102801 | no | no |  |  | no |  |  | 0 | 0 | 0 | 0
oh_line_8102801_200904681 |  | ABCN | node_8102801_200904680 | node_8102801_200904681 | 174.193 | bal_3P_1/0AA_1/0AA(N) | 8102801 | no | no |  |  | no |  |  | 0 | 0 | 0 | 0
oh_line_8102801_200904682 |  | ABCN | node_8102801_200904681 | node_8102801_200904682 | 66.288 | bal_3P_1/0AA_1/0AA(N) | 8102801 | no | no |  |  | no |  |  | 0 | 0 | 0 | 0
oh_line_8102801_200904683 |  | ABCN | node_8102801_200904678 | node_8102801_200904683 | 207.598 | bal_3P_477AL_4/0AL(N) | 8102801 | no | no |  |  | no |  |  | 0 | 0 | 0 | 0
oh_line_8102801_200904684 |  | ABCN | node_8102801_200904683 | node_8102801_200904684 | 244.548 | bal_3P_477AL_4/0AL(N) | 8102801 | no | no |  |  | no |  |  | 0 | 0 | 0 | 0
oh_line_8102801_200904685 |  | ABCN | node_8102801_200904684 | node_8102801_200904685 | 249.533 | bal_3P_477AL_4/0AL(N) | 8102801 | no | no |  |  | no |  |  | 0 | 0 | 0 | 0
oh_line_8102801_200904686 |  | ABCN | node_8102801_200904685 | node_8102801_200904686 | 263.382 | bal_3P_477AL_4/0AL(N) | 8102801 | no | no |  |  | no |  |  | 0 | 0 | 0 | 0
oh_line_8102801_200904688 |  | ABCN | node_8102801_200904686 | node_8102801_200904688 | 233.694 | bal_3P_477AL_4/0AL(N) | 8102801 | no | no |  |  | no |  |  | 0 | 0 | 0 | 0
oh_line_8102801_200904689 |  | ABCN | node_8102801_200904688 | node_8102801_200904689 | 248.393 | bal_3P_477AL_4/0AL(N) | 8102801 | no | no |  |  | no |  |  | 0 | 0 | 0 | 0
oh_line_8102801_200904690 |  | ABCN | node_8102801_200904689 | node_8102801_200904690 | 128.728 | bal_3P_477AL_4/0AL(N) | 8102801 | no | no |  |  | no |  |  | 0 | 0 | 0 | 0
oh_line_8102801_200904693 |  | ABCN | node_8102801_200904690 | node_8102801_200904693 | 195.483 | bal_3P_477AL_4/0AL(N) | 8102801 | no | no |  |  | no |  |  | 0 | 0 | 0 | 0
oh_line_8102801_200904694 |  | AN | node_8102801_200904693 | node_8102801_200904694 | 265.051 | bal_1P_1/0AA_1/0AA(N) | 8102801 | no | no |  |  | no |  |  | 0 | 0 | 0 | 0
oh_line_8102801_200904695 |  | AN | node_8102801_200904694 | node_8102801_200904695 | 220.383 | bal_1P_1/0AA_1/0AA(N) | 8102801 | no | no |  |  | no |  |  | 0 | 0 | 0 | 0
oh_line_8102801_200904696 |  | ABCN | node_8102801_200904693 | node_8102801_200904696 | 105.861 | bal_3P_477AL_4/0AL(N) | 8102801 | no | no |  |  | no |  |  | 0 | 0 | 0 | 0
oh_line_8102801_200904697 |  | ABCN | node_8102801_200904696 | node_8102801_200904697 | 193.594 | bal_3P_477AL_4/0AL(N) | 8102801 | no | no |  |  | no |  |  | 0 | 0 | 0 | 0
oh_line_8102801_200904698 |  | ABCN | node_8102801_200904697 | node_8102801_200904698 | 212.355 | bal_3P_477AL_4/0AL(N) | 8102801 | no | no |  |  | no |  |  | 0 | 0 | 0 | 0
oh_line_8102801_200904699 |  | ABCN | node_8102801_200904698 | node_8102801_200904699 | 247.716 | bal_3P_477AL_4/0AL(N) | 8102801 | no | no |  |  | no |  |  | 0 | 0 | 0 | 0
oh_line_8102801_200904700 |  | ABCN | node_8102801_200904699 | node_8102801_200904700 | 192.454 | bal_3P_477AL_4/0AL(N) | 8102801 | no | no |  |  | no |  |  | 0 | 0 | 0 | 0
oh_line_8102801_200904701 |  | ABCN | node_8102801_200904700 | node_8102801_200904701 | 163.156 | bal_3P_477AL_4/0AL(N) | 8102801 | no | no |  |  | no |  |  | 0 | 0 | 0 | 0
oh_line_8102801_200904704 |  | ABCN | node_8102801_200904701 | node_8102801_200904704 | 165.258 | bal_3P_477AL_4/0AL(N) | 8102801 | no | no |  |  | no |  |  | 0 | 0 | 0 | 0
oh_line_8102801_200904705 |  | ABCN | node_8102801_200904704 | node_8102801_200904705 | 267.966 | bal_3P_477AL_4/0AL(N) | 8102801 | no | no |  |  | no |  |  | 0 | 0 | 0 | 0
oh_line_8102801_200904706 |  | ABCN | node_8102801_200904705 | node_8102801_200904706 | 206.832 | bal_3P_477AL_4/0AL(N) | 8102801 | no | no |  |  | no |  |  | 0 | 0 | 0 | 0
oh_line_8102801_200904707 |  | ABCN | node_8102801_200904706 | node_8102801_200904707 | 231.262 | bal_3P_477AL_4/0AL(N) | 8102801 | no | no |  |  | no |  |  | 0 | 0 | 0 | 0
oh_line_8102801_200904708 |  | ABCN | node_8102801_200904707 | node_8102801_200904708 | 214.789 | bal_3P_477AL_4/0AL(N) | 8102801 | no | no |  |  | no |  |  | 0 | 0 | 0 | 0
oh_line_8102801_200904709 |  | ABCN | node_8102801_200904708 | node_8102801_200904709 | 243.011 | bal_3P_477AL_4/0AL(N) | 8102801 | no | no |  |  | no |  |  | 0 | 0 | 0 | 0
oh_line_8102801_200904710 |  | ABCN | node_8102801_200904709 | node_8102801_200904710 | 265.771 | bal_3P_477AL_4/0AL(N) | 8102801 | no | no |  |  | no |  |  | 0 | 0 | 0 | 0
oh_line_8102801_200904711 |  | ABCN | node_8102801_200904710 | node_8102801_200904711 | 248.386 | bal_3P_477AL_4/0AL(N) | 8102801 | no | no |  |  | no |  |  | 0 | 0 | 0 | 0
oh_line_8102801_200904712 |  | ABCN | node_8102801_200904711 | node_intto1_8102801_200904712 | 247.077 | bal_3P_477AL_4/0AL(N) | 8102801 | no | no |  |  | no |  |  | 0 | 0 | 0 | 0
oh_line_8102801_200904713 |  | ABCN | node_8102801_200904712 | node_8102801_200904713 | 161.314 | bal_3P_477AL_4/0AL(N) | 8102801 | no | no |  |  | no |  |  | 0 | 0 | 0 | 0
oh_line_8102801_200904716 |  | ABCN | node_8102801_200904713 | node_8102801_200904716 | 119.858 | bal_3P_477AL_4/0AL(N) | 8102801 | no | no |  |  | no |  |  | 0 | 0 | 0 | 0
oh_line_8102801_200904717 |  | ABCN | node_8102801_200904716 | node_8102801_200904717 | 208.083 | bal_3P_477AL_4/0AL(N) | 8102801 | no | no |  |  | no |  |  | 0 | 0 | 0 | 0
oh_line_8102801_200904719 |  | ABCN | node_8102801_200904717 | node_8102801_200904719 | 212.498 | bal_3P_477AL_4/0AL(N) | 8102801 | no | no |  |  | no |  |  | 0 | 0 | 0 | 0
oh_line_8102801_200904720 |  | ABCN | node_8102801_200904719 | node_8102801_200904720 | 77.678 | bal_3P_477AL_4/0AL(N) | 8102801 | no | no |  |  | no |  |  | 0 | 0 | 0 | 0
oh_line_8102801_200904721 |  | ABCN | node_8102801_200904720 | node_8102801_200904721 | 240.817 | bal_3P_477AL_4/0AL(N) | 8102801 | no | no |  |  | no |  |  | 0 | 0 | 0 | 0
oh_line_8102801_200904722 |  | ABCN | node_8102801_200904721 | node_8102801_200904722 | 232.318 | bal_3P_477AL_4/0AL(N) | 8102801 | no | no |  |  | no |  |  | 0 | 0 | 0 | 0
oh_line_8102801_200904723 |  | ABCN | node_8102801_200904722 | node_8102801_200904723 | 236.07 | bal_3P_477AL_4/0AL(N) | 8102801 | no | no |  |  | no |  |  | 0 | 0 | 0 | 0
oh_line_8102801_200904724 |  | ABCN | node_8102801_200904723 | node_8102801_200904724 | 252.25 | bal_3P_477AL_4/0AL(N) | 8102801 | no | no |  |  | no |  |  | 0 | 0 | 0 | 0
oh_line_8102801_200904725 |  | ABCN | node_8102801_200904724 | node_8102801_200904725 | 214.187 | bal_3P_477AL_4/0AL(N) | 8102801 | no | no |  |  | no |  |  | 0 | 0 | 0 | 0
oh_line_8102801_200904726 |  | ABCN | node_8102801_200904725 | node_8102801_200904726 | 232.859 | bal_3P_477AL_4/0AL(N) | 8102801 | no | no |  |  | no |  |  | 0 | 0 | 0 | 0
oh_line_8102801_200904730 |  | ABCN | node_8102801_200904726 | node_8102801_200904730 | 235.502 | bal_3P_477AL_4/0AL(N) | 8102801 | no | no |  |  | no |  |  | 0 | 0 | 0 | 0
oh_line_8102801_200904732 |  | AN | node_8102801_200941185 | node_intto1_8102801_200904732 | 76.743 | bal_1P_1/0AC_1/0AC(N) | 8102801 | no | no |  |  | no |  |  | 0 | 0 | 0 | 0
oh_line_8102801_200904733 |  | AN | node_8102801_200904732 | node_8102801_200904733 | 195.411 | bal_1P_1/0AC_1/0AC(N) | 8102801 | no | no |  |  | no |  |  | 0 | 0 | 0 | 0
oh_line_8102801_200904734 |  | AN | node_8102801_200904733 | node_8102801_200904734 | 194.874 | bal_1P_1/0AC_1/0AC(N) | 8102801 | no | no |  |  | no |  |  | 0 | 0 | 0 | 0
oh_line_8102801_200904736 |  | ABCN | node_8102801_200941185 | node_8102801_200904736 | 202.931 | bal_3P_477AL_4/0AL(N) | 8102801 | no | no |  |  | no |  |  | 0 | 0 | 0 | 0
oh_line_8102801_200904737 |  | ABCN | node_8102801_200904736 | node_8102801_200904737 | 195.457 | bal_3P_477AL_4/0AL(N) | 8102801 | no | no |  |  | no |  |  | 0 | 0 | 0 | 0
oh_line_8102801_200904738 |  | ABCN | node_8102801_200904737 | node_8102801_200904738 | 201.614 | bal_3P_477AL_4/0AL(N) | 8102801 | no | no |  |  | no |  |  | 0 | 0 | 0 | 0
oh_line_8102801_200904739 |  | ABCN | node_8102801_200904738 | node_8102801_200904739 | 198.123 | bal_3P_477AL_4/0AL(N) | 8102801 | no | no |  |  | no |  |  | 0 | 0 | 0 | 0
oh_line_8102801_200904740 |  | ABCN | node_8102801_200904739 | node_8102801_200904740 | 202.953 | bal_3P_477AL_4/0AL(N) | 8102801 | no | no |  |  | no |  |  | 0 | 0 | 0 | 0
oh_line_8102801_200904742 |  | ABCN | node_8102801_200904740 | node_8102801_200904742 | 194.585 | bal_3P_477AL_4/0AL(N) | 8102801 | no | no |  |  | no |  |  | 0 | 0 | 0 | 0
oh_line_8102801_200904743 |  | ABCN | node_8102801_200904742 | node_8102801_200904743 | 194.962 | bal_3P_477AL_4/0AL(N) | 8102801 | no | no |  |  | no |  |  | 0 | 0 | 0 | 0
oh_line_8102801_200904744 |  | ABCN | node_8102801_200904743 | node_8102801_200904744 | 207.754 | bal_3P_477AL_4/0AL(N) | 8102801 | no | no |  |  | no |  |  | 0 | 0 | 0 | 0
oh_line_8102801_200904747 |  | ABCN | node_8102801_200904744 | node_8102801_200904747 | 147.155 | bal_3P_477AL_4/0AL(N) | 8102801 | no | no |  |  | no |  |  | 0 | 0 | 0 | 0
oh_line_8102801_200904748 |  | ABCN | node_8102801_200904747 | node_8102801_200904748 | 222.926 | bal_3P_477AL_4/0AL(N) | 8102801 | no | no |  |  | no |  |  | 0 | 0 | 0 | 0
oh_line_8102801_200904749 |  | ABCN | node_8102801_200904748 | node_8102801_200904749 | 192.306 | bal_3P_477AL_4/0AL(N) | 8102801 | no | no |  |  | no |  |  | 0 | 0 | 0 | 0
oh_line_8102801_200904750 |  | ABCN | node_8102801_200904749 | node_8102801_200904750 | 181.26 | bal_3P_477AL_4/0AL(N) | 8102801 | no | no |  |  | no |  |  | 0 | 0 | 0 | 0
oh_line_8102801_200904751 |  | AN | node_8102801_200904750 | node_8102801_200904751 | 302.703 | bal_1P_2AC_2AC(N) | 8102801 | no | no |  |  | no |  |  | 0 | 0 | 0 | 0
oh_line_8102801_200904752 |  | AN | node_8102801_200904751 | node_8102801_200904752 | 303.275 | bal_1P_1/0AA_1/0AA(N) | 8102801 | no | no |  |  | no |  |  | 0 | 0 | 0 | 0
oh_line_8102801_200904753 |  | ABCN | node_8102801_200904750 | node_8102801_200904753 | 154.641 | bal_3P_477AL_1/0AA(N) | 8102801 | no | no |  |  | no |  |  | 0 | 0 | 0 | 0
oh_line_8102801_200904754 |  | ABCN | node_8102801_200904753 | node_8102801_200904754 | 130.94 | bal_3P_477AL_4/0AL(N) | 8102801 | no | no |  |  | no |  |  | 0 | 0 | 0 | 0
oh_line_8102801_200904755 |  | ABCN | node_8102801_200944355 | node_8102801_200904755 | 183.901 | bal_3P_477AL_4/0AL(N) | 8102801 | no | no |  |  | no |  |  | 0 | 0 | 0 | 0
oh_line_8102801_200904767-1 |  | ABCN | node_8102801_200904575 | node_intto1_311908096 | 61.303 | bal_3P_2AC_1/0AA(N) | 8102801 | no | no |  |  | no |  |  | 0 | 0 | 0 | 0
oh_line_8102801_200904767-2 |  | ABCN | node_311908096 | node_intto1_220465524 | 7.047 | bal_3P_2AC_1/0AA(N) | 8102801 | no | no |  |  | no |  |  | 0 | 0 | 0 | 0
oh_line_8102801_200904767-3 |  | ABCN | node_220465524 | node_8102801_200904767 | 10.627 | bal_3P_2AC_1/0AA(N) | 8102801 | no | no |  |  | no |  |  | 0 | 0 | 0 | 0
oh_line_8102801_200904768 |  | ABCD | node_8102801_200904767 | node_8102801_200904768 | 187.3 | bal_3P_2AC | 8102801 | no | no |  |  | no |  |  | 0 | 0 | 0 | 0
oh_line_8102801_200904769 |  | ABCD | node_8102801_200904768 | node_8102801_200904769 | 250.625 | bal_3P_1/0AC | 8102801 | no | no |  |  | no |  |  | 0 | 0 | 0 | 0
oh_line_8102801_200904770 |  | ABCD | node_8102801_200904769 | node_8102801_200904770 | 299.515 | bal_3P_1/0AC | 8102801 | no | no |  |  | no |  |  | 0 | 0 | 0 | 0
oh_line_8102801_200904772 |  | ABCD | node_8102801_200904770 | node_8102801_200904772 | 298.62 | bal_3P_1/0AC | 8102801 | no | no |  |  | no |  |  | 0 | 0 | 0 | 0
oh_line_8102801_200904774 |  | ABCD | node_8102801_200904772 | node_8102801_200904774 | 336.655 | bal_3P_1/0AC | 8102801 | no | no |  |  | no |  |  | 0 | 0 | 0 | 0
oh_line_8102801_200904775 |  | ABCD | node_8102801_200904774 | node_8102801_200904775 | 137.798 | bal_3P_1/0AC | 8102801 | no | no |  |  | no |  |  | 0 | 0 | 0 | 0
oh_line_8102801_200904776 |  | ABCD | node_8102801_200904775 | node_8102801_200904776 | 208.435 | bal_3P_2AC | 8102801 | no | no |  |  | no |  |  | 0 | 0 | 0 | 0
oh_line_8102801_200904777 |  | AD | node_8102801_200904776 | node_8102801_200904777 | 183.806 | bal_1P_1/0AA | 8102801 | no | no |  |  | no |  |  | 0 | 0 | 0 | 0
oh_line_8102801_200904778 |  | ABCD | node_8102801_200904776 | node_8102801_200904778 | 194.707 | bal_3P_2AC | 8102801 | no | no |  |  | no |  |  | 0 | 0 | 0 | 0
oh_line_8102801_200904784 |  | AD | node_8102801_200904800 | node_8102801_200904784 | 446.466 | bal_1P_2AC | 8102801 | no | no |  |  | no |  |  | 0 | 0 | 0 | 0
oh_line_8102801_200904785 |  | AD | node_8102801_200904786 | node_8102801_200904785 | 268.016 | bal_1P_2AC | 8102801 | no | no |  |  | no |  |  | 0 | 0 | 0 | 0
oh_line_8102801_200904786 |  | AD | node_8102801_200904787 | node_8102801_200904786 | 237.984 | bal_1P_2AC | 8102801 | no | no |  |  | no |  |  | 0 | 0 | 0 | 0
oh_line_8102801_200904787 |  | AD | node_8102801_200904788 | node_8102801_200904787 | 257.271 | bal_1P_2AC | 8102801 | no | no |  |  | no |  |  | 0 | 0 | 0 | 0
oh_line_8102801_200904788 |  | AD | node_8102801_200904789 | node_8102801_200904788 | 287.494 | bal_1P_2AC | 8102801 | no | no |  |  | no |  |  | 0 | 0 | 0 | 0
oh_line_8102801_200904789 |  | AD | node_8102801_200904790 | node_8102801_200904789 | 211.24 | bal_1P_2AC | 8102801 | no | no |  |  | no |  |  | 0 | 0 | 0 | 0
oh_line_8102801_200904790 |  | AD | node_8102801_200904791 | node_8102801_200904790 | 215.328 | bal_1P_2AC | 8102801 | no | no |  |  | no |  |  | 0 | 0 | 0 | 0
oh_line_8102801_200904791 |  | AD | node_8102801_200904792 | node_intto1_8102801_200904791 | 332.871 | bal_1P_1/0AA | 8102801 | no | no |  |  | no |  |  | 0 | 0 | 0 | 0
oh_line_8102801_200904792 |  | AD | node_8102801_200904793 | node_8102801_200904792 | 253.013 | bal_1P_1/0AA | 8102801 | no | no |  |  | no |  |  | 0 | 0 | 0 | 0
oh_line_8102801_200904793 |  | AD | node_8102801_200904794 | node_8102801_200904793 | 255.514 | bal_1P_1/0AA | 8102801 | no | no |  |  | no |  |  | 0 | 0 | 0 | 0
oh_line_8102801_200904794 |  | AD | node_8102801_200904795 | node_8102801_200904794 | 255.735 | bal_1P_1/0AA | 8102801 | no | no |  |  | no |  |  | 0 | 0 | 0 | 0
oh_line_8102801_200904795 |  | AD | node_8102801_200904796 | node_8102801_200904795 | 251.351 | bal_1P_1/0AA | 8102801 | no | no |  |  | no |  |  | 0 | 0 | 0 | 0
oh_line_8102801_200904796 |  | AD | node_8102801_200904797 | node_8102801_200904796 | 311.4 | bal_1P_1/0AA | 8102801 | no | no |  |  | no |  |  | 0 | 0 | 0 | 0
oh_line_8102801_200904797 |  | AD | node_8102801_200904798 | node_8102801_200904797 | 205.225 | bal_1P_1/0AA | 8102801 | no | no |  |  | no |  |  | 0 | 0 | 0 | 0
oh_line_8102801_200904798 |  | AD | node_8102801_200904799 | node_8102801_200904798 | 233.966 | bal_1P_1/0AA | 8102801 | no | no |  |  | no |  |  | 0 | 0 | 0 | 0
oh_line_8102801_200904799 |  | AD | node_8102801_200904801 | node_8102801_200904799 | 277.079 | bal_1P_1/0AA | 8102801 | no | no |  |  | no |  |  | 0 | 0 | 0 | 0
oh_line_8102801_200904800 |  | AD | node_8102801_200904817 | node_8102801_200904800 | 292.851 | bal_1P_2AC | 8102801 | no | no |  |  | no |  |  | 0 | 0 | 0 | 0
oh_line_8102801_200904801 |  | AD | node_8102801_200904806 | node_8102801_200904801 | 275.65 | bal_1P_1/0AA | 8102801 | no | no |  |  | no |  |  | 0 | 0 | 0 | 0
oh_line_8102801_200904802 |  | AD | node_8102801_200904801 | node_8102801_200904802 | 85.96 | bal_1P_1/0AC | 8102801 | no | no |  |  | no |  |  | 0 | 0 | 0 | 0
oh_line_8102801_200904803 |  | AD | node_8102801_200904802 | node_8102801_200904803 | 91.494 | bal_1P_1/0AC | 8102801 | no | no |  |  | no |  |  | 0 | 0 | 0 | 0
oh_line_8102801_200904804 |  | AD | node_8102801_200904803 | node_8102801_200904804 | 283.808 | bal_1P_1/0AC | 8102801 | no | no |  |  | no |  |  | 0 | 0 | 0 | 0
oh_line_8102801_200904806 |  | AD | node_8102801_200904807 | node_8102801_200904806 | 228.394 | bal_1P_2AC | 8102801 | no | no |  |  | no |  |  | 0 | 0 | 0 | 0
oh_line_8102801_200904807 |  | AD | node_8102801_200904808 | node_8102801_200904807 | 190.644 | bal_1P_4/0AA | 8102801 | no | no |  |  | no |  |  | 0 | 0 | 0 | 0
oh_line_8102801_200904808 |  | AD | node_8102801_200904810 | node_8102801_200904808 | 328.238 | bal_1P_4/0AA | 8102801 | no | no |  |  | no |  |  | 0 | 0 | 0 | 0
oh_line_8102801_200904810 |  | AD | node_8102801_200904811 | node_8102801_200904810 | 336.015 | bal_1P_4/0AA | 8102801 | no | no |  |  | no |  |  | 0 | 0 | 0 | 0
oh_line_8102801_200904811 |  | AD | node_8102801_200904813 | node_8102801_200904811 | 340.93 | bal_1P_4/0AA | 8102801 | no | no |  |  | no |  |  | 0 | 0 | 0 | 0
oh_line_8102801_200904813 |  | AD | node_8102801_200904814 | node_8102801_200904813 | 334.567 | bal_1P_4/0AA | 8102801 | no | no |  |  | no |  |  | 0 | 0 | 0 | 0
oh_line_8102801_200904814 |  | AD | node_8102801_200904815 | node_8102801_200904814 | 291 | bal_1P_4/0AA_1/0AA | 8102801 | no | no |  |  | no |  |  | 0 | 0 | 0 | 0
oh_line_8102801_200904815 |  | AD | node_8102801_200904816 | node_8102801_200904815 | 264.017 | bal_1P_4/0AA_1/0AA | 8102801 | no | no |  |  | no |  |  | 0 | 0 | 0 | 0
oh_line_8102801_200904816 |  | AD | node_8102801_200904818 | node_8102801_200904816 | 288.65 | bal_1P_4/0AA_1/0AA | 8102801 | no | no |  |  | no |  |  | 0 | 0 | 0 | 0
oh_line_8102801_200904817 |  | AD | node_8102801_200904822 | node_8102801_200904817 | 628.279 | bal_1P_2AC | 8102801 | no | no |  |  | no |  |  | 0 | 0 | 0 | 0
oh_line_8102801_200904818 |  | AD | node_8102801_200904819 | node_8102801_200904818 | 226.701 | bal_1P_4/0AA_1/0AA | 8102801 | no | no |  |  | no |  |  | 0 | 0 | 0 | 0
oh_line_8102801_200904819 |  | AN | node_8102801_200904820 | node_intto1_8102801_200904819 | 161.23 | bal_1P_4/0AA_1/0AA(N) | 8102801 | no | no |  |  | no |  |  | 0 | 0 | 0 | 0
oh_line_8102801_200904820 |  | AN | node_8102801_200904821 | node_8102801_200904820 | 154.277 | bal_1P_4/0AA_1/0AA(N) | 8102801 | no | no |  |  | no |  |  | 0 | 0 | 0 | 0
oh_line_8102801_200904821 |  | AN | node_8102801_200904700 | node_intto1_8102801_200904821 | 143.319 | bal_1P_4/0AA_1/0AA(N) | 8102801 | no | no |  |  | no |  |  | 0 | 0 | 0 | 0
oh_line_8102801_200904822 |  | AD | node_8102801_200904823 | node_8102801_200904822 | 534.969 | bal_1P_2AC | 8102801 | no | no |  |  | no |  |  | 0 | 0 | 0 | 0
oh_line_8102801_200904823 |  | AD | node_8102801_201014344 | node_8102801_200904823 | 278.472 | bal_1P_2AC | 8102801 | no | no |  |  | no |  |  | 0 | 0 | 0 | 0
oh_line_8102801_200904825 |  | AD | node_8102801_200904826 | node_8102801_200904825 | 505.98 | bal_1P_2AC | 8102801 | no | no |  |  | no |  |  | 0 | 0 | 0 | 0
oh_line_8102801_200904826 |  | AD | node_8102801_200904827 | node_8102801_200904826 | 178.806 | bal_1P_2AC | 8102801 | no | no |  |  | no |  |  | 0 | 0 | 0 | 0
oh_line_8102801_200904827 |  | AD | node_8102801_200904785 | node_8102801_200904827 | 435.798 | bal_1P_2AC | 8102801 | no | no |  |  | no |  |  | 0 | 0 | 0 | 0
oh_line_8102801_200904828 |  | AD | node_8102801_200904827 | node_intto1_8102801_200904828 | 257.814 | bal_1P_1/0AA | 8102801 | no | no |  |  | no |  |  | 0 | 0 | 0 | 0
oh_line_8102801_200904829 |  | AD | node_8102801_200904828 | node_8102801_200904829 | 281.434 | bal_1P_1/0AA | 8102801 | no | no |  |  | no |  |  | 0 | 0 | 0 | 0
oh_line_8102801_200904830 |  | AD | node_8102801_200904829 | node_8102801_200904830 | 257.617 | bal_1P_1/0AA | 8102801 | no | no |  |  | no |  |  | 0 | 0 | 0 | 0
oh_line_8102801_200904831 |  | AD | node_8102801_200904830 | node_8102801_200904831 | 365.713 | bal_1P_1/0AA | 8102801 | no | no |  |  | no |  |  | 0 | 0 | 0 | 0
oh_line_8102801_200904832 |  | AD | node_8102801_200904613 | node_8102801_200904832 | 78.738 | bal_1P_2AC | 8102801 | no | no |  |  | no |  |  | 0 | 0 | 0 | 0
oh_line_8102801_200904833 |  | AD | node_8102801_200904862 | node_8102801_200904833 | 257.565 | bal_1P_1/0AA | 8102801 | no | no |  |  | no |  |  | 0 | 0 | 0 | 0
oh_line_8102801_200904834 |  | AD | node_8102801_200904833 | node_8102801_200904834 | 307.945 | bal_1P_1/0AA | 8102801 | no | no |  |  | no |  |  | 0 | 0 | 0 | 0
oh_line_8102801_200904835 |  | AD | node_8102801_200904834 | node_8102801_200904835 | 350.465 | bal_1P_1/0AA | 8102801 | no | no |  |  | no |  |  | 0 | 0 | 0 | 0
oh_line_8102801_200904836 |  | AD | node_8102801_200904835 | node_8102801_200904836 | 99.398 | bal_1P_1/0AA | 8102801 | no | no |  |  | no |  |  | 0 | 0 | 0 | 0
oh_line_8102801_200904837 |  | AD | node_8102801_200904836 | node_8102801_200904837 | 283.08 | bal_1P_1/0AA | 8102801 | no | no |  |  | no |  |  | 0 | 0 | 0 | 0
oh_line_8102801_200904838 |  | AD | node_8102801_200904835 | node_8102801_200904838 | 160.198 | bal_1P_1/0AA | 8102801 | no | no |  |  | no |  |  | 0 | 0 | 0 | 0
oh_line_8102801_200904840 |  | AD | node_8102801_200940931 | node_8102801_200904840 | 371.175 | bal_1P_1/0AA | 8102801 | no | no |  |  | no |  |  | 0 | 0 | 0 | 0
oh_line_8102801_200904841 |  | AD | node_8102801_200904840 | node_8102801_200904841 | 343.885 | bal_1P_1/0AA | 8102801 | no | no |  |  | no |  |  | 0 | 0 | 0 | 0
oh_line_8102801_200904842 |  | AD | node_8102801_200904841 | node_8102801_200904842 | 305.341 | bal_1P_1/0AA | 8102801 | no | no |  |  | no |  |  | 0 | 0 | 0 | 0
oh_line_8102801_200904843 |  | AD | node_8102801_200959984 | node_8102801_200904843 | 211.677 | bal_1P_2AC | 8102801 | no | no |  |  | no |  |  | 0 | 0 | 0 | 0
oh_line_8102801_200904846 |  | AD | node_8102801_200904849 | node_8102801_200904846 | 282.827 | bal_1P_2AC | 8102801 | no | no |  |  | no |  |  | 0 | 0 | 0 | 0
oh_line_8102801_200904849 |  | AD | node_8102801_200904852 | node_8102801_200904849 | 200.874 | bal_1P_2AC | 8102801 | no | no |  |  | no |  |  | 0 | 0 | 0 | 0
oh_line_8102801_200904852 |  | AD | node_8102801_200904853 | node_8102801_200904852 | 206.231 | bal_1P_2AC | 8102801 | no | no |  |  | no |  |  | 0 | 0 | 0 | 0
oh_line_8102801_200904853 |  | AD | node_8102801_200904854 | node_8102801_200904853 | 181.416 | bal_1P_2AC | 8102801 | no | no |  |  | no |  |  | 0 | 0 | 0 | 0
oh_line_8102801_200904854 |  | AD | node_8102801_200904778 | node_intto1_8102801_200904854 | 222.856 | bal_1P_2AC | 8102801 | no | no |  |  | no |  |  | 0 | 0 | 0 | 0
oh_line_8102801_200904855 |  | AD | node_8102801_200904854 | node_8102801_200904855 | 130.912 | bal_1P_2AC | 8102801 | no | no |  |  | no |  |  | 0 | 0 | 0 | 0
oh_line_8102801_200904856 |  | AD | node_8102801_200904855 | node_8102801_200904856 | 201.116 | bal_1P_2AC | 8102801 | no | no |  |  | no |  |  | 0 | 0 | 0 | 0
oh_line_8102801_200904859 |  | AD | node_8102801_200940932 | node_8102801_200904859 | 122.077 | bal_1P_2AC | 8102801 | no | no |  |  | no |  |  | 0 | 0 | 0 | 0
oh_line_8102801_200904860 |  | AD | node_8102801_200904859 | node_8102801_200904860 | 225.545 | bal_1P_2AC | 8102801 | no | no |  |  | no |  |  | 0 | 0 | 0 | 0
oh_line_8102801_200904861 |  | AD | node_8102801_200904860 | node_8102801_200904861 | 172.011 | bal_1P_2AC | 8102801 | no | no |  |  | no |  |  | 0 | 0 | 0 | 0
oh_line_8102801_200904862 |  | AD | node_8102801_200904861 | node_8102801_200904862 | 175.787 | bal_1P_2AC | 8102801 | no | no |  |  | no |  |  | 0 | 0 | 0 | 0
oh_line_8102801_200904887 |  | AD | node_8102801_200904623 | node_intto1_8102801_200904887 | 388.126 | bal_1P_4ACW | 8102801 | no | no |  |  | no |  |  | 0 | 0 | 0 | 0
oh_line_8102801_200904892 |  | AD | node_8102801_201010861 | node_8102801_200904892 | 238.079 | bal_1P_4ACW | 8102801 | no | no |  |  | no |  |  | 0 | 0 | 0 | 0
oh_line_8102801_200904893 |  | AD | node_8102801_200904892 | node_8102801_200904893 | 221.529 | bal_1P_4ACW | 8102801 | no | no |  |  | no |  |  | 0 | 0 | 0 | 0
oh_line_8102801_200904895 |  | AD | node_8102801_200904893 | node_8102801_200904895 | 214.209 | bal_1P_4ACW | 8102801 | no | no |  |  | no |  |  | 0 | 0 | 0 | 0
oh_line_8102801_200904897 |  | AD | node_8102801_200904895 | node_8102801_200904897 | 260.617 | bal_1P_4ACW | 8102801 | no | no |  |  | no |  |  | 0 | 0 | 0 | 0
oh_line_8102801_200904898 |  | AD | node_8102801_200904897 | node_8102801_200904898 | 179.384 | bal_1P_2AC | 8102801 | no | no |  |  | no |  |  | 0 | 0 | 0 | 0
oh_line_8102801_200904918 |  | AD | node_8102801_200904432 | node_intto1_8102801_200904918 | 162.691 | bal_1P_2AC | 8102801 | no | no |  |  | no |  |  | 0 | 0 | 0 | 0
oh_line_8102801_200904919 |  | AD | node_8102801_200904918 | node_8102801_200904919 | 168.285 | bal_1P_2AC | 8102801 | no | no |  |  | no |  |  | 0 | 0 | 0 | 0
oh_line_8102801_200904920 |  | AD | node_8102801_200904943 | node_8102801_200904920 | 212.732 | bal_1P_2AC | 8102801 | no | no |  |  | no |  |  | 0 | 0 | 0 | 0
oh_line_8102801_200904921 |  | AD | node_8102801_200904920 | node_8102801_200904921 | 185.097 | bal_1P_2AC | 8102801 | no | no |  |  | no |  |  | 0 | 0 | 0 | 0
oh_line_8102801_200904922 |  | AD | node_8102801_200904921 | node_8102801_200904922 | 123.23 | bal_1P_2AC | 8102801 | no | no |  |  | no |  |  | 0 | 0 | 0 | 0
oh_line_8102801_200904923 |  | AD | node_8102801_200904922 | node_8102801_200904923 | 274.983 | bal_1P_2AC | 8102801 | no | no |  |  | no |  |  | 0 | 0 | 0 | 0
oh_line_8102801_200904924 |  | AD | node_8102801_200904923 | node_8102801_200904924 | 360.239 | bal_1P_2AC | 8102801 | no | no |  |  | no |  |  | 0 | 0 | 0 | 0
oh_line_8102801_200904926 |  | AD | node_8102801_200904924 | node_8102801_200904926 | 357.981 | bal_1P_2AC | 8102801 | no | no |  |  | no |  |  | 0 | 0 | 0 | 0
oh_line_8102801_200904927 |  | AD | node_8102801_200904926 | node_8102801_200904927 | 319.161 | bal_1P_2AC | 8102801 | no | no |  |  | no |  |  | 0 | 0 | 0 | 0
oh_line_8102801_200904928 |  | AD | node_8102801_200904927 | node_8102801_200904928 | 302.02 | bal_1P_2AC | 8102801 | no | no |  |  | no |  |  | 0 | 0 | 0 | 0
oh_line_8102801_200904929 |  | AD | node_8102801_200904928 | node_8102801_200904929 | 308.328 | bal_1P_2AC | 8102801 | no | no |  |  | no |  |  | 0 | 0 | 0 | 0
oh_line_8102801_200904930 |  | AD | node_8102801_200904929 | node_8102801_200904930 | 337.005 | bal_1P_2AC | 8102801 | no | no |  |  | no |  |  | 0 | 0 | 0 | 0
oh_line_8102801_200904931 |  | AD | node_8102801_200904930 | node_8102801_200904931 | 325.287 | bal_1P_2AC | 8102801 | no | no |  |  | no |  |  | 0 | 0 | 0 | 0
oh_line_8102801_200904932 |  | AD | node_8102801_200904919 | node_8102801_200904932 | 175.914 | bal_1P_2AC | 8102801 | no | no |  |  | no |  |  | 0 | 0 | 0 | 0
oh_line_8102801_200904933 |  | AD | node_8102801_200904932 | node_8102801_200904933 | 252.117 | bal_1P_2AC | 8102801 | no | no |  |  | no |  |  | 0 | 0 | 0 | 0
oh_line_8102801_200904934 |  | AD | node_8102801_200904931 | node_8102801_200904934 | 197.249 | bal_1P_2AC | 8102801 | no | no |  |  | no |  |  | 0 | 0 | 0 | 0
oh_line_8102801_200904935 |  | AD | node_8102801_200904934 | node_8102801_200904935 | 172.58 | bal_1P_2AC | 8102801 | no | no |  |  | no |  |  | 0 | 0 | 0 | 0
oh_line_8102801_200904936 |  | AD | node_8102801_200904933 | node_8102801_200904936 | 247.549 | bal_1P_2AC | 8102801 | no | no |  |  | no |  |  | 0 | 0 | 0 | 0
oh_line_8102801_200904937 |  | AD | node_8102801_200904936 | node_8102801_200904937 | 205.621 | bal_1P_2AC | 8102801 | no | no |  |  | no |  |  | 0 | 0 | 0 | 0
oh_line_8102801_200904938 |  | AD | node_8102801_200904937 | node_8102801_200904938 | 239.485 | bal_1P_2AC | 8102801 | no | no |  |  | no |  |  | 0 | 0 | 0 | 0
oh_line_8102801_200904939 |  | AD | node_8102801_200904938 | node_8102801_200904939 | 131.962 | bal_1P_2AC | 8102801 | no | no |  |  | no |  |  | 0 | 0 | 0 | 0
oh_line_8102801_200904940 |  | AD | node_8102801_200904939 | node_8102801_200904940 | 373.604 | bal_1P_2AC | 8102801 | no | no |  |  | no |  |  | 0 | 0 | 0 | 0
oh_line_8102801_200904941 |  | AD | node_8102801_200904940 | node_8102801_200904941 | 275.441 | bal_1P_2AC | 8102801 | no | no |  |  | no |  |  | 0 | 0 | 0 | 0
oh_line_8102801_200904942 |  | AD | node_8102801_312129581 | node_8102801_200904942 | 124.624 | bal_1P_2AC | 8102801 | no | no |  |  | no |  |  | 0 | 0 | 0 | 0
oh_line_8102801_200904943 |  | AD | node_8102801_200904942 | node_8102801_200904943 | 224.301 | bal_1P_2AC | 8102801 | no | no |  |  | no |  |  | 0 | 0 | 0 | 0
oh_line_8102801_200905020 |  | AD | node_8102801_200904502 | node_intto1_8102801_200905020 | 157.194 | bal_1P_2AC | 8102801 | no | no |  |  | no |  |  | 0 | 0 | 0 | 0
oh_line_8102801_200905021 |  | AD | node_8102801_200905020 | node_8102801_200905021 | 344.288 | bal_1P_2AC | 8102801 | no | no |  |  | no |  |  | 0 | 0 | 0 | 0
oh_line_8102801_200905022 |  | AD | node_8102801_200905021 | node_8102801_200905022 | 193.473 | bal_1P_2AC | 8102801 | no | no |  |  | no |  |  | 0 | 0 | 0 | 0
oh_line_8102801_200905023 |  | AD | node_8102801_200905022 | node_8102801_200905023 | 368.564 | bal_1P_2AC | 8102801 | no | no |  |  | no |  |  | 0 | 0 | 0 | 0
oh_line_8102801_200905024 |  | AD | node_8102801_200905023 | node_8102801_200905024 | 279.181 | bal_1P_2AC | 8102801 | no | no |  |  | no |  |  | 0 | 0 | 0 | 0
oh_line_8102801_200905025 |  | AD | node_8102801_200905024 | node_8102801_200905025 | 293.269 | bal_1P_2AC | 8102801 | no | no |  |  | no |  |  | 0 | 0 | 0 | 0
oh_line_8102801_200905026 |  | AD | node_8102801_200905025 | node_8102801_200905026 | 303.6 | bal_1P_2AC | 8102801 | no | no |  |  | no |  |  | 0 | 0 | 0 | 0
oh_line_8102801_200905027 |  | AD | node_8102801_200905026 | node_8102801_200905027 | 359.885 | bal_1P_2AC | 8102801 | no | no |  |  | no |  |  | 0 | 0 | 0 | 0
oh_line_8102801_200905040 |  | AD | node_8102801_200903969 | node_intto1_8102801_200905040 | 388.553 | bal_1P_2AC | 8102801 | no | no |  |  | no |  |  | 0 | 0 | 0 | 0
oh_line_8102801_200905041 |  | AD | node_8102801_200905040 | node_8102801_200905041 | 255.595 | bal_1P_2AC | 8102801 | no | no |  |  | no |  |  | 0 | 0 | 0 | 0
oh_line_8102801_200905042 |  | AD | node_8102801_200905041 | node_8102801_200905042 | 422.351 | bal_1P_2AC | 8102801 | no | no |  |  | no |  |  | 0 | 0 | 0 | 0
oh_line_8102801_200905043 |  | AD | node_8102801_200905042 | node_8102801_200905043 | 554.933 | bal_1P_2AC | 8102801 | no | no |  |  | no |  |  | 0 | 0 | 0 | 0
oh_line_8102801_200905044 |  | AD | node_8102801_200905043 | node_8102801_200905044 | 459.298 | bal_1P_2AC | 8102801 | no | no |  |  | no |  |  | 0 | 0 | 0 | 0
oh_line_8102801_200905045 |  | ABCN | node_8102801_200904573 | node_8102801_200905045 | 259.526 | bal_3P_4CU_2AC(N) | 8102801 | no | no |  |  | no |  |  | 0 | 0 | 0 | 0
oh_line_8102801_200905046 |  | ABCN | node_8102801_200905045 | node_8102801_200905046 | 173.312 | bal_3P_2AC_1/0AC(N) | 8102801 | no | no |  |  | no |  |  | 0 | 0 | 0 | 0
oh_line_8102801_200905047 |  | AN | node_8102801_200905046 | node_8102801_200905047 | 213.642 | bal_1P_2AC_2AC(N) | 8102801 | no | no |  |  | no |  |  | 0 | 0 | 0 | 0
oh_line_8102801_200905048 |  | AN | node_8102801_200905047 | node_8102801_200905048 | 100.951 | bal_1P_2AC_2AC(N) | 8102801 | no | no |  |  | no |  |  | 0 | 0 | 0 | 0
oh_line_8102801_200905051 |  | AN | node_8102801_200904583 | node_8102801_200905051 | 204.166 | bal_1P_1/0AC_1/0AC(N) | 8102801 | no | no |  |  | no |  |  | 0 | 0 | 0 | 0
oh_line_8102801_200905054 |  | AN | node_8102801_200904700 | node_intto1_8102801_200905054 | 160.109 | bal_1P_2AC_2AC(N) | 8102801 | no | no |  |  | no |  |  | 0 | 0 | 0 | 0
oh_line_8102801_200905055 |  | AN | node_8102801_200905054 | node_8102801_200905055 | 249.498 | bal_1P_2AC_2AC(N) | 8102801 | no | no |  |  | no |  |  | 0 | 0 | 0 | 0
oh_line_8102801_200905056 |  | AN | node_8102801_200905055 | node_8102801_200905056 | 235.775 | bal_1P_1/0AC_1/0AC(N) | 8102801 | no | no |  |  | no |  |  | 0 | 0 | 0 | 0
oh_line_8102801_200905058 |  | AN | node_8102801_200905056 | node_8102801_200905058 | 167.648 | bal_1P_1/0AA_4/0AA(N) | 8102801 | no | no |  |  | no |  |  | 0 | 0 | 0 | 0
oh_line_8102801_200905059 |  | AN | node_8102801_200905058 | node_8102801_200905059 | 115.571 | bal_1P_1/0AA_4/0AA(N) | 8102801 | no | no |  |  | no |  |  | 0 | 0 | 0 | 0
oh_line_8102801_200905131 |  | ABCN | node_8102801_200904112 | node_8102801_200905131 | 259.435 | bal_3P_4/0AC_4/0AA(N) | 8102801 | no | no |  |  | no |  |  | 0 | 0 | 0 | 0
oh_line_8102801_200905132 |  | ABCN | node_8102801_200905131 | node_intto1_8102801_200905132 | 179.21 | bal_3P_4/0AC_4/0AA(N) | 8102801 | no | no |  |  | no |  |  | 0 | 0 | 0 | 0
oh_line_8102801_200905133 |  | ABCN | node_8102801_200905132 | node_8102801_200905133 | 175.819 | bal_3P_4/0AC_4/0AA(N) | 8102801 | no | no |  |  | no |  |  | 0 | 0 | 0 | 0
oh_line_8102801_200905134 |  | AN | node_8102801_200905133 | node_8102801_200905134 | 361.346 | bal_1P_2AC_2AC(N) | 8102801 | no | no |  |  | no |  |  | 0 | 0 | 0 | 0
oh_line_8102801_200905135 |  | ABCN | node_8102801_200905133 | node_8102801_200905135 | 209.738 | bal_3P_4/0AC_4/0AA(N) | 8102801 | no | no |  |  | no |  |  | 0 | 0 | 0 | 0
oh_line_8102801_200905136 |  | ABCN | node_8102801_200905135 | node_8102801_200905136 | 111.404 | bal_3P_4/0AC_4/0AA(N) | 8102801 | no | no |  |  | no |  |  | 0 | 0 | 0 | 0
oh_line_8102801_200905137 |  | ABCN | node_8102801_200905136 | node_8102801_200905137 | 127.458 | bal_3P_4/0AA_4/0AL(N) | 8102801 | no | no |  |  | no |  |  | 0 | 0 | 0 | 0
oh_line_8102801_200905138 |  | ABCN | node_8102801_200905137 | node_8102801_200905138 | 213.524 | bal_3P_4/0AA_4/0AL(N) | 8102801 | no | no |  |  | no |  |  | 0 | 0 | 0 | 0
oh_line_8102801_200905139 |  | ABCN | node_8102801_200905138 | node_8102801_200905139 | 209.053 | bal_3P_4/0AA_4/0AL(N) | 8102801 | no | no |  |  | no |  |  | 0 | 0 | 0 | 0
oh_line_8102801_200905150 |  | ABCN | node_8102801_200904744 | node_8102801_200905150 | 32.654 | unb_3P_2-1/0AC_1/0AA_1/0AA(N) | 8102801 | no | no |  |  | no |  |  | 0 | 0 | 0 | 0
oh_line_8102801_200905151 |  | ABCN | node_8102801_200905150 | node_intto1_8102801_200905151 | 226.599 | unb_3P_2-1/0AC_1/0AA_1/0AA(N) | 8102801 | no | no |  |  | no |  |  | 0 | 0 | 0 | 0
oh_line_8102801_200905152 |  | ABN | node_8102801_200905151 | node_8102801_200905152 | 196.177 | bal_2P_1/0AC_4/0AL(N) | 8102801 | no | no |  |  | no |  |  | 0 | 0 | 0 | 0
oh_line_8102801_200905153 |  | ABN | node_8102801_200905152 | node_8102801_200905153 | 181.648 | bal_2P_1/0AC_4/0AL(N) | 8102801 | no | no |  |  | no |  |  | 0 | 0 | 0 | 0
oh_line_8102801_200905154 |  | ABN | node_8102801_200905153 | node_8102801_200905154 | 53.67 | bal_2P_1/0AC_4/0AL(N) | 8102801 | no | no |  |  | no |  |  | 0 | 0 | 0 | 0
oh_line_8102801_200905155 |  | ABN | node_8102801_200905154 | node_8102801_200905155 | 350.642 | bal_2P_1/0AC_4/0AL(N) | 8102801 | no | no |  |  | no |  |  | 0 | 0 | 0 | 0
oh_line_8102801_200905158 |  | AD | node_8102801_201060323 | node_8102801_200905158 | 214.421 | bal_1P_2AC | 8102801 | no | no |  |  | no |  |  | 0 | 0 | 0 | 0
oh_line_8102801_200905159 |  | AD | node_8102801_200905158 | node_intto1_8102801_200905159 | 177.709 | bal_1P_2AC | 8102801 | no | no |  |  | no |  |  | 0 | 0 | 0 | 0
oh_line_8102801_200905160 |  | AD | node_8102801_200905159 | node_8102801_200905160 | 223.426 | bal_1P_2AC | 8102801 | no | no |  |  | no |  |  | 0 | 0 | 0 | 0
oh_line_8102801_200905161 |  | AD | node_8102801_200905160 | node_8102801_200905161 | 350.711 | bal_1P_2AC | 8102801 | no | no |  |  | no |  |  | 0 | 0 | 0 | 0
oh_line_8102801_200905162 |  | AD | node_8102801_200905161 | node_8102801_200905162 | 290.142 | bal_1P_2AC | 8102801 | no | no |  |  | no |  |  | 0 | 0 | 0 | 0
oh_line_8102801_200905163 |  | AD | node_8102801_200905162 | node_8102801_200905163 | 483.227 | bal_1P_2AC | 8102801 | no | no |  |  | no |  |  | 0 | 0 | 0 | 0
oh_line_8102801_200905164 |  | AD | node_8102801_200905163 | node_8102801_200905164 | 386.942 | bal_1P_2AC | 8102801 | no | no |  |  | no |  |  | 0 | 0 | 0 | 0
oh_line_8102801_200905165 |  | AD | node_8102801_200905164 | node_8102801_200905165 | 379.952 | bal_1P_2AC | 8102801 | no | no |  |  | no |  |  | 0 | 0 | 0 | 0
oh_line_8102801_200905166 |  | ABCN | node_8102801_200905172 | node_8102801_200905166 | 194.927 | bal_3P_477AL_4/0AL(N) | 8102801 | no | no |  |  | no |  |  | 0 | 0 | 0 | 0
oh_line_8102801_200905167 |  | ABCN | node_8102801_200905166 | node_8102801_200905167 | 197.068 | bal_3P_477AL_4/0AL(N) | 8102801 | no | no |  |  | no |  |  | 0 | 0 | 0 | 0
oh_line_8102801_200905168 |  | ABCN | node_8102801_200905167 | node_8102801_200905168 | 219.792 | bal_3P_477AL_4/0AL(N) | 8102801 | no | no |  |  | no |  |  | 0 | 0 | 0 | 0
oh_line_8102801_200905169 |  | ABCN | node_8102801_200905168 | node_8102801_200905169 | 188.573 | bal_3P_477AL_4/0AL(N) | 8102801 | no | no |  |  | no |  |  | 0 | 0 | 0 | 0
oh_line_8102801_200905170 |  | ABCN | node_8102801_200893549 | node_8102801_200905170 | 900.779 | bal_3P_477AL_4/0AL(N) | 8102801 | no | no |  |  | no |  |  | 0 | 0 | 0 | 0
oh_line_8102801_200905171 |  | ABCN | node_8102801_200905170 | node_8102801_200905171 | 228.663 | bal_3P_477AL_4/0AL(N) | 8102801 | no | no |  |  | no |  |  | 0 | 0 | 0 | 0
oh_line_8102801_200905172 |  | ABCN | node_8102801_200905171 | node_8102801_200905172 | 199.838 | bal_3P_477AL_4/0AL(N) | 8102801 | no | no |  |  | no |  |  | 0 | 0 | 0 | 0
oh_line_8102801_200905231 |  | AD | node_8102801_200903654 | node_8102801_200905231 | 403.503 | bal_1P_2AC | 8102801 | no | no |  |  | no |  |  | 0 | 0 | 0 | 0
oh_line_8102801_200905233 |  | AD | node_8102801_200905231 | node_8102801_200905233 | 186.489 | bal_1P_2AC | 8102801 | no | no |  |  | no |  |  | 0 | 0 | 0 | 0
oh_line_8102801_200905234 |  | AD | node_8102801_200905233 | node_8102801_200905234 | 368.884 | bal_1P_2AC | 8102801 | no | no |  |  | no |  |  | 0 | 0 | 0 | 0
oh_line_8102801_200905236 |  | AD | node_8102801_200905234 | node_8102801_200905236 | 162.177 | bal_1P_2AC | 8102801 | no | no |  |  | no |  |  | 0 | 0 | 0 | 0
oh_line_8102801_200905237 |  | AD | node_8102801_200905236 | node_8102801_200905237 | 203.787 | bal_1P_2AC | 8102801 | no | no |  |  | no |  |  | 0 | 0 | 0 | 0
oh_line_8102801_200905238 |  | AD | node_8102801_200905237 | node_8102801_200905238 | 227.998 | bal_1P_2AC | 8102801 | no | no |  |  | no |  |  | 0 | 0 | 0 | 0
oh_line_8102801_200905239 |  | AD | node_8102801_200905237 | node_8102801_200905239 | 81.44 | bal_1P_2AC | 8102801 | no | no |  |  | no |  |  | 0 | 0 | 0 | 0
oh_line_8102801_200905247 |  | AD | node_8102801_200903598 | node_intto1_8102801_200905247 | 80.42 | bal_1P_1/0AC | 8102801 | no | no |  |  | no |  |  | 0 | 0 | 0 | 0
oh_line_8102801_200905248 |  | AD | node_8102801_200905247 | node_8102801_200905248 | 302.251 | bal_1P_1/0AC | 8102801 | no | no |  |  | no |  |  | 0 | 0 | 0 | 0
oh_line_8102801_200905249 |  | AD | node_8102801_200905248 | node_8102801_200905249 | 296.044 | bal_1P_1/0AC | 8102801 | no | no |  |  | no |  |  | 0 | 0 | 0 | 0
oh_line_8102801_200905250 |  | AD | node_8102801_200905249 | node_8102801_200905250 | 334.617 | bal_1P_1/0AC | 8102801 | no | no |  |  | no |  |  | 0 | 0 | 0 | 0
oh_line_8102801_200905251 |  | AD | node_8102801_200905250 | node_8102801_200905251 | 207.375 | bal_1P_1/0AC | 8102801 | no | no |  |  | no |  |  | 0 | 0 | 0 | 0
oh_line_8102801_200905252 |  | AD | node_8102801_200905251 | node_8102801_200905252 | 267.448 | bal_1P_1/0AC | 8102801 | no | no |  |  | no |  |  | 0 | 0 | 0 | 0
oh_line_8102801_200905253 |  | AD | node_8102801_200905252 | node_8102801_200905253 | 181.043 | bal_1P_2AC | 8102801 | no | no |  |  | no |  |  | 0 | 0 | 0 | 0
oh_line_8102801_200905254 |  | AD | node_8102801_200905252 | node_8102801_200905254 | 222.688 | bal_1P_1/0AA | 8102801 | no | no |  |  | no |  |  | 0 | 0 | 0 | 0
oh_line_8102801_200905255 |  | AD | node_8102801_200903740 | node_8102801_200905255 | 432.545 | bal_1P_2AC | 8102801 | no | no |  |  | no |  |  | 0 | 0 | 0 | 0
oh_line_8102801_200905256 |  | AD | node_8102801_200905255 | node_8102801_200905256 | 299.871 | bal_1P_2AC | 8102801 | no | no |  |  | no |  |  | 0 | 0 | 0 | 0
oh_line_8102801_200905257 |  | AD | node_8102801_200905256 | node_8102801_200905257 | 339.524 | bal_1P_2AC | 8102801 | no | no |  |  | no |  |  | 0 | 0 | 0 | 0
oh_line_8102801_200905258 |  | AD | node_8102801_200905257 | node_8102801_200905258 | 281.43 | bal_1P_2AC | 8102801 | no | no |  |  | no |  |  | 0 | 0 | 0 | 0
oh_line_8102801_200905260 |  | AD | node_8102801_200905258 | node_8102801_200905260 | 268.121 | bal_1P_1/0AA | 8102801 | no | no |  |  | no |  |  | 0 | 0 | 0 | 0
oh_line_8102801_200905262 |  | AD | node_8102801_200908234 | node_8102801_200905262 | 162.189 | bal_1P_1/0AA | 8102801 | no | no |  |  | no |  |  | 0 | 0 | 0 | 0
oh_line_8102801_200905263 |  | AD | node_8102801_200903612 | node_intto1_8102801_200905263 | 83.552 | bal_1P_2AC | 8102801 | no | no |  |  | no |  |  | 0 | 0 | 0 | 0
oh_line_8102801_200905264 |  | AD | node_8102801_200905263 | node_8102801_200905264 | 251.875 | bal_1P_2AC | 8102801 | no | no |  |  | no |  |  | 0 | 0 | 0 | 0
oh_line_8102801_200905265 |  | AD | node_8102801_200905264 | node_8102801_200905265 | 269.417 | bal_1P_2AC | 8102801 | no | no |  |  | no |  |  | 0 | 0 | 0 | 0
oh_line_8102801_200905266 |  | AD | node_8102801_200905265 | node_8102801_200905266 | 362.569 | bal_1P_2AC | 8102801 | no | no |  |  | no |  |  | 0 | 0 | 0 | 0
oh_line_8102801_200905267 |  | AD | node_8102801_200905266 | node_8102801_200905267 | 363.038 | bal_1P_2AC | 8102801 | no | no |  |  | no |  |  | 0 | 0 | 0 | 0
oh_line_8102801_200905306 |  | AD | node_8102801_200903679 | node_8102801_200905306 | 154.525 | bal_1P_2AC | 8102801 | no | no |  |  | no |  |  | 0 | 0 | 0 | 0
oh_line_8102801_200905307 |  | AD | node_8102801_200905306 | node_intto1_8102801_200905307 | 302.446 | bal_1P_2AC | 8102801 | no | no |  |  | no |  |  | 0 | 0 | 0 | 0
oh_line_8102801_200905308 |  | AD | node_8102801_200905307 | node_8102801_200905308 | 296.814 | bal_1P_2AC | 8102801 | no | no |  |  | no |  |  | 0 | 0 | 0 | 0
oh_line_8102801_200905309 |  | AD | node_8102801_200905308 | node_8102801_200905309 | 362.648 | bal_1P_2AC | 8102801 | no | no |  |  | no |  |  | 0 | 0 | 0 | 0
oh_line_8102801_200905310 |  | AD | node_8102801_200905309 | node_8102801_200905310 | 340.516 | bal_1P_2AC | 8102801 | no | no |  |  | no |  |  | 0 | 0 | 0 | 0
oh_line_8102801_200905311 |  | AD | node_8102801_200905310 | node_8102801_200905311 | 311.201 | bal_1P_2AC | 8102801 | no | no |  |  | no |  |  | 0 | 0 | 0 | 0
oh_line_8102801_200905312 |  | AD | node_8102801_200905311 | node_8102801_200905312 | 46.471 | bal_1P_1/0AA | 8102801 | no | no |  |  | no |  |  | 0 | 0 | 0 | 0
oh_line_8102801_200905313 |  | AD | node_8102801_200905311 | node_8102801_200905313 | 235.892 | bal_1P_2AC | 8102801 | no | no |  |  | no |  |  | 0 | 0 | 0 | 0
oh_line_8102801_200905400 |  | AD | node_8102801_200904633 | node_8102801_200905400 | 361.538 | bal_1P_2AC | 8102801 | no | no |  |  | no |  |  | 0 | 0 | 0 | 0
oh_line_8102801_200905403 |  | AD | node_8102801_200905400 | node_8102801_200905403 | 244.42 | bal_1P_1/0AC | 8102801 | no | no |  |  | no |  |  | 0 | 0 | 0 | 0
oh_line_8102801_200905409 |  | AD | node_8102801_200904476 | node_8102801_200905409 | 148.233 | bal_1P_1/0AC | 8102801 | no | no |  |  | no |  |  | 0 | 0 | 0 | 0
oh_line_8102801_200905410 |  | AD | node_8102801_200905429 | node_8102801_200905410 | 228.85 | bal_1P_1/0AC | 8102801 | no | no |  |  | no |  |  | 0 | 0 | 0 | 0
oh_line_8102801_200905411 |  | AD | node_8102801_200905410 | node_8102801_200905411 | 149.514 | bal_1P_1/0AC | 8102801 | no | no |  |  | no |  |  | 0 | 0 | 0 | 0
oh_line_8102801_200905412 |  | AD | node_8102801_200905411 | node_8102801_200905412 | 275.72 | bal_1P_1/0AA | 8102801 | no | no |  |  | no |  |  | 0 | 0 | 0 | 0
oh_line_8102801_200905414 |  | AD | node_8102801_200905412 | node_8102801_200905414 | 252.964 | bal_1P_1/0AA | 8102801 | no | no |  |  | no |  |  | 0 | 0 | 0 | 0
oh_line_8102801_200905415 |  | AD | node_8102801_200905414 | node_8102801_200905415 | 310.705 | bal_1P_1/0AA | 8102801 | no | no |  |  | no |  |  | 0 | 0 | 0 | 0
oh_line_8102801_200905416 |  | AD | node_8102801_200905415 | node_8102801_200905416 | 380.551 | bal_1P_1/0AA | 8102801 | no | no |  |  | no |  |  | 0 | 0 | 0 | 0
oh_line_8102801_200905417 |  | AD | node_8102801_200905416 | node_8102801_200905417 | 360.791 | bal_1P_1/0AA | 8102801 | no | no |  |  | no |  |  | 0 | 0 | 0 | 0
oh_line_8102801_200905418 |  | AD | node_8102801_200905417 | node_8102801_200905418 | 378.112 | bal_1P_1/0AA | 8102801 | no | no |  |  | no |  |  | 0 | 0 | 0 | 0
oh_line_8102801_200905420 |  | AD | node_8102801_200905409 | node_intto1_8102801_200905420 | 290.523 | bal_1P_1/0AC | 8102801 | no | no |  |  | no |  |  | 0 | 0 | 0 | 0
oh_line_8102801_200905422 |  | AD | node_8102801_200905420 | node_8102801_200905422 | 298.119 | bal_1P_1/0AC | 8102801 | no | no |  |  | no |  |  | 0 | 0 | 0 | 0
oh_line_8102801_200905423 |  | AD | node_8102801_200905422 | node_8102801_200905423 | 296.886 | bal_1P_1/0AC | 8102801 | no | no |  |  | no |  |  | 0 | 0 | 0 | 0
oh_line_8102801_200905424 |  | AD | node_8102801_200905423 | node_8102801_200905424 | 265.183 | bal_1P_1/0AC | 8102801 | no | no |  |  | no |  |  | 0 | 0 | 0 | 0
oh_line_8102801_200905425 |  | AD | node_8102801_200905424 | node_8102801_200905425 | 307.935 | bal_1P_1/0AC | 8102801 | no | no |  |  | no |  |  | 0 | 0 | 0 | 0
oh_line_8102801_200905426 |  | AD | node_8102801_200905425 | node_8102801_200905426 | 301.107 | bal_1P_1/0AC | 8102801 | no | no |  |  | no |  |  | 0 | 0 | 0 | 0
oh_line_8102801_200905428 |  | AD | node_8102801_200905426 | node_8102801_200905428 | 176.089 | bal_1P_1/0AC | 8102801 | no | no |  |  | no |  |  | 0 | 0 | 0 | 0
oh_line_8102801_200905429 |  | AD | node_8102801_200905428 | node_8102801_200905429 | 261.011 | bal_1P_1/0AC | 8102801 | no | no |  |  | no |  |  | 0 | 0 | 0 | 0
oh_line_8102801_200905442 |  | AN | node_8102801_200904538 | node_8102801_200905442 | 210.846 | bal_1P_1/0AC_1/0AC(N) | 8102801 | no | no |  |  | no |  |  | 0 | 0 | 0 | 0
oh_line_8102801_200905443 |  | AN | node_8102801_200905442 | node_intto1_8102801_200905443 | 212.047 | bal_1P_1/0AC_1/0AC(N) | 8102801 | no | no |  |  | no |  |  | 0 | 0 | 0 | 0
oh_line_8102801_200905444 |  | AN | node_8102801_200905443 | node_8102801_200905444 | 334.883 | bal_1P_1/0AC_1/0AC(N) | 8102801 | no | no |  |  | no |  |  | 0 | 0 | 0 | 0
oh_line_8102801_200905445 |  | AN | node_8102801_200905444 | node_8102801_200905445 | 218.533 | bal_1P_1/0AC_1/0AC(N) | 8102801 | no | no |  |  | no |  |  | 0 | 0 | 0 | 0
oh_line_8102801_200905447 |  | AD | node_8102801_200903617 | node_intto1_8102801_200905447 | 188.362 | bal_1P_8DCW | 8102801 | no | no |  |  | no |  |  | 0 | 0 | 0 | 0
oh_line_8102801_200905449 |  | AD | node_8102801_201063176 | node_8102801_200905449 | 155.718 | bal_1P_1/0AA | 8102801 | no | no |  |  | no |  |  | 0 | 0 | 0 | 0
oh_line_8102801_200905450 |  | AD | node_8102801_200905447 | node_8102801_200905450 | 374.944 | bal_1P_8DCW | 8102801 | no | no |  |  | no |  |  | 0 | 0 | 0 | 0
oh_line_8102801_200905451 |  | AD | node_8102801_200905450 | node_8102801_200905451 | 327.683 | bal_1P_8DCW | 8102801 | no | no |  |  | no |  |  | 0 | 0 | 0 | 0
oh_line_8102801_200905452 |  | AD | node_8102801_200905451 | node_8102801_200905452 | 322.996 | bal_1P_8DCW | 8102801 | no | no |  |  | no |  |  | 0 | 0 | 0 | 0
oh_line_8102801_200905453 |  | AD | node_8102801_200905452 | node_8102801_200905453 | 288.683 | bal_1P_8DCW | 8102801 | no | no |  |  | no |  |  | 0 | 0 | 0 | 0
oh_line_8102801_200905455 |  | AD | node_8102801_201063179 | node_8102801_200905455 | 209.093 | bal_1P_1/0AA | 8102801 | no | no |  |  | no |  |  | 0 | 0 | 0 | 0
oh_line_8102801_200905456 |  | AD | node_8102801_200905455 | node_8102801_200905456 | 349.705 | bal_1P_1/0AA | 8102801 | no | no |  |  | no |  |  | 0 | 0 | 0 | 0
oh_line_8102801_200905457 |  | AD | node_8102801_200905456 | node_8102801_200905457 | 389.876 | bal_1P_1/0AA | 8102801 | no | no |  |  | no |  |  | 0 | 0 | 0 | 0
oh_line_8102801_200905477 |  | AD | node_8102801_200905480 | node_8102801_200905477 | 276.24 | bal_1P_1/0AA | 8102801 | no | no |  |  | no |  |  | 0 | 0 | 0 | 0
oh_line_8102801_200905478 |  | AD | node_8102801_200903754 | node_8102801_200905478 | 395.164 | bal_1P_1/0AA | 8102801 | no | no |  |  | no |  |  | 0 | 0 | 0 | 0
oh_line_8102801_200905479 |  | AD | node_8102801_200905478 | node_8102801_200905479 | 247.929 | bal_1P_1/0AA | 8102801 | no | no |  |  | no |  |  | 0 | 0 | 0 | 0
oh_line_8102801_200905480 |  | AD | node_8102801_200905479 | node_8102801_200905480 | 296.588 | bal_1P_1/0AA | 8102801 | no | no |  |  | no |  |  | 0 | 0 | 0 | 0
oh_line_8102801_200905481 |  | AD | node_8102801_200905480 | node_8102801_200905481 | 318.409 | bal_1P_1/0AA | 8102801 | no | no |  |  | no |  |  | 0 | 0 | 0 | 0
oh_line_8102801_200905482 |  | AD | node_8102801_200905481 | node_8102801_200905482 | 385.362 | bal_1P_1/0AA | 8102801 | no | no |  |  | no |  |  | 0 | 0 | 0 | 0
oh_line_8102801_200905483 |  | AD | node_8102801_200887765 | node_8102801_200905483 | 316.29 | bal_1P_1/0AA | 8102801 | no | no |  |  | no |  |  | 0 | 0 | 0 | 0
oh_line_8102801_200905501 |  | AN | node_8102801_311851828 | node_8102801_200905501 | 227.646 | bal_1P_1/0AA_1/0AA(N) | 8102801 | no | no |  |  | no |  |  | 0 | 0 | 0 | 0
oh_line_8102801_200905502 |  | AN | node_8102801_200905131 | node_8102801_200905502 | 66.606 | bal_1P_1/0AA_1/0AA(N) | 8102801 | no | no |  |  | no |  |  | 0 | 0 | 0 | 0
oh_line_8102801_200905503 |  | AN | node_8102801_200905502 | node_intto1_8102801_200905503 | 357.54 | bal_1P_1/0AA_1/0AA(N) | 8102801 | no | no |  |  | no |  |  | 0 | 0 | 0 | 0
oh_line_8102801_200905504 |  | AN | node_8102801_200905503 | node_8102801_200905504 | 347.737 | bal_1P_1/0AA_1/0AA(N) | 8102801 | no | no |  |  | no |  |  | 0 | 0 | 0 | 0
oh_line_8102801_200905505 |  | AN | node_8102801_200905504 | node_8102801_200905505 | 343.154 | bal_1P_1/0AA_1/0AA(N) | 8102801 | no | no |  |  | no |  |  | 0 | 0 | 0 | 0
oh_line_8102801_200905506 |  | AN | node_8102801_200905505 | node_8102801_200905506 | 181.377 | bal_1P_1/0AA_1/0AA(N) | 8102801 | no | no |  |  | no |  |  | 0 | 0 | 0 | 0
oh_line_8102801_200905507 |  | AN | node_8102801_200905505 | node_8102801_200905507 | 198.399 | bal_1P_1/0AA_1/0AA(N) | 8102801 | no | no |  |  | no |  |  | 0 | 0 | 0 | 0
oh_line_8102801_200905508 |  | AD | node_8102801_200904471 | node_8102801_200905508 | 241.575 | bal_1P_2AC | 8102801 | no | no |  |  | no |  |  | 0 | 0 | 0 | 0
oh_line_8102801_200905509 |  | AD | node_8102801_200905508 | node_intto1_8102801_200905509 | 215.024 | bal_1P_2AC | 8102801 | no | no |  |  | no |  |  | 0 | 0 | 0 | 0
oh_line_8102801_200905510 |  | AD | node_8102801_200905509 | node_8102801_200905510 | 175.663 | bal_1P_2AC | 8102801 | no | no |  |  | no |  |  | 0 | 0 | 0 | 0
oh_line_8102801_200905511 |  | AD | node_8102801_200905510 | node_8102801_200905511 | 123.363 | bal_1P_2AC | 8102801 | no | no |  |  | no |  |  | 0 | 0 | 0 | 0
oh_line_8102801_200905512 |  | AD | node_8102801_200905511 | node_8102801_200905512 | 69.058 | bal_1P_1/0AA | 8102801 | no | no |  |  | no |  |  | 0 | 0 | 0 | 0
oh_line_8102801_200905513 |  | AD | node_8102801_200905512 | node_8102801_200905513 | 209.9 | bal_1P_1/0AA | 8102801 | no | no |  |  | no |  |  | 0 | 0 | 0 | 0
oh_line_8102801_200905514 |  | AD | node_8102801_200905511 | node_8102801_200905514 | 294.399 | bal_1P_2AC | 8102801 | no | no |  |  | no |  |  | 0 | 0 | 0 | 0
oh_line_8102801_200905515 |  | AD | node_8102801_200905514 | node_8102801_200905515 | 282.957 | bal_1P_2AC | 8102801 | no | no |  |  | no |  |  | 0 | 0 | 0 | 0
oh_line_8102801_200905516 |  | AD | node_8102801_200905515 | node_8102801_200905516 | 314.24 | bal_1P_2AC | 8102801 | no | no |  |  | no |  |  | 0 | 0 | 0 | 0
oh_line_8102801_200905517 |  | AD | node_8102801_200905516 | node_8102801_200905517 | 304.419 | bal_1P_2AC | 8102801 | no | no |  |  | no |  |  | 0 | 0 | 0 | 0
oh_line_8102801_200905518 |  | AD | node_8102801_200905517 | node_8102801_200905518 | 168.369 | bal_1P_2AC | 8102801 | no | no |  |  | no |  |  | 0 | 0 | 0 | 0
oh_line_8102801_200905519 |  | AD | node_8102801_200905518 | node_8102801_200905519 | 171.187 | bal_1P_2AC | 8102801 | no | no |  |  | no |  |  | 0 | 0 | 0 | 0
oh_line_8102801_200905520 |  | AD | node_8102801_200905519 | node_8102801_200905520 | 278.348 | bal_1P_2AC | 8102801 | no | no |  |  | no |  |  | 0 | 0 | 0 | 0
oh_line_8102801_200905521 |  | AD | node_8102801_200905520 | node_8102801_200905521 | 273.214 | bal_1P_2AC | 8102801 | no | no |  |  | no |  |  | 0 | 0 | 0 | 0
oh_line_8102801_200905522 |  | AD | node_8102801_200905521 | node_8102801_200905522 | 364.557 | bal_1P_2AC | 8102801 | no | no |  |  | no |  |  | 0 | 0 | 0 | 0
oh_line_8102801_200905523 |  | AD | node_8102801_200905522 | node_8102801_200905523 | 376.874 | bal_1P_2AC | 8102801 | no | no |  |  | no |  |  | 0 | 0 | 0 | 0
oh_line_8102801_200905524 |  | AD | node_8102801_200905523 | node_8102801_200905524 | 487.238 | bal_1P_2AC | 8102801 | no | no |  |  | no |  |  | 0 | 0 | 0 | 0
oh_line_8102801_200905525 |  | AD | node_8102801_200905524 | node_8102801_200905525 | 429.711 | bal_1P_2AC | 8102801 | no | no |  |  | no |  |  | 0 | 0 | 0 | 0
oh_line_8102801_200905526 |  | AD | node_8102801_200905525 | node_8102801_200905526 | 143.681 | bal_1P_2AC | 8102801 | no | no |  |  | no |  |  | 0 | 0 | 0 | 0
oh_line_8102801_200905527 |  | AD | node_8102801_200905526 | node_8102801_200905527 | 257.529 | bal_1P_2AC | 8102801 | no | no |  |  | no |  |  | 0 | 0 | 0 | 0
oh_line_8102801_200905529 |  | AD | node_8102801_200905527 | node_8102801_200905529 | 181.871 | bal_1P_1/0AA | 8102801 | no | no |  |  | no |  |  | 0 | 0 | 0 | 0
oh_line_8102801_200905530 |  | AD | node_8102801_200905529 | node_8102801_200905530 | 59.115 | bal_1P_1/0AA | 8102801 | no | no |  |  | no |  |  | 0 | 0 | 0 | 0
oh_line_8102801_200905531 |  | AD | node_8102801_312114683 | node_8102801_200905531 | 236.804 | bal_1P_1/0AA | 8102801 | no | no |  |  | no |  |  | 0 | 0 | 0 | 0
oh_line_8102801_200905532 |  | AD | node_8102801_200905531 | node_8102801_200905532 | 267.493 | bal_1P_1/0AA | 8102801 | no | no |  |  | no |  |  | 0 | 0 | 0 | 0
oh_line_8102801_200905535 |  | AD | node_8102801_200905532 | node_8102801_200905535 | 245.225 | bal_1P_1/0AC | 8102801 | no | no |  |  | no |  |  | 0 | 0 | 0 | 0
oh_line_8102801_200905536 |  | AD | node_8102801_200905535 | node_8102801_200905536 | 287.582 | bal_1P_1/0AC | 8102801 | no | no |  |  | no |  |  | 0 | 0 | 0 | 0
oh_line_8102801_200905537 |  | AD | node_8102801_200905536 | node_8102801_200905537 | 240.073 | bal_1P_1/0AC | 8102801 | no | no |  |  | no |  |  | 0 | 0 | 0 | 0
oh_line_8102801_200905538 |  | AD | node_8102801_200905537 | node_8102801_200905538 | 241.223 | bal_1P_1/0AC | 8102801 | no | no |  |  | no |  |  | 0 | 0 | 0 | 0
oh_line_8102801_200905539 |  | AD | node_8102801_200905538 | node_8102801_200905539 | 303.608 | bal_1P_1/0AC | 8102801 | no | no |  |  | no |  |  | 0 | 0 | 0 | 0
oh_line_8102801_200905540 |  | AD | node_8102801_200905539 | node_8102801_200905540 | 297.972 | bal_1P_1/0AC | 8102801 | no | no |  |  | no |  |  | 0 | 0 | 0 | 0
oh_line_8102801_200905541 |  | AD | node_8102801_200905540 | node_8102801_200905541 | 185.685 | bal_1P_1/0AA | 8102801 | no | no |  |  | no |  |  | 0 | 0 | 0 | 0
oh_line_8102801_200905542 |  | AD | node_8102801_200905541 | node_8102801_200905542 | 414.883 | bal_1P_1/0AA | 8102801 | no | no |  |  | no |  |  | 0 | 0 | 0 | 0
oh_line_8102801_200905543 |  | AD | node_8102801_200905542 | node_8102801_200905543 | 373.552 | bal_1P_1/0AA | 8102801 | no | no |  |  | no |  |  | 0 | 0 | 0 | 0
oh_line_8102801_200905545 |  | AD | node_8102801_200905543 | node_8102801_200905545 | 255.637 | bal_1P_1/0AA | 8102801 | no | no |  |  | no |  |  | 0 | 0 | 0 | 0
oh_line_8102801_200905546 |  | AD | node_8102801_200905545 | node_8102801_200905546 | 250.188 | bal_1P_1/0AA | 8102801 | no | no |  |  | no |  |  | 0 | 0 | 0 | 0
oh_line_8102801_200905547 |  | AD | node_8102801_200905546 | node_8102801_200905547 | 277.056 | bal_1P_1/0AA | 8102801 | no | no |  |  | no |  |  | 0 | 0 | 0 | 0
oh_line_8102801_200905548 |  | AD | node_8102801_200905547 | node_8102801_200905548 | 259.657 | bal_1P_1/0AA | 8102801 | no | no |  |  | no |  |  | 0 | 0 | 0 | 0
oh_line_8102801_200905549 |  | AD | node_8102801_200905548 | node_8102801_200905549 | 277.18 | bal_1P_1/0AA | 8102801 | no | no |  |  | no |  |  | 0 | 0 | 0 | 0
oh_line_8102801_200905550 |  | AD | node_8102801_200905549 | node_8102801_200905550 | 186.887 | bal_1P_1/0AA | 8102801 | no | no |  |  | no |  |  | 0 | 0 | 0 | 0
oh_line_8102801_200905551 |  | AD | node_8102801_200905550 | node_8102801_200905551 | 205.298 | bal_1P_1/0AA | 8102801 | no | no |  |  | no |  |  | 0 | 0 | 0 | 0
oh_line_8102801_200905552 |  | AD | node_8102801_200905551 | node_8102801_200905552 | 296.094 | bal_1P_1/0AA | 8102801 | no | no |  |  | no |  |  | 0 | 0 | 0 | 0
oh_line_8102801_200905553 |  | AD | node_8102801_200905550 | node_8102801_200905553 | 267.324 | bal_1P_1/0AA | 8102801 | no | no |  |  | no |  |  | 0 | 0 | 0 | 0
oh_line_8102801_200905554 |  | AD | node_8102801_200905553 | node_8102801_200905554 | 193.688 | bal_1P_1/0AA | 8102801 | no | no |  |  | no |  |  | 0 | 0 | 0 | 0
oh_line_8102801_200905555 |  | AD | node_8102801_200905554 | node_8102801_200905555 | 249.486 | bal_1P_1/0AA | 8102801 | no | no |  |  | no |  |  | 0 | 0 | 0 | 0
oh_line_8102801_200905556 |  | AD | node_8102801_200905555 | node_8102801_200905556 | 260.918 | bal_1P_1/0AA | 8102801 | no | no |  |  | no |  |  | 0 | 0 | 0 | 0
oh_line_8102801_200905557 |  | AD | node_8102801_200905556 | node_8102801_200905557 | 268.131 | bal_1P_1/0AA | 8102801 | no | no |  |  | no |  |  | 0 | 0 | 0 | 0
oh_line_8102801_200905558 |  | AD | node_8102801_200905554 | node_8102801_200905558 | 235.133 | bal_1P_1/0AA | 8102801 | no | no |  |  | no |  |  | 0 | 0 | 0 | 0
oh_line_8102801_200905559 |  | AD | node_8102801_200905558 | node_8102801_200905559 | 349.467 | bal_1P_1/0AA | 8102801 | no | no |  |  | no |  |  | 0 | 0 | 0 | 0
oh_line_8102801_200905560 |  | AD | node_8102801_200905559 | node_8102801_200905560 | 257.628 | bal_1P_1/0AA | 8102801 | no | no |  |  | no |  |  | 0 | 0 | 0 | 0
oh_line_8102801_200905561 |  | AD | node_8102801_200905560 | node_8102801_200905561 | 311.448 | bal_1P_1/0AA | 8102801 | no | no |  |  | no |  |  | 0 | 0 | 0 | 0
oh_line_8102801_200905562 |  | AD | node_8102801_200905561 | node_8102801_200905562 | 180.844 | bal_1P_2AC | 8102801 | no | no |  |  | no |  |  | 0 | 0 | 0 | 0
oh_line_8102801_200905563 |  | AD | node_8102801_200905562 | node_8102801_200905563 | 247.385 | bal_1P_2AC | 8102801 | no | no |  |  | no |  |  | 0 | 0 | 0 | 0
oh_line_8102801_200905564 |  | AD | node_8102801_200905563 | node_8102801_200905564 | 289.289 | bal_1P_2AC | 8102801 | no | no |  |  | no |  |  | 0 | 0 | 0 | 0
oh_line_8102801_200905566 |  | AD | node_8102801_200905564 | node_8102801_200905566 | 329.591 | bal_1P_2AC | 8102801 | no | no |  |  | no |  |  | 0 | 0 | 0 | 0
oh_line_8102801_200905568 |  | AD | node_8102801_200905566 | node_8102801_200905568 | 356.894 | bal_1P_2AC | 8102801 | no | no |  |  | no |  |  | 0 | 0 | 0 | 0
oh_line_8102801_200905569 |  | AD | node_8102801_200905568 | node_8102801_200905569 | 304.733 | bal_1P_2AC | 8102801 | no | no |  |  | no |  |  | 0 | 0 | 0 | 0
oh_line_8102801_200905570 |  | AD | node_8102801_200905569 | node_8102801_200905570 | 401.593 | bal_1P_2AC | 8102801 | no | no |  |  | no |  |  | 0 | 0 | 0 | 0
oh_line_8102801_200905571 |  | AD | node_8102801_200905570 | node_8102801_200905571 | 306.716 | bal_1P_1/0AC | 8102801 | no | no |  |  | no |  |  | 0 | 0 | 0 | 0
oh_line_8102801_200905573 |  | AD | node_8102801_200905570 | node_8102801_200905573 | 269.566 | bal_1P_2AC | 8102801 | no | no |  |  | no |  |  | 0 | 0 | 0 | 0
oh_line_8102801_200905575 |  | AD | node_8102801_200905573 | node_8102801_200905575 | 318.632 | bal_1P_2AC | 8102801 | no | no |  |  | no |  |  | 0 | 0 | 0 | 0
oh_line_8102801_200905576 |  | AD | node_8102801_200905575 | node_8102801_200905576 | 320.444 | bal_1P_2AC | 8102801 | no | no |  |  | no |  |  | 0 | 0 | 0 | 0
oh_line_8102801_200905577 |  | AD | node_8102801_200904465 | node_8102801_200905577 | 98.407 | bal_1P_1/0AA | 8102801 | no | no |  |  | no |  |  | 0 | 0 | 0 | 0
oh_line_8102801_200905579 |  | AD | node_8102801_200905577 | node_intto1_8102801_200905579 | 185.492 | bal_1P_1/0AA | 8102801 | no | no |  |  | no |  |  | 0 | 0 | 0 | 0
oh_line_8102801_200905581 |  | AD | node_8102801_200905579 | node_8102801_200905581 | 350.815 | bal_1P_1/0AA | 8102801 | no | no |  |  | no |  |  | 0 | 0 | 0 | 0
oh_line_8102801_200905582 |  | AD | node_8102801_200905581 | node_8102801_200905582 | 346.269 | bal_1P_1/0AA | 8102801 | no | no |  |  | no |  |  | 0 | 0 | 0 | 0
oh_line_8102801_200905583 |  | AD | node_8102801_200905582 | node_8102801_200905583 | 296.03 | bal_1P_1/0AA | 8102801 | no | no |  |  | no |  |  | 0 | 0 | 0 | 0
oh_line_8102801_200905584 |  | AD | node_8102801_200905583 | node_8102801_200905584 | 307.327 | bal_1P_1/0AA | 8102801 | no | no |  |  | no |  |  | 0 | 0 | 0 | 0
oh_line_8102801_200905585 |  | AD | node_8102801_200905584 | node_8102801_200905585 | 317.975 | bal_1P_1/0AA | 8102801 | no | no |  |  | no |  |  | 0 | 0 | 0 | 0
oh_line_8102801_200905586 |  | AD | node_8102801_200905585 | node_8102801_200905586 | 346.626 | bal_1P_1/0AA | 8102801 | no | no |  |  | no |  |  | 0 | 0 | 0 | 0
oh_line_8102801_200905588 |  | AD | node_8102801_200905599 | node_8102801_200905588 | 350.251 | bal_1P_1/0AA | 8102801 | no | no |  |  | no |  |  | 0 | 0 | 0 | 0
oh_line_8102801_200905589 |  | AD | node_8102801_200905588 | node_8102801_200905589 | 358.455 | bal_1P_1/0AA | 8102801 | no | no |  |  | no |  |  | 0 | 0 | 0 | 0
oh_line_8102801_200905590 |  | AD | node_8102801_200905589 | node_8102801_200905590 | 351.767 | bal_1P_1/0AA | 8102801 | no | no |  |  | no |  |  | 0 | 0 | 0 | 0
oh_line_8102801_200905591 |  | AD | node_8102801_200905590 | node_8102801_200905591 | 333.713 | bal_1P_1/0AA | 8102801 | no | no |  |  | no |  |  | 0 | 0 | 0 | 0
oh_line_8102801_200905592 |  | AD | node_8102801_201048922 | node_8102801_200905592 | 222.571 | bal_1P_1/0AA | 8102801 | no | no |  |  | no |  |  | 0 | 0 | 0 | 0
oh_line_8102801_200905593 |  | AD | node_8102801_200905592 | node_8102801_200905593 | 249.967 | bal_1P_1/0AA | 8102801 | no | no |  |  | no |  |  | 0 | 0 | 0 | 0
oh_line_8102801_200905594 |  | AD | node_8102801_200905593 | node_8102801_200905594 | 275.382 | bal_1P_1/0AA | 8102801 | no | no |  |  | no |  |  | 0 | 0 | 0 | 0
oh_line_8102801_200905595 |  | AD | node_8102801_200905594 | node_8102801_200905595 | 350.025 | bal_1P_1/0AA | 8102801 | no | no |  |  | no |  |  | 0 | 0 | 0 | 0
oh_line_8102801_200905596 |  | AD | node_8102801_200905595 | node_8102801_200905596 | 218.647 | bal_1P_1/0AA | 8102801 | no | no |  |  | no |  |  | 0 | 0 | 0 | 0
oh_line_8102801_200905597 |  | AD | node_8102801_200905596 | node_8102801_200905597 | 131.923 | bal_1P_1/0AA | 8102801 | no | no |  |  | no |  |  | 0 | 0 | 0 | 0
oh_line_8102801_200905598 |  | AD | node_8102801_200905597 | node_8102801_200905598 | 266.506 | bal_1P_1/0AA | 8102801 | no | no |  |  | no |  |  | 0 | 0 | 0 | 0
oh_line_8102801_200905599 |  | AD | node_8102801_200905598 | node_8102801_200905599 | 347.51 | bal_1P_1/0AA | 8102801 | no | no |  |  | no |  |  | 0 | 0 | 0 | 0
oh_line_8102801_200905610 |  | AD | node_8102801_200903687 | node_8102801_200905610 | 365.986 | bal_1P_1/0AA | 8102801 | no | no |  |  | no |  |  | 0 | 0 | 0 | 0
oh_line_8102801_200905611 |  | AD | node_8102801_200905610 | node_8102801_200905611 | 385.232 | bal_1P_1/0AA | 8102801 | no | no |  |  | no |  |  | 0 | 0 | 0 | 0
oh_line_8102801_200908231 |  | AD | node_8102801_200887639 | node_8102801_200908231 | 283.331 | bal_1P_1/0AA | 8102801 | no | no |  |  | no |  |  | 0 | 0 | 0 | 0
oh_line_8102801_200908233 |  | AD | node_8102801_200887506 | node_8102801_200908233 | 164.089 | bal_1P_2AC | 8102801 | no | no |  |  | no |  |  | 0 | 0 | 0 | 0
oh_line_8102801_200908234 |  | AD | node_8102801_200905267 | node_intto1_8102801_200908234 | 308.477 | bal_1P_1/0AA | 8102801 | no | no |  |  | no |  |  | 0 | 0 | 0 | 0
oh_line_8102801_200912917 |  | AD | node_8102801_200903673 | node_8102801_200912917 | 61.582 | bal_1P_2AC | 8102801 | no | no |  |  | no |  |  | 0 | 0 | 0 | 0
oh_line_8102801_200912929 |  | ABCN | node_8102801_201037393 | node_intto1_8102801_200912929 | 61.956 | bal_3P_477AL_4/0AL(N) | 8102801 | no | no |  |  | no |  |  | 0 | 0 | 0 | 0
oh_line_8102801_200937232 |  | AD | node_8102801_200887394 | node_8102801_200937232 | 102.522 | bal_1P_1/0AC | 8102801 | no | no |  |  | no |  |  | 0 | 0 | 0 | 0
oh_line_8102801_200940907 |  | AD | node_8102801_200887591 | node_8102801_200940907 | 152.247 | bal_1P_1/0AC | 8102801 | no | no |  |  | no |  |  | 0 | 0 | 0 | 0
oh_line_8102801_200940931 |  | AD | node_8102801_200904838 | node_8102801_200940931 | 194.671 | bal_1P_1/0AA | 8102801 | no | no |  |  | no |  |  | 0 | 0 | 0 | 0
oh_line_8102801_200940932 |  | AD | node_8102801_200904856 | node_8102801_200940932 | 97.843 | bal_1P_2AC | 8102801 | no | no |  |  | no |  |  | 0 | 0 | 0 | 0
oh_line_8102801_200941185 |  | ABCN | node_8102801_200904730 | node_8102801_200941185 | 232.37 | bal_3P_477AL_4/0AL(N) | 8102801 | no | no |  |  | no |  |  | 0 | 0 | 0 | 0
oh_line_8102801_200943347 |  | AD | node_8102801_200887763 | node_8102801_200943347 | 229.468 | bal_1P_1/0AA | 8102801 | no | no |  |  | no |  |  | 0 | 0 | 0 | 0
oh_line_8102801_200944345 |  | ABCN | node_8102801_200905169 | node_8102801_200944345 | 64.177 | bal_3P_477AL_4/0AA(N) | 8102801 | no | no |  |  | no |  |  | 0 | 0 | 0 | 0
oh_line_8102801_200944346 |  | ABCN | node_8102801_200904661 | node_8102801_200944346 | 246.906 | bal_3P_477AL_4/0AL(N) | 8102801 | no | no |  |  | no |  |  | 0 | 0 | 0 | 0
oh_line_8102801_200944347 |  | ABCN | node_8102801_200944345 | node_intto1_8102801_200944347 | 27.645 | bal_3P_477AL_4/0AA(N) | 8102801 | no | no |  |  | no |  |  | 0 | 0 | 0 | 0
oh_line_8102801_200944349 |  | ABCN | node_8102801_200944347 | node_8102801_200944349 | 176.066 | bal_3P_477AL_4/0AA(N) | 8102801 | no | no |  |  | no |  |  | 0 | 0 | 0 | 0
oh_line_8102801_200944350 |  | ABCN | node_8102801_200944349 | node_8102801_200944350 | 171.095 | bal_3P_477AL_4/0AA(N) | 8102801 | no | no |  |  | no |  |  | 0 | 0 | 0 | 0
oh_line_8102801_200944351 |  | ABCN | node_8102801_200944350 | node_8102801_200944351 | 308.454 | bal_3P_477AL_4/0AA(N) | 8102801 | no | no |  |  | no |  |  | 0 | 0 | 0 | 0
oh_line_8102801_200944352 |  | ABCN | node_8102801_200944351 | node_8102801_200944352 | 250.698 | bal_3P_477AL_4/0AA(N) | 8102801 | no | no |  |  | no |  |  | 0 | 0 | 0 | 0
oh_line_8102801_200944353 |  | ABCN | node_8102801_200944352 | node_8102801_200944353 | 146.231 | bal_3P_477AL_4/0AA(N) | 8102801 | no | no |  |  | no |  |  | 0 | 0 | 0 | 0
oh_line_8102801_200944354 |  | ABCN | node_8102801_200944353 | node_8102801_200944354 | 149.62 | bal_3P_477AL_4/0AA(N) | 8102801 | no | no |  |  | no |  |  | 0 | 0 | 0 | 0
oh_line_8102801_200944355 |  | ABCN | node_8102801_200944354 | node_8102801_200944355 | 82.448 | bal_3P_477AL_4/0AA(N) | 8102801 | no | no |  |  | no |  |  | 0 | 0 | 0 | 0
oh_line_8102801_200944356 |  | ABCN | node_8102801_200904755 | node_8102801_200944356 | 156.498 | bal_3P_477AL_4/0AL(N) | 8102801 | no | no |  |  | no |  |  | 0 | 0 | 0 | 0
oh_line_8102801_200946840 |  | AD | node_8102801_200887430 | node_8102801_200946840 | 304.088 | bal_1P_2AC | 8102801 | no | no |  |  | no |  |  | 0 | 0 | 0 | 0
oh_line_8102801_200947754 |  | AN | node_8102801_200887689 | node_8102801_200947754 | 94.169 | bal_1P_2AC_2AC(N) | 8102801 | no | no |  |  | no |  |  | 0 | 0 | 0 | 0
oh_line_8102801_200950189 |  | AD | node_8102801_200904785 | node_8102801_200950189 | 69.367 | bal_1P_1/0AA | 8102801 | no | no |  |  | no |  |  | 0 | 0 | 0 | 0
oh_line_8102801_200950747 |  | AD | node_8102801_200904458 | node_8102801_200950747 | 294.491 | bal_1P_2AC | 8102801 | no | no |  |  | no |  |  | 0 | 0 | 0 | 0
oh_line_8102801_200957469 |  | AD | node_8102801_200887426 | node_8102801_200957469 | 222.144 | bal_1P_2AC | 8102801 | no | no |  |  | no |  |  | 0 | 0 | 0 | 0
oh_line_8102801_200958587 |  | AD | node_8102801_200887547 | node_8102801_200958587 | 350.947 | bal_1P_2AC | 8102801 | no | no |  |  | no |  |  | 0 | 0 | 0 | 0
oh_line_8102801_200959845 |  | AD | node_8102801_200903812 | node_8102801_200959845 | 407.988 | bal_1P_2AC | 8102801 | no | no |  |  | no |  |  | 0 | 0 | 0 | 0
oh_line_8102801_200959984 |  | AD | node_8102801_200904832 | node_8102801_200959984 | 167.524 | bal_1P_2AC | 8102801 | no | no |  |  | no |  |  | 0 | 0 | 0 | 0
oh_line_8102801_200959985 |  | AD | node_8102801_200959984 | node_8102801_200959985 | 205.867 | bal_1P_1/0AA | 8102801 | no | no |  |  | no |  |  | 0 | 0 | 0 | 0
oh_line_8102801_200961736 |  | AD | node_8102801_200904633 | node_8102801_200961736 | 254.753 | bal_1P_2AC | 8102801 | no | no |  |  | no |  |  | 0 | 0 | 0 | 0
oh_line_8102801_200964421 |  | AD | node_8102801_200903602 | node_8102801_200964421 | 58.28 | bal_1P_8DCW | 8102801 | no | no |  |  | no |  |  | 0 | 0 | 0 | 0
oh_line_8102801_200964422 |  | AD | node_8102801_200964421 | node_8102801_200964422 | 180.945 | bal_1P_1/0AA | 8102801 | no | no |  |  | no |  |  | 0 | 0 | 0 | 0
oh_line_8102801_200965246 |  | AD | node_8102801_200904045 | node_8102801_200965246 | 404.013 | bal_1P_1/0AA | 8102801 | no | no |  |  | no |  |  | 0 | 0 | 0 | 0
oh_line_8102801_200966109 |  | AN | node_8102801_200887640 | node_8102801_200966109 | 230.001 | bal_1P_DELTACUST | 8102801 | no | no |  |  | no |  |  | 0 | 0 | 0 | 0
oh_line_8102801_200966110 |  | AN | node_8102801_200966109 | node_8102801_200966110 | 611.275 | bal_1P_DELTACUST | 8102801 | no | no |  |  | no |  |  | 0 | 0 | 0 | 0
oh_line_8102801_200970723 |  | AD | node_8102801_200905479 | node_8102801_200970723 | 254.813 | bal_1P_1/0AA | 8102801 | no | no |  |  | no |  |  | 0 | 0 | 0 | 0
oh_line_8102801_200970724 |  | AD | node_8102801_200970723 | node_8102801_200970724 | 254.421 | bal_1P_1/0AA | 8102801 | no | no |  |  | no |  |  | 0 | 0 | 0 | 0
oh_line_8102801_200972455 |  | AD | node_8102801_200903654 | node_intto1_8102801_200972455 | 62.392 | bal_1P_1/0AA | 8102801 | no | no |  |  | no |  |  | 0 | 0 | 0 | 0
oh_line_8102801_200972457 |  | AD | node_8102801_200903655 | node_8102801_200972457 | 413.298 | bal_1P_1/0AA | 8102801 | no | no |  |  | no |  |  | 0 | 0 | 0 | 0
oh_line_8102801_200972458 |  | AD | node_8102801_200972457 | node_8102801_200972458 | 246.154 | bal_1P_1/0AA | 8102801 | no | no |  |  | no |  |  | 0 | 0 | 0 | 0
oh_line_8102801_200972459 |  | AD | node_8102801_200972458 | node_8102801_200972459 | 277.701 | bal_1P_1/0AA | 8102801 | no | no |  |  | no |  |  | 0 | 0 | 0 | 0
oh_line_8102801_200972460 |  | AD | node_8102801_200972459 | node_8102801_200972460 | 350.439 | bal_1P_1/0AA | 8102801 | no | no |  |  | no |  |  | 0 | 0 | 0 | 0
oh_line_8102801_200973926 |  | AD | node_8102801_200903807 | node_8102801_200973926 | 453.65 | bal_1P_2AC | 8102801 | no | no |  |  | no |  |  | 0 | 0 | 0 | 0
oh_line_8102801_200974262 |  | AD | node_8102801_200903989 | node_8102801_200974262 | 63.987 | bal_1P_1/0AA | 8102801 | no | no |  |  | no |  |  | 0 | 0 | 0 | 0
oh_line_8102801_200974639 |  | AD | node_8102801_200887524 | node_8102801_200974639 | 306.876 | bal_1P_2AC | 8102801 | no | no |  |  | no |  |  | 0 | 0 | 0 | 0
oh_line_8102801_200975998 |  | AN | node_8102801_200904198 | node_intto1_8102801_200975998 | 808.18 | bal_1P_DELTACUST | 8102801 | no | no |  |  | no |  |  | 0 | 0 | 0 | 0
oh_line_8102801_200976116 |  | AD | node_8102801_200887558 | node_8102801_200976116 | 50.661 | bal_1P_2AC | 8102801 | no | no |  |  | no |  |  | 0 | 0 | 0 | 0
oh_line_8102801_200977825 |  | AN | node_8102801_200887737 | node_intto1_8102801_200977825 | 712.037 | bal_1P_DELTACUST | 8102801 | no | no |  |  | no |  |  | 0 | 0 | 0 | 0
oh_line_8102801_200977868 |  | AN | node_8102801_201056330 | node_8102801_200977868 | 294.514 | bal_1P_DELTACUST | 8102801 | no | no |  |  | no |  |  | 0 | 0 | 0 | 0
oh_line_8102801_200979029 |  | AD | node_8102801_200970724 | node_8102801_200979029 | 250.854 | bal_1P_1/0AA | 8102801 | no | no |  |  | no |  |  | 0 | 0 | 0 | 0
oh_line_8102801_200983801 |  | AD | node_8102801_200904831 | node_8102801_200983801 | 216.273 | bal_1P_1/0AA | 8102801 | no | no |  |  | no |  |  | 0 | 0 | 0 | 0
oh_line_8102801_200984617 |  | ABCN | node_8102801_200904560 | node_8102801_200984617 | 280.172 | bal_3P_336AC_4/0AA(N) | 8102801 | no | no |  |  | no |  |  | 0 | 0 | 0 | 0
oh_line_8102801_200984618 |  | ABCN | node_8102801_200984617 | node_8102801_200984618 | 291.037 | bal_3P_1/0AA_1/0AA(N) | 8102801 | no | no |  |  | no |  |  | 0 | 0 | 0 | 0
oh_line_8102801_200984619 |  | ABCN | node_8102801_200984618 | node_8102801_200984619 | 286.121 | bal_3P_1/0AA_1/0AA(N) | 8102801 | no | no |  |  | no |  |  | 0 | 0 | 0 | 0
oh_line_8102801_201003752 |  | AD | node_8102801_200903720 | node_8102801_201003752 | 476.756 | bal_1P_2AC | 8102801 | no | no |  |  | no |  |  | 0 | 0 | 0 | 0
oh_line_8102801_201007761 |  | AD | node_8102801_200904337 | node_8102801_201007761 | 185.992 | bal_1P_4CU | 8102801 | no | no |  |  | no |  |  | 0 | 0 | 0 | 0
oh_line_8102801_201008165 |  | AD | node_8102801_201060314 | node_8102801_201008165 | 359.326 | bal_1P_2AC | 8102801 | no | no |  |  | no |  |  | 0 | 0 | 0 | 0
oh_line_8102801_201008794 |  | AD | node_8102801_200887443 | node_intto1_8102801_201008794 | 349.235 | bal_1P_2AC | 8102801 | no | no |  |  | no |  |  | 0 | 0 | 0 | 0
oh_line_8102801_201010351 |  | AD | node_8102801_200903756 | node_8102801_201010351 | 423.052 | bal_1P_3-104CW | 8102801 | no | no |  |  | no |  |  | 0 | 0 | 0 | 0
oh_line_8102801_201010478 |  | AD | node_8102801_200887617 | node_8102801_201010478 | 195.632 | bal_1P_2AC | 8102801 | no | no |  |  | no |  |  | 0 | 0 | 0 | 0
oh_line_8102801_201010510 |  | AD | node_8102801_201010510 | node_8102801_200887470 | 376.409 | bal_1P_2AC | 8102801 | no | no |  |  | no |  |  | 0 | 0 | 0 | 0
oh_line_8102801_201010861 |  | AD | node_8102801_200904887 | node_8102801_201010861 | 241.158 | bal_1P_4ACW | 8102801 | no | no |  |  | no |  |  | 0 | 0 | 0 | 0
oh_line_8102801_201012074 |  | AD | node_8102801_200903767 | node_8102801_201012074 | 74.919 | bal_1P_1/0AC | 8102801 | no | no |  |  | no |  |  | 0 | 0 | 0 | 0
oh_line_8102801_201012091 |  | AN | node_8102801_200904213 | node_8102801_201012091 | 514.865 | bal_1P_DELTACUST | 8102801 | no | no |  |  | no |  |  | 0 | 0 | 0 | 0
oh_line_8102801_201012503 |  | AD | node_8102801_200904030 | node_8102801_201012503 | 423.143 | bal_1P_4CU | 8102801 | no | no |  |  | no |  |  | 0 | 0 | 0 | 0
oh_line_8102801_201014344 |  | AD | node_8102801_200904825 | node_8102801_201014344 | 469.949 | bal_1P_2AC | 8102801 | no | no |  |  | no |  |  | 0 | 0 | 0 | 0
oh_line_8102801_201014490 |  | AD | node_8102801_200903773 | node_8102801_201014490 | 592.812 | bal_1P_2AC | 8102801 | no | no |  |  | no |  |  | 0 | 0 | 0 | 0
oh_line_8102801_201014493 |  | AD | node_8102801_201014495 | node_8102801_201014493 | 696.249 | bal_1P_2AC | 8102801 | no | no |  |  | no |  |  | 0 | 0 | 0 | 0
oh_line_8102801_201014494 |  | AD | node_8102801_201014490 | node_intto1_8102801_201014494 | 218.669 | bal_1P_2AC | 8102801 | no | no |  |  | no |  |  | 0 | 0 | 0 | 0
oh_line_8102801_201014495 |  | AD | node_8102801_201014494 | node_8102801_201014495 | 556.522 | bal_1P_2AC | 8102801 | no | no |  |  | no |  |  | 0 | 0 | 0 | 0
oh_line_8102801_201014496 |  | AD | node_8102801_201014493 | node_8102801_201014496 | 365.377 | bal_1P_2AC | 8102801 | no | no |  |  | no |  |  | 0 | 0 | 0 | 0
oh_line_8102801_201014497 |  | AD | node_8102801_201014496 | node_8102801_201014497 | 588.746 | bal_1P_2AC | 8102801 | no | no |  |  | no |  |  | 0 | 0 | 0 | 0
oh_line_8102801_201014498 |  | AD | node_8102801_201014497 | node_8102801_201014498 | 623.809 | bal_1P_2AC | 8102801 | no | no |  |  | no |  |  | 0 | 0 | 0 | 0
oh_line_8102801_201016067 |  | AD | node_8102801_201016067 | node_8102801_200887758 | 271.353 | bal_1P_1/0AA | 8102801 | no | no |  |  | no |  |  | 0 | 0 | 0 | 0
oh_line_8102801_201016068-1 |  | AD | node_8102801_311900109 | node_8102801_201016068 | 215.129 | bal_1P_1/0AA | 8102801 | no | no |  |  | no |  |  | 0 | 0 | 0 | 0
oh_line_8102801_201016068-2 |  | AD | node_8102801_201016068 | node_8102801_201016067 | 291.923 | bal_1P_1/0AA | 8102801 | no | no |  |  | no |  |  | 0 | 0 | 0 | 0
oh_line_8102801_201016069 |  | AD | node_8102801_201016068 | node_8102801_201016069 | 214.44 | bal_1P_1/0AA | 8102801 | no | no |  |  | no |  |  | 0 | 0 | 0 | 0
oh_line_8102801_201017083 |  | AD | node_8102801_200903632 | node_8102801_201017083 | 458.482 | bal_1P_8DCW | 8102801 | no | no |  |  | no |  |  | 0 | 0 | 0 | 0
oh_line_8102801_201017085 |  | AD | node_8102801_201017083 | node_8102801_201017085 | 289.83 | bal_1P_1/0AA | 8102801 | no | no |  |  | no |  |  | 0 | 0 | 0 | 0
oh_line_8102801_201021357 |  | AD | node_8102801_201021358 | node_8102801_201021357 | 147.856 | bal_1P_1/0AA | 8102801 | no | no |  |  | no |  |  | 0 | 0 | 0 | 0
oh_line_8102801_201021358 |  | AD | node_8102801_200887372 | node_8102801_201021358 | 244.502 | bal_1P_1/0AA | 8102801 | no | no |  |  | no |  |  | 0 | 0 | 0 | 0
oh_line_8102801_201021359 |  | AD | node_8102801_200903759 | node_8102801_201021359 | 221.049 | bal_1P_3-104CW | 8102801 | no | no |  |  | no |  |  | 0 | 0 | 0 | 0
oh_line_8102801_201023402 |  | AD | node_8102801_200887637 | node_8102801_201023402 | 429.978 | bal_1P_2AC | 8102801 | no | no |  |  | no |  |  | 0 | 0 | 0 | 0
oh_line_8102801_201027955 |  | AD | node_8102801_200904425 | node_8102801_201027955 | 371.635 | bal_1P_2AC | 8102801 | no | no |  |  | no |  |  | 0 | 0 | 0 | 0
oh_line_8102801_201037391 |  | ABCN | node_8102801_310054533 | node_8102801_201037391 | 58.784 | bal_3P_4/0AA_4/0AA(N) | 8102801 | no | no |  |  | no |  |  | 0 | 0 | 0 | 0
oh_line_8102801_201037393 |  | ABCN | node_8102801_201037391 | node_intto1_8102801_201037393 | 39.809 | bal_3P_477AL_4/0AL(N) | 8102801 | no | no |  |  | no |  |  | 0 | 0 | 0 | 0
oh_line_8102801_201037695 |  | ABCN | node_8102801_201037391 | node_intto1_8102801_201037695 | 37.132 | bal_3P_4/0AA_4/0AA(N) | 8102801 | no | no |  |  | no |  |  | 0 | 0 | 0 | 0
oh_line_8102801_201038475 |  | AD | node_8102801_200904294 | node_8102801_201038475 | 179.31 | bal_1P_1/0AA | 8102801 | no | no |  |  | no |  |  | 0 | 0 | 0 | 0
oh_line_8102801_201042217 |  | ABCN | node_8102801_200904590 | node_8102801_201042217 | 191.632 | bal_3P_1/0AA_1/0AA(N) | 8102801 | no | no |  |  | no |  |  | 0 | 0 | 0 | 0
oh_line_8102801_201042218 |  | ABCN | node_8102801_201042217 | node_intto1_8102801_201042218 | 161.939 | bal_3P_1/0AA_1/0AA(N) | 8102801 | no | no |  |  | no |  |  | 0 | 0 | 0 | 0
oh_line_8102801_201042545 |  | AD | node_8102801_200887562 | node_8102801_201042545 | 230.712 | bal_1P_2AC | 8102801 | no | no |  |  | no |  |  | 0 | 0 | 0 | 0
oh_line_8102801_201044227 |  | AN | node_8102801_200904720 | node_8102801_201044227 | 623.934 | bal_1P_WYECUST | 8102801 | no | no |  |  | no |  |  | 0 | 0 | 0 | 0
oh_line_8102801_201045660 |  | AN | node_8102801_201052766 | node_8102801_201045660 | 360.165 | bal_1P_DELTACUST | 8102801 | no | no |  |  | no |  |  | 0 | 0 | 0 | 0
oh_line_8102801_201046374 |  | AD | node_8102801_200887404 | node_8102801_201046374 | 647.478 | bal_1P_1/0AA | 8102801 | no | no |  |  | no |  |  | 0 | 0 | 0 | 0
oh_line_8102801_201046865 |  | AD | node_8102801_200904814 | node_8102801_201046865 | 269.792 | bal_1P_1/0AA | 8102801 | no | no |  |  | no |  |  | 0 | 0 | 0 | 0
oh_line_8102801_201047206 |  | AN | node_8102801_201047756 | node_8102801_201047206 | 589.417 | bal_1P_1/0AC_1/0AC(N) | 8102801 | no | no |  |  | no |  |  | 0 | 0 | 0 | 0
oh_line_8102801_201047439 |  | AN | node_8102801_201054476 | node_8102801_201047439 | 644.986 | bal_1P_WYECUST | 8102801 | no | no |  |  | no |  |  | 0 | 0 | 0 | 0
oh_line_8102801_201047443 |  | AD | node_8102801_200903809 | node_8102801_201047443 | 325.352 | bal_1P_1/0AA | 8102801 | no | no |  |  | no |  |  | 0 | 0 | 0 | 0
oh_line_8102801_201047575 |  | AD | node_8102801_200903703 | node_8102801_201047575 | 264.501 | bal_1P_1/0AA | 8102801 | no | no |  |  | no |  |  | 0 | 0 | 0 | 0
oh_line_8102801_201047756 |  | AN | node_8102801_200904734 | node_8102801_201047756 | 366.724 | bal_1P_1/0AC_1/0AC(N) | 8102801 | no | no |  |  | no |  |  | 0 | 0 | 0 | 0
oh_line_8102801_201048922 |  | AD | node_8102801_200905455 | node_8102801_201048922 | 111.511 | bal_1P_1/0AA | 8102801 | no | no |  |  | no |  |  | 0 | 0 | 0 | 0
oh_line_8102801_201052766 |  | AD | node_8102801_200905312 | node_8102801_201052766 | 178.324 | bal_1P_1/0AA | 8102801 | no | no |  |  | no |  |  | 0 | 0 | 0 | 0
oh_line_8102801_201054476 |  | AN | node_8102801_200905445 | node_8102801_201054476 | 276.306 | bal_1P_1/0AA_1/0AA(N) | 8102801 | no | no |  |  | no |  |  | 0 | 0 | 0 | 0
oh_line_8102801_201055847 |  | AD | node_8102801_200904028 | node_8102801_201055847 | 373.19 | bal_1P_4CU | 8102801 | no | no |  |  | no |  |  | 0 | 0 | 0 | 0
oh_line_8102801_201056330 |  | AD | node_8102801_200887544 | node_8102801_201056330 | 211.268 | bal_1P_2AC | 8102801 | no | no |  |  | no |  |  | 0 | 0 | 0 | 0
oh_line_8102801_201058255 |  | AD | node_8102801_200887512 | node_8102801_201058255 | 206.331 | bal_1P_2AC | 8102801 | no | no |  |  | no |  |  | 0 | 0 | 0 | 0
oh_line_8102801_201060314 |  | AD | node_8102801_200903729 | node_8102801_201060314 | 325.045 | bal_1P_2AC | 8102801 | no | no |  |  | no |  |  | 0 | 0 | 0 | 0
oh_line_8102801_201060315 |  | AD | node_8102801_200904646 | node_8102801_201060315 | 296.765 | bal_1P_2AC | 8102801 | no | no |  |  | no |  |  | 0 | 0 | 0 | 0
oh_line_8102801_201060318 |  | AD | node_8102801_200903726 | node_8102801_201060318 | 545.63 | bal_1P_2AC | 8102801 | no | no |  |  | no |  |  | 0 | 0 | 0 | 0
oh_line_8102801_201060319 |  | AD | node_8102801_200903608 | node_8102801_201060319 | 258.198 | bal_1P_8DCW | 8102801 | no | no |  |  | no |  |  | 0 | 0 | 0 | 0
oh_line_8102801_201060323 |  | AD | node_8102801_200904640 | node_8102801_201060323 | 666.814 | bal_1P_4CU | 8102801 | no | no |  |  | no |  |  | 0 | 0 | 0 | 0
oh_line_8102801_201060324 |  | AD | node_8102801_200903655 | node_8102801_201060324 | 362.112 | bal_1P_2AC | 8102801 | no | no |  |  | no |  |  | 0 | 0 | 0 | 0
oh_line_8102801_201060325 |  | AD | node_8102801_200904297 | node_8102801_201060325 | 273.401 | bal_1P_2AC | 8102801 | no | no |  |  | no |  |  | 0 | 0 | 0 | 0
oh_line_8102801_201063176 |  | AD | node_8102801_200905457 | node_8102801_201063176 | 149.766 | bal_1P_1/0AA | 8102801 | no | no |  |  | no |  |  | 0 | 0 | 0 | 0
oh_line_8102801_201063177 |  | AD | node_8102801_201003752 | node_8102801_201063177 | 476.471 | bal_1P_2AC | 8102801 | no | no |  |  | no |  |  | 0 | 0 | 0 | 0
oh_line_8102801_201063178 |  | AD | node_8102801_200903815 | node_8102801_201063178 | 298.845 | bal_1P_2AC | 8102801 | no | no |  |  | no |  |  | 0 | 0 | 0 | 0
oh_line_8102801_201063179 |  | AD | node_8102801_200905453 | node_8102801_201063179 | 260.887 | bal_1P_8DCW | 8102801 | no | no |  |  | no |  |  | 0 | 0 | 0 | 0
oh_line_8102801_310010694 |  | AD | node_8102801_200904623 | node_8102801_310010694 | 151.927 | bal_1P_1/0AC | 8102801 | no | no |  |  | no |  |  | 0 | 0 | 0 | 0
oh_line_8102801_310010932 |  | AD | node_8102801_200904022 | node_8102801_310010932 | 56.866 | bal_1P_2AC | 8102801 | no | no |  |  | no |  |  | 0 | 0 | 0 | 0
oh_line_8102801_310010937 |  | AD | node_8102801_200904022 | node_8102801_310010937 | 64.808 | bal_1P_2AC | 8102801 | no | no |  |  | no |  |  | 0 | 0 | 0 | 0
oh_line_8102801_310010956 |  | AN | node_8102801_310010958 | node_8102801_310010956 | 294.411 | bal_1P_4/0AL_4/0AL(N) | 8102801 | no | no |  |  | no |  |  | 0 | 0 | 0 | 0
oh_line_8102801_310010957 |  | AN | node_8102801_310010956 | node_8102801_310010957 | 230.719 | bal_1P_4/0AL_4/0AL(N) | 8102801 | no | no |  |  | no |  |  | 0 | 0 | 0 | 0
oh_line_8102801_310010958 |  | AN | node_8102801_200904723 | node_8102801_310010958 | 91.573 | bal_1P_4/0AL_4/0AL(N) | 8102801 | no | no |  |  | no |  |  | 0 | 0 | 0 | 0
oh_line_8102801_310010961 |  | AN | node_8102801_200904673 | node_8102801_310010961 | 23.184 | bal_1P_477AL_477AL(N) | 8102801 | no | no |  |  | no |  |  | 0 | 0 | 0 | 0
oh_line_8102801_310011573 |  | AN | node_8102801_200887749 | node_8102801_310011573 | 200.254 | bal_1P_DELTACUST | 8102801 | no | no |  |  | no |  |  | 0 | 0 | 0 | 0
oh_line_8102801_310011580 |  | AN | node_8102801_200893554 | node_8102801_310011580 | 276.585 | bal_1P_477AL_477AL(N) | 8102801 | no | no |  |  | no |  |  | 0 | 0 | 0 | 0
oh_line_8102801_310011581 |  | AN | node_8102801_200893554 | node_8102801_310011581 | 273.916 | bal_1P_477AL_477AL(N) | 8102801 | no | no |  |  | no |  |  | 0 | 0 | 0 | 0
oh_line_8102801_310011582 |  | AN | node_8102801_200893554 | node_8102801_310011582 | 272.586 | bal_1P_4/0AL_4/0AL(N) | 8102801 | no | no |  |  | no |  |  | 0 | 0 | 0 | 0
oh_line_8102801_310011636 |  | AD | node_8102801_200904486 | node_8102801_310011636 | 236.963 | bal_1P_1/0AA | 8102801 | no | no |  |  | no |  |  | 0 | 0 | 0 | 0
oh_line_8102801_310011637 |  | AD | node_8102801_310011636 | node_8102801_310011637 | 269.609 | bal_1P_1/0AA | 8102801 | no | no |  |  | no |  |  | 0 | 0 | 0 | 0
oh_line_8102801_310011638 |  | AD | node_8102801_310011637 | node_8102801_310011638 | 270.679 | bal_1P_1/0AA | 8102801 | no | no |  |  | no |  |  | 0 | 0 | 0 | 0
oh_line_8102801_310011639 |  | AD | node_8102801_310011638 | node_8102801_310011639 | 272.769 | bal_1P_1/0AA | 8102801 | no | no |  |  | no |  |  | 0 | 0 | 0 | 0
oh_line_8102801_310011659 |  | AD | node_8102801_310011639 | node_8102801_310011659 | 1794.297 | bal_1P_1/0AA | 8102801 | no | no |  |  | no |  |  | 0 | 0 | 0 | 0
oh_line_8102801_310011663 |  | ABCD | node_8102801_200904770 | node_8102801_310011663 | 62.174 | bal_3P_1/0AC | 8102801 | no | no |  |  | no |  |  | 0 | 0 | 0 | 0
oh_line_8102801_310011667 |  | AN | node_8102801_200893549 | node_8102801_310011667 | 895.846 | bal_1P_477AL_4/0AL(N) | 8102801 | no | no |  |  | no |  |  | 0 | 0 | 0 | 0
oh_line_8102801_310011668 |  | AN | node_8102801_200893549 | node_8102801_310011668 | 904.818 | bal_1P_477AL_4/0AL(N) | 8102801 | no | no |  |  | no |  |  | 0 | 0 | 0 | 0
oh_line_8102801_310011669 |  | AN | node_8102801_200893549 | node_8102801_310011669 | 903.669 | bal_1P_477AL_4/0AL(N) | 8102801 | no | no |  |  | no |  |  | 0 | 0 | 0 | 0
oh_line_8102801_310051551 |  | AD | node_8102801_200904501 | node_8102801_310051551 | 440.943 | bal_1P_2AC | 8102801 | no | no |  |  | no |  |  | 0 | 0 | 0 | 0
oh_line_8102801_310054532 |  | ABCN | node_SOURCE_8102801 | node_8102801_310054532 | 176.221 | bal_3P_477AL_477AL(N) | 8102801 | no | no |  |  | no |  |  | 0 | 0 | 0 | 0
oh_line_8102801_310054533 |  | ABCN | node_8102801_310054532 | node_8102801_310054533 | 165.113 | bal_3P_477AL_4/0AL(N) | 8102801 | no | no |  |  | no |  |  | 0 | 0 | 0 | 0
oh_line_8102801_310056402 |  | AN | node_8102801_201044227 | node_8102801_310056402 | 195.503 | bal_1P_WYECUST | 8102801 | no | no |  |  | no |  |  | 0 | 0 | 0 | 0
oh_line_8102801_311851823 |  | AN | node_8102801_200905506 | node_8102801_311851823 | 210.033 | bal_1P_1/0AA_1/0AA(N) | 8102801 | no | no |  |  | no |  |  | 0 | 0 | 0 | 0
oh_line_8102801_311851826 |  | AN | node_8102801_311851823 | node_8102801_311851826 | 284.964 | bal_1P_1/0AA_1/0AA(N) | 8102801 | no | no |  |  | no |  |  | 0 | 0 | 0 | 0
oh_line_8102801_311851828 |  | AN | node_8102801_311851826 | node_8102801_311851828 | 251.501 | bal_1P_1/0AA_1/0AA(N) | 8102801 | no | no |  |  | no |  |  | 0 | 0 | 0 | 0
oh_line_8102801_311879467 |  | AN | node_8102801_200905154 | node_8102801_311879467 | 109.962 | bal_1P_1/0AA_1/0AA(N) | 8102801 | no | no |  |  | no |  |  | 0 | 0 | 0 | 0
oh_line_8102801_311879468 |  | AN | node_8102801_311879467 | node_8102801_311879468 | 203.978 | bal_1P_1/0AA_1/0AA(N) | 8102801 | no | no |  |  | no |  |  | 0 | 0 | 0 | 0
oh_line_8102801_311899960 |  | AD | node_8102801_200905042 | node_8102801_311899960 | 94.46 | bal_1P_1/0AA | 8102801 | no | no |  |  | no |  |  | 0 | 0 | 0 | 0
oh_line_8102801_311900106 |  | AD | node_8102801_200887595 | node_8102801_311900106 | 191.581 | bal_1P_1/0AA | 8102801 | no | no |  |  | no |  |  | 0 | 0 | 0 | 0
oh_line_8102801_311900107 |  | AD | node_8102801_311900106 | node_8102801_311900107 | 278.163 | bal_1P_1/0AA | 8102801 | no | no |  |  | no |  |  | 0 | 0 | 0 | 0
oh_line_8102801_311900108 |  | AD | node_8102801_311900107 | node_8102801_311900108 | 281.285 | bal_1P_1/0AA | 8102801 | no | no |  |  | no |  |  | 0 | 0 | 0 | 0
oh_line_8102801_311900109 |  | AD | node_8102801_311900108 | node_8102801_311900109 | 271.074 | bal_1P_1/0AA | 8102801 | no | no |  |  | no |  |  | 0 | 0 | 0 | 0
oh_line_8102801_311901981 |  | AD | node_8102801_200904367 | node_8102801_311901981 | 58.643 | bal_1P_1/0AA | 8102801 | no | no |  |  | no |  |  | 0 | 0 | 0 | 0
oh_line_8102801_311911758-1 |  | AN | node_220465522 | node_8102801_311911758 | 6.108 | bal_1P_1/0AC_1/0AA(N) | 8102801 | no | no |  |  | no |  |  | 0 | 0 | 0 | 0
oh_line_8102801_311911758-2 |  | AN | node_220387094 | node_intto1_220465522 | 5.24 | bal_1P_1/0AC_1/0AA(N) | 8102801 | no | no |  |  | no |  |  | 0 | 0 | 0 | 0
oh_line_8102801_311911758-3 |  | AN | node_8102801_200904330 | node_intto1_220387094 | 14.066 | bal_1P_1/0AC_1/0AA(N) | 8102801 | no | no |  |  | no |  |  | 0 | 0 | 0 | 0
oh_line_8102801_311911842-1 |  | AN | node_8102801_200904112 | node_intto1_220387104 | 13.314 | bal_1P_4/0AC_4/0AC(N) | 8102801 | no | no |  |  | no |  |  | 0 | 0 | 0 | 0
oh_line_8102801_311911842-2 |  | AN | node_220387104 | node_intto1_220463510 | 4.42 | bal_1P_4/0AC_4/0AC(N) | 8102801 | no | no |  |  | no |  |  | 0 | 0 | 0 | 0
oh_line_8102801_311911842-3 |  | AN | node_220463510 | node_8102801_311911842 | 5.493 | bal_1P_4/0AC_4/0AC(N) | 8102801 | no | no |  |  | no |  |  | 0 | 0 | 0 | 0
oh_line_8102801_311922015 |  | AD | node_8102801_200903813 | node_8102801_311922015 | 337.233 | bal_1P_2AC | 8102801 | no | no |  |  | no |  |  | 0 | 0 | 0 | 0
oh_line_8102801_311923221 |  | AD | node_8102801_200904924 | node_8102801_311923221 | 28.002 | bal_1P_1/0AA | 8102801 | no | no |  |  | no |  |  | 0 | 0 | 0 | 0
oh_line_8102801_311923223 |  | AD | node_8102801_311923221 | node_8102801_311923223 | 124.983 | bal_1P_1/0AA | 8102801 | no | no |  |  | no |  |  | 0 | 0 | 0 | 0
oh_line_8102801_311933176 |  | AD | node_8102801_200904449 | node_8102801_311933176 | 113.295 | bal_1P_1/0AA | 8102801 | no | no |  |  | no |  |  | 0 | 0 | 0 | 0
oh_line_8102801_312013075 |  | AD | node_8102801_201056330 | node_8102801_312013075 | 248.611 | bal_1P_2AC | 8102801 | no | no |  |  | no |  |  | 0 | 0 | 0 | 0
oh_line_8102801_312041386 |  | AD | node_8102801_200904506 | node_8102801_312041386 | 63.15 | bal_1P_1/0AA | 8102801 | no | no |  |  | no |  |  | 0 | 0 | 0 | 0
oh_line_8102801_312074502 |  | ABCN | node_8102801_200941185 | node_8102801_312074502 | 95.708 | bal_3P_1/0AA_1/0AA(N) | 8102801 | no | no |  |  | no |  |  | 0 | 0 | 0 | 0
oh_line_8102801_312074503 |  | ABCN | node_8102801_312074502 | node_8102801_312074503 | 93.154 | bal_3P_1/0AA_1/0AA(N) | 8102801 | no | no |  |  | no |  |  | 0 | 0 | 0 | 0
oh_line_8102801_312099153 |  | AD | node_8102801_200887534 | node_8102801_312099153 | 218.507 | bal_1P_2AC | 8102801 | no | no |  |  | no |  |  | 0 | 0 | 0 | 0
oh_line_8102801_312099164 |  | AD | node_8102801_200887534 | node_intto1_8102801_312099164 | 256.643 | bal_1P_1/0AA | 8102801 | no | no |  |  | no |  |  | 0 | 0 | 0 | 0
oh_line_8102801_312099165 |  | AD | node_8102801_312099164 | node_8102801_312099165 | 240.399 | bal_1P_1/0AA | 8102801 | no | no |  |  | no |  |  | 0 | 0 | 0 | 0
oh_line_8102801_312104746 |  | AD | node_8102801_200903723 | node_8102801_312104746 | 315.57 | bal_1P_2AC | 8102801 | no | no |  |  | no |  |  | 0 | 0 | 0 | 0
oh_line_8102801_312114683 |  | AD | node_8102801_200905530 | node_8102801_312114683 | 283.139 | bal_1P_1/0AA | 8102801 | no | no |  |  | no |  |  | 0 | 0 | 0 | 0
oh_line_8102801_312129581 |  | AD | node_8102801_200904941 | node_8102801_312129581 | 190.126 | bal_1P_2AC | 8102801 | no | no |  |  | no |  |  | 0 | 0 | 0 | 0
oh_line_TAP_OH_913170 |  | AN | node_8102801_200887374 | node_1242508_861_15273850_023 | 0.033 | unb_TAPWIRE_OH | 8102801 | no | no |  |  | no |  |  | 0 | 0 | 0 | 0
oh_line_TAP_OH_913171 |  | AN | node_8102801_200887377 | node_1242172_061_15273663_375 | 0.033 | unb_TAPWIRE_OH | 8102801 | no | no |  |  | no |  |  | 0 | 0 | 0 | 0
oh_line_TAP_OH_913172 |  | AN | node_8102801_200887378 | node_1242009_049_15273483_352 | 0.033 | unb_TAPWIRE_OH | 8102801 | no | no |  |  | no |  |  | 0 | 0 | 0 | 0
oh_line_TAP_OH_913173 |  | AN | node_8102801_200887381 | node_1241580_41_15273332_521 | 0.033 | unb_TAPWIRE_OH | 8102801 | no | no |  |  | no |  |  | 0 | 0 | 0 | 0
oh_line_TAP_OH_913174 |  | AN | node_8102801_200887382 | node_1241604_422_15273036_504 | 0.033 | unb_TAPWIRE_OH | 8102801 | no | no |  |  | no |  |  | 0 | 0 | 0 | 0
oh_line_TAP_OH_913175 |  | AN | node_8102801_200887383 | node_1241439_029_15272832_837 | 0.033 | unb_TAPWIRE_OH | 8102801 | no | no |  |  | no |  |  | 0 | 0 | 0 | 0
oh_line_TAP_OH_913176 |  | AN | node_8102801_200887385 | node_1241604_597_15272692_289 | 0.033 | unb_TAPWIRE_OH | 8102801 | no | no |  |  | no |  |  | 0 | 0 | 0 | 0
oh_line_TAP_OH_913177 |  | AN | node_8102801_200887387 | node_1245857_561_15274911_99 | 0.033 | unb_TAPWIRE_OH | 8102801 | no | no |  |  | no |  |  | 0 | 0 | 0 | 0
oh_line_TAP_OH_913178 |  | AN | node_8102801_200887390 | node_1240901_785_15272428_281 | 0.033 | unb_TAPWIRE_OH | 8102801 | no | no |  |  | no |  |  | 0 | 0 | 0 | 0
oh_line_TAP_OH_913179 |  | AN | node_8102801_200887399 | node_1243603_409_15274894_561 | 0.033 | unb_TAPWIRE_OH | 8102801 | no | no |  |  | no |  |  | 0 | 0 | 0 | 0
oh_line_TAP_OH_913180 |  | AN | node_8102801_200887404 | node_1247778_132_15279186_606 | 0.033 | unb_TAPWIRE_OH | 8102801 | no | no |  |  | no |  |  | 0 | 0 | 0 | 0
oh_line_TAP_OH_913181 |  | AN | node_8102801_200887405 | node_1247138_527_15279506_861 | 0.033 | unb_TAPWIRE_OH | 8102801 | no | no |  |  | no |  |  | 0 | 0 | 0 | 0
oh_line_TAP_OH_913182 |  | AN | node_8102801_200887406 | node_1247101_208_15279973_964 | 0.033 | unb_TAPWIRE_OH | 8102801 | no | no |  |  | no |  |  | 0 | 0 | 0 | 0
oh_line_TAP_OH_913183 |  | AN | node_8102801_200887409 | node_1247187_521_15280428_875 | 0.033 | unb_TAPWIRE_OH | 8102801 | no | no |  |  | no |  |  | 0 | 0 | 0 | 0
oh_line_TAP_OH_913184 |  | AN | node_8102801_200887410 | node_1247181_169_15280632_389 | 0.033 | unb_TAPWIRE_OH | 8102801 | no | no |  |  | no |  |  | 0 | 0 | 0 | 0
oh_line_TAP_OH_913185 |  | AN | node_8102801_200887412 | node_1247008_145_15280933_482 | 0.033 | unb_TAPWIRE_OH | 8102801 | no | no |  |  | no |  |  | 0 | 0 | 0 | 0
oh_line_TAP_OH_913186 |  | AN | node_8102801_200887416 | node_1247066_999_15277183_949 | 0.033 | unb_TAPWIRE_OH | 8102801 | no | no |  |  | no |  |  | 0 | 0 | 0 | 0
oh_line_TAP_OH_913187 |  | AN | node_8102801_200887418 | node_1246710_043_15276850_977 | 0.033 | unb_TAPWIRE_OH | 8102801 | no | no |  |  | no |  |  | 0 | 0 | 0 | 0
oh_line_TAP_OH_913188 |  | AN | node_8102801_200887419 | node_1247080_512_15277541_139 | 0.033 | unb_TAPWIRE_OH | 8102801 | no | no |  |  | no |  |  | 0 | 0 | 0 | 0
oh_line_TAP_OH_913189 |  | AN | node_8102801_200887421 | node_1247049_171_15277905_525 | 0.033 | unb_TAPWIRE_OH | 8102801 | no | no |  |  | no |  |  | 0 | 0 | 0 | 0
oh_line_TAP_OH_913190 |  | AN | node_8102801_200887425 | node_1246416_111_15277817_516 | 0.033 | unb_TAPWIRE_OH | 8102801 | no | no |  |  | no |  |  | 0 | 0 | 0 | 0
oh_line_TAP_OH_913191 |  | AN | node_8102801_200887426 | node_1245275_6_15279579_943 | 0.033 | unb_TAPWIRE_OH | 8102801 | no | no |  |  | no |  |  | 0 | 0 | 0 | 0
oh_line_TAP_OH_913192 |  | AN | node_8102801_200887428 | node_1246171_274_15277474_935 | 0.033 | unb_TAPWIRE_OH | 8102801 | no | no |  |  | no |  |  | 0 | 0 | 0 | 0
oh_line_TAP_OH_913193 |  | AN | node_8102801_200887430 | node_1246094_312_15278062_256 | 0.033 | unb_TAPWIRE_OH | 8102801 | no | no |  |  | no |  |  | 0 | 0 | 0 | 0
oh_line_TAP_OH_913194 |  | AN | node_8102801_200887434 | node_1245727_007_15278857_475 | 0.033 | unb_TAPWIRE_OH | 8102801 | no | no |  |  | no |  |  | 0 | 0 | 0 | 0
oh_line_TAP_OH_913195 |  | AN | node_8102801_200887436 | node_1245613_804_15279126_706 | 0.033 | unb_TAPWIRE_OH | 8102801 | no | no |  |  | no |  |  | 0 | 0 | 0 | 0
oh_line_TAP_OH_913196 |  | AN | node_8102801_200887439 | node_1245137_204_15279313_746 | 0.033 | unb_TAPWIRE_OH | 8102801 | no | no |  |  | no |  |  | 0 | 0 | 0 | 0
oh_line_TAP_OH_913197 |  | AN | node_8102801_200887442 | node_1242612_889_15278030_843 | 0.033 | unb_TAPWIRE_OH | 8102801 | no | no |  |  | no |  |  | 0 | 0 | 0 | 0
oh_line_TAP_OH_913198 |  | AN | node_8102801_200887446 | node_1241874_338_15279029_718 | 0.033 | unb_TAPWIRE_OH | 8102801 | no | no |  |  | no |  |  | 0 | 0 | 0 | 0
oh_line_TAP_OH_913199 |  | AN | node_8102801_200887449 | node_1241534_183_15279550_84 | 0.033 | unb_TAPWIRE_OH | 8102801 | no | no |  |  | no |  |  | 0 | 0 | 0 | 0
oh_line_TAP_OH_913200 |  | AN | node_8102801_200887451 | node_1241469_265_15279854_987 | 0.033 | unb_TAPWIRE_OH | 8102801 | no | no |  |  | no |  |  | 0 | 0 | 0 | 0
oh_line_TAP_OH_913201 |  | AN | node_8102801_200887454 | node_1241447_877_15280535_194 | 0.033 | unb_TAPWIRE_OH | 8102801 | no | no |  |  | no |  |  | 0 | 0 | 0 | 0
oh_line_TAP_OH_913202 |  | AN | node_8102801_200887455 | node_1241433_842_15280831_888 | 0.033 | unb_TAPWIRE_OH | 8102801 | no | no |  |  | no |  |  | 0 | 0 | 0 | 0
oh_line_TAP_OH_913203 |  | AN | node_8102801_200887456 | node_1241422_086_15281120_044 | 0.033 | unb_TAPWIRE_OH | 8102801 | no | no |  |  | no |  |  | 0 | 0 | 0 | 0
oh_line_TAP_OH_913204 |  | AN | node_8102801_200887457 | node_1241350_479_15281326_988 | 0.033 | unb_TAPWIRE_OH | 8102801 | no | no |  |  | no |  |  | 0 | 0 | 0 | 0
oh_line_TAP_OH_913205 |  | AN | node_8102801_200887459 | node_1241434_194_15281700_903 | 0.033 | unb_TAPWIRE_OH | 8102801 | no | no |  |  | no |  |  | 0 | 0 | 0 | 0
oh_line_TAP_OH_913206 |  | AN | node_8102801_200887461 | node_1241369_272_15281942_259 | 0.033 | unb_TAPWIRE_OH | 8102801 | no | no |  |  | no |  |  | 0 | 0 | 0 | 0
oh_line_TAP_OH_913207 |  | AN | node_8102801_200887463 | node_1240879_072_15282184_569 | 0.033 | unb_TAPWIRE_OH | 8102801 | no | no |  |  | no |  |  | 0 | 0 | 0 | 0
oh_line_TAP_OH_913208 |  | AN | node_8102801_200887477 | node_1251255_457_15271684_328 | 0.033 | unb_TAPWIRE_OH | 8102801 | no | no |  |  | no |  |  | 0 | 0 | 0 | 0
oh_line_TAP_OH_913209 |  | AN | node_8102801_200887478 | node_1251323_435_15271416_154 | 0.033 | unb_TAPWIRE_OH | 8102801 | no | no |  |  | no |  |  | 0 | 0 | 0 | 0
oh_line_TAP_OH_913210 |  | AN | node_8102801_200887482 | node_1250746_734_15272360_852 | 0.033 | unb_TAPWIRE_OH | 8102801 | no | no |  |  | no |  |  | 0 | 0 | 0 | 0
oh_line_TAP_OH_913211 |  | AN | node_8102801_200887483 | node_1250450_384_15272422_613 | 0.033 | unb_TAPWIRE_OH | 8102801 | no | no |  |  | no |  |  | 0 | 0 | 0 | 0
oh_line_TAP_OH_913212 |  | AN | node_8102801_200887484 | node_1250261_708_15272655_62 | 0.033 | unb_TAPWIRE_OH | 8102801 | no | no |  |  | no |  |  | 0 | 0 | 0 | 0
oh_line_TAP_OH_913213 |  | AN | node_8102801_200887485 | node_1250099_861_15272777_833 | 0.033 | unb_TAPWIRE_OH | 8102801 | no | no |  |  | no |  |  | 0 | 0 | 0 | 0
oh_line_TAP_OH_913214 |  | AN | node_8102801_200887488 | node_1249879_04_15272928_597 | 0.033 | unb_TAPWIRE_OH | 8102801 | no | no |  |  | no |  |  | 0 | 0 | 0 | 0
oh_line_TAP_OH_913215 |  | AN | node_8102801_200887490 | node_1250034_047_15273244_789 | 0.033 | unb_TAPWIRE_OH | 8102801 | no | no |  |  | no |  |  | 0 | 0 | 0 | 0
oh_line_TAP_OH_913216 |  | AN | node_8102801_200887492 | node_1249746_898_15273210_985 | 0.033 | unb_TAPWIRE_OH | 8102801 | no | no |  |  | no |  |  | 0 | 0 | 0 | 0
oh_line_TAP_OH_913217 |  | AN | node_8102801_200887493 | node_1249414_882_15273277_822 | 0.033 | unb_TAPWIRE_OH | 8102801 | no | no |  |  | no |  |  | 0 | 0 | 0 | 0
oh_line_TAP_OH_913218 |  | AN | node_8102801_200887496 | node_1249336_65_15273114_773 | 0.033 | unb_TAPWIRE_OH | 8102801 | no | no |  |  | no |  |  | 0 | 0 | 0 | 0
oh_line_TAP_OH_913219 |  | AN | node_8102801_200887498 | node_1248826_991_15273503_953 | 0.033 | unb_TAPWIRE_OH | 8102801 | no | no |  |  | no |  |  | 0 | 0 | 0 | 0
oh_line_TAP_OH_913220 |  | AN | node_8102801_200887500 | node_1248627_175_15273576_205 | 0.033 | unb_TAPWIRE_OH | 8102801 | no | no |  |  | no |  |  | 0 | 0 | 0 | 0
oh_line_TAP_OH_913221 |  | AN | node_8102801_200887501 | node_1248402_378_15273597_433 | 0.033 | unb_TAPWIRE_OH | 8102801 | no | no |  |  | no |  |  | 0 | 0 | 0 | 0
oh_line_TAP_OH_913222 |  | AN | node_8102801_200887504 | node_1247906_394_15273567_82 | 0.033 | unb_TAPWIRE_OH | 8102801 | no | no |  |  | no |  |  | 0 | 0 | 0 | 0
oh_line_TAP_OH_913223 |  | AN | node_8102801_200887512 | node_1246968_11_15273424_897 | 0.033 | unb_TAPWIRE_OH | 8102801 | no | no |  |  | no |  |  | 0 | 0 | 0 | 0
oh_line_TAP_OH_913224 |  | AN | node_8102801_200887519 | node_1245863_781_15273109_377 | 0.033 | unb_TAPWIRE_OH | 8102801 | no | no |  |  | no |  |  | 0 | 0 | 0 | 0
oh_line_TAP_OH_913225 |  | AN | node_8102801_200887521 | node_1245480_836_15273201_131 | 0.033 | unb_TAPWIRE_OH | 8102801 | no | no |  |  | no |  |  | 0 | 0 | 0 | 0
oh_line_TAP_OH_913226 |  | AN | node_8102801_200887527 | node_1244404_947_15272202_87 | 0.033 | unb_TAPWIRE_OH | 8102801 | no | no |  |  | no |  |  | 0 | 0 | 0 | 0
oh_line_TAP_OH_913227 |  | AN | node_8102801_200887529 | node_1244027_431_15271879_16 | 0.033 | unb_TAPWIRE_OH | 8102801 | no | no |  |  | no |  |  | 0 | 0 | 0 | 0
oh_line_TAP_OH_913230 |  | AN | node_8102801_200887540 | node_1242579_565_15270776_175 | 0.033 | unb_TAPWIRE_OH | 8102801 | no | no |  |  | no |  |  | 0 | 0 | 0 | 0
oh_line_TAP_OH_913231 |  | AN | node_8102801_200887543 | node_1242111_316_15270041_939 | 0.033 | unb_TAPWIRE_OH | 8102801 | no | no |  |  | no |  |  | 0 | 0 | 0 | 0
oh_line_TAP_OH_913232 |  | AN | node_8102801_200887544 | node_1242084_584_15269765_288 | 0.033 | unb_TAPWIRE_OH | 8102801 | no | no |  |  | no |  |  | 0 | 0 | 0 | 0
oh_line_TAP_OH_913233 |  | AN | node_8102801_200887546 | node_1241771_653_15269265_228 | 0.033 | unb_TAPWIRE_OH | 8102801 | no | no |  |  | no |  |  | 0 | 0 | 0 | 0
oh_line_TAP_OH_913234 |  | AN | node_8102801_200887547 | node_1241929_821_15268867_555 | 0.033 | unb_TAPWIRE_OH | 8102801 | no | no |  |  | no |  |  | 0 | 0 | 0 | 0
oh_line_TAP_OH_913235 |  | AN | node_8102801_200887550 | node_1242191_625_15268277_613 | 0.033 | unb_TAPWIRE_OH | 8102801 | no | no |  |  | no |  |  | 0 | 0 | 0 | 0
oh_line_TAP_OH_913236 |  | AN | node_8102801_200887555 | node_1242397_067_15267713_78 | 0.033 | unb_TAPWIRE_OH | 8102801 | no | no |  |  | no |  |  | 0 | 0 | 0 | 0
oh_line_TAP_OH_913237 |  | AN | node_8102801_200887561 | node_1242548_886_15266988_411 | 0.033 | unb_TAPWIRE_OH | 8102801 | no | no |  |  | no |  |  | 0 | 0 | 0 | 0
oh_line_TAP_OH_913241 |  | AN | node_8102801_200887572 | node_1248184_388_15273821_023 | 0.033 | unb_TAPWIRE_OH | 8102801 | no | no |  |  | no |  |  | 0 | 0 | 0 | 0
oh_line_TAP_OH_913242 |  | AN | node_8102801_200887574 | node_1248188_313_15274116_8 | 0.033 | unb_TAPWIRE_OH | 8102801 | no | no |  |  | no |  |  | 0 | 0 | 0 | 0
oh_line_TAP_OH_913243 |  | AN | node_8102801_200887576 | node_1247769_532_15274229_662 | 0.033 | unb_TAPWIRE_OH | 8102801 | no | no |  |  | no |  |  | 0 | 0 | 0 | 0
oh_line_TAP_OH_913244 |  | AN | node_8102801_200887578 | node_1247345_81_15273560_086 | 0.033 | unb_TAPWIRE_OH | 8102801 | no | no |  |  | no |  |  | 0 | 0 | 0 | 0
oh_line_TAP_OH_913245 |  | ABN | node_8102801_200887580 | node_1246872_669_15275000_913 | 0.033 | unb_TAPWIRE_OH | 8102801 | no | no |  |  | no |  |  | 0 | 0 | 0 | 0
oh_line_TAP_OH_913246 |  | AN | node_8102801_200887581 | node_1246874_827_15275148_776 | 0.033 | unb_TAPWIRE_OH | 8102801 | no | no |  |  | no |  |  | 0 | 0 | 0 | 0
oh_line_TAP_OH_913247 |  | AN | node_8102801_200887583 | node_1246665_03_15275502_108 | 0.033 | unb_TAPWIRE_OH | 8102801 | no | no |  |  | no |  |  | 0 | 0 | 0 | 0
oh_line_TAP_OH_913248 |  | AN | node_8102801_200887585 | node_1246583_922_15275665_449 | 0.033 | unb_TAPWIRE_OH | 8102801 | no | no |  |  | no |  |  | 0 | 0 | 0 | 0
oh_line_TAP_OH_913249 |  | AN | node_8102801_200887590 | node_1246266_731_15276070_389 | 0.033 | unb_TAPWIRE_OH | 8102801 | no | no |  |  | no |  |  | 0 | 0 | 0 | 0
oh_line_TAP_OH_913250 |  | AN | node_8102801_200887591 | node_1246189_168_15276290_333 | 0.033 | unb_TAPWIRE_OH | 8102801 | no | no |  |  | no |  |  | 0 | 0 | 0 | 0
oh_line_TAP_OH_913251 |  | AN | node_8102801_200887596 | node_1245657_398_15276591_775 | 0.033 | unb_TAPWIRE_OH | 8102801 | no | no |  |  | no |  |  | 0 | 0 | 0 | 0
oh_line_TAP_OH_913252 |  | AN | node_8102801_200887600 | node_1247258_538_15273806_367 | 0.033 | unb_TAPWIRE_OH | 8102801 | no | no |  |  | no |  |  | 0 | 0 | 0 | 0
oh_line_TAP_OH_913253 |  | AN | node_8102801_200887603 | node_1247248_161_15274133_716 | 0.033 | unb_TAPWIRE_OH | 8102801 | no | no |  |  | no |  |  | 0 | 0 | 0 | 0
oh_line_TAP_OH_913254 |  | AN | node_8102801_200887607 | node_1247170_359_15274301_877 | 0.033 | unb_TAPWIRE_OH | 8102801 | no | no |  |  | no |  |  | 0 | 0 | 0 | 0
oh_line_TAP_OH_913255 |  | ABCN | node_8102801_200887611 | node_1246970_661_15274814_416 | 0.033 | unb_TAPWIRE_OH | 8102801 | no | no |  |  | no |  |  | 0 | 0 | 0 | 0
oh_line_TAP_OH_913256 |  | AN | node_8102801_200887613 | node_1242209_724_15266722_718 | 0.033 | unb_TAPWIRE_OH | 8102801 | no | no |  |  | no |  |  | 0 | 0 | 0 | 0
oh_line_TAP_OH_913257 |  | AN | node_8102801_200887620 | node_1241612_143_15266736_597 | 0.033 | unb_TAPWIRE_OH | 8102801 | no | no |  |  | no |  |  | 0 | 0 | 0 | 0
oh_line_TAP_OH_913258 |  | AN | node_8102801_200887621 | node_1241527_739_15266564_807 | 0.033 | unb_TAPWIRE_OH | 8102801 | no | no |  |  | no |  |  | 0 | 0 | 0 | 0
oh_line_TAP_OH_913259 |  | AN | node_8102801_200887626 | node_1241627_029_15265873_994 | 0.033 | unb_TAPWIRE_OH | 8102801 | no | no |  |  | no |  |  | 0 | 0 | 0 | 0
oh_line_TAP_OH_913261 |  | AN | node_8102801_200887631 | node_1249842_958_15283579_417 | 0.033 | unb_TAPWIRE_OH | 8102801 | no | no |  |  | no |  |  | 0 | 0 | 0 | 0
oh_line_TAP_OH_913262 |  | AN | node_8102801_200887632 | node_1250028_963_15280698_638 | 0.033 | unb_TAPWIRE_OH | 8102801 | no | no |  |  | no |  |  | 0 | 0 | 0 | 0
oh_line_TAP_OH_913263 |  | AN | node_8102801_200966110 | node_1249587_319_15282902_533 | 0.033 | unb_TAPWIRE_OH | 8102801 | no | no |  |  | no |  |  | 0 | 0 | 0 | 0
oh_line_TAP_OH_913264 |  | AN | node_8102801_200887641 | node_1250279_165_15282362_402 | 0.033 | unb_TAPWIRE_OH | 8102801 | no | no |  |  | no |  |  | 0 | 0 | 0 | 0
oh_line_TAP_OH_913265 |  | AN | node_8102801_200887644 | node_1250239_141_15281499_398 | 0.033 | unb_TAPWIRE_OH | 8102801 | no | no |  |  | no |  |  | 0 | 0 | 0 | 0
oh_line_TAP_OH_913266 |  | AN | node_8102801_200887645 | node_1250222_437_15281246_771 | 0.033 | unb_TAPWIRE_OH | 8102801 | no | no |  |  | no |  |  | 0 | 0 | 0 | 0
oh_line_TAP_OH_913267 |  | AN | node_8102801_200887647 | node_1250087_154_15281061_726 | 0.033 | unb_TAPWIRE_OH | 8102801 | no | no |  |  | no |  |  | 0 | 0 | 0 | 0
oh_line_TAP_OH_913268 |  | AN | node_8102801_200887653 | node_1240439_57_15269869_54 | 0.033 | unb_TAPWIRE_OH | 8102801 | no | no |  |  | no |  |  | 0 | 0 | 0 | 0
oh_line_TAP_OH_913269 |  | AN | node_8102801_200887654 | node_1240970_257_15269949_467 | 0.033 | unb_TAPWIRE_OH | 8102801 | no | no |  |  | no |  |  | 0 | 0 | 0 | 0
oh_line_TAP_OH_913270 |  | AN | node_8102801_200887659 | node_1240790_796_15270785_533 | 0.033 | unb_TAPWIRE_OH | 8102801 | no | no |  |  | no |  |  | 0 | 0 | 0 | 0
oh_line_TAP_OH_913271 |  | AN | node_8102801_200887663 | node_1240836_097_15267231_999 | 0.033 | unb_TAPWIRE_OH | 8102801 | no | no |  |  | no |  |  | 0 | 0 | 0 | 0
oh_line_TAP_OH_913272 |  | AN | node_8102801_200887664 | node_1240981_98_15267589_904 | 0.033 | unb_TAPWIRE_OH | 8102801 | no | no |  |  | no |  |  | 0 | 0 | 0 | 0
oh_line_TAP_OH_913273 |  | AN | node_8102801_200887668 | node_1240459_465_15268175_344 | 0.033 | unb_TAPWIRE_OH | 8102801 | no | no |  |  | no |  |  | 0 | 0 | 0 | 0
oh_line_TAP_OH_913274 |  | AN | node_8102801_200887669 | node_1240730_734_15268478_633 | 0.033 | unb_TAPWIRE_OH | 8102801 | no | no |  |  | no |  |  | 0 | 0 | 0 | 0
oh_line_TAP_OH_913275 |  | AN | node_8102801_200887671 | node_1240514_788_15268990_984 | 0.033 | unb_TAPWIRE_OH | 8102801 | no | no |  |  | no |  |  | 0 | 0 | 0 | 0
oh_line_TAP_OH_913276 |  | AN | node_8102801_200887677 | node_1248537_277_15276966_247 | 0.033 | unb_TAPWIRE_OH | 8102801 | no | no |  |  | no |  |  | 0 | 0 | 0 | 0
oh_line_TAP_OH_913277 |  | AN | node_8102801_200887680 | node_1248807_574_15277580_787 | 0.033 | unb_TAPWIRE_OH | 8102801 | no | no |  |  | no |  |  | 0 | 0 | 0 | 0
oh_line_TAP_OH_913278 |  | AN | node_8102801_200887681 | node_1247696_831_15275023_231 | 0.033 | unb_TAPWIRE_OH | 8102801 | no | no |  |  | no |  |  | 0 | 0 | 0 | 0
oh_line_TAP_OH_913279 |  | AN | node_8102801_200887682 | node_1247562_853_15275339_816 | 0.033 | unb_TAPWIRE_OH | 8102801 | no | no |  |  | no |  |  | 0 | 0 | 0 | 0
oh_line_TAP_OH_913280 |  | AN | node_8102801_200887683 | node_1247795_969_15275298_029 | 0.033 | unb_TAPWIRE_OH | 8102801 | no | no |  |  | no |  |  | 0 | 0 | 0 | 0
oh_line_TAP_OH_913281 |  | AN | node_8102801_200887684 | node_1248086_194_15275352_46 | 0.033 | unb_TAPWIRE_OH | 8102801 | no | no |  |  | no |  |  | 0 | 0 | 0 | 0
oh_line_TAP_OH_913282 |  | AN | node_8102801_200887689 | node_1247365_458_15276091_009 | 0.033 | unb_TAPWIRE_OH | 8102801 | no | no |  |  | no |  |  | 0 | 0 | 0 | 0
oh_line_TAP_OH_913283 |  | AN | node_8102801_200887692 | node_1248072_95_15276196_527 | 0.033 | unb_TAPWIRE_OH | 8102801 | no | no |  |  | no |  |  | 0 | 0 | 0 | 0
oh_line_TAP_OH_913284 |  | AN | node_8102801_200887695 | node_1247505_402_15276491_627 | 0.033 | unb_TAPWIRE_OH | 8102801 | no | no |  |  | no |  |  | 0 | 0 | 0 | 0
oh_line_TAP_OH_913285 |  | ABCN | node_8102801_200887710 | node_1248232_527_15274860_813 | 0.033 | unb_TAPWIRE_OH | 8102801 | no | no |  |  | no |  |  | 0 | 0 | 0 | 0
oh_line_TAP_OH_913286 |  | ABCN | node_8102801_200887713 | node_1247938_759_15274977_015 | 0.033 | unb_TAPWIRE_OH | 8102801 | no | no |  |  | no |  |  | 0 | 0 | 0 | 0
oh_line_TAP_OH_913287 |  | ABCN | node_8102801_200887721 | node_1251214_27_15272886_045 | 0.033 | unb_TAPWIRE_OH | 8102801 | no | no |  |  | no |  |  | 0 | 0 | 0 | 0
oh_line_TAP_OH_913288 |  | AN | node_8102801_200887724 | node_1251225_649_15273363_191 | 0.033 | unb_TAPWIRE_OH | 8102801 | no | no |  |  | no |  |  | 0 | 0 | 0 | 0
oh_line_TAP_OH_913289 |  | AN | node_8102801_200887729 | node_1250323_212_15286598_461 | 0.033 | unb_TAPWIRE_OH | 8102801 | no | no |  |  | no |  |  | 0 | 0 | 0 | 0
oh_line_TAP_OH_913290 |  | AN | node_8102801_200887733 | node_1250366_065_15284663_083 | 0.033 | unb_TAPWIRE_OH | 8102801 | no | no |  |  | no |  |  | 0 | 0 | 0 | 0
oh_line_TAP_OH_913291 |  | AN | node_8102801_200887735 | node_1250387_894_15285241_469 | 0.033 | unb_TAPWIRE_OH | 8102801 | no | no |  |  | no |  |  | 0 | 0 | 0 | 0
oh_line_TAP_OH_913292 |  | AN | node_8102801_200887737 | node_1250396_85_15285524_766 | 0.033 | unb_TAPWIRE_OH | 8102801 | no | no |  |  | no |  |  | 0 | 0 | 0 | 0
oh_line_TAP_OH_913293 |  | AN | node_8102801_200887739 | node_1250400_248_15285780_014 | 0.033 | unb_TAPWIRE_OH | 8102801 | no | no |  |  | no |  |  | 0 | 0 | 0 | 0
oh_line_TAP_OH_913294 |  | AN | node_8102801_200887741 | node_1241399_844_15279787_298 | 0.033 | unb_TAPWIRE_OH | 8102801 | no | no |  |  | no |  |  | 0 | 0 | 0 | 0
oh_line_TAP_OH_913295 |  | AN | node_8102801_200887742 | node_1241065_99_15279791_454 | 0.033 | unb_TAPWIRE_OH | 8102801 | no | no |  |  | no |  |  | 0 | 0 | 0 | 0
oh_line_TAP_OH_913296 |  | AN | node_8102801_200887746 | node_1240488_704_15279549_877 | 0.033 | unb_TAPWIRE_OH | 8102801 | no | no |  |  | no |  |  | 0 | 0 | 0 | 0
oh_line_TAP_OH_913297 |  | AN | node_8102801_200887747 | node_1240216_898_15279318_12 | 0.033 | unb_TAPWIRE_OH | 8102801 | no | no |  |  | no |  |  | 0 | 0 | 0 | 0
oh_line_TAP_OH_913298 |  | AN | node_8102801_200887748 | node_1242554_38_15276514_24 | 0.033 | unb_TAPWIRE_OH | 8102801 | no | no |  |  | no |  |  | 0 | 0 | 0 | 0
oh_line_TAP_OH_913299 |  | AN | node_8102801_200887749 | node_1242910_538_15277922_272 | 0.033 | unb_TAPWIRE_OH | 8102801 | no | no |  |  | no |  |  | 0 | 0 | 0 | 0
oh_line_TAP_OH_913300 |  | AN | node_8102801_200887752 | node_1243010_931_15277787_649 | 0.033 | unb_TAPWIRE_OH | 8102801 | no | no |  |  | no |  |  | 0 | 0 | 0 | 0
oh_line_TAP_OH_913301 |  | AN | node_8102801_200887759 | node_1244685_736_15277635_764 | 0.033 | unb_TAPWIRE_OH | 8102801 | no | no |  |  | no |  |  | 0 | 0 | 0 | 0
oh_line_TAP_OH_913302 |  | AN | node_8102801_200887762 | node_1250333_248_15288106_395 | 0.033 | unb_TAPWIRE_OH | 8102801 | no | no |  |  | no |  |  | 0 | 0 | 0 | 0
oh_line_TAP_OH_913303 |  | AN | node_8102801_200887763 | node_1250323_526_15287789_149 | 0.033 | unb_TAPWIRE_OH | 8102801 | no | no |  |  | no |  |  | 0 | 0 | 0 | 0
oh_line_TAP_OH_913304 |  | AN | node_8102801_200887765 | node_1250362_248_15289226_326 | 0.033 | unb_TAPWIRE_OH | 8102801 | no | no |  |  | no |  |  | 0 | 0 | 0 | 0
oh_line_TAP_OH_913305 |  | AN | node_8102801_200887767 | node_1250362_355_15288925_398 | 0.033 | unb_TAPWIRE_OH | 8102801 | no | no |  |  | no |  |  | 0 | 0 | 0 | 0
oh_line_TAP_OH_913306 |  | AN | node_8102801_200887769 | node_1250350_878_15288520_247 | 0.033 | unb_TAPWIRE_OH | 8102801 | no | no |  |  | no |  |  | 0 | 0 | 0 | 0
oh_line_TAP_OH_918314 |  | AN | node_8102801_200903591 | node_1258837_174_15274805_912 | 0.033 | unb_TAPWIRE_OH | 8102801 | no | no |  |  | no |  |  | 0 | 0 | 0 | 0
oh_line_TAP_OH_918315 |  | AN | node_8102801_200903593 | node_1258282_466_15275754_18 | 0.033 | unb_TAPWIRE_OH | 8102801 | no | no |  |  | no |  |  | 0 | 0 | 0 | 0
oh_line_TAP_OH_918316 |  | AN | node_8102801_200903594 | node_1258033_742_15276050_263 | 0.033 | unb_TAPWIRE_OH | 8102801 | no | no |  |  | no |  |  | 0 | 0 | 0 | 0
oh_line_TAP_OH_918317 |  | AN | node_8102801_200903597 | node_1257850_38_15276355_651 | 0.033 | unb_TAPWIRE_OH | 8102801 | no | no |  |  | no |  |  | 0 | 0 | 0 | 0
oh_line_TAP_OH_918318 |  | AN | node_8102801_200903601 | node_1257763_138_15277055_45 | 0.033 | unb_TAPWIRE_OH | 8102801 | no | no |  |  | no |  |  | 0 | 0 | 0 | 0
oh_line_TAP_OH_918319 |  | AN | node_8102801_200903602 | node_1257757_156_15277563_766 | 0.033 | unb_TAPWIRE_OH | 8102801 | no | no |  |  | no |  |  | 0 | 0 | 0 | 0
oh_line_TAP_OH_918320 |  | AN | node_8102801_200903603 | node_1259724_469_15270953_208 | 0.033 | unb_TAPWIRE_OH | 8102801 | no | no |  |  | no |  |  | 0 | 0 | 0 | 0
oh_line_TAP_OH_918321 |  | AN | node_8102801_200903605 | node_1257701_467_15278204_281 | 0.033 | unb_TAPWIRE_OH | 8102801 | no | no |  |  | no |  |  | 0 | 0 | 0 | 0
oh_line_TAP_OH_918322 |  | AN | node_8102801_200903606 | node_1257573_272_15278667_757 | 0.033 | unb_TAPWIRE_OH | 8102801 | no | no |  |  | no |  |  | 0 | 0 | 0 | 0
oh_line_TAP_OH_918323 |  | AN | node_8102801_200903610 | node_1257517_304_15279439_753 | 0.033 | unb_TAPWIRE_OH | 8102801 | no | no |  |  | no |  |  | 0 | 0 | 0 | 0
oh_line_TAP_OH_918324 |  | AN | node_8102801_200903611 | node_1257566_004_15279687_586 | 0.033 | unb_TAPWIRE_OH | 8102801 | no | no |  |  | no |  |  | 0 | 0 | 0 | 0
oh_line_TAP_OH_918325 |  | AN | node_8102801_200903613 | node_1257476_353_15280029_808 | 0.033 | unb_TAPWIRE_OH | 8102801 | no | no |  |  | no |  |  | 0 | 0 | 0 | 0
oh_line_TAP_OH_918326 |  | AN | node_8102801_200903619 | node_1257113_057_15281271_239 | 0.033 | unb_TAPWIRE_OH | 8102801 | no | no |  |  | no |  |  | 0 | 0 | 0 | 0
oh_line_TAP_OH_918327 |  | AN | node_8102801_200903623 | node_1257237_807_15281991_25 | 0.033 | unb_TAPWIRE_OH | 8102801 | no | no |  |  | no |  |  | 0 | 0 | 0 | 0
oh_line_TAP_OH_918328 |  | AN | node_8102801_200903624 | node_1257158_462_15282223_474 | 0.033 | unb_TAPWIRE_OH | 8102801 | no | no |  |  | no |  |  | 0 | 0 | 0 | 0
oh_line_TAP_OH_918329 |  | AN | node_8102801_200903626 | node_1259752_023_15271201_927 | 0.033 | unb_TAPWIRE_OH | 8102801 | no | no |  |  | no |  |  | 0 | 0 | 0 | 0
oh_line_TAP_OH_918330 |  | AN | node_8102801_200903627 | node_1259765_762_15271305_014 | 0.033 | unb_TAPWIRE_OH | 8102801 | no | no |  |  | no |  |  | 0 | 0 | 0 | 0
oh_line_TAP_OH_918331 |  | AN | node_8102801_200903629 | node_1257093_733_15283024_312 | 0.033 | unb_TAPWIRE_OH | 8102801 | no | no |  |  | no |  |  | 0 | 0 | 0 | 0
oh_line_TAP_OH_918332 |  | AN | node_8102801_200903632 | node_1256872_866_15283737_262 | 0.033 | unb_TAPWIRE_OH | 8102801 | no | no |  |  | no |  |  | 0 | 0 | 0 | 0
oh_line_TAP_OH_918333 |  | AN | node_8102801_200903633 | node_1256572_845_15283645_233 | 0.033 | unb_TAPWIRE_OH | 8102801 | no | no |  |  | no |  |  | 0 | 0 | 0 | 0
oh_line_TAP_OH_918334 |  | AN | node_8102801_200903639 | node_1256282_513_15284917_768 | 0.033 | unb_TAPWIRE_OH | 8102801 | no | no |  |  | no |  |  | 0 | 0 | 0 | 0
oh_line_TAP_OH_918335 |  | AN | node_8102801_200903643 | node_1255775_462_15285619_372 | 0.033 | unb_TAPWIRE_OH | 8102801 | no | no |  |  | no |  |  | 0 | 0 | 0 | 0
oh_line_TAP_OH_918337 |  | AN | node_8102801_200903647 | node_1255718_798_15285006_717 | 0.033 | unb_TAPWIRE_OH | 8102801 | no | no |  |  | no |  |  | 0 | 0 | 0 | 0
oh_line_TAP_OH_918338 |  | AN | node_8102801_200903649 | node_1259728_011_15271582_024 | 0.033 | unb_TAPWIRE_OH | 8102801 | no | no |  |  | no |  |  | 0 | 0 | 0 | 0
oh_line_TAP_OH_918339 |  | AN | node_8102801_200903651 | node_1259827_123_15271886_057 | 0.033 | unb_TAPWIRE_OH | 8102801 | no | no |  |  | no |  |  | 0 | 0 | 0 | 0
oh_line_TAP_OH_918340 |  | AN | node_8102801_200903655 | node_1259474_077_15272351_093 | 0.033 | unb_TAPWIRE_OH | 8102801 | no | no |  |  | no |  |  | 0 | 0 | 0 | 0
oh_line_TAP_OH_918341 |  | AN | node_8102801_200903659 | node_1258980_807_15273906_003 | 0.033 | unb_TAPWIRE_OH | 8102801 | no | no |  |  | no |  |  | 0 | 0 | 0 | 0
oh_line_TAP_OH_918342 |  | AN | node_8102801_200903661 | node_1259376_587_15273859_174 | 0.033 | unb_TAPWIRE_OH | 8102801 | no | no |  |  | no |  |  | 0 | 0 | 0 | 0
oh_line_TAP_OH_918343 |  | AN | node_8102801_200903664 | node_1263159_517_15282974_289 | 0.033 | unb_TAPWIRE_OH | 8102801 | no | no |  |  | no |  |  | 0 | 0 | 0 | 0
oh_line_TAP_OH_918344 |  | AN | node_8102801_200903667 | node_1262173_565_15277269_828 | 0.033 | unb_TAPWIRE_OH | 8102801 | no | no |  |  | no |  |  | 0 | 0 | 0 | 0
oh_line_TAP_OH_918345 |  | AN | node_8102801_200903670 | node_1262622_22_15277712_666 | 0.033 | unb_TAPWIRE_OH | 8102801 | no | no |  |  | no |  |  | 0 | 0 | 0 | 0
oh_line_TAP_OH_918346 |  | AN | node_8102801_200903671 | node_1262721_354_15277281_183 | 0.033 | unb_TAPWIRE_OH | 8102801 | no | no |  |  | no |  |  | 0 | 0 | 0 | 0
oh_line_TAP_OH_918347 |  | AN | node_8102801_200903680 | node_1263609_642_15279664_93 | 0.033 | unb_TAPWIRE_OH | 8102801 | no | no |  |  | no |  |  | 0 | 0 | 0 | 0
oh_line_TAP_OH_918348 |  | AN | node_8102801_200903682 | node_1263394_561_15280525_267 | 0.033 | unb_TAPWIRE_OH | 8102801 | no | no |  |  | no |  |  | 0 | 0 | 0 | 0
oh_line_TAP_OH_918349 |  | AN | node_8102801_200903683 | node_1263281_449_15280792_273 | 0.033 | unb_TAPWIRE_OH | 8102801 | no | no |  |  | no |  |  | 0 | 0 | 0 | 0
oh_line_TAP_OH_918350 |  | AN | node_8102801_200903688 | node_1261031_103_15275204_517 | 0.033 | unb_TAPWIRE_OH | 8102801 | no | no |  |  | no |  |  | 0 | 0 | 0 | 0
oh_line_TAP_OH_918351 |  | AN | node_8102801_200903691 | node_1261271_929_15275759_295 | 0.033 | unb_TAPWIRE_OH | 8102801 | no | no |  |  | no |  |  | 0 | 0 | 0 | 0
oh_line_TAP_OH_918352 |  | AN | node_8102801_200903692 | node_1261407_854_15275958_917 | 0.033 | unb_TAPWIRE_OH | 8102801 | no | no |  |  | no |  |  | 0 | 0 | 0 | 0
oh_line_TAP_OH_918353 |  | AN | node_8102801_200903694 | node_1261579_112_15276215_755 | 0.033 | unb_TAPWIRE_OH | 8102801 | no | no |  |  | no |  |  | 0 | 0 | 0 | 0
oh_line_TAP_OH_918354 |  | AN | node_8102801_200903697 | node_1262805_347_15281362_232 | 0.033 | unb_TAPWIRE_OH | 8102801 | no | no |  |  | no |  |  | 0 | 0 | 0 | 0
oh_line_TAP_OH_918355 |  | AN | node_8102801_200903698 | node_1262913_014_15280913_88 | 0.033 | unb_TAPWIRE_OH | 8102801 | no | no |  |  | no |  |  | 0 | 0 | 0 | 0
oh_line_TAP_OH_918356 |  | AN | node_8102801_200903700 | node_1262750_123_15282165_645 | 0.033 | unb_TAPWIRE_OH | 8102801 | no | no |  |  | no |  |  | 0 | 0 | 0 | 0
oh_line_TAP_OH_918357 |  | AN | node_8102801_200903702 | node_1262577_74_15282358_828 | 0.033 | unb_TAPWIRE_OH | 8102801 | no | no |  |  | no |  |  | 0 | 0 | 0 | 0
oh_line_TAP_OH_918358 |  | AN | node_8102801_200903703 | node_1262832_473_15282577_123 | 0.033 | unb_TAPWIRE_OH | 8102801 | no | no |  |  | no |  |  | 0 | 0 | 0 | 0
oh_line_TAP_OH_918359 |  | AN | node_8102801_200903704 | node_1262399_8_15282853_416 | 0.033 | unb_TAPWIRE_OH | 8102801 | no | no |  |  | no |  |  | 0 | 0 | 0 | 0
oh_line_TAP_OH_918360 |  | AN | node_8102801_200903712 | node_1261328_182_15284226_761 | 0.033 | unb_TAPWIRE_OH | 8102801 | no | no |  |  | no |  |  | 0 | 0 | 0 | 0
oh_line_TAP_OH_918361 |  | AN | node_8102801_200903713 | node_1261242_132_15284424_004 | 0.033 | unb_TAPWIRE_OH | 8102801 | no | no |  |  | no |  |  | 0 | 0 | 0 | 0
oh_line_TAP_OH_918362 |  | AN | node_8102801_200903715 | node_1260038_462_15275380_94 | 0.033 | unb_TAPWIRE_OH | 8102801 | no | no |  |  | no |  |  | 0 | 0 | 0 | 0
oh_line_TAP_OH_918363 |  | AN | node_8102801_200903716 | node_1261112_117_15284575_791 | 0.033 | unb_TAPWIRE_OH | 8102801 | no | no |  |  | no |  |  | 0 | 0 | 0 | 0
oh_line_TAP_OH_918364 |  | AN | node_8102801_200903719 | node_1260736_74_15285018_007 | 0.033 | unb_TAPWIRE_OH | 8102801 | no | no |  |  | no |  |  | 0 | 0 | 0 | 0
oh_line_TAP_OH_918365 |  | AN | node_8102801_200903720 | node_1260512_973_15285278_622 | 0.033 | unb_TAPWIRE_OH | 8102801 | no | no |  |  | no |  |  | 0 | 0 | 0 | 0
oh_line_TAP_OH_918366 |  | AN | node_8102801_200903723 | node_1259497_806_15286069_794 | 0.033 | unb_TAPWIRE_OH | 8102801 | no | no |  |  | no |  |  | 0 | 0 | 0 | 0
oh_line_TAP_OH_918367 |  | AN | node_8102801_200903728 | node_1258394_891_15287271_689 | 0.033 | unb_TAPWIRE_OH | 8102801 | no | no |  |  | no |  |  | 0 | 0 | 0 | 0
oh_line_TAP_OH_918368 |  | AN | node_8102801_200903733 | node_1257108_522_15288207_753 | 0.033 | unb_TAPWIRE_OH | 8102801 | no | no |  |  | no |  |  | 0 | 0 | 0 | 0
oh_line_TAP_OH_918369 |  | AN | node_8102801_200903735 | node_1256489_359_15288643_734 | 0.033 | unb_TAPWIRE_OH | 8102801 | no | no |  |  | no |  |  | 0 | 0 | 0 | 0
oh_line_TAP_OH_918370 |  | AN | node_8102801_200903736 | node_1256177_754_15289056_765 | 0.033 | unb_TAPWIRE_OH | 8102801 | no | no |  |  | no |  |  | 0 | 0 | 0 | 0
oh_line_TAP_OH_918372 |  | AN | node_8102801_200903746 | node_1253965_186_15289234_22 | 0.033 | unb_TAPWIRE_OH | 8102801 | no | no |  |  | no |  |  | 0 | 0 | 0 | 0
oh_line_TAP_OH_918373 |  | AN | node_8102801_200903754 | node_1251702_638_15288573_851 | 0.033 | unb_TAPWIRE_OH | 8102801 | no | no |  |  | no |  |  | 0 | 0 | 0 | 0
oh_line_TAP_OH_918374 |  | AN | node_8102801_200903760 | node_1251753_49_15286488_063 | 0.033 | unb_TAPWIRE_OH | 8102801 | no | no |  |  | no |  |  | 0 | 0 | 0 | 0
oh_line_TAP_OH_918375 |  | AN | node_8102801_200903764 | node_1251962_072_15285538_537 | 0.033 | unb_TAPWIRE_OH | 8102801 | no | no |  |  | no |  |  | 0 | 0 | 0 | 0
oh_line_TAP_OH_918376 |  | AN | node_8102801_200903765 | node_1251668_941_15285221_062 | 0.033 | unb_TAPWIRE_OH | 8102801 | no | no |  |  | no |  |  | 0 | 0 | 0 | 0
oh_line_TAP_OH_918377 |  | AN | node_8102801_200903767 | node_1251655_22_15284886_945 | 0.033 | unb_TAPWIRE_OH | 8102801 | no | no |  |  | no |  |  | 0 | 0 | 0 | 0
oh_line_TAP_OH_918378 |  | AN | node_8102801_200903769 | node_1251263_248_15285223_724 | 0.033 | unb_TAPWIRE_OH | 8102801 | no | no |  |  | no |  |  | 0 | 0 | 0 | 0
oh_line_TAP_OH_918379 |  | AN | node_8102801_200903773 | node_1261010_913_15276400_387 | 0.033 | unb_TAPWIRE_OH | 8102801 | no | no |  |  | no |  |  | 0 | 0 | 0 | 0
oh_line_TAP_OH_918380 |  | AN | node_8102801_200903777 | node_1251558_649_15283136_187 | 0.033 | unb_TAPWIRE_OH | 8102801 | no | no |  |  | no |  |  | 0 | 0 | 0 | 0
oh_line_TAP_OH_918381 |  | AN | node_8102801_200903786 | node_1263847_573_15279747_399 | 0.033 | unb_TAPWIRE_OH | 8102801 | no | no |  |  | no |  |  | 0 | 0 | 0 | 0
oh_line_TAP_OH_918382 |  | AN | node_8102801_200903788 | node_1264047_777_15279845_955 | 0.033 | unb_TAPWIRE_OH | 8102801 | no | no |  |  | no |  |  | 0 | 0 | 0 | 0
oh_line_TAP_OH_918383 |  | AN | node_8102801_200903792 | node_1265244_992_15282446_69 | 0.033 | unb_TAPWIRE_OH | 8102801 | no | no |  |  | no |  |  | 0 | 0 | 0 | 0
oh_line_TAP_OH_918384 |  | AN | node_8102801_200903793 | node_1265430_588_15282639_17 | 0.033 | unb_TAPWIRE_OH | 8102801 | no | no |  |  | no |  |  | 0 | 0 | 0 | 0
oh_line_TAP_OH_918385 |  | AN | node_8102801_200903794 | node_1264226_971_15280171_641 | 0.033 | unb_TAPWIRE_OH | 8102801 | no | no |  |  | no |  |  | 0 | 0 | 0 | 0
oh_line_TAP_OH_918386 |  | AN | node_8102801_200903795 | node_1264442_987_15280364_946 | 0.033 | unb_TAPWIRE_OH | 8102801 | no | no |  |  | no |  |  | 0 | 0 | 0 | 0
oh_line_TAP_OH_918387 |  | AN | node_8102801_200903798 | node_1264947_229_15280814_077 | 0.033 | unb_TAPWIRE_OH | 8102801 | no | no |  |  | no |  |  | 0 | 0 | 0 | 0
oh_line_TAP_OH_918388 |  | AN | node_8102801_200903799 | node_1265298_689_15281015_829 | 0.033 | unb_TAPWIRE_OH | 8102801 | no | no |  |  | no |  |  | 0 | 0 | 0 | 0
oh_line_TAP_OH_918389 |  | AN | node_8102801_200903801 | node_1265107_985_15281343_588 | 0.033 | unb_TAPWIRE_OH | 8102801 | no | no |  |  | no |  |  | 0 | 0 | 0 | 0
oh_line_TAP_OH_918390 |  | AN | node_8102801_200903806 | node_1264523_796_15282585_746 | 0.033 | unb_TAPWIRE_OH | 8102801 | no | no |  |  | no |  |  | 0 | 0 | 0 | 0
oh_line_TAP_OH_918391 |  | AN | node_8102801_200903810 | node_1264690_274_15283204_838 | 0.033 | unb_TAPWIRE_OH | 8102801 | no | no |  |  | no |  |  | 0 | 0 | 0 | 0
oh_line_TAP_OH_918392 |  | AN | node_8102801_200903813 | node_1266122_421_15284425_071 | 0.033 | unb_TAPWIRE_OH | 8102801 | no | no |  |  | no |  |  | 0 | 0 | 0 | 0
oh_line_TAP_OH_918393 |  | AN | node_8102801_200903814 | node_1265879_845_15284690_864 | 0.033 | unb_TAPWIRE_OH | 8102801 | no | no |  |  | no |  |  | 0 | 0 | 0 | 0
oh_line_TAP_OH_918394 |  | AN | node_8102801_200903815 | node_1266510_552_15284909_18 | 0.033 | unb_TAPWIRE_OH | 8102801 | no | no |  |  | no |  |  | 0 | 0 | 0 | 0
oh_line_TAP_OH_918454 |  | AN | node_8102801_200903976 | node_1257750_768_15292323_064 | 0.033 | unb_TAPWIRE_OH | 8102801 | no | no |  |  | no |  |  | 0 | 0 | 0 | 0
oh_line_TAP_OH_918455 |  | AN | node_8102801_200903981 | node_1258918_493_15292251_978 | 0.033 | unb_TAPWIRE_OH | 8102801 | no | no |  |  | no |  |  | 0 | 0 | 0 | 0
oh_line_TAP_OH_918456 |  | AN | node_8102801_200903986 | node_1259476_717_15292077_079 | 0.033 | unb_TAPWIRE_OH | 8102801 | no | no |  |  | no |  |  | 0 | 0 | 0 | 0
oh_line_TAP_OH_918457 |  | AN | node_8102801_200903988 | node_1259887_436_15291856_318 | 0.033 | unb_TAPWIRE_OH | 8102801 | no | no |  |  | no |  |  | 0 | 0 | 0 | 0
oh_line_TAP_OH_918458 |  | AN | node_8102801_200903991 | node_1260320_668_15291331_613 | 0.033 | unb_TAPWIRE_OH | 8102801 | no | no |  |  | no |  |  | 0 | 0 | 0 | 0
oh_line_TAP_OH_918459 |  | AN | node_8102801_200903992 | node_1260509_293_15291429_075 | 0.033 | unb_TAPWIRE_OH | 8102801 | no | no |  |  | no |  |  | 0 | 0 | 0 | 0
oh_line_TAP_OH_918460 |  | AN | node_8102801_200903998 | node_1255574_712_15291800_471 | 0.033 | unb_TAPWIRE_OH | 8102801 | no | no |  |  | no |  |  | 0 | 0 | 0 | 0
oh_line_TAP_OH_918461 |  | AN | node_8102801_200904000 | node_1255078_194_15292511_687 | 0.033 | unb_TAPWIRE_OH | 8102801 | no | no |  |  | no |  |  | 0 | 0 | 0 | 0
oh_line_TAP_OH_918462 |  | AN | node_8102801_200904001 | node_1254771_481_15292462_105 | 0.033 | unb_TAPWIRE_OH | 8102801 | no | no |  |  | no |  |  | 0 | 0 | 0 | 0
oh_line_TAP_OH_918463 |  | AN | node_8102801_200904006 | node_1262647_529_15307592_409 | 0.033 | unb_TAPWIRE_OH | 8102801 | no | no |  |  | no |  |  | 0 | 0 | 0 | 0
oh_line_TAP_OH_918464 |  | AN | node_8102801_200904008 | node_1262723_599_15308032_073 | 0.033 | unb_TAPWIRE_OH | 8102801 | no | no |  |  | no |  |  | 0 | 0 | 0 | 0
oh_line_TAP_OH_918465 |  | AN | node_8102801_200904009 | node_1262458_373_15307930_863 | 0.033 | unb_TAPWIRE_OH | 8102801 | no | no |  |  | no |  |  | 0 | 0 | 0 | 0
oh_line_TAP_OH_918466 |  | AN | node_8102801_200904016 | node_1261587_871_15309730_146 | 0.033 | unb_TAPWIRE_OH | 8102801 | no | no |  |  | no |  |  | 0 | 0 | 0 | 0
oh_line_TAP_OH_918467 |  | AN | node_8102801_200904019 | node_1262267_013_15310211_497 | 0.033 | unb_TAPWIRE_OH | 8102801 | no | no |  |  | no |  |  | 0 | 0 | 0 | 0
oh_line_TAP_OH_918468 |  | AN | node_8102801_200904022 | node_1264093_765_15305499_406 | 0.033 | unb_TAPWIRE_OH | 8102801 | no | no |  |  | no |  |  | 0 | 0 | 0 | 0
oh_line_TAP_OH_918469 |  | AN | node_8102801_200904023 | node_1263843_237_15305670_53 | 0.033 | unb_TAPWIRE_OH | 8102801 | no | no |  |  | no |  |  | 0 | 0 | 0 | 0
oh_line_TAP_OH_918470 |  | AN | node_8102801_200904025 | node_1261113_543_15311343_199 | 0.033 | unb_TAPWIRE_OH | 8102801 | no | no |  |  | no |  |  | 0 | 0 | 0 | 0
oh_line_TAP_OH_918471 |  | AN | node_8102801_200904032 | node_1260356_974_15313254_739 | 0.033 | unb_TAPWIRE_OH | 8102801 | no | no |  |  | no |  |  | 0 | 0 | 0 | 0
oh_line_TAP_OH_918472 |  | AN | node_8102801_200904033 | node_1259806_433_15313330_4 | 0.033 | unb_TAPWIRE_OH | 8102801 | no | no |  |  | no |  |  | 0 | 0 | 0 | 0
oh_line_TAP_OH_918473 |  | AN | node_8102801_200904034 | node_1263624_552_15305826_776 | 0.033 | unb_TAPWIRE_OH | 8102801 | no | no |  |  | no |  |  | 0 | 0 | 0 | 0
oh_line_TAP_OH_918474 |  | AN | node_8102801_200904038 | node_1262965_729_15306721_17 | 0.033 | unb_TAPWIRE_OH | 8102801 | no | no |  |  | no |  |  | 0 | 0 | 0 | 0
oh_line_TAP_OH_918475 |  | AN | node_8102801_200904040 | node_1263125_047_15306868_178 | 0.033 | unb_TAPWIRE_OH | 8102801 | no | no |  |  | no |  |  | 0 | 0 | 0 | 0
oh_line_TAP_OH_918476 |  | AN | node_8102801_200904041 | node_1262696_172_15307231_539 | 0.033 | unb_TAPWIRE_OH | 8102801 | no | no |  |  | no |  |  | 0 | 0 | 0 | 0
oh_line_TAP_OH_918477 |  | AN | node_8102801_200904048 | node_1259806_79_15309908_838 | 0.033 | unb_TAPWIRE_OH | 8102801 | no | no |  |  | no |  |  | 0 | 0 | 0 | 0
oh_line_TAP_OH_918478 |  | AN | node_8102801_200904049 | node_1259728_132_15309460_986 | 0.033 | unb_TAPWIRE_OH | 8102801 | no | no |  |  | no |  |  | 0 | 0 | 0 | 0
oh_line_TAP_OH_918504 |  | AN | node_8102801_200904106 | node_1253410_66_15271538_869 | 0.033 | unb_TAPWIRE_OH | 8102801 | no | no |  |  | no |  |  | 0 | 0 | 0 | 0
oh_line_TAP_OH_918505 |  | ABCN | node_8102801_200904107 | node_1253155_853_15271364_244 | 0.033 | unb_TAPWIRE_OH | 8102801 | no | no |  |  | no |  |  | 0 | 0 | 0 | 0
oh_line_TAP_OH_918506 |  | ABCN | node_8102801_200904108 | node_1252873_759_15271405_326 | 0.033 | unb_TAPWIRE_OH | 8102801 | no | no |  |  | no |  |  | 0 | 0 | 0 | 0
oh_line_TAP_OH_918507 |  | ABCN | node_8102801_200904110 | node_1252622_722_15271581_222 | 0.033 | unb_TAPWIRE_OH | 8102801 | no | no |  |  | no |  |  | 0 | 0 | 0 | 0
oh_line_TAP_OH_918508 |  | AN | node_8102801_200904113 | node_1252358_37_15271565_738 | 0.033 | unb_TAPWIRE_OH | 8102801 | no | no |  |  | no |  |  | 0 | 0 | 0 | 0
oh_line_TAP_OH_918509 |  | ABN | node_8102801_200904122 | node_1260117_926_15269911_81 | 0.033 | unb_TAPWIRE_OH | 8102801 | no | no |  |  | no |  |  | 0 | 0 | 0 | 0
oh_line_TAP_OH_918510 |  | ABCN | node_8102801_200904124 | node_1260118_19_15270270_95 | 0.033 | unb_TAPWIRE_OH | 8102801 | no | no |  |  | no |  |  | 0 | 0 | 0 | 0
oh_line_TAP_OH_918511 |  | ABCN | node_8102801_200904126 | node_1260132_323_15270552_404 | 0.033 | unb_TAPWIRE_OH | 8102801 | no | no |  |  | no |  |  | 0 | 0 | 0 | 0
oh_line_TAP_OH_918512 |  | ABCN | node_8102801_200904131 | node_1259482_236_15270608_011 | 0.033 | unb_TAPWIRE_OH | 8102801 | no | no |  |  | no |  |  | 0 | 0 | 0 | 0
oh_line_TAP_OH_918513 |  | ABCN | node_8102801_200904135 | node_1258842_684_15270554_516 | 0.033 | unb_TAPWIRE_OH | 8102801 | no | no |  |  | no |  |  | 0 | 0 | 0 | 0
oh_line_TAP_OH_918514 |  | ABCN | node_8102801_200904137 | node_1258610_518_15270628_321 | 0.033 | unb_TAPWIRE_OH | 8102801 | no | no |  |  | no |  |  | 0 | 0 | 0 | 0
oh_line_TAP_OH_918515 |  | ABCN | node_8102801_200904152 | node_1255553_517_15270436_407 | 0.033 | unb_TAPWIRE_OH | 8102801 | no | no |  |  | no |  |  | 0 | 0 | 0 | 0
oh_line_TAP_OH_918516 |  | ABCN | node_8102801_200904156 | node_1254944_989_15270505_068 | 0.033 | unb_TAPWIRE_OH | 8102801 | no | no |  |  | no |  |  | 0 | 0 | 0 | 0
oh_line_TAP_OH_918517 |  | ABCN | node_8102801_200904158 | node_1254528_604_15270714_796 | 0.033 | unb_TAPWIRE_OH | 8102801 | no | no |  |  | no |  |  | 0 | 0 | 0 | 0
oh_line_TAP_OH_918518 |  | ABCN | node_8102801_200904159 | node_1254294_876_15270792_239 | 0.033 | unb_TAPWIRE_OH | 8102801 | no | no |  |  | no |  |  | 0 | 0 | 0 | 0
oh_line_TAP_OH_918519 |  | ABCN | node_8102801_200904160 | node_1254112_035_15270872_581 | 0.033 | unb_TAPWIRE_OH | 8102801 | no | no |  |  | no |  |  | 0 | 0 | 0 | 0
oh_line_TAP_OH_918520 |  | ABCN | node_8102801_200904163 | node_1253534_129_15271154_707 | 0.033 | unb_TAPWIRE_OH | 8102801 | no | no |  |  | no |  |  | 0 | 0 | 0 | 0
oh_line_TAP_OH_918521 |  | AN | node_8102801_200904169 | node_1258730_025_15284346_496 | 0.033 | unb_TAPWIRE_OH | 8102801 | no | no |  |  | no |  |  | 0 | 0 | 0 | 0
oh_line_TAP_OH_918522 |  | AN | node_8102801_200904170 | node_1266776_971_15285098_722 | 0.033 | unb_TAPWIRE_OH | 8102801 | no | no |  |  | no |  |  | 0 | 0 | 0 | 0
oh_line_TAP_OH_918523 |  | AN | node_8102801_200904181 | node_1265019_626_15290121_319 | 0.033 | unb_TAPWIRE_OH | 8102801 | no | no |  |  | no |  |  | 0 | 0 | 0 | 0
oh_line_TAP_OH_918524 |  | AN | node_8102801_200904186 | node_1264140_12_15291661_353 | 0.033 | unb_TAPWIRE_OH | 8102801 | no | no |  |  | no |  |  | 0 | 0 | 0 | 0
oh_line_TAP_OH_918525 |  | AN | node_8102801_200904190 | node_1264037_206_15292777_027 | 0.033 | unb_TAPWIRE_OH | 8102801 | no | no |  |  | no |  |  | 0 | 0 | 0 | 0
oh_line_TAP_OH_918526 |  | AN | node_8102801_200904197 | node_1262528_872_15294838_615 | 0.033 | unb_TAPWIRE_OH | 8102801 | no | no |  |  | no |  |  | 0 | 0 | 0 | 0
oh_line_TAP_OH_918527 |  | AN | node_8102801_200904202 | node_1266747_396_15287175_633 | 0.033 | unb_TAPWIRE_OH | 8102801 | no | no |  |  | no |  |  | 0 | 0 | 0 | 0
oh_line_TAP_OH_918528 |  | AN | node_8102801_200904206 | node_1266657_446_15288620_035 | 0.033 | unb_TAPWIRE_OH | 8102801 | no | no |  |  | no |  |  | 0 | 0 | 0 | 0
oh_line_TAP_OH_918529 |  | AN | node_8102801_200904212 | node_1261640_58_15290868_191 | 0.033 | unb_TAPWIRE_OH | 8102801 | no | no |  |  | no |  |  | 0 | 0 | 0 | 0
oh_line_TAP_OH_918530 |  | AN | node_8102801_200904213 | node_1261439_678_15290777_78 | 0.033 | unb_TAPWIRE_OH | 8102801 | no | no |  |  | no |  |  | 0 | 0 | 0 | 0
oh_line_TAP_OH_918531 |  | AN | node_8102801_200904214 | node_1261261_589_15290926_156 | 0.033 | unb_TAPWIRE_OH | 8102801 | no | no |  |  | no |  |  | 0 | 0 | 0 | 0
oh_line_TAP_OH_918532 |  | AN | node_8102801_200904215 | node_1261072_368_15291010_939 | 0.033 | unb_TAPWIRE_OH | 8102801 | no | no |  |  | no |  |  | 0 | 0 | 0 | 0
oh_line_TAP_OH_918533 |  | AN | node_8102801_200904216 | node_1260849_949_15291061_005 | 0.033 | unb_TAPWIRE_OH | 8102801 | no | no |  |  | no |  |  | 0 | 0 | 0 | 0
oh_line_TAP_OH_918534 |  | AN | node_8102801_200904222 | node_1263268_791_15291073_556 | 0.033 | unb_TAPWIRE_OH | 8102801 | no | no |  |  | no |  |  | 0 | 0 | 0 | 0
oh_line_TAP_OH_918535 |  | AN | node_8102801_200904224 | node_1262350_086_15290735_239 | 0.033 | unb_TAPWIRE_OH | 8102801 | no | no |  |  | no |  |  | 0 | 0 | 0 | 0
oh_line_TAP_OH_918536 |  | AN | node_8102801_200904225 | node_1262083_493_15290635_515 | 0.033 | unb_TAPWIRE_OH | 8102801 | no | no |  |  | no |  |  | 0 | 0 | 0 | 0
oh_line_TAP_OH_918537 |  | AN | node_8102801_200904226 | node_1261877_724_15290786_53 | 0.033 | unb_TAPWIRE_OH | 8102801 | no | no |  |  | no |  |  | 0 | 0 | 0 | 0
oh_line_TAP_OH_918556 |  | AN | node_8102801_200904274 | node_1259594_313_15270446_429 | 0.033 | unb_TAPWIRE_OH | 8102801 | no | no |  |  | no |  |  | 0 | 0 | 0 | 0
oh_line_TAP_OH_918557 |  | AN | node_8102801_200904275 | node_1259871_82_15270311_864 | 0.033 | unb_TAPWIRE_OH | 8102801 | no | no |  |  | no |  |  | 0 | 0 | 0 | 0
oh_line_TAP_OH_918558 |  | AN | node_8102801_200904277 | node_1259406_543_15270270_474 | 0.033 | unb_TAPWIRE_OH | 8102801 | no | no |  |  | no |  |  | 0 | 0 | 0 | 0
oh_line_TAP_OH_918559 |  | AN | node_8102801_200904286 | node_1260144_341_15271586_886 | 0.033 | unb_TAPWIRE_OH | 8102801 | no | no |  |  | no |  |  | 0 | 0 | 0 | 0
oh_line_TAP_OH_918560 |  | AN | node_8102801_200904293 | node_1251381_212_15279058_903 | 0.033 | unb_TAPWIRE_OH | 8102801 | no | no |  |  | no |  |  | 0 | 0 | 0 | 0
oh_line_TAP_OH_918561 |  | AN | node_8102801_200904299 | node_1253083_045_15280097_498 | 0.033 | unb_TAPWIRE_OH | 8102801 | no | no |  |  | no |  |  | 0 | 0 | 0 | 0
oh_line_TAP_OH_918562 |  | AN | node_8102801_200904301 | node_1253358_54_15280040_387 | 0.033 | unb_TAPWIRE_OH | 8102801 | no | no |  |  | no |  |  | 0 | 0 | 0 | 0
oh_line_TAP_OH_918563 |  | AN | node_8102801_200904302 | node_1252988_771_15280223_214 | 0.033 | unb_TAPWIRE_OH | 8102801 | no | no |  |  | no |  |  | 0 | 0 | 0 | 0
oh_line_TAP_OH_918564 |  | AN | node_8102801_200904305 | node_1253671_557_15280943_758 | 0.033 | unb_TAPWIRE_OH | 8102801 | no | no |  |  | no |  |  | 0 | 0 | 0 | 0
oh_line_TAP_OH_918577 |  | AN | node_8102801_200904332 | node_1260540_697_15270365_839 | 0.033 | unb_TAPWIRE_OH | 8102801 | no | no |  |  | no |  |  | 0 | 0 | 0 | 0
oh_line_TAP_OH_918578 |  | AN | node_8102801_200904335 | node_1261020_55_15270101_424 | 0.033 | unb_TAPWIRE_OH | 8102801 | no | no |  |  | no |  |  | 0 | 0 | 0 | 0
oh_line_TAP_OH_918579 |  | AN | node_8102801_200904336 | node_1261183_287_15270000_901 | 0.033 | unb_TAPWIRE_OH | 8102801 | no | no |  |  | no |  |  | 0 | 0 | 0 | 0
oh_line_TAP_OH_918580 |  | AN | node_8102801_200904340 | node_1262010_343_15269655_806 | 0.033 | unb_TAPWIRE_OH | 8102801 | no | no |  |  | no |  |  | 0 | 0 | 0 | 0
oh_line_TAP_OH_918581 |  | AN | node_8102801_200904343 | node_1262937_609_15269424_102 | 0.033 | unb_TAPWIRE_OH | 8102801 | no | no |  |  | no |  |  | 0 | 0 | 0 | 0
oh_line_TAP_OH_918582 |  | AN | node_8102801_200904347 | node_1263441_335_15269325_643 | 0.033 | unb_TAPWIRE_OH | 8102801 | no | no |  |  | no |  |  | 0 | 0 | 0 | 0
oh_line_TAP_OH_918583 |  | AN | node_8102801_200904348 | node_1263751_237_15269287_521 | 0.033 | unb_TAPWIRE_OH | 8102801 | no | no |  |  | no |  |  | 0 | 0 | 0 | 0
oh_line_TAP_OH_918584 |  | AN | node_8102801_200904352 | node_1264195_154_15269487_477 | 0.033 | unb_TAPWIRE_OH | 8102801 | no | no |  |  | no |  |  | 0 | 0 | 0 | 0
oh_line_TAP_OH_918585 |  | AN | node_8102801_200904354 | node_1264435_199_15269491_641 | 0.033 | unb_TAPWIRE_OH | 8102801 | no | no |  |  | no |  |  | 0 | 0 | 0 | 0
oh_line_TAP_OH_918586 |  | AN | node_8102801_200904355 | node_1264814_712_15269646_044 | 0.033 | unb_TAPWIRE_OH | 8102801 | no | no |  |  | no |  |  | 0 | 0 | 0 | 0
oh_line_TAP_OH_918587 |  | AN | node_8102801_200904358 | node_1265091_929_15269664_858 | 0.033 | unb_TAPWIRE_OH | 8102801 | no | no |  |  | no |  |  | 0 | 0 | 0 | 0
oh_line_TAP_OH_918588 |  | AN | node_8102801_200904360 | node_1265455_936_15269664_139 | 0.033 | unb_TAPWIRE_OH | 8102801 | no | no |  |  | no |  |  | 0 | 0 | 0 | 0
oh_line_TAP_OH_918589 |  | AN | node_8102801_200904363 | node_1265703_416_15269537_347 | 0.033 | unb_TAPWIRE_OH | 8102801 | no | no |  |  | no |  |  | 0 | 0 | 0 | 0
oh_line_TAP_OH_918590 |  | AN | node_8102801_200904364 | node_1266000_845_15269533_313 | 0.033 | unb_TAPWIRE_OH | 8102801 | no | no |  |  | no |  |  | 0 | 0 | 0 | 0
oh_line_TAP_OH_918591 |  | AN | node_8102801_200904367 | node_1266305_359_15269602_146 | 0.033 | unb_TAPWIRE_OH | 8102801 | no | no |  |  | no |  |  | 0 | 0 | 0 | 0
oh_line_TAP_OH_918607 |  | AN | node_8102801_200904412 | node_1272249_004_15276405_947 | 0.033 | unb_TAPWIRE_OH | 8102801 | no | no |  |  | no |  |  | 0 | 0 | 0 | 0
oh_line_TAP_OH_918608 |  | AN | node_8102801_200904416 | node_1271089_247_15288331_697 | 0.033 | unb_TAPWIRE_OH | 8102801 | no | no |  |  | no |  |  | 0 | 0 | 0 | 0
oh_line_TAP_OH_918609 |  | AN | node_8102801_200904417 | node_1270932_596_15288566_727 | 0.033 | unb_TAPWIRE_OH | 8102801 | no | no |  |  | no |  |  | 0 | 0 | 0 | 0
oh_line_TAP_OH_918610 |  | AN | node_8102801_200904418 | node_1270705_036_15288965_539 | 0.033 | unb_TAPWIRE_OH | 8102801 | no | no |  |  | no |  |  | 0 | 0 | 0 | 0
oh_line_TAP_OH_918611 |  | AN | node_8102801_200904420 | node_1270455_194_15289456_879 | 0.033 | unb_TAPWIRE_OH | 8102801 | no | no |  |  | no |  |  | 0 | 0 | 0 | 0
oh_line_TAP_OH_918612 |  | AN | node_8102801_200904423 | node_1269899_802_15288994_765 | 0.033 | unb_TAPWIRE_OH | 8102801 | no | no |  |  | no |  |  | 0 | 0 | 0 | 0
oh_line_TAP_OH_918613 |  | AN | node_8102801_200904424 | node_1269840_698_15289330_188 | 0.033 | unb_TAPWIRE_OH | 8102801 | no | no |  |  | no |  |  | 0 | 0 | 0 | 0
oh_line_TAP_OH_918614 |  | AN | node_8102801_200904425 | node_1270260_755_15289690_999 | 0.033 | unb_TAPWIRE_OH | 8102801 | no | no |  |  | no |  |  | 0 | 0 | 0 | 0
oh_line_TAP_OH_918615 |  | AN | node_8102801_200904433 | node_1269803_334_15291166_22 | 0.033 | unb_TAPWIRE_OH | 8102801 | no | no |  |  | no |  |  | 0 | 0 | 0 | 0
oh_line_TAP_OH_918616 |  | AN | node_8102801_200904434 | node_1269772_225_15291418_992 | 0.033 | unb_TAPWIRE_OH | 8102801 | no | no |  |  | no |  |  | 0 | 0 | 0 | 0
oh_line_TAP_OH_918617 |  | AN | node_8102801_200904435 | node_1269585_776_15291686_141 | 0.033 | unb_TAPWIRE_OH | 8102801 | no | no |  |  | no |  |  | 0 | 0 | 0 | 0
oh_line_TAP_OH_918618 |  | AN | node_8102801_200904436 | node_1269367_584_15291997_093 | 0.033 | unb_TAPWIRE_OH | 8102801 | no | no |  |  | no |  |  | 0 | 0 | 0 | 0
oh_line_TAP_OH_918619 |  | AN | node_8102801_200904439 | node_1269121_989_15292353_87 | 0.033 | unb_TAPWIRE_OH | 8102801 | no | no |  |  | no |  |  | 0 | 0 | 0 | 0
oh_line_TAP_OH_918620 |  | AN | node_8102801_200904441 | node_1268870_857_15292505_337 | 0.033 | unb_TAPWIRE_OH | 8102801 | no | no |  |  | no |  |  | 0 | 0 | 0 | 0
oh_line_TAP_OH_918621 |  | AN | node_8102801_200904445 | node_1268029_266_15293721_35 | 0.033 | unb_TAPWIRE_OH | 8102801 | no | no |  |  | no |  |  | 0 | 0 | 0 | 0
oh_line_TAP_OH_918622 |  | AN | node_8102801_200904446 | node_1267964_529_15293881_365 | 0.033 | unb_TAPWIRE_OH | 8102801 | no | no |  |  | no |  |  | 0 | 0 | 0 | 0
oh_line_TAP_OH_918623 |  | AN | node_8102801_311933176 | node_1268403_733_15294439_516 | 0.033 | unb_TAPWIRE_OH | 8102801 | no | no |  |  | no |  |  | 0 | 0 | 0 | 0
oh_line_TAP_OH_918624 |  | AN | node_8102801_200904450 | node_1267813_595_15294201_289 | 0.033 | unb_TAPWIRE_OH | 8102801 | no | no |  |  | no |  |  | 0 | 0 | 0 | 0
oh_line_TAP_OH_918625 |  | AN | node_8102801_200904453 | node_1267732_137_15294653_074 | 0.033 | unb_TAPWIRE_OH | 8102801 | no | no |  |  | no |  |  | 0 | 0 | 0 | 0
oh_line_TAP_OH_918626 |  | AN | node_8102801_200904454 | node_1267979_163_15294876_899 | 0.033 | unb_TAPWIRE_OH | 8102801 | no | no |  |  | no |  |  | 0 | 0 | 0 | 0
oh_line_TAP_OH_918627 |  | AN | node_8102801_200904455 | node_1267433_533_15295063_085 | 0.033 | unb_TAPWIRE_OH | 8102801 | no | no |  |  | no |  |  | 0 | 0 | 0 | 0
oh_line_TAP_OH_918628 |  | AN | node_8102801_200904456 | node_1267503_606_15295419_077 | 0.033 | unb_TAPWIRE_OH | 8102801 | no | no |  |  | no |  |  | 0 | 0 | 0 | 0
oh_line_TAP_OH_918629 |  | AN | node_8102801_200904459 | node_1267276_693_15295530_474 | 0.033 | unb_TAPWIRE_OH | 8102801 | no | no |  |  | no |  |  | 0 | 0 | 0 | 0
oh_line_TAP_OH_918630 |  | AN | node_8102801_200904461 | node_1267072_966_15296094_067 | 0.033 | unb_TAPWIRE_OH | 8102801 | no | no |  |  | no |  |  | 0 | 0 | 0 | 0
oh_line_TAP_OH_918631 |  | AN | node_8102801_200904464 | node_1266804_339_15296742_382 | 0.033 | unb_TAPWIRE_OH | 8102801 | no | no |  |  | no |  |  | 0 | 0 | 0 | 0
oh_line_TAP_OH_918632 |  | AN | node_8102801_200904470 | node_1265429_216_15298306_924 | 0.033 | unb_TAPWIRE_OH | 8102801 | no | no |  |  | no |  |  | 0 | 0 | 0 | 0
oh_line_TAP_OH_918633 |  | AN | node_8102801_200904474 | node_1265498_443_15299388_476 | 0.033 | unb_TAPWIRE_OH | 8102801 | no | no |  |  | no |  |  | 0 | 0 | 0 | 0
oh_line_TAP_OH_918634 |  | AN | node_8102801_200904476 | node_1265469_157_15300088_536 | 0.033 | unb_TAPWIRE_OH | 8102801 | no | no |  |  | no |  |  | 0 | 0 | 0 | 0
oh_line_TAP_OH_918635 |  | AN | node_8102801_200904478 | node_1265568_536_15300789_024 | 0.033 | unb_TAPWIRE_OH | 8102801 | no | no |  |  | no |  |  | 0 | 0 | 0 | 0
oh_line_TAP_OH_918636 |  | AN | node_8102801_200904479 | node_1265594_929_15301225_923 | 0.033 | unb_TAPWIRE_OH | 8102801 | no | no |  |  | no |  |  | 0 | 0 | 0 | 0
oh_line_TAP_OH_918637 |  | AN | node_8102801_200904483 | node_1265789_402_15301673_722 | 0.033 | unb_TAPWIRE_OH | 8102801 | no | no |  |  | no |  |  | 0 | 0 | 0 | 0
oh_line_TAP_OH_918638 |  | AN | node_8102801_200904486 | node_1265788_619_15302378_883 | 0.033 | unb_TAPWIRE_OH | 8102801 | no | no |  |  | no |  |  | 0 | 0 | 0 | 0
oh_line_TAP_OH_918639 |  | AN | node_8102801_200904490 | node_1265347_743_15303319_094 | 0.033 | unb_TAPWIRE_OH | 8102801 | no | no |  |  | no |  |  | 0 | 0 | 0 | 0
oh_line_TAP_OH_918640 |  | AN | node_8102801_200904491 | node_1265243_841_15303561_927 | 0.033 | unb_TAPWIRE_OH | 8102801 | no | no |  |  | no |  |  | 0 | 0 | 0 | 0
oh_line_TAP_OH_918641 |  | AN | node_8102801_200904493 | node_1265086_783_15303960_299 | 0.033 | unb_TAPWIRE_OH | 8102801 | no | no |  |  | no |  |  | 0 | 0 | 0 | 0
oh_line_TAP_OH_918642 |  | AN | node_8102801_200904494 | node_1265005_658_15304269_191 | 0.033 | unb_TAPWIRE_OH | 8102801 | no | no |  |  | no |  |  | 0 | 0 | 0 | 0
oh_line_TAP_OH_918643 |  | AN | node_8102801_200904495 | node_1264927_149_15304564_92 | 0.033 | unb_TAPWIRE_OH | 8102801 | no | no |  |  | no |  |  | 0 | 0 | 0 | 0
oh_line_TAP_OH_918644 |  | AN | node_8102801_200904497 | node_1265012_046_15305038_735 | 0.033 | unb_TAPWIRE_OH | 8102801 | no | no |  |  | no |  |  | 0 | 0 | 0 | 0
oh_line_TAP_OH_918645 |  | AN | node_8102801_200904501 | node_1265315_58_15306879_099 | 0.033 | unb_TAPWIRE_OH | 8102801 | no | no |  |  | no |  |  | 0 | 0 | 0 | 0
oh_line_TAP_OH_918646 |  | AN | node_8102801_200904503 | node_1265533_108_15307896_572 | 0.033 | unb_TAPWIRE_OH | 8102801 | no | no |  |  | no |  |  | 0 | 0 | 0 | 0
oh_line_TAP_OH_918647 |  | AN | node_8102801_200904505 | node_1265601_765_15308237_025 | 0.033 | unb_TAPWIRE_OH | 8102801 | no | no |  |  | no |  |  | 0 | 0 | 0 | 0
oh_line_TAP_OH_918648 |  | AN | node_8102801_200904508 | node_1265453_353_15308744_441 | 0.033 | unb_TAPWIRE_OH | 8102801 | no | no |  |  | no |  |  | 0 | 0 | 0 | 0
oh_line_TAP_OH_918649 |  | AN | node_8102801_200904510 | node_1265517_455_15309211_518 | 0.033 | unb_TAPWIRE_OH | 8102801 | no | no |  |  | no |  |  | 0 | 0 | 0 | 0
oh_line_TAP_OH_918658 |  | ABCN | node_8102801_200904534 | node_1272237_426_15273634_872 | 0.033 | unb_TAPWIRE_OH | 8102801 | no | no |  |  | no |  |  | 0 | 0 | 0 | 0
oh_line_TAP_OH_918659 |  | ABCN | node_8102801_200904535 | node_1272281_363_15273871_622 | 0.033 | unb_TAPWIRE_OH | 8102801 | no | no |  |  | no |  |  | 0 | 0 | 0 | 0
oh_line_TAP_OH_918660 |  | ABCN | node_8102801_200904540 | node_1272317_845_15274575_351 | 0.033 | unb_TAPWIRE_OH | 8102801 | no | no |  |  | no |  |  | 0 | 0 | 0 | 0
oh_line_TAP_OH_918661 |  | ABCN | node_8102801_200904545 | node_1272600_219_15274944_43 | 0.033 | unb_TAPWIRE_OH | 8102801 | no | no |  |  | no |  |  | 0 | 0 | 0 | 0
oh_line_TAP_OH_918662 |  | ABCN | node_8102801_200904549 | node_1272799_341_15275510_605 | 0.033 | unb_TAPWIRE_OH | 8102801 | no | no |  |  | no |  |  | 0 | 0 | 0 | 0
oh_line_TAP_OH_918663 |  | ABCN | node_8102801_200904552 | node_1272984_618_15275992_851 | 0.033 | unb_TAPWIRE_OH | 8102801 | no | no |  |  | no |  |  | 0 | 0 | 0 | 0
oh_line_TAP_OH_918664 |  | ABCN | node_8102801_200904554 | node_1273077_04_15276205_556 | 0.033 | unb_TAPWIRE_OH | 8102801 | no | no |  |  | no |  |  | 0 | 0 | 0 | 0
oh_line_TAP_OH_918665 |  | ABCN | node_8102801_200904557 | node_1273324_158_15276665_833 | 0.033 | unb_TAPWIRE_OH | 8102801 | no | no |  |  | no |  |  | 0 | 0 | 0 | 0
oh_line_TAP_OH_918667 |  | AN | node_8102801_200904565 | node_1273824_037_15277655_54 | 0.033 | unb_TAPWIRE_OH | 8102801 | no | no |  |  | no |  |  | 0 | 0 | 0 | 0
oh_line_TAP_OH_918668 |  | AN | node_8102801_200904568 | node_1274113_774_15278025_897 | 0.033 | unb_TAPWIRE_OH | 8102801 | no | no |  |  | no |  |  | 0 | 0 | 0 | 0
oh_line_TAP_OH_918669 |  | AN | node_8102801_200904576 | node_1274278_167_15278294_465 | 0.033 | unb_TAPWIRE_OH | 8102801 | no | no |  |  | no |  |  | 0 | 0 | 0 | 0
oh_line_TAP_OH_918670 |  | ABCN | node_8102801_200904579 | node_1274526_12_15278758_483 | 0.033 | unb_TAPWIRE_OH | 8102801 | no | no |  |  | no |  |  | 0 | 0 | 0 | 0
oh_line_TAP_OH_918671 |  | ABCN | node_8102801_200904582 | node_1274811_116_15279094_204 | 0.033 | unb_TAPWIRE_OH | 8102801 | no | no |  |  | no |  |  | 0 | 0 | 0 | 0
oh_line_TAP_OH_918672 |  | ABCN | node_8102801_200904585 | node_1274992_409_15279389_604 | 0.033 | unb_TAPWIRE_OH | 8102801 | no | no |  |  | no |  |  | 0 | 0 | 0 | 0
oh_line_TAP_OH_918673 |  | ABCN | node_8102801_200904587 | node_1275116_479_15279495_246 | 0.033 | unb_TAPWIRE_OH | 8102801 | no | no |  |  | no |  |  | 0 | 0 | 0 | 0
oh_line_TAP_OH_918674 |  | ABCN | node_8102801_200904589 | node_1275200_532_15279602_39 | 0.033 | unb_TAPWIRE_OH | 8102801 | no | no |  |  | no |  |  | 0 | 0 | 0 | 0
oh_line_TAP_OH_918679 |  | ABCN | node_8102801_200904602 | node_1274876_469_15280739_919 | 0.033 | unb_TAPWIRE_OH | 8102801 | no | no |  |  | no |  |  | 0 | 0 | 0 | 0
oh_line_TAP_OH_918680 |  | AN | node_8102801_200904611 | node_1274412_316_15281317_958 | 0.033 | unb_TAPWIRE_OH | 8102801 | no | no |  |  | no |  |  | 0 | 0 | 0 | 0
oh_line_TAP_OH_918681 |  | AN | node_8102801_200904614 | node_1274150_114_15281501_064 | 0.033 | unb_TAPWIRE_OH | 8102801 | no | no |  |  | no |  |  | 0 | 0 | 0 | 0
oh_line_TAP_OH_918682 |  | AN | node_8102801_200904616 | node_1273935_925_15281843_68 | 0.033 | unb_TAPWIRE_OH | 8102801 | no | no |  |  | no |  |  | 0 | 0 | 0 | 0
oh_line_TAP_OH_918683 |  | AN | node_8102801_200904621 | node_1273630_158_15282002_957 | 0.033 | unb_TAPWIRE_OH | 8102801 | no | no |  |  | no |  |  | 0 | 0 | 0 | 0
oh_line_TAP_OH_918684 |  | AN | node_8102801_200904622 | node_1273779_071_15282331_728 | 0.033 | unb_TAPWIRE_OH | 8102801 | no | no |  |  | no |  |  | 0 | 0 | 0 | 0
oh_line_TAP_OH_918685 |  | AN | node_8102801_200904626 | node_1273559_649_15282803_376 | 0.033 | unb_TAPWIRE_OH | 8102801 | no | no |  |  | no |  |  | 0 | 0 | 0 | 0
oh_line_TAP_OH_918686 |  | AN | node_8102801_200904628 | node_1273328_177_15283208_405 | 0.033 | unb_TAPWIRE_OH | 8102801 | no | no |  |  | no |  |  | 0 | 0 | 0 | 0
oh_line_TAP_OH_918687 |  | AN | node_8102801_200904630 | node_1272969_461_15283717_903 | 0.033 | unb_TAPWIRE_OH | 8102801 | no | no |  |  | no |  |  | 0 | 0 | 0 | 0
oh_line_TAP_OH_918688 |  | AN | node_8102801_200904631 | node_1272814_684_15283910_855 | 0.033 | unb_TAPWIRE_OH | 8102801 | no | no |  |  | no |  |  | 0 | 0 | 0 | 0
oh_line_TAP_OH_918689 |  | AN | node_8102801_200904636 | node_1272720_534_15284943_272 | 0.033 | unb_TAPWIRE_OH | 8102801 | no | no |  |  | no |  |  | 0 | 0 | 0 | 0
oh_line_TAP_OH_918690 |  | AN | node_8102801_200904637 | node_1272757_178_15284667_521 | 0.033 | unb_TAPWIRE_OH | 8102801 | no | no |  |  | no |  |  | 0 | 0 | 0 | 0
oh_line_TAP_OH_918691 |  | AN | node_8102801_200904639 | node_1272856_337_15284203_736 | 0.033 | unb_TAPWIRE_OH | 8102801 | no | no |  |  | no |  |  | 0 | 0 | 0 | 0
oh_line_TAP_OH_918692 |  | AN | node_8102801_200904641 | node_1272482_066_15285607_622 | 0.033 | unb_TAPWIRE_OH | 8102801 | no | no |  |  | no |  |  | 0 | 0 | 0 | 0
oh_line_TAP_OH_918693 |  | AN | node_8102801_200904643 | node_1272558_78_15285325_13 | 0.033 | unb_TAPWIRE_OH | 8102801 | no | no |  |  | no |  |  | 0 | 0 | 0 | 0
oh_line_TAP_OH_918694 |  | AN | node_8102801_200904646 | node_1271959_502_15286491_573 | 0.033 | unb_TAPWIRE_OH | 8102801 | no | no |  |  | no |  |  | 0 | 0 | 0 | 0
oh_line_TAP_OH_918695 |  | AN | node_8102801_200904650 | node_1271690_242_15287190_334 | 0.033 | unb_TAPWIRE_OH | 8102801 | no | no |  |  | no |  |  | 0 | 0 | 0 | 0
oh_line_TAP_OH_918696 |  | AN | node_8102801_200904654 | node_1264105_154_15271424_394 | 0.033 | unb_TAPWIRE_OH | 8102801 | no | no |  |  | no |  |  | 0 | 0 | 0 | 0
oh_line_TAP_OH_918697 |  | ABCN | node_8102801_200904659 | node_1271671_223_15271705_87 | 0.033 | unb_TAPWIRE_OH | 8102801 | no | no |  |  | no |  |  | 0 | 0 | 0 | 0
oh_line_TAP_OH_918698 |  | ABCN | node_8102801_200904665 | node_1271018_995_15270644_847 | 0.033 | unb_TAPWIRE_OH | 8102801 | no | no |  |  | no |  |  | 0 | 0 | 0 | 0
oh_line_TAP_OH_918699 |  | AN | node_8102801_200904667 | node_1270976_475_15270486_794 | 0.033 | unb_TAPWIRE_OH | 8102801 | no | no |  |  | no |  |  | 0 | 0 | 0 | 0
oh_line_TAP_OH_918700 |  | AN | node_8102801_200904668 | node_1271064_33_15270157_241 | 0.033 | unb_TAPWIRE_OH | 8102801 | no | no |  |  | no |  |  | 0 | 0 | 0 | 0
oh_line_TAP_OH_918701 |  | ABCN | node_8102801_200904689 | node_1268482_983_15269545_229 | 0.033 | unb_TAPWIRE_OH | 8102801 | no | no |  |  | no |  |  | 0 | 0 | 0 | 0
oh_line_TAP_OH_918702 |  | AN | node_8102801_200904695 | node_1268790_33_15269871_318 | 0.033 | unb_TAPWIRE_OH | 8102801 | no | no |  |  | no |  |  | 0 | 0 | 0 | 0
oh_line_TAP_OH_918703 |  | ABCN | node_8102801_200904696 | node_1268359_556_15269812_224 | 0.033 | unb_TAPWIRE_OH | 8102801 | no | no |  |  | no |  |  | 0 | 0 | 0 | 0
oh_line_TAP_OH_918704 |  | ABCN | node_8102801_200904698 | node_1267921_946_15269848_168 | 0.033 | unb_TAPWIRE_OH | 8102801 | no | no |  |  | no |  |  | 0 | 0 | 0 | 0
oh_line_TAP_OH_918706 |  | ABCN | node_8102801_200904710 | node_1266001_222_15270460_328 | 0.033 | unb_TAPWIRE_OH | 8102801 | no | no |  |  | no |  |  | 0 | 0 | 0 | 0
oh_line_TAP_OH_918707 |  | ABCN | node_8102801_200904712 | node_1265471_157_15270544_279 | 0.033 | unb_TAPWIRE_OH | 8102801 | no | no |  |  | no |  |  | 0 | 0 | 0 | 0
oh_line_TAP_OH_918708 |  | ABCN | node_8102801_200904717 | node_1265000_262_15270414_634 | 0.033 | unb_TAPWIRE_OH | 8102801 | no | no |  |  | no |  |  | 0 | 0 | 0 | 0
oh_line_TAP_OH_918709 |  | AN | node_8102801_200904733 | node_1262960_439_15270833_719 | 0.033 | unb_TAPWIRE_OH | 8102801 | no | no |  |  | no |  |  | 0 | 0 | 0 | 0
oh_line_TAP_OH_918710 |  | AN | node_8102801_200904734 | node_1262972_864_15271036_773 | 0.033 | unb_TAPWIRE_OH | 8102801 | no | no |  |  | no |  |  | 0 | 0 | 0 | 0
oh_line_TAP_OH_918712 |  | ABCN | node_8102801_200904743 | node_1261512_438_15270636_577 | 0.033 | unb_TAPWIRE_OH | 8102801 | no | no |  |  | no |  |  | 0 | 0 | 0 | 0
oh_line_TAP_OH_918713 |  | ABCN | node_8102801_200904747 | node_1261156_395_15270645_451 | 0.033 | unb_TAPWIRE_OH | 8102801 | no | no |  |  | no |  |  | 0 | 0 | 0 | 0
oh_line_TAP_OH_918714 |  | ABCN | node_8102801_200904748 | node_1260941_313_15270653_37 | 0.033 | unb_TAPWIRE_OH | 8102801 | no | no |  |  | no |  |  | 0 | 0 | 0 | 0
oh_line_TAP_OH_918715 |  | ABCN | node_8102801_200904750 | node_1260557_689_15270593_203 | 0.033 | unb_TAPWIRE_OH | 8102801 | no | no |  |  | no |  |  | 0 | 0 | 0 | 0
oh_line_TAP_OH_918716 |  | AN | node_8102801_200904751 | node_1260547_118_15270965_937 | 0.033 | unb_TAPWIRE_OH | 8102801 | no | no |  |  | no |  |  | 0 | 0 | 0 | 0
oh_line_TAP_OH_918717 |  | AN | node_8102801_200904752 | node_1260895_509_15271050_094 | 0.033 | unb_TAPWIRE_OH | 8102801 | no | no |  |  | no |  |  | 0 | 0 | 0 | 0
oh_line_TAP_OH_918721 |  | ABCN | node_8102801_200904768 | node_1274240_389_15278696_464 | 0.033 | unb_TAPWIRE_OH | 8102801 | no | no |  |  | no |  |  | 0 | 0 | 0 | 0
oh_line_TAP_OH_918722 |  | ABCN | node_8102801_200904770 | node_1273857_434_15279125_524 | 0.033 | unb_TAPWIRE_OH | 8102801 | no | no |  |  | no |  |  | 0 | 0 | 0 | 0
oh_line_TAP_OH_918723 |  | ABCN | node_8102801_200904772 | node_1273599_713_15279248_476 | 0.033 | unb_TAPWIRE_OH | 8102801 | no | no |  |  | no |  |  | 0 | 0 | 0 | 0
oh_line_TAP_OH_918724 |  | ABCN | node_8102801_200904775 | node_1273369_519_15279656_139 | 0.033 | unb_TAPWIRE_OH | 8102801 | no | no |  |  | no |  |  | 0 | 0 | 0 | 0
oh_line_TAP_OH_918725 |  | AN | node_8102801_200904777 | node_1273360_367_15279924_711 | 0.033 | unb_TAPWIRE_OH | 8102801 | no | no |  |  | no |  |  | 0 | 0 | 0 | 0
oh_line_TAP_OH_918726 |  | AN | node_8102801_200904789 | node_1267135_376_15276130_887 | 0.033 | unb_TAPWIRE_OH | 8102801 | no | no |  |  | no |  |  | 0 | 0 | 0 | 0
oh_line_TAP_OH_918727 |  | AN | node_8102801_200904791 | node_1266920_024_15275730_256 | 0.033 | unb_TAPWIRE_OH | 8102801 | no | no |  |  | no |  |  | 0 | 0 | 0 | 0
oh_line_TAP_OH_918728 |  | AN | node_8102801_200904793 | node_1267217_739_15275211_579 | 0.033 | unb_TAPWIRE_OH | 8102801 | no | no |  |  | no |  |  | 0 | 0 | 0 | 0
oh_line_TAP_OH_918729 |  | AN | node_8102801_200904800 | node_1265896_56_15280317_922 | 0.033 | unb_TAPWIRE_OH | 8102801 | no | no |  |  | no |  |  | 0 | 0 | 0 | 0
oh_line_TAP_OH_918730 |  | AN | node_8102801_200904801 | node_1267525_125_15273493_766 | 0.033 | unb_TAPWIRE_OH | 8102801 | no | no |  |  | no |  |  | 0 | 0 | 0 | 0
oh_line_TAP_OH_918731 |  | AN | node_8102801_200904804 | node_1267105_901_15273598_377 | 0.033 | unb_TAPWIRE_OH | 8102801 | no | no |  |  | no |  |  | 0 | 0 | 0 | 0
oh_line_TAP_OH_918732 |  | AN | node_8102801_200904806 | node_1267439_332_15273226_128 | 0.033 | unb_TAPWIRE_OH | 8102801 | no | no |  |  | no |  |  | 0 | 0 | 0 | 0
oh_line_TAP_OH_918733 |  | AN | node_8102801_200904807 | node_1267335_349_15273005_624 | 0.033 | unb_TAPWIRE_OH | 8102801 | no | no |  |  | no |  |  | 0 | 0 | 0 | 0
oh_line_TAP_OH_918734 |  | AN | node_8102801_200904808 | node_1267405_113_15272816_823 | 0.033 | unb_TAPWIRE_OH | 8102801 | no | no |  |  | no |  |  | 0 | 0 | 0 | 0
oh_line_TAP_OH_918735 |  | AN | node_8102801_200904811 | node_1267237_032_15272165_636 | 0.033 | unb_TAPWIRE_OH | 8102801 | no | no |  |  | no |  |  | 0 | 0 | 0 | 0
oh_line_TAP_OH_918736 |  | AN | node_8102801_200904818 | node_1267403_567_15270706_914 | 0.033 | unb_TAPWIRE_OH | 8102801 | no | no |  |  | no |  |  | 0 | 0 | 0 | 0
oh_line_TAP_OH_918737 |  | AN | node_8102801_200904821 | node_1267621_345_15270217_743 | 0.033 | unb_TAPWIRE_OH | 8102801 | no | no |  |  | no |  |  | 0 | 0 | 0 | 0
oh_line_TAP_OH_918738 |  | AN | node_8102801_200904825 | node_1266494_584_15278186_552 | 0.033 | unb_TAPWIRE_OH | 8102801 | no | no |  |  | no |  |  | 0 | 0 | 0 | 0
oh_line_TAP_OH_918739 |  | AN | node_8102801_200904827 | node_1266627_463_15277540_313 | 0.033 | unb_TAPWIRE_OH | 8102801 | no | no |  |  | no |  |  | 0 | 0 | 0 | 0
oh_line_TAP_OH_918740 |  | AN | node_8102801_200904828 | node_1266864_063_15277702_346 | 0.033 | unb_TAPWIRE_OH | 8102801 | no | no |  |  | no |  |  | 0 | 0 | 0 | 0
oh_line_TAP_OH_918741 |  | AN | node_8102801_200904829 | node_1267064_381_15277899_382 | 0.033 | unb_TAPWIRE_OH | 8102801 | no | no |  |  | no |  |  | 0 | 0 | 0 | 0
oh_line_TAP_OH_918742 |  | AN | node_8102801_200904831 | node_1267213_957_15278468_684 | 0.033 | unb_TAPWIRE_OH | 8102801 | no | no |  |  | no |  |  | 0 | 0 | 0 | 0
oh_line_TAP_OH_918743 |  | AN | node_8102801_200904834 | node_1271650_948_15278877_518 | 0.033 | unb_TAPWIRE_OH | 8102801 | no | no |  |  | no |  |  | 0 | 0 | 0 | 0
oh_line_TAP_OH_918744 |  | AN | node_8102801_200904835 | node_1271451_304_15278590_255 | 0.033 | unb_TAPWIRE_OH | 8102801 | no | no |  |  | no |  |  | 0 | 0 | 0 | 0
oh_line_TAP_OH_918745 |  | AN | node_8102801_200904837 | node_1271279_185_15278954_492 | 0.033 | unb_TAPWIRE_OH | 8102801 | no | no |  |  | no |  |  | 0 | 0 | 0 | 0
oh_line_TAP_OH_918746 |  | AN | node_8102801_200904840 | node_1270747_937_15278569_78 | 0.033 | unb_TAPWIRE_OH | 8102801 | no | no |  |  | no |  |  | 0 | 0 | 0 | 0
oh_line_TAP_OH_918747 |  | AN | node_8102801_200904841 | node_1270404_418_15278590_684 | 0.033 | unb_TAPWIRE_OH | 8102801 | no | no |  |  | no |  |  | 0 | 0 | 0 | 0
oh_line_TAP_OH_918748 |  | AN | node_8102801_200904842 | node_1270072_667_15278491_145 | 0.033 | unb_TAPWIRE_OH | 8102801 | no | no |  |  | no |  |  | 0 | 0 | 0 | 0
oh_line_TAP_OH_918749 |  | AN | node_8102801_200904843 | node_1273778_744_15280988_303 | 0.033 | unb_TAPWIRE_OH | 8102801 | no | no |  |  | no |  |  | 0 | 0 | 0 | 0
oh_line_TAP_OH_918751 |  | AN | node_8102801_200904846 | node_1273533_893_15280652_45 | 0.033 | unb_TAPWIRE_OH | 8102801 | no | no |  |  | no |  |  | 0 | 0 | 0 | 0
oh_line_TAP_OH_918752 |  | AN | node_8102801_200904849 | node_1273270_173_15280490_916 | 0.033 | unb_TAPWIRE_OH | 8102801 | no | no |  |  | no |  |  | 0 | 0 | 0 | 0
oh_line_TAP_OH_918753 |  | AN | node_8102801_200904853 | node_1273029_135_15280153_664 | 0.033 | unb_TAPWIRE_OH | 8102801 | no | no |  |  | no |  |  | 0 | 0 | 0 | 0
oh_line_TAP_OH_918754 |  | AN | node_8102801_200904855 | node_1272760_981_15279976_319 | 0.033 | unb_TAPWIRE_OH | 8102801 | no | no |  |  | no |  |  | 0 | 0 | 0 | 0
oh_line_TAP_OH_918755 |  | AN | node_8102801_200904861 | node_1272177_291_15279401_335 | 0.033 | unb_TAPWIRE_OH | 8102801 | no | no |  |  | no |  |  | 0 | 0 | 0 | 0
oh_line_TAP_OH_918763 |  | AN | node_8102801_200904887 | node_1274047_146_15282587_475 | 0.033 | unb_TAPWIRE_OH | 8102801 | no | no |  |  | no |  |  | 0 | 0 | 0 | 0
oh_line_TAP_OH_918764 |  | AN | node_8102801_200904893 | node_1274294_079_15283217_238 | 0.033 | unb_TAPWIRE_OH | 8102801 | no | no |  |  | no |  |  | 0 | 0 | 0 | 0
oh_line_TAP_OH_918765 |  | AN | node_8102801_200904895 | node_1274350_862_15283428_371 | 0.033 | unb_TAPWIRE_OH | 8102801 | no | no |  |  | no |  |  | 0 | 0 | 0 | 0
oh_line_TAP_OH_918766 |  | AN | node_8102801_200904898 | node_1274577_317_15283793_133 | 0.033 | unb_TAPWIRE_OH | 8102801 | no | no |  |  | no |  |  | 0 | 0 | 0 | 0
oh_line_TAP_OH_918773 |  | AN | node_8102801_200904920 | node_1270983_117_15293277_144 | 0.033 | unb_TAPWIRE_OH | 8102801 | no | no |  |  | no |  |  | 0 | 0 | 0 | 0
oh_line_TAP_OH_918774 |  | AN | node_8102801_200904922 | node_1270906_017_15293558_745 | 0.033 | unb_TAPWIRE_OH | 8102801 | no | no |  |  | no |  |  | 0 | 0 | 0 | 0
oh_line_TAP_OH_918775 |  | AN | node_8102801_200904923 | node_1270841_677_15293832_927 | 0.033 | unb_TAPWIRE_OH | 8102801 | no | no |  |  | no |  |  | 0 | 0 | 0 | 0
oh_line_TAP_OH_918776 |  | AN | node_8102801_200904924 | node_1270735_671_15294131_742 | 0.033 | unb_TAPWIRE_OH | 8102801 | no | no |  |  | no |  |  | 0 | 0 | 0 | 0
oh_line_TAP_OH_918777 |  | AN | node_8102801_200904931 | node_1271661_359_15295784_346 | 0.033 | unb_TAPWIRE_OH | 8102801 | no | no |  |  | no |  |  | 0 | 0 | 0 | 0
oh_line_TAP_OH_918778 |  | AN | node_8102801_200904932 | node_1270320_33_15291229_814 | 0.033 | unb_TAPWIRE_OH | 8102801 | no | no |  |  | no |  |  | 0 | 0 | 0 | 0
oh_line_TAP_OH_918779 |  | AN | node_8102801_200904935 | node_1271803_271_15296176_333 | 0.033 | unb_TAPWIRE_OH | 8102801 | no | no |  |  | no |  |  | 0 | 0 | 0 | 0
oh_line_TAP_OH_918780 |  | AN | node_8102801_200904937 | node_1270953_354_15291558_475 | 0.033 | unb_TAPWIRE_OH | 8102801 | no | no |  |  | no |  |  | 0 | 0 | 0 | 0
oh_line_TAP_OH_918781 |  | AN | node_8102801_200904939 | node_1271186_492_15291878_967 | 0.033 | unb_TAPWIRE_OH | 8102801 | no | no |  |  | no |  |  | 0 | 0 | 0 | 0
oh_line_TAP_OH_918782 |  | AN | node_8102801_200904940 | node_1271136_046_15292260_202 | 0.033 | unb_TAPWIRE_OH | 8102801 | no | no |  |  | no |  |  | 0 | 0 | 0 | 0
oh_line_TAP_OH_918783 |  | AN | node_8102801_200904941 | node_1271111_554_15292532_247 | 0.033 | unb_TAPWIRE_OH | 8102801 | no | no |  |  | no |  |  | 0 | 0 | 0 | 0
oh_line_TAP_OH_918784 |  | AN | node_8102801_200904943 | node_1271019_287_15293064_647 | 0.033 | unb_TAPWIRE_OH | 8102801 | no | no |  |  | no |  |  | 0 | 0 | 0 | 0
oh_line_TAP_OH_918814 |  | AN | node_8102801_200905027 | node_1267735_165_15307241_166 | 0.033 | unb_TAPWIRE_OH | 8102801 | no | no |  |  | no |  |  | 0 | 0 | 0 | 0
oh_line_TAP_OH_918820 |  | AN | node_8102801_200905044 | node_1255658_732_15294555_897 | 0.033 | unb_TAPWIRE_OH | 8102801 | no | no |  |  | no |  |  | 0 | 0 | 0 | 0
oh_line_TAP_OH_918821 |  | ABCN | node_8102801_200905045 | node_1274790_332_15278060_037 | 0.033 | unb_TAPWIRE_OH | 8102801 | no | no |  |  | no |  |  | 0 | 0 | 0 | 0
oh_line_TAP_OH_918822 |  | AN | node_8102801_200905048 | node_1275077_767_15278509_077 | 0.033 | unb_TAPWIRE_OH | 8102801 | no | no |  |  | no |  |  | 0 | 0 | 0 | 0
oh_line_TAP_OH_918823 |  | AN | node_8102801_200905051 | node_1275039_599_15279219_633 | 0.033 | unb_TAPWIRE_OH | 8102801 | no | no |  |  | no |  |  | 0 | 0 | 0 | 0
oh_line_TAP_OH_918824 |  | AN | node_8102801_200905054 | node_1267746_574_15269943_758 | 0.033 | unb_TAPWIRE_OH | 8102801 | no | no |  |  | no |  |  | 0 | 0 | 0 | 0
oh_line_TAP_OH_918825 |  | AN | node_8102801_200905056 | node_1267553_259_15269678_699 | 0.033 | unb_TAPWIRE_OH | 8102801 | no | no |  |  | no |  |  | 0 | 0 | 0 | 0
oh_line_TAP_OH_918826 |  | AN | node_8102801_200905059 | node_1267231_18_15269672_909 | 0.033 | unb_TAPWIRE_OH | 8102801 | no | no |  |  | no |  |  | 0 | 0 | 0 | 0
oh_line_TAP_OH_918847 |  | AN | node_8102801_200905134 | node_1252307_261_15272474_389 | 0.033 | unb_TAPWIRE_OH | 8102801 | no | no |  |  | no |  |  | 0 | 0 | 0 | 0
oh_line_TAP_OH_918848 |  | ABCN | node_8102801_200905135 | node_1251933_924_15272331_815 | 0.033 | unb_TAPWIRE_OH | 8102801 | no | no |  |  | no |  |  | 0 | 0 | 0 | 0
oh_line_TAP_OH_918849 |  | ABCN | node_8102801_200905137 | node_1251738_462_15272489_663 | 0.033 | unb_TAPWIRE_OH | 8102801 | no | no |  |  | no |  |  | 0 | 0 | 0 | 0
oh_line_TAP_OH_918850 |  | ABCN | node_8102801_200905139 | node_1251407_639_15272737_529 | 0.033 | unb_TAPWIRE_OH | 8102801 | no | no |  |  | no |  |  | 0 | 0 | 0 | 0
oh_line_TAP_OH_918854 |  | ABN | node_8102801_200905152 | node_1261398_459_15271051_244 | 0.033 | unb_TAPWIRE_OH | 8102801 | no | no |  |  | no |  |  | 0 | 0 | 0 | 0
oh_line_TAP_OH_918855 |  | ABN | node_8102801_200905155 | node_1261799_517_15271217_746 | 0.033 | unb_TAPWIRE_OH | 8102801 | no | no |  |  | no |  |  | 0 | 0 | 0 | 0
oh_line_TAP_OH_918857 |  | AN | node_8102801_200905162 | node_1270327_599_15285744_652 | 0.033 | unb_TAPWIRE_OH | 8102801 | no | no |  |  | no |  |  | 0 | 0 | 0 | 0
oh_line_TAP_OH_918858 |  | AN | node_8102801_200905163 | node_1269836_453_15285815_362 | 0.033 | unb_TAPWIRE_OH | 8102801 | no | no |  |  | no |  |  | 0 | 0 | 0 | 0
oh_line_TAP_OH_918859 |  | AN | node_8102801_200905165 | node_1269071_732_15285568_27 | 0.033 | unb_TAPWIRE_OH | 8102801 | no | no |  |  | no |  |  | 0 | 0 | 0 | 0
oh_line_TAP_OH_918887 |  | AN | node_8102801_200905231 | node_1260160_361_15272178_867 | 0.033 | unb_TAPWIRE_OH | 8102801 | no | no |  |  | no |  |  | 0 | 0 | 0 | 0
oh_line_TAP_OH_918888 |  | AN | node_8102801_200905234 | node_1260576_16_15272574_293 | 0.033 | unb_TAPWIRE_OH | 8102801 | no | no |  |  | no |  |  | 0 | 0 | 0 | 0
oh_line_TAP_OH_918889 |  | AN | node_8102801_200905238 | node_1261003_673_15272545_466 | 0.033 | unb_TAPWIRE_OH | 8102801 | no | no |  |  | no |  |  | 0 | 0 | 0 | 0
oh_line_TAP_OH_918890 |  | AN | node_8102801_200905239 | node_1260958_306_15272249_999 | 0.033 | unb_TAPWIRE_OH | 8102801 | no | no |  |  | no |  |  | 0 | 0 | 0 | 0
oh_line_TAP_OH_918894 |  | AN | node_8102801_200905247 | node_1257784_409_15276396_015 | 0.033 | unb_TAPWIRE_OH | 8102801 | no | no |  |  | no |  |  | 0 | 0 | 0 | 0
oh_line_TAP_OH_918895 |  | AN | node_8102801_200905253 | node_1256611_683_15275877_83 | 0.033 | unb_TAPWIRE_OH | 8102801 | no | no |  |  | no |  |  | 0 | 0 | 0 | 0
oh_line_TAP_OH_918896 |  | AN | node_8102801_200905254 | node_1256417_943_15276108_765 | 0.033 | unb_TAPWIRE_OH | 8102801 | no | no |  |  | no |  |  | 0 | 0 | 0 | 0
oh_line_TAP_OH_918897 |  | AN | node_8102801_200905258 | node_1255794_441_15287770_883 | 0.033 | unb_TAPWIRE_OH | 8102801 | no | no |  |  | no |  |  | 0 | 0 | 0 | 0
oh_line_TAP_OH_918898 |  | AN | node_8102801_200905260 | node_1255748_559_15287471_1 | 0.033 | unb_TAPWIRE_OH | 8102801 | no | no |  |  | no |  |  | 0 | 0 | 0 | 0
oh_line_TAP_OH_918899 |  | AN | node_8102801_200905262 | node_1256129_175_15279509_065 | 0.033 | unb_TAPWIRE_OH | 8102801 | no | no |  |  | no |  |  | 0 | 0 | 0 | 0
oh_line_TAP_OH_918900 |  | AN | node_8102801_200905266 | node_1256621_407_15279972_363 | 0.033 | unb_TAPWIRE_OH | 8102801 | no | no |  |  | no |  |  | 0 | 0 | 0 | 0
oh_line_TAP_OH_918901 |  | AN | node_8102801_200905267 | node_1256227_444_15279999_69 | 0.033 | unb_TAPWIRE_OH | 8102801 | no | no |  |  | no |  |  | 0 | 0 | 0 | 0
oh_line_TAP_OH_918923 |  | AN | node_8102801_200905308 | node_1264270_545_15279190_525 | 0.033 | unb_TAPWIRE_OH | 8102801 | no | no |  |  | no |  |  | 0 | 0 | 0 | 0
oh_line_TAP_OH_918924 |  | AN | node_8102801_200905311 | node_1265096_748_15278551_001 | 0.033 | unb_TAPWIRE_OH | 8102801 | no | no |  |  | no |  |  | 0 | 0 | 0 | 0
oh_line_TAP_OH_918925 |  | AN | node_8102801_200905313 | node_1265318_942_15278405_491 | 0.033 | unb_TAPWIRE_OH | 8102801 | no | no |  |  | no |  |  | 0 | 0 | 0 | 0
oh_line_TAP_OH_918942 |  | AN | node_8102801_200905400 | node_1272270_032_15283959_157 | 0.033 | unb_TAPWIRE_OH | 8102801 | no | no |  |  | no |  |  | 0 | 0 | 0 | 0
oh_line_TAP_OH_918943 |  | AN | node_8102801_200905403 | node_1272079_958_15284101_843 | 0.033 | unb_TAPWIRE_OH | 8102801 | no | no |  |  | no |  |  | 0 | 0 | 0 | 0
oh_line_TAP_OH_918944 |  | AN | node_8102801_200905411 | node_1268120_181_15300140_114 | 0.033 | unb_TAPWIRE_OH | 8102801 | no | no |  |  | no |  |  | 0 | 0 | 0 | 0
oh_line_TAP_OH_918945 |  | AN | node_8102801_200905412 | node_1268400_174_15300202_427 | 0.033 | unb_TAPWIRE_OH | 8102801 | no | no |  |  | no |  |  | 0 | 0 | 0 | 0
oh_line_TAP_OH_918946 |  | AN | node_8102801_200905415 | node_1268931_63_15300369_899 | 0.033 | unb_TAPWIRE_OH | 8102801 | no | no |  |  | no |  |  | 0 | 0 | 0 | 0
oh_line_TAP_OH_918947 |  | AN | node_8102801_200905418 | node_1268710_951_15301497_452 | 0.033 | unb_TAPWIRE_OH | 8102801 | no | no |  |  | no |  |  | 0 | 0 | 0 | 0
oh_line_TAP_OH_918948 |  | AN | node_8102801_200905420 | node_1265846_813_15300247_091 | 0.033 | unb_TAPWIRE_OH | 8102801 | no | no |  |  | no |  |  | 0 | 0 | 0 | 0
oh_line_TAP_OH_918949 |  | AN | node_8102801_200905425 | node_1267009_967_15300154_597 | 0.033 | unb_TAPWIRE_OH | 8102801 | no | no |  |  | no |  |  | 0 | 0 | 0 | 0
oh_line_TAP_OH_918950 |  | AN | node_8102801_200905426 | node_1267310_897_15300217_808 | 0.033 | unb_TAPWIRE_OH | 8102801 | no | no |  |  | no |  |  | 0 | 0 | 0 | 0
oh_line_TAP_OH_918951 |  | AN | node_8102801_200905428 | node_1267481_456_15300145_502 | 0.033 | unb_TAPWIRE_OH | 8102801 | no | no |  |  | no |  |  | 0 | 0 | 0 | 0
oh_line_TAP_OH_918958 |  | AN | node_8102801_200905444 | node_1271877_948_15273629_323 | 0.033 | unb_TAPWIRE_OH | 8102801 | no | no |  |  | no |  |  | 0 | 0 | 0 | 0
oh_line_TAP_OH_918959 |  | AN | node_8102801_200905445 | node_1271719_748_15273847_787 | 0.033 | unb_TAPWIRE_OH | 8102801 | no | no |  |  | no |  |  | 0 | 0 | 0 | 0
oh_line_TAP_OH_918960 |  | AN | node_8102801_200905447 | node_1257286_105_15280727_434 | 0.033 | unb_TAPWIRE_OH | 8102801 | no | no |  |  | no |  |  | 0 | 0 | 0 | 0
oh_line_TAP_OH_918961 |  | AN | node_8102801_200905449 | node_1255806_864_15281823_774 | 0.033 | unb_TAPWIRE_OH | 8102801 | no | no |  |  | no |  |  | 0 | 0 | 0 | 0
oh_line_TAP_OH_918967 |  | AN | node_8102801_200905477 | node_1251408_666_15289499_134 | 0.033 | unb_TAPWIRE_OH | 8102801 | no | no |  |  | no |  |  | 0 | 0 | 0 | 0
oh_line_TAP_OH_918968 |  | AN | node_8102801_200905483 | node_1250416_316_15289559_084 | 0.033 | unb_TAPWIRE_OH | 8102801 | no | no |  |  | no |  |  | 0 | 0 | 0 | 0
oh_line_TAP_OH_918975 |  | AN | node_8102801_200905501 | node_1252717_083_15274093_17 | 0.033 | unb_TAPWIRE_OH | 8102801 | no | no |  |  | no |  |  | 0 | 0 | 0 | 0
oh_line_TAP_OH_918976 |  | AN | node_8102801_200905503 | node_1252557_004_15272338_874 | 0.033 | unb_TAPWIRE_OH | 8102801 | no | no |  |  | no |  |  | 0 | 0 | 0 | 0
oh_line_TAP_OH_918977 |  | AN | node_8102801_200905504 | node_1252592_352_15272692_905 | 0.033 | unb_TAPWIRE_OH | 8102801 | no | no |  |  | no |  |  | 0 | 0 | 0 | 0
oh_line_TAP_OH_918978 |  | AN | node_8102801_200905506 | node_1252535_753_15273079_19 | 0.033 | unb_TAPWIRE_OH | 8102801 | no | no |  |  | no |  |  | 0 | 0 | 0 | 0
oh_line_TAP_OH_918979 |  | AN | node_8102801_200905507 | node_1252860_127_15273201_333 | 0.033 | unb_TAPWIRE_OH | 8102801 | no | no |  |  | no |  |  | 0 | 0 | 0 | 0
oh_line_TAP_OH_918980 |  | AN | node_8102801_200905509 | node_1264950_516_15298715_537 | 0.033 | unb_TAPWIRE_OH | 8102801 | no | no |  |  | no |  |  | 0 | 0 | 0 | 0
oh_line_TAP_OH_918981 |  | AN | node_8102801_200905511 | node_1264654_235_15298793_65 | 0.033 | unb_TAPWIRE_OH | 8102801 | no | no |  |  | no |  |  | 0 | 0 | 0 | 0
oh_line_TAP_OH_918982 |  | AN | node_8102801_200905513 | node_1264643_988_15299129_965 | 0.033 | unb_TAPWIRE_OH | 8102801 | no | no |  |  | no |  |  | 0 | 0 | 0 | 0
oh_line_TAP_OH_918983 |  | AN | node_8102801_200905516 | node_1263874_055_15299226_377 | 0.033 | unb_TAPWIRE_OH | 8102801 | no | no |  |  | no |  |  | 0 | 0 | 0 | 0
oh_line_TAP_OH_918984 |  | AN | node_8102801_200905519 | node_1263251_986_15299430_861 | 0.033 | unb_TAPWIRE_OH | 8102801 | no | no |  |  | no |  |  | 0 | 0 | 0 | 0
oh_line_TAP_OH_918985 |  | AN | node_8102801_200905526 | node_1262212_035_15301549_759 | 0.033 | unb_TAPWIRE_OH | 8102801 | no | no |  |  | no |  |  | 0 | 0 | 0 | 0
oh_line_TAP_OH_918986 |  | AN | node_8102801_200905527 | node_1262073_201_15301771_178 | 0.033 | unb_TAPWIRE_OH | 8102801 | no | no |  |  | no |  |  | 0 | 0 | 0 | 0
oh_line_TAP_OH_918987 |  | AN | node_8102801_200905541 | node_1260249_615_15303412_14 | 0.033 | unb_TAPWIRE_OH | 8102801 | no | no |  |  | no |  |  | 0 | 0 | 0 | 0
oh_line_TAP_OH_918988 |  | AN | node_8102801_200905543 | node_1259548_133_15303759_756 | 0.033 | unb_TAPWIRE_OH | 8102801 | no | no |  |  | no |  |  | 0 | 0 | 0 | 0
oh_line_TAP_OH_918989 |  | AN | node_8102801_200905552 | node_1258122_751_15304922_926 | 0.033 | unb_TAPWIRE_OH | 8102801 | no | no |  |  | no |  |  | 0 | 0 | 0 | 0
oh_line_TAP_OH_918990 |  | AN | node_8102801_200905557 | node_1257979_635_15305254_617 | 0.033 | unb_TAPWIRE_OH | 8102801 | no | no |  |  | no |  |  | 0 | 0 | 0 | 0
oh_line_TAP_OH_918991 |  | AN | node_8102801_200905561 | node_1256615_777_15304774_205 | 0.033 | unb_TAPWIRE_OH | 8102801 | no | no |  |  | no |  |  | 0 | 0 | 0 | 0
oh_line_TAP_OH_918992 |  | AN | node_8102801_200905563 | node_1256219_787_15304942_174 | 0.033 | unb_TAPWIRE_OH | 8102801 | no | no |  |  | no |  |  | 0 | 0 | 0 | 0
oh_line_TAP_OH_918993 |  | AN | node_8102801_200905566 | node_1255601_512_15304997_146 | 0.033 | unb_TAPWIRE_OH | 8102801 | no | no |  |  | no |  |  | 0 | 0 | 0 | 0
oh_line_TAP_OH_918994 |  | AN | node_8102801_200905569 | node_1254989_031_15305246_362 | 0.033 | unb_TAPWIRE_OH | 8102801 | no | no |  |  | no |  |  | 0 | 0 | 0 | 0
oh_line_TAP_OH_918995 |  | AN | node_8102801_200905570 | node_1254607_667_15305386_762 | 0.033 | unb_TAPWIRE_OH | 8102801 | no | no |  |  | no |  |  | 0 | 0 | 0 | 0
oh_line_TAP_OH_918996 |  | AN | node_8102801_200905571 | node_1254517_795_15305022_408 | 0.033 | unb_TAPWIRE_OH | 8102801 | no | no |  |  | no |  |  | 0 | 0 | 0 | 0
oh_line_TAP_OH_918997 |  | AN | node_8102801_200905573 | node_1254329_95_15305336_066 | 0.033 | unb_TAPWIRE_OH | 8102801 | no | no |  |  | no |  |  | 0 | 0 | 0 | 0
oh_line_TAP_OH_918998 |  | AN | node_8102801_200905575 | node_1254011_265_15305396_781 | 0.033 | unb_TAPWIRE_OH | 8102801 | no | no |  |  | no |  |  | 0 | 0 | 0 | 0
oh_line_TAP_OH_918999 |  | AN | node_8102801_200905576 | node_1253626_726_15305379_271 | 0.033 | unb_TAPWIRE_OH | 8102801 | no | no |  |  | no |  |  | 0 | 0 | 0 | 0
oh_line_TAP_OH_919000 |  | AN | node_8102801_200905579 | node_1266195_028_15297055_012 | 0.033 | unb_TAPWIRE_OH | 8102801 | no | no |  |  | no |  |  | 0 | 0 | 0 | 0
oh_line_TAP_OH_919001 |  | AN | node_8102801_200905584 | node_1264942_314_15297174_796 | 0.033 | unb_TAPWIRE_OH | 8102801 | no | no |  |  | no |  |  | 0 | 0 | 0 | 0
oh_line_TAP_OH_919002 |  | AN | node_8102801_200905586 | node_1264276_642_15297313_193 | 0.033 | unb_TAPWIRE_OH | 8102801 | no | no |  |  | no |  |  | 0 | 0 | 0 | 0
oh_line_TAP_OH_919003 |  | AN | node_8102801_200905591 | node_1254115_515_15277781_199 | 0.033 | unb_TAPWIRE_OH | 8102801 | no | no |  |  | no |  |  | 0 | 0 | 0 | 0
oh_line_TAP_OH_919009 |  | AN | node_8102801_200905611 | node_1260696_785_15274515_904 | 0.033 | unb_TAPWIRE_OH | 8102801 | no | no |  |  | no |  |  | 0 | 0 | 0 | 0
oh_line_TAP_OH_919999 |  | ABCN | node_8102801_200944351 | node_1271936_87_15272676_335 | 0.033 | unb_TAPWIRE_OH | 8102801 | no | no |  |  | no |  |  | 0 | 0 | 0 | 0
oh_line_TAP_OH_920000 |  | ABCN | node_8102801_200944352 | node_1271873_087_15272438_925 | 0.033 | unb_TAPWIRE_OH | 8102801 | no | no |  |  | no |  |  | 0 | 0 | 0 | 0
oh_line_TAP_OH_920846 |  | AN | node_8102801_200950747 | node_1267242_673_15295920_236 | 0.033 | unb_TAPWIRE_OH | 8102801 | no | no |  |  | no |  |  | 0 | 0 | 0 | 0
oh_line_TAP_OH_921776 |  | AN | node_8102801_200958587 | node_1242017_487_15268530_642 | 0.033 | unb_TAPWIRE_OH | 8102801 | no | no |  |  | no |  |  | 0 | 0 | 0 | 0
oh_line_TAP_OH_922044 |  | AN | node_8102801_200959845 | node_1265930_286_15284267_535 | 0.033 | unb_TAPWIRE_OH | 8102801 | no | no |  |  | no |  |  | 0 | 0 | 0 | 0
oh_line_TAP_OH_922070 |  | AN | node_8102801_200959985 | node_1273740_759_15281218_604 | 0.033 | unb_TAPWIRE_OH | 8102801 | no | no |  |  | no |  |  | 0 | 0 | 0 | 0
oh_line_TAP_OH_922425 |  | AN | node_8102801_200961736 | node_1272435_533_15284557_271 | 0.033 | unb_TAPWIRE_OH | 8102801 | no | no |  |  | no |  |  | 0 | 0 | 0 | 0
oh_line_TAP_OH_922991 |  | AN | node_8102801_200964422 | node_1257874_155_15277734_585 | 0.033 | unb_TAPWIRE_OH | 8102801 | no | no |  |  | no |  |  | 0 | 0 | 0 | 0
oh_line_TAP_OH_924726 |  | AN | node_8102801_200973926 | node_1263845_824_15282542_338 | 0.033 | unb_TAPWIRE_OH | 8102801 | no | no |  |  | no |  |  | 0 | 0 | 0 | 0
oh_line_TAP_OH_924786 |  | AN | node_8102801_200974262 | node_1260088_892_15291824_347 | 0.033 | unb_TAPWIRE_OH | 8102801 | no | no |  |  | no |  |  | 0 | 0 | 0 | 0
oh_line_TAP_OH_925104 |  | AN | node_8102801_200975998 | node_1265821_356_15285903_162 | 0.033 | unb_TAPWIRE_OH | 8102801 | no | no |  |  | no |  |  | 0 | 0 | 0 | 0
oh_line_TAP_OH_925451 |  | AN | node_8102801_200977825 | node_1249653_279_15285319_599 | 0.033 | unb_TAPWIRE_OH | 8102801 | no | no |  |  | no |  |  | 0 | 0 | 0 | 0
oh_line_TAP_OH_925465 |  | AN | node_8102801_200977868 | node_1241569_331_15269591_337 | 0.033 | unb_TAPWIRE_OH | 8102801 | no | no |  |  | no |  |  | 0 | 0 | 0 | 0
oh_line_TAP_OH_926658 |  | AN | node_8102801_200983801 | node_1267005_359_15278677_394 | 0.033 | unb_TAPWIRE_OH | 8102801 | no | no |  |  | no |  |  | 0 | 0 | 0 | 0
oh_line_TAP_OH_928309 |  | AN | node_8102801_201008794 | node_1242111_945_15278482_266 | 0.033 | unb_TAPWIRE_OH | 8102801 | no | no |  |  | no |  |  | 0 | 0 | 0 | 0
oh_line_TAP_OH_928679 |  | AN | node_8102801_201010509 | node_1243034_653_15279163_351 | 0.033 | unb_TAPWIRE_OH | 8102801 | no | no |  |  | no |  |  | 0 | 0 | 0 | 0
oh_line_TAP_OH_928743 |  | AN | node_8102801_201010861 | node_1274257_261_15282748_339 | 0.033 | unb_TAPWIRE_OH | 8102801 | no | no |  |  | no |  |  | 0 | 0 | 0 | 0
oh_line_TAP_OH_929008 |  | AN | node_8102801_201012091 | node_1261724_376_15291295_366 | 0.033 | unb_TAPWIRE_OH | 8102801 | no | no |  |  | no |  |  | 0 | 0 | 0 | 0
oh_line_TAP_OH_929105 |  | AN | node_8102801_201012503 | node_1260721_614_15313174_733 | 0.033 | unb_TAPWIRE_OH | 8102801 | no | no |  |  | no |  |  | 0 | 0 | 0 | 0
oh_line_TAP_OH_929544 |  | AN | node_8102801_201014498 | node_1260709_15_15279825_782 | 0.033 | unb_TAPWIRE_OH | 8102801 | no | no |  |  | no |  |  | 0 | 0 | 0 | 0
oh_line_TAP_OH_929899 |  | AN | node_8102801_201016069 | node_1245214_363_15277115_335 | 0.033 | unb_TAPWIRE_OH | 8102801 | no | no |  |  | no |  |  | 0 | 0 | 0 | 0
oh_line_TAP_OH_930132 |  | AN | node_8102801_201017083 | node_1256647_986_15284150_503 | 0.033 | unb_TAPWIRE_OH | 8102801 | no | no |  |  | no |  |  | 0 | 0 | 0 | 0
oh_line_TAP_OH_930133 |  | AN | node_8102801_201017085 | node_1256414_064_15283942_975 | 0.033 | unb_TAPWIRE_OH | 8102801 | no | no |  |  | no |  |  | 0 | 0 | 0 | 0
oh_line_TAP_OH_932335 |  | AN | node_8102801_201027955 | node_1270217_304_15290067_997 | 0.033 | unb_TAPWIRE_OH | 8102801 | no | no |  |  | no |  |  | 0 | 0 | 0 | 0
oh_line_TAP_OH_933678 |  | AN | node_8102801_201038475 | node_1251856_649_15279157_715 | 0.033 | unb_TAPWIRE_OH | 8102801 | no | no |  |  | no |  |  | 0 | 0 | 0 | 0
oh_line_TAP_OH_934346 |  | ABCN | node_8102801_201042218 | node_1275445_794_15280085_482 | 0.033 | unb_TAPWIRE_OH | 8102801 | no | no |  |  | no |  |  | 0 | 0 | 0 | 0
oh_line_TAP_OH_934623 |  | AN | node_8102801_201044227 | node_1264765_147_15271207_133 | 0.033 | unb_TAPWIRE_OH | 8102801 | no | no |  |  | no |  |  | 0 | 0 | 0 | 0
oh_line_TAP_OH_934870 |  | AN | node_8102801_201045660 | node_1265562_6_15279049_946 | 0.033 | unb_TAPWIRE_OH | 8102801 | no | no |  |  | no |  |  | 0 | 0 | 0 | 0
oh_line_TAP_OH_934979 |  | AN | node_8102801_201046374 | node_1247816_105_15279856_516 | 0.033 | unb_TAPWIRE_OH | 8102801 | no | no |  |  | no |  |  | 0 | 0 | 0 | 0
oh_line_TAP_OH_935042 |  | AN | node_8102801_201046865 | node_1266847_709_15271494_772 | 0.033 | unb_TAPWIRE_OH | 8102801 | no | no |  |  | no |  |  | 0 | 0 | 0 | 0
oh_line_TAP_OH_935102 |  | AN | node_8102801_201047206 | node_1263096_723_15272000_524 | 0.033 | unb_TAPWIRE_OH | 8102801 | no | no |  |  | no |  |  | 0 | 0 | 0 | 0
oh_line_TAP_OH_935115 |  | AN | node_8102801_310011659 | node_1268544_535_15302953_714 | 0.033 | unb_TAPWIRE_OH | 8102801 | no | no |  |  | no |  |  | 0 | 0 | 0 | 0
oh_line_TAP_OH_935157 |  | AN | node_8102801_201047439 | node_1271302_737_15272962_842 | 0.033 | unb_TAPWIRE_OH | 8102801 | no | no |  |  | no |  |  | 0 | 0 | 0 | 0
oh_line_TAP_OH_935160 |  | AN | node_8102801_201047443 | node_1264016_386_15283160_372 | 0.033 | unb_TAPWIRE_OH | 8102801 | no | no |  |  | no |  |  | 0 | 0 | 0 | 0
oh_line_TAP_OH_935177 |  | AN | node_8102801_201047575 | node_1263015_272_15282771_948 | 0.033 | unb_TAPWIRE_OH | 8102801 | no | no |  |  | no |  |  | 0 | 0 | 0 | 0
oh_line_TAP_OH_935209 |  | AN | node_8102801_201047756 | node_1263005_205_15271397_194 | 0.033 | unb_TAPWIRE_OH | 8102801 | no | no |  |  | no |  |  | 0 | 0 | 0 | 0
oh_line_TAP_OH_936688 |  | AN | node_8102801_201060315 | node_1271900_669_15286774_993 | 0.033 | unb_TAPWIRE_OH | 8102801 | no | no |  |  | no |  |  | 0 | 0 | 0 | 0
oh_line_TAP_OH_936691 |  | AN | node_8102801_201060324 | node_1259791_232_15272624_221 | 0.033 | unb_TAPWIRE_OH | 8102801 | no | no |  |  | no |  |  | 0 | 0 | 0 | 0
oh_line_TAP_OH_936692 |  | AN | node_8102801_201060325 | node_1253070_073_15279920_34 | 0.033 | unb_TAPWIRE_OH | 8102801 | no | no |  |  | no |  |  | 0 | 0 | 0 | 0
oh_line_TAP_OH_937147 |  | AN | node_8102801_201063179 | node_1255702_523_15280852_422 | 0.033 | unb_TAPWIRE_OH | 8102801 | no | no |  |  | no |  |  | 0 | 0 | 0 | 0
oh_line_TAP_OH_1342006 |  | ABCN | node_8102801_200904599 | node_1275127_703_15280588_561 | 0.033 | unb_TAPWIRE_OH | 8102801 | no | no |  |  | no |  |  | 0 | 0 | 0 | 0
oh_line_TAP_OH_1506039 |  | AN | node_8102801_201021358 | node_1242878_035_15274241_345 | 0.033 | unb_TAPWIRE_OH | 8102801 | no | no |  |  | no |  |  | 0 | 0 | 0 | 0
oh_line_TAP_OH_2035731 |  | AN | node_8102801_200903653 | node_1255835_378_15286386_631 | 0.033 | unb_TAPWIRE_OH | 8102801 | no | no |  |  | no |  |  | 0 | 0 | 0 | 0
oh_line_TAP_OH_2035732 |  | AN | node_8102801_200904430 | node_1270205_618_15290532_036 | 0.033 | unb_TAPWIRE_OH | 8102801 | no | no |  |  | no |  |  | 0 | 0 | 0 | 0
oh_line_TAP_OH_2142583 |  | ABCN | node_8102801_200904708 | node_1266472_908_15270435_74 | 0.033 | unb_TAPWIRE_OH | 8102801 | no | no |  |  | no |  |  | 0 | 0 | 0 | 0
oh_line_TAP_OH_2210575 |  | ABCN | node_8102801_200904740 | node_1261902_173_15270491_32 | 0.033 | unb_TAPWIRE_OH | 8102801 | no | no |  |  | no |  |  | 0 | 0 | 0 | 0
oh_line_TAP_OH_2210576 |  | ABCN | node_8102801_200904740 | node_1261921_941_15270494_069 | 0.033 | unb_TAPWIRE_OH | 8102801 | no | no |  |  | no |  |  | 0 | 0 | 0 | 0
oh_line_TAP_OH_2210630 |  | ABCN | node_8102801_200984619 | node_1273243_295_15277754_773 | 0.033 | unb_TAPWIRE_OH | 8102801 | no | no |  |  | no |  |  | 0 | 0 | 0 | 0
oh_line_TAP_OH_2210631 |  | ABCN | node_8102801_200984619 | node_1273231_994_15277732_739 | 0.033 | unb_TAPWIRE_OH | 8102801 | no | no |  |  | no |  |  | 0 | 0 | 0 | 0
oh_line_TAP_OH_2210632 |  | ABCN | node_8102801_200984619 | node_1273258_433_15277772_186 | 0.033 | unb_TAPWIRE_OH | 8102801 | no | no |  |  | no |  |  | 0 | 0 | 0 | 0
oh_line_TAP_OH_2210633 |  | ABCN | node_8102801_200905151 | node_1261411_438_15270846_229 | 0.033 | unb_TAPWIRE_OH | 8102801 | no | no |  |  | no |  |  | 0 | 0 | 0 | 0
oh_line_TAP_OH_2210634 |  | ABCN | node_8102801_200905151 | node_1261411_118_15270872_849 | 0.033 | unb_TAPWIRE_OH | 8102801 | no | no |  |  | no |  |  | 0 | 0 | 0 | 0
oh_line_TAP_OH_2210635 |  | ABCN | node_8102801_200905151 | node_1261406_61_15270820_338 | 0.033 | unb_TAPWIRE_OH | 8102801 | no | no |  |  | no |  |  | 0 | 0 | 0 | 0
oh_line_TAP_OH_2459743 |  | AN | node_8102801_200887564 | node_1242804_082_15266456_245 | 0.033 | unb_TAPWIRE_OH | 8102801 | no | no |  |  | no |  |  | 0 | 0 | 0 | 0
oh_line_TAP_OH_2459744 |  | AN | node_8102801_200887628 | node_1246155_438_15276779_985 | 0.033 | unb_TAPWIRE_OH | 8102801 | no | no |  |  | no |  |  | 0 | 0 | 0 | 0
oh_line_TAP_OH_2556557 |  | AN | node_8102801_200887569 | node_1242713_011_15265760_32 | 0.033 | unb_TAPWIRE_OH | 8102801 | no | no |  |  | no |  |  | 0 | 0 | 0 | 0
oh_line_TAP_OH_2558156 |  | AN | node_8102801_310056402 | node_1264964_031_15271217_245 | 0.033 | unb_TAPWIRE_OH | 8102801 | no | no |  |  | no |  |  | 0 | 0 | 0 | 0
oh_line_TAP_OH_2830678 |  | AN | node_8102801_200903613 | node_1257480_186_15280050_212 | 0.033 | unb_TAPWIRE_OH | 8102801 | no | no |  |  | no |  |  | 0 | 0 | 0 | 0
oh_line_TAP_OH_2924416 |  | AN | node_8102801_311879468 | node_1261140_445_15271372_725 | 0.033 | unb_TAPWIRE_OH | 8102801 | no | no |  |  | no |  |  | 0 | 0 | 0 | 0
oh_line_TAP_OH_3053331 |  | AN | node_8102801_200904578 | node_1274478_837_15278629_792 | 0.033 | unb_TAPWIRE_OH | 8102801 | no | no |  |  | no |  |  | 0 | 0 | 0 | 0
oh_line_TAP_OH_3060150 |  | AN | node_8102801_311899960 | node_1255877_037_15293501_607 | 0.033 | unb_TAPWIRE_OH | 8102801 | no | no |  |  | no |  |  | 0 | 0 | 0 | 0
oh_line_TAP_OH_3231599 |  | AN | node_8102801_200905424 | node_1266702_849_15300306_686 | 0.033 | unb_TAPWIRE_OH | 8102801 | no | no |  |  | no |  |  | 0 | 0 | 0 | 0
oh_line_TAP_OH_3261651 |  | AN | node_8102801_311922015 | node_1266373_031_15284647_972 | 0.033 | unb_TAPWIRE_OH | 8102801 | no | no |  |  | no |  |  | 0 | 0 | 0 | 0
oh_line_TAP_OH_3723421 |  | AN | node_8102801_200904613 | node_1274112_757_15281328_699 | 0.033 | unb_TAPWIRE_OH | 8102801 | no | no |  |  | no |  |  | 0 | 0 | 0 | 0
oh_line_TAP_OH_3928697 |  | AN | node_8102801_200905158 | node_1271343_284_15285580_474 | 0.033 | unb_TAPWIRE_OH | 8102801 | no | no |  |  | no |  |  | 0 | 0 | 0 | 0
oh_line_TAP_OH_3941098 |  | AN | node_8102801_201010510 | node_1242739_005_15278535_725 | 0.033 | unb_TAPWIRE_OH | 8102801 | no | no |  |  | no |  |  | 0 | 0 | 0 | 0
oh_line_TAP_OH_4055905 |  | AN | node_8102801_200904601 | node_1275051_049_15280753_715 | 0.033 | unb_TAPWIRE_OH | 8102801 | no | no |  |  | no |  |  | 0 | 0 | 0 | 0
oh_line_TAP_OH_4385936 |  | ABCN | node_8102801_200904591 | node_1275215_18_15279987_098 | 0.033 | unb_TAPWIRE_OH | 8102801 | no | no |  |  | no |  |  | 0 | 0 | 0 | 0
oh_line_TAP_OH_4607166 |  | ABCN | node_8102801_312074503 | node_1262829_929_15270366_495 | 0.033 | unb_TAPWIRE_OH | 8102801 | no | no |  |  | no |  |  | 0 | 0 | 0 | 0
oh_line_TAP_OH_4607167 |  | ABCN | node_8102801_312074503 | node_1262842_765_15270360_867 | 0.033 | unb_TAPWIRE_OH | 8102801 | no | no |  |  | no |  |  | 0 | 0 | 0 | 0
oh_line_TAP_OH_4607168 |  | ABCN | node_8102801_312074503 | node_1262857_322_15270361_715 | 0.033 | unb_TAPWIRE_OH | 8102801 | no | no |  |  | no |  |  | 0 | 0 | 0 | 0

## overhead_line_conductor
data_type | static
owner_type | feeder
owner | 8102801
object | overhead_line_conductor
name | groupid | geometric_mean_radius | resistance | diameter | rating_summer_continuous | rating_summer_emergency | rating_winter_continuous | rating_winter_emergency | dcircuit | selected | comments
oh_cond_1/0_4/0_AA-AC-AL |  | 0.014 | 0.663 | 0.469 | 235 | 235 | 310 | 310 |  | no
oh_cond_1/0_AAAC |  | 0.012 | 0.876 | 0.398 | 235 | 235 | 310 | 310 |  | no
oh_cond_1/0_ACSR |  | 0.012 | 0.888 | 0.398 | 265 | 265 | 330 | 330 |  | no
oh_cond_2/0_CU |  | 0.013 | 0.44 | 0.414 | 295 | 295 | 425 | 425 |  | no
oh_cond_2_ACSR |  | 0.01 | 1.41 | 0.325 | 195 | 195 | 245 | 245 |  | no
oh_cond_3_#7_CWD_30% |  | 0.005 | 3.07 | 0.311 | 125 | 125 | 195 | 195 |  | no
oh_cond_3_#104_CWD |  | 0.003 | 5.945 | 0.224 | 90 | 90 | 130 | 130 |  | no
oh_cond_4/0_AAAC |  | 0.017 | 0.439 | 0.563 | 365 | 365 | 480 | 480 |  | no
oh_cond_4/0_ACSR |  | 0.017 | 0.445 | 0.563 | 410 | 410 | 515 | 515 |  | no
oh_cond_4/0_AL |  | 0.016 | 0.442 | 0.522 | 365 | 365 | 480 | 480 |  | no
oh_cond_4A_CWD |  | 0.006 | 1.395 | 0.29 | 150 | 150 | 220 | 220 |  | no
oh_cond_4_CU |  | 0.007 | 1.388 | 0.232 | 140 | 140 | 200 | 200 |  | no
oh_cond_6A_CWD |  | 0.005 | 2.21 | 0.23 | 115 | 115 | 165 | 165 |  | no
oh_cond_8D_CWD |  | 0.004 | 3.51 | 0.219 | 85 | 85 | 135 | 135 |  | no
oh_cond_336_5_ACSR |  | 0.024 | 0.278 | 0.684 | 555 | 555 | 705 | 705 |  | no
oh_cond_477_MCM_AL |  | 0.025 | 0.198 | 0.792 | 605 | 605 | 810 | 810 |  | no
oh_cond_WP-4/0-CU |  | 0.015 | 0.273 | 0.81 | 340 | 340 | 390 | 390 |  | no

## recloser
data_type | static
owner_type | feeder
owner | 8102801
object | recloser
name | groupid | phases | fr | to | phase_A_state | phase_B_state | phase_C_state | operating_mode | retry_time | max_number_of_tries | status | dcircuit | selected | monitored | monitored_fields | class_monitored_fields | played | played_fields | comments
recloser_17822-220620866 |  | ABCN | node_intto1_8102801_201037393 | node_8102801_201037393 | CLOSED | CLOSED | CLOSED | INDIVIDUAL |  |  |  | 8102801 | no | no |  |  | no
recloser_220411214 |  | ABCN | node_intto1_8102801_200904712 | node_8102801_200904712 | CLOSED | CLOSED | CLOSED | INDIVIDUAL |  |  |  | 8102801 | no | no |  |  | no

## regulator
data_type | static
owner_type | feeder
owner | 8102801
object | regulator
name | groupid | phases | fr | to | configuration | sense_node | dcircuit | selected | monitored | monitored_fields | class_monitored_fields | played | played_fields | comments
regulator_220370779 |  | AD | node_intto1_8102801_200904615 | node_8102801_200904615 | config_regulator_220370779 |  | 8102801 | no | no |  |  | no
regulator_220524270 |  | AD | node_intto1_8102801_200904791 | node_8102801_200904791 | config_regulator_220524270 |  | 8102801 | no | no |  |  | no
regulator_220563485 |  | AD | node_intto1_8102801_200904442 | node_8102801_200904442 | config_regulator_220563485 |  | 8102801 | no | no |  |  | no
regulator_220606164 |  | AD | node_intto1_8102801_200903712 | node_8102801_200903712 | config_regulator_220606164 |  | 8102801 | no | no |  |  | no
regulator_220607308 |  | AD | node_intto1_8102801_200903760 | node_8102801_200903760 | config_regulator_220607308 |  | 8102801 | no | no |  |  | no
regulator_312073951 |  | ABCN | node_intto1_8102801_200912929 | node_8102801_200912929 | config_regulator_312073951 |  | 8102801 | no | no |  |  | no

## regulator_configuration
data_type | static
owner_type | feeder
owner | 8102801
object | regulator_configuration
name | groupid | connect_type | band_center | band_width | time_delay | dwell_time | raise_taps | lower_taps | current_transducer_ratio | power_transducer_ratio | compensator_r_setting_A | compensator_x_setting_A | compensator_r_setting_B | compensator_x_setting_B | compensator_r_setting_C | compensator_x_setting_C | CT_phase | PT_phase | regulation | control_level | Control | Type | tap_pos_A | tap_pos_B | tap_pos_C | dcircuit | selected | comments
config_regulator_220370779 |  | WYE_WYE | 123 | 3 |  |  | 16 | 16 | 400 | 60 | 0 | 0 | 0 | 0 | 0 | 0 | A | A | 0.1 | INDIVIDUAL | OUTPUT_VOLTAGE | A | 0 | 0 | 0 |  | no
config_regulator_220524270 |  | WYE_WYE | 123 | 3 |  |  | 16 | 16 | 100 | 40 | 0 | 0 | 0 | 0 | 0 | 0 | A | A | 0.1 | INDIVIDUAL | OUTPUT_VOLTAGE | A | 0 | 0 | 0 |  | no
config_regulator_220563485 |  | WYE_WYE | 123 | 3 |  |  | 16 | 16 | 100 | 40 | 0 | 0 | 0 | 0 | 0 | 0 | A | A | 0.1 | INDIVIDUAL | OUTPUT_VOLTAGE | A | 0 | 0 | 0 |  | no
config_regulator_220606164 |  | WYE_WYE | 123 | 3 |  |  | 16 | 16 | 100 | 40 | 0 | 0 | 0 | 0 | 0 | 0 | A | A | 0.1 | INDIVIDUAL | OUTPUT_VOLTAGE | A | 0 | 0 | 0 |  | no
config_regulator_220607308 |  | WYE_WYE | 123 | 3 |  |  | 16 | 16 | 100 | 40 | 0 | 0 | 0 | 0 | 0 | 0 | A | A | 0.1 | INDIVIDUAL | OUTPUT_VOLTAGE | A | 0 | 0 | 0 |  | no
config_regulator_312073951 |  | WYE_WYE | 123 | 3 |  |  | 16 | 16 | 400 | 60 | 0 | 0 | 0 | 0 | 0 | 0 | A | A | 0.1 | INDIVIDUAL | OUTPUT_VOLTAGE | A | 0 | 0 | 0 |  | no

## switch
data_type | static
owner_type | feeder
owner | 8102801
object | switch
name | groupid | phases | fr | to | phase_A_state | phase_B_state | phase_C_state | operating_mode | status | dcircuit | selected | monitored | monitored_fields | class_monitored_fields | played | played_fields | comments
switch_220415273 |  | AD | node_intto1_8102801_200903794 | node_8102801_200903794 | CLOSED | CLOSED | CLOSED | INDIVIDUAL |  | 8102801 | no | no |  |  | no
switch_220415404 |  | ABCN | node_intto1_8102801_200904534 | node_8102801_200904534 | CLOSED | CLOSED | CLOSED | INDIVIDUAL |  | 8102801 | no | no |  |  | no
switch_220415433 |  | AD | node_intto1_8102801_200904473 | node_8102801_200904473 | CLOSED | CLOSED | CLOSED | INDIVIDUAL |  | 8102801 | no | no |  |  | no
switch_220415456 |  | AD | node_intto1_220415456 | node_220415456 | CLOSED | CLOSED | CLOSED | INDIVIDUAL |  | 8102801 | no | no |  |  | no
switch_220415500 |  | ABCN | node_intto1_8102801_200944347 | node_8102801_200944347 | CLOSED | CLOSED | CLOSED | INDIVIDUAL |  | 8102801 | no | no |  |  | no
switch_220415511 |  | ABCN | node_intto1_8102801_200904126 | node_8102801_200904126 | CLOSED | CLOSED | CLOSED | INDIVIDUAL |  | 8102801 | no | no |  |  | no
switch_220415521 |  | ABCN | node_intto1_8102801_200904143 | node_8102801_200904143 | CLOSED | CLOSED | CLOSED | INDIVIDUAL |  | 8102801 | no | no |  |  | no
switch_220415538 |  | AD | node_intto1_8102801_200887512 | node_8102801_200887512 | CLOSED | CLOSED | CLOSED | INDIVIDUAL |  | 8102801 | no | no |  |  | no
switch_220415539 |  | AD | node_intto1_8102801_200887508 | node_8102801_200887508 | CLOSED | CLOSED | CLOSED | INDIVIDUAL |  | 8102801 | no | no |  |  | no
switch_220415544 |  | AD | node_intto1_8102801_200887480 | node_8102801_200887480 | CLOSED | CLOSED | CLOSED | INDIVIDUAL |  | 8102801 | no | no |  |  | no
switch_220415609 |  | AD | node_intto1_8102801_200887401 | node_8102801_200887401 | CLOSED | CLOSED | CLOSED | INDIVIDUAL |  | 8102801 | no | no |  |  | no
switch_220620868 |  | ABCN | node_intto1_8102801_201037695 | node_8102801_201037695 | CLOSED | CLOSED | CLOSED | INDIVIDUAL |  | 8102801 | no | no |  |  | no

## transformer
data_type | static
owner_type | feeder
owner | 8102801
object | transformer
name | groupid | phases | fr | to | configuration | climate | aging_constant | use_thermal_model | aging_granularity | dcircuit | selected | monitored | monitored_fields | class_monitored_fields | played | played_fields | comments
transformer_220463510 |  | AN | node_220463510 | node_intto1_220463510 | config_transformer_220463510 |  | 0 |  | 0 | 8102801 | no | no |  |  | no
transformer_220465522 |  | AN | node_220465522 | node_intto1_220465522 | config_transformer_220465522 |  | 0 |  | 0 | 8102801 | no | no |  |  | no
transformer_220465523 |  | AN | node_220465523 | node_intto1_220465523 | config_transformer_220465523 |  | 0 |  | 0 | 8102801 | no | no |  |  | no
transformer_220465524 |  | ABCN | node_220465524 | node_intto1_220465524 | config_transformer_220465524 |  | 0 |  | 0 | 8102801 | no | no |  |  | no
transformer_220465527 |  | AN | node_8102801_200887609 | node_intto1_8102801_200887609 | config_transformer_220465527 |  | 0 |  | 0 | 8102801 | no | no |  |  | no
transformer_220465528 |  | AN | node_8102801_200903589 | node_intto1_8102801_200903589 | config_transformer_220465528 |  | 0 |  | 0 | 8102801 | no | no |  |  | no
transformer_220465529 |  | AN | node_8102801_200904819 | node_intto1_8102801_200904819 | config_transformer_220465529 |  | 0 |  | 0 | 8102801 | no | no |  |  | no
transformer_220465531 |  | ABCN | node_220465531 | node_intto1_220465531 | config_transformer_220465531 |  | 0 |  | 0 | 8102801 | no | no |  |  | no

## transformer_configuration
data_type | static
owner_type | feeder
owner | 8102801
object | transformer_configuration
name | groupid | connect_type | install_type | coolant_type | cooling_type | primary_voltage | secondary_voltage | power_rating | powerA_rating | powerB_rating | powerC_rating | impedance | shunt_impedance | core_coil_weight | tank_fittings_weight | oil_volume | rated_winding_time_constant | rated_winding_hot_spot_rise | rated_top_oil_rise | no_load_loss | full_load_loss | reactance_resistance_ratio | installed_insulation_life | dcircuit | selected | comments
config_transformer_220463510 |  | DELTA_GWYE |  |  |  | 4800 | 12470 | 167 | 0 | 0 | 0 | 0.004+0.04j | 0 | 0 | 0 | 0 | 0 | 0 | 0 | 0 | 0 | 10 | 0 |  | no
config_transformer_220465522 |  | DELTA_GWYE |  |  |  | 4800 | 12470 | 167 | 0 | 0 | 0 | 0.004+0.04j | 0 | 0 | 0 | 0 | 0 | 0 | 0 | 0 | 0 | 10 | 0 |  | no
config_transformer_220465523 |  | DELTA_GWYE |  |  |  | 4800 | 12470 | 100 | 0 | 0 | 0 | 0.004+0.04j | 0 | 0 | 0 | 0 | 0 | 0 | 0 | 0 | 0 | 10 | 0 |  | no
config_transformer_220465524 |  | DELTA_GWYE |  |  |  | 4800 | 12470 | 999 | 0 | 0 | 0 | 0.005+0.047j | 0 | 0 | 0 | 0 | 0 | 0 | 0 | 0 | 0 | 10 | 0 |  | no
config_transformer_220465527 |  | DELTA_GWYE |  |  |  | 4800 | 12470 | 333 | 0 | 0 | 0 | 0.005+0.047j | 0 | 0 | 0 | 0 | 0 | 0 | 0 | 0 | 0 | 10 | 0 |  | no
config_transformer_220465528 |  | DELTA_GWYE |  |  |  | 4800 | 12470 | 500 | 0 | 0 | 0 | 0.005+0.047j | 0 | 0 | 0 | 0 | 0 | 0 | 0 | 0 | 0 | 10 | 0 |  | no
config_transformer_220465529 |  | DELTA_GWYE |  |  |  | 4800 | 12470 | 500 | 0 | 0 | 0 | 0.005+0.047j | 0 | 0 | 0 | 0 | 0 | 0 | 0 | 0 | 0 | 10 | 0 |  | no
config_transformer_220465531 |  | DELTA_GWYE |  |  |  | 4800 | 12470 | 1500 | 0 | 0 | 0 | 0.005+0.047j | 0 | 0 | 0 | 0 | 0 | 0 | 0 | 0 | 0 | 10 | 0 |  | no

## underground_line
data_type | static
owner_type | feeder
owner | 8102801
object | underground_line
name | groupid | phases | fr | to | length | configuration | dcircuit | selected | monitored | monitored_fields | class_monitored_fields | played | played_fields | comments
und_line_8102801_200970186 |  | AN | node_8102801_200904305 | node_intto1_8102801_200970186 | 946.969 | und_1P_DELTACUST | 8102801 | no | no |  |  | no
und_line_8102801_200972335 |  | AN | node_8102801_200887522 | node_intto1_8102801_200972335 | 311.074 | und_1P_DELTACUST | 8102801 | no | no |  |  | no
und_line_8102801_200972386 |  | AN | node_8102801_200904051 | node_intto1_8102801_200972386 | 2112.524 | und_1P_DELTACUST | 8102801 | no | no |  |  | no
und_line_8102801_200972388 |  | AN | node_8102801_200904682 | node_intto1_8102801_200972388 | 233.525 | und_1P_WYECUST | 8102801 | no | no |  |  | no
und_line_8102801_200972926 |  | AN | node_8102801_200904804 | node_8102801_200972926 | 1334.15 | und_1P_DELTACUST | 8102801 | no | no |  |  | no
und_line_8102801_200972929 |  | AN | node_8102801_200903979 | node_intto1_8102801_200972929 | 570.148 | und_1P_DELTACUST | 8102801 | no | no |  |  | no
und_line_8102801_200973323 |  | AN | node_8102801_200964422 | node_intto1_8102801_200973323 | 1088.662 | und_1P_DELTACUST | 8102801 | no | no |  |  | no
und_line_8102801_201010907 |  | AN | node_8102801_200904296 | node_intto1_8102801_201010907 | 1141.851 | und_1P_DELTACUST | 8102801 | no | no |  |  | no
und_line_8102801_201042277 |  | AN | node_8102801_200943347 | node_8102801_201042277 | 445.396 | und_1P_DELTACUST | 8102801 | no | no |  |  | no
und_line_8102801_201047285 |  | AN | node_8102801_200940932 | node_8102801_201047285 | 321.153 | und_1P_DELTACUST | 8102801 | no | no |  |  | no
und_line_8102801_201062499 |  | AN | node_8102801_200950189 | node_8102801_201062499 | 462.208 | und_1P_DELTACUST | 8102801 | no | no |  |  | no
und_line_8102801_310009365 |  | AN | node_8102801_200887423 | node_intto1_8102801_310009365 | 302.376 | und_1P_DELTACUST | 8102801 | no | no |  |  | no
und_line_8102801_310011096 |  | ABCN | node_8102801_310011663 | node_8102801_310011096 | 239.352 | und_3P_DELTACUST | 8102801 | no | no |  |  | no
und_line_8102801_310027093 |  | AN | node_8102801_200979029 | node_intto1_8102801_310027093 | 1031.625 | und_1P_DELTACUST | 8102801 | no | no |  |  | no
und_line_8102801_311901982 |  | AN | node_8102801_311901981 | node_intto1_8102801_311901982 | 102.859 | und_1P_DELTACUST | 8102801 | no | no |  |  | no
und_line_8102801_311923226 |  | AN | node_8102801_311923223 | node_intto1_8102801_311923226 | 118.735 | und_1P_DELTACUST | 8102801 | no | no |  |  | no
und_line_8102801_312000853 |  | AN | node_8102801_200903637 | node_intto1_8102801_312000853 | 201.167 | und_1P_DELTACUST | 8102801 | no | no |  |  | no
und_line_8102801_312041389 |  | AN | node_8102801_312041386 | node_intto1_8102801_312041389 | 287.277 | und_1P_DELTACUST | 8102801 | no | no |  |  | no
und_line_TAP_UG_60784 |  | AN | node_8102801_200970186 | node_1254192_829_15281782_258 | 0.033 | und_TAPWIRE_UG | 8102801 | no | no |  |  | no
und_line_TAP_UG_61120 |  | AN | node_8102801_200972335 | node_1244977_23_15273216_295 | 0.033 | und_TAPWIRE_UG | 8102801 | no | no |  |  | no
und_line_TAP_UG_61141 |  | AN | node_8102801_200972386 | node_1257367_112_15310953_255 | 0.033 | und_TAPWIRE_UG | 8102801 | no | no |  |  | no
und_line_TAP_UG_61143 |  | AN | node_8102801_200972388 | node_1269269_175_15270282_939 | 0.033 | und_TAPWIRE_UG | 8102801 | no | no |  |  | no
und_line_TAP_UG_61497 |  | AN | node_8102801_200972926 | node_1266208_217_15274652_124 | 0.033 | und_TAPWIRE_UG | 8102801 | no | no |  |  | no
und_line_TAP_UG_61500 |  | AN | node_8102801_200972929 | node_1258618_147_15291690_707 | 0.033 | und_TAPWIRE_UG | 8102801 | no | no |  |  | no
und_line_TAP_UG_61791 |  | AN | node_8102801_200973323 | node_1258625_943_15278543_281 | 0.033 | und_TAPWIRE_UG | 8102801 | no | no |  |  | no
und_line_TAP_UG_62481 |  | AN | node_8102801_310027093 | node_1252362_644_15290259_678 | 0.033 | und_TAPWIRE_UG | 8102801 | no | no |  |  | no
und_line_TAP_UG_64115 |  | AN | node_8102801_201010907 | node_1252225_676_15280882_655 | 0.033 | und_TAPWIRE_UG | 8102801 | no | no |  |  | no
und_line_TAP_UG_69390 |  | AN | node_8102801_201062499 | node_1266286_953_15276995_287 | 0.033 | und_TAPWIRE_UG | 8102801 | no | no |  |  | no
und_line_TAP_UG_405779 |  | AN | node_8102801_310009365 | node_1246771_272_15278502_97 | 0.033 | und_TAPWIRE_UG | 8102801 | no | no |  |  | no
und_line_TAP_UG_1372220 |  | ABCN | node_8102801_310011096 | node_1273631_8_15278925_898 | 0.033 | und_TAPWIRE_UG | 8102801 | no | no |  |  | no
und_line_TAP_UG_1401891 |  | AN | node_8102801_311901982 | node_1266265_389_15269789_617 | 0.033 | und_TAPWIRE_UG | 8102801 | no | no |  |  | no
und_line_TAP_UG_1529840 |  | AN | node_8102801_311923226 | node_1270529_397_15294342_099 | 0.033 | und_TAPWIRE_UG | 8102801 | no | no |  |  | no
und_line_TAP_UG_1842833 |  | AN | node_8102801_312000853 | node_1256742_298_15284605_981 | 0.033 | und_TAPWIRE_UG | 8102801 | no | no |  |  | no
und_line_TAP_UG_2120915 |  | AN | node_8102801_312041389 | node_1265306_376_15308647_315 | 0.033 | und_TAPWIRE_UG | 8102801 | no | no |  |  | no

## underground_line_conductor
data_type | static
owner_type | feeder
owner | 8102801
object | underground_line_conductor
name | groupid | outer_diameter | conductor_gmr | conductor_diameter | conductor_resistance | neutral_gmr | neutral_diameter | neutral_resistance | neutral_strands | insulation_relative_permitivitty | shield_gmr | shield_resistance | rating_summer_continuous | rating_summer_emergency | rating_winter_continuous | rating_winter_emergency | dcircuit | selected | comments
und_cond_1P_DELTACUST | [12 empty] | 685 | 685 | 685 | 685 |  | no
und_cond_1P_WYECUST | [12 empty] | 685 | 685 | 685 | 685 |  | no
und_cond_3P_DELTACUST | [12 empty] | 685 | 685 | 685 | 685 |  | no
und_cond_TAPWIRE_UG | [12 empty] | 99999999 | 99999999 | 99999999 | 99999999 |  | no