## capacitor
data_type | static
owner_type | feeder
owner | 8102802
object | capacitor
name | groupid | parent | phases | nominal_voltage | pt_phase | phases_connected | switchA | switchB | switchC | control | voltage_set_high | voltage_set_low | VAr_set_high | VAr_set_low | current_set_high | current_set_low | capacitor_A | capacitor_B | capacitor_C | cap_nominal_voltage | time_delay | dwell_time | lockout_time | remote_sense | remote_sense_B | control_level | dcircuit | selected | monitored | monitored_fields | class_monitored_fields | played | played_fields | comments
cap_220369577 |  | node_1252043_497_15262104_997 | AN | 0 |  | AN | CLOSED |  |  | MANUAL | [6 empty] | 50000 |  |  | 4800 | [6 empty] | 8102802 | no | no |  |  | no
cap_220369578 |  | node_1285845_973_15266337_371 | AN | 0 |  | AN | CLOSED |  |  | MANUAL | [6 empty] | 100000 |  |  | 4800 | [6 empty] | 8102802 | no | no |  |  | no
cap_220369583 |  | node_1242966_705_15259426_14 | AN | 0 |  | AN | CLOSED |  |  | MANUAL | [6 empty] | 50000 |  |  | 4800 | [6 empty] | 8102802 | no | no |  |  | no
cap_220369596 |  | node_1294715_466_15260247_917 | AN | 0 |  | AN | CLOSED |  |  | MANUAL | [6 empty] | 50000 |  |  | 4800 | [6 empty] | 8102802 | no | no |  |  | no
cap_220602953 |  | node_1280964_464_15280866_953 | ABCN | 0 |  | ABCN | CLOSED | CLOSED | CLOSED | MANUAL | [6 empty] | 200000 | 200000 | 200000 | 7200 | [6 empty] | 8102802 | no | no |  |  | no

## feeder
data_type | static
owner_type | feeder
owner | 8102802
object | feeder
name | transmission_bus | ARC | ADR | slack_bus | nom_voltages | num_nodes | num_ohlines | num_uglines | num_transformers | num_generators | num_pvs | num_storages | num_loads | miles | mw | mvar | losses_mw | losses_mvar | comments | use_feeder_load_shape | load_shape_scale | use_feeder_pv_shape | pv_shape_scale | description | restore_time | griddisconnect_scenario_probability | gridconnect_scenario_probability | use_energy_not_served | VOLL | discount_rate | yearly_load_growth_percent | planning_horizon | enable_traditional_project_deferral | lifetime_of_investment_years | start_year | base_year | year_the_investment_is_committed | revenue_requirement_scaling_factor | discount_rate | inflation_rate_for_investment | traditional_project_invested_capital | periodicity_of_investment_in_years | priority | maximum_total_investment_cost | DER_portfolio_NPV | DER_portfolio_BC_ratio | total_system_energy_avoided_cost_NPV | total_system_capacity_avoided_cost_NPV | total_system_ancillary_services_avoided_cost_NPV | total_system_CO2_avoided_cost_NPV | total_system_loss_of_load_avoided_cost_NPV | total_system_distribution_capacity_avoided_cost_NPV | total_system_investment_and_operational_cost_NPV | feeder_solar_pv_operating_cost_USdollarperkWh | feeder_energy_storage_operating_cost_USdollarperkWh | feeder_distributed_generator_operating_cost_USdollarperkWh | feeder_distributed_generator_CO2_cost_USdollarperkWh | feeder_demand_response_operating_cost_USdollarperkWh | feeder_solar_pv_investment_cost_USdollarperkW | feeder_energy_storage_investment_cost_USdollarperkW | feeder_distributed_generator_investment_cost_USdollarperkW | feeder_demand_response_investment_cost_USdollarperkW
8102802 |  | ts_slack | none | node_SOURCE_8102802 | 14399.116,2771.281,7199.558 | 2036 | 1846 | 66 | 7 | 0 | 0 | 0 | 580 | 65.154 | 17.789 | 7.578 | 0 | 0 |  | 0 | 0 | 1 | 0 |  | 0 | 0 | 0 | 0 | 0 | 0 | 0 | 0 | 0 | 0 | 0 | 0 | 0 | 0 | 0 | 0 | 0 | 0 | 0 | 999999999 | 0 | 0 | 0 | 0 | 0 | 0 | 0 | 0 | 0 | 0 | 0 | 0 | 0 | 0 | 0 | 0 | 0 | 0

## fuse
data_type | static
owner_type | feeder
owner | 8102802
object | fuse
name | groupid | phases | fr | to | phase_A_status | phase_B_status | phase_C_status | repair_dist_type | current_limit | mean_replacement_time | status | dcircuit | selected | monitored | monitored_fields | class_monitored_fields | played | played_fields | comments
fuse_220387659 |  | AD | node_intto1_8102802_200892605 | node_8102802_200892605 | GOOD | GOOD | GOOD |  | 25 |  |  | 8102802 | no | no |  |  | no
fuse_220387675 |  | AD | node_intto1_8102802_200892439 | node_8102802_200892439 | GOOD | GOOD | GOOD |  | 40 |  |  | 8102802 | no | no |  |  | no
fuse_220387677 |  | AN | node_intto1_8102802_200892547 | node_8102802_200892547 | GOOD | GOOD | GOOD |  | 15 |  |  | 8102802 | no | no |  |  | no
fuse_220387678 |  | AD | node_intto1_8102802_200892540 | node_8102802_200892540 | GOOD | GOOD | GOOD |  | 30 |  |  | 8102802 | no | no |  |  | no
fuse_220387679 |  | AN | node_intto1_8102802_200892525 | node_8102802_200892525 | GOOD | GOOD | GOOD |  | 20 |  |  | 8102802 | no | no |  |  | no
fuse_220387680 |  | AD | node_intto1_8102802_200893707 | node_8102802_200893707 | GOOD | GOOD | GOOD |  | 30 |  |  | 8102802 | no | no |  |  | no
fuse_220387681 |  | AD | node_intto1_8102802_200892491 | node_8102802_200892491 | GOOD | GOOD | GOOD |  | 20 |  |  | 8102802 | no | no |  |  | no
fuse_220387683 |  | AD | node_intto1_8102802_200892444 | node_8102802_200892444 | GOOD | GOOD | GOOD |  | 30 |  |  | 8102802 | no | no |  |  | no
fuse_220387690 |  | AN | node_intto1_8102802_200892484 | node_8102802_200892484 | GOOD | GOOD | GOOD |  | 50 |  |  | 8102802 | no | no |  |  | no
fuse_220387710 |  | AD | node_intto1_8102802_200892609 | node_8102802_200892609 | GOOD | GOOD | GOOD |  | 25 |  |  | 8102802 | no | no |  |  | no
fuse_220387728 |  | ABCN | node_intto1_8102802_200979929 | node_8102802_200979929 | GOOD | GOOD | GOOD |  | 100 |  |  | 8102802 | no | no |  |  | no
fuse_220387729 |  | AD | node_intto1_8102802_200892592 | node_8102802_200892592 | GOOD | GOOD | GOOD |  | 40 |  |  | 8102802 | no | no |  |  | no
fuse_220387730 |  | AD | node_intto1_8102802_200893832 | node_8102802_200893832 | GOOD | GOOD | GOOD |  | 30 |  |  | 8102802 | no | no |  |  | no
fuse_220387731 |  | AD | node_intto1_8102802_200893826 | node_8102802_200893826 | GOOD | GOOD | GOOD |  | 30 |  |  | 8102802 | no | no |  |  | no
fuse_220387732 |  | AN | node_intto1_8102802_200892295 | node_8102802_200892295 | GOOD | GOOD | GOOD |  | 50 |  |  | 8102802 | no | no |  |  | no
fuse_220387734 |  | AD | node_intto1_8102802_200893770 | node_8102802_200893770 | GOOD | GOOD | GOOD |  | 30 |  |  | 8102802 | no | no |  |  | no
fuse_220387735 |  | ABCN | node_intto1_8102802_200893896 | node_8102802_200893896 | GOOD | GOOD | GOOD |  | 140 |  |  | 8102802 | no | no |  |  | no
fuse_220387736 |  | AD | node_intto1_8102802_200893741 | node_8102802_200893741 | GOOD | GOOD | GOOD |  | 30 |  |  | 8102802 | no | no |  |  | no
fuse_220387738 |  | AD | node_intto1_8102802_200893687 | node_8102802_200893687 | GOOD | GOOD | GOOD |  | 30 |  |  | 8102802 | no | no |  |  | no
fuse_220387740 |  | AD | node_intto1_8102802_200893669 | node_8102802_200893669 | GOOD | GOOD | GOOD |  | 50 |  |  | 8102802 | no | no |  |  | no
fuse_220387741 |  | AD | node_intto1_8102802_200893642 | node_8102802_200893642 | GOOD | GOOD | GOOD |  | 30 |  |  | 8102802 | no | no |  |  | no
fuse_220387742 |  | AD | node_intto1_8102802_200893602 | node_8102802_200893602 | GOOD | GOOD | GOOD |  | 30 |  |  | 8102802 | no | no |  |  | no
fuse_220387743 |  | AD | node_intto1_8102802_200893629 | node_8102802_200893629 | GOOD | GOOD | GOOD |  | 40 |  |  | 8102802 | no | no |  |  | no
fuse_220387744 |  | AN | node_intto1_8102802_200893570 | node_8102802_200893570 | GOOD | GOOD | GOOD |  | 300 |  |  | 8102802 | no | no |  |  | no
fuse_220387745 |  | AD | node_intto1_8102802_200893731 | node_8102802_200893731 | GOOD | GOOD | GOOD |  | 30 |  |  | 8102802 | no | no |  |  | no
fuse_220387752 |  | AN | node_intto1_8102802_200893883 | node_8102802_200893883 | GOOD | GOOD | GOOD |  | 65 |  |  | 8102802 | no | no |  |  | no
fuse_220387754 |  | AN | node_intto1_8102802_200961719 | node_8102802_200961719 | GOOD | GOOD | GOOD |  | 40 |  |  | 8102802 | no | no |  |  | no
fuse_220387757 |  | AN | node_intto1_8102802_200892783 | node_8102802_200892783 | GOOD | GOOD | GOOD |  | 65 |  |  | 8102802 | no | no |  |  | no
fuse_220387758 |  | ABCN | node_intto1_8102802_200893940 | node_8102802_200893940 | GOOD | GOOD | GOOD |  | 65 |  |  | 8102802 | no | no |  |  | no
fuse_220387759 |  | ABCN | node_intto1_8102802_200893930 | node_8102802_200893930 | GOOD | GOOD | GOOD |  | 80 |  |  | 8102802 | no | no |  |  | no
fuse_220387760 |  | AN | node_intto1_8102802_200893923 | node_8102802_200893923 | GOOD | GOOD | GOOD |  | 65 |  |  | 8102802 | no | no |  |  | no
fuse_220387761 |  | ABCN | node_intto1_8102802_200893860 | node_8102802_200893860 | GOOD | GOOD | GOOD |  | 20 |  |  | 8102802 | no | no |  |  | no
fuse_220387763 |  | AD | node_intto1_8102802_200962733 | node_8102802_200962733 | GOOD | GOOD | GOOD |  | 30 |  |  | 8102802 | no | no |  |  | no
fuse_220387764 |  | AD | node_intto1_8102802_200892911 | node_8102802_200892911 | GOOD | GOOD | GOOD |  | 65 |  |  | 8102802 | no | no |  |  | no
fuse_220387765 |  | AD | node_intto1_8102802_200893013 | node_8102802_200893013 | GOOD | GOOD | GOOD |  | 65 |  |  | 8102802 | no | no |  |  | no
fuse_220387766 |  | AD | node_intto1_8102802_200892905 | node_8102802_200892905 | GOOD | GOOD | GOOD |  | 100 |  |  | 8102802 | no | no |  |  | no
fuse_220387767 |  | AN | node_intto1_8102802_200892898 | node_8102802_200892898 | GOOD | GOOD | GOOD |  | 40 |  |  | 8102802 | no | no |  |  | no
fuse_220387768 |  | AN | node_intto1_220387768 | node_220387768 | GOOD | GOOD | GOOD |  | 40 |  |  | 8102802 | no | no |  |  | no
fuse_220387771 |  | AN | node_intto1_8102802_200892871 | node_8102802_200892871 | GOOD | GOOD | GOOD |  | 80 |  |  | 8102802 | no | no |  |  | no
fuse_220387772 |  | ABN | node_intto1_8102802_200893072 | node_8102802_200893072 | GOOD | GOOD | GOOD |  | 140 |  |  | 8102802 | no | no |  |  | no
fuse_220387773 |  | AD | node_intto1_8102802_200892767 | node_8102802_200892767 | GOOD | GOOD | GOOD |  | 30 |  |  | 8102802 | no | no |  |  | no
fuse_220387774 |  | AD | node_intto1_8102802_200892747 | node_8102802_200892747 | GOOD | GOOD | GOOD |  | 20 |  |  | 8102802 | no | no |  |  | no
fuse_220387775 |  | AD | node_intto1_8102802_200892693 | node_8102802_200892693 | GOOD | GOOD | GOOD |  | 40 |  |  | 8102802 | no | no |  |  | no
fuse_220387776 |  | AD | node_intto1_8102802_200893752 | node_8102802_200893752 | GOOD | GOOD | GOOD |  | 30 |  |  | 8102802 | no | no |  |  | no
fuse_220387777 |  | AD | node_intto1_8102802_200892682 | node_8102802_200892682 | GOOD | GOOD | GOOD |  | 30 |  |  | 8102802 | no | no |  |  | no
fuse_220387778 |  | AD | node_intto1_8102802_200892654 | node_8102802_200892654 | GOOD | GOOD | GOOD |  | 65 |  |  | 8102802 | no | no |  |  | no
fuse_220387779 |  | AD | node_intto1_8102802_200892637 | node_8102802_200892637 | GOOD | GOOD | GOOD |  | 65 |  |  | 8102802 | no | no |  |  | no
fuse_220387780 |  | ABCN | node_intto1_8102802_200892399 | node_8102802_200892399 | GOOD | GOOD | GOOD |  | 80 |  |  | 8102802 | no | no |  |  | no
fuse_220387781 |  | AD | node_intto1_8102802_200892501 | node_8102802_200892501 | GOOD | GOOD | GOOD |  | 40 |  |  | 8102802 | no | no |  |  | no
fuse_220387783 |  | ABCN | node_intto1_8102802_200893530 | node_8102802_200893530 | GOOD | GOOD | GOOD |  | 80 |  |  | 8102802 | no | no |  |  | no
fuse_220387784 |  | AN | node_intto1_220387784 | node_220387784 | GOOD | GOOD | GOOD |  | 100 |  |  | 8102802 | no | no |  |  | no
fuse_220387785 |  | AD | node_intto1_8102802_200893489 | node_8102802_200893489 | GOOD | GOOD | GOOD |  | 100 |  |  | 8102802 | no | no |  |  | no
fuse_220387786 |  | AD | node_intto1_8102802_200892376 | node_8102802_200892376 | GOOD | GOOD | GOOD |  | 40 |  |  | 8102802 | no | no |  |  | no
fuse_220387787 |  | AD | node_intto1_8102802_200893410 | node_8102802_200893410 | GOOD | GOOD | GOOD |  | 20 |  |  | 8102802 | no | no |  |  | no
fuse_220387788 |  | AD | node_intto1_8102802_200893316 | node_8102802_200893316 | GOOD | GOOD | GOOD |  | 20 |  |  | 8102802 | no | no |  |  | no
fuse_220387789 |  | AD | node_intto1_8102802_200892954 | node_8102802_200892954 | GOOD | GOOD | GOOD |  | 30 |  |  | 8102802 | no | no |  |  | no
fuse_220387790 |  | AN | node_intto1_8102802_200912931 | node_8102802_200912931 | GOOD | GOOD | GOOD |  | 30 |  |  | 8102802 | no | no |  |  | no
fuse_220387791 |  | AD | node_intto1_8102802_200892980 | node_8102802_200892980 | GOOD | GOOD | GOOD |  | 40 |  |  | 8102802 | no | no |  |  | no
fuse_220387792 |  | AN | node_intto1_220387792 | node_220387792 | GOOD | GOOD | GOOD |  | 40 |  |  | 8102802 | no | no |  |  | no
fuse_220387797 |  | ABCN | node_intto1_8102802_200893134 | node_8102802_200893134 | GOOD | GOOD | GOOD |  | 100 |  |  | 8102802 | no | no |  |  | no
fuse_220387799 |  | AD | node_intto1_8102802_200893384 | node_8102802_200893384 | GOOD | GOOD | GOOD |  | 40 |  |  | 8102802 | no | no |  |  | no
fuse_220537377 |  | AN | node_intto1_8102802_201038601 | node_8102802_201038601 | GOOD | GOOD | GOOD |  | 15 |  |  | 8102802 | no | no |  |  | no
fuse_220551588 |  | AN | node_intto1_8102802_200983280 | node_8102802_200983280 | GOOD | GOOD | GOOD |  | 20 |  |  | 8102802 | no | no |  |  | no
fuse_220581615 |  | AN | node_intto1_8102802_201009911 | node_8102802_201009911 | GOOD | GOOD | GOOD |  | 25 |  |  | 8102802 | no | no |  |  | no
fuse_220619774 |  | AN | node_intto1_8102802_201035265 | node_8102802_201035265 | GOOD | GOOD | GOOD |  | 300 |  |  | 8102802 | no | no |  |  | no
fuse_220623395 |  | AN | node_intto1_8102802_201040965 | node_8102802_201040965 | GOOD | GOOD | GOOD |  | 20 |  |  | 8102802 | no | no |  |  | no
fuse_220623476 |  | ABCN | node_intto1_8102802_201041129 | node_8102802_201041129 | GOOD | GOOD | GOOD |  | 20 |  |  | 8102802 | no | no |  |  | no
fuse_220625860 |  | AD | node_intto1_8102802_201047385 | node_8102802_201047385 | GOOD | GOOD | GOOD |  | 100 |  |  | 8102802 | no | no |  |  | no
fuse_220627452 |  | ABCN | node_intto1_8102802_201052201 | node_8102802_201052201 | GOOD | GOOD | GOOD |  | 20 |  |  | 8102802 | no | no |  |  | no
fuse_220644278 |  | AN | node_intto1_8102802_200893532 | node_8102802_200893532 | GOOD | GOOD | GOOD |  | 50 |  |  | 8102802 | no | no |  |  | no
fuse_220649944 |  | ABN | node_intto1_8102802_200893881 | node_8102802_200893881 | GOOD | GOOD | GOOD |  | 100 |  |  | 8102802 | no | no |  |  | no
fuse_220653377 |  | AD | node_intto1_8102802_201063853 | node_8102802_201063853 | GOOD | GOOD | GOOD |  | 25 |  |  | 8102802 | no | no |  |  | no
fuse_220657541 |  | ABCN | node_intto1_8102802_200979933 | node_8102802_200979933 | GOOD | GOOD | GOOD |  | 140 |  |  | 8102802 | no | no |  |  | no
fuse_310008637 |  | AN | node_intto1_8102802_310008636 | node_8102802_310008636 | GOOD | GOOD | GOOD |  | 20 |  |  | 8102802 | no | no |  |  | no
fuse_310024556 |  | ABCN | node_intto1_8102802_200893581 | node_8102802_200893581 | GOOD | GOOD | GOOD |  | 100 |  |  | 8102802 | no | no |  |  | no
fuse_310030445 |  | ABCN | node_intto1_8102802_310030429 | node_8102802_310030429 | GOOD | GOOD | GOOD |  | 40 |  |  | 8102802 | no | no |  |  | no
fuse_310051520 |  | ABCN | node_intto1_8102802_200979932 | node_8102802_200979932 | GOOD | GOOD | GOOD |  | 140 |  |  | 8102802 | no | no |  |  | no
fuse_311906962 |  | ABCN | node_intto1_8102802_311906957 | node_8102802_311906957 | GOOD | GOOD | GOOD |  | 140 |  |  | 8102802 | no | no |  |  | no
fuse_311908104 |  | AN | node_intto1_8102802_200893521 | node_8102802_200893521 | GOOD | GOOD | GOOD |  | 100 |  |  | 8102802 | no | no |  |  | no
fuse_311908106 |  | AD | node_intto1_311908106 | node_311908106 | GOOD | GOOD | GOOD |  | 100 |  |  | 8102802 | no | no |  |  | no
fuse_311922794 |  | ABCN | node_intto1_8102802_311922791 | node_8102802_311922791 | GOOD | GOOD | GOOD |  | 40 |  |  | 8102802 | no | no |  |  | no
fuse_311929838 |  | ABCN | node_intto1_8102802_311989846 | node_8102802_311989846 | GOOD | GOOD | GOOD |  | 10 |  |  | 8102802 | no | no |  |  | no
fuse_311978668 |  | ABCN | node_intto1_8102802_311978783 | node_8102802_311978783 | GOOD | GOOD | GOOD |  | 100 |  |  | 8102802 | no | no |  |  | no
fuse_311991682 |  | ABCN | node_intto1_8102802_312008326 | node_8102802_312008326 | GOOD | GOOD | GOOD |  | 20 |  |  | 8102802 | no | no |  |  | no
fuse_312011944 |  | AN | node_intto1_312011944 | node_312011944 | GOOD | GOOD | GOOD |  | 300 |  |  | 8102802 | no | no |  |  | no
fuse_312011950 |  | AN | node_intto1_8102802_200892280 | node_8102802_200892280 | GOOD | GOOD | GOOD |  | 40 |  |  | 8102802 | no | no |  |  | no
fuse_312011951 |  | AN | node_intto1_312011951 | node_312011951 | GOOD | GOOD | GOOD |  | 40 |  |  | 8102802 | no | no |  |  | no
fuse_312011955 |  | AN | node_intto1_8102802_200893539 | node_8102802_200893539 | GOOD | GOOD | GOOD |  | 40 |  |  | 8102802 | no | no |  |  | no
fuse_312084095 |  | AD | node_intto1_8102802_312084094 | node_8102802_312084094 | GOOD | GOOD | GOOD |  | 25 |  |  | 8102802 | no | no |  |  | no
fuse_312099704 |  | AN | node_intto1_8102802_312099702 | node_8102802_312099702 | GOOD | GOOD | GOOD |  | 15 |  |  | 8102802 | no | no |  |  | no
fuse_312109094 |  | AD | node_intto1_8102802_311901623 | node_8102802_311901623 | GOOD | GOOD | GOOD |  | 300 |  |  | 8102802 | no | no |  |  | no
fuse_312123608 |  | AN | node_intto1_8102802_200893577 | node_8102802_200893577 | GOOD | GOOD | GOOD |  | 65 |  |  | 8102802 | no | no |  |  | no
fuse_312131808 |  | AN | node_intto1_8102802_312131811 | node_8102802_312131811 | GOOD | GOOD | GOOD |  | 15 |  |  | 8102802 | no | no |  |  | no
fuse_312135259 |  | ABCN | node_intto1_8102802_312135257 | node_8102802_312135257 | GOOD | GOOD | GOOD |  | 100 |  |  | 8102802 | no | no |  |  | no

## line_configuration
data_type | static
owner_type | feeder
owner | 8102802
object | line_configuration
name | groupid | conductor_A | conductor_B | conductor_C | conductor_N | spacing | z11 | z12 | z13 | z21 | z22 | z23 | z31 | z32 | z33 | c11 | c12 | c13 | c21 | c22 | c23 | c31 | c32 | c33 | dcircuit | selected | comments
bal_1P_1/0AA |  | oh_cond_1/0_AAAC | oh_cond_1/0_AAAC | oh_cond_1/0_AAAC |  |  | 0.972+1.499j | 0.095+0.781j | 0.095+0.781j | 0.095+0.781j | 0.972+1.499j | 0.095+0.781j | 0.095+0.781j | 0.095+0.781j | 0.972+1.499j | 12.796 | -3.172 | -3.172 | -3.172 | 12.796 | -3.172 | -3.172 | -3.172 | 12.796 |  | no
bal_1P_1/0AA_1/0AA(N) |  | oh_cond_1/0_AAAC | oh_cond_1/0_AAAC | oh_cond_1/0_AAAC | oh_cond_1/0_AAAC |  | 1.078+1.186j | 0.201+0.467j | 0.201+0.467j | 0.201+0.467j | 1.078+1.186j | 0.201+0.467j | 0.201+0.467j | 0.201+0.467j | 1.078+1.186j | 13.243 | -2.726 | -2.726 | -2.726 | 13.243 | -2.726 | -2.726 | -2.726 | 13.243 |  | no
bal_1P_1/0AA_1/0AC(N) |  | oh_cond_1/0_AAAC | oh_cond_1/0_AAAC | oh_cond_1/0_AAAC | oh_cond_1/0_ACSR |  | 1.08+1.187j | 0.203+0.469j | 0.203+0.469j | 0.203+0.469j | 1.08+1.187j | 0.203+0.469j | 0.203+0.469j | 0.203+0.469j | 1.08+1.187j | 13.243 | -2.726 | -2.726 | -2.726 | 13.243 | -2.726 | -2.726 | -2.726 | 13.243 |  | no
bal_1P_1/0AA_1/0AL(N) |  | oh_cond_1/0_AAAC | oh_cond_1/0_AAAC | oh_cond_1/0_AAAC | oh_cond_1/0_AL |  | 1.077+1.188j | 0.201+0.47j | 0.201+0.47j | 0.201+0.47j | 1.077+1.188j | 0.201+0.47j | 0.201+0.47j | 0.201+0.47j | 1.077+1.188j | 13.238 | -2.731 | -2.731 | -2.731 | 13.238 | -2.731 | -2.731 | -2.731 | 13.238 |  | no
bal_1P_1/0AA_4/0AA(N) |  | oh_cond_1/0_AAAC | oh_cond_1/0_AAAC | oh_cond_1/0_AAAC | oh_cond_4/0_AAAC |  | 1.011+1.121j | 0.134+0.402j | 0.134+0.402j | 0.134+0.402j | 1.011+1.121j | 0.134+0.402j | 0.134+0.402j | 0.134+0.402j | 1.011+1.121j | 13.267 | -2.702 | -2.702 | -2.702 | 13.267 | -2.702 | -2.702 | -2.702 | 13.267 |  | no
bal_1P_1/0AC |  | oh_cond_1/0_ACSR | oh_cond_1/0_ACSR | oh_cond_1/0_ACSR |  |  | 0.983+1.218j | 0.095+0.781j | 0.095+0.781j | 0.095+0.781j | 0.983+1.218j | 0.095+0.781j | 0.095+0.781j | 0.095+0.781j | 0.983+1.218j | 12.796 | -3.172 | -3.172 | -3.172 | 12.796 | -3.172 | -3.172 | -3.172 | 12.796 |  | no
bal_1P_1/0AC_1/0AC(N) |  | oh_cond_1/0_ACSR | oh_cond_1/0_ACSR | oh_cond_1/0_ACSR | oh_cond_1/0_ACSR |  | 1.091+1.185j | 0.203+0.469j | 0.203+0.469j | 0.203+0.469j | 1.091+1.185j | 0.203+0.469j | 0.203+0.469j | 0.203+0.469j | 1.091+1.185j | 13.243 | -2.726 | -2.726 | -2.726 | 13.243 | -2.726 | -2.726 | -2.726 | 13.243 |  | no
bal_1P_1/0AC_4/0AL(N) |  | oh_cond_1/0_ACSR | oh_cond_1/0_ACSR | oh_cond_1/0_ACSR | oh_cond_4/0_AL |  | 1.022+1.12j | 0.134+0.404j | 0.134+0.404j | 0.134+0.404j | 1.022+1.12j | 0.134+0.404j | 0.134+0.404j | 0.134+0.404j | 1.022+1.12j | 13.261 | -2.707 | -2.707 | -2.707 | 13.261 | -2.707 | -2.707 | -2.707 | 13.261 |  | no
bal_1P_2AC |  | oh_cond_2_ACSR | oh_cond_2_ACSR | oh_cond_2_ACSR |  |  | 1.505+1.527j | 0.095+0.781j | 0.095+0.781j | 0.095+0.781j | 1.505+1.527j | 0.095+0.781j | 0.095+0.781j | 0.095+0.781j | 1.505+1.527j | 12.393 | -3.017 | -3.017 | -3.017 | 12.393 | -3.017 | -3.017 | -3.017 | 12.393 |  | no
bal_1P_2AC_2AC(N) |  | oh_cond_2_ACSR | oh_cond_2_ACSR | oh_cond_2_ACSR | oh_cond_2_ACSR |  | 1.645+1.289j | 0.235+0.543j | 0.235+0.543j | 0.235+0.543j | 1.645+1.289j | 0.235+0.543j | 0.235+0.543j | 0.235+0.543j | 1.645+1.289j | 12.813 | -2.597 | -2.597 | -2.597 | 12.813 | -2.597 | -2.597 | -2.597 | 12.813 |  | no
bal_1P_4/0AC |  | oh_cond_4/0_ACSR | oh_cond_4/0_ACSR | oh_cond_4/0_ACSR |  |  | 0.54+1.457j | 0.095+0.781j | 0.095+0.781j | 0.095+0.781j | 0.54+1.457j | 0.095+0.781j | 0.095+0.781j | 0.095+0.781j | 0.54+1.457j | 13.554 | -3.469 | -3.469 | -3.469 | 13.554 | -3.469 | -3.469 | -3.469 | 13.554 |  | no
bal_1P_4/0AC_1/0AC(N) |  | oh_cond_4/0_ACSR | oh_cond_4/0_ACSR | oh_cond_4/0_ACSR | oh_cond_1/0_ACSR |  | 0.648+1.145j | 0.203+0.469j | 0.203+0.469j | 0.203+0.469j | 0.648+1.145j | 0.203+0.469j | 0.203+0.469j | 0.203+0.469j | 0.648+1.145j | 14.027 | -2.996 | -2.996 | -2.996 | 14.027 | -2.996 | -2.996 | -2.996 | 14.027 |  | no
bal_1P_4/0AC_4/0AC(N) |  | oh_cond_4/0_ACSR | oh_cond_4/0_ACSR | oh_cond_4/0_ACSR | oh_cond_4/0_ACSR |  | 0.581+1.079j | 0.136+0.403j | 0.136+0.403j | 0.136+0.403j | 0.581+1.079j | 0.136+0.403j | 0.136+0.403j | 0.136+0.403j | 0.581+1.079j | 14.052 | -2.971 | -2.971 | -2.971 | 14.052 | -2.971 | -2.971 | -2.971 | 14.052 |  | no
bal_1P_4ACW |  | oh_cond_4A_CWD | oh_cond_4A_CWD | oh_cond_4A_CWD |  |  | 1.49+1.583j | 0.095+0.781j | 0.095+0.781j | 0.095+0.781j | 1.49+1.583j | 0.095+0.781j | 0.095+0.781j | 0.095+0.781j | 1.49+1.583j | 12.178 | -2.935 | -2.935 | -2.935 | 12.178 | -2.935 | -2.935 | -2.935 | 12.178 |  | no
bal_1P_4CU |  | oh_cond_4_CU | oh_cond_4_CU | oh_cond_4_CU |  |  | 1.483+1.565j | 0.095+0.781j | 0.095+0.781j | 0.095+0.781j | 1.483+1.565j | 0.095+0.781j | 0.095+0.781j | 0.095+0.781j | 1.483+1.565j | 11.78 | -2.785 | -2.785 | -2.785 | 11.78 | -2.785 | -2.785 | -2.785 | 11.78 |  | no
bal_1P_6CCW |  | oh_cond_6C_CWD | oh_cond_6C_CWD | oh_cond_6C_CWD |  |  | 2.305+1.613j | 0.095+0.781j | 0.095+0.781j | 0.095+0.781j | 2.305+1.613j | 0.095+0.781j | 0.095+0.781j | 0.095+0.781j | 2.305+1.613j | 11.727 | -2.765 | -2.765 | -2.765 | 11.727 | -2.765 | -2.765 | -2.765 | 11.727 |  | no
bal_1P_6CU |  | oh_cond_6_CU | oh_cond_6_CU | oh_cond_6_CU |  |  | 2.275+1.583j | 0.095+0.781j | 0.095+0.781j | 0.095+0.781j | 2.275+1.583j | 0.095+0.781j | 0.095+0.781j | 0.095+0.781j | 2.275+1.583j | 11.393 | -2.641 | -2.641 | -2.641 | 11.393 | -2.641 | -2.641 | -2.641 | 11.393 |  | no
bal_1P_8ACW |  | oh_cond_8A_CWD | oh_cond_8A_CWD | oh_cond_8A_CWD |  |  | 3.605+1.634j | 0.095+0.781j | 0.095+0.781j | 0.095+0.781j | 3.605+1.634j | 0.095+0.781j | 0.095+0.781j | 0.095+0.781j | 3.605+1.634j | 11.521 | -2.688 | -2.688 | -2.688 | 11.521 | -2.688 | -2.688 | -2.688 | 11.521 |  | no
bal_1P_8DCW |  | oh_cond_8D_CWD | oh_cond_8D_CWD | oh_cond_8D_CWD |  |  | 3.605+1.647j | 0.095+0.781j | 0.095+0.781j | 0.095+0.781j | 3.605+1.647j | 0.095+0.781j | 0.095+0.781j | 0.095+0.781j | 3.605+1.647j | 11.681 | -2.748 | -2.748 | -2.748 | 11.681 | -2.748 | -2.748 | -2.748 | 11.681 |  | no
bal_1P_DELTACUST |  | oh_cond_2/0_CU | oh_cond_2/0_CU | oh_cond_2/0_CU | oh_cond_3_#7_CWD_30% |  | 0.66+1.378j | 0.22+0.666j | 0.22+0.666j | 0.22+0.666j | 0.66+1.378j | 0.22+0.666j | 0.22+0.666j | 0.22+0.666j | 0.66+1.378j | 13.24 | -2.712 | -2.712 | -2.712 | 13.24 | -2.712 | -2.712 | -2.712 | 13.24 |  | no
bal_1P_WYECUST |  | oh_cond_2/0_CU | oh_cond_2/0_CU | oh_cond_2/0_CU | oh_cond_3_#7_CWD_30% |  | 0.66+1.378j | 0.22+0.666j | 0.22+0.666j | 0.22+0.666j | 0.66+1.378j | 0.22+0.666j | 0.22+0.666j | 0.22+0.666j | 0.66+1.378j | 13.24 | -2.712 | -2.712 | -2.712 | 13.24 | -2.712 | -2.712 | -2.712 | 13.24 |  | no
bal_2P_1/0AA_1/0AA(N) |  | oh_cond_1/0_AAAC | oh_cond_1/0_AAAC | oh_cond_1/0_AAAC | oh_cond_1/0_AAAC |  | 1.078+1.186j | 0.201+0.467j | 0.201+0.467j | 0.201+0.467j | 1.078+1.186j | 0.201+0.467j | 0.201+0.467j | 0.201+0.467j | 1.078+1.186j | 13.243 | -2.726 | -2.726 | -2.726 | 13.243 | -2.726 | -2.726 | -2.726 | 13.243 |  | no
bal_2P_1/0AC_1/0AA(N) |  | oh_cond_1/0_ACSR | oh_cond_1/0_ACSR | oh_cond_1/0_ACSR | oh_cond_1/0_AAAC |  | 1.089+1.184j | 0.201+0.467j | 0.201+0.467j | 0.201+0.467j | 1.089+1.184j | 0.201+0.467j | 0.201+0.467j | 0.201+0.467j | 1.089+1.184j | 13.243 | -2.726 | -2.726 | -2.726 | 13.243 | -2.726 | -2.726 | -2.726 | 13.243 |  | no
bal_2P_1/0AC_4/0AL(N) |  | oh_cond_1/0_ACSR | oh_cond_1/0_ACSR | oh_cond_1/0_ACSR | oh_cond_4/0_AL |  | 1.022+1.12j | 0.134+0.404j | 0.134+0.404j | 0.134+0.404j | 1.022+1.12j | 0.134+0.404j | 0.134+0.404j | 0.134+0.404j | 1.022+1.12j | 13.261 | -2.707 | -2.707 | -2.707 | 13.261 | -2.707 | -2.707 | -2.707 | 13.261 |  | no
bal_2P_2AC_1/0AA(N) |  | oh_cond_2_ACSR | oh_cond_2_ACSR | oh_cond_2_ACSR | oh_cond_1/0_AAAC |  | 1.611+1.214j | 0.201+0.467j | 0.201+0.467j | 0.201+0.467j | 1.611+1.214j | 0.201+0.467j | 0.201+0.467j | 0.201+0.467j | 1.611+1.214j | 12.826 | -2.585 | -2.585 | -2.585 | 12.826 | -2.585 | -2.585 | -2.585 | 12.826 |  | no
bal_2P_2AC_2AC(N) |  | oh_cond_2_ACSR | oh_cond_2_ACSR | oh_cond_2_ACSR | oh_cond_2_ACSR |  | 1.645+1.289j | 0.235+0.543j | 0.235+0.543j | 0.235+0.543j | 1.645+1.289j | 0.235+0.543j | 0.235+0.543j | 0.235+0.543j | 1.645+1.289j | 12.813 | -2.597 | -2.597 | -2.597 | 12.813 | -2.597 | -2.597 | -2.597 | 12.813 |  | no
bal_3P_1/0AA_1/0AA(N) |  | oh_cond_1/0_AAAC | oh_cond_1/0_AAAC | oh_cond_1/0_AAAC | oh_cond_1/0_AAAC |  | 1.078+1.186j | 0.201+0.467j | 0.201+0.467j | 0.201+0.467j | 1.078+1.186j | 0.201+0.467j | 0.201+0.467j | 0.201+0.467j | 1.078+1.186j | 13.243 | -2.726 | -2.726 | -2.726 | 13.243 | -2.726 | -2.726 | -2.726 | 13.243 |  | no
bal_3P_1/0AA_1/0AC(N) |  | oh_cond_1/0_AAAC | oh_cond_1/0_AAAC | oh_cond_1/0_AAAC | oh_cond_1/0_ACSR |  | 1.08+1.187j | 0.203+0.469j | 0.203+0.469j | 0.203+0.469j | 1.08+1.187j | 0.203+0.469j | 0.203+0.469j | 0.203+0.469j | 1.08+1.187j | 13.243 | -2.726 | -2.726 | -2.726 | 13.243 | -2.726 | -2.726 | -2.726 | 13.243 |  | no
bal_3P_1/0AA_2AC(N) |  | oh_cond_1/0_AAAC | oh_cond_1/0_AAAC | oh_cond_1/0_AAAC | oh_cond_2_ACSR |  | 1.111+1.261j | 0.235+0.543j | 0.235+0.543j | 0.235+0.543j | 1.111+1.261j | 0.235+0.543j | 0.235+0.543j | 0.235+0.543j | 1.111+1.261j | 13.23 | -2.739 | -2.739 | -2.739 | 13.23 | -2.739 | -2.739 | -2.739 | 13.23 |  | no
bal_3P_1/0AA_2CU(N) |  | oh_cond_1/0_AAAC | oh_cond_1/0_AAAC | oh_cond_1/0_AAAC | oh_cond_2_CU |  | 1.072+1.19j | 0.196+0.471j | 0.196+0.471j | 0.196+0.471j | 1.072+1.19j | 0.196+0.471j | 0.196+0.471j | 0.196+0.471j | 1.072+1.19j | 13.223 | -2.745 | -2.745 | -2.745 | 13.223 | -2.745 | -2.745 | -2.745 | 13.223 |  | no
bal_3P_1/0AA_4/0AC(N) |  | oh_cond_1/0_AAAC | oh_cond_1/0_AAAC | oh_cond_1/0_AAAC | oh_cond_4/0_ACSR |  | 1.012+1.121j | 0.136+0.403j | 0.136+0.403j | 0.136+0.403j | 1.012+1.121j | 0.136+0.403j | 0.136+0.403j | 0.136+0.403j | 1.012+1.121j | 13.267 | -2.702 | -2.702 | -2.702 | 13.267 | -2.702 | -2.702 | -2.702 | 13.267 |  | no
bal_3P_1/0AA_4/0AL(N) |  | oh_cond_1/0_AAAC | oh_cond_1/0_AAAC | oh_cond_1/0_AAAC | oh_cond_4/0_AL |  | 1.011+1.123j | 0.134+0.404j | 0.134+0.404j | 0.134+0.404j | 1.011+1.123j | 0.134+0.404j | 0.134+0.404j | 0.134+0.404j | 1.011+1.123j | 13.261 | -2.707 | -2.707 | -2.707 | 13.261 | -2.707 | -2.707 | -2.707 | 13.261 |  | no
bal_3P_1/0AC |  | oh_cond_1/0_ACSR | oh_cond_1/0_ACSR | oh_cond_1/0_ACSR |  |  | 0.983+1.497j | 0.095+0.781j | 0.095+0.781j | 0.095+0.781j | 0.983+1.497j | 0.095+0.781j | 0.095+0.781j | 0.095+0.781j | 0.983+1.497j | 12.796 | -3.172 | -3.172 | -3.172 | 12.796 | -3.172 | -3.172 | -3.172 | 12.796 |  | no
bal_3P_1/0AC_1/0AA(N) |  | oh_cond_1/0_ACSR | oh_cond_1/0_ACSR | oh_cond_1/0_ACSR | oh_cond_1/0_AAAC |  | 1.089+1.184j | 0.201+0.467j | 0.201+0.467j | 0.201+0.467j | 1.089+1.184j | 0.201+0.467j | 0.201+0.467j | 0.201+0.467j | 1.089+1.184j | 13.243 | -2.726 | -2.726 | -2.726 | 13.243 | -2.726 | -2.726 | -2.726 | 13.243 |  | no
bal_3P_1/0AC_1/0AC(N) |  | oh_cond_1/0_ACSR | oh_cond_1/0_ACSR | oh_cond_1/0_ACSR | oh_cond_1/0_ACSR |  | 1.091+1.185j | 0.203+0.469j | 0.203+0.469j | 0.203+0.469j | 1.091+1.185j | 0.203+0.469j | 0.203+0.469j | 0.203+0.469j | 1.091+1.185j | 13.243 | -2.726 | -2.726 | -2.726 | 13.243 | -2.726 | -2.726 | -2.726 | 13.243 |  | no
bal_3P_1/0AC_4/0AL(N) |  | oh_cond_1/0_ACSR | oh_cond_1/0_ACSR | oh_cond_1/0_ACSR | oh_cond_4/0_AL |  | 1.022+1.12j | 0.134+0.404j | 0.134+0.404j | 0.134+0.404j | 1.022+1.12j | 0.134+0.404j | 0.134+0.404j | 0.134+0.404j | 1.022+1.12j | 13.261 | -2.707 | -2.707 | -2.707 | 13.261 | -2.707 | -2.707 | -2.707 | 13.261 |  | no
bal_3P_2AC_1/0AA(N) |  | oh_cond_2_ACSR | oh_cond_2_ACSR | oh_cond_2_ACSR | oh_cond_1/0_AAAC |  | 1.611+1.214j | 0.201+0.467j | 0.201+0.467j | 0.201+0.467j | 1.611+1.214j | 0.201+0.467j | 0.201+0.467j | 0.201+0.467j | 1.611+1.214j | 12.826 | -2.585 | -2.585 | -2.585 | 12.826 | -2.585 | -2.585 | -2.585 | 12.826 |  | no
bal_3P_4/0AA_1/0AA(N) |  | oh_cond_4/0_AAAC | oh_cond_4/0_AAAC | oh_cond_4/0_AAAC | oh_cond_1/0_AAAC |  | 0.64+1.144j | 0.201+0.467j | 0.201+0.467j | 0.201+0.467j | 0.64+1.144j | 0.201+0.467j | 0.201+0.467j | 0.201+0.467j | 0.64+1.144j | 14.027 | -2.996 | -2.996 | -2.996 | 14.027 | -2.996 | -2.996 | -2.996 | 14.027 |  | no
bal_3P_4/0AA_4/0AA(N) |  | oh_cond_4/0_AAAC | oh_cond_4/0_AAAC | oh_cond_4/0_AAAC | oh_cond_4/0_AAAC |  | 0.573+1.078j | 0.134+0.402j | 0.134+0.402j | 0.134+0.402j | 0.573+1.078j | 0.134+0.402j | 0.134+0.402j | 0.134+0.402j | 0.573+1.078j | 14.052 | -2.971 | -2.971 | -2.971 | 14.052 | -2.971 | -2.971 | -2.971 | 14.052 |  | no
bal_3P_4/0AC_1/0AA(N) |  | oh_cond_4/0_ACSR | oh_cond_4/0_ACSR | oh_cond_4/0_ACSR | oh_cond_1/0_AAAC |  | 0.646+1.144j | 0.201+0.467j | 0.201+0.467j | 0.201+0.467j | 0.646+1.144j | 0.201+0.467j | 0.201+0.467j | 0.201+0.467j | 0.646+1.144j | 14.027 | -2.996 | -2.996 | -2.996 | 14.027 | -2.996 | -2.996 | -2.996 | 14.027 |  | no
bal_3P_4/0AC_1/0AC(N) |  | oh_cond_4/0_ACSR | oh_cond_4/0_ACSR | oh_cond_4/0_ACSR | oh_cond_1/0_ACSR |  | 0.648+1.145j | 0.203+0.469j | 0.203+0.469j | 0.203+0.469j | 0.648+1.145j | 0.203+0.469j | 0.203+0.469j | 0.203+0.469j | 0.648+1.145j | 14.027 | -2.996 | -2.996 | -2.996 | 14.027 | -2.996 | -2.996 | -2.996 | 14.027 |  | no
bal_3P_4/0AC_4/0AA(N) |  | oh_cond_4/0_ACSR | oh_cond_4/0_ACSR | oh_cond_4/0_ACSR | oh_cond_4/0_AAAC |  | 0.579+1.078j | 0.134+0.402j | 0.134+0.402j | 0.134+0.402j | 0.579+1.078j | 0.134+0.402j | 0.134+0.402j | 0.134+0.402j | 0.579+1.078j | 14.052 | -2.971 | -2.971 | -2.971 | 14.052 | -2.971 | -2.971 | -2.971 | 14.052 |  | no
bal_3P_4/0AC_4/0AC(N) |  | oh_cond_4/0_ACSR | oh_cond_4/0_ACSR | oh_cond_4/0_ACSR | oh_cond_4/0_ACSR |  | 0.581+1.079j | 0.136+0.403j | 0.136+0.403j | 0.136+0.403j | 0.581+1.079j | 0.136+0.403j | 0.136+0.403j | 0.136+0.403j | 0.581+1.079j | 14.052 | -2.971 | -2.971 | -2.971 | 14.052 | -2.971 | -2.971 | -2.971 | 14.052 |  | no
bal_3P_4/0AL_1/0AA(N) |  | oh_cond_4/0_AL | oh_cond_4/0_AL | oh_cond_4/0_AL | oh_cond_1/0_AAAC |  | 0.643+1.153j | 0.201+0.467j | 0.201+0.467j | 0.201+0.467j | 0.643+1.153j | 0.201+0.467j | 0.201+0.467j | 0.201+0.467j | 0.643+1.153j | 13.848 | -2.934 | -2.934 | -2.934 | 13.848 | -2.934 | -2.934 | -2.934 | 13.848 |  | no
bal_3P_4/0AL_1/0AC(N) |  | oh_cond_4/0_AL | oh_cond_4/0_AL | oh_cond_4/0_AL | oh_cond_1/0_ACSR |  | 0.645+1.154j | 0.203+0.469j | 0.203+0.469j | 0.203+0.469j | 0.645+1.154j | 0.203+0.469j | 0.203+0.469j | 0.203+0.469j | 0.645+1.154j | 13.848 | -2.934 | -2.934 | -2.934 | 13.848 | -2.934 | -2.934 | -2.934 | 13.848 |  | no
bal_3P_4/0AL_4/0AA(N) |  | oh_cond_4/0_AL | oh_cond_4/0_AL | oh_cond_4/0_AL | oh_cond_4/0_AAAC |  | 0.576+1.087j | 0.134+0.402j | 0.134+0.402j | 0.134+0.402j | 0.576+1.087j | 0.134+0.402j | 0.134+0.402j | 0.134+0.402j | 0.576+1.087j | 13.873 | -2.909 | -2.909 | -2.909 | 13.873 | -2.909 | -2.909 | -2.909 | 13.873 |  | no
bal_3P_4/0AL_4/0AL(N) |  | oh_cond_4/0_AL | oh_cond_4/0_AL | oh_cond_4/0_AL | oh_cond_4/0_AL |  | 0.576+1.089j | 0.134+0.404j | 0.134+0.404j | 0.134+0.404j | 0.576+1.089j | 0.134+0.404j | 0.134+0.404j | 0.134+0.404j | 0.576+1.089j | 13.867 | -2.914 | -2.914 | -2.914 | 13.867 | -2.914 | -2.914 | -2.914 | 13.867 |  | no
bal_3P_336AL_4/0AC(N) |  | oh_cond_336_5_MCM_AL | oh_cond_336_5_MCM_AL | oh_cond_336_5_MCM_AL | oh_cond_4/0_ACSR |  | 0.415+1.053j | 0.136+0.403j | 0.136+0.403j | 0.136+0.403j | 0.415+1.053j | 0.136+0.403j | 0.136+0.403j | 0.136+0.403j | 0.415+1.053j | 14.469 | -3.116 | -3.116 | -3.116 | 14.469 | -3.116 | -3.116 | -3.116 | 14.469 |  | no
bal_3P_336AL_4/0AL(N) |  | oh_cond_336_5_MCM_AL | oh_cond_336_5_MCM_AL | oh_cond_336_5_MCM_AL | oh_cond_4/0_AL |  | 0.413+1.055j | 0.134+0.404j | 0.134+0.404j | 0.134+0.404j | 0.413+1.055j | 0.134+0.404j | 0.134+0.404j | 0.134+0.404j | 0.413+1.055j | 14.463 | -3.122 | -3.122 | -3.122 | 14.463 | -3.122 | -3.122 | -3.122 | 14.463 |  | no
bal_3P_477AL_1/0AC(N) |  | oh_cond_477_MCM_AL | oh_cond_477_MCM_AL | oh_cond_477_MCM_AL | oh_cond_1/0_ACSR |  | 0.401+1.098j | 0.203+0.469j | 0.203+0.469j | 0.203+0.469j | 0.401+1.098j | 0.203+0.469j | 0.203+0.469j | 0.203+0.469j | 0.401+1.098j | 14.9 | -3.306 | -3.306 | -3.306 | 14.9 | -3.306 | -3.306 | -3.306 | 14.9 |  | no
bal_3P_477AL_4/0AA(N) |  | oh_cond_477_MCM_AL | oh_cond_477_MCM_AL | oh_cond_477_MCM_AL | oh_cond_4/0_AAAC |  | 0.332+1.031j | 0.134+0.402j | 0.134+0.402j | 0.134+0.402j | 0.332+1.031j | 0.134+0.402j | 0.134+0.402j | 0.134+0.402j | 0.332+1.031j | 14.927 | -3.279 | -3.279 | -3.279 | 14.927 | -3.279 | -3.279 | -3.279 | 14.927 |  | no
bal_3P_477AL_4/0AC(N) |  | oh_cond_477_MCM_AL | oh_cond_477_MCM_AL | oh_cond_477_MCM_AL | oh_cond_4/0_ACSR |  | 0.334+1.032j | 0.136+0.403j | 0.136+0.403j | 0.136+0.403j | 0.334+1.032j | 0.136+0.403j | 0.136+0.403j | 0.136+0.403j | 0.334+1.032j | 14.927 | -3.279 | -3.279 | -3.279 | 14.927 | -3.279 | -3.279 | -3.279 | 14.927 |  | no
bal_3P_477AL_4/0AL(N) |  | oh_cond_477_MCM_AL | oh_cond_477_MCM_AL | oh_cond_477_MCM_AL | oh_cond_4/0_AL |  | 0.332+1.034j | 0.134+0.404j | 0.134+0.404j | 0.134+0.404j | 0.332+1.034j | 0.134+0.404j | 0.134+0.404j | 0.134+0.404j | 0.332+1.034j | 14.921 | -3.285 | -3.285 | -3.285 | 14.921 | -3.285 | -3.285 | -3.285 | 14.921 |  | no
bal_3P_477AL_477AL(N) |  | oh_cond_477_MCM_AL | oh_cond_477_MCM_AL | oh_cond_477_MCM_AL | oh_cond_477_MCM_AL |  | 0.275+1j | 0.077+0.371j | 0.077+0.371j | 0.077+0.371j | 0.275+1j | 0.077+0.371j | 0.077+0.371j | 0.077+0.371j | 0.275+1j | 14.957 | -3.249 | -3.249 | -3.249 | 14.957 | -3.249 | -3.249 | -3.249 | 14.957 |  | no
bal_3P_WYECUST |  | oh_cond_2/0_CU | oh_cond_2/0_CU | oh_cond_2/0_CU | oh_cond_3_#7_CWD_30% |  | 0.66+1.378j | 0.22+0.666j | 0.22+0.666j | 0.22+0.666j | 0.66+1.378j | 0.22+0.666j | 0.22+0.666j | 0.22+0.666j | 0.66+1.378j | 13.24 | -2.712 | -2.712 | -2.712 | 13.24 | -2.712 | -2.712 | -2.712 | 13.24 |  | no
unb_3P_2-1/0AA_1/0AC_1/0AC(N) |  | oh_cond_1/0_AAAC | oh_cond_1/0_ACSR | oh_cond_1/0_AAAC | oh_cond_1/0_ACSR |  | 1.08+1.187j | 0.203+0.469j | 0.203+0.469j | 0.203+0.469j | 1.091+1.185j | 0.203+0.469j | 0.203+0.469j | 0.203+0.469j | 1.08+1.187j | 13.25 | -2.735 | -2.735 | -2.735 | 13.25 | -2.735 | -2.735 | -2.735 | 13.25 |  | no
unb_3P_2-1/0AC_1/0AA_1/0AA(N) |  | oh_cond_1/0_ACSR | oh_cond_1/0_ACSR | oh_cond_1/0_AAAC | oh_cond_1/0_AAAC |  | 1.089+1.184j | 0.201+0.467j | 0.201+0.467j | 0.201+0.467j | 1.089+1.184j | 0.201+0.467j | 0.201+0.467j | 0.201+0.467j | 1.078+1.186j | 13.25 | -2.735 | -2.735 | -2.735 | 13.25 | -2.735 | -2.735 | -2.735 | 13.25 |  | no
unb_3P_2-2AC_1/0AA_1/0AA(N) |  | oh_cond_2_ACSR | oh_cond_2_ACSR | oh_cond_1/0_AAAC | oh_cond_1/0_AAAC |  | 1.611+1.214j | 0.201+0.467j | 0.201+0.467j | 0.201+0.467j | 1.611+1.214j | 0.201+0.467j | 0.201+0.467j | 0.201+0.467j | 1.078+1.186j | 12.849 | -2.64 | -2.64 | -2.64 | 12.849 | -2.64 | -2.64 | -2.64 | 13.217 |  | no
unb_TAPWIRE_OH |  | oh_cond_WP-4/0-CU | oh_cond_WP-4/0-CU | oh_cond_WP-4/0-CU | oh_cond_WP-4/0-CU |  | 0.365+1.097j | 0.093+0.433j | 0.094+0.34j | 0.093+0.433j | 0.368+1.078j | 0.095+0.401j | 0.094+0.34j | 0.095+0.401j | 0.368+1.077j | 14.911 | -4.341 | -1.953 | -4.341 | 15.781 | -3.724 | -1.953 | -3.724 | 14.818 |  | no
und_1P_2ALURD |  | und_cond_1P_2ALURD | und_cond_1P_2ALURD | und_cond_1P_2ALURD |  |  | 2.379+0.823j | 0.0+0.0j | 0.0+0.0j | 0.0+0.0j | 2.379+0.823j | 0.0+0.0j | 0.0+0.0j | 0.0+0.0j | 2.379+0.823j | 401.497 | 0 | 0 | 0 | 401.497 | 0 | 0 | 0 | 401.497 |  | no
und_1P_2ALURD_2AL(N) |  | und_cond_1P_2ALURD_2AL(N) | und_cond_1P_2ALURD_2AL(N) | und_cond_1P_2ALURD_2AL(N) |  |  | 2.379+0.823j | 0.0+0.0j | 0.0+0.0j | 0.0+0.0j | 2.379+0.823j | 0.0+0.0j | 0.0+0.0j | 0.0+0.0j | 2.379+0.823j | 401.497 | 0 | 0 | 0 | 401.497 | 0 | 0 | 0 | 401.497 |  | no
und_1P_4CUURD_4CU(N) |  | und_cond_1P_4CUURD_4CU(N) | und_cond_1P_4CUURD_4CU(N) | und_cond_1P_4CUURD_4CU(N) |  |  | 2.337+0.852j | 0.0+0.0j | 0.0+0.0j | 0.0+0.0j | 2.337+0.852j | 0.0+0.0j | 0.0+0.0j | 0.0+0.0j | 2.337+0.852j | 318.933 | 0 | 0 | 0 | 318.933 | 0 | 0 | 0 | 318.933 |  | no
und_1P_DELTACUST |  | und_cond_1P_DELTACUST | und_cond_1P_DELTACUST | und_cond_1P_DELTACUST |  |  | 0.179+0.233j | 0.061-0.024j | 0.061-0.024j | 0.061-0.024j | 0.179+0.233j | 0.061-0.024j | 0.061-0.024j | 0.061-0.024j | 0.179+0.233j | 324.124 | 0 | 0 | 0 | 324.124 | 0 | 0 | 0 | 324.124 |  | no
und_1P_WYECUST |  | und_cond_1P_WYECUST | und_cond_1P_WYECUST | und_cond_1P_WYECUST |  |  | 0.179+0.233j | 0.061-0.024j | 0.061-0.024j | 0.061-0.024j | 0.179+0.233j | 0.061-0.024j | 0.061-0.024j | 0.061-0.024j | 0.179+0.233j | 324.124 | 0 | 0 | 0 | 324.124 | 0 | 0 | 0 | 324.124 |  | no
und_3P_2ALURD_2AL(N) |  | und_cond_3P_2ALURD_2AL(N) | und_cond_3P_2ALURD_2AL(N) | und_cond_3P_2ALURD_2AL(N) |  |  | 2.125+0.49j | 0.384+0.067j | 0.384+0.067j | 0.384+0.067j | 2.125+0.49j | 0.384+0.067j | 0.384+0.067j | 0.384+0.067j | 2.125+0.49j | 401.497 | 0 | 0 | 0 | 401.497 | 0 | 0 | 0 | 401.497 |  | no
und_3P_4/0ALURD_4/0AL(N) |  | und_cond_3P_4/0ALURD_4/0AL(N) | und_cond_3P_4/0ALURD_4/0AL(N) | und_cond_3P_4/0ALURD_4/0AL(N) |  |  | 0.54+0.256j | 0.113-0.045j | 0.113-0.045j | 0.113-0.045j | 0.54+0.256j | 0.113-0.045j | 0.113-0.045j | 0.113-0.045j | 0.54+0.256j | 617.704 | 0 | 0 | 0 | 617.704 | 0 | 0 | 0 | 617.704 |  | no
und_3P_WYECUST |  | und_cond_3P_WYECUST | und_cond_3P_WYECUST | und_cond_3P_WYECUST |  |  | 0.179+0.233j | 0.061-0.024j | 0.061-0.024j | 0.061-0.024j | 0.179+0.233j | 0.061-0.024j | 0.061-0.024j | 0.061-0.024j | 0.179+0.233j | 324.124 | 0 | 0 | 0 | 324.124 | 0 | 0 | 0 | 324.124 |  | no
und_TAPWIRE_UG |  | und_cond_TAPWIRE_UG | und_cond_TAPWIRE_UG | und_cond_TAPWIRE_UG |  |  | 0.001+0.001j | 0.0+0.0j | 0.0+0.0j | 0.0+0.0j | 0.001+0.001j | 0.0+0.0j | 0.0+0.0j | 0.0+0.0j | 0.001+0.001j | 0 | 0 | 0 | 0 | 0 | 0 | 0 | 0 | 0 |  | no

## load
data_type | static
owner_type | feeder
owner | 8102802
object | load
name | groupid | parent | bustype | phases | nominal_voltage | load_class | constant_power_A | constant_power_B | constant_power_C | constant_current_A | constant_current_B | constant_current_C | constant_impedance_A | constant_impedance_B | constant_impedance_C | base_power_A | base_power_B | base_power_C | power_pf_A | power_pf_B | power_pf_C | current_pf_A | current_pf_B | current_pf_C | impedance_pf_A | impedance_pf_B | impedance_pf_C | power_fraction_A | power_fraction_B | power_fraction_C | current_fraction_A | current_fraction_B | current_fraction_C | impedance_fraction_A | impedance_fraction_B | impedance_fraction_C | dcircuit | selected | monitored | monitored_fields | class_monitored_fields | played | played_fields | base_kw_A | base_kw_B | base_kw_C | kw_A | kw_B | kw_C | comments | critical_load | dem_resp_lb | dem_resp_ub | dem_resp_shortage_cost | dem_resp_surplus_cost | num_customers
load_220359129 |  | node_1257623_987_15268433_376 |  | AN | 0 | NonResidential | 36+15.336j | 0 | 0 | 0 | 0 | 0 | [24 empty] | 8102802 | no | no |  |  | no |  | 0 | 0 | 0 | 0 | 0 | 0 |  | 1 | 1 | 1 | 0 | 0 | 0
load_220359130 |  | node_1257797_629_15268495_157 |  | AN | 0 | Residential | 2786.4+1187.001j | 0 | 0 | 0 | 0 | 0 | [24 empty] | 8102802 | no | no |  |  | no |  | 0 | 0 | 0 | 0 | 0 | 0 |  | 1 | 1 | 1 | 0 | 0 | 0
load_220359133 |  | node_1261566_777_15267447_979 |  | AN | 0 | Residential | 33926.4+14452.586j | 0 | 0 | 0 | 0 | 0 | [24 empty] | 8102802 | no | no |  |  | no |  | 0 | 0 | 0 | 0 | 0 | 0 |  | 1 | 1 | 1 | 0 | 0 | 0
load_220359160 |  | node_1258747_403_15260592_722 |  | AN | 0 | Residential | 8287.2+3530.332j | 0 | 0 | 0 | 0 | 0 | [24 empty] | 8102802 | no | no |  |  | no |  | 0 | 0 | 0 | 0 | 0 | 0 |  | 1 | 1 | 1 | 0 | 0 | 0
load_220359161 |  | node_1261802_47_15260080_362 |  | AN | 0 | Residential | 10180.8+4337.003j | 0 | 0 | 0 | 0 | 0 | [24 empty] | 8102802 | no | no |  |  | no |  | 0 | 0 | 0 | 0 | 0 | 0 |  | 1 | 1 | 1 | 0 | 0 | 0
load_220359162 |  | node_1261882_807_15259399_762 |  | AN | 0 | Residential | 4615.2+1966.067j | 0 | 0 | 0 | 0 | 0 | [24 empty] | 8102802 | no | no |  |  | no |  | 0 | 0 | 0 | 0 | 0 | 0 |  | 1 | 1 | 1 | 0 | 0 | 0
load_220359163 |  | node_1262118_403_15260723_569 |  | AN | 0 | Residential | 5133.6+2186.904j | 0 | 0 | 0 | 0 | 0 | [24 empty] | 8102802 | no | no |  |  | no |  | 0 | 0 | 0 | 0 | 0 | 0 |  | 1 | 1 | 1 | 0 | 0 | 0
load_220359164 |  | node_1261886_782_15261313_597 |  | AN | 0 | Residential | 11671.2+4971.91j | 0 | 0 | 0 | 0 | 0 | [24 empty] | 8102802 | no | no |  |  | no |  | 0 | 0 | 0 | 0 | 0 | 0 |  | 1 | 1 | 1 | 0 | 0 | 0
load_220359166 |  | node_1260520_341_15260479_929 |  | AN | 0 | Residential | 2253.6+960.03j | 0 | 0 | 0 | 0 | 0 | [24 empty] | 8102802 | no | no |  |  | no |  | 0 | 0 | 0 | 0 | 0 | 0 |  | 1 | 1 | 1 | 0 | 0 | 0
load_220359169 |  | node_1263575_186_15263574_655 |  | AN | 0 | Residential | 3297.6+1404.772j | 0 | 0 | 0 | 0 | 0 | [24 empty] | 8102802 | no | no |  |  | no |  | 0 | 0 | 0 | 0 | 0 | 0 |  | 1 | 1 | 1 | 0 | 0 | 0
load_220359170 |  | node_1263332_232_15266933_694 |  | AN | 0 | Other | 0 | 0 | 0 | 0 | 0 | 0 | [24 empty] | 8102802 | no | no |  |  | no |  | 0 | 0 | 0 | 0 | 0 | 0 |  | 1 | 1 | 1 | 0 | 0 | 0
load_220359171 |  | node_1263336_625_15266907_783 |  | AN | 0 | Other | 0 | 0 | 0 | 0 | 0 | 0 | [24 empty] | 8102802 | no | no |  |  | no |  | 0 | 0 | 0 | 0 | 0 | 0 |  | 1 | 1 | 1 | 0 | 0 | 0
load_220359172 |  | node_1262566_055_15266621_527 |  | AN | 0 | Residential | 5198.4+2214.509j | 0 | 0 | 0 | 0 | 0 | [24 empty] | 8102802 | no | no |  |  | no |  | 0 | 0 | 0 | 0 | 0 | 0 |  | 1 | 1 | 1 | 0 | 0 | 0
load_220359173 |  | node_1263529_126_15265015_788 |  | AN | 0 | Residential | 5536.8+2358.667j | 0 | 0 | 0 | 0 | 0 | [24 empty] | 8102802 | no | no |  |  | no |  | 0 | 0 | 0 | 0 | 0 | 0 |  | 1 | 1 | 1 | 0 | 0 | 0
load_220359176 |  | node_1292544_777_15259967_017 |  | AN | 0 | Residential | 11347.2+4833.887j | 0 | 0 | 0 | 0 | 0 | [24 empty] | 8102802 | no | no |  |  | no |  | 0 | 0 | 0 | 0 | 0 | 0 |  | 1 | 1 | 1 | 0 | 0 | 0
load_220359177 |  | node_1291802_702_15260236_891 |  | AN | 0 | Residential | 11023.2+4695.864j | 0 | 0 | 0 | 0 | 0 | [24 empty] | 8102802 | no | no |  |  | no |  | 0 | 0 | 0 | 0 | 0 | 0 |  | 1 | 1 | 1 | 0 | 0 | 0
load_220359178 |  | node_1292364_598_15260358_499 |  | AN | 0 | Residential | 64.8+27.605j | 0 | 0 | 0 | 0 | 0 | [24 empty] | 8102802 | no | no |  |  | no |  | 0 | 0 | 0 | 0 | 0 | 0 |  | 1 | 1 | 1 | 0 | 0 | 0
load_220359179 |  | node_1291289_892_15260315_323 |  | AN | 0 | NonResidential | 1087.2+463.145j | 0 | 0 | 0 | 0 | 0 | [24 empty] | 8102802 | no | no |  |  | no |  | 0 | 0 | 0 | 0 | 0 | 0 |  | 1 | 1 | 1 | 0 | 0 | 0
load_220359181 |  | node_1290419_051_15259978_817 |  | AN | 0 | Residential | 7099.2+3024.247j | 0 | 0 | 0 | 0 | 0 | [24 empty] | 8102802 | no | no |  |  | no |  | 0 | 0 | 0 | 0 | 0 | 0 |  | 1 | 1 | 1 | 0 | 0 | 0
load_220359182 |  | node_1290272_34_15260315_549 |  | AN | 0 | NonResidential | 144+61.344j | 0 | 0 | 0 | 0 | 0 | [24 empty] | 8102802 | no | no |  |  | no |  | 0 | 0 | 0 | 0 | 0 | 0 |  | 1 | 1 | 1 | 0 | 0 | 0
load_220359183 |  | node_1289962_296_15260010_855 |  | AN | 0 | Residential | 3384+1441.578j | 0 | 0 | 0 | 0 | 0 | [24 empty] | 8102802 | no | no |  |  | no |  | 0 | 0 | 0 | 0 | 0 | 0 |  | 1 | 1 | 1 | 0 | 0 | 0
load_220359184 |  | node_1289264_388_15260130_448 |  | AN | 0 | Residential | 3441.6+1466.115j | 0 | 0 | 0 | 0 | 0 | [24 empty] | 8102802 | no | no |  |  | no |  | 0 | 0 | 0 | 0 | 0 | 0 |  | 1 | 1 | 1 | 0 | 0 | 0
load_220359185 |  | node_1285892_389_15260244_158 |  | AN | 0 | Residential | 4039.2+1720.692j | 0 | 0 | 0 | 0 | 0 | [24 empty] | 8102802 | no | no |  |  | no |  | 0 | 0 | 0 | 0 | 0 | 0 |  | 1 | 1 | 1 | 0 | 0 | 0
load_220359186 |  | node_1285668_571_15260257_922 |  | AN | 0 | Residential | 6825.6+2907.693j | 0 | 0 | 0 | 0 | 0 | [24 empty] | 8102802 | no | no |  |  | no |  | 0 | 0 | 0 | 0 | 0 | 0 |  | 1 | 1 | 1 | 0 | 0 | 0
load_220359187 |  | node_1285393_891_15260205_77 |  | AN | 0 | Residential | 9496.8+4045.62j | 0 | 0 | 0 | 0 | 0 | [24 empty] | 8102802 | no | no |  |  | no |  | 0 | 0 | 0 | 0 | 0 | 0 |  | 1 | 1 | 1 | 0 | 0 | 0
load_220359188 |  | node_1292987_651_15260294_269 |  | AN | 0 | Residential | 12492+5321.57j | 0 | 0 | 0 | 0 | 0 | [24 empty] | 8102802 | no | no |  |  | no |  | 0 | 0 | 0 | 0 | 0 | 0 |  | 1 | 1 | 1 | 0 | 0 | 0
load_220359190 |  | node_1284169_802_15273473_335 |  | AN | 0 | Residential | 2376+1012.172j | 0 | 0 | 0 | 0 | 0 | [24 empty] | 8102802 | no | no |  |  | no |  | 0 | 0 | 0 | 0 | 0 | 0 |  | 1 | 1 | 1 | 0 | 0 | 0
load_220359191 |  | node_1284254_709_15273195_452 |  | AN | 0 | Residential | 18100.8+7710.909j | 0 | 0 | 0 | 0 | 0 | [24 empty] | 8102802 | no | no |  |  | no |  | 0 | 0 | 0 | 0 | 0 | 0 |  | 1 | 1 | 1 | 0 | 0 | 0
load_220359192 |  | node_1284621_712_15273317_508 |  | AN | 0 | Residential | 23940+10198.397j | 0 | 0 | 0 | 0 | 0 | [24 empty] | 8102802 | no | no |  |  | no |  | 0 | 0 | 0 | 0 | 0 | 0 |  | 1 | 1 | 1 | 0 | 0 | 0
load_220359193 |  | node_1287896_121_15273745_843 |  | AN | 0 | Residential | 3168+1349.562j | 0 | 0 | 0 | 0 | 0 | [24 empty] | 8102802 | no | no |  |  | no |  | 0 | 0 | 0 | 0 | 0 | 0 |  | 1 | 1 | 1 | 0 | 0 | 0
load_220359194 |  | node_1288251_961_15273598_097 |  | AN | 0 | Residential | 8892+3787.976j | 0 | 0 | 0 | 0 | 0 | [24 empty] | 8102802 | no | no |  |  | no |  | 0 | 0 | 0 | 0 | 0 | 0 |  | 1 | 1 | 1 | 0 | 0 | 0
load_220359195 |  | node_1288464_508_15273177_858 |  | AN | 0 | Residential | 6782.4+2889.29j | 0 | 0 | 0 | 0 | 0 | [24 empty] | 8102802 | no | no |  |  | no |  | 0 | 0 | 0 | 0 | 0 | 0 |  | 1 | 1 | 1 | 0 | 0 | 0
load_220359196 |  | node_1288848_694_15273401_331 |  | AN | 0 | Residential | 4723.2+2012.075j | 0 | 0 | 0 | 0 | 0 | [24 empty] | 8102802 | no | no |  |  | no |  | 0 | 0 | 0 | 0 | 0 | 0 |  | 1 | 1 | 1 | 0 | 0 | 0
load_220359197 |  | node_1289213_507_15273588_823 |  | AN | 0 | Residential | 3614.4+1539.728j | 0 | 0 | 0 | 0 | 0 | [24 empty] | 8102802 | no | no |  |  | no |  | 0 | 0 | 0 | 0 | 0 | 0 |  | 1 | 1 | 1 | 0 | 0 | 0
load_220359198 |  | node_1289612_737_15273629_176 |  | AN | 0 | Other | 0 | 0 | 0 | 0 | 0 | 0 | [24 empty] | 8102802 | no | no |  |  | no |  | 0 | 0 | 0 | 0 | 0 | 0 |  | 1 | 1 | 1 | 0 | 0 | 0
load_220359199 |  | node_1289878_725_15273710_047 |  | AN | 0 | Residential | 14191.2+6045.426j | 0 | 0 | 0 | 0 | 0 | [24 empty] | 8102802 | no | no |  |  | no |  | 0 | 0 | 0 | 0 | 0 | 0 |  | 1 | 1 | 1 | 0 | 0 | 0
load_220359200 |  | node_1290109_192_15273681_129 |  | AN | 0 | NonResidential | 5911.2+2518.161j | 0 | 0 | 0 | 0 | 0 | [24 empty] | 8102802 | no | no |  |  | no |  | 0 | 0 | 0 | 0 | 0 | 0 |  | 1 | 1 | 1 | 0 | 0 | 0
load_220359201 |  | node_1290396_074_15274265_099 |  | AN | 0 | Residential | 6818.4+2904.626j | 0 | 0 | 0 | 0 | 0 | [24 empty] | 8102802 | no | no |  |  | no |  | 0 | 0 | 0 | 0 | 0 | 0 |  | 1 | 1 | 1 | 0 | 0 | 0
load_220359202 |  | node_1284593_831_15273521_971 |  | AN | 0 | Residential | 6696+2852.484j | 0 | 0 | 0 | 0 | 0 | [24 empty] | 8102802 | no | no |  |  | no |  | 0 | 0 | 0 | 0 | 0 | 0 |  | 1 | 1 | 1 | 0 | 0 | 0
load_220359203 |  | node_1290558_005_15274533_055 |  | AN | 0 | Residential | 7459.2+3177.606j | 0 | 0 | 0 | 0 | 0 | [24 empty] | 8102802 | no | no |  |  | no |  | 0 | 0 | 0 | 0 | 0 | 0 |  | 1 | 1 | 1 | 0 | 0 | 0
load_220359204 |  | node_1290493_25_15275388_694 |  | AN | 0 | Residential | 7984.8+3401.511j | 0 | 0 | 0 | 0 | 0 | [24 empty] | 8102802 | no | no |  |  | no |  | 0 | 0 | 0 | 0 | 0 | 0 |  | 1 | 1 | 1 | 0 | 0 | 0
load_220359205 |  | node_1290891_008_15274842_504 |  | AN | 0 | Residential | 16200+6901.171j | 0 | 0 | 0 | 0 | 0 | [24 empty] | 8102802 | no | no |  |  | no |  | 0 | 0 | 0 | 0 | 0 | 0 |  | 1 | 1 | 1 | 0 | 0 | 0
load_220359206 |  | node_1291052_515_15274639_462 |  | AN | 0 | Residential | 3837.6+1634.811j | 0 | 0 | 0 | 0 | 0 | [24 empty] | 8102802 | no | no |  |  | no |  | 0 | 0 | 0 | 0 | 0 | 0 |  | 1 | 1 | 1 | 0 | 0 | 0
load_220359207 |  | node_1291229_985_15274867_926 |  | AN | 0 | Residential | 7387.2+3146.934j | 0 | 0 | 0 | 0 | 0 | [24 empty] | 8102802 | no | no |  |  | no |  | 0 | 0 | 0 | 0 | 0 | 0 |  | 1 | 1 | 1 | 0 | 0 | 0
load_220359208 |  | node_1284999_633_15273627_712 |  | AN | 0 | Residential | 11505.6+4901.365j | 0 | 0 | 0 | 0 | 0 | [24 empty] | 8102802 | no | no |  |  | no |  | 0 | 0 | 0 | 0 | 0 | 0 |  | 1 | 1 | 1 | 0 | 0 | 0
load_220359209 |  | node_1286936_713_15274200_903 |  | AN | 0 | Residential | 10490.4+4468.892j | 0 | 0 | 0 | 0 | 0 | [24 empty] | 8102802 | no | no |  |  | no |  | 0 | 0 | 0 | 0 | 0 | 0 |  | 1 | 1 | 1 | 0 | 0 | 0
load_220359210 |  | node_1278021_566_15270378_549 |  | AN | 0 | Residential | 14032.8+5977.948j | 0 | 0 | 0 | 0 | 0 | [24 empty] | 8102802 | no | no |  |  | no |  | 0 | 0 | 0 | 0 | 0 | 0 |  | 1 | 1 | 1 | 0 | 0 | 0
load_220359211 |  | node_1252867_632_15259759_909 |  | AN | 0 | Residential | 3801.6+1619.475j | 0 | 0 | 0 | 0 | 0 | [24 empty] | 8102802 | no | no |  |  | no |  | 0 | 0 | 0 | 0 | 0 | 0 |  | 1 | 1 | 1 | 0 | 0 | 0
load_220359212 |  | node_1253047_577_15259363_625 |  | AN | 0 | Residential | 13248+5643.624j | 0 | 0 | 0 | 0 | 0 | [24 empty] | 8102802 | no | no |  |  | no |  | 0 | 0 | 0 | 0 | 0 | 0 |  | 1 | 1 | 1 | 0 | 0 | 0
load_220359213 |  | node_1252584_894_15258524_982 |  | AN | 0 | Residential | 15588+6640.46j | 0 | 0 | 0 | 0 | 0 | [24 empty] | 8102802 | no | no |  |  | no |  | 0 | 0 | 0 | 0 | 0 | 0 |  | 1 | 1 | 1 | 0 | 0 | 0
load_220359215 |  | node_1252744_343_15261986_296 |  | AN | 0 | Residential | 1166.4+496.884j | 0 | 0 | 0 | 0 | 0 | [24 empty] | 8102802 | no | no |  |  | no |  | 0 | 0 | 0 | 0 | 0 | 0 |  | 1 | 1 | 1 | 0 | 0 | 0
load_220359217 |  | node_1248172_178_15261285_236 |  | AN | 0 | Residential | 5277.6+2248.248j | 0 | 0 | 0 | 0 | 0 | [24 empty] | 8102802 | no | no |  |  | no |  | 0 | 0 | 0 | 0 | 0 | 0 |  | 1 | 1 | 1 | 0 | 0 | 0
load_220359218 |  | node_1247692_185_15261022_232 |  | AN | 0 | Residential | 19540.8+8324.346j | 0 | 0 | 0 | 0 | 0 | [24 empty] | 8102802 | no | no |  |  | no |  | 0 | 0 | 0 | 0 | 0 | 0 |  | 1 | 1 | 1 | 0 | 0 | 0
load_220359219 |  | node_1251215_826_15262323_661 |  | AN | 0 | Other | 0 | 0 | 0 | 0 | 0 | 0 | [24 empty] | 8102802 | no | no |  |  | no |  | 0 | 0 | 0 | 0 | 0 | 0 |  | 1 | 1 | 1 | 0 | 0 | 0
load_220359220 |  | node_1250575_932_15262325_041 |  | AN | 0 | Residential | 5004+2131.695j | 0 | 0 | 0 | 0 | 0 | [24 empty] | 8102802 | no | no |  |  | no |  | 0 | 0 | 0 | 0 | 0 | 0 |  | 1 | 1 | 1 | 0 | 0 | 0
load_220359221 |  | node_1250318_84_15262248_659 |  | AN | 0 | Residential | 10317.6+4395.279j | 0 | 0 | 0 | 0 | 0 | [24 empty] | 8102802 | no | no |  |  | no |  | 0 | 0 | 0 | 0 | 0 | 0 |  | 1 | 1 | 1 | 0 | 0 | 0
load_220359222 |  | node_1250087_053_15262201_088 |  | AN | 0 | Residential | 7768.8+3309.495j | 0 | 0 | 0 | 0 | 0 | [24 empty] | 8102802 | no | no |  |  | no |  | 0 | 0 | 0 | 0 | 0 | 0 |  | 1 | 1 | 1 | 0 | 0 | 0
load_220359224 |  | node_1250782_85_15263099_888 |  | AN | 0 | Residential | 6948+2959.836j | 0 | 0 | 0 | 0 | 0 | [24 empty] | 8102802 | no | no |  |  | no |  | 0 | 0 | 0 | 0 | 0 | 0 |  | 1 | 1 | 1 | 0 | 0 | 0
load_220359225 |  | node_1251400_037_15263035_723 |  | AN | 0 | Residential | 17128.8+7296.838j | 0 | 0 | 0 | 0 | 0 | [24 empty] | 8102802 | no | no |  |  | no |  | 0 | 0 | 0 | 0 | 0 | 0 |  | 1 | 1 | 1 | 0 | 0 | 0
load_220359226 |  | node_1251688_904_15263118_313 |  | AN | 0 | Residential | 25070.4+10679.946j | 0 | 0 | 0 | 0 | 0 | [24 empty] | 8102802 | no | no |  |  | no |  | 0 | 0 | 0 | 0 | 0 | 0 |  | 1 | 1 | 1 | 0 | 0 | 0
load_220359227 |  | node_1249426_266_15264389_282 |  | AN | 0 | Residential | 11764.8+5011.784j | 0 | 0 | 0 | 0 | 0 | [24 empty] | 8102802 | no | no |  |  | no |  | 0 | 0 | 0 | 0 | 0 | 0 |  | 1 | 1 | 1 | 0 | 0 | 0
load_220359228 |  | node_1273921_839_15257402_679 |  | AN | 0 | Residential | 3614.4+1539.728j | 0 | 0 | 0 | 0 | 0 | [24 empty] | 8102802 | no | no |  |  | no |  | 0 | 0 | 0 | 0 | 0 | 0 |  | 1 | 1 | 1 | 0 | 0 | 0
load_220359229 |  | node_1274415_038_15257406_013 |  | AN | 0 | Residential | 40795.2+17378.682j | 0 | 0 | 0 | 0 | 0 | [24 empty] | 8102802 | no | no |  |  | no |  | 0 | 0 | 0 | 0 | 0 | 0 |  | 1 | 1 | 1 | 0 | 0 | 0
load_220359230 |  | node_1274630_647_15257405_51 |  | AN | 0 | Residential | 16596+7069.866j | 0 | 0 | 0 | 0 | 0 | [24 empty] | 8102802 | no | no |  |  | no |  | 0 | 0 | 0 | 0 | 0 | 0 |  | 1 | 1 | 1 | 0 | 0 | 0
load_220359231 |  | node_1274759_753_15257130_935 |  | AN | 0 | Residential | 9849.6+4195.912j | 0 | 0 | 0 | 0 | 0 | [24 empty] | 8102802 | no | no |  |  | no |  | 0 | 0 | 0 | 0 | 0 | 0 |  | 1 | 1 | 1 | 0 | 0 | 0
load_220359232 |  | node_1274985_064_15257501_09 |  | AN | 0 | Residential | 5544+2361.734j | 0 | 0 | 0 | 0 | 0 | [24 empty] | 8102802 | no | no |  |  | no |  | 0 | 0 | 0 | 0 | 0 | 0 |  | 1 | 1 | 1 | 0 | 0 | 0
load_220359233 |  | node_1275108_411_15257425_33 |  | AN | 0 | Residential | 5652+2407.742j | 0 | 0 | 0 | 0 | 0 | [24 empty] | 8102802 | no | no |  |  | no |  | 0 | 0 | 0 | 0 | 0 | 0 |  | 1 | 1 | 1 | 0 | 0 | 0
load_220359234 |  | node_1275446_001_15257678_484 |  | AN | 0 | Residential | 7336.8+3125.464j | 0 | 0 | 0 | 0 | 0 | [24 empty] | 8102802 | no | no |  |  | no |  | 0 | 0 | 0 | 0 | 0 | 0 |  | 1 | 1 | 1 | 0 | 0 | 0
load_220359235 |  | node_1275932_905_15257559_01 |  | AN | 0 | Residential | 9864+4202.046j | 0 | 0 | 0 | 0 | 0 | [24 empty] | 8102802 | no | no |  |  | no |  | 0 | 0 | 0 | 0 | 0 | 0 |  | 1 | 1 | 1 | 0 | 0 | 0
load_220359236 |  | node_1289685_789_15259259_872 |  | AN | 0 | Residential | 9050.4+3855.454j | 0 | 0 | 0 | 0 | 0 | [24 empty] | 8102802 | no | no |  |  | no |  | 0 | 0 | 0 | 0 | 0 | 0 |  | 1 | 1 | 1 | 0 | 0 | 0
load_220359237 |  | node_1289668_393_15258901_307 |  | AN | 0 | Residential | 6307.2+2686.856j | 0 | 0 | 0 | 0 | 0 | [24 empty] | 8102802 | no | no |  |  | no |  | 0 | 0 | 0 | 0 | 0 | 0 |  | 1 | 1 | 1 | 0 | 0 | 0
load_220359238 |  | node_1289331_699_15258396_174 |  | AN | 0 | Residential | 9964.8+4244.987j | 0 | 0 | 0 | 0 | 0 | [24 empty] | 8102802 | no | no |  |  | no |  | 0 | 0 | 0 | 0 | 0 | 0 |  | 1 | 1 | 1 | 0 | 0 | 0
load_220359242 |  | node_1291354_925_15263885_708 |  | AN | 0 | Residential | 15811.2+6735.543j | 0 | 0 | 0 | 0 | 0 | [24 empty] | 8102802 | no | no |  |  | no |  | 0 | 0 | 0 | 0 | 0 | 0 |  | 1 | 1 | 1 | 0 | 0 | 0
load_220359243 |  | node_1291647_462_15265109_189 |  | AN | 0 | Residential | 3564+1518.258j | 0 | 0 | 0 | 0 | 0 | [24 empty] | 8102802 | no | no |  |  | no |  | 0 | 0 | 0 | 0 | 0 | 0 |  | 1 | 1 | 1 | 0 | 0 | 0
load_220359244 |  | node_1291938_861_15265709_58 |  | AN | 0 | Residential | 4082.4+1739.095j | 0 | 0 | 0 | 0 | 0 | [24 empty] | 8102802 | no | no |  |  | no |  | 0 | 0 | 0 | 0 | 0 | 0 |  | 1 | 1 | 1 | 0 | 0 | 0
load_220359245 |  | node_1292113_606_15266082_436 |  | AN | 0 | Residential | 6170.4+2628.579j | 0 | 0 | 0 | 0 | 0 | [24 empty] | 8102802 | no | no |  |  | no |  | 0 | 0 | 0 | 0 | 0 | 0 |  | 1 | 1 | 1 | 0 | 0 | 0
load_220359246 |  | node_1292321_533_15266831_019 |  | AN | 0 | Residential | 3268.8+1392.503j | 0 | 0 | 0 | 0 | 0 | [24 empty] | 8102802 | no | no |  |  | no |  | 0 | 0 | 0 | 0 | 0 | 0 |  | 1 | 1 | 1 | 0 | 0 | 0
load_220359248 |  | node_1292223_455_15267818_37 |  | AN | 0 | Residential | 2599.2+1107.255j | 0 | 0 | 0 | 0 | 0 | [24 empty] | 8102802 | no | no |  |  | no |  | 0 | 0 | 0 | 0 | 0 | 0 |  | 1 | 1 | 1 | 0 | 0 | 0
load_220359249 |  | node_1292195_252_15268263_796 |  | AN | 0 | Residential | 979.2+417.137j | 0 | 0 | 0 | 0 | 0 | [24 empty] | 8102802 | no | no |  |  | no |  | 0 | 0 | 0 | 0 | 0 | 0 |  | 1 | 1 | 1 | 0 | 0 | 0
load_220359250 |  | node_1291866_485_15268546_49 |  | AN | 0 | Residential | 2181.6+929.358j | 0 | 0 | 0 | 0 | 0 | [24 empty] | 8102802 | no | no |  |  | no |  | 0 | 0 | 0 | 0 | 0 | 0 |  | 1 | 1 | 1 | 0 | 0 | 0
load_220359252 |  | node_1293360_228_15269946_897 |  | AN | 0 | Residential | 1922.4+818.939j | 0 | 0 | 0 | 0 | 0 | [24 empty] | 8102802 | no | no |  |  | no |  | 0 | 0 | 0 | 0 | 0 | 0 |  | 1 | 1 | 1 | 0 | 0 | 0
load_220359253 |  | node_1289662_574_15261443_634 |  | AN | 0 | Residential | 10634.4+4530.235j | 0 | 0 | 0 | 0 | 0 | [24 empty] | 8102802 | no | no |  |  | no |  | 0 | 0 | 0 | 0 | 0 | 0 |  | 1 | 1 | 1 | 0 | 0 | 0
load_220359254 |  | node_1290171_066_15262132_825 |  | AN | 0 | Residential | 4593.6+1956.865j | 0 | 0 | 0 | 0 | 0 | [24 empty] | 8102802 | no | no |  |  | no |  | 0 | 0 | 0 | 0 | 0 | 0 |  | 1 | 1 | 1 | 0 | 0 | 0
load_220359255 |  | node_1290640_537_15262644_698 |  | AN | 0 | Residential | 986.4+420.205j | 0 | 0 | 0 | 0 | 0 | [24 empty] | 8102802 | no | no |  |  | no |  | 0 | 0 | 0 | 0 | 0 | 0 |  | 1 | 1 | 1 | 0 | 0 | 0
load_220359256 |  | node_1290297_429_15262587_038 |  | AN | 0 | Residential | 15033.6+6404.287j | 0 | 0 | 0 | 0 | 0 | [24 empty] | 8102802 | no | no |  |  | no |  | 0 | 0 | 0 | 0 | 0 | 0 |  | 1 | 1 | 1 | 0 | 0 | 0
load_220359257 |  | node_1289479_82_15266244_992 |  | AN | 0 | Residential | 2282.4+972.298j | 0 | 0 | 0 | 0 | 0 | [24 empty] | 8102802 | no | no |  |  | no |  | 0 | 0 | 0 | 0 | 0 | 0 |  | 1 | 1 | 1 | 0 | 0 | 0
load_220359258 |  | node_1289425_902_15266570_877 |  | AN | 0 | NonResidential | 900+383.398j | 0 | 0 | 0 | 0 | 0 | [24 empty] | 8102802 | no | no |  |  | no |  | 0 | 0 | 0 | 0 | 0 | 0 |  | 1 | 1 | 1 | 0 | 0 | 0
load_220359259 |  | node_1288766_084_15266537_058 |  | AN | 0 | Residential | 4039.2+1720.692j | 0 | 0 | 0 | 0 | 0 | [24 empty] | 8102802 | no | no |  |  | no |  | 0 | 0 | 0 | 0 | 0 | 0 |  | 1 | 1 | 1 | 0 | 0 | 0
load_220359260 |  | node_1287537_128_15266357_698 |  | AN | 0 | Residential | 12621.6+5376.779j | 0 | 0 | 0 | 0 | 0 | [24 empty] | 8102802 | no | no |  |  | no |  | 0 | 0 | 0 | 0 | 0 | 0 |  | 1 | 1 | 1 | 0 | 0 | 0
load_220359261 |  | node_1287053_348_15266394_356 |  | AN | 0 | Residential | 27633.6+11771.864j | 0 | 0 | 0 | 0 | 0 | [24 empty] | 8102802 | no | no |  |  | no |  | 0 | 0 | 0 | 0 | 0 | 0 |  | 1 | 1 | 1 | 0 | 0 | 0
load_220359262 |  | node_1286152_971_15266328_07 |  | AN | 0 | Residential | 6163.2+2625.512j | 0 | 0 | 0 | 0 | 0 | [24 empty] | 8102802 | no | no |  |  | no |  | 0 | 0 | 0 | 0 | 0 | 0 |  | 1 | 1 | 1 | 0 | 0 | 0
load_220359263 |  | node_1289932_633_15262834_47 |  | AN | 0 | Residential | 6523.2+2778.872j | 0 | 0 | 0 | 0 | 0 | [24 empty] | 8102802 | no | no |  |  | no |  | 0 | 0 | 0 | 0 | 0 | 0 |  | 1 | 1 | 1 | 0 | 0 | 0
load_220359264 |  | node_1285549_28_15266299_27 |  | AN | 0 | Residential | 5169.6+2202.24j | 0 | 0 | 0 | 0 | 0 | [24 empty] | 8102802 | no | no |  |  | no |  | 0 | 0 | 0 | 0 | 0 | 0 |  | 1 | 1 | 1 | 0 | 0 | 0
load_220359266 |  | node_1285610_496_15264754_028 |  | AN | 0 | Residential | 8733.6+3720.498j | 0 | 0 | 0 | 0 | 0 | [24 empty] | 8102802 | no | no |  |  | no |  | 0 | 0 | 0 | 0 | 0 | 0 |  | 1 | 1 | 1 | 0 | 0 | 0
load_220359267 |  | node_1286033_562_15264379_795 |  | AN | 0 | Residential | 21564+9186.226j | 0 | 0 | 0 | 0 | 0 | [24 empty] | 8102802 | no | no |  |  | no |  | 0 | 0 | 0 | 0 | 0 | 0 |  | 1 | 1 | 1 | 0 | 0 | 0
load_220359268 |  | node_1285440_055_15264130_028 |  | AN | 0 | Residential | 22284+9492.944j | 0 | 0 | 0 | 0 | 0 | [24 empty] | 8102802 | no | no |  |  | no |  | 0 | 0 | 0 | 0 | 0 | 0 |  | 1 | 1 | 1 | 0 | 0 | 0
load_220359269 |  | node_1285052_121_15264278_284 |  | AN | 0 | Residential | 9295.2+3959.739j | 0 | 0 | 0 | 0 | 0 | [24 empty] | 8102802 | no | no |  |  | no |  | 0 | 0 | 0 | 0 | 0 | 0 |  | 1 | 1 | 1 | 0 | 0 | 0
load_220359270 |  | node_1284707_824_15264212_157 |  | AN | 0 | Residential | 4341.6+1849.514j | 0 | 0 | 0 | 0 | 0 | [24 empty] | 8102802 | no | no |  |  | no |  | 0 | 0 | 0 | 0 | 0 | 0 |  | 1 | 1 | 1 | 0 | 0 | 0
load_220359272 |  | node_1284104_665_15264180_304 |  | AN | 0 | Residential | 5479.2+2334.129j | 0 | 0 | 0 | 0 | 0 | [24 empty] | 8102802 | no | no |  |  | no |  | 0 | 0 | 0 | 0 | 0 | 0 |  | 1 | 1 | 1 | 0 | 0 | 0
load_220359273 |  | node_1283811_908_15264168_379 |  | AN | 0 | Residential | 4500+1916.992j | 0 | 0 | 0 | 0 | 0 | [24 empty] | 8102802 | no | no |  |  | no |  | 0 | 0 | 0 | 0 | 0 | 0 |  | 1 | 1 | 1 | 0 | 0 | 0
load_220359274 |  | node_1283104_34_15263888_332 |  | AN | 0 | Residential | 6415.2+2732.864j | 0 | 0 | 0 | 0 | 0 | [24 empty] | 8102802 | no | no |  |  | no |  | 0 | 0 | 0 | 0 | 0 | 0 |  | 1 | 1 | 1 | 0 | 0 | 0
load_220359275 |  | node_1282653_145_15263664_855 |  | AN | 0 | Residential | 6148.8+2619.378j | 0 | 0 | 0 | 0 | 0 | [24 empty] | 8102802 | no | no |  |  | no |  | 0 | 0 | 0 | 0 | 0 | 0 |  | 1 | 1 | 1 | 0 | 0 | 0
load_220359276 |  | node_1281917_858_15263714_148 |  | AN | 0 | Residential | 1159.2+493.817j | 0 | 0 | 0 | 0 | 0 | [24 empty] | 8102802 | no | no |  |  | no |  | 0 | 0 | 0 | 0 | 0 | 0 |  | 1 | 1 | 1 | 0 | 0 | 0
load_220359277 |  | node_1282081_25_15263922_153 |  | AN | 0 | Residential | 4824+2055.015j | 0 | 0 | 0 | 0 | 0 | [24 empty] | 8102802 | no | no |  |  | no |  | 0 | 0 | 0 | 0 | 0 | 0 |  | 1 | 1 | 1 | 0 | 0 | 0
load_220359278 |  | node_1281770_436_15263981_079 |  | AN | 0 | Residential | 5385.6+2294.256j | 0 | 0 | 0 | 0 | 0 | [24 empty] | 8102802 | no | no |  |  | no |  | 0 | 0 | 0 | 0 | 0 | 0 |  | 1 | 1 | 1 | 0 | 0 | 0
load_220359279 |  | node_1281242_927_15263703_639 |  | AN | 0 | Residential | 13291.2+5662.027j | 0 | 0 | 0 | 0 | 0 | [24 empty] | 8102802 | no | no |  |  | no |  | 0 | 0 | 0 | 0 | 0 | 0 |  | 1 | 1 | 1 | 0 | 0 | 0
load_220359280 |  | node_1280810_577_15262930_307 |  | AN | 0 | Residential | 11599.2+4941.239j | 0 | 0 | 0 | 0 | 0 | [24 empty] | 8102802 | no | no |  |  | no |  | 0 | 0 | 0 | 0 | 0 | 0 |  | 1 | 1 | 1 | 0 | 0 | 0
load_220359281 |  | node_1280406_419_15264184_608 |  | AN | 0 | Residential | 14875.2+6336.809j | 0 | 0 | 0 | 0 | 0 | [24 empty] | 8102802 | no | no |  |  | no |  | 0 | 0 | 0 | 0 | 0 | 0 |  | 1 | 1 | 1 | 0 | 0 | 0
load_220359282 |  | node_1279431_736_15261497_277 |  | AN | 0 | Residential | 3333.6+1420.108j | 0 | 0 | 0 | 0 | 0 | [24 empty] | 8102802 | no | no |  |  | no |  | 0 | 0 | 0 | 0 | 0 | 0 |  | 1 | 1 | 1 | 0 | 0 | 0
load_220359283 |  | node_1278943_381_15260586_016 |  | AN | 0 | Residential | 3801.6+1619.475j | 0 | 0 | 0 | 0 | 0 | [24 empty] | 8102802 | no | no |  |  | no |  | 0 | 0 | 0 | 0 | 0 | 0 |  | 1 | 1 | 1 | 0 | 0 | 0
load_220359284 |  | node_1277876_181_15259753_113 |  | AN | 0 | Residential | 10137.6+4318.6j | 0 | 0 | 0 | 0 | 0 | [24 empty] | 8102802 | no | no |  |  | no |  | 0 | 0 | 0 | 0 | 0 | 0 |  | 1 | 1 | 1 | 0 | 0 | 0
load_220359285 |  | node_1277677_898_15259250_688 |  | AN | 0 | Residential | 3549.6+1512.123j | 0 | 0 | 0 | 0 | 0 | [24 empty] | 8102802 | no | no |  |  | no |  | 0 | 0 | 0 | 0 | 0 | 0 |  | 1 | 1 | 1 | 0 | 0 | 0
load_220359286 |  | node_1277496_655_15258948_906 |  | AN | 0 | Residential | 9518.4+4054.821j | 0 | 0 | 0 | 0 | 0 | [24 empty] | 8102802 | no | no |  |  | no |  | 0 | 0 | 0 | 0 | 0 | 0 |  | 1 | 1 | 1 | 0 | 0 | 0
load_220359287 |  | node_1289262_896_15264376_81 |  | AN | 0 | Residential | 0 | 0 | 0 | 0 | 0 | 0 | [24 empty] | 8102802 | no | no |  |  | no |  | 0 | 0 | 0 | 0 | 0 | 0 |  | 1 | 1 | 1 | 0 | 0 | 0
load_220359288 |  | node_1269455_234_15263681_36 |  | AN | 0 | Residential | 18252+7775.319j | 0 | 0 | 0 | 0 | 0 | [24 empty] | 8102802 | no | no |  |  | no |  | 0 | 0 | 0 | 0 | 0 | 0 |  | 1 | 1 | 1 | 0 | 0 | 0
load_220359289 |  | node_1269656_017_15263481_351 |  | AN | 0 | Residential | 5493.6+2340.264j | 0 | 0 | 0 | 0 | 0 | [24 empty] | 8102802 | no | no |  |  | no |  | 0 | 0 | 0 | 0 | 0 | 0 |  | 1 | 1 | 1 | 0 | 0 | 0
load_220359290 |  | node_1269788_657_15263302_032 |  | AN | 0 | Residential | 4082.4+1739.095j | 0 | 0 | 0 | 0 | 0 | [24 empty] | 8102802 | no | no |  |  | no |  | 0 | 0 | 0 | 0 | 0 | 0 |  | 1 | 1 | 1 | 0 | 0 | 0
load_220359291 |  | node_1269999_988_15263014_543 |  | AN | 0 | Residential | 33588+14308.428j | 0 | 0 | 0 | 0 | 0 | [24 empty] | 8102802 | no | no |  |  | no |  | 0 | 0 | 0 | 0 | 0 | 0 |  | 1 | 1 | 1 | 0 | 0 | 0
load_220359292 |  | node_1270264_389_15262568_956 |  | AN | 0 | Residential | 11887.2+5063.926j | 0 | 0 | 0 | 0 | 0 | [24 empty] | 8102802 | no | no |  |  | no |  | 0 | 0 | 0 | 0 | 0 | 0 |  | 1 | 1 | 1 | 0 | 0 | 0
load_220359293 |  | node_1270471_371_15262113_562 |  | AN | 0 | Residential | 15998.4+6815.29j | 0 | 0 | 0 | 0 | 0 | [24 empty] | 8102802 | no | no |  |  | no |  | 0 | 0 | 0 | 0 | 0 | 0 |  | 1 | 1 | 1 | 0 | 0 | 0
load_220359294 |  | node_1270656_999_15261899_683 |  | AN | 0 | Residential | 16840.8+7174.151j | 0 | 0 | 0 | 0 | 0 | [24 empty] | 8102802 | no | no |  |  | no |  | 0 | 0 | 0 | 0 | 0 | 0 |  | 1 | 1 | 1 | 0 | 0 | 0
load_220359295 |  | node_1271938_226_15260047_939 |  | AN | 0 | NonResidential | 2268+966.164j | 0 | 0 | 0 | 0 | 0 | [24 empty] | 8102802 | no | no |  |  | no |  | 0 | 0 | 0 | 0 | 0 | 0 |  | 1 | 1 | 1 | 0 | 0 | 0
load_220359303 |  | node_1290658_201_15273553_897 |  | AN | 0 | Residential | 0 | 0 | 0 | 0 | 0 | 0 | [24 empty] | 8102802 | no | no |  |  | no |  | 0 | 0 | 0 | 0 | 0 | 0 |  | 1 | 1 | 1 | 0 | 0 | 0
load_220359304 |  | node_1290643_801_15274077_908 |  | AN | 0 | Residential | 13744.8+5855.26j | 0 | 0 | 0 | 0 | 0 | [24 empty] | 8102802 | no | no |  |  | no |  | 0 | 0 | 0 | 0 | 0 | 0 |  | 1 | 1 | 1 | 0 | 0 | 0
load_220359305 |  | node_1290809_55_15273274_347 |  | AN | 0 | Residential | 7826.4+3334.032j | 0 | 0 | 0 | 0 | 0 | [24 empty] | 8102802 | no | no |  |  | no |  | 0 | 0 | 0 | 0 | 0 | 0 |  | 1 | 1 | 1 | 0 | 0 | 0
load_220359306 |  | node_1291578_209_15272783_057 |  | AN | 0 | NonResidential | 7.2+3.067j | 0 | 0 | 0 | 0 | 0 | [24 empty] | 8102802 | no | no |  |  | no |  | 0 | 0 | 0 | 0 | 0 | 0 |  | 1 | 1 | 1 | 0 | 0 | 0
load_220359307 |  | node_1291885_879_15272661_356 |  | AN | 0 | Residential | 4154.4+1769.767j | 0 | 0 | 0 | 0 | 0 | [24 empty] | 8102802 | no | no |  |  | no |  | 0 | 0 | 0 | 0 | 0 | 0 |  | 1 | 1 | 1 | 0 | 0 | 0
load_220359308 |  | node_1292776_924_15272501_92 |  | AN | 0 | Residential | 4752+2024.344j | 0 | 0 | 0 | 0 | 0 | [24 empty] | 8102802 | no | no |  |  | no |  | 0 | 0 | 0 | 0 | 0 | 0 |  | 1 | 1 | 1 | 0 | 0 | 0
load_220359309 |  | node_1267868_012_15262505_778 |  | AN | 0 | Residential | 13500+5750.976j | 0 | 0 | 0 | 0 | 0 | [24 empty] | 8102802 | no | no |  |  | no |  | 0 | 0 | 0 | 0 | 0 | 0 |  | 1 | 1 | 1 | 0 | 0 | 0
load_220359311 |  | node_1267496_548_15262200_216 |  | AN | 0 | Residential | 29347.2+12501.855j | 0 | 0 | 0 | 0 | 0 | [24 empty] | 8102802 | no | no |  |  | no |  | 0 | 0 | 0 | 0 | 0 | 0 |  | 1 | 1 | 1 | 0 | 0 | 0
load_220359312 |  | node_1267402_444_15262054_794 |  | AN | 0 | Residential | 15271.2+6505.504j | 0 | 0 | 0 | 0 | 0 | [24 empty] | 8102802 | no | no |  |  | no |  | 0 | 0 | 0 | 0 | 0 | 0 |  | 1 | 1 | 1 | 0 | 0 | 0
load_220359313 |  | node_1266879_441_15262007_239 |  | AN | 0 | Residential | 12276+5229.554j | 0 | 0 | 0 | 0 | 0 | [24 empty] | 8102802 | no | no |  |  | no |  | 0 | 0 | 0 | 0 | 0 | 0 |  | 1 | 1 | 1 | 0 | 0 | 0
load_220359314 |  | node_1266658_9_15261855_575 |  | AN | 0 | Residential | 11980.8+5103.799j | 0 | 0 | 0 | 0 | 0 | [24 empty] | 8102802 | no | no |  |  | no |  | 0 | 0 | 0 | 0 | 0 | 0 |  | 1 | 1 | 1 | 0 | 0 | 0
load_220359315 |  | node_1266999_357_15261195_222 |  | AN | 0 | Residential | 21398.4+9115.68j | 0 | 0 | 0 | 0 | 0 | [24 empty] | 8102802 | no | no |  |  | no |  | 0 | 0 | 0 | 0 | 0 | 0 |  | 1 | 1 | 1 | 0 | 0 | 0
load_220359316 |  | node_1266954_615_15261089_155 |  | AN | 0 | Residential | 5119.2+2180.77j | 0 | 0 | 0 | 0 | 0 | [24 empty] | 8102802 | no | no |  |  | no |  | 0 | 0 | 0 | 0 | 0 | 0 |  | 1 | 1 | 1 | 0 | 0 | 0
load_220359317 |  | node_1266897_83_15260960_004 |  | AN | 0 | Residential | 3679.2+1567.333j | 0 | 0 | 0 | 0 | 0 | [24 empty] | 8102802 | no | no |  |  | no |  | 0 | 0 | 0 | 0 | 0 | 0 |  | 1 | 1 | 1 | 0 | 0 | 0
load_220359318 |  | node_1267033_04_15260041_324 |  | AN | 0 | Residential | 5090.4+2168.501j | 0 | 0 | 0 | 0 | 0 | [24 empty] | 8102802 | no | no |  |  | no |  | 0 | 0 | 0 | 0 | 0 | 0 |  | 1 | 1 | 1 | 0 | 0 | 0
load_220359320 |  | node_1268492_081_15263525_626 |  | AN | 0 | Residential | 12996+5536.273j | 0 | 0 | 0 | 0 | 0 | [24 empty] | 8102802 | no | no |  |  | no |  | 0 | 0 | 0 | 0 | 0 | 0 |  | 1 | 1 | 1 | 0 | 0 | 0
load_220359321 |  | node_1268264_892_15263276_22 |  | AN | 0 | Residential | 14911.2+6352.145j | 0 | 0 | 0 | 0 | 0 | [24 empty] | 8102802 | no | no |  |  | no |  | 0 | 0 | 0 | 0 | 0 | 0 |  | 1 | 1 | 1 | 0 | 0 | 0
load_220359322 |  | node_1268118_519_15263035_368 |  | AN | 0 | Residential | 9669.6+4119.232j | 0 | 0 | 0 | 0 | 0 | [24 empty] | 8102802 | no | no |  |  | no |  | 0 | 0 | 0 | 0 | 0 | 0 |  | 1 | 1 | 1 | 0 | 0 | 0
load_220359323 |  | node_1267954_921_15262763_523 |  | AN | 0 | Residential | 17762.4+7566.751j | 0 | 0 | 0 | 0 | 0 | [24 empty] | 8102802 | no | no |  |  | no |  | 0 | 0 | 0 | 0 | 0 | 0 |  | 1 | 1 | 1 | 0 | 0 | 0
load_220359332 |  | node_1265000_576_15267248_138 |  | AN | 0 | NonResidential | 1000+425.998j | 0 | 0 | 0 | 0 | 0 | [24 empty] | 8102802 | no | no |  |  | no |  | 0 | 0 | 0 | 0 | 0 | 0 |  | 1 | 1 | 1 | 0 | 0 | 0
load_220359333 |  | node_1264891_318_15266958_459 |  | AN | 0 | NonResidential | 26666.667+11359.953j | 0 | 0 | 0 | 0 | 0 | [24 empty] | 8102802 | no | no |  |  | no |  | 0 | 0 | 0 | 0 | 0 | 0 |  | 1 | 1 | 1 | 0 | 0 | 0
load_220359334 |  | node_1264909_375_15266947_608 |  | BN | 0 | NonResidential | 0 | 26666.667+11359.953j | 0 | 0 | 0 | 0 | [24 empty] | 8102802 | no | no |  |  | no |  | 0 | 0 | 0 | 0 | 0 | 0 |  | 1 | 1 | 1 | 0 | 0 | 0
load_220359335 |  | node_1264876_017_15266975_233 |  | CN | 0 | NonResidential | 0 | 0 | 26666.667+11359.953j | 0 | 0 | 0 | [24 empty] | 8102802 | no | no |  |  | no |  | 0 | 0 | 0 | 0 | 0 | 0 |  | 1 | 1 | 1 | 0 | 0 | 0
load_220359336 |  | node_1264602_504_15267284_302 |  | AN | 0 | Residential | 7408.8+3156.136j | 0 | 0 | 0 | 0 | 0 | [24 empty] | 8102802 | no | no |  |  | no |  | 0 | 0 | 0 | 0 | 0 | 0 |  | 1 | 1 | 1 | 0 | 0 | 0
load_220359337 |  | node_1264178_712_15267387_209 |  | AN | 0 | NonResidential | 27777.6+11833.208j | 0 | 0 | 0 | 0 | 0 | [24 empty] | 8102802 | no | no |  |  | no |  | 0 | 0 | 0 | 0 | 0 | 0 |  | 1 | 1 | 1 | 0 | 0 | 0
load_220359339 |  | node_1263327_392_15267612_419 |  | AN | 0 | NonResidential | 79.2+33.739j | 0 | 0 | 0 | 0 | 0 | [24 empty] | 8102802 | no | no |  |  | no |  | 0 | 0 | 0 | 0 | 0 | 0 |  | 1 | 1 | 1 | 0 | 0 | 0
load_220359340 |  | node_1262845_128_15267276_909 |  | AN | 0 | NonResidential | 540+230.039j | 0 | 0 | 0 | 0 | 0 | [24 empty] | 8102802 | no | no |  |  | no |  | 0 | 0 | 0 | 0 | 0 | 0 |  | 1 | 1 | 1 | 0 | 0 | 0
load_220359341 |  | node_1262203_903_15267553_693 |  | AN | 0 | Residential | 17769.6+7569.818j | 0 | 0 | 0 | 0 | 0 | [24 empty] | 8102802 | no | no |  |  | no |  | 0 | 0 | 0 | 0 | 0 | 0 |  | 1 | 1 | 1 | 0 | 0 | 0
load_220359342 |  | node_1262847_239_15267766_701 |  | AN | 0 | Residential | 2808+1196.203j | 0 | 0 | 0 | 0 | 0 | [24 empty] | 8102802 | no | no |  |  | no |  | 0 | 0 | 0 | 0 | 0 | 0 |  | 1 | 1 | 1 | 0 | 0 | 0
load_220359343 |  | node_1263337_039_15267916_358 |  | AN | 0 | Residential | 3607.2+1536.661j | 0 | 0 | 0 | 0 | 0 | [24 empty] | 8102802 | no | no |  |  | no |  | 0 | 0 | 0 | 0 | 0 | 0 |  | 1 | 1 | 1 | 0 | 0 | 0
load_220359347 |  | node_1262052_825_15268067_44 |  | AN | 0 | NonResidential | 2512.8+1070.448j | 0 | 0 | 0 | 0 | 0 | [24 empty] | 8102802 | no | no |  |  | no |  | 0 | 0 | 0 | 0 | 0 | 0 |  | 1 | 1 | 1 | 0 | 0 | 0
load_220359352 |  | node_1260687_177_15268386_951 |  | AN | 0 | Residential | 22860+9738.319j | 0 | 0 | 0 | 0 | 0 | [24 empty] | 8102802 | no | no |  |  | no |  | 0 | 0 | 0 | 0 | 0 | 0 |  | 1 | 1 | 1 | 0 | 0 | 0
load_220359353 |  | node_1260361_132_15268394_539 |  | AN | 0 | Residential | 19814.4+8440.899j | 0 | 0 | 0 | 0 | 0 | [24 empty] | 8102802 | no | no |  |  | no |  | 0 | 0 | 0 | 0 | 0 | 0 |  | 1 | 1 | 1 | 0 | 0 | 0
load_220359355 |  | node_1285880_697_15260601_465 |  | AN | 0 | Residential | 3837.6+1634.811j | 0 | 0 | 0 | 0 | 0 | [24 empty] | 8102802 | no | no |  |  | no |  | 0 | 0 | 0 | 0 | 0 | 0 |  | 1 | 1 | 1 | 0 | 0 | 0
load_220359356 |  | node_1285401_366_15260965_088 |  | AN | 0 | Residential | 5112+2177.703j | 0 | 0 | 0 | 0 | 0 | [24 empty] | 8102802 | no | no |  |  | no |  | 0 | 0 | 0 | 0 | 0 | 0 |  | 1 | 1 | 1 | 0 | 0 | 0
load_220359357 |  | node_1285853_109_15261417_227 |  | AN | 0 | Residential | 12340.8+5257.159j | 0 | 0 | 0 | 0 | 0 | [24 empty] | 8102802 | no | no |  |  | no |  | 0 | 0 | 0 | 0 | 0 | 0 |  | 1 | 1 | 1 | 0 | 0 | 0
load_220359358 |  | node_1285716_208_15261728_758 |  | AN | 0 | Residential | 4946.4+2107.158j | 0 | 0 | 0 | 0 | 0 | [24 empty] | 8102802 | no | no |  |  | no |  | 0 | 0 | 0 | 0 | 0 | 0 |  | 1 | 1 | 1 | 0 | 0 | 0
load_220359359 |  | node_1285716_692_15262038_453 |  | AN | 0 | Residential | 5371.2+2288.122j | 0 | 0 | 0 | 0 | 0 | [24 empty] | 8102802 | no | no |  |  | no |  | 0 | 0 | 0 | 0 | 0 | 0 |  | 1 | 1 | 1 | 0 | 0 | 0
load_220359361 |  | node_1264798_677_15266349_939 |  | AN | 0 | Other | 0 | 0 | 0 | 0 | 0 | 0 | [24 empty] | 8102802 | no | no |  |  | no |  | 0 | 0 | 0 | 0 | 0 | 0 |  | 1 | 1 | 1 | 0 | 0 | 0
load_220359362 |  | node_1265366_256_15265903_027 |  | AN | 0 | Residential | 8848.8+3769.573j | 0 | 0 | 0 | 0 | 0 | [24 empty] | 8102802 | no | no |  |  | no |  | 0 | 0 | 0 | 0 | 0 | 0 |  | 1 | 1 | 1 | 0 | 0 | 0
load_220359364 |  | node_1259559_427_15268700_507 |  | AN | 0 | NonResidential | 3643.2+1551.997j | 0 | 0 | 0 | 0 | 0 | [24 empty] | 8102802 | no | no |  |  | no |  | 0 | 0 | 0 | 0 | 0 | 0 |  | 1 | 1 | 1 | 0 | 0 | 0
load_220359366 |  | node_1258530_785_15268627_977 |  | AN | 0 | Residential | 23947.2+10201.464j | 0 | 0 | 0 | 0 | 0 | [24 empty] | 8102802 | no | no |  |  | no |  | 0 | 0 | 0 | 0 | 0 | 0 |  | 1 | 1 | 1 | 0 | 0 | 0
load_220359371 |  | node_1255396_581_15268439_162 |  | AN | 0 | Residential | 554.4+236.173j | 0 | 0 | 0 | 0 | 0 | [24 empty] | 8102802 | no | no |  |  | no |  | 0 | 0 | 0 | 0 | 0 | 0 |  | 1 | 1 | 1 | 0 | 0 | 0
load_220359373 |  | node_1252532_224_15269043_893 |  | AN | 0 | Residential | 1274.4+542.892j | 0 | 0 | 0 | 0 | 0 | [24 empty] | 8102802 | no | no |  |  | no |  | 0 | 0 | 0 | 0 | 0 | 0 |  | 1 | 1 | 1 | 0 | 0 | 0
load_220359374 |  | node_1252361_091_15269118_576 |  | AN | 0 | Residential | 3477.6+1481.451j | 0 | 0 | 0 | 0 | 0 | [24 empty] | 8102802 | no | no |  |  | no |  | 0 | 0 | 0 | 0 | 0 | 0 |  | 1 | 1 | 1 | 0 | 0 | 0
load_220359375 |  | node_1251872_969_15269302_094 |  | AN | 0 | Residential | 32227.2+13728.73j | 0 | 0 | 0 | 0 | 0 | [24 empty] | 8102802 | no | no |  |  | no |  | 0 | 0 | 0 | 0 | 0 | 0 |  | 1 | 1 | 1 | 0 | 0 | 0
load_220359376 |  | node_1251739_474_15269429_69 |  | AN | 0 | Residential | 4802.4+2045.814j | 0 | 0 | 0 | 0 | 0 | [24 empty] | 8102802 | no | no |  |  | no |  | 0 | 0 | 0 | 0 | 0 | 0 |  | 1 | 1 | 1 | 0 | 0 | 0
load_220359377 |  | node_1251504_395_15269545_061 |  | AN | 0 | Residential | 4111.2+1751.364j | 0 | 0 | 0 | 0 | 0 | [24 empty] | 8102802 | no | no |  |  | no |  | 0 | 0 | 0 | 0 | 0 | 0 |  | 1 | 1 | 1 | 0 | 0 | 0
load_220359379 |  | node_1250960_793_15269836_656 |  | AN | 0 | Residential | 3290.4+1401.705j | 0 | 0 | 0 | 0 | 0 | [24 empty] | 8102802 | no | no |  |  | no |  | 0 | 0 | 0 | 0 | 0 | 0 |  | 1 | 1 | 1 | 0 | 0 | 0
load_220359380 |  | node_1250663_285_15270006_647 |  | AN | 0 | Residential | 7120.8+3033.448j | 0 | 0 | 0 | 0 | 0 | [24 empty] | 8102802 | no | no |  |  | no |  | 0 | 0 | 0 | 0 | 0 | 0 |  | 1 | 1 | 1 | 0 | 0 | 0
load_220359381 |  | node_1250239_391_15270173_578 |  | AN | 0 | Residential | 16783.2+7149.613j | 0 | 0 | 0 | 0 | 0 | [24 empty] | 8102802 | no | no |  |  | no |  | 0 | 0 | 0 | 0 | 0 | 0 |  | 1 | 1 | 1 | 0 | 0 | 0
load_220359385 |  | node_1245051_975_15268895_916 |  | AN | 0 | NonResidential | 15000+6389.973j | 0 | 0 | 0 | 0 | 0 | [24 empty] | 8102802 | no | no |  |  | no |  | 0 | 0 | 0 | 0 | 0 | 0 |  | 1 | 1 | 1 | 0 | 0 | 0
load_220359386 |  | node_1245564_781_15267781_513 |  | AN | 0 | Residential | 15321.6+6526.974j | 0 | 0 | 0 | 0 | 0 | [24 empty] | 8102802 | no | no |  |  | no |  | 0 | 0 | 0 | 0 | 0 | 0 |  | 1 | 1 | 1 | 0 | 0 | 0
load_220359387 |  | node_1245444_963_15267395_566 |  | AN | 0 | NonResidential | 3967.2+1690.02j | 0 | 0 | 0 | 0 | 0 | [24 empty] | 8102802 | no | no |  |  | no |  | 0 | 0 | 0 | 0 | 0 | 0 |  | 1 | 1 | 1 | 0 | 0 | 0
load_220359388 |  | node_1245149_78_15266440_671 |  | AN | 0 | Residential | 8150.4+3472.056j | 0 | 0 | 0 | 0 | 0 | [24 empty] | 8102802 | no | no |  |  | no |  | 0 | 0 | 0 | 0 | 0 | 0 |  | 1 | 1 | 1 | 0 | 0 | 0
load_220359389 |  | node_1244885_7_15265274_729 |  | AN | 0 | Residential | 17316+7376.585j | 0 | 0 | 0 | 0 | 0 | [24 empty] | 8102802 | no | no |  |  | no |  | 0 | 0 | 0 | 0 | 0 | 0 |  | 1 | 1 | 1 | 0 | 0 | 0
load_220359390 |  | node_1244716_766_15264788_515 |  | AN | 0 | Residential | 16192.8+6898.104j | 0 | 0 | 0 | 0 | 0 | [24 empty] | 8102802 | no | no |  |  | no |  | 0 | 0 | 0 | 0 | 0 | 0 |  | 1 | 1 | 1 | 0 | 0 | 0
load_220359391 |  | node_1244291_771_15263580_887 |  | AN | 0 | Residential | 21088.8+8983.791j | 0 | 0 | 0 | 0 | 0 | [24 empty] | 8102802 | no | no |  |  | no |  | 0 | 0 | 0 | 0 | 0 | 0 |  | 1 | 1 | 1 | 0 | 0 | 0
load_220359393 |  | node_1244384_493_15263119_347 |  | AN | 0 | Residential | 7041.6+2999.709j | 0 | 0 | 0 | 0 | 0 | [24 empty] | 8102802 | no | no |  |  | no |  | 0 | 0 | 0 | 0 | 0 | 0 |  | 1 | 1 | 1 | 0 | 0 | 0
load_220359394 |  | node_1244173_284_15262099_815 |  | AN | 0 | Residential | 5090.4+2168.501j | 0 | 0 | 0 | 0 | 0 | [24 empty] | 8102802 | no | no |  |  | no |  | 0 | 0 | 0 | 0 | 0 | 0 |  | 1 | 1 | 1 | 0 | 0 | 0
load_220359395 |  | node_1244027_18_15261795_359 |  | AN | 0 | Residential | 15638.4+6661.931j | 0 | 0 | 0 | 0 | 0 | [24 empty] | 8102802 | no | no |  |  | no |  | 0 | 0 | 0 | 0 | 0 | 0 |  | 1 | 1 | 1 | 0 | 0 | 0
load_220359396 |  | node_1243801_984_15261679_039 |  | AN | 0 | Residential | 7401.6+3153.068j | 0 | 0 | 0 | 0 | 0 | [24 empty] | 8102802 | no | no |  |  | no |  | 0 | 0 | 0 | 0 | 0 | 0 |  | 1 | 1 | 1 | 0 | 0 | 0
load_220359397 |  | node_1243511_025_15261659_642 |  | AN | 0 | Other | 0 | 0 | 0 | 0 | 0 | 0 | [24 empty] | 8102802 | no | no |  |  | no |  | 0 | 0 | 0 | 0 | 0 | 0 |  | 1 | 1 | 1 | 0 | 0 | 0
load_220359400 |  | node_1243704_312_15260697_42 |  | AN | 0 | Residential | 14104.8+6008.62j | 0 | 0 | 0 | 0 | 0 | [24 empty] | 8102802 | no | no |  |  | no |  | 0 | 0 | 0 | 0 | 0 | 0 |  | 1 | 1 | 1 | 0 | 0 | 0
load_220359401 |  | node_1243419_198_15259894_839 |  | AN | 0 | NonResidential | 7.2+3.067j | 0 | 0 | 0 | 0 | 0 | [24 empty] | 8102802 | no | no |  |  | no |  | 0 | 0 | 0 | 0 | 0 | 0 |  | 1 | 1 | 1 | 0 | 0 | 0
load_220359402 |  | node_1243187_893_15259404_391 |  | AN | 0 | Residential | 4089.6+1742.162j | 0 | 0 | 0 | 0 | 0 | [24 empty] | 8102802 | no | no |  |  | no |  | 0 | 0 | 0 | 0 | 0 | 0 |  | 1 | 1 | 1 | 0 | 0 | 0
load_220359403 |  | node_1242846_168_15259372_081 |  | AN | 0 | Residential | 669.6+285.248j | 0 | 0 | 0 | 0 | 0 | [24 empty] | 8102802 | no | no |  |  | no |  | 0 | 0 | 0 | 0 | 0 | 0 |  | 1 | 1 | 1 | 0 | 0 | 0
load_220359404 |  | node_1242690_67_15259108_516 |  | AN | 0 | Residential | 2304+981.5j | 0 | 0 | 0 | 0 | 0 | [24 empty] | 8102802 | no | no |  |  | no |  | 0 | 0 | 0 | 0 | 0 | 0 |  | 1 | 1 | 1 | 0 | 0 | 0
load_220359405 |  | node_1243174_756_15258346_055 |  | AN | 0 | Residential | 7761.6+3306.428j | 0 | 0 | 0 | 0 | 0 | [24 empty] | 8102802 | no | no |  |  | no |  | 0 | 0 | 0 | 0 | 0 | 0 |  | 1 | 1 | 1 | 0 | 0 | 0
load_220359406 |  | node_1242468_316_15258516_967 |  | AN | 0 | Residential | 19584+8342.749j | 0 | 0 | 0 | 0 | 0 | [24 empty] | 8102802 | no | no |  |  | no |  | 0 | 0 | 0 | 0 | 0 | 0 |  | 1 | 1 | 1 | 0 | 0 | 0
load_220359407 |  | node_1254242_104_15268309_89 |  | AN | 0 | Residential | 6444+2745.133j | 0 | 0 | 0 | 0 | 0 | [24 empty] | 8102802 | no | no |  |  | no |  | 0 | 0 | 0 | 0 | 0 | 0 |  | 1 | 1 | 1 | 0 | 0 | 0
load_220359408 |  | node_1253941_839_15268370_634 |  | AN | 0 | Residential | 21268.8+9060.471j | 0 | 0 | 0 | 0 | 0 | [24 empty] | 8102802 | no | no |  |  | no |  | 0 | 0 | 0 | 0 | 0 | 0 |  | 1 | 1 | 1 | 0 | 0 | 0
load_220359409 |  | node_1271915_415_15267078_367 |  | AN | 0 | Residential | 5839.2+2487.489j | 0 | 0 | 0 | 0 | 0 | [24 empty] | 8102802 | no | no |  |  | no |  | 0 | 0 | 0 | 0 | 0 | 0 |  | 1 | 1 | 1 | 0 | 0 | 0
load_220359410 |  | node_1272342_325_15267489_016 |  | AN | 0 | Residential | 9230.4+3932.134j | 0 | 0 | 0 | 0 | 0 | [24 empty] | 8102802 | no | no |  |  | no |  | 0 | 0 | 0 | 0 | 0 | 0 |  | 1 | 1 | 1 | 0 | 0 | 0
load_220359411 |  | node_1272480_639_15267526_065 |  | AN | 0 | NonResidential | 5000+2129.991j | 0 | 0 | 0 | 0 | 0 | [24 empty] | 8102802 | no | no |  |  | no |  | 0 | 0 | 0 | 0 | 0 | 0 |  | 1 | 1 | 1 | 0 | 0 | 0
load_220359412 |  | node_1272965_646_15268171_062 |  | AN | 0 | Residential | 4622.4+1969.134j | 0 | 0 | 0 | 0 | 0 | [24 empty] | 8102802 | no | no |  |  | no |  | 0 | 0 | 0 | 0 | 0 | 0 |  | 1 | 1 | 1 | 0 | 0 | 0
load_220359413 |  | node_1272956_389_15268512_76 |  | AN | 0 | Residential | 17992.8+7664.901j | 0 | 0 | 0 | 0 | 0 | [24 empty] | 8102802 | no | no |  |  | no |  | 0 | 0 | 0 | 0 | 0 | 0 |  | 1 | 1 | 1 | 0 | 0 | 0
load_220359414 |  | node_1272999_228_15268957_825 |  | AN | 0 | Residential | 13140+5597.617j | 0 | 0 | 0 | 0 | 0 | [24 empty] | 8102802 | no | no |  |  | no |  | 0 | 0 | 0 | 0 | 0 | 0 |  | 1 | 1 | 1 | 0 | 0 | 0
load_220359415 |  | node_1273020_985_15269165_352 |  | AN | 0 | Residential | 33559.2+14296.159j | 0 | 0 | 0 | 0 | 0 | [24 empty] | 8102802 | no | no |  |  | no |  | 0 | 0 | 0 | 0 | 0 | 0 |  | 1 | 1 | 1 | 0 | 0 | 0
load_220359416 |  | node_1273501_802_15270173_578 |  | AN | 0 | Residential | 5688+2423.078j | 0 | 0 | 0 | 0 | 0 | [24 empty] | 8102802 | no | no |  |  | no |  | 0 | 0 | 0 | 0 | 0 | 0 |  | 1 | 1 | 1 | 0 | 0 | 0
load_220359417 |  | node_1272794_694_15270833_368 |  | AN | 0 | Residential | 5911.2+2518.161j | 0 | 0 | 0 | 0 | 0 | [24 empty] | 8102802 | no | no |  |  | no |  | 0 | 0 | 0 | 0 | 0 | 0 |  | 1 | 1 | 1 | 0 | 0 | 0
load_220359418 |  | node_1273920_919_15271150_176 |  | AN | 0 | Residential | 5248.8+2235.979j | 0 | 0 | 0 | 0 | 0 | [24 empty] | 8102802 | no | no |  |  | no |  | 0 | 0 | 0 | 0 | 0 | 0 |  | 1 | 1 | 1 | 0 | 0 | 0
load_220359419 |  | node_1273976_956_15271314_333 |  | AN | 0 | Residential | 8870.4+3778.775j | 0 | 0 | 0 | 0 | 0 | [24 empty] | 8102802 | no | no |  |  | no |  | 0 | 0 | 0 | 0 | 0 | 0 |  | 1 | 1 | 1 | 0 | 0 | 0
load_220359420 |  | node_1274181_198_15271577_645 |  | AN | 0 | Residential | 1008+429.406j | 0 | 0 | 0 | 0 | 0 | [24 empty] | 8102802 | no | no |  |  | no |  | 0 | 0 | 0 | 0 | 0 | 0 |  | 1 | 1 | 1 | 0 | 0 | 0
load_220359421 |  | node_1270750_683_15265969_817 |  | AN | 0 | NonResidential | 0 | 0 | 0 | 0 | 0 | 0 | [24 empty] | 8102802 | no | no |  |  | no |  | 0 | 0 | 0 | 0 | 0 | 0 |  | 1 | 1 | 1 | 0 | 0 | 0
load_220359423 |  | node_1274280_821_15272016_636 |  | AN | 0 | Residential | 6883.2+2932.231j | 0 | 0 | 0 | 0 | 0 | [24 empty] | 8102802 | no | no |  |  | no |  | 0 | 0 | 0 | 0 | 0 | 0 |  | 1 | 1 | 1 | 0 | 0 | 0
load_220359424 |  | node_1274377_348_15272393_136 |  | AN | 0 | Residential | 20095.2+8560.519j | 0 | 0 | 0 | 0 | 0 | [24 empty] | 8102802 | no | no |  |  | no |  | 0 | 0 | 0 | 0 | 0 | 0 |  | 1 | 1 | 1 | 0 | 0 | 0
load_220359425 |  | node_1275377_041_15271957_466 |  | AN | 0 | Other | 0 | 0 | 0 | 0 | 0 | 0 | [24 empty] | 8102802 | no | no |  |  | no |  | 0 | 0 | 0 | 0 | 0 | 0 |  | 1 | 1 | 1 | 0 | 0 | 0
load_220359426 |  | node_1274581_64_15272751_238 |  | AN | 0 | Residential | 7329.6+3122.397j | 0 | 0 | 0 | 0 | 0 | [24 empty] | 8102802 | no | no |  |  | no |  | 0 | 0 | 0 | 0 | 0 | 0 |  | 1 | 1 | 1 | 0 | 0 | 0
load_220359427 |  | node_1274896_565_15273222_414 |  | AN | 0 | Residential | 8625.6+3674.49j | 0 | 0 | 0 | 0 | 0 | [24 empty] | 8102802 | no | no |  |  | no |  | 0 | 0 | 0 | 0 | 0 | 0 |  | 1 | 1 | 1 | 0 | 0 | 0
load_220359428 |  | node_1274852_512_15273398_843 |  | AN | 0 | Residential | 1526.4+650.244j | 0 | 0 | 0 | 0 | 0 | [24 empty] | 8102802 | no | no |  |  | no |  | 0 | 0 | 0 | 0 | 0 | 0 |  | 1 | 1 | 1 | 0 | 0 | 0
load_220359429 |  | node_1274984_575_15273510_867 |  | AN | 0 | Residential | 18626.4+7934.813j | 0 | 0 | 0 | 0 | 0 | [24 empty] | 8102802 | no | no |  |  | no |  | 0 | 0 | 0 | 0 | 0 | 0 |  | 1 | 1 | 1 | 0 | 0 | 0
load_220359430 |  | node_1275099_706_15273893_946 |  | AN | 0 | Residential | 76716+32680.879j | 0 | 0 | 0 | 0 | 0 | [24 empty] | 8102802 | no | no |  |  | no |  | 0 | 0 | 0 | 0 | 0 | 0 |  | 1 | 1 | 1 | 0 | 0 | 0
load_220359431 |  | node_1275229_422_15274134_302 |  | AN | 0 | Residential | 28872+12299.42j | 0 | 0 | 0 | 0 | 0 | [24 empty] | 8102802 | no | no |  |  | no |  | 0 | 0 | 0 | 0 | 0 | 0 |  | 1 | 1 | 1 | 0 | 0 | 0
load_220359432 |  | node_1275431_068_15274484_349 |  | AN | 0 | Residential | 63943.2+27239.689j | 0 | 0 | 0 | 0 | 0 | [24 empty] | 8102802 | no | no |  |  | no |  | 0 | 0 | 0 | 0 | 0 | 0 |  | 1 | 1 | 1 | 0 | 0 | 0
load_220359433 |  | node_1275600_295_15274818_889 |  | AN | 0 | NonResidential | 4514.4+1923.126j | 0 | 0 | 0 | 0 | 0 | [24 empty] | 8102802 | no | no |  |  | no |  | 0 | 0 | 0 | 0 | 0 | 0 |  | 1 | 1 | 1 | 0 | 0 | 0
load_220359434 |  | node_1275917_91_15275445_052 |  | AN | 0 | Residential | 34142.4+14544.601j | 0 | 0 | 0 | 0 | 0 | [24 empty] | 8102802 | no | no |  |  | no |  | 0 | 0 | 0 | 0 | 0 | 0 |  | 1 | 1 | 1 | 0 | 0 | 0
load_220359435 |  | node_1276301_017_15275992_951 |  | AN | 0 | Residential | 2865.6+1220.74j | 0 | 0 | 0 | 0 | 0 | [24 empty] | 8102802 | no | no |  |  | no |  | 0 | 0 | 0 | 0 | 0 | 0 |  | 1 | 1 | 1 | 0 | 0 | 0
load_220359436 |  | node_1276471_139_15276372_758 |  | AN | 0 | Residential | 26056.8+11100.15j | 0 | 0 | 0 | 0 | 0 | [24 empty] | 8102802 | no | no |  |  | no |  | 0 | 0 | 0 | 0 | 0 | 0 |  | 1 | 1 | 1 | 0 | 0 | 0
load_220359437 |  | node_1276709_468_15277130_425 |  | AN | 0 | Residential | 6300+2683.789j | 0 | 0 | 0 | 0 | 0 | [24 empty] | 8102802 | no | no |  |  | no |  | 0 | 0 | 0 | 0 | 0 | 0 |  | 1 | 1 | 1 | 0 | 0 | 0
load_220359438 |  | node_1276855_892_15277537_502 |  | AN | 0 | Residential | 7250.4+3088.657j | 0 | 0 | 0 | 0 | 0 | [24 empty] | 8102802 | no | no |  |  | no |  | 0 | 0 | 0 | 0 | 0 | 0 |  | 1 | 1 | 1 | 0 | 0 | 0
load_220359439 |  | node_1276993_935_15278013_49 |  | AN | 0 | Residential | 3196.8+1361.831j | 0 | 0 | 0 | 0 | 0 | [24 empty] | 8102802 | no | no |  |  | no |  | 0 | 0 | 0 | 0 | 0 | 0 |  | 1 | 1 | 1 | 0 | 0 | 0
load_220359441 |  | node_1277763_241_15279258_313 |  | AN | 0 | Residential | 67881.6+28917.441j | 0 | 0 | 0 | 0 | 0 | [24 empty] | 8102802 | no | no |  |  | no |  | 0 | 0 | 0 | 0 | 0 | 0 |  | 1 | 1 | 1 | 0 | 0 | 0
load_220359443 |  | node_1278042_96_15279572_715 |  | AN | 0 | Residential | 6184.8+2634.714j | 0 | 0 | 0 | 0 | 0 | [24 empty] | 8102802 | no | no |  |  | no |  | 0 | 0 | 0 | 0 | 0 | 0 |  | 1 | 1 | 1 | 0 | 0 | 0
load_220359444 |  | node_1278609_09_15280397_109 |  | AN | 0 | Residential | 4406.4+1877.119j | 0 | 0 | 0 | 0 | 0 | [24 empty] | 8102802 | no | no |  |  | no |  | 0 | 0 | 0 | 0 | 0 | 0 |  | 1 | 1 | 1 | 0 | 0 | 0
load_220359445 |  | node_1278970_625_15280988_771 |  | AN | 0 | Residential | 2196+935.492j | 0 | 0 | 0 | 0 | 0 | [24 empty] | 8102802 | no | no |  |  | no |  | 0 | 0 | 0 | 0 | 0 | 0 |  | 1 | 1 | 1 | 0 | 0 | 0
load_220359446 |  | node_1279196_55_15281197_007 |  | AN | 0 | Residential | 5191.2+2211.442j | 0 | 0 | 0 | 0 | 0 | [24 empty] | 8102802 | no | no |  |  | no |  | 0 | 0 | 0 | 0 | 0 | 0 |  | 1 | 1 | 1 | 0 | 0 | 0
load_220359447 |  | node_1278718_234_15281645_736 |  | AN | 0 | NonResidential | 13333.333+5679.976j | 0 | 0 | 0 | 0 | 0 | [24 empty] | 8102802 | no | no |  |  | no |  | 0 | 0 | 0 | 0 | 0 | 0 |  | 1 | 1 | 1 | 0 | 0 | 0
load_220359448 |  | node_1278710_013_15281621_398 |  | BN | 0 | NonResidential | 0 | 13333.333+5679.976j | 0 | 0 | 0 | 0 | [24 empty] | 8102802 | no | no |  |  | no |  | 0 | 0 | 0 | 0 | 0 | 0 |  | 1 | 1 | 1 | 0 | 0 | 0
load_220359449 |  | node_1278730_85_15281666_448 |  | CN | 0 | NonResidential | 0 | 0 | 13333.333+5679.976j | 0 | 0 | 0 | [24 empty] | 8102802 | no | no |  |  | no |  | 0 | 0 | 0 | 0 | 0 | 0 |  | 1 | 1 | 1 | 0 | 0 | 0
load_220359460 |  | node_1271580_58_15266696_66 |  | AN | 0 | Residential | 1821.6+775.998j | 0 | 0 | 0 | 0 | 0 | [24 empty] | 8102802 | no | no |  |  | no |  | 0 | 0 | 0 | 0 | 0 | 0 |  | 1 | 1 | 1 | 0 | 0 | 0
load_220359466 |  | node_1270982_124_15265861_471 |  | AN | 0 | Residential | 48182.4+20525.616j | 0 | 0 | 0 | 0 | 0 | [24 empty] | 8102802 | no | no |  |  | no |  | 0 | 0 | 0 | 0 | 0 | 0 |  | 1 | 1 | 1 | 0 | 0 | 0
load_220359467 |  | node_1273394_985_15263526_321 |  | AN | 0 | Residential | 4968+2116.359j | 0 | 0 | 0 | 0 | 0 | [24 empty] | 8102802 | no | no |  |  | no |  | 0 | 0 | 0 | 0 | 0 | 0 |  | 1 | 1 | 1 | 0 | 0 | 0
load_220359468 |  | node_1274152_367_15262196_792 |  | AN | 0 | Residential | 6847.2+2916.895j | 0 | 0 | 0 | 0 | 0 | [24 empty] | 8102802 | no | no |  |  | no |  | 0 | 0 | 0 | 0 | 0 | 0 |  | 1 | 1 | 1 | 0 | 0 | 0
load_220359470 |  | node_1271450_269_15265255_392 |  | AN | 0 | Residential | 19670.4+8379.555j | 0 | 0 | 0 | 0 | 0 | [24 empty] | 8102802 | no | no |  |  | no |  | 0 | 0 | 0 | 0 | 0 | 0 |  | 1 | 1 | 1 | 0 | 0 | 0
load_220359471 |  | node_1271627_657_15265153_04 |  | AN | 0 | Residential | 22039.2+9388.66j | 0 | 0 | 0 | 0 | 0 | [24 empty] | 8102802 | no | no |  |  | no |  | 0 | 0 | 0 | 0 | 0 | 0 |  | 1 | 1 | 1 | 0 | 0 | 0
load_220359472 |  | node_1271629_104_15264706_518 |  | AN | 0 | Residential | 11073.6+4717.334j | 0 | 0 | 0 | 0 | 0 | [24 empty] | 8102802 | no | no |  |  | no |  | 0 | 0 | 0 | 0 | 0 | 0 |  | 1 | 1 | 1 | 0 | 0 | 0
load_220359473 |  | node_1271975_245_15264424_449 |  | AN | 0 | Residential | 17020.8+7250.83j | 0 | 0 | 0 | 0 | 0 | [24 empty] | 8102802 | no | no |  |  | no |  | 0 | 0 | 0 | 0 | 0 | 0 |  | 1 | 1 | 1 | 0 | 0 | 0
load_220359474 |  | node_1272397_395_15264088_739 |  | AN | 0 | Residential | 24336+10367.093j | 0 | 0 | 0 | 0 | 0 | [24 empty] | 8102802 | no | no |  |  | no |  | 0 | 0 | 0 | 0 | 0 | 0 |  | 1 | 1 | 1 | 0 | 0 | 0
load_220359475 |  | node_1272310_366_15263976_122 |  | AN | 0 | Residential | 10072.8+4290.995j | 0 | 0 | 0 | 0 | 0 | [24 empty] | 8102802 | no | no |  |  | no |  | 0 | 0 | 0 | 0 | 0 | 0 |  | 1 | 1 | 1 | 0 | 0 | 0
load_220359476 |  | node_1281083_05_15281027_178 |  | BN | 0 | NonResidential | 0 | 0 | 0 | 0 | 0 | 0 | [24 empty] | 8102802 | no | no |  |  | no |  | 0 | 0 | 0 | 0 | 0 | 0 |  | 1 | 1 | 1 | 0 | 0 | 0
load_220359477 |  | node_1281108_329_15281012_981 |  | CN | 0 | NonResidential | 0 | 0 | 0 | 0 | 0 | 0 | [24 empty] | 8102802 | no | no |  |  | no |  | 0 | 0 | 0 | 0 | 0 | 0 |  | 1 | 1 | 1 | 0 | 0 | 0
load_220359478 |  | node_1281063_805_15281032_396 |  | AN | 0 | NonResidential | 0 | 0 | 0 | 0 | 0 | 0 | [24 empty] | 8102802 | no | no |  |  | no |  | 0 | 0 | 0 | 0 | 0 | 0 |  | 1 | 1 | 1 | 0 | 0 | 0
load_220359479 |  | node_1282089_284_15281237_424 |  | AN | 0 | Other | 0 | 0 | 0 | 0 | 0 | 0 | [24 empty] | 8102802 | no | no |  |  | no |  | 0 | 0 | 0 | 0 | 0 | 0 |  | 1 | 1 | 1 | 0 | 0 | 0
load_220359480 |  | node_1282394_805_15281453_485 |  | AN | 0 | Residential | 3686.4+1570.4j | 0 | 0 | 0 | 0 | 0 | [24 empty] | 8102802 | no | no |  |  | no |  | 0 | 0 | 0 | 0 | 0 | 0 |  | 1 | 1 | 1 | 0 | 0 | 0
load_220359481 |  | node_1283077_602_15281726_573 |  | AN | 0 | Residential | 7646.4+3257.353j | 0 | 0 | 0 | 0 | 0 | [24 empty] | 8102802 | no | no |  |  | no |  | 0 | 0 | 0 | 0 | 0 | 0 |  | 1 | 1 | 1 | 0 | 0 | 0
load_220359516 |  | node_1275030_489_15265559_224 |  | AN | 0 | Residential | 3931.2+1674.684j | 0 | 0 | 0 | 0 | 0 | [24 empty] | 8102802 | no | no |  |  | no |  | 0 | 0 | 0 | 0 | 0 | 0 |  | 1 | 1 | 1 | 0 | 0 | 0
load_220359518 |  | node_1282044_524_15277272_36 |  | AN | 0 | Residential | 10634.4+4530.235j | 0 | 0 | 0 | 0 | 0 | [24 empty] | 8102802 | no | no |  |  | no |  | 0 | 0 | 0 | 0 | 0 | 0 |  | 1 | 1 | 1 | 0 | 0 | 0
load_220359519 |  | node_1282613_726_15276088_363 |  | AN | 0 | NonResidential | 3000+1277.995j | 0 | 0 | 0 | 0 | 0 | [24 empty] | 8102802 | no | no |  |  | no |  | 0 | 0 | 0 | 0 | 0 | 0 |  | 1 | 1 | 1 | 0 | 0 | 0
load_220359520 |  | node_1282117_087_15276263_632 |  | AN | 0 | Residential | 1692+720.789j | 0 | 0 | 0 | 0 | 0 | [24 empty] | 8102802 | no | no |  |  | no |  | 0 | 0 | 0 | 0 | 0 | 0 |  | 1 | 1 | 1 | 0 | 0 | 0
load_220359521 |  | node_1281806_42_15276230_794 |  | AN | 0 | Residential | 986.4+420.205j | 0 | 0 | 0 | 0 | 0 | [24 empty] | 8102802 | no | no |  |  | no |  | 0 | 0 | 0 | 0 | 0 | 0 |  | 1 | 1 | 1 | 0 | 0 | 0
load_220359522 |  | node_1282199_842_15275960_385 |  | AN | 0 | Residential | 3110.4+1325.025j | 0 | 0 | 0 | 0 | 0 | [24 empty] | 8102802 | no | no |  |  | no |  | 0 | 0 | 0 | 0 | 0 | 0 |  | 1 | 1 | 1 | 0 | 0 | 0
load_220359523 |  | node_1282487_234_15275405_204 |  | AN | 0 | Residential | 4960.8+2113.292j | 0 | 0 | 0 | 0 | 0 | [24 empty] | 8102802 | no | no |  |  | no |  | 0 | 0 | 0 | 0 | 0 | 0 |  | 1 | 1 | 1 | 0 | 0 | 0
load_220359524 |  | node_1282686_147_15275169_765 |  | AN | 0 | Residential | 7048.8+3002.776j | 0 | 0 | 0 | 0 | 0 | [24 empty] | 8102802 | no | no |  |  | no |  | 0 | 0 | 0 | 0 | 0 | 0 |  | 1 | 1 | 1 | 0 | 0 | 0
load_220359525 |  | node_1283126_194_15274874_759 |  | AN | 0 | Residential | 2721.6+1159.397j | 0 | 0 | 0 | 0 | 0 | [24 empty] | 8102802 | no | no |  |  | no |  | 0 | 0 | 0 | 0 | 0 | 0 |  | 1 | 1 | 1 | 0 | 0 | 0
load_220359526 |  | node_1282980_03_15274437_016 |  | AN | 0 | NonResidential | 1519.2+647.176j | 0 | 0 | 0 | 0 | 0 | [24 empty] | 8102802 | no | no |  |  | no |  | 0 | 0 | 0 | 0 | 0 | 0 |  | 1 | 1 | 1 | 0 | 0 | 0
load_220359527 |  | node_1283197_159_15273987_819 |  | AN | 0 | Residential | 2340+996.836j | 0 | 0 | 0 | 0 | 0 | [24 empty] | 8102802 | no | no |  |  | no |  | 0 | 0 | 0 | 0 | 0 | 0 |  | 1 | 1 | 1 | 0 | 0 | 0
load_220359528 |  | node_1283872_611_15273325_637 |  | AN | 0 | Residential | 5011.2+2134.762j | 0 | 0 | 0 | 0 | 0 | [24 empty] | 8102802 | no | no |  |  | no |  | 0 | 0 | 0 | 0 | 0 | 0 |  | 1 | 1 | 1 | 0 | 0 | 0
load_220359529 |  | node_1283533_142_15273345_372 |  | AN | 0 | Residential | 4939.2+2104.09j | 0 | 0 | 0 | 0 | 0 | [24 empty] | 8102802 | no | no |  |  | no |  | 0 | 0 | 0 | 0 | 0 | 0 |  | 1 | 1 | 1 | 0 | 0 | 0
load_220359530 |  | node_1284041_237_15273162_945 |  | AN | 0 | Residential | 9136.8+3892.261j | 0 | 0 | 0 | 0 | 0 | [24 empty] | 8102802 | no | no |  |  | no |  | 0 | 0 | 0 | 0 | 0 | 0 |  | 1 | 1 | 1 | 0 | 0 | 0
load_220359533 |  | node_1282717_485_15271825_8 |  | AN | 0 | Residential | 3196.8+1361.831j | 0 | 0 | 0 | 0 | 0 | [24 empty] | 8102802 | no | no |  |  | no |  | 0 | 0 | 0 | 0 | 0 | 0 |  | 1 | 1 | 1 | 0 | 0 | 0
load_220359534 |  | node_1282516_985_15271549_924 |  | AN | 0 | Residential | 4248+1809.64j | 0 | 0 | 0 | 0 | 0 | [24 empty] | 8102802 | no | no |  |  | no |  | 0 | 0 | 0 | 0 | 0 | 0 |  | 1 | 1 | 1 | 0 | 0 | 0
load_220359535 |  | node_1281966_782_15271125_881 |  | AN | 0 | Residential | 8604+3665.289j | 0 | 0 | 0 | 0 | 0 | [24 empty] | 8102802 | no | no |  |  | no |  | 0 | 0 | 0 | 0 | 0 | 0 |  | 1 | 1 | 1 | 0 | 0 | 0
load_220359536 |  | node_1281624_86_15270647_851 |  | AN | 0 | Residential | 29973.6+12768.7j | 0 | 0 | 0 | 0 | 0 | [24 empty] | 8102802 | no | no |  |  | no |  | 0 | 0 | 0 | 0 | 0 | 0 |  | 1 | 1 | 1 | 0 | 0 | 0
load_220359537 |  | node_1281307_313_15270443_683 |  | AN | 0 | Residential | 25034.4+10664.61j | 0 | 0 | 0 | 0 | 0 | [24 empty] | 8102802 | no | no |  |  | no |  | 0 | 0 | 0 | 0 | 0 | 0 |  | 1 | 1 | 1 | 0 | 0 | 0
load_220359538 |  | node_1281146_742_15270161_992 |  | AN | 0 | Residential | 5745.6+2447.615j | 0 | 0 | 0 | 0 | 0 | [24 empty] | 8102802 | no | no |  |  | no |  | 0 | 0 | 0 | 0 | 0 | 0 |  | 1 | 1 | 1 | 0 | 0 | 0
load_220359539 |  | node_1281115_573_15269892_763 |  | AN | 0 | Residential | 11023.2+4695.864j | 0 | 0 | 0 | 0 | 0 | [24 empty] | 8102802 | no | no |  |  | no |  | 0 | 0 | 0 | 0 | 0 | 0 |  | 1 | 1 | 1 | 0 | 0 | 0
load_220359540 |  | node_1280757_528_15269023_837 |  | AN | 0 | Residential | 5868+2499.758j | 0 | 0 | 0 | 0 | 0 | [24 empty] | 8102802 | no | no |  |  | no |  | 0 | 0 | 0 | 0 | 0 | 0 |  | 1 | 1 | 1 | 0 | 0 | 0
load_220359541 |  | node_1280689_932_15268778_976 |  | AN | 0 | Residential | 27921.6+11894.552j | 0 | 0 | 0 | 0 | 0 | [24 empty] | 8102802 | no | no |  |  | no |  | 0 | 0 | 0 | 0 | 0 | 0 |  | 1 | 1 | 1 | 0 | 0 | 0
load_220359542 |  | node_1280160_921_15268233_353 |  | AN | 0 | Residential | 9432+4018.015j | 0 | 0 | 0 | 0 | 0 | [24 empty] | 8102802 | no | no |  |  | no |  | 0 | 0 | 0 | 0 | 0 | 0 |  | 1 | 1 | 1 | 0 | 0 | 0
load_220359544 |  | node_1277590_915_15266718_644 |  | AN | 0 | Residential | 1454.4+619.572j | 0 | 0 | 0 | 0 | 0 | [24 empty] | 8102802 | no | no |  |  | no |  | 0 | 0 | 0 | 0 | 0 | 0 |  | 1 | 1 | 1 | 0 | 0 | 0
load_220359546 |  | node_1277278_159_15265912_157 |  | AN | 0 | Residential | 8316+3542.601j | 0 | 0 | 0 | 0 | 0 | [24 empty] | 8102802 | no | no |  |  | no |  | 0 | 0 | 0 | 0 | 0 | 0 |  | 1 | 1 | 1 | 0 | 0 | 0
load_220359547 |  | node_1277099_832_15265537_024 |  | AN | 0 | Residential | 7848+3343.234j | 0 | 0 | 0 | 0 | 0 | [24 empty] | 8102802 | no | no |  |  | no |  | 0 | 0 | 0 | 0 | 0 | 0 |  | 1 | 1 | 1 | 0 | 0 | 0
load_220359548 |  | node_1276186_621_15264735_339 |  | AN | 0 | NonResidential | 13240.8+5640.557j | 0 | 0 | 0 | 0 | 0 | [24 empty] | 8102802 | no | no |  |  | no |  | 0 | 0 | 0 | 0 | 0 | 0 |  | 1 | 1 | 1 | 0 | 0 | 0
load_220359549 |  | node_1275891_781_15264742_921 |  | AN | 0 | Residential | 12175.2+5186.613j | 0 | 0 | 0 | 0 | 0 | [24 empty] | 8102802 | no | no |  |  | no |  | 0 | 0 | 0 | 0 | 0 | 0 |  | 1 | 1 | 1 | 0 | 0 | 0
load_220359550 |  | node_1275509_832_15264834_386 |  | AN | 0 | Residential | 19101.6+8137.248j | 0 | 0 | 0 | 0 | 0 | [24 empty] | 8102802 | no | no |  |  | no |  | 0 | 0 | 0 | 0 | 0 | 0 |  | 1 | 1 | 1 | 0 | 0 | 0
load_220359551 |  | node_1275471_657_15264510_17 |  | AN | 0 | Residential | 18518.4+7888.805j | 0 | 0 | 0 | 0 | 0 | [24 empty] | 8102802 | no | no |  |  | no |  | 0 | 0 | 0 | 0 | 0 | 0 |  | 1 | 1 | 1 | 0 | 0 | 0
load_220359552 |  | node_1275282_247_15263096_593 |  | AN | 0 | Residential | 8359.2+3561.004j | 0 | 0 | 0 | 0 | 0 | [24 empty] | 8102802 | no | no |  |  | no |  | 0 | 0 | 0 | 0 | 0 | 0 |  | 1 | 1 | 1 | 0 | 0 | 0
load_220359553 |  | node_1275052_242_15264255_813 |  | AN | 0 | Residential | 5436+2315.726j | 0 | 0 | 0 | 0 | 0 | [24 empty] | 8102802 | no | no |  |  | no |  | 0 | 0 | 0 | 0 | 0 | 0 |  | 1 | 1 | 1 | 0 | 0 | 0
load_220359559 |  | node_1258931_426_15264191_466 |  | AN | 0 | Residential | 4140+1763.633j | 0 | 0 | 0 | 0 | 0 | [24 empty] | 8102802 | no | no |  |  | no |  | 0 | 0 | 0 | 0 | 0 | 0 |  | 1 | 1 | 1 | 0 | 0 | 0
load_220359560 |  | node_1258597_926_15264112_193 |  | AN | 0 | Residential | 19972.8+8508.377j | 0 | 0 | 0 | 0 | 0 | [24 empty] | 8102802 | no | no |  |  | no |  | 0 | 0 | 0 | 0 | 0 | 0 |  | 1 | 1 | 1 | 0 | 0 | 0
load_220359561 |  | node_1259095_1_15264587_542 |  | AN | 0 | Residential | 3376.8+1438.511j | 0 | 0 | 0 | 0 | 0 | [24 empty] | 8102802 | no | no |  |  | no |  | 0 | 0 | 0 | 0 | 0 | 0 |  | 1 | 1 | 1 | 0 | 0 | 0
load_220359562 |  | node_1258131_926_15261944_546 |  | AN | 0 | Other | 0 | 0 | 0 | 0 | 0 | 0 | [24 empty] | 8102802 | no | no |  |  | no |  | 0 | 0 | 0 | 0 | 0 | 0 |  | 1 | 1 | 1 | 0 | 0 | 0
load_220359563 |  | node_1258609_629_15262667_211 |  | AN | 0 | Residential | 273.6+116.553j | 0 | 0 | 0 | 0 | 0 | [24 empty] | 8102802 | no | no |  |  | no |  | 0 | 0 | 0 | 0 | 0 | 0 |  | 1 | 1 | 1 | 0 | 0 | 0
load_220359564 |  | node_1258749_144_15263089_138 |  | AN | 0 | Residential | 2743.2+1168.598j | 0 | 0 | 0 | 0 | 0 | [24 empty] | 8102802 | no | no |  |  | no |  | 0 | 0 | 0 | 0 | 0 | 0 |  | 1 | 1 | 1 | 0 | 0 | 0
load_220359575 |  | node_1254827_33_15265406_548 |  | AN | 0 | Residential | 12477.6+5315.435j | 0 | 0 | 0 | 0 | 0 | [24 empty] | 8102802 | no | no |  |  | no |  | 0 | 0 | 0 | 0 | 0 | 0 |  | 1 | 1 | 1 | 0 | 0 | 0
load_220359576 |  | node_1253981_156_15266006_574 |  | AN | 0 | Other | 0 | 0 | 0 | 0 | 0 | 0 | [24 empty] | 8102802 | no | no |  |  | no |  | 0 | 0 | 0 | 0 | 0 | 0 |  | 1 | 1 | 1 | 0 | 0 | 0
load_220359577 |  | node_1285234_844_15269748_419 |  | AN | 0 | Residential | 11376+4846.156j | 0 | 0 | 0 | 0 | 0 | [24 empty] | 8102802 | no | no |  |  | no |  | 0 | 0 | 0 | 0 | 0 | 0 |  | 1 | 1 | 1 | 0 | 0 | 0
load_220359578 |  | node_1284771_515_15270293_816 |  | AN | 0 | Residential | 6494.4+2766.603j | 0 | 0 | 0 | 0 | 0 | [24 empty] | 8102802 | no | no |  |  | no |  | 0 | 0 | 0 | 0 | 0 | 0 |  | 1 | 1 | 1 | 0 | 0 | 0
load_220359579 |  | node_1284517_397_15270540_46 |  | AN | 0 | Residential | 4176+1778.969j | 0 | 0 | 0 | 0 | 0 | [24 empty] | 8102802 | no | no |  |  | no |  | 0 | 0 | 0 | 0 | 0 | 0 |  | 1 | 1 | 1 | 0 | 0 | 0
load_220359580 |  | node_1283941_091_15271106_177 |  | AN | 0 | Residential | 3657.6+1558.131j | 0 | 0 | 0 | 0 | 0 | [24 empty] | 8102802 | no | no |  |  | no |  | 0 | 0 | 0 | 0 | 0 | 0 |  | 1 | 1 | 1 | 0 | 0 | 0
load_220359581 |  | node_1284434_841_15271312_094 |  | AN | 0 | Residential | 11419.2+4864.559j | 0 | 0 | 0 | 0 | 0 | [24 empty] | 8102802 | no | no |  |  | no |  | 0 | 0 | 0 | 0 | 0 | 0 |  | 1 | 1 | 1 | 0 | 0 | 0
load_220359582 |  | node_1284090_66_15271446_044 |  | AN | 0 | Other | 0 | 0 | 0 | 0 | 0 | 0 | [24 empty] | 8102802 | no | no |  |  | no |  | 0 | 0 | 0 | 0 | 0 | 0 |  | 1 | 1 | 1 | 0 | 0 | 0
load_220359583 |  | node_1284103_357_15271659_499 |  | AN | 0 | Residential | 6141.6+2616.311j | 0 | 0 | 0 | 0 | 0 | [24 empty] | 8102802 | no | no |  |  | no |  | 0 | 0 | 0 | 0 | 0 | 0 |  | 1 | 1 | 1 | 0 | 0 | 0
load_220359585 |  | node_1283864_877_15271971_053 |  | AN | 0 | Residential | 9259.2+3944.403j | 0 | 0 | 0 | 0 | 0 | [24 empty] | 8102802 | no | no |  |  | no |  | 0 | 0 | 0 | 0 | 0 | 0 |  | 1 | 1 | 1 | 0 | 0 | 0
load_220359587 |  | node_1283687_886_15272466_97 |  | AN | 0 | Residential | 6624+2821.812j | 0 | 0 | 0 | 0 | 0 | [24 empty] | 8102802 | no | no |  |  | no |  | 0 | 0 | 0 | 0 | 0 | 0 |  | 1 | 1 | 1 | 0 | 0 | 0
load_220359588 |  | node_1283639_921_15272718_294 |  | AN | 0 | Residential | 14097.6+6005.552j | 0 | 0 | 0 | 0 | 0 | [24 empty] | 8102802 | no | no |  |  | no |  | 0 | 0 | 0 | 0 | 0 | 0 |  | 1 | 1 | 1 | 0 | 0 | 0
load_220359589 |  | node_1285919_997_15267788_456 |  | AN | 0 | Residential | 6739.2+2870.887j | 0 | 0 | 0 | 0 | 0 | [24 empty] | 8102802 | no | no |  |  | no |  | 0 | 0 | 0 | 0 | 0 | 0 |  | 1 | 1 | 1 | 0 | 0 | 0
load_220359590 |  | node_1285953_755_15267960_027 |  | AN | 0 | Residential | 3499.2+1490.653j | 0 | 0 | 0 | 0 | 0 | [24 empty] | 8102802 | no | no |  |  | no |  | 0 | 0 | 0 | 0 | 0 | 0 |  | 1 | 1 | 1 | 0 | 0 | 0
load_220359591 |  | node_1285386_388_15269520_431 |  | AN | 0 | Residential | 8136+3465.921j | 0 | 0 | 0 | 0 | 0 | [24 empty] | 8102802 | no | no |  |  | no |  | 0 | 0 | 0 | 0 | 0 | 0 |  | 1 | 1 | 1 | 0 | 0 | 0
load_220359592 |  | node_1276974_629_15276372_497 |  | AN | 0 | Residential | 79178.4+33729.857j | 0 | 0 | 0 | 0 | 0 | [24 empty] | 8102802 | no | no |  |  | no |  | 0 | 0 | 0 | 0 | 0 | 0 |  | 1 | 1 | 1 | 0 | 0 | 0
load_220359599 |  | node_1259809_627_15265894_741 |  | AN | 0 | Residential | 6876+2929.164j | 0 | 0 | 0 | 0 | 0 | [24 empty] | 8102802 | no | no |  |  | no |  | 0 | 0 | 0 | 0 | 0 | 0 |  | 1 | 1 | 1 | 0 | 0 | 0
load_220359600 |  | node_1259784_66_15265624_563 |  | AN | 0 | Residential | 4557.6+1941.529j | 0 | 0 | 0 | 0 | 0 | [24 empty] | 8102802 | no | no |  |  | no |  | 0 | 0 | 0 | 0 | 0 | 0 |  | 1 | 1 | 1 | 0 | 0 | 0
load_220359604 |  | node_1259917_224_15267644_046 |  | AN | 0 | Residential | 2916+1242.211j | 0 | 0 | 0 | 0 | 0 | [24 empty] | 8102802 | no | no |  |  | no |  | 0 | 0 | 0 | 0 | 0 | 0 |  | 1 | 1 | 1 | 0 | 0 | 0
load_220359610 |  | node_1276669_343_15275765_418 |  | AN | 0 | Residential | 43192.8+18400.056j | 0 | 0 | 0 | 0 | 0 | [24 empty] | 8102802 | no | no |  |  | no |  | 0 | 0 | 0 | 0 | 0 | 0 |  | 1 | 1 | 1 | 0 | 0 | 0
load_220359617 |  | node_1280486_458_15275591_617 |  | AN | 0 | Residential | 17236.8+7342.846j | 0 | 0 | 0 | 0 | 0 | [24 empty] | 8102802 | no | no |  |  | no |  | 0 | 0 | 0 | 0 | 0 | 0 |  | 1 | 1 | 1 | 0 | 0 | 0
load_220359618 |  | node_1280590_127_15278312_8 |  | AN | 0 | Residential | 2599.2+1107.255j | 0 | 0 | 0 | 0 | 0 | [24 empty] | 8102802 | no | no |  |  | no |  | 0 | 0 | 0 | 0 | 0 | 0 |  | 1 | 1 | 1 | 0 | 0 | 0
load_220359619 |  | node_1280889_454_15278284_134 |  | AN | 0 | Residential | 1202.4+512.22j | 0 | 0 | 0 | 0 | 0 | [24 empty] | 8102802 | no | no |  |  | no |  | 0 | 0 | 0 | 0 | 0 | 0 |  | 1 | 1 | 1 | 0 | 0 | 0
load_220359620 |  | node_1281174_764_15278336_393 |  | AN | 0 | Residential | 180+76.68j | 0 | 0 | 0 | 0 | 0 | [24 empty] | 8102802 | no | no |  |  | no |  | 0 | 0 | 0 | 0 | 0 | 0 |  | 1 | 1 | 1 | 0 | 0 | 0
load_220359621 |  | node_1281382_205_15278048_087 |  | AN | 0 | Residential | 4960.8+2113.292j | 0 | 0 | 0 | 0 | 0 | [24 empty] | 8102802 | no | no |  |  | no |  | 0 | 0 | 0 | 0 | 0 | 0 |  | 1 | 1 | 1 | 0 | 0 | 0
load_220359622 |  | node_1281658_481_15277855_886 |  | AN | 0 | Residential | 9201.6+3919.865j | 0 | 0 | 0 | 0 | 0 | [24 empty] | 8102802 | no | no |  |  | no |  | 0 | 0 | 0 | 0 | 0 | 0 |  | 1 | 1 | 1 | 0 | 0 | 0
load_220359623 |  | node_1281800_337_15277733_96 |  | AN | 0 | Other | 0 | 0 | 0 | 0 | 0 | 0 | [24 empty] | 8102802 | no | no |  |  | no |  | 0 | 0 | 0 | 0 | 0 | 0 |  | 1 | 1 | 1 | 0 | 0 | 0
load_220359624 |  | node_1279723_84_15278454_227 |  | AN | 0 | NonResidential | 1080+460.078j | 0 | 0 | 0 | 0 | 0 | [24 empty] | 8102802 | no | no |  |  | no |  | 0 | 0 | 0 | 0 | 0 | 0 |  | 1 | 1 | 1 | 0 | 0 | 0
load_220359628 |  | node_1266436_739_15260550_689 |  | AN | 0 | Residential | 3700.8+1576.534j | 0 | 0 | 0 | 0 | 0 | [24 empty] | 8102802 | no | no |  |  | no |  | 0 | 0 | 0 | 0 | 0 | 0 |  | 1 | 1 | 1 | 0 | 0 | 0
load_220359629 |  | node_1266319_754_15260314_258 |  | AN | 0 | Residential | 10245.6+4364.607j | 0 | 0 | 0 | 0 | 0 | [24 empty] | 8102802 | no | no |  |  | no |  | 0 | 0 | 0 | 0 | 0 | 0 |  | 1 | 1 | 1 | 0 | 0 | 0
load_220359630 |  | node_1266022_63_15259926_29 |  | AN | 0 | Residential | 1497.6+637.975j | 0 | 0 | 0 | 0 | 0 | [24 empty] | 8102802 | no | no |  |  | no |  | 0 | 0 | 0 | 0 | 0 | 0 |  | 1 | 1 | 1 | 0 | 0 | 0
load_220359631 |  | node_1265780_61_15259626_956 |  | AN | 0 | Residential | 24688.8+10517.385j | 0 | 0 | 0 | 0 | 0 | [24 empty] | 8102802 | no | no |  |  | no |  | 0 | 0 | 0 | 0 | 0 | 0 |  | 1 | 1 | 1 | 0 | 0 | 0
load_220359632 |  | node_1266313_364_15259096_723 |  | AN | 0 | Residential | 50.4+21.47j | 0 | 0 | 0 | 0 | 0 | [24 empty] | 8102802 | no | no |  |  | no |  | 0 | 0 | 0 | 0 | 0 | 0 |  | 1 | 1 | 1 | 0 | 0 | 0
load_220359633 |  | node_1279551_496_15267244_605 |  | AN | 0 | Residential | 18756+7990.023j | 0 | 0 | 0 | 0 | 0 | [24 empty] | 8102802 | no | no |  |  | no |  | 0 | 0 | 0 | 0 | 0 | 0 |  | 1 | 1 | 1 | 0 | 0 | 0
load_220359634 |  | node_1279049_987_15264278_153 |  | AN | 0 | Residential | 4168.8+1775.901j | 0 | 0 | 0 | 0 | 0 | [24 empty] | 8102802 | no | no |  |  | no |  | 0 | 0 | 0 | 0 | 0 | 0 |  | 1 | 1 | 1 | 0 | 0 | 0
load_220359635 |  | node_1279390_089_15266985_318 |  | AN | 0 | Residential | 14407.2+6137.441j | 0 | 0 | 0 | 0 | 0 | [24 empty] | 8102802 | no | no |  |  | no |  | 0 | 0 | 0 | 0 | 0 | 0 |  | 1 | 1 | 1 | 0 | 0 | 0
load_220359636 |  | node_1279175_001_15265082_346 |  | AN | 0 | Residential | 14061.6+5990.217j | 0 | 0 | 0 | 0 | 0 | [24 empty] | 8102802 | no | no |  |  | no |  | 0 | 0 | 0 | 0 | 0 | 0 |  | 1 | 1 | 1 | 0 | 0 | 0
load_220359638 |  | node_1255476_956_15266245_305 |  | AN | 0 | NonResidential | 13000+5537.977j | 0 | 0 | 0 | 0 | 0 | [24 empty] | 8102802 | no | no |  |  | no |  | 0 | 0 | 0 | 0 | 0 | 0 |  | 1 | 1 | 1 | 0 | 0 | 0
load_220359640 |  | node_1264276_855_15261491_952 |  | AN | 0 | Residential | 3672+1564.265j | 0 | 0 | 0 | 0 | 0 | [24 empty] | 8102802 | no | no |  |  | no |  | 0 | 0 | 0 | 0 | 0 | 0 |  | 1 | 1 | 1 | 0 | 0 | 0
load_220359641 |  | node_1263929_683_15261036_921 |  | AN | 0 | Residential | 2217.6+944.694j | 0 | 0 | 0 | 0 | 0 | [24 empty] | 8102802 | no | no |  |  | no |  | 0 | 0 | 0 | 0 | 0 | 0 |  | 1 | 1 | 1 | 0 | 0 | 0
load_220359642 |  | node_1266593_126_15261173_695 |  | AN | 0 | Residential | 14248.8+6069.963j | 0 | 0 | 0 | 0 | 0 | [24 empty] | 8102802 | no | no |  |  | no |  | 0 | 0 | 0 | 0 | 0 | 0 |  | 1 | 1 | 1 | 0 | 0 | 0
load_220359643 |  | node_1266109_938_15261079_641 |  | AN | 0 | Residential | 7200+3067.187j | 0 | 0 | 0 | 0 | 0 | [24 empty] | 8102802 | no | no |  |  | no |  | 0 | 0 | 0 | 0 | 0 | 0 |  | 1 | 1 | 1 | 0 | 0 | 0
load_220359644 |  | node_1264505_806_15261461_619 |  | AN | 0 | Other | 0 | 0 | 0 | 0 | 0 | 0 | [24 empty] | 8102802 | no | no |  |  | no |  | 0 | 0 | 0 | 0 | 0 | 0 |  | 1 | 1 | 1 | 0 | 0 | 0
load_220359645 |  | node_1256596_331_15258178_894 |  | AN | 0 | Residential | 10029.6+4272.592j | 0 | 0 | 0 | 0 | 0 | [24 empty] | 8102802 | no | no |  |  | no |  | 0 | 0 | 0 | 0 | 0 | 0 |  | 1 | 1 | 1 | 0 | 0 | 0
load_220359646 |  | node_1255871_658_15258776_548 |  | AN | 0 | Residential | 4888.8+2082.62j | 0 | 0 | 0 | 0 | 0 | [24 empty] | 8102802 | no | no |  |  | no |  | 0 | 0 | 0 | 0 | 0 | 0 |  | 1 | 1 | 1 | 0 | 0 | 0
load_220359647 |  | node_1255500_558_15258272_535 |  | AN | 0 | Residential | 626.4+266.845j | 0 | 0 | 0 | 0 | 0 | [24 empty] | 8102802 | no | no |  |  | no |  | 0 | 0 | 0 | 0 | 0 | 0 |  | 1 | 1 | 1 | 0 | 0 | 0
load_220359648 |  | node_1258409_377_15260337_435 |  | AN | 0 | Residential | 6739.2+2870.887j | 0 | 0 | 0 | 0 | 0 | [24 empty] | 8102802 | no | no |  |  | no |  | 0 | 0 | 0 | 0 | 0 | 0 |  | 1 | 1 | 1 | 0 | 0 | 0
load_220359649 |  | node_1257907_296_15259419_419 |  | AN | 0 | Other | 0 | 0 | 0 | 0 | 0 | 0 | [24 empty] | 8102802 | no | no |  |  | no |  | 0 | 0 | 0 | 0 | 0 | 0 |  | 1 | 1 | 1 | 0 | 0 | 0
load_220359653 |  | node_1280435_262_15261700_844 |  | AN | 0 | Residential | 5486.4+2337.197j | 0 | 0 | 0 | 0 | 0 | [24 empty] | 8102802 | no | no |  |  | no |  | 0 | 0 | 0 | 0 | 0 | 0 |  | 1 | 1 | 1 | 0 | 0 | 0
load_220359654 |  | node_1280478_379_15261233_771 |  | AN | 0 | Residential | 2455.2+1045.911j | 0 | 0 | 0 | 0 | 0 | [24 empty] | 8102802 | no | no |  |  | no |  | 0 | 0 | 0 | 0 | 0 | 0 |  | 1 | 1 | 1 | 0 | 0 | 0
load_220359655 |  | node_1281522_724_15261047_307 |  | AN | 0 | Residential | 5515.2+2349.465j | 0 | 0 | 0 | 0 | 0 | [24 empty] | 8102802 | no | no |  |  | no |  | 0 | 0 | 0 | 0 | 0 | 0 |  | 1 | 1 | 1 | 0 | 0 | 0
load_220359668 |  | node_1249106_71_15258650_57 |  | AN | 0 | Other | 0 | 0 | 0 | 0 | 0 | 0 | [24 empty] | 8102802 | no | no |  |  | no |  | 0 | 0 | 0 | 0 | 0 | 0 |  | 1 | 1 | 1 | 0 | 0 | 0
load_220359669 |  | node_1248862_152_15258446_061 |  | AN | 0 | Residential | 12650.4+5389.048j | 0 | 0 | 0 | 0 | 0 | [24 empty] | 8102802 | no | no |  |  | no |  | 0 | 0 | 0 | 0 | 0 | 0 |  | 1 | 1 | 1 | 0 | 0 | 0
load_220359671 |  | node_1248164_058_15258016_709 |  | AN | 0 | Residential | 0 | 0 | 0 | 0 | 0 | 0 | [24 empty] | 8102802 | no | no |  |  | no |  | 0 | 0 | 0 | 0 | 0 | 0 |  | 1 | 1 | 1 | 0 | 0 | 0
load_220359672 |  | node_1251815_185_15259067_014 |  | AN | 0 | Residential | 5090.4+2168.501j | 0 | 0 | 0 | 0 | 0 | [24 empty] | 8102802 | no | no |  |  | no |  | 0 | 0 | 0 | 0 | 0 | 0 |  | 1 | 1 | 1 | 0 | 0 | 0
load_220359673 |  | node_1251464_375_15259082_669 |  | AN | 0 | Residential | 3261.6+1389.436j | 0 | 0 | 0 | 0 | 0 | [24 empty] | 8102802 | no | no |  |  | no |  | 0 | 0 | 0 | 0 | 0 | 0 |  | 1 | 1 | 1 | 0 | 0 | 0
load_220359674 |  | node_1250663_184_15259903_438 |  | AN | 0 | Residential | 705.6+300.584j | 0 | 0 | 0 | 0 | 0 | [24 empty] | 8102802 | no | no |  |  | no |  | 0 | 0 | 0 | 0 | 0 | 0 |  | 1 | 1 | 1 | 0 | 0 | 0
load_220359675 |  | node_1285597_472_15264199_575 |  | AN | 0 | Residential | 784.8+334.323j | 0 | 0 | 0 | 0 | 0 | [24 empty] | 8102802 | no | no |  |  | no |  | 0 | 0 | 0 | 0 | 0 | 0 |  | 1 | 1 | 1 | 0 | 0 | 0
load_220359676 |  | node_1285680_798_15263640_095 |  | AN | 0 | Residential | 5162.4+2199.173j | 0 | 0 | 0 | 0 | 0 | [24 empty] | 8102802 | no | no |  |  | no |  | 0 | 0 | 0 | 0 | 0 | 0 |  | 1 | 1 | 1 | 0 | 0 | 0
load_220359677 |  | node_1285746_624_15263435_906 |  | AN | 0 | Residential | 9468+4033.351j | 0 | 0 | 0 | 0 | 0 | [24 empty] | 8102802 | no | no |  |  | no |  | 0 | 0 | 0 | 0 | 0 | 0 |  | 1 | 1 | 1 | 0 | 0 | 0
load_220359678 |  | node_1285690_352_15263133_855 |  | AN | 0 | Residential | 4665.6+1987.537j | 0 | 0 | 0 | 0 | 0 | [24 empty] | 8102802 | no | no |  |  | no |  | 0 | 0 | 0 | 0 | 0 | 0 |  | 1 | 1 | 1 | 0 | 0 | 0
load_220359679 |  | node_1285764_851_15262922_875 |  | AN | 0 | Residential | 4356+1855.648j | 0 | 0 | 0 | 0 | 0 | [24 empty] | 8102802 | no | no |  |  | no |  | 0 | 0 | 0 | 0 | 0 | 0 |  | 1 | 1 | 1 | 0 | 0 | 0
load_220359680 |  | node_1285777_998_15262574_203 |  | AN | 0 | Residential | 13449.6+5729.506j | 0 | 0 | 0 | 0 | 0 | [24 empty] | 8102802 | no | no |  |  | no |  | 0 | 0 | 0 | 0 | 0 | 0 |  | 1 | 1 | 1 | 0 | 0 | 0
load_220359681 |  | node_1285695_215_15262338_576 |  | AN | 0 | Residential | 15703.2+6689.535j | 0 | 0 | 0 | 0 | 0 | [24 empty] | 8102802 | no | no |  |  | no |  | 0 | 0 | 0 | 0 | 0 | 0 |  | 1 | 1 | 1 | 0 | 0 | 0
load_220359682 |  | node_1285789_411_15262097_939 |  | AN | 0 | Residential | 5745.6+2447.615j | 0 | 0 | 0 | 0 | 0 | [24 empty] | 8102802 | no | no |  |  | no |  | 0 | 0 | 0 | 0 | 0 | 0 |  | 1 | 1 | 1 | 0 | 0 | 0
load_220359683 |  | node_1287192_683_15264418_662 |  | AN | 0 | Residential | 11289.6+4809.349j | 0 | 0 | 0 | 0 | 0 | [24 empty] | 8102802 | no | no |  |  | no |  | 0 | 0 | 0 | 0 | 0 | 0 |  | 1 | 1 | 1 | 0 | 0 | 0
load_220359684 |  | node_1287399_388_15264305_618 |  | AN | 0 | Residential | 4903.2+2088.754j | 0 | 0 | 0 | 0 | 0 | [24 empty] | 8102802 | no | no |  |  | no |  | 0 | 0 | 0 | 0 | 0 | 0 |  | 1 | 1 | 1 | 0 | 0 | 0
load_220359685 |  | node_1287600_333_15263739_801 |  | AN | 0 | Residential | 6789.6+2892.357j | 0 | 0 | 0 | 0 | 0 | [24 empty] | 8102802 | no | no |  |  | no |  | 0 | 0 | 0 | 0 | 0 | 0 |  | 1 | 1 | 1 | 0 | 0 | 0
load_220359686 |  | node_1287621_391_15264259_05 |  | AN | 0 | Residential | 9007.2+3837.051j | 0 | 0 | 0 | 0 | 0 | [24 empty] | 8102802 | no | no |  |  | no |  | 0 | 0 | 0 | 0 | 0 | 0 |  | 1 | 1 | 1 | 0 | 0 | 0
load_220359687 |  | node_1279045_258_15262757_192 |  | AN | 0 | Residential | 5983.2+2548.833j | 0 | 0 | 0 | 0 | 0 | [24 empty] | 8102802 | no | no |  |  | no |  | 0 | 0 | 0 | 0 | 0 | 0 |  | 1 | 1 | 1 | 0 | 0 | 0
load_220359688 |  | node_1258850_649_15265536_702 |  | AN | 0 | Residential | 2066.4+880.283j | 0 | 0 | 0 | 0 | 0 | [24 empty] | 8102802 | no | no |  |  | no |  | 0 | 0 | 0 | 0 | 0 | 0 |  | 1 | 1 | 1 | 0 | 0 | 0
load_220359689 |  | node_1258449_578_15265363_351 |  | AN | 0 | Residential | 13248+5643.624j | 0 | 0 | 0 | 0 | 0 | [24 empty] | 8102802 | no | no |  |  | no |  | 0 | 0 | 0 | 0 | 0 | 0 |  | 1 | 1 | 1 | 0 | 0 | 0
load_220359690 |  | node_1258921_354_15265092_16 |  | AN | 0 | Residential | 19447.2+8284.473j | 0 | 0 | 0 | 0 | 0 | [24 empty] | 8102802 | no | no |  |  | no |  | 0 | 0 | 0 | 0 | 0 | 0 |  | 1 | 1 | 1 | 0 | 0 | 0
load_220359691 |  | node_1257683_815_15265783_548 |  | AN | 0 | Residential | 4636.8+1975.269j | 0 | 0 | 0 | 0 | 0 | [24 empty] | 8102802 | no | no |  |  | no |  | 0 | 0 | 0 | 0 | 0 | 0 |  | 1 | 1 | 1 | 0 | 0 | 0
load_220359692 |  | node_1258294_16_15266034_498 |  | AN | 0 | Residential | 4089.6+1742.162j | 0 | 0 | 0 | 0 | 0 | [24 empty] | 8102802 | no | no |  |  | no |  | 0 | 0 | 0 | 0 | 0 | 0 |  | 1 | 1 | 1 | 0 | 0 | 0
load_220359700 |  | node_1252640_499_15263967_31 |  | AN | 0 | Residential | 856.8+364.995j | 0 | 0 | 0 | 0 | 0 | [24 empty] | 8102802 | no | no |  |  | no |  | 0 | 0 | 0 | 0 | 0 | 0 |  | 1 | 1 | 1 | 0 | 0 | 0
load_220359702 |  | node_1252990_493_15261213_479 |  | AN | 0 | Residential | 7200+3067.187j | 0 | 0 | 0 | 0 | 0 | [24 empty] | 8102802 | no | no |  |  | no |  | 0 | 0 | 0 | 0 | 0 | 0 |  | 1 | 1 | 1 | 0 | 0 | 0
load_220359703 |  | node_1253081_638_15261695_414 |  | AN | 0 | Residential | 9640.8+4106.964j | 0 | 0 | 0 | 0 | 0 | [24 empty] | 8102802 | no | no |  |  | no |  | 0 | 0 | 0 | 0 | 0 | 0 |  | 1 | 1 | 1 | 0 | 0 | 0
load_220359704 |  | node_1253279_774_15261125_228 |  | AN | 0 | Residential | 1735.2+739.192j | 0 | 0 | 0 | 0 | 0 | [24 empty] | 8102802 | no | no |  |  | no |  | 0 | 0 | 0 | 0 | 0 | 0 |  | 1 | 1 | 1 | 0 | 0 | 0
load_220359705 |  | node_1252982_843_15262359_063 |  | AN | 0 | Residential | 1699.2+723.856j | 0 | 0 | 0 | 0 | 0 | [24 empty] | 8102802 | no | no |  |  | no |  | 0 | 0 | 0 | 0 | 0 | 0 |  | 1 | 1 | 1 | 0 | 0 | 0
load_220359706 |  | node_1252991_383_15262744_836 |  | AN | 0 | Residential | 7444.8+3171.472j | 0 | 0 | 0 | 0 | 0 | [24 empty] | 8102802 | no | no |  |  | no |  | 0 | 0 | 0 | 0 | 0 | 0 |  | 1 | 1 | 1 | 0 | 0 | 0
load_220359707 |  | node_1292282_937_15265562_263 |  | AN | 0 | Residential | 3866.4+1647.08j | 0 | 0 | 0 | 0 | 0 | [24 empty] | 8102802 | no | no |  |  | no |  | 0 | 0 | 0 | 0 | 0 | 0 |  | 1 | 1 | 1 | 0 | 0 | 0
load_220359708 |  | node_1292497_424_15265565_18 |  | AN | 0 | Residential | 15890.4+6769.282j | 0 | 0 | 0 | 0 | 0 | [24 empty] | 8102802 | no | no |  |  | no |  | 0 | 0 | 0 | 0 | 0 | 0 |  | 1 | 1 | 1 | 0 | 0 | 0
load_220359709 |  | node_1293131_692_15265669_813 |  | AN | 0 | Residential | 4744.8+2021.276j | 0 | 0 | 0 | 0 | 0 | [24 empty] | 8102802 | no | no |  |  | no |  | 0 | 0 | 0 | 0 | 0 | 0 |  | 1 | 1 | 1 | 0 | 0 | 0
load_220359711 |  | node_1261184_184_15267568_285 |  | AN | 0 | Residential | 756+322.055j | 0 | 0 | 0 | 0 | 0 | [24 empty] | 8102802 | no | no |  |  | no |  | 0 | 0 | 0 | 0 | 0 | 0 |  | 1 | 1 | 1 | 0 | 0 | 0
load_220359712 |  | node_1261214_435_15267334_795 |  | AN | 0 | Residential | 8208+3496.593j | 0 | 0 | 0 | 0 | 0 | [24 empty] | 8102802 | no | no |  |  | no |  | 0 | 0 | 0 | 0 | 0 | 0 |  | 1 | 1 | 1 | 0 | 0 | 0
load_220359713 |  | node_1244138_394_15261368_822 |  | AN | 0 | Residential | 14990.4+6385.884j | 0 | 0 | 0 | 0 | 0 | [24 empty] | 8102802 | no | no |  |  | no |  | 0 | 0 | 0 | 0 | 0 | 0 |  | 1 | 1 | 1 | 0 | 0 | 0
load_220359714 |  | node_1244661_765_15261028_358 |  | AN | 0 | Residential | 2188.8+932.425j | 0 | 0 | 0 | 0 | 0 | [24 empty] | 8102802 | no | no |  |  | no |  | 0 | 0 | 0 | 0 | 0 | 0 |  | 1 | 1 | 1 | 0 | 0 | 0
load_220359715 |  | node_1244952_029_15260941_52 |  | AN | 0 | Residential | 20080.8+8554.385j | 0 | 0 | 0 | 0 | 0 | [24 empty] | 8102802 | no | no |  |  | no |  | 0 | 0 | 0 | 0 | 0 | 0 |  | 1 | 1 | 1 | 0 | 0 | 0
load_220359716 |  | node_1245518_977_15260904_305 |  | AN | 0 | Residential | 6638.4+2827.947j | 0 | 0 | 0 | 0 | 0 | [24 empty] | 8102802 | no | no |  |  | no |  | 0 | 0 | 0 | 0 | 0 | 0 |  | 1 | 1 | 1 | 0 | 0 | 0
load_220359717 |  | node_1288842_389_15264013_421 |  | AN | 0 | Residential | 23889.6+10176.927j | 0 | 0 | 0 | 0 | 0 | [24 empty] | 8102802 | no | no |  |  | no |  | 0 | 0 | 0 | 0 | 0 | 0 |  | 1 | 1 | 1 | 0 | 0 | 0
load_220359718 |  | node_1283777_47_15262982_827 |  | AN | 0 | Residential | 9208.8+3922.932j | 0 | 0 | 0 | 0 | 0 | [24 empty] | 8102802 | no | no |  |  | no |  | 0 | 0 | 0 | 0 | 0 | 0 |  | 1 | 1 | 1 | 0 | 0 | 0
load_220359719 |  | node_1263391_113_15262920_376 |  | AN | 0 | Residential | 5623.2+2395.473j | 0 | 0 | 0 | 0 | 0 | [24 empty] | 8102802 | no | no |  |  | no |  | 0 | 0 | 0 | 0 | 0 | 0 |  | 1 | 1 | 1 | 0 | 0 | 0
load_220359721 |  | node_1261016_182_15265821_13 |  | AN | 0 | NonResidential | 4500+1916.992j | 0 | 0 | 0 | 0 | 0 | [24 empty] | 8102802 | no | no |  |  | no |  | 0 | 0 | 0 | 0 | 0 | 0 |  | 1 | 1 | 1 | 0 | 0 | 0
load_220359722 |  | node_1261035_779_15265825_7 |  | AN | 0 | NonResidential | 4500+1916.992j | 0 | 0 | 0 | 0 | 0 | [24 empty] | 8102802 | no | no |  |  | no |  | 0 | 0 | 0 | 0 | 0 | 0 |  | 1 | 1 | 1 | 0 | 0 | 0
load_220359723 |  | node_1279777_334_15279767_242 |  | AN | 0 | NonResidential | 21362.4+9100.344j | 0 | 0 | 0 | 0 | 0 | [24 empty] | 8102802 | no | no |  |  | no |  | 0 | 0 | 0 | 0 | 0 | 0 |  | 1 | 1 | 1 | 0 | 0 | 0
load_220359724 |  | node_1279752_815_15279725_638 |  | BN | 0 | NonResidential | 0 | 21362.4+9100.344j | 0 | 0 | 0 | 0 | [24 empty] | 8102802 | no | no |  |  | no |  | 0 | 0 | 0 | 0 | 0 | 0 |  | 1 | 1 | 1 | 0 | 0 | 0
load_220359725 |  | node_1279767_101_15279744_299 |  | CN | 0 | NonResidential | 0 | 0 | 21362.4+9100.344j | 0 | 0 | 0 | [24 empty] | 8102802 | no | no |  |  | no |  | 0 | 0 | 0 | 0 | 0 | 0 |  | 1 | 1 | 1 | 0 | 0 | 0
load_220359726 |  | node_1269818_171_15265570_709 |  | ABCN | 0 | NonResidential | 0 | 0 | 0 | 0 | 0 | 0 | [24 empty] | 8102802 | no | no |  |  | no |  | 0 | 0 | 0 | 0 | 0 | 0 |  | 1 | 1 | 1 | 0 | 0 | 0
load_220359727 |  | node_1269069_384_15266653_975 |  | AN | 0 | NonResidential | 4500+1916.992j | 0 | 0 | 0 | 0 | 0 | [24 empty] | 8102802 | no | no |  |  | no |  | 0 | 0 | 0 | 0 | 0 | 0 |  | 1 | 1 | 1 | 0 | 0 | 0
load_220359728 |  | node_1269049_901_15266648_567 |  | AN | 0 | NonResidential | 4500+1916.992j | 0 | 0 | 0 | 0 | 0 | [24 empty] | 8102802 | no | no |  |  | no |  | 0 | 0 | 0 | 0 | 0 | 0 |  | 1 | 1 | 1 | 0 | 0 | 0
load_220359729 |  | node_1269044_593_15265621_403 |  | AN | 0 | NonResidential | 21.6+9.202j | 0 | 0 | 0 | 0 | 0 | [24 empty] | 8102802 | no | no |  |  | no |  | 0 | 0 | 0 | 0 | 0 | 0 |  | 1 | 1 | 1 | 0 | 0 | 0
load_220359730 |  | node_1269046_953_15265312_73 |  | AN | 0 | Residential | 91922.4+39158.778j | 0 | 0 | 0 | 0 | 0 | [24 empty] | 8102802 | no | no |  |  | no |  | 0 | 0 | 0 | 0 | 0 | 0 |  | 1 | 1 | 1 | 0 | 0 | 0
load_220359731 |  | node_1269065_793_15264930_083 |  | AN | 0 | Residential | 49629.6+21142.121j | 0 | 0 | 0 | 0 | 0 | [24 empty] | 8102802 | no | no |  |  | no |  | 0 | 0 | 0 | 0 | 0 | 0 |  | 1 | 1 | 1 | 0 | 0 | 0
load_220359732 |  | node_1269069_166_15264686_91 |  | AN | 0 | Residential | 70005.6+29822.261j | 0 | 0 | 0 | 0 | 0 | [24 empty] | 8102802 | no | no |  |  | no |  | 0 | 0 | 0 | 0 | 0 | 0 |  | 1 | 1 | 1 | 0 | 0 | 0
load_220359733 |  | node_1269152_855_15264041_302 |  | AN | 0 | Residential | 12700.8+5410.518j | 0 | 0 | 0 | 0 | 0 | [24 empty] | 8102802 | no | no |  |  | no |  | 0 | 0 | 0 | 0 | 0 | 0 |  | 1 | 1 | 1 | 0 | 0 | 0
load_220359734 |  | node_1268991_47_15266295_068 |  | AN | 0 | NonResidential | 13000+5537.977j | 0 | 0 | 0 | 0 | 0 | [24 empty] | 8102802 | no | no |  |  | no |  | 0 | 0 | 0 | 0 | 0 | 0 |  | 1 | 1 | 1 | 0 | 0 | 0
load_220359735 |  | node_1268992_43_15266242_297 |  | BN | 0 | NonResidential | 0 | 13000+5537.977j | 0 | 0 | 0 | 0 | [24 empty] | 8102802 | no | no |  |  | no |  | 0 | 0 | 0 | 0 | 0 | 0 |  | 1 | 1 | 1 | 0 | 0 | 0
load_220359737 |  | node_1269534_108_15264445_123 |  | AN | 0 | Residential | 65390.4+27856.194j | 0 | 0 | 0 | 0 | 0 | [24 empty] | 8102802 | no | no |  |  | no |  | 0 | 0 | 0 | 0 | 0 | 0 |  | 1 | 1 | 1 | 0 | 0 | 0
load_220359738 |  | node_1269770_805_15264448_331 |  | AN | 0 | Residential | 42933.6+18289.637j | 0 | 0 | 0 | 0 | 0 | [24 empty] | 8102802 | no | no |  |  | no |  | 0 | 0 | 0 | 0 | 0 | 0 |  | 1 | 1 | 1 | 0 | 0 | 0
load_220359739 |  | node_1270045_856_15264464_459 |  | AN | 0 | Residential | 44035.2+18758.917j | 0 | 0 | 0 | 0 | 0 | [24 empty] | 8102802 | no | no |  |  | no |  | 0 | 0 | 0 | 0 | 0 | 0 |  | 1 | 1 | 1 | 0 | 0 | 0
load_220359740 |  | node_1269433_773_15265737_16 |  | AN | 0 | NonResidential | 4000+1703.993j | 0 | 0 | 0 | 0 | 0 | [24 empty] | 8102802 | no | no |  |  | no |  | 0 | 0 | 0 | 0 | 0 | 0 |  | 1 | 1 | 1 | 0 | 0 | 0
load_220359741 |  | node_1269430_923_15265763_475 |  | BN | 0 | NonResidential | 0 | 4000+1703.993j | 0 | 0 | 0 | 0 | [24 empty] | 8102802 | no | no |  |  | no |  | 0 | 0 | 0 | 0 | 0 | 0 |  | 1 | 1 | 1 | 0 | 0 | 0
load_220359742 |  | node_1269433_258_15265789_948 |  | CN | 0 | NonResidential | 0 | 0 | 4000+1703.993j | 0 | 0 | 0 | [24 empty] | 8102802 | no | no |  |  | no |  | 0 | 0 | 0 | 0 | 0 | 0 |  | 1 | 1 | 1 | 0 | 0 | 0
load_220359743 |  | node_1269520_639_15265124_79 |  | AN | 0 | Residential | 106185.6+45234.876j | 0 | 0 | 0 | 0 | 0 | [24 empty] | 8102802 | no | no |  |  | no |  | 0 | 0 | 0 | 0 | 0 | 0 |  | 1 | 1 | 1 | 0 | 0 | 0
load_220359744 |  | node_1268938_692_15265706_05 |  | AN | 0 | Residential | 31212+13296.256j | 0 | 0 | 0 | 0 | 0 | [24 empty] | 8102802 | no | no |  |  | no |  | 0 | 0 | 0 | 0 | 0 | 0 |  | 1 | 1 | 1 | 0 | 0 | 0
load_220359745 |  | node_1268808_643_15265700_438 |  | AN | 0 | NonResidential | 1000+425.998j | 0 | 0 | 0 | 0 | 0 | [24 empty] | 8102802 | no | no |  |  | no |  | 0 | 0 | 0 | 0 | 0 | 0 |  | 1 | 1 | 1 | 0 | 0 | 0
load_220359746 |  | node_1268763_903_15264264_841 |  | AN | 0 | Residential | 50126.4+21353.757j | 0 | 0 | 0 | 0 | 0 | [24 empty] | 8102802 | no | no |  |  | no |  | 0 | 0 | 0 | 0 | 0 | 0 |  | 1 | 1 | 1 | 0 | 0 | 0
load_220359747 |  | node_1268626_807_15263762_438 |  | AN | 0 | Residential | 7430.4+3165.337j | 0 | 0 | 0 | 0 | 0 | [24 empty] | 8102802 | no | no |  |  | no |  | 0 | 0 | 0 | 0 | 0 | 0 |  | 1 | 1 | 1 | 0 | 0 | 0
load_220359758 |  | node_1268928_142_15263905_111 |  | AN | 0 | Residential | 3376.8+1438.511j | 0 | 0 | 0 | 0 | 0 | [24 empty] | 8102802 | no | no |  |  | no |  | 0 | 0 | 0 | 0 | 0 | 0 |  | 1 | 1 | 1 | 0 | 0 | 0
load_220359759 |  | node_1268309_878_15265699_39 |  | AN | 0 | Residential | 86004+36637.551j | 0 | 0 | 0 | 0 | 0 | [24 empty] | 8102802 | no | no |  |  | no |  | 0 | 0 | 0 | 0 | 0 | 0 |  | 1 | 1 | 1 | 0 | 0 | 0
load_220359760 |  | node_1268275_533_15265110_234 |  | AN | 0 | Residential | 9979.2+4251.121j | 0 | 0 | 0 | 0 | 0 | [24 empty] | 8102802 | no | no |  |  | no |  | 0 | 0 | 0 | 0 | 0 | 0 |  | 1 | 1 | 1 | 0 | 0 | 0
load_220359761 |  | node_1268252_54_15265152_805 |  | BN | 0 | Residential | 0 | 9979.2+4251.121j | 0 | 0 | 0 | 0 | [24 empty] | 8102802 | no | no |  |  | no |  | 0 | 0 | 0 | 0 | 0 | 0 |  | 1 | 1 | 1 | 0 | 0 | 0
load_220359762 |  | node_1268261_932_15265129_463 |  | CN | 0 | Residential | 0 | 0 | 9979.2+4251.121j | 0 | 0 | 0 | [24 empty] | 8102802 | no | no |  |  | no |  | 0 | 0 | 0 | 0 | 0 | 0 |  | 1 | 1 | 1 | 0 | 0 | 0
load_220359764 |  | node_1269248_864_15266071_005 |  | AN | 0 | NonResidential | 3000+1277.995j | 0 | 0 | 0 | 0 | 0 | [24 empty] | 8102802 | no | no |  |  | no |  | 0 | 0 | 0 | 0 | 0 | 0 |  | 1 | 1 | 1 | 0 | 0 | 0
load_220359765 |  | node_1268835_712_15266245_382 |  | AN | 0 | Residential | 5400+2300.39j | 0 | 0 | 0 | 0 | 0 | [24 empty] | 8102802 | no | no |  |  | no |  | 0 | 0 | 0 | 0 | 0 | 0 |  | 1 | 1 | 1 | 0 | 0 | 0
load_220359767 |  | node_1268545_641_15266227_071 |  | AN | 0 | NonResidential | 10000+4259.982j | 0 | 0 | 0 | 0 | 0 | [24 empty] | 8102802 | no | no |  |  | no |  | 0 | 0 | 0 | 0 | 0 | 0 |  | 1 | 1 | 1 | 0 | 0 | 0
load_220359768 |  | node_1268082_07_15266267_367 |  | AN | 0 | NonResidential | 1670.4+711.587j | 0 | 0 | 0 | 0 | 0 | [24 empty] | 8102802 | no | no |  |  | no |  | 0 | 0 | 0 | 0 | 0 | 0 |  | 1 | 1 | 1 | 0 | 0 | 0
load_220359769 |  | node_1268048_724_15266522_98 |  | AN | 0 | NonResidential | 5000+2129.991j | 0 | 0 | 0 | 0 | 0 | [24 empty] | 8102802 | no | no |  |  | no |  | 0 | 0 | 0 | 0 | 0 | 0 |  | 1 | 1 | 1 | 0 | 0 | 0
load_220359770 |  | node_1268033_382_15266539_69 |  | AN | 0 | NonResidential | 5000+2129.991j | 0 | 0 | 0 | 0 | 0 | [24 empty] | 8102802 | no | no |  |  | no |  | 0 | 0 | 0 | 0 | 0 | 0 |  | 1 | 1 | 1 | 0 | 0 | 0
load_220359771 |  | node_1267749_382_15266606_637 |  | AN | 0 | Residential | 3174000+1352118.338j | 0 | 0 | 0 | 0 | 0 | [24 empty] | 8102802 | no | no |  |  | no |  | 0 | 0 | 0 | 0 | 0 | 0 |  | 1 | 1 | 1 | 0 | 0 | 0
load_220359772 |  | node_1267713_922_15266629_142 |  | BN | 0 | Residential | 0 | 3174000+1352118.338j | 0 | 0 | 0 | 0 | [24 empty] | 8102802 | no | no |  |  | no |  | 0 | 0 | 0 | 0 | 0 | 0 |  | 1 | 1 | 1 | 0 | 0 | 0
load_220359773 |  | node_1267732_779_15266621_034 |  | CN | 0 | Residential | 0 | 0 | 3174000+1352118.338j | 0 | 0 | 0 | [24 empty] | 8102802 | no | no |  |  | no |  | 0 | 0 | 0 | 0 | 0 | 0 |  | 1 | 1 | 1 | 0 | 0 | 0
load_220359774 |  | node_1267377_153_15266498_489 |  | AN | 0 | Residential | 45727.2+19479.706j | 0 | 0 | 0 | 0 | 0 | [24 empty] | 8102802 | no | no |  |  | no |  | 0 | 0 | 0 | 0 | 0 | 0 |  | 1 | 1 | 1 | 0 | 0 | 0
load_220359776 |  | node_1266997_034_15266684_72 |  | AN | 0 | Residential | 17323.2+7379.652j | 0 | 0 | 0 | 0 | 0 | [24 empty] | 8102802 | no | no |  |  | no |  | 0 | 0 | 0 | 0 | 0 | 0 |  | 1 | 1 | 1 | 0 | 0 | 0
load_220359777 |  | node_1266715_89_15266821_384 |  | AN | 0 | NonResidential | 9151.2+3898.395j | 0 | 0 | 0 | 0 | 0 | [24 empty] | 8102802 | no | no |  |  | no |  | 0 | 0 | 0 | 0 | 0 | 0 |  | 1 | 1 | 1 | 0 | 0 | 0
load_220359778 |  | node_1266391_924_15266816_599 |  | AN | 0 | Residential | 27158.4+11569.43j | 0 | 0 | 0 | 0 | 0 | [24 empty] | 8102802 | no | no |  |  | no |  | 0 | 0 | 0 | 0 | 0 | 0 |  | 1 | 1 | 1 | 0 | 0 | 0
load_220359779 |  | node_1266134_121_15266875_597 |  | AN | 0 | Residential | 15228+6487.101j | 0 | 0 | 0 | 0 | 0 | [24 empty] | 8102802 | no | no |  |  | no |  | 0 | 0 | 0 | 0 | 0 | 0 |  | 1 | 1 | 1 | 0 | 0 | 0
load_220359781 |  | node_1269389_098_15265826_685 |  | AN | 0 | NonResidential | 0 | 0 | 0 | 0 | 0 | 0 | [24 empty] | 8102802 | no | no |  |  | no |  | 0 | 0 | 0 | 0 | 0 | 0 |  | 1 | 1 | 1 | 0 | 0 | 0
load_220359782 |  | node_1269408_532_15265832_416 |  | BN | 0 | NonResidential | 0 | 0 | 0 | 0 | 0 | 0 | [24 empty] | 8102802 | no | no |  |  | no |  | 0 | 0 | 0 | 0 | 0 | 0 |  | 1 | 1 | 1 | 0 | 0 | 0
load_220359783 |  | node_1269369_268_15265827_88 |  | CN | 0 | NonResidential | 0 | 0 | 0 | 0 | 0 | 0 | [24 empty] | 8102802 | no | no |  |  | no |  | 0 | 0 | 0 | 0 | 0 | 0 |  | 1 | 1 | 1 | 0 | 0 | 0
load_220359784 |  | node_1266788_255_15266377_106 |  | AN | 0 | Residential | 34876.8+14857.455j | 0 | 0 | 0 | 0 | 0 | [24 empty] | 8102802 | no | no |  |  | no |  | 0 | 0 | 0 | 0 | 0 | 0 |  | 1 | 1 | 1 | 0 | 0 | 0
load_220359785 |  | node_1266776_41_15265954_154 |  | AN | 0 | NonResidential | 5762.4+2454.772j | 0 | 0 | 0 | 0 | 0 | [24 empty] | 8102802 | no | no |  |  | no |  | 0 | 0 | 0 | 0 | 0 | 0 |  | 1 | 1 | 1 | 0 | 0 | 0
load_220359786 |  | node_1266774_077_15265980_568 |  | BN | 0 | NonResidential | 0 | 5762.4+2454.772j | 0 | 0 | 0 | 0 | [24 empty] | 8102802 | no | no |  |  | no |  | 0 | 0 | 0 | 0 | 0 | 0 |  | 1 | 1 | 1 | 0 | 0 | 0
load_220359787 |  | node_1266783_768_15265929_516 |  | CN | 0 | NonResidential | 0 | 0 | 5762.4+2454.772j | 0 | 0 | 0 | [24 empty] | 8102802 | no | no |  |  | no |  | 0 | 0 | 0 | 0 | 0 | 0 |  | 1 | 1 | 1 | 0 | 0 | 0
load_220359788 |  | node_1268845_483_15264906_69 |  | AN | 0 | Residential | 68256+29076.934j | 0 | 0 | 0 | 0 | 0 | [24 empty] | 8102802 | no | no |  |  | no |  | 0 | 0 | 0 | 0 | 0 | 0 |  | 1 | 1 | 1 | 0 | 0 | 0
load_220360297 |  | node_1294355_975_15260404_533 |  | AN | 0 | NonResidential | 0 | 0 | 0 | 0 | 0 | 0 | [24 empty] | 8102802 | no | no |  |  | no |  | 0 | 0 | 0 | 0 | 0 | 0 |  | 1 | 1 | 1 | 0 | 0 | 0
load_220360298 |  | node_1293855_927_15260181_185 |  | AN | 0 | NonResidential | 345.6+147.225j | 0 | 0 | 0 | 0 | 0 | [24 empty] | 8102802 | no | no |  |  | no |  | 0 | 0 | 0 | 0 | 0 | 0 |  | 1 | 1 | 1 | 0 | 0 | 0
load_220431763 |  | node_1289035_652_15260783_295 |  | AN | 0 | Residential | 2527.2+1076.583j | 0 | 0 | 0 | 0 | 0 | [24 empty] | 8102802 | no | no |  |  | no |  | 0 | 0 | 0 | 0 | 0 | 0 |  | 1 | 1 | 1 | 0 | 0 | 0
load_220431804 |  | node_1290431_796_15260775_95 |  | AN | 0 | Residential | 3391.2+1444.645j | 0 | 0 | 0 | 0 | 0 | [24 empty] | 8102802 | no | no |  |  | no |  | 0 | 0 | 0 | 0 | 0 | 0 |  | 1 | 1 | 1 | 0 | 0 | 0
load_220431913 |  | node_1255574_404_15267572_018 |  | AN | 0 | Other | 0 | 0 | 0 | 0 | 0 | 0 | [24 empty] | 8102802 | no | no |  |  | no |  | 0 | 0 | 0 | 0 | 0 | 0 |  | 1 | 1 | 1 | 0 | 0 | 0
load_220431914 |  | node_1255589_925_15267588_833 |  | BN | 0 | Other | 0 | 0 | 0 | 0 | 0 | 0 | [24 empty] | 8102802 | no | no |  |  | no |  | 0 | 0 | 0 | 0 | 0 | 0 |  | 1 | 1 | 1 | 0 | 0 | 0
load_220431915 |  | node_1255601_712_15267610_419 |  | CN | 0 | Other | 0 | 0 | 0 | 0 | 0 | 0 | [24 empty] | 8102802 | no | no |  |  | no |  | 0 | 0 | 0 | 0 | 0 | 0 |  | 1 | 1 | 1 | 0 | 0 | 0
load_220432262 |  | node_1259483_986_15267556_636 |  | AN | 0 | Residential | 115.2+49.075j | 0 | 0 | 0 | 0 | 0 | [24 empty] | 8102802 | no | no |  |  | no |  | 0 | 0 | 0 | 0 | 0 | 0 |  | 1 | 1 | 1 | 0 | 0 | 0
load_220432780 |  | node_1294114_343_15268072_251 |  | AN | 0 | NonResidential | 1058.4+450.877j | 0 | 0 | 0 | 0 | 0 | [24 empty] | 8102802 | no | no |  |  | no |  | 0 | 0 | 0 | 0 | 0 | 0 |  | 1 | 1 | 1 | 0 | 0 | 0
load_220433338 |  | node_1256674_803_15265093_839 |  | AN | 0 | Residential | 6775.2+2886.223j | 0 | 0 | 0 | 0 | 0 | [24 empty] | 8102802 | no | no |  |  | no |  | 0 | 0 | 0 | 0 | 0 | 0 |  | 1 | 1 | 1 | 0 | 0 | 0
load_220434452 |  | node_1282238_877_15280451_059 |  | ABCN | 0 | NonResidential | 250666.667+106783.553j | 250666.667+106783.553j | 250666.667+106783.553j | 0 | 0 | 0 | [24 empty] | 8102802 | no | no |  |  | no |  | 0 | 0 | 0 | 0 | 0 | 0 |  | 1 | 1 | 1 | 0 | 0 | 0
load_220461611 |  | node_1255772_45_15266171_094 |  | AN | 0 | NonResidential | 5000+2129.991j | 0 | 0 | 0 | 0 | 0 | [24 empty] | 8102802 | no | no |  |  | no |  | 0 | 0 | 0 | 0 | 0 | 0 |  | 1 | 1 | 1 | 0 | 0 | 0
load_220467361 |  | node_1263546_607_15264622_402 |  | AN | 0 | Residential | 4608+1963j | 0 | 0 | 0 | 0 | 0 | [24 empty] | 8102802 | no | no |  |  | no |  | 0 | 0 | 0 | 0 | 0 | 0 |  | 1 | 1 | 1 | 0 | 0 | 0
load_220472583 |  | node_1268989_359_15266268_565 |  | CN | 0 | Residential | 0 | 0 | 7900.8+3365.727j | 0 | 0 | 0 | [24 empty] | 8102802 | no | no |  |  | no |  | 0 | 0 | 0 | 0 | 0 | 0 |  | 1 | 1 | 1 | 0 | 0 | 0
load_220472613 |  | node_1266900_642_15265744_136 |  | AN | 0 | Other | 0 | 0 | 0 | 0 | 0 | 0 | [24 empty] | 8102802 | no | no |  |  | no |  | 0 | 0 | 0 | 0 | 0 | 0 |  | 1 | 1 | 1 | 0 | 0 | 0
load_220474032 |  | node_1263302_481_15267187_823 |  | AN | 0 | NonResidential | 9666.667+4117.983j | 0 | 0 | 0 | 0 | 0 | [24 empty] | 8102802 | no | no |  |  | no |  | 0 | 0 | 0 | 0 | 0 | 0 |  | 1 | 1 | 1 | 0 | 0 | 0
load_220474784 |  | node_1268815_945_15266247_679 |  | AN | 0 | NonResidential | 1378.8+587.366j | 0 | 0 | 0 | 0 | 0 | [24 empty] | 8102802 | no | no |  |  | no |  | 0 | 0 | 0 | 0 | 0 | 0 |  | 1 | 1 | 1 | 0 | 0 | 0
load_220479225 |  | node_1260003_904_15267140_961 |  | AN | 0 | NonResidential | 669.6+285.248j | 0 | 0 | 0 | 0 | 0 | [24 empty] | 8102802 | no | no |  |  | no |  | 0 | 0 | 0 | 0 | 0 | 0 |  | 1 | 1 | 1 | 0 | 0 | 0
load_220479228 |  | node_1259899_208_15267414_089 |  | AN | 0 | Residential | 24156+10290.413j | 0 | 0 | 0 | 0 | 0 | [24 empty] | 8102802 | no | no |  |  | no |  | 0 | 0 | 0 | 0 | 0 | 0 |  | 1 | 1 | 1 | 0 | 0 | 0
load_220479230 |  | node_1259288_088_15267135_956 |  | AN | 0 | Residential | 3535.2+1505.989j | 0 | 0 | 0 | 0 | 0 | [24 empty] | 8102802 | no | no |  |  | no |  | 0 | 0 | 0 | 0 | 0 | 0 |  | 1 | 1 | 1 | 0 | 0 | 0
load_220479231 |  | node_1259994_463_15267025_258 |  | AN | 0 | Residential | 4629.6+1972.201j | 0 | 0 | 0 | 0 | 0 | [24 empty] | 8102802 | no | no |  |  | no |  | 0 | 0 | 0 | 0 | 0 | 0 |  | 1 | 1 | 1 | 0 | 0 | 0
load_220479232 |  | node_1259726_012_15268653_387 |  | AN | 0 | Other | 0 | 0 | 0 | 0 | 0 | 0 | [24 empty] | 8102802 | no | no |  |  | no |  | 0 | 0 | 0 | 0 | 0 | 0 |  | 1 | 1 | 1 | 0 | 0 | 0
load_220479233 |  | node_1260024_673_15267876_612 |  | AN | 0 | Other | 0 | 0 | 0 | 0 | 0 | 0 | [24 empty] | 8102802 | no | no |  |  | no |  | 0 | 0 | 0 | 0 | 0 | 0 |  | 1 | 1 | 1 | 0 | 0 | 0
load_220479234 |  | node_1260188_952_15265658_339 |  | AN | 0 | Residential | 4816.8+2051.948j | 0 | 0 | 0 | 0 | 0 | [24 empty] | 8102802 | no | no |  |  | no |  | 0 | 0 | 0 | 0 | 0 | 0 |  | 1 | 1 | 1 | 0 | 0 | 0
load_220479236 |  | node_1260698_83_15265976_304 |  | AN | 0 | Residential | 8877.6+3781.842j | 0 | 0 | 0 | 0 | 0 | [24 empty] | 8102802 | no | no |  |  | no |  | 0 | 0 | 0 | 0 | 0 | 0 |  | 1 | 1 | 1 | 0 | 0 | 0
load_220479239 |  | node_1258042_879_15268613_183 |  | AN | 0 | Residential | 1353.6+576.631j | 0 | 0 | 0 | 0 | 0 | [24 empty] | 8102802 | no | no |  |  | no |  | 0 | 0 | 0 | 0 | 0 | 0 |  | 1 | 1 | 1 | 0 | 0 | 0
load_220479242 |  | node_1261415_72_15268269_587 |  | AN | 0 | Residential | 9662.4+4116.165j | 0 | 0 | 0 | 0 | 0 | [24 empty] | 8102802 | no | no |  |  | no |  | 0 | 0 | 0 | 0 | 0 | 0 |  | 1 | 1 | 1 | 0 | 0 | 0
load_220479243 |  | node_1259478_569_15266903_745 |  | AN | 0 | NonResidential | 0 | 0 | 0 | 0 | 0 | 0 | [24 empty] | 8102802 | no | no |  |  | no |  | 0 | 0 | 0 | 0 | 0 | 0 |  | 1 | 1 | 1 | 0 | 0 | 0
load_220499103 |  | node_1289604_478_15258103_944 |  | AN | 0 | Residential | 2980.8+1269.815j | 0 | 0 | 0 | 0 | 0 | [24 empty] | 8102802 | no | no |  |  | no |  | 0 | 0 | 0 | 0 | 0 | 0 |  | 1 | 1 | 1 | 0 | 0 | 0
load_220499107 |  | node_1261055_234_15268301_176 |  | AN | 0 | Residential | 0 | 0 | 0 | 0 | 0 | 0 | [24 empty] | 8102802 | no | no |  |  | no |  | 0 | 0 | 0 | 0 | 0 | 0 |  | 1 | 1 | 1 | 0 | 0 | 0
load_220499323 |  | node_1260150_031_15266781_559 |  | AN | 0 | NonResidential | 7000+2981.988j | 0 | 0 | 0 | 0 | 0 | [24 empty] | 8102802 | no | no |  |  | no |  | 0 | 0 | 0 | 0 | 0 | 0 |  | 1 | 1 | 1 | 0 | 0 | 0
load_220499324 |  | node_1260135_679_15266799_775 |  | AN | 0 | NonResidential | 7000+2981.988j | 0 | 0 | 0 | 0 | 0 | [24 empty] | 8102802 | no | no |  |  | no |  | 0 | 0 | 0 | 0 | 0 | 0 |  | 1 | 1 | 1 | 0 | 0 | 0
load_220499325 |  | node_1257347_038_15268609_947 |  | AN | 0 | Residential | 720+306.719j | 0 | 0 | 0 | 0 | 0 | [24 empty] | 8102802 | no | no |  |  | no |  | 0 | 0 | 0 | 0 | 0 | 0 |  | 1 | 1 | 1 | 0 | 0 | 0
load_220499326 |  | node_1259389_183_15268743_931 |  | AN | 0 | Other | 0 | 0 | 0 | 0 | 0 | 0 | [24 empty] | 8102802 | no | no |  |  | no |  | 0 | 0 | 0 | 0 | 0 | 0 |  | 1 | 1 | 1 | 0 | 0 | 0
load_220505565 |  | node_1248905_766_15258871_25 |  | AN | 0 | Other | 0 | 0 | 0 | 0 | 0 | 0 | [24 empty] | 8102802 | no | no |  |  | no |  | 0 | 0 | 0 | 0 | 0 | 0 |  | 1 | 1 | 1 | 0 | 0 | 0
load_220514036 |  | node_1284493_628_15271700_898 |  | AN | 0 | Residential | 4608+1963j | 0 | 0 | 0 | 0 | 0 | [24 empty] | 8102802 | no | no |  |  | no |  | 0 | 0 | 0 | 0 | 0 | 0 |  | 1 | 1 | 1 | 0 | 0 | 0
load_220521343 |  | node_1263661_152_15267639_962 |  | AN | 0 | NonResidential | 0 | 0 | 0 | 0 | 0 | 0 | [24 empty] | 8102802 | no | no |  |  | no |  | 0 | 0 | 0 | 0 | 0 | 0 |  | 1 | 1 | 1 | 0 | 0 | 0
load_220521389 |  | node_1277397_651_15278539_701 |  | AN | 0 | Residential | 2829.6+1205.405j | 0 | 0 | 0 | 0 | 0 | [24 empty] | 8102802 | no | no |  |  | no |  | 0 | 0 | 0 | 0 | 0 | 0 |  | 1 | 1 | 1 | 0 | 0 | 0
load_220521445 |  | node_1283404_966_15273867_262 |  | AN | 0 | Residential | 4600.8+1959.933j | 0 | 0 | 0 | 0 | 0 | [24 empty] | 8102802 | no | no |  |  | no |  | 0 | 0 | 0 | 0 | 0 | 0 |  | 1 | 1 | 1 | 0 | 0 | 0
load_220525736 |  | node_1282815_648_15274753_564 |  | AN | 0 | Other | 0 | 0 | 0 | 0 | 0 | 0 | [24 empty] | 8102802 | no | no |  |  | no |  | 0 | 0 | 0 | 0 | 0 | 0 |  | 1 | 1 | 1 | 0 | 0 | 0
load_220527069 |  | node_1251083_181_15264156_429 |  | AN | 0 | NonResidential | 16000+6815.971j | 0 | 0 | 0 | 0 | 0 | [24 empty] | 8102802 | no | no |  |  | no |  | 0 | 0 | 0 | 0 | 0 | 0 |  | 1 | 1 | 1 | 0 | 0 | 0
load_220527092 |  | node_1281057_386_15268029_687 |  | AN | 0 | NonResidential | 3636+1548.93j | 0 | 0 | 0 | 0 | 0 | [24 empty] | 8102802 | no | no |  |  | no |  | 0 | 0 | 0 | 0 | 0 | 0 |  | 1 | 1 | 1 | 0 | 0 | 0
load_220527291 |  | node_1267241_021_15266556_562 |  | AN | 0 | Residential | 51933.6+22123.621j | 0 | 0 | 0 | 0 | 0 | [24 empty] | 8102802 | no | no |  |  | no |  | 0 | 0 | 0 | 0 | 0 | 0 |  | 1 | 1 | 1 | 0 | 0 | 0
load_220529851 |  | node_1251927_123_15262646_811 |  | AN | 0 | Residential | 10310.4+4392.212j | 0 | 0 | 0 | 0 | 0 | [24 empty] | 8102802 | no | no |  |  | no |  | 0 | 0 | 0 | 0 | 0 | 0 |  | 1 | 1 | 1 | 0 | 0 | 0
load_220530175 |  | node_1282094_833_15268017_327 |  | AN | 0 | Residential | 3837.6+1634.811j | 0 | 0 | 0 | 0 | 0 | [24 empty] | 8102802 | no | no |  |  | no |  | 0 | 0 | 0 | 0 | 0 | 0 |  | 1 | 1 | 1 | 0 | 0 | 0
load_220530482 |  | node_1291380_623_15264360_008 |  | AN | 0 | Residential | 4428+1886.32j | 0 | 0 | 0 | 0 | 0 | [24 empty] | 8102802 | no | no |  |  | no |  | 0 | 0 | 0 | 0 | 0 | 0 |  | 1 | 1 | 1 | 0 | 0 | 0
load_220534960 |  | node_1281670_538_15278467_746 |  | AN | 0 | NonResidential | 11000+4685.98j | 0 | 0 | 0 | 0 | 0 | [24 empty] | 8102802 | no | no |  |  | no |  | 0 | 0 | 0 | 0 | 0 | 0 |  | 1 | 1 | 1 | 0 | 0 | 0
load_220535629 |  | node_1283140_631_15281900_033 |  | AN | 0 | Other | 0 | 0 | 0 | 0 | 0 | 0 | [24 empty] | 8102802 | no | no |  |  | no |  | 0 | 0 | 0 | 0 | 0 | 0 |  | 1 | 1 | 1 | 0 | 0 | 0
load_220542263 |  | node_1261179_614_15268275_708 |  | AN | 0 | NonResidential | 223.2+95.083j | 0 | 0 | 0 | 0 | 0 | [24 empty] | 8102802 | no | no |  |  | no |  | 0 | 0 | 0 | 0 | 0 | 0 |  | 1 | 1 | 1 | 0 | 0 | 0
load_220543031 |  | node_1277202_44_15278339_225 |  | AN | 0 | Residential | 12693.6+5407.451j | 0 | 0 | 0 | 0 | 0 | [24 empty] | 8102802 | no | no |  |  | no |  | 0 | 0 | 0 | 0 | 0 | 0 |  | 1 | 1 | 1 | 0 | 0 | 0
load_220543719 |  | node_1272164_585_15259854_185 |  | AN | 0 | Residential | 6084+2591.773j | 0 | 0 | 0 | 0 | 0 | [24 empty] | 8102802 | no | no |  |  | no |  | 0 | 0 | 0 | 0 | 0 | 0 |  | 1 | 1 | 1 | 0 | 0 | 0
load_220544127 |  | node_1291760_769_15258037_928 |  | AN | 0 | Residential | 1015.2+432.473j | 0 | 0 | 0 | 0 | 0 | [24 empty] | 8102802 | no | no |  |  | no |  | 0 | 0 | 0 | 0 | 0 | 0 |  | 1 | 1 | 1 | 0 | 0 | 0
load_220544128 |  | node_1291985_628_15258589_719 |  | AN | 0 | Residential | 11786.4+5020.985j | 0 | 0 | 0 | 0 | 0 | [24 empty] | 8102802 | no | no |  |  | no |  | 0 | 0 | 0 | 0 | 0 | 0 |  | 1 | 1 | 1 | 0 | 0 | 0
load_220546917 |  | node_1282567_956_15275750_723 |  | AN | 0 | Residential | 12074.4+5143.673j | 0 | 0 | 0 | 0 | 0 | [24 empty] | 8102802 | no | no |  |  | no |  | 0 | 0 | 0 | 0 | 0 | 0 |  | 1 | 1 | 1 | 0 | 0 | 0
load_220549408 |  | node_1243707_511_15260920_513 |  | AN | 0 | Residential | 19548+8327.413j | 0 | 0 | 0 | 0 | 0 | [24 empty] | 8102802 | no | no |  |  | no |  | 0 | 0 | 0 | 0 | 0 | 0 |  | 1 | 1 | 1 | 0 | 0 | 0
load_220549612 |  | node_1280780_843_15269327_784 |  | AN | 0 | Residential | 3384+1441.578j | 0 | 0 | 0 | 0 | 0 | [24 empty] | 8102802 | no | no |  |  | no |  | 0 | 0 | 0 | 0 | 0 | 0 |  | 1 | 1 | 1 | 0 | 0 | 0
load_220551583 |  | node_1286845_22_15260497_041 |  | AN | 0 | Residential | 11404.8+4858.424j | 0 | 0 | 0 | 0 | 0 | [24 empty] | 8102802 | no | no |  |  | no |  | 0 | 0 | 0 | 0 | 0 | 0 |  | 1 | 1 | 1 | 0 | 0 | 0
load_220551782 |  | node_1246173_445_15269662_743 |  | AN | 0 | Residential | 42544.8+18124.009j | 0 | 0 | 0 | 0 | 0 | [24 empty] | 8102802 | no | no |  |  | no |  | 0 | 0 | 0 | 0 | 0 | 0 |  | 1 | 1 | 1 | 0 | 0 | 0
load_220563046 |  | node_1289664_474_15261232_667 |  | AN | 0 | Residential | 3477.6+1481.451j | 0 | 0 | 0 | 0 | 0 | [24 empty] | 8102802 | no | no |  |  | no |  | 0 | 0 | 0 | 0 | 0 | 0 |  | 1 | 1 | 1 | 0 | 0 | 0
load_220564998 |  | node_1292796_535_15259993_773 |  | AN | 0 | Residential | 15084+6425.757j | 0 | 0 | 0 | 0 | 0 | [24 empty] | 8102802 | no | no |  |  | no |  | 0 | 0 | 0 | 0 | 0 | 0 |  | 1 | 1 | 1 | 0 | 0 | 0
load_220566544 |  | node_1256304_324_15267128_93 |  | BN | 0 | Other | 0 | 0 | 0 | 0 | 0 | 0 | [24 empty] | 8102802 | no | no |  |  | no |  | 0 | 0 | 0 | 0 | 0 | 0 |  | 1 | 1 | 1 | 0 | 0 | 0
load_220566546 |  | node_1256063_303_15267136_543 |  | ABCN | 0 | Other | 0 | 0 | 0 | 0 | 0 | 0 | [24 empty] | 8102802 | no | no |  |  | no |  | 0 | 0 | 0 | 0 | 0 | 0 |  | 1 | 1 | 1 | 0 | 0 | 0
load_220566590 |  | node_1262145_056_15261746_763 |  | AN | 0 | Residential | 0 | 0 | 0 | 0 | 0 | 0 | [24 empty] | 8102802 | no | no |  |  | no |  | 0 | 0 | 0 | 0 | 0 | 0 |  | 1 | 1 | 1 | 0 | 0 | 0
load_220566848 |  | node_1254976_393_15268482_486 |  | AN | 0 | Other | 0 | 0 | 0 | 0 | 0 | 0 | [24 empty] | 8102802 | no | no |  |  | no |  | 0 | 0 | 0 | 0 | 0 | 0 |  | 1 | 1 | 1 | 0 | 0 | 0
load_220567732 |  | node_1259220_623_15265703_683 |  | AN | 0 | Residential | 3110.4+1325.025j | 0 | 0 | 0 | 0 | 0 | [24 empty] | 8102802 | no | no |  |  | no |  | 0 | 0 | 0 | 0 | 0 | 0 |  | 1 | 1 | 1 | 0 | 0 | 0
load_220567764 |  | node_1263299_962_15267240_482 |  | BN | 0 | NonResidential | 0 | 9666.667+4117.983j | 0 | 0 | 0 | 0 | [24 empty] | 8102802 | no | no |  |  | no |  | 0 | 0 | 0 | 0 | 0 | 0 |  | 1 | 1 | 1 | 0 | 0 | 0
load_220567765 |  | node_1263298_635_15267213_896 |  | CN | 0 | NonResidential | 0 | 0 | 9666.667+4117.983j | 0 | 0 | 0 | [24 empty] | 8102802 | no | no |  |  | no |  | 0 | 0 | 0 | 0 | 0 | 0 |  | 1 | 1 | 1 | 0 | 0 | 0
load_220567847 |  | node_1256807_207_15268507_95 |  | AN | 0 | Other | 0 | 0 | 0 | 0 | 0 | 0 | [24 empty] | 8102802 | no | no |  |  | no |  | 0 | 0 | 0 | 0 | 0 | 0 |  | 1 | 1 | 1 | 0 | 0 | 0
load_220568600 |  | node_1285608_781_15265116_478 |  | AN | 0 | Residential | 7869.6+3352.436j | 0 | 0 | 0 | 0 | 0 | [24 empty] | 8102802 | no | no |  |  | no |  | 0 | 0 | 0 | 0 | 0 | 0 |  | 1 | 1 | 1 | 0 | 0 | 0
load_220571473 |  | node_1277264_471_15268218_84 |  | AN | 0 | NonResidential | 0 | 0 | 0 | 0 | 0 | 0 | [24 empty] | 8102802 | no | no |  |  | no |  | 0 | 0 | 0 | 0 | 0 | 0 |  | 1 | 1 | 1 | 0 | 0 | 0
load_220575397 |  | node_1285921_644_15265106_338 |  | AN | 0 | Residential | 5904+2515.093j | 0 | 0 | 0 | 0 | 0 | [24 empty] | 8102802 | no | no |  |  | no |  | 0 | 0 | 0 | 0 | 0 | 0 |  | 1 | 1 | 1 | 0 | 0 | 0
load_220581469 |  | node_1274200_464_15271808_409 |  | AN | 0 | Other | 0 | 0 | 0 | 0 | 0 | 0 | [24 empty] | 8102802 | no | no |  |  | no |  | 0 | 0 | 0 | 0 | 0 | 0 |  | 1 | 1 | 1 | 0 | 0 | 0
load_220596454 |  | node_1270066_66_15266046_696 |  | AN | 0 | NonResidential | 0 | 0 | 0 | 0 | 0 | 0 | [24 empty] | 8102802 | no | no |  |  | no |  | 0 | 0 | 0 | 0 | 0 | 0 |  | 1 | 1 | 1 | 0 | 0 | 0
load_220596456 |  | node_1270106_017_15266048_923 |  | BN | 0 | NonResidential | 0 | 0 | 0 | 0 | 0 | 0 | [24 empty] | 8102802 | no | no |  |  | no |  | 0 | 0 | 0 | 0 | 0 | 0 |  | 1 | 1 | 1 | 0 | 0 | 0
load_220614838 |  | node_1252942_421_15260587_028 |  | AN | 0 | Residential | 2750.4+1171.665j | 0 | 0 | 0 | 0 | 0 | [24 empty] | 8102802 | no | no |  |  | no |  | 0 | 0 | 0 | 0 | 0 | 0 |  | 1 | 1 | 1 | 0 | 0 | 0
load_220614849 |  | node_1244300_773_15263250_283 |  | AN | 0 | Residential | 4838.4+2061.15j | 0 | 0 | 0 | 0 | 0 | [24 empty] | 8102802 | no | no |  |  | no |  | 0 | 0 | 0 | 0 | 0 | 0 |  | 1 | 1 | 1 | 0 | 0 | 0
load_220615519 |  | node_1257073_029_15266145_068 |  | AN | 0 | Residential | 7048.8+3002.776j | 0 | 0 | 0 | 0 | 0 | [24 empty] | 8102802 | no | no |  |  | no |  | 0 | 0 | 0 | 0 | 0 | 0 |  | 1 | 1 | 1 | 0 | 0 | 0
load_220618617 |  | node_1277918_28_15279505_229 |  | AN | 0 | Residential | 4852.8+2067.284j | 0 | 0 | 0 | 0 | 0 | [24 empty] | 8102802 | no | no |  |  | no |  | 0 | 0 | 0 | 0 | 0 | 0 |  | 1 | 1 | 1 | 0 | 0 | 0
load_220619784 |  | node_1273086_998_15258454_171 |  | AN | 0 | NonResidential | 1080+460.078j | 0 | 0 | 0 | 0 | 0 | [24 empty] | 8102802 | no | no |  |  | no |  | 0 | 0 | 0 | 0 | 0 | 0 |  | 1 | 1 | 1 | 0 | 0 | 0
load_220619785 |  | node_1273008_178_15258732_361 |  | AN | 0 | Residential | 4802.4+2045.814j | 0 | 0 | 0 | 0 | 0 | [24 empty] | 8102802 | no | no |  |  | no |  | 0 | 0 | 0 | 0 | 0 | 0 |  | 1 | 1 | 1 | 0 | 0 | 0
load_220619786 |  | node_1272944_078_15259206_157 |  | AN | 0 | Residential | 15048+6410.421j | 0 | 0 | 0 | 0 | 0 | [24 empty] | 8102802 | no | no |  |  | no |  | 0 | 0 | 0 | 0 | 0 | 0 |  | 1 | 1 | 1 | 0 | 0 | 0
load_220619788 |  | node_1273363_623_15257860_895 |  | AN | 0 | Residential | 28432.8+12112.322j | 0 | 0 | 0 | 0 | 0 | [24 empty] | 8102802 | no | no |  |  | no |  | 0 | 0 | 0 | 0 | 0 | 0 |  | 1 | 1 | 1 | 0 | 0 | 0
load_220619789 |  | node_1273050_626_15258221_978 |  | AN | 0 | Residential | 20246.4+8624.93j | 0 | 0 | 0 | 0 | 0 | [24 empty] | 8102802 | no | no |  |  | no |  | 0 | 0 | 0 | 0 | 0 | 0 |  | 1 | 1 | 1 | 0 | 0 | 0
load_220622972 |  | node_1255730_489_15264644_614 |  | AN | 0 | Residential | 11685.6+4978.045j | 0 | 0 | 0 | 0 | 0 | [24 empty] | 8102802 | no | no |  |  | no |  | 0 | 0 | 0 | 0 | 0 | 0 |  | 1 | 1 | 1 | 0 | 0 | 0
load_220623559 |  | node_1254746_519_15267752_803 |  | ABCN | 0 | NonResidential | 12000+5111.979j | 12000+5111.979j | 12000+5111.979j | 0 | 0 | 0 | [24 empty] | 8102802 | no | no |  |  | no |  | 0 | 0 | 0 | 0 | 0 | 0 |  | 1 | 1 | 1 | 0 | 0 | 0
load_220624512 |  | node_1273421_03_15257666_373 |  | AN | 0 | Other | 0 | 0 | 0 | 0 | 0 | 0 | [24 empty] | 8102802 | no | no |  |  | no |  | 0 | 0 | 0 | 0 | 0 | 0 |  | 1 | 1 | 1 | 0 | 0 | 0
load_220625758 |  | node_1272934_335_15258887_218 |  | AN | 0 | Other | 0 | 0 | 0 | 0 | 0 | 0 | [24 empty] | 8102802 | no | no |  |  | no |  | 0 | 0 | 0 | 0 | 0 | 0 |  | 1 | 1 | 1 | 0 | 0 | 0
load_220625855 |  | node_1277496_04_15278156_839 |  | AN | 0 | NonResidential | 7000+2981.988j | 0 | 0 | 0 | 0 | 0 | [24 empty] | 8102802 | no | no |  |  | no |  | 0 | 0 | 0 | 0 | 0 | 0 |  | 1 | 1 | 1 | 0 | 0 | 0
load_220627206 |  | node_1288957_015_15257766_842 |  | AN | 0 | Residential | 5176.8+2205.308j | 0 | 0 | 0 | 0 | 0 | [24 empty] | 8102802 | no | no |  |  | no |  | 0 | 0 | 0 | 0 | 0 | 0 |  | 1 | 1 | 1 | 0 | 0 | 0
load_220633319 |  | node_1255051_312_15267487_681 |  | ABCN | 0 | Other | 0 | 0 | 0 | 0 | 0 | 0 | [24 empty] | 8102802 | no | no |  |  | no |  | 0 | 0 | 0 | 0 | 0 | 0 |  | 1 | 1 | 1 | 0 | 0 | 0
load_220644218 |  | node_1259164_689_15267602_896 |  | AN | 0 | Residential | 1663.2+708.52j | 0 | 0 | 0 | 0 | 0 | [24 empty] | 8102802 | no | no |  |  | no |  | 0 | 0 | 0 | 0 | 0 | 0 |  | 1 | 1 | 1 | 0 | 0 | 0
load_220644714 |  | node_1292319_993_15267167_731 |  | AN | 0 | Residential | 6343.2+2702.192j | 0 | 0 | 0 | 0 | 0 | [24 empty] | 8102802 | no | no |  |  | no |  | 0 | 0 | 0 | 0 | 0 | 0 |  | 1 | 1 | 1 | 0 | 0 | 0
load_220646357 |  | node_1269698_588_15266048_484 |  | AN | 0 | Residential | 16077.6+6849.029j | 0 | 0 | 0 | 0 | 0 | [24 empty] | 8102802 | no | no |  |  | no |  | 0 | 0 | 0 | 0 | 0 | 0 |  | 1 | 1 | 1 | 0 | 0 | 0
load_220646630 |  | node_1265183_254_15266307_928 |  | AN | 0 | Residential | 5342.4+2275.853j | 0 | 0 | 0 | 0 | 0 | [24 empty] | 8102802 | no | no |  |  | no |  | 0 | 0 | 0 | 0 | 0 | 0 |  | 1 | 1 | 1 | 0 | 0 | 0
load_220646697 |  | node_1292314_684_15267394_121 |  | AN | 0 | Residential | 1886.4+803.603j | 0 | 0 | 0 | 0 | 0 | [24 empty] | 8102802 | no | no |  |  | no |  | 0 | 0 | 0 | 0 | 0 | 0 |  | 1 | 1 | 1 | 0 | 0 | 0
load_220647760 |  | node_1257358_753_15261479_268 |  | AN | 0 | Other | 0 | 0 | 0 | 0 | 0 | 0 | [24 empty] | 8102802 | no | no |  |  | no |  | 0 | 0 | 0 | 0 | 0 | 0 |  | 1 | 1 | 1 | 0 | 0 | 0
load_220648415 |  | node_1277611_753_15266411_888 |  | AN | 0 | Residential | 17445.6+7431.794j | 0 | 0 | 0 | 0 | 0 | [24 empty] | 8102802 | no | no |  |  | no |  | 0 | 0 | 0 | 0 | 0 | 0 |  | 1 | 1 | 1 | 0 | 0 | 0
load_220650066 |  | node_1249364_806_15261893_134 |  | AN | 0 | Residential | 3240+1380.234j | 0 | 0 | 0 | 0 | 0 | [24 empty] | 8102802 | no | no |  |  | no |  | 0 | 0 | 0 | 0 | 0 | 0 |  | 1 | 1 | 1 | 0 | 0 | 0
load_220651529 |  | node_1259443_488_15266744_623 |  | AN | 0 | Other | 0 | 0 | 0 | 0 | 0 | 0 | [24 empty] | 8102802 | no | no |  |  | no |  | 0 | 0 | 0 | 0 | 0 | 0 |  | 1 | 1 | 1 | 0 | 0 | 0
load_220651873 |  | node_1281483_884_15280915_113 |  | AN | 0 | Other | 0 | 0 | 0 | 0 | 0 | 0 | [24 empty] | 8102802 | no | no |  |  | no |  | 0 | 0 | 0 | 0 | 0 | 0 |  | 1 | 1 | 1 | 0 | 0 | 0
load_220652315 |  | node_1256182_502_15267116_061 |  | AN | 0 | NonResidential | 1179000+502251.897j | 0 | 0 | 0 | 0 | 0 | [24 empty] | 8102802 | no | no |  |  | no |  | 0 | 0 | 0 | 0 | 0 | 0 |  | 1 | 1 | 1 | 0 | 0 | 0
load_220652409 |  | node_1278962_596_15263737_891 |  | AN | 0 | Residential | 3362.4+1432.376j | 0 | 0 | 0 | 0 | 0 | [24 empty] | 8102802 | no | no |  |  | no |  | 0 | 0 | 0 | 0 | 0 | 0 |  | 1 | 1 | 1 | 0 | 0 | 0
load_220652764 |  | node_1251294_738_15269647_007 |  | AN | 0 | NonResidential | 2368.8+1009.105j | 0 | 0 | 0 | 0 | 0 | [24 empty] | 8102802 | no | no |  |  | no |  | 0 | 0 | 0 | 0 | 0 | 0 |  | 1 | 1 | 1 | 0 | 0 | 0
load_220653363 |  | node_1243695_847_15261179_667 |  | AN | 0 | Residential | 2404.8+1024.441j | 0 | 0 | 0 | 0 | 0 | [24 empty] | 8102802 | no | no |  |  | no |  | 0 | 0 | 0 | 0 | 0 | 0 |  | 1 | 1 | 1 | 0 | 0 | 0
load_220653366 |  | node_1252781_36_15268855_562 |  | AN | 0 | Residential | 72+30.672j | 0 | 0 | 0 | 0 | 0 | [24 empty] | 8102802 | no | no |  |  | no |  | 0 | 0 | 0 | 0 | 0 | 0 |  | 1 | 1 | 1 | 0 | 0 | 0
load_310002011 |  | node_1283520_207_15282015_616 |  | AN | 0 | NonResidential | 1000+425.998j | 0 | 0 | 0 | 0 | 0 | [24 empty] | 8102802 | no | no |  |  | no |  | 0 | 0 | 0 | 0 | 0 | 0 |  | 1 | 1 | 1 | 0 | 0 | 0
load_310008638 |  | node_1287565_551_15263528_94 |  | AN | 0 | Other | 0 | 0 | 0 | 0 | 0 | 0 | [24 empty] | 8102802 | no | no |  |  | no |  | 0 | 0 | 0 | 0 | 0 | 0 |  | 1 | 1 | 1 | 0 | 0 | 0
load_310017262 |  | node_1269045_594_15265950_101 |  | AN | 0 | NonResidential | 24000+10223.957j | 0 | 0 | 0 | 0 | 0 | [24 empty] | 8102802 | no | no |  |  | no |  | 0 | 0 | 0 | 0 | 0 | 0 |  | 1 | 1 | 1 | 0 | 0 | 0
load_310039218 |  | node_1263056_842_15264640_62 |  | AN | 0 | Other | 0 | 0 | 0 | 0 | 0 | 0 | [24 empty] | 8102802 | no | no |  |  | no |  | 0 | 0 | 0 | 0 | 0 | 0 |  | 1 | 1 | 1 | 0 | 0 | 0
load_310039220 |  | node_1260106_143_15265433_135 |  | AN | 0 | Residential | 5349.6+2278.92j | 0 | 0 | 0 | 0 | 0 | [24 empty] | 8102802 | no | no |  |  | no |  | 0 | 0 | 0 | 0 | 0 | 0 |  | 1 | 1 | 1 | 0 | 0 | 0
load_310039385 |  | node_1267347_075_15259548_336 |  | AN | 0 | Residential | 3103.2+1321.958j | 0 | 0 | 0 | 0 | 0 | [24 empty] | 8102802 | no | no |  |  | no |  | 0 | 0 | 0 | 0 | 0 | 0 |  | 1 | 1 | 1 | 0 | 0 | 0
load_310050388 |  | node_1268138_825_15264100_189 |  | AN | 0 | NonResidential | 17666.667+7525.969j | 0 | 0 | 0 | 0 | 0 | [24 empty] | 8102802 | no | no |  |  | no |  | 0 | 0 | 0 | 0 | 0 | 0 |  | 1 | 1 | 1 | 0 | 0 | 0
load_310050390 |  | node_1268151_224_15264099_297 |  | BN | 0 | NonResidential | 0 | 17666.667+7525.969j | 0 | 0 | 0 | 0 | [24 empty] | 8102802 | no | no |  |  | no |  | 0 | 0 | 0 | 0 | 0 | 0 |  | 1 | 1 | 1 | 0 | 0 | 0
load_310050393 |  | node_1268165_175_15264098_38 |  | CN | 0 | NonResidential | 0 | 0 | 17666.667+7525.969j | 0 | 0 | 0 | [24 empty] | 8102802 | no | no |  |  | no |  | 0 | 0 | 0 | 0 | 0 | 0 |  | 1 | 1 | 1 | 0 | 0 | 0
load_310059794 |  | node_1283884_483_15281979_368 |  | ABCN | 0 | NonResidential | 52666.667+22435.906j | 52666.667+22435.906j | 52666.667+22435.906j | 0 | 0 | 0 | [24 empty] | 8102802 | no | no |  |  | no |  | 0 | 0 | 0 | 0 | 0 | 0 |  | 1 | 1 | 1 | 0 | 0 | 0
load_310059925 |  | node_1280005_456_15267985_115 |  | AN | 0 | Residential | 6840+2913.828j | 0 | 0 | 0 | 0 | 0 | [24 empty] | 8102802 | no | no |  |  | no |  | 0 | 0 | 0 | 0 | 0 | 0 |  | 1 | 1 | 1 | 0 | 0 | 0
load_310061538 |  | node_1276099_307_15257815_513 |  | AN | 0 | Residential | 8625.6+3674.49j | 0 | 0 | 0 | 0 | 0 | [24 empty] | 8102802 | no | no |  |  | no |  | 0 | 0 | 0 | 0 | 0 | 0 |  | 1 | 1 | 1 | 0 | 0 | 0
load_310061539 |  | node_1292844_9_15269153_317 |  | AN | 0 | Residential | 11952+5091.531j | 0 | 0 | 0 | 0 | 0 | [24 empty] | 8102802 | no | no |  |  | no |  | 0 | 0 | 0 | 0 | 0 | 0 |  | 1 | 1 | 1 | 0 | 0 | 0
load_310061752 |  | node_1259382_579_15265410_174 |  | AN | 0 | Residential | 8474.4+3610.079j | 0 | 0 | 0 | 0 | 0 | [24 empty] | 8102802 | no | no |  |  | no |  | 0 | 0 | 0 | 0 | 0 | 0 |  | 1 | 1 | 1 | 0 | 0 | 0
load_310064768 |  | node_1256864_634_15266973_438 |  | ABCN | 0 | NonResidential | 145666.667+62053.74j | 145666.667+62053.74j | 145666.667+62053.74j | 0 | 0 | 0 | [24 empty] | 8102802 | no | no |  |  | no |  | 0 | 0 | 0 | 0 | 0 | 0 |  | 1 | 1 | 1 | 0 | 0 | 0
load_310064812 |  | node_1283594_228_15273000_384 |  | AN | 0 | Residential | 7790.4+3318.697j | 0 | 0 | 0 | 0 | 0 | [24 empty] | 8102802 | no | no |  |  | no |  | 0 | 0 | 0 | 0 | 0 | 0 |  | 1 | 1 | 1 | 0 | 0 | 0
load_310064829 |  | node_1261183_672_15267929_878 |  | AN | 0 | NonResidential | 5666.4+2413.876j | 0 | 0 | 0 | 0 | 0 | [24 empty] | 8102802 | no | no |  |  | no |  | 0 | 0 | 0 | 0 | 0 | 0 |  | 1 | 1 | 1 | 0 | 0 | 0
load_311904128 |  | node_1263929_082_15267452_234 |  | AN | 0 | NonResidential | 6000+2555.989j | 0 | 0 | 0 | 0 | 0 | [24 empty] | 8102802 | no | no |  |  | no |  | 0 | 0 | 0 | 0 | 0 | 0 |  | 1 | 1 | 1 | 0 | 0 | 0
load_311904848 |  | node_1268208_403_15263840_521 |  | AN | 0 | NonResidential | 266.4+113.486j | 0 | 0 | 0 | 0 | 0 | [24 empty] | 8102802 | no | no |  |  | no |  | 0 | 0 | 0 | 0 | 0 | 0 |  | 1 | 1 | 1 | 0 | 0 | 0
load_311906968 |  | node_1283145_539_15282691_511 |  | ABCN | 0 | Other | 0 | 0 | 0 | 0 | 0 | 0 | [24 empty] | 8102802 | no | no |  |  | no |  | 0 | 0 | 0 | 0 | 0 | 0 |  | 1 | 1 | 1 | 0 | 0 | 0
load_311913942 |  | node_1255155_686_15266236_549 |  | AN | 0 | Residential | 7336.8+3125.464j | 0 | 0 | 0 | 0 | 0 | [24 empty] | 8102802 | no | no |  |  | no |  | 0 | 0 | 0 | 0 | 0 | 0 |  | 1 | 1 | 1 | 0 | 0 | 0
load_311918838 |  | node_1257047_636_15265726_279 |  | AN | 0 | Other | 0 | 0 | 0 | 0 | 0 | 0 | [24 empty] | 8102802 | no | no |  |  | no |  | 0 | 0 | 0 | 0 | 0 | 0 |  | 1 | 1 | 1 | 0 | 0 | 0
load_311922799 |  | node_1284488_99_15281507_138 |  | ABCN | 0 | Other | 0 | 0 | 0 | 0 | 0 | 0 | [24 empty] | 8102802 | no | no |  |  | no |  | 0 | 0 | 0 | 0 | 0 | 0 |  | 1 | 1 | 1 | 0 | 0 | 0
load_311978785 |  | node_1267930_914_15263688_572 |  | ABCN | 0 | NonResidential | 31000+13205.945j | 31000+13205.945j | 31000+13205.945j | 0 | 0 | 0 | [24 empty] | 8102802 | no | no |  |  | no |  | 0 | 0 | 0 | 0 | 0 | 0 |  | 1 | 1 | 1 | 0 | 0 | 0
load_311989848 |  | node_1257213_679_15267409_818 |  | ABCN | 0 | NonResidential | 50666.667+21583.91j | 50666.667+21583.91j | 50666.667+21583.91j | 0 | 0 | 0 | [24 empty] | 8102802 | no | no |  |  | no |  | 0 | 0 | 0 | 0 | 0 | 0 |  | 1 | 1 | 1 | 0 | 0 | 0
load_312008327 |  | node_1267725_993_15263670_933 |  | ABCN | 0 | Other | 0 | 0 | 0 | 0 | 0 | 0 | [24 empty] | 8102802 | no | no |  |  | no |  | 0 | 0 | 0 | 0 | 0 | 0 |  | 1 | 1 | 1 | 0 | 0 | 0
load_312012777 |  | node_1265307_851_15267149_429 |  | AN | 0 | Other | 0 | 0 | 0 | 0 | 0 | 0 | [24 empty] | 8102802 | no | no |  |  | no |  | 0 | 0 | 0 | 0 | 0 | 0 |  | 1 | 1 | 1 | 0 | 0 | 0
load_312050056 |  | node_1246636_596_15270046_628 |  | AN | 0 | Residential | 39880.8+16989.15j | 0 | 0 | 0 | 0 | 0 | [24 empty] | 8102802 | no | no |  |  | no |  | 0 | 0 | 0 | 0 | 0 | 0 |  | 1 | 1 | 1 | 0 | 0 | 0
load_312085036 |  | node_1284989_562_15281843_953 |  | AN | 0 | NonResidential | 4000+1703.993j | 0 | 0 | 0 | 0 | 0 | [24 empty] | 8102802 | no | no |  |  | no |  | 0 | 0 | 0 | 0 | 0 | 0 |  | 1 | 1 | 1 | 0 | 0 | 0
load_312087090 |  | node_1292080_224_15258363_995 |  | AN | 0 | Residential | 2059.2+877.216j | 0 | 0 | 0 | 0 | 0 | [24 empty] | 8102802 | no | no |  |  | no |  | 0 | 0 | 0 | 0 | 0 | 0 |  | 1 | 1 | 1 | 0 | 0 | 0
load_312088317 |  | node_1285028_002_15281812_37 |  | BN | 0 | NonResidential | 0 | 4000+1703.993j | 0 | 0 | 0 | 0 | [24 empty] | 8102802 | no | no |  |  | no |  | 0 | 0 | 0 | 0 | 0 | 0 |  | 1 | 1 | 1 | 0 | 0 | 0
load_312088318 |  | node_1285059_335_15281770_274 |  | CN | 0 | NonResidential | 0 | 0 | 4000+1703.993j | 0 | 0 | 0 | [24 empty] | 8102802 | no | no |  |  | no |  | 0 | 0 | 0 | 0 | 0 | 0 |  | 1 | 1 | 1 | 0 | 0 | 0
load_312089771 |  | node_1294084_409_15266401_128 |  | AN | 0 | Residential | 17517.6+7462.466j | 0 | 0 | 0 | 0 | 0 | [24 empty] | 8102802 | no | no |  |  | no |  | 0 | 0 | 0 | 0 | 0 | 0 |  | 1 | 1 | 1 | 0 | 0 | 0
load_312095276 |  | node_1288609_611_15273618_643 |  | AN | 0 | Residential | 6631.2+2824.879j | 0 | 0 | 0 | 0 | 0 | [24 empty] | 8102802 | no | no |  |  | no |  | 0 | 0 | 0 | 0 | 0 | 0 |  | 1 | 1 | 1 | 0 | 0 | 0
load_312095276-L1-1 |  | node_1288609_611_15273618_643 |  | AN | 0 | Other | 0 | 0 | 0 | 0 | 0 | 0 | [24 empty] | 8102802 | no | no |  |  | no |  | 0 | 0 | 0 | 0 | 0 | 0 |  | 1 | 1 | 1 | 0 | 0 | 0
load_312097508 |  | node_1270138_005_15266028_564 |  | CN | 0 | NonResidential | 0 | 0 | 0 | 0 | 0 | 0 | [24 empty] | 8102802 | no | no |  |  | no |  | 0 | 0 | 0 | 0 | 0 | 0 |  | 1 | 1 | 1 | 0 | 0 | 0
load_312099703 |  | node_1292406_216_15259516_56 |  | AN | 0 | Other | 0 | 0 | 0 | 0 | 0 | 0 | [24 empty] | 8102802 | no | no |  |  | no |  | 0 | 0 | 0 | 0 | 0 | 0 |  | 1 | 1 | 1 | 0 | 0 | 0
load_312115480 |  | node_1293348_631_15272999_403 |  | AN | 0 | Other | 0 | 0 | 0 | 0 | 0 | 0 | [24 empty] | 8102802 | no | no |  |  | no |  | 0 | 0 | 0 | 0 | 0 | 0 |  | 1 | 1 | 1 | 0 | 0 | 0
load_312131812 |  | node_1288426_847_15273948_784 |  | AN | 0 | Other | 0 | 0 | 0 | 0 | 0 | 0 | [24 empty] | 8102802 | no | no |  |  | no |  | 0 | 0 | 0 | 0 | 0 | 0 |  | 1 | 1 | 1 | 0 | 0 | 0
load_312136052 |  | node_1282040_946_15277506_376 |  | AN | 0 | Other | 0 | 0 | 0 | 0 | 0 | 0 | [24 empty] | 8102802 | no | no |  |  | no |  | 0 | 0 | 0 | 0 | 0 | 0 |  | 1 | 1 | 1 | 0 | 0 | 0
load_312138556 |  | node_1268342_66_15266002_038 |  | AN | 0 | Other | 0 | 0 | 0 | 0 | 0 | 0 | [24 empty] | 8102802 | no | no |  |  | no |  | 0 | 0 | 0 | 0 | 0 | 0 |  | 1 | 1 | 1 | 0 | 0 | 0
load_312155225 |  | node_1284989_765_15281300_343 |  | AN | 0 | Other | 0 | 0 | 0 | 0 | 0 | 0 | [24 empty] | 8102802 | no | no |  |  | no |  | 0 | 0 | 0 | 0 | 0 | 0 |  | 1 | 1 | 1 | 0 | 0 | 0

## node
data_type | static
owner_type | feeder
owner | 8102802
object | node
name | groupid | parent | bustype | phases | nominal_voltage | dcircuit | selected | monitored | monitored_fields | class_monitored_fields | played | played_fields | subsystem | x | y | comments | dist_to_slack
node_179-R2-312135269 |  |  | PQ | ABCN | 7199.558 | 8102802 | no | no |  |  | no |  |  | 1284927.932 | 15281370.173 |  | -1
node_179-SW4-312135267 |  |  | PQ | ABCN | 7199.558 | 8102802 | no | no |  |  | no |  |  | 1284918.926 | 15281380.087 |  | -1
node_1242468_316_15258516_967 |  |  | PQ | AN | 14399.116 | 8102802 | no | no |  |  | no |  |  | 1242468.316 | 15258516.967 |  | -1
node_1242690_67_15259108_516 |  |  | PQ | AN | 14399.116 | 8102802 | no | no |  |  | no |  |  | 1242690.67 | 15259108.516 |  | -1
node_1242846_168_15259372_081 |  |  | PQ | AN | 14399.116 | 8102802 | no | no |  |  | no |  |  | 1242846.168 | 15259372.081 |  | -1
node_1242966_705_15259426_14 |  |  | PQ | AD | 14399.116 | 8102802 | no | no |  |  | no |  |  | 1242966.705 | 15259426.14 |  | -1
node_1243174_756_15258346_055 |  |  | PQ | AN | 14399.116 | 8102802 | no | no |  |  | no |  |  | 1243174.756 | 15258346.055 |  | -1
node_1243187_893_15259404_391 |  |  | PQ | AN | 14399.116 | 8102802 | no | no |  |  | no |  |  | 1243187.893 | 15259404.391 |  | -1
node_1243419_198_15259894_839 |  |  | PQ | AN | 14399.116 | 8102802 | no | no |  |  | no |  |  | 1243419.198 | 15259894.839 |  | -1
node_1243511_025_15261659_642 |  |  | PQ | AN | 14399.116 | 8102802 | no | no |  |  | no |  |  | 1243511.025 | 15261659.642 |  | -1
node_1243695_847_15261179_667 |  |  | PQ | AN | 14399.116 | 8102802 | no | no |  |  | no |  |  | 1243695.847 | 15261179.667 |  | -1
node_1243704_312_15260697_42 |  |  | PQ | AN | 14399.116 | 8102802 | no | no |  |  | no |  |  | 1243704.312 | 15260697.42 |  | -1
node_1243707_511_15260920_513 |  |  | PQ | AN | 14399.116 | 8102802 | no | no |  |  | no |  |  | 1243707.511 | 15260920.513 |  | -1
node_1243801_984_15261679_039 |  |  | PQ | AN | 14399.116 | 8102802 | no | no |  |  | no |  |  | 1243801.984 | 15261679.039 |  | -1
node_1244027_18_15261795_359 |  |  | PQ | AN | 14399.116 | 8102802 | no | no |  |  | no |  |  | 1244027.18 | 15261795.359 |  | -1
node_1244138_394_15261368_822 |  |  | PQ | AN | 14399.116 | 8102802 | no | no |  |  | no |  |  | 1244138.394 | 15261368.822 |  | -1
node_1244173_284_15262099_815 |  |  | PQ | AN | 14399.116 | 8102802 | no | no |  |  | no |  |  | 1244173.284 | 15262099.815 |  | -1
node_1244291_771_15263580_887 |  |  | PQ | AN | 14399.116 | 8102802 | no | no |  |  | no |  |  | 1244291.771 | 15263580.887 |  | -1
node_1244300_773_15263250_283 |  |  | PQ | AN | 14399.116 | 8102802 | no | no |  |  | no |  |  | 1244300.773 | 15263250.283 |  | -1
node_1244384_493_15263119_347 |  |  | PQ | AN | 14399.116 | 8102802 | no | no |  |  | no |  |  | 1244384.493 | 15263119.347 |  | -1
node_1244661_765_15261028_358 |  |  | PQ | AN | 14399.116 | 8102802 | no | no |  |  | no |  |  | 1244661.765 | 15261028.358 |  | -1
node_1244716_766_15264788_515 |  |  | PQ | AN | 14399.116 | 8102802 | no | no |  |  | no |  |  | 1244716.766 | 15264788.515 |  | -1
node_1244885_7_15265274_729 |  |  | PQ | AN | 14399.116 | 8102802 | no | no |  |  | no |  |  | 1244885.7 | 15265274.729 |  | -1
node_1244952_029_15260941_52 |  |  | PQ | AN | 14399.116 | 8102802 | no | no |  |  | no |  |  | 1244952.029 | 15260941.52 |  | -1
node_1245051_975_15268895_916 |  |  | PQ | AN | 14399.116 | 8102802 | no | no |  |  | no |  |  | 1245051.975 | 15268895.916 |  | -1
node_1245149_78_15266440_671 |  |  | PQ | AN | 14399.116 | 8102802 | no | no |  |  | no |  |  | 1245149.78 | 15266440.671 |  | -1
node_1245444_963_15267395_566 |  |  | PQ | AN | 14399.116 | 8102802 | no | no |  |  | no |  |  | 1245444.963 | 15267395.566 |  | -1
node_1245518_977_15260904_305 |  |  | PQ | AN | 14399.116 | 8102802 | no | no |  |  | no |  |  | 1245518.977 | 15260904.305 |  | -1
node_1245564_781_15267781_513 |  |  | PQ | AN | 14399.116 | 8102802 | no | no |  |  | no |  |  | 1245564.781 | 15267781.513 |  | -1
node_1246173_445_15269662_743 |  |  | PQ | AN | 14399.116 | 8102802 | no | no |  |  | no |  |  | 1246173.445 | 15269662.743 |  | -1
node_1246636_596_15270046_628 |  |  | PQ | AN | 14399.116 | 8102802 | no | no |  |  | no |  |  | 1246636.596 | 15270046.628 |  | -1
node_1247692_185_15261022_232 |  |  | PQ | AN | 2771.281 | 8102802 | no | no |  |  | no |  |  | 1247692.185 | 15261022.232 |  | -1
node_1248164_058_15258016_709 |  |  | PQ | AN | 2771.281 | 8102802 | no | no |  |  | no |  |  | 1248164.058 | 15258016.709 |  | -1
node_1248172_178_15261285_236 |  |  | PQ | AN | 2771.281 | 8102802 | no | no |  |  | no |  |  | 1248172.178 | 15261285.236 |  | -1
node_1248862_152_15258446_061 |  |  | PQ | AN | 2771.281 | 8102802 | no | no |  |  | no |  |  | 1248862.152 | 15258446.061 |  | -1
node_1248905_766_15258871_25 |  |  | PQ | AN | 2771.281 | 8102802 | no | no |  |  | no |  |  | 1248905.766 | 15258871.25 |  | -1
node_1249106_71_15258650_57 |  |  | PQ | AN | 2771.281 | 8102802 | no | no |  |  | no |  |  | 1249106.71 | 15258650.57 |  | -1
node_1249364_806_15261893_134 |  |  | PQ | AN | 2771.281 | 8102802 | no | no |  |  | no |  |  | 1249364.806 | 15261893.134 |  | -1
node_1249426_266_15264389_282 |  |  | PQ | AN | 2771.281 | 8102802 | no | no |  |  | no |  |  | 1249426.266 | 15264389.282 |  | -1
node_1250087_053_15262201_088 |  |  | PQ | AN | 2771.281 | 8102802 | no | no |  |  | no |  |  | 1250087.053 | 15262201.088 |  | -1
node_1250239_391_15270173_578 |  |  | PQ | AN | 14399.116 | 8102802 | no | no |  |  | no |  |  | 1250239.391 | 15270173.578 |  | -1
node_1250318_84_15262248_659 |  |  | PQ | AN | 2771.281 | 8102802 | no | no |  |  | no |  |  | 1250318.84 | 15262248.659 |  | -1
node_1250575_932_15262325_041 |  |  | PQ | AN | 2771.281 | 8102802 | no | no |  |  | no |  |  | 1250575.932 | 15262325.041 |  | -1
node_1250663_184_15259903_438 |  |  | PQ | AN | 2771.281 | 8102802 | no | no |  |  | no |  |  | 1250663.184 | 15259903.438 |  | -1
node_1250663_285_15270006_647 |  |  | PQ | AN | 14399.116 | 8102802 | no | no |  |  | no |  |  | 1250663.285 | 15270006.647 |  | -1
node_1250782_85_15263099_888 |  |  | PQ | AN | 2771.281 | 8102802 | no | no |  |  | no |  |  | 1250782.85 | 15263099.888 |  | -1
node_1250960_793_15269836_656 |  |  | PQ | AN | 14399.116 | 8102802 | no | no |  |  | no |  |  | 1250960.793 | 15269836.656 |  | -1
node_1251083_181_15264156_429 |  |  | PQ | AN | 2771.281 | 8102802 | no | no |  |  | no |  |  | 1251083.181 | 15264156.429 |  | -1
node_1251215_826_15262323_661 |  |  | PQ | AN | 2771.281 | 8102802 | no | no |  |  | no |  |  | 1251215.826 | 15262323.661 |  | -1
node_1251294_738_15269647_007 |  |  | PQ | AN | 14399.116 | 8102802 | no | no |  |  | no |  |  | 1251294.738 | 15269647.007 |  | -1
node_1251400_037_15263035_723 |  |  | PQ | AN | 2771.281 | 8102802 | no | no |  |  | no |  |  | 1251400.037 | 15263035.723 |  | -1
node_1251464_375_15259082_669 |  |  | PQ | AN | 2771.281 | 8102802 | no | no |  |  | no |  |  | 1251464.375 | 15259082.669 |  | -1
node_1251504_395_15269545_061 |  |  | PQ | AN | 14399.116 | 8102802 | no | no |  |  | no |  |  | 1251504.395 | 15269545.061 |  | -1
node_1251688_904_15263118_313 |  |  | PQ | AN | 2771.281 | 8102802 | no | no |  |  | no |  |  | 1251688.904 | 15263118.313 |  | -1
node_1251739_474_15269429_69 |  |  | PQ | AN | 14399.116 | 8102802 | no | no |  |  | no |  |  | 1251739.474 | 15269429.69 |  | -1
node_1251815_185_15259067_014 |  |  | PQ | AN | 2771.281 | 8102802 | no | no |  |  | no |  |  | 1251815.185 | 15259067.014 |  | -1
node_1251872_969_15269302_094 |  |  | PQ | AN | 14399.116 | 8102802 | no | no |  |  | no |  |  | 1251872.969 | 15269302.094 |  | -1
node_1251927_123_15262646_811 |  |  | PQ | AN | 2771.281 | 8102802 | no | no |  |  | no |  |  | 1251927.123 | 15262646.811 |  | -1
node_1252043_497_15262104_997 |  |  | PQ | AD | 2771.281 | 8102802 | no | no |  |  | no |  |  | 1252043.497 | 15262104.997 |  | -1
node_1252361_091_15269118_576 |  |  | PQ | AN | 14399.116 | 8102802 | no | no |  |  | no |  |  | 1252361.091 | 15269118.576 |  | -1
node_1252532_224_15269043_893 |  |  | PQ | AN | 14399.116 | 8102802 | no | no |  |  | no |  |  | 1252532.224 | 15269043.893 |  | -1
node_1252584_894_15258524_982 |  |  | PQ | AN | 2771.281 | 8102802 | no | no |  |  | no |  |  | 1252584.894 | 15258524.982 |  | -1
node_1252640_499_15263967_31 |  |  | PQ | AN | 2771.281 | 8102802 | no | no |  |  | no |  |  | 1252640.499 | 15263967.31 |  | -1
node_1252744_343_15261986_296 |  |  | PQ | AN | 2771.281 | 8102802 | no | no |  |  | no |  |  | 1252744.343 | 15261986.296 |  | -1
node_1252781_36_15268855_562 |  |  | PQ | AN | 14399.116 | 8102802 | no | no |  |  | no |  |  | 1252781.36 | 15268855.562 |  | -1
node_1252867_632_15259759_909 |  |  | PQ | AN | 2771.281 | 8102802 | no | no |  |  | no |  |  | 1252867.632 | 15259759.909 |  | -1
node_1252942_421_15260587_028 |  |  | PQ | AN | 2771.281 | 8102802 | no | no |  |  | no |  |  | 1252942.421 | 15260587.028 |  | -1
node_1252982_843_15262359_063 |  |  | PQ | AN | 2771.281 | 8102802 | no | no |  |  | no |  |  | 1252982.843 | 15262359.063 |  | -1
node_1252990_493_15261213_479 |  |  | PQ | AN | 2771.281 | 8102802 | no | no |  |  | no |  |  | 1252990.493 | 15261213.479 |  | -1
node_1252991_383_15262744_836 |  |  | PQ | AN | 2771.281 | 8102802 | no | no |  |  | no |  |  | 1252991.383 | 15262744.836 |  | -1
node_1253047_577_15259363_625 |  |  | PQ | AN | 2771.281 | 8102802 | no | no |  |  | no |  |  | 1253047.577 | 15259363.625 |  | -1
node_1253081_638_15261695_414 |  |  | PQ | AN | 2771.281 | 8102802 | no | no |  |  | no |  |  | 1253081.638 | 15261695.414 |  | -1
node_1253279_774_15261125_228 |  |  | PQ | AN | 2771.281 | 8102802 | no | no |  |  | no |  |  | 1253279.774 | 15261125.228 |  | -1
node_1253941_839_15268370_634 |  |  | PQ | AN | 14399.116 | 8102802 | no | no |  |  | no |  |  | 1253941.839 | 15268370.634 |  | -1
node_1253981_156_15266006_574 |  |  | PQ | AN | 14399.116 | 8102802 | no | no |  |  | no |  |  | 1253981.156 | 15266006.574 |  | -1
node_1254242_104_15268309_89 |  |  | PQ | AN | 14399.116 | 8102802 | no | no |  |  | no |  |  | 1254242.104 | 15268309.89 |  | -1
node_1254746_519_15267752_803 |  |  | PQ | ABCN | 7199.558 | 8102802 | no | no |  |  | no |  |  | 1254746.519 | 15267752.803 |  | -1
node_1254827_33_15265406_548 |  |  | PQ | AN | 14399.116 | 8102802 | no | no |  |  | no |  |  | 1254827.33 | 15265406.548 |  | -1
node_1254976_393_15268482_486 |  |  | PQ | AN | 14399.116 | 8102802 | no | no |  |  | no |  |  | 1254976.393 | 15268482.486 |  | -1
node_1255051_312_15267487_681 |  |  | PQ | ABCN | 7199.558 | 8102802 | no | no |  |  | no |  |  | 1255051.312 | 15267487.681 |  | -1
node_1255155_686_15266236_549 |  |  | PQ | AN | 14399.116 | 8102802 | no | no |  |  | no |  |  | 1255155.686 | 15266236.549 |  | -1
node_1255396_581_15268439_162 |  |  | PQ | AN | 14399.116 | 8102802 | no | no |  |  | no |  |  | 1255396.581 | 15268439.162 |  | -1
node_1255476_956_15266245_305 |  |  | PQ | AN | 14399.116 | 8102802 | no | no |  |  | no |  |  | 1255476.956 | 15266245.305 |  | -1
node_1255500_558_15258272_535 |  |  | PQ | AN | 2771.281 | 8102802 | no | no |  |  | no |  |  | 1255500.558 | 15258272.535 |  | -1
node_1255574_404_15267572_018 |  |  | PQ | ABCN | 7199.558 | 8102802 | no | no |  |  | no |  |  | 1255574.404 | 15267572.018 |  | -1
node_1255589_925_15267588_833 |  |  | PQ | ABCN | 7199.558 | 8102802 | no | no |  |  | no |  |  | 1255589.925 | 15267588.833 |  | -1
node_1255601_712_15267610_419 |  |  | PQ | ABCN | 7199.558 | 8102802 | no | no |  |  | no |  |  | 1255601.712 | 15267610.419 |  | -1
node_1255730_489_15264644_614 |  |  | PQ | AN | 14399.116 | 8102802 | no | no |  |  | no |  |  | 1255730.489 | 15264644.614 |  | -1
node_1255772_45_15266171_094 |  |  | PQ | AN | 14399.116 | 8102802 | no | no |  |  | no |  |  | 1255772.45 | 15266171.094 |  | -1
node_1255871_658_15258776_548 |  |  | PQ | AN | 2771.281 | 8102802 | no | no |  |  | no |  |  | 1255871.658 | 15258776.548 |  | -1
node_1256063_303_15267136_543 |  |  | PQ | ABCN | 7199.558 | 8102802 | no | no |  |  | no |  |  | 1256063.303 | 15267136.543 |  | -1
node_1256182_502_15267116_061 |  |  | PQ | ABCN | 7199.558 | 8102802 | no | no |  |  | no |  |  | 1256182.502 | 15267116.061 |  | -1
node_1256304_324_15267128_93 |  |  | PQ | ABCN | 7199.558 | 8102802 | no | no |  |  | no |  |  | 1256304.324 | 15267128.93 |  | -1
node_1256596_331_15258178_894 |  |  | PQ | AN | 2771.281 | 8102802 | no | no |  |  | no |  |  | 1256596.331 | 15258178.894 |  | -1
node_1256674_803_15265093_839 |  |  | PQ | AN | 14399.116 | 8102802 | no | no |  |  | no |  |  | 1256674.803 | 15265093.839 |  | -1
node_1256807_207_15268507_95 |  |  | PQ | ABCN | 7199.558 | 8102802 | no | no |  |  | no |  |  | 1256807.207 | 15268507.95 |  | -1
node_1256864_634_15266973_438 |  |  | PQ | ABCN | 7199.558 | 8102802 | no | no |  |  | no |  |  | 1256864.634 | 15266973.438 |  | -1
node_1257047_636_15265726_279 |  |  | PQ | AN | 14399.116 | 8102802 | no | no |  |  | no |  |  | 1257047.636 | 15265726.279 |  | -1
node_1257073_029_15266145_068 |  |  | PQ | AN | 14399.116 | 8102802 | no | no |  |  | no |  |  | 1257073.029 | 15266145.068 |  | -1
node_1257213_679_15267409_818 |  |  | PQ | ABCN | 7199.558 | 8102802 | no | no |  |  | no |  |  | 1257213.679 | 15267409.818 |  | -1
node_1257347_038_15268609_947 |  |  | PQ | ABCN | 7199.558 | 8102802 | no | no |  |  | no |  |  | 1257347.038 | 15268609.947 |  | -1
node_1257358_753_15261479_268 |  |  | PQ | AN | 2771.281 | 8102802 | no | no |  |  | no |  |  | 1257358.753 | 15261479.268 |  | -1
node_1257623_987_15268433_376 |  |  | PQ | AN | 7199.558 | 8102802 | no | no |  |  | no |  |  | 1257623.987 | 15268433.376 |  | -1
node_1257683_815_15265783_548 |  |  | PQ | AN | 2771.281 | 8102802 | no | no |  |  | no |  |  | 1257683.815 | 15265783.548 |  | -1
node_1257797_629_15268495_157 |  |  | PQ | AN | 7199.558 | 8102802 | no | no |  |  | no |  |  | 1257797.629 | 15268495.157 |  | -1
node_1257907_296_15259419_419 |  |  | PQ | AN | 2771.281 | 8102802 | no | no |  |  | no |  |  | 1257907.296 | 15259419.419 |  | -1
node_1258042_879_15268613_183 |  |  | PQ | ABCN | 7199.558 | 8102802 | no | no |  |  | no |  |  | 1258042.879 | 15268613.183 |  | -1
node_1258131_926_15261944_546 |  |  | PQ | AN | 2771.281 | 8102802 | no | no |  |  | no |  |  | 1258131.926 | 15261944.546 |  | -1
node_1258294_16_15266034_498 |  |  | PQ | AN | 2771.281 | 8102802 | no | no |  |  | no |  |  | 1258294.16 | 15266034.498 |  | -1
node_1258409_377_15260337_435 |  |  | PQ | AN | 2771.281 | 8102802 | no | no |  |  | no |  |  | 1258409.377 | 15260337.435 |  | -1
node_1258449_578_15265363_351 |  |  | PQ | AN | 2771.281 | 8102802 | no | no |  |  | no |  |  | 1258449.578 | 15265363.351 |  | -1
node_1258530_785_15268627_977 |  |  | PQ | ABCN | 7199.558 | 8102802 | no | no |  |  | no |  |  | 1258530.785 | 15268627.977 |  | -1
node_1258597_926_15264112_193 |  |  | PQ | AN | 2771.281 | 8102802 | no | no |  |  | no |  |  | 1258597.926 | 15264112.193 |  | -1
node_1258609_629_15262667_211 |  |  | PQ | AN | 2771.281 | 8102802 | no | no |  |  | no |  |  | 1258609.629 | 15262667.211 |  | -1
node_1258747_403_15260592_722 |  |  | PQ | AN | 2771.281 | 8102802 | no | no |  |  | no |  |  | 1258747.403 | 15260592.722 |  | -1
node_1258749_144_15263089_138 |  |  | PQ | AN | 2771.281 | 8102802 | no | no |  |  | no |  |  | 1258749.144 | 15263089.138 |  | -1
node_1258850_649_15265536_702 |  |  | PQ | AN | 2771.281 | 8102802 | no | no |  |  | no |  |  | 1258850.649 | 15265536.702 |  | -1
node_1258921_354_15265092_16 |  |  | PQ | AN | 2771.281 | 8102802 | no | no |  |  | no |  |  | 1258921.354 | 15265092.16 |  | -1
node_1258931_426_15264191_466 |  |  | PQ | AN | 2771.281 | 8102802 | no | no |  |  | no |  |  | 1258931.426 | 15264191.466 |  | -1
node_1259095_1_15264587_542 |  |  | PQ | AN | 2771.281 | 8102802 | no | no |  |  | no |  |  | 1259095.1 | 15264587.542 |  | -1
node_1259164_689_15267602_896 |  |  | PQ | AN | 7199.558 | 8102802 | no | no |  |  | no |  |  | 1259164.689 | 15267602.896 |  | -1
node_1259220_623_15265703_683 |  |  | PQ | AN | 2771.281 | 8102802 | no | no |  |  | no |  |  | 1259220.623 | 15265703.683 |  | -1
node_1259288_088_15267135_956 |  |  | PQ | AN | 7199.558 | 8102802 | no | no |  |  | no |  |  | 1259288.088 | 15267135.956 |  | -1
node_1259382_579_15265410_174 |  |  | PQ | AN | 2771.281 | 8102802 | no | no |  |  | no |  |  | 1259382.579 | 15265410.174 |  | -1
node_1259389_183_15268743_931 |  |  | PQ | ABCN | 7199.558 | 8102802 | no | no |  |  | no |  |  | 1259389.183 | 15268743.931 |  | -1
node_1259443_488_15266744_623 |  |  | PQ | AN | 7199.558 | 8102802 | no | no |  |  | no |  |  | 1259443.488 | 15266744.623 |  | -1
node_1259478_569_15266903_745 |  |  | PQ | AN | 7199.558 | 8102802 | no | no |  |  | no |  |  | 1259478.569 | 15266903.745 |  | -1
node_1259483_986_15267556_636 |  |  | PQ | AN | 7199.558 | 8102802 | no | no |  |  | no |  |  | 1259483.986 | 15267556.636 |  | -1
node_1259559_427_15268700_507 |  |  | PQ | ABCN | 7199.558 | 8102802 | no | no |  |  | no |  |  | 1259559.427 | 15268700.507 |  | -1
node_1259726_012_15268653_387 |  |  | PQ | ABCN | 7199.558 | 8102802 | no | no |  |  | no |  |  | 1259726.012 | 15268653.387 |  | -1
node_1259784_66_15265624_563 |  |  | PQ | AN | 2771.281 | 8102802 | no | no |  |  | no |  |  | 1259784.66 | 15265624.563 |  | -1
node_1259809_627_15265894_741 |  |  | PQ | AN | 2771.281 | 8102802 | no | no |  |  | no |  |  | 1259809.627 | 15265894.741 |  | -1
node_1259899_208_15267414_089 |  |  | PQ | ABCN | 7199.558 | 8102802 | no | no |  |  | no |  |  | 1259899.208 | 15267414.089 |  | -1
node_1259917_224_15267644_046 |  |  | PQ | ABCN | 7199.558 | 8102802 | no | no |  |  | no |  |  | 1259917.224 | 15267644.046 |  | -1
node_1259994_463_15267025_258 |  |  | PQ | AN | 7199.558 | 8102802 | no | no |  |  | no |  |  | 1259994.463 | 15267025.258 |  | -1
node_1260003_904_15267140_961 |  |  | PQ | ABCN | 7199.558 | 8102802 | no | no |  |  | no |  |  | 1260003.904 | 15267140.961 |  | -1
node_1260024_673_15267876_612 |  |  | PQ | ABCN | 7199.558 | 8102802 | no | no |  |  | no |  |  | 1260024.673 | 15267876.612 |  | -1
node_1260106_143_15265433_135 |  |  | PQ | AN | 7199.558 | 8102802 | no | no |  |  | no |  |  | 1260106.143 | 15265433.135 |  | -1
node_1260135_679_15266799_775 |  |  | PQ | ABCN | 7199.558 | 8102802 | no | no |  |  | no |  |  | 1260135.679 | 15266799.775 |  | -1
node_1260150_031_15266781_559 |  |  | PQ | ABCN | 7199.558 | 8102802 | no | no |  |  | no |  |  | 1260150.031 | 15266781.559 |  | -1
node_1260188_952_15265658_339 |  |  | PQ | AN | 7199.558 | 8102802 | no | no |  |  | no |  |  | 1260188.952 | 15265658.339 |  | -1
node_1260361_132_15268394_539 |  |  | PQ | ABCN | 7199.558 | 8102802 | no | no |  |  | no |  |  | 1260361.132 | 15268394.539 |  | -1
node_1260520_341_15260479_929 |  |  | PQ | AN | 2771.281 | 8102802 | no | no |  |  | no |  |  | 1260520.341 | 15260479.929 |  | -1
node_1260687_177_15268386_951 |  |  | PQ | ABCN | 7199.558 | 8102802 | no | no |  |  | no |  |  | 1260687.177 | 15268386.951 |  | -1
node_1260698_83_15265976_304 |  |  | PQ | AN | 7199.558 | 8102802 | no | no |  |  | no |  |  | 1260698.83 | 15265976.304 |  | -1
node_1261016_182_15265821_13 |  |  | PQ | ABCN | 7199.558 | 8102802 | no | no |  |  | no |  |  | 1261016.182 | 15265821.13 |  | -1
node_1261035_779_15265825_7 |  |  | PQ | ABCN | 7199.558 | 8102802 | no | no |  |  | no |  |  | 1261035.779 | 15265825.7 |  | -1
node_1261055_234_15268301_176 |  |  | PQ | ABCN | 7199.558 | 8102802 | no | no |  |  | no |  |  | 1261055.234 | 15268301.176 |  | -1
node_1261179_614_15268275_708 |  |  | PQ | ABCN | 7199.558 | 8102802 | no | no |  |  | no |  |  | 1261179.614 | 15268275.708 |  | -1
node_1261183_672_15267929_878 |  |  | PQ | AN | 7199.558 | 8102802 | no | no |  |  | no |  |  | 1261183.672 | 15267929.878 |  | -1
node_1261184_184_15267568_285 |  |  | PQ | AN | 7199.558 | 8102802 | no | no |  |  | no |  |  | 1261184.184 | 15267568.285 |  | -1
node_1261214_435_15267334_795 |  |  | PQ | AN | 7199.558 | 8102802 | no | no |  |  | no |  |  | 1261214.435 | 15267334.795 |  | -1
node_1261415_72_15268269_587 |  |  | PQ | ABCN | 7199.558 | 8102802 | no | no |  |  | no |  |  | 1261415.72 | 15268269.587 |  | -1
node_1261566_777_15267447_979 |  |  | PQ | AN | 7199.558 | 8102802 | no | no |  |  | no |  |  | 1261566.777 | 15267447.979 |  | -1
node_1261802_47_15260080_362 |  |  | PQ | AN | 2771.281 | 8102802 | no | no |  |  | no |  |  | 1261802.47 | 15260080.362 |  | -1
node_1261882_807_15259399_762 |  |  | PQ | AN | 2771.281 | 8102802 | no | no |  |  | no |  |  | 1261882.807 | 15259399.762 |  | -1
node_1261886_782_15261313_597 |  |  | PQ | AN | 2771.281 | 8102802 | no | no |  |  | no |  |  | 1261886.782 | 15261313.597 |  | -1
node_1262052_825_15268067_44 |  |  | PQ | ABCN | 7199.558 | 8102802 | no | no |  |  | no |  |  | 1262052.825 | 15268067.44 |  | -1
node_1262118_403_15260723_569 |  |  | PQ | AN | 2771.281 | 8102802 | no | no |  |  | no |  |  | 1262118.403 | 15260723.569 |  | -1
node_1262145_056_15261746_763 |  |  | PQ | AN | 2771.281 | 8102802 | no | no |  |  | no |  |  | 1262145.056 | 15261746.763 |  | -1
node_1262203_903_15267553_693 |  |  | PQ | AN | 7199.558 | 8102802 | no | no |  |  | no |  |  | 1262203.903 | 15267553.693 |  | -1
node_1262566_055_15266621_527 |  |  | PQ | AN | 7199.558 | 8102802 | no | no |  |  | no |  |  | 1262566.055 | 15266621.527 |  | -1
node_1262845_128_15267276_909 |  |  | PQ | ABCN | 7199.558 | 8102802 | no | no |  |  | no |  |  | 1262845.128 | 15267276.909 |  | -1
node_1262847_239_15267766_701 |  |  | PQ | ABN | 7199.558 | 8102802 | no | no |  |  | no |  |  | 1262847.239 | 15267766.701 |  | -1
node_1263056_842_15264640_62 |  |  | PQ | AN | 7199.558 | 8102802 | no | no |  |  | no |  |  | 1263056.842 | 15264640.62 |  | -1
node_1263298_635_15267213_896 |  |  | PQ | ABCN | 7199.558 | 8102802 | no | no |  |  | no |  |  | 1263298.635 | 15267213.896 |  | -1
node_1263299_962_15267240_482 |  |  | PQ | ABCN | 7199.558 | 8102802 | no | no |  |  | no |  |  | 1263299.962 | 15267240.482 |  | -1
node_1263302_481_15267187_823 |  |  | PQ | ABCN | 7199.558 | 8102802 | no | no |  |  | no |  |  | 1263302.481 | 15267187.823 |  | -1
node_1263327_392_15267612_419 |  |  | PQ | ABCN | 7199.558 | 8102802 | no | no |  |  | no |  |  | 1263327.392 | 15267612.419 |  | -1
node_1263332_232_15266933_694 |  |  | PQ | ABCN | 7199.558 | 8102802 | no | no |  |  | no |  |  | 1263332.232 | 15266933.694 |  | -1
node_1263336_625_15266907_783 |  |  | PQ | ABCN | 7199.558 | 8102802 | no | no |  |  | no |  |  | 1263336.625 | 15266907.783 |  | -1
node_1263337_039_15267916_358 |  |  | PQ | AN | 7199.558 | 8102802 | no | no |  |  | no |  |  | 1263337.039 | 15267916.358 |  | -1
node_1263391_113_15262920_376 |  |  | PQ | AN | 7199.558 | 8102802 | no | no |  |  | no |  |  | 1263391.113 | 15262920.376 |  | -1
node_1263529_126_15265015_788 |  |  | PQ | AN | 7199.558 | 8102802 | no | no |  |  | no |  |  | 1263529.126 | 15265015.788 |  | -1
node_1263546_607_15264622_402 |  |  | PQ | AN | 7199.558 | 8102802 | no | no |  |  | no |  |  | 1263546.607 | 15264622.402 |  | -1
node_1263575_186_15263574_655 |  |  | PQ | AN | 7199.558 | 8102802 | no | no |  |  | no |  |  | 1263575.186 | 15263574.655 |  | -1
node_1263661_152_15267639_962 |  |  | PQ | ABCN | 7199.558 | 8102802 | no | no |  |  | no |  |  | 1263661.152 | 15267639.962 |  | -1
node_1263929_082_15267452_234 |  |  | PQ | ABCN | 7199.558 | 8102802 | no | no |  |  | no |  |  | 1263929.082 | 15267452.234 |  | -1
node_1263929_683_15261036_921 |  |  | PQ | AN | 2771.281 | 8102802 | no | no |  |  | no |  |  | 1263929.683 | 15261036.921 |  | -1
node_1264178_712_15267387_209 |  |  | PQ | ABCN | 7199.558 | 8102802 | no | no |  |  | no |  |  | 1264178.712 | 15267387.209 |  | -1
node_1264276_855_15261491_952 |  |  | PQ | AN | 2771.281 | 8102802 | no | no |  |  | no |  |  | 1264276.855 | 15261491.952 |  | -1
node_1264505_806_15261461_619 |  |  | PQ | AN | 2771.281 | 8102802 | no | no |  |  | no |  |  | 1264505.806 | 15261461.619 |  | -1
node_1264602_504_15267284_302 |  |  | PQ | ABCN | 7199.558 | 8102802 | no | no |  |  | no |  |  | 1264602.504 | 15267284.302 |  | -1
node_1264798_677_15266349_939 |  |  | PQ | AN | 7199.558 | 8102802 | no | no |  |  | no |  |  | 1264798.677 | 15266349.939 |  | -1
node_1264876_017_15266975_233 |  |  | PQ | ABCN | 7199.558 | 8102802 | no | no |  |  | no |  |  | 1264876.017 | 15266975.233 |  | -1
node_1264891_318_15266958_459 |  |  | PQ | ABCN | 7199.558 | 8102802 | no | no |  |  | no |  |  | 1264891.318 | 15266958.459 |  | -1
node_1264909_375_15266947_608 |  |  | PQ | ABCN | 7199.558 | 8102802 | no | no |  |  | no |  |  | 1264909.375 | 15266947.608 |  | -1
node_1265000_576_15267248_138 |  |  | PQ | ABCN | 7199.558 | 8102802 | no | no |  |  | no |  |  | 1265000.576 | 15267248.138 |  | -1
node_1265183_254_15266307_928 |  |  | PQ | AN | 7199.558 | 8102802 | no | no |  |  | no |  |  | 1265183.254 | 15266307.928 |  | -1
node_1265307_851_15267149_429 |  |  | PQ | ABCN | 7199.558 | 8102802 | no | no |  |  | no |  |  | 1265307.851 | 15267149.429 |  | -1
node_1265366_256_15265903_027 |  |  | PQ | AN | 7199.558 | 8102802 | no | no |  |  | no |  |  | 1265366.256 | 15265903.027 |  | -1
node_1265780_61_15259626_956 |  |  | PQ | AN | 2771.281 | 8102802 | no | no |  |  | no |  |  | 1265780.61 | 15259626.956 |  | -1
node_1266022_63_15259926_29 |  |  | PQ | AN | 2771.281 | 8102802 | no | no |  |  | no |  |  | 1266022.63 | 15259926.29 |  | -1
node_1266109_938_15261079_641 |  |  | PQ | AN | 2771.281 | 8102802 | no | no |  |  | no |  |  | 1266109.938 | 15261079.641 |  | -1
node_1266134_121_15266875_597 |  |  | PQ | ABCN | 7199.558 | 8102802 | no | no |  |  | no |  |  | 1266134.121 | 15266875.597 |  | -1
node_1266313_364_15259096_723 |  |  | PQ | AN | 2771.281 | 8102802 | no | no |  |  | no |  |  | 1266313.364 | 15259096.723 |  | -1
node_1266319_754_15260314_258 |  |  | PQ | AN | 2771.281 | 8102802 | no | no |  |  | no |  |  | 1266319.754 | 15260314.258 |  | -1
node_1266391_924_15266816_599 |  |  | PQ | ABCN | 7199.558 | 8102802 | no | no |  |  | no |  |  | 1266391.924 | 15266816.599 |  | -1
node_1266436_739_15260550_689 |  |  | PQ | AN | 2771.281 | 8102802 | no | no |  |  | no |  |  | 1266436.739 | 15260550.689 |  | -1
node_1266593_126_15261173_695 |  |  | PQ | AN | 2771.281 | 8102802 | no | no |  |  | no |  |  | 1266593.126 | 15261173.695 |  | -1
node_1266658_9_15261855_575 |  |  | PQ | AN | 2771.281 | 8102802 | no | no |  |  | no |  |  | 1266658.9 | 15261855.575 |  | -1
node_1266715_89_15266821_384 |  |  | PQ | ABCN | 7199.558 | 8102802 | no | no |  |  | no |  |  | 1266715.89 | 15266821.384 |  | -1
node_1266774_077_15265980_568 |  |  | PQ | ABCN | 7199.558 | 8102802 | no | no |  |  | no |  |  | 1266774.077 | 15265980.568 |  | -1
node_1266776_41_15265954_154 |  |  | PQ | ABCN | 7199.558 | 8102802 | no | no |  |  | no |  |  | 1266776.41 | 15265954.154 |  | -1
node_1266783_768_15265929_516 |  |  | PQ | ABCN | 7199.558 | 8102802 | no | no |  |  | no |  |  | 1266783.768 | 15265929.516 |  | -1
node_1266788_255_15266377_106 |  |  | PQ | ABCN | 7199.558 | 8102802 | no | no |  |  | no |  |  | 1266788.255 | 15266377.106 |  | -1
node_1266879_441_15262007_239 |  |  | PQ | AN | 2771.281 | 8102802 | no | no |  |  | no |  |  | 1266879.441 | 15262007.239 |  | -1
node_1266897_83_15260960_004 |  |  | PQ | AN | 2771.281 | 8102802 | no | no |  |  | no |  |  | 1266897.83 | 15260960.004 |  | -1
node_1266900_642_15265744_136 |  |  | PQ | ABN | 7199.558 | 8102802 | no | no |  |  | no |  |  | 1266900.642 | 15265744.136 |  | -1
node_1266954_615_15261089_155 |  |  | PQ | AN | 2771.281 | 8102802 | no | no |  |  | no |  |  | 1266954.615 | 15261089.155 |  | -1
node_1266997_034_15266684_72 |  |  | PQ | ABCN | 7199.558 | 8102802 | no | no |  |  | no |  |  | 1266997.034 | 15266684.72 |  | -1
node_1266999_357_15261195_222 |  |  | PQ | AN | 2771.281 | 8102802 | no | no |  |  | no |  |  | 1266999.357 | 15261195.222 |  | -1
node_1267033_04_15260041_324 |  |  | PQ | AN | 2771.281 | 8102802 | no | no |  |  | no |  |  | 1267033.04 | 15260041.324 |  | -1
node_1267241_021_15266556_562 |  |  | PQ | ABCN | 7199.558 | 8102802 | no | no |  |  | no |  |  | 1267241.021 | 15266556.562 |  | -1
node_1267347_075_15259548_336 |  |  | PQ | AN | 2771.281 | 8102802 | no | no |  |  | no |  |  | 1267347.075 | 15259548.336 |  | -1
node_1267377_153_15266498_489 |  |  | PQ | ABCN | 7199.558 | 8102802 | no | no |  |  | no |  |  | 1267377.153 | 15266498.489 |  | -1
node_1267402_444_15262054_794 |  |  | PQ | AN | 2771.281 | 8102802 | no | no |  |  | no |  |  | 1267402.444 | 15262054.794 |  | -1
node_1267496_548_15262200_216 |  |  | PQ | AN | 2771.281 | 8102802 | no | no |  |  | no |  |  | 1267496.548 | 15262200.216 |  | -1
node_1267713_922_15266629_142 |  |  | PQ | ABCN | 7199.558 | 8102802 | no | no |  |  | no |  |  | 1267713.922 | 15266629.142 |  | -1
node_1267725_993_15263670_933 |  |  | PQ | ABCN | 7199.558 | 8102802 | no | no |  |  | no |  |  | 1267725.993 | 15263670.933 |  | -1
node_1267732_779_15266621_034 |  |  | PQ | ABCN | 7199.558 | 8102802 | no | no |  |  | no |  |  | 1267732.779 | 15266621.034 |  | -1
node_1267749_382_15266606_637 |  |  | PQ | ABCN | 7199.558 | 8102802 | no | no |  |  | no |  |  | 1267749.382 | 15266606.637 |  | -1
node_1267868_012_15262505_778 |  |  | PQ | AN | 7199.558 | 8102802 | no | no |  |  | no |  |  | 1267868.012 | 15262505.778 |  | -1
node_1267930_914_15263688_572 |  |  | PQ | ABCN | 7199.558 | 8102802 | no | no |  |  | no |  |  | 1267930.914 | 15263688.572 |  | -1
node_1267954_921_15262763_523 |  |  | PQ | AN | 7199.558 | 8102802 | no | no |  |  | no |  |  | 1267954.921 | 15262763.523 |  | -1
node_1268033_382_15266539_69 |  |  | PQ | ABCN | 7199.558 | 8102802 | no | no |  |  | no |  |  | 1268033.382 | 15266539.69 |  | -1
node_1268048_724_15266522_98 |  |  | PQ | ABCN | 7199.558 | 8102802 | no | no |  |  | no |  |  | 1268048.724 | 15266522.98 |  | -1
node_1268082_07_15266267_367 |  |  | PQ | ABCN | 7199.558 | 8102802 | no | no |  |  | no |  |  | 1268082.07 | 15266267.367 |  | -1
node_1268118_519_15263035_368 |  |  | PQ | AN | 7199.558 | 8102802 | no | no |  |  | no |  |  | 1268118.519 | 15263035.368 |  | -1
node_1268138_825_15264100_189 |  |  | PQ | ABCN | 7199.558 | 8102802 | no | no |  |  | no |  |  | 1268138.825 | 15264100.189 |  | -1
node_1268151_224_15264099_297 |  |  | PQ | ABCN | 7199.558 | 8102802 | no | no |  |  | no |  |  | 1268151.224 | 15264099.297 |  | -1
node_1268165_175_15264098_38 |  |  | PQ | ABCN | 7199.558 | 8102802 | no | no |  |  | no |  |  | 1268165.175 | 15264098.38 |  | -1
node_1268208_403_15263840_521 |  |  | PQ | ABCN | 7199.558 | 8102802 | no | no |  |  | no |  |  | 1268208.403 | 15263840.521 |  | -1
node_1268252_54_15265152_805 |  |  | PQ | ABCN | 7199.558 | 8102802 | no | no |  |  | no |  |  | 1268252.54 | 15265152.805 |  | -1
node_1268261_932_15265129_463 |  |  | PQ | ABCN | 7199.558 | 8102802 | no | no |  |  | no |  |  | 1268261.932 | 15265129.463 |  | -1
node_1268264_892_15263276_22 |  |  | PQ | AN | 7199.558 | 8102802 | no | no |  |  | no |  |  | 1268264.892 | 15263276.22 |  | -1
node_1268275_533_15265110_234 |  |  | PQ | ABCN | 7199.558 | 8102802 | no | no |  |  | no |  |  | 1268275.533 | 15265110.234 |  | -1
node_1268309_878_15265699_39 |  |  | PQ | ABCN | 7199.558 | 8102802 | no | no |  |  | no |  |  | 1268309.878 | 15265699.39 |  | -1
node_1268342_66_15266002_038 |  |  | PQ | AN | 7199.558 | 8102802 | no | no |  |  | no |  |  | 1268342.66 | 15266002.038 |  | -1
node_1268492_081_15263525_626 |  |  | PQ | AN | 7199.558 | 8102802 | no | no |  |  | no |  |  | 1268492.081 | 15263525.626 |  | -1
node_1268545_641_15266227_071 |  |  | PQ | ABCN | 7199.558 | 8102802 | no | no |  |  | no |  |  | 1268545.641 | 15266227.071 |  | -1
node_1268626_807_15263762_438 |  |  | PQ | ABCN | 7199.558 | 8102802 | no | no |  |  | no |  |  | 1268626.807 | 15263762.438 |  | -1
node_1268763_903_15264264_841 |  |  | PQ | ABCN | 7199.558 | 8102802 | no | no |  |  | no |  |  | 1268763.903 | 15264264.841 |  | -1
node_1268808_643_15265700_438 |  |  | PQ | ABCN | 7199.558 | 8102802 | no | no |  |  | no |  |  | 1268808.643 | 15265700.438 |  | -1
node_1268815_945_15266247_679 |  |  | PQ | ABCN | 7199.558 | 8102802 | no | no |  |  | no |  |  | 1268815.945 | 15266247.679 |  | -1
node_1268835_712_15266245_382 |  |  | PQ | ABCN | 7199.558 | 8102802 | no | no |  |  | no |  |  | 1268835.712 | 15266245.382 |  | -1
node_1268845_483_15264906_69 |  |  | PQ | AN | 7199.558 | 8102802 | no | no |  |  | no |  |  | 1268845.483 | 15264906.69 |  | -1
node_1268928_142_15263905_111 |  |  | PQ | AN | 7199.558 | 8102802 | no | no |  |  | no |  |  | 1268928.142 | 15263905.111 |  | -1
node_1268938_692_15265706_05 |  |  | PQ | ABCN | 7199.558 | 8102802 | no | no |  |  | no |  |  | 1268938.692 | 15265706.05 |  | -1
node_1268989_359_15266268_565 |  |  | PQ | ABCN | 7199.558 | 8102802 | no | no |  |  | no |  |  | 1268989.359 | 15266268.565 |  | -1
node_1268991_47_15266295_068 |  |  | PQ | ABCN | 7199.558 | 8102802 | no | no |  |  | no |  |  | 1268991.47 | 15266295.068 |  | -1
node_1268992_43_15266242_297 |  |  | PQ | ABCN | 7199.558 | 8102802 | no | no |  |  | no |  |  | 1268992.43 | 15266242.297 |  | -1
node_1269044_593_15265621_403 |  |  | PQ | ABCN | 7199.558 | 8102802 | no | no |  |  | no |  |  | 1269044.593 | 15265621.403 |  | -1
node_1269045_594_15265950_101 |  |  | PQ | ABCN | 7199.558 | 8102802 | no | no |  |  | no |  |  | 1269045.594 | 15265950.101 |  | -1
node_1269046_953_15265312_73 |  |  | PQ | ABCN | 7199.558 | 8102802 | no | no |  |  | no |  |  | 1269046.953 | 15265312.73 |  | -1
node_1269049_901_15266648_567 |  |  | PQ | ABCN | 7199.558 | 8102802 | no | no |  |  | no |  |  | 1269049.901 | 15266648.567 |  | -1
node_1269065_793_15264930_083 |  |  | PQ | ABCN | 7199.558 | 8102802 | no | no |  |  | no |  |  | 1269065.793 | 15264930.083 |  | -1
node_1269069_166_15264686_91 |  |  | PQ | ABCN | 7199.558 | 8102802 | no | no |  |  | no |  |  | 1269069.166 | 15264686.91 |  | -1
node_1269069_384_15266653_975 |  |  | PQ | ABCN | 7199.558 | 8102802 | no | no |  |  | no |  |  | 1269069.384 | 15266653.975 |  | -1
node_1269152_855_15264041_302 |  |  | PQ | AN | 7199.558 | 8102802 | no | no |  |  | no |  |  | 1269152.855 | 15264041.302 |  | -1
node_1269248_864_15266071_005 |  |  | PQ | ABCN | 7199.558 | 8102802 | no | no |  |  | no |  |  | 1269248.864 | 15266071.005 |  | -1
node_1269369_268_15265827_88 |  |  | PQ | ABCN | 7199.558 | 8102802 | no | no |  |  | no |  |  | 1269369.268 | 15265827.88 |  | -1
node_1269389_098_15265826_685 |  |  | PQ | ABCN | 7199.558 | 8102802 | no | no |  |  | no |  |  | 1269389.098 | 15265826.685 |  | -1
node_1269408_532_15265832_416 |  |  | PQ | ABCN | 7199.558 | 8102802 | no | no |  |  | no |  |  | 1269408.532 | 15265832.416 |  | -1
node_1269430_923_15265763_475 |  |  | PQ | ABCN | 7199.558 | 8102802 | no | no |  |  | no |  |  | 1269430.923 | 15265763.475 |  | -1
node_1269433_258_15265789_948 |  |  | PQ | ABCN | 7199.558 | 8102802 | no | no |  |  | no |  |  | 1269433.258 | 15265789.948 |  | -1
node_1269433_773_15265737_16 |  |  | PQ | ABCN | 7199.558 | 8102802 | no | no |  |  | no |  |  | 1269433.773 | 15265737.16 |  | -1
node_1269455_234_15263681_36 |  |  | PQ | AN | 7199.558 | 8102802 | no | no |  |  | no |  |  | 1269455.234 | 15263681.36 |  | -1
node_1269520_639_15265124_79 |  |  | PQ | AN | 7199.558 | 8102802 | no | no |  |  | no |  |  | 1269520.639 | 15265124.79 |  | -1
node_1269534_108_15264445_123 |  |  | PQ | ABN | 7199.558 | 8102802 | no | no |  |  | no |  |  | 1269534.108 | 15264445.123 |  | -1
node_1269656_017_15263481_351 |  |  | PQ | AN | 7199.558 | 8102802 | no | no |  |  | no |  |  | 1269656.017 | 15263481.351 |  | -1
node_1269698_588_15266048_484 |  |  | PQ | ABCN | 7199.558 | 8102802 | no | no |  |  | no |  |  | 1269698.588 | 15266048.484 |  | -1
node_1269770_805_15264448_331 |  |  | PQ | ABN | 7199.558 | 8102802 | no | no |  |  | no |  |  | 1269770.805 | 15264448.331 |  | -1
node_1269788_657_15263302_032 |  |  | PQ | AN | 7199.558 | 8102802 | no | no |  |  | no |  |  | 1269788.657 | 15263302.032 |  | -1
node_1269818_171_15265570_709 |  |  | PQ | ABCN | 7199.558 | 8102802 | no | no |  |  | no |  |  | 1269818.171 | 15265570.709 |  | -1
node_1269999_988_15263014_543 |  |  | PQ | AN | 7199.558 | 8102802 | no | no |  |  | no |  |  | 1269999.988 | 15263014.543 |  | -1
node_1270045_856_15264464_459 |  |  | PQ | ABN | 7199.558 | 8102802 | no | no |  |  | no |  |  | 1270045.856 | 15264464.459 |  | -1
node_1270066_66_15266046_696 |  |  | PQ | ABCN | 7199.558 | 8102802 | no | no |  |  | no |  |  | 1270066.66 | 15266046.696 |  | -1
node_1270106_017_15266048_923 |  |  | PQ | ABCN | 7199.558 | 8102802 | no | no |  |  | no |  |  | 1270106.017 | 15266048.923 |  | -1
node_1270138_005_15266028_564 |  |  | PQ | ABCN | 7199.558 | 8102802 | no | no |  |  | no |  |  | 1270138.005 | 15266028.564 |  | -1
node_1270264_389_15262568_956 |  |  | PQ | AN | 7199.558 | 8102802 | no | no |  |  | no |  |  | 1270264.389 | 15262568.956 |  | -1
node_1270471_371_15262113_562 |  |  | PQ | AN | 7199.558 | 8102802 | no | no |  |  | no |  |  | 1270471.371 | 15262113.562 |  | -1
node_1270656_999_15261899_683 |  |  | PQ | AN | 7199.558 | 8102802 | no | no |  |  | no |  |  | 1270656.999 | 15261899.683 |  | -1
node_1270750_683_15265969_817 |  |  | PQ | ABCN | 7199.558 | 8102802 | no | no |  |  | no |  |  | 1270750.683 | 15265969.817 |  | -1
node_1270982_124_15265861_471 |  |  | PQ | AN | 2771.281 | 8102802 | no | no |  |  | no |  |  | 1270982.124 | 15265861.471 |  | -1
node_1271450_269_15265255_392 |  |  | PQ | AN | 2771.281 | 8102802 | no | no |  |  | no |  |  | 1271450.269 | 15265255.392 |  | -1
node_1271580_58_15266696_66 |  |  | PQ | ABCN | 7199.558 | 8102802 | no | no |  |  | no |  |  | 1271580.58 | 15266696.66 |  | -1
node_1271627_657_15265153_04 |  |  | PQ | AN | 2771.281 | 8102802 | no | no |  |  | no |  |  | 1271627.657 | 15265153.04 |  | -1
node_1271629_104_15264706_518 |  |  | PQ | AN | 2771.281 | 8102802 | no | no |  |  | no |  |  | 1271629.104 | 15264706.518 |  | -1
node_1271915_415_15267078_367 |  |  | PQ | ABCN | 7199.558 | 8102802 | no | no |  |  | no |  |  | 1271915.415 | 15267078.367 |  | -1
node_1271938_226_15260047_939 |  |  | PQ | AN | 7199.558 | 8102802 | no | no |  |  | no |  |  | 1271938.226 | 15260047.939 |  | -1
node_1271975_245_15264424_449 |  |  | PQ | AN | 2771.281 | 8102802 | no | no |  |  | no |  |  | 1271975.245 | 15264424.449 |  | -1
node_1272164_585_15259854_185 |  |  | PQ | AN | 7199.558 | 8102802 | no | no |  |  | no |  |  | 1272164.585 | 15259854.185 |  | -1
node_1272310_366_15263976_122 |  |  | PQ | AN | 2771.281 | 8102802 | no | no |  |  | no |  |  | 1272310.366 | 15263976.122 |  | -1
node_1272342_325_15267489_016 |  |  | PQ | ABCN | 7199.558 | 8102802 | no | no |  |  | no |  |  | 1272342.325 | 15267489.016 |  | -1
node_1272397_395_15264088_739 |  |  | PQ | AN | 2771.281 | 8102802 | no | no |  |  | no |  |  | 1272397.395 | 15264088.739 |  | -1
node_1272480_639_15267526_065 |  |  | PQ | ABCN | 7199.558 | 8102802 | no | no |  |  | no |  |  | 1272480.639 | 15267526.065 |  | -1
node_1272794_694_15270833_368 |  |  | PQ | AN | 7199.558 | 8102802 | no | no |  |  | no |  |  | 1272794.694 | 15270833.368 |  | -1
node_1272934_335_15258887_218 |  |  | PQ | AN | 7199.558 | 8102802 | no | no |  |  | no |  |  | 1272934.335 | 15258887.218 |  | -1
node_1272944_078_15259206_157 |  |  | PQ | AN | 7199.558 | 8102802 | no | no |  |  | no |  |  | 1272944.078 | 15259206.157 |  | -1
node_1272956_389_15268512_76 |  |  | PQ | ABCN | 7199.558 | 8102802 | no | no |  |  | no |  |  | 1272956.389 | 15268512.76 |  | -1
node_1272965_646_15268171_062 |  |  | PQ | ABCN | 7199.558 | 8102802 | no | no |  |  | no |  |  | 1272965.646 | 15268171.062 |  | -1
node_1272999_228_15268957_825 |  |  | PQ | ABCN | 7199.558 | 8102802 | no | no |  |  | no |  |  | 1272999.228 | 15268957.825 |  | -1
node_1273008_178_15258732_361 |  |  | PQ | AN | 7199.558 | 8102802 | no | no |  |  | no |  |  | 1273008.178 | 15258732.361 |  | -1
node_1273020_985_15269165_352 |  |  | PQ | ABCN | 7199.558 | 8102802 | no | no |  |  | no |  |  | 1273020.985 | 15269165.352 |  | -1
node_1273050_626_15258221_978 |  |  | PQ | AN | 7199.558 | 8102802 | no | no |  |  | no |  |  | 1273050.626 | 15258221.978 |  | -1
node_1273086_998_15258454_171 |  |  | PQ | AN | 7199.558 | 8102802 | no | no |  |  | no |  |  | 1273086.998 | 15258454.171 |  | -1
node_1273363_623_15257860_895 |  |  | PQ | AN | 7199.558 | 8102802 | no | no |  |  | no |  |  | 1273363.623 | 15257860.895 |  | -1
node_1273394_985_15263526_321 |  |  | PQ | AN | 2771.281 | 8102802 | no | no |  |  | no |  |  | 1273394.985 | 15263526.321 |  | -1
node_1273421_03_15257666_373 |  |  | PQ | AN | 7199.558 | 8102802 | no | no |  |  | no |  |  | 1273421.03 | 15257666.373 |  | -1
node_1273501_802_15270173_578 |  |  | PQ | ABCN | 7199.558 | 8102802 | no | no |  |  | no |  |  | 1273501.802 | 15270173.578 |  | -1
node_1273920_919_15271150_176 |  |  | PQ | ABCN | 7199.558 | 8102802 | no | no |  |  | no |  |  | 1273920.919 | 15271150.176 |  | -1
node_1273921_839_15257402_679 |  |  | PQ | AN | 7199.558 | 8102802 | no | no |  |  | no |  |  | 1273921.839 | 15257402.679 |  | -1
node_1273976_956_15271314_333 |  |  | PQ | ABCN | 7199.558 | 8102802 | no | no |  |  | no |  |  | 1273976.956 | 15271314.333 |  | -1
node_1274152_367_15262196_792 |  |  | PQ | AN | 2771.281 | 8102802 | no | no |  |  | no |  |  | 1274152.367 | 15262196.792 |  | -1
node_1274181_198_15271577_645 |  |  | PQ | ABCN | 7199.558 | 8102802 | no | no |  |  | no |  |  | 1274181.198 | 15271577.645 |  | -1
node_1274200_464_15271808_409 |  |  | PQ | ABCN | 7199.558 | 8102802 | no | no |  |  | no |  |  | 1274200.464 | 15271808.409 |  | -1
node_1274280_821_15272016_636 |  |  | PQ | ABCN | 7199.558 | 8102802 | no | no |  |  | no |  |  | 1274280.821 | 15272016.636 |  | -1
node_1274377_348_15272393_136 |  |  | PQ | ABCN | 7199.558 | 8102802 | no | no |  |  | no |  |  | 1274377.348 | 15272393.136 |  | -1
node_1274415_038_15257406_013 |  |  | PQ | AN | 7199.558 | 8102802 | no | no |  |  | no |  |  | 1274415.038 | 15257406.013 |  | -1
node_1274581_64_15272751_238 |  |  | PQ | ABCN | 7199.558 | 8102802 | no | no |  |  | no |  |  | 1274581.64 | 15272751.238 |  | -1
node_1274630_647_15257405_51 |  |  | PQ | AN | 7199.558 | 8102802 | no | no |  |  | no |  |  | 1274630.647 | 15257405.51 |  | -1
node_1274759_753_15257130_935 |  |  | PQ | AN | 7199.558 | 8102802 | no | no |  |  | no |  |  | 1274759.753 | 15257130.935 |  | -1
node_1274852_512_15273398_843 |  |  | PQ | ABCN | 7199.558 | 8102802 | no | no |  |  | no |  |  | 1274852.512 | 15273398.843 |  | -1
node_1274896_565_15273222_414 |  |  | PQ | ABCN | 7199.558 | 8102802 | no | no |  |  | no |  |  | 1274896.565 | 15273222.414 |  | -1
node_1274984_575_15273510_867 |  |  | PQ | ABCN | 7199.558 | 8102802 | no | no |  |  | no |  |  | 1274984.575 | 15273510.867 |  | -1
node_1274985_064_15257501_09 |  |  | PQ | AN | 7199.558 | 8102802 | no | no |  |  | no |  |  | 1274985.064 | 15257501.09 |  | -1
node_1275030_489_15265559_224 |  |  | PQ | AN | 2771.281 | 8102802 | no | no |  |  | no |  |  | 1275030.489 | 15265559.224 |  | -1
node_1275052_242_15264255_813 |  |  | PQ | AN | 2771.281 | 8102802 | no | no |  |  | no |  |  | 1275052.242 | 15264255.813 |  | -1
node_1275099_706_15273893_946 |  |  | PQ | ABCN | 7199.558 | 8102802 | no | no |  |  | no |  |  | 1275099.706 | 15273893.946 |  | -1
node_1275108_411_15257425_33 |  |  | PQ | AN | 7199.558 | 8102802 | no | no |  |  | no |  |  | 1275108.411 | 15257425.33 |  | -1
node_1275229_422_15274134_302 |  |  | PQ | ABCN | 7199.558 | 8102802 | no | no |  |  | no |  |  | 1275229.422 | 15274134.302 |  | -1
node_1275282_247_15263096_593 |  |  | PQ | AN | 2771.281 | 8102802 | no | no |  |  | no |  |  | 1275282.247 | 15263096.593 |  | -1
node_1275377_041_15271957_466 |  |  | PQ | ABN | 7199.558 | 8102802 | no | no |  |  | no |  |  | 1275377.041 | 15271957.466 |  | -1
node_1275431_068_15274484_349 |  |  | PQ | ABCN | 7199.558 | 8102802 | no | no |  |  | no |  |  | 1275431.068 | 15274484.349 |  | -1
node_1275446_001_15257678_484 |  |  | PQ | AN | 7199.558 | 8102802 | no | no |  |  | no |  |  | 1275446.001 | 15257678.484 |  | -1
node_1275471_657_15264510_17 |  |  | PQ | AN | 2771.281 | 8102802 | no | no |  |  | no |  |  | 1275471.657 | 15264510.17 |  | -1
node_1275509_832_15264834_386 |  |  | PQ | AN | 2771.281 | 8102802 | no | no |  |  | no |  |  | 1275509.832 | 15264834.386 |  | -1
node_1275600_295_15274818_889 |  |  | PQ | ABCN | 7199.558 | 8102802 | no | no |  |  | no |  |  | 1275600.295 | 15274818.889 |  | -1
node_1275891_781_15264742_921 |  |  | PQ | AN | 2771.281 | 8102802 | no | no |  |  | no |  |  | 1275891.781 | 15264742.921 |  | -1
node_1275917_91_15275445_052 |  |  | PQ | ABCN | 7199.558 | 8102802 | no | no |  |  | no |  |  | 1275917.91 | 15275445.052 |  | -1
node_1275932_905_15257559_01 |  |  | PQ | AN | 7199.558 | 8102802 | no | no |  |  | no |  |  | 1275932.905 | 15257559.01 |  | -1
node_1276099_307_15257815_513 |  |  | PQ | AN | 7199.558 | 8102802 | no | no |  |  | no |  |  | 1276099.307 | 15257815.513 |  | -1
node_1276186_621_15264735_339 |  |  | PQ | AN | 2771.281 | 8102802 | no | no |  |  | no |  |  | 1276186.621 | 15264735.339 |  | -1
node_1276301_017_15275992_951 |  |  | PQ | ABCN | 7199.558 | 8102802 | no | no |  |  | no |  |  | 1276301.017 | 15275992.951 |  | -1
node_1276471_139_15276372_758 |  |  | PQ | ABCN | 7199.558 | 8102802 | no | no |  |  | no |  |  | 1276471.139 | 15276372.758 |  | -1
node_1276669_343_15275765_418 |  |  | PQ | ABN | 7199.558 | 8102802 | no | no |  |  | no |  |  | 1276669.343 | 15275765.418 |  | -1
node_1276709_468_15277130_425 |  |  | PQ | ABCN | 7199.558 | 8102802 | no | no |  |  | no |  |  | 1276709.468 | 15277130.425 |  | -1
node_1276855_892_15277537_502 |  |  | PQ | ABCN | 7199.558 | 8102802 | no | no |  |  | no |  |  | 1276855.892 | 15277537.502 |  | -1
node_1276974_629_15276372_497 |  |  | PQ | ABN | 7199.558 | 8102802 | no | no |  |  | no |  |  | 1276974.629 | 15276372.497 |  | -1
node_1276993_935_15278013_49 |  |  | PQ | ABCN | 7199.558 | 8102802 | no | no |  |  | no |  |  | 1276993.935 | 15278013.49 |  | -1
node_1277099_832_15265537_024 |  |  | PQ | AN | 2771.281 | 8102802 | no | no |  |  | no |  |  | 1277099.832 | 15265537.024 |  | -1
node_1277202_44_15278339_225 |  |  | PQ | ABCN | 7199.558 | 8102802 | no | no |  |  | no |  |  | 1277202.44 | 15278339.225 |  | -1
node_1277264_471_15268218_84 |  |  | PQ | AN | 2771.281 | 8102802 | no | no |  |  | no |  |  | 1277264.471 | 15268218.84 |  | -1
node_1277278_159_15265912_157 |  |  | PQ | AN | 2771.281 | 8102802 | no | no |  |  | no |  |  | 1277278.159 | 15265912.157 |  | -1
node_1277397_651_15278539_701 |  |  | PQ | ABCN | 7199.558 | 8102802 | no | no |  |  | no |  |  | 1277397.651 | 15278539.701 |  | -1
node_1277496_04_15278156_839 |  |  | PQ | AN | 7199.558 | 8102802 | no | no |  |  | no |  |  | 1277496.04 | 15278156.839 |  | -1
node_1277496_655_15258948_906 |  |  | PQ | AN | 2771.281 | 8102802 | no | no |  |  | no |  |  | 1277496.655 | 15258948.906 |  | -1
node_1277590_915_15266718_644 |  |  | PQ | AN | 2771.281 | 8102802 | no | no |  |  | no |  |  | 1277590.915 | 15266718.644 |  | -1
node_1277611_753_15266411_888 |  |  | PQ | AN | 2771.281 | 8102802 | no | no |  |  | no |  |  | 1277611.753 | 15266411.888 |  | -1
node_1277677_898_15259250_688 |  |  | PQ | AN | 2771.281 | 8102802 | no | no |  |  | no |  |  | 1277677.898 | 15259250.688 |  | -1
node_1277763_241_15279258_313 |  |  | PQ | ABCN | 7199.558 | 8102802 | no | no |  |  | no |  |  | 1277763.241 | 15279258.313 |  | -1
node_1277876_181_15259753_113 |  |  | PQ | AN | 2771.281 | 8102802 | no | no |  |  | no |  |  | 1277876.181 | 15259753.113 |  | -1
node_1277918_28_15279505_229 |  |  | PQ | ABCN | 7199.558 | 8102802 | no | no |  |  | no |  |  | 1277918.28 | 15279505.229 |  | -1
node_1278021_566_15270378_549 |  |  | PQ | AN | 2771.281 | 8102802 | no | no |  |  | no |  |  | 1278021.566 | 15270378.549 |  | -1
node_1278042_96_15279572_715 |  |  | PQ | ABCN | 7199.558 | 8102802 | no | no |  |  | no |  |  | 1278042.96 | 15279572.715 |  | -1
node_1278609_09_15280397_109 |  |  | PQ | ABCN | 7199.558 | 8102802 | no | no |  |  | no |  |  | 1278609.09 | 15280397.109 |  | -1
node_1278710_013_15281621_398 |  |  | PQ | ABCN | 7199.558 | 8102802 | no | no |  |  | no |  |  | 1278710.013 | 15281621.398 |  | -1
node_1278718_234_15281645_736 |  |  | PQ | ABCN | 7199.558 | 8102802 | no | no |  |  | no |  |  | 1278718.234 | 15281645.736 |  | -1
node_1278730_85_15281666_448 |  |  | PQ | ABCN | 7199.558 | 8102802 | no | no |  |  | no |  |  | 1278730.85 | 15281666.448 |  | -1
node_1278943_381_15260586_016 |  |  | PQ | AN | 2771.281 | 8102802 | no | no |  |  | no |  |  | 1278943.381 | 15260586.016 |  | -1
node_1278962_596_15263737_891 |  |  | PQ | AN | 2771.281 | 8102802 | no | no |  |  | no |  |  | 1278962.596 | 15263737.891 |  | -1
node_1278970_625_15280988_771 |  |  | PQ | ABCN | 7199.558 | 8102802 | no | no |  |  | no |  |  | 1278970.625 | 15280988.771 |  | -1
node_1279045_258_15262757_192 |  |  | PQ | AN | 2771.281 | 8102802 | no | no |  |  | no |  |  | 1279045.258 | 15262757.192 |  | -1
node_1279049_987_15264278_153 |  |  | PQ | AN | 2771.281 | 8102802 | no | no |  |  | no |  |  | 1279049.987 | 15264278.153 |  | -1
node_1279175_001_15265082_346 |  |  | PQ | AN | 2771.281 | 8102802 | no | no |  |  | no |  |  | 1279175.001 | 15265082.346 |  | -1
node_1279196_55_15281197_007 |  |  | PQ | ABCN | 7199.558 | 8102802 | no | no |  |  | no |  |  | 1279196.55 | 15281197.007 |  | -1
node_1279390_089_15266985_318 |  |  | PQ | AN | 2771.281 | 8102802 | no | no |  |  | no |  |  | 1279390.089 | 15266985.318 |  | -1
node_1279431_736_15261497_277 |  |  | PQ | AN | 2771.281 | 8102802 | no | no |  |  | no |  |  | 1279431.736 | 15261497.277 |  | -1
node_1279551_496_15267244_605 |  |  | PQ | AN | 2771.281 | 8102802 | no | no |  |  | no |  |  | 1279551.496 | 15267244.605 |  | -1
node_1279723_84_15278454_227 |  |  | PQ | ABCN | 7199.558 | 8102802 | no | no |  |  | no |  |  | 1279723.84 | 15278454.227 |  | -1
node_1279752_815_15279725_638 |  |  | PQ | ABCN | 7199.558 | 8102802 | no | no |  |  | no |  |  | 1279752.815 | 15279725.638 |  | -1
node_1279767_101_15279744_299 |  |  | PQ | ABCN | 7199.558 | 8102802 | no | no |  |  | no |  |  | 1279767.101 | 15279744.299 |  | -1
node_1279777_334_15279767_242 |  |  | PQ | ABCN | 7199.558 | 8102802 | no | no |  |  | no |  |  | 1279777.334 | 15279767.242 |  | -1
node_1280005_456_15267985_115 |  |  | PQ | AN | 2771.281 | 8102802 | no | no |  |  | no |  |  | 1280005.456 | 15267985.115 |  | -1
node_1280160_921_15268233_353 |  |  | PQ | AN | 2771.281 | 8102802 | no | no |  |  | no |  |  | 1280160.921 | 15268233.353 |  | -1
node_1280406_419_15264184_608 |  |  | PQ | AN | 2771.281 | 8102802 | no | no |  |  | no |  |  | 1280406.419 | 15264184.608 |  | -1
node_1280435_262_15261700_844 |  |  | PQ | AN | 2771.281 | 8102802 | no | no |  |  | no |  |  | 1280435.262 | 15261700.844 |  | -1
node_1280478_379_15261233_771 |  |  | PQ | AN | 2771.281 | 8102802 | no | no |  |  | no |  |  | 1280478.379 | 15261233.771 |  | -1
node_1280486_458_15275591_617 |  |  | PQ | AN | 7199.558 | 8102802 | no | no |  |  | no |  |  | 1280486.458 | 15275591.617 |  | -1
node_1280590_127_15278312_8 |  |  | PQ | ABCN | 7199.558 | 8102802 | no | no |  |  | no |  |  | 1280590.127 | 15278312.8 |  | -1
node_1280689_932_15268778_976 |  |  | PQ | AN | 2771.281 | 8102802 | no | no |  |  | no |  |  | 1280689.932 | 15268778.976 |  | -1
node_1280757_528_15269023_837 |  |  | PQ | AN | 2771.281 | 8102802 | no | no |  |  | no |  |  | 1280757.528 | 15269023.837 |  | -1
node_1280780_843_15269327_784 |  |  | PQ | AN | 2771.281 | 8102802 | no | no |  |  | no |  |  | 1280780.843 | 15269327.784 |  | -1
node_1280810_577_15262930_307 |  |  | PQ | AN | 2771.281 | 8102802 | no | no |  |  | no |  |  | 1280810.577 | 15262930.307 |  | -1
node_1280889_454_15278284_134 |  |  | PQ | ABCN | 7199.558 | 8102802 | no | no |  |  | no |  |  | 1280889.454 | 15278284.134 |  | -1
node_1280964_464_15280866_953 |  |  | PQ | ABCN | 7199.558 | 8102802 | no | no |  |  | no |  |  | 1280964.464 | 15280866.953 |  | -1
node_1281057_386_15268029_687 |  |  | PQ | AN | 2771.281 | 8102802 | no | no |  |  | no |  |  | 1281057.386 | 15268029.687 |  | -1
node_1281063_805_15281032_396 |  |  | PQ | ABCN | 7199.558 | 8102802 | no | no |  |  | no |  |  | 1281063.805 | 15281032.396 |  | -1
node_1281083_05_15281027_178 |  |  | PQ | ABCN | 7199.558 | 8102802 | no | no |  |  | no |  |  | 1281083.05 | 15281027.178 |  | -1
node_1281108_329_15281012_981 |  |  | PQ | ABCN | 7199.558 | 8102802 | no | no |  |  | no |  |  | 1281108.329 | 15281012.981 |  | -1
node_1281115_573_15269892_763 |  |  | PQ | AN | 2771.281 | 8102802 | no | no |  |  | no |  |  | 1281115.573 | 15269892.763 |  | -1
node_1281146_742_15270161_992 |  |  | PQ | AN | 2771.281 | 8102802 | no | no |  |  | no |  |  | 1281146.742 | 15270161.992 |  | -1
node_1281174_764_15278336_393 |  |  | PQ | ABCN | 7199.558 | 8102802 | no | no |  |  | no |  |  | 1281174.764 | 15278336.393 |  | -1
node_1281242_927_15263703_639 |  |  | PQ | AN | 2771.281 | 8102802 | no | no |  |  | no |  |  | 1281242.927 | 15263703.639 |  | -1
node_1281307_313_15270443_683 |  |  | PQ | AN | 2771.281 | 8102802 | no | no |  |  | no |  |  | 1281307.313 | 15270443.683 |  | -1
node_1281382_205_15278048_087 |  |  | PQ | ABCN | 7199.558 | 8102802 | no | no |  |  | no |  |  | 1281382.205 | 15278048.087 |  | -1
node_1281483_884_15280915_113 |  |  | PQ | ABCN | 7199.558 | 8102802 | no | no |  |  | no |  |  | 1281483.884 | 15280915.113 |  | -1
node_1281522_724_15261047_307 |  |  | PQ | AN | 2771.281 | 8102802 | no | no |  |  | no |  |  | 1281522.724 | 15261047.307 |  | -1
node_1281624_86_15270647_851 |  |  | PQ | AN | 2771.281 | 8102802 | no | no |  |  | no |  |  | 1281624.86 | 15270647.851 |  | -1
node_1281658_481_15277855_886 |  |  | PQ | ABCN | 7199.558 | 8102802 | no | no |  |  | no |  |  | 1281658.481 | 15277855.886 |  | -1
node_1281670_538_15278467_746 |  |  | PQ | ABCN | 7199.558 | 8102802 | no | no |  |  | no |  |  | 1281670.538 | 15278467.746 |  | -1
node_1281770_436_15263981_079 |  |  | PQ | AN | 2771.281 | 8102802 | no | no |  |  | no |  |  | 1281770.436 | 15263981.079 |  | -1
node_1281800_337_15277733_96 |  |  | PQ | ABCN | 7199.558 | 8102802 | no | no |  |  | no |  |  | 1281800.337 | 15277733.96 |  | -1
node_1281806_42_15276230_794 |  |  | PQ | AN | 7199.558 | 8102802 | no | no |  |  | no |  |  | 1281806.42 | 15276230.794 |  | -1
node_1281917_858_15263714_148 |  |  | PQ | AN | 2771.281 | 8102802 | no | no |  |  | no |  |  | 1281917.858 | 15263714.148 |  | -1
node_1281956_117_15277803_418 |  |  | PQ | ABCN | 7199.558 | 8102802 | no | no |  |  | no |  |  | 1281956.117 | 15277803.418 |  | -1
node_1281966_782_15271125_881 |  |  | PQ | AN | 2771.281 | 8102802 | no | no |  |  | no |  |  | 1281966.782 | 15271125.881 |  | -1
node_1282040_946_15277506_376 |  |  | PQ | ABCN | 7199.558 | 8102802 | no | no |  |  | no |  |  | 1282040.946 | 15277506.376 |  | -1
node_1282044_524_15277272_36 |  |  | PQ | ABCN | 7199.558 | 8102802 | no | no |  |  | no |  |  | 1282044.524 | 15277272.36 |  | -1
node_1282081_25_15263922_153 |  |  | PQ | AN | 2771.281 | 8102802 | no | no |  |  | no |  |  | 1282081.25 | 15263922.153 |  | -1
node_1282089_284_15281237_424 |  |  | PQ | ABCN | 7199.558 | 8102802 | no | no |  |  | no |  |  | 1282089.284 | 15281237.424 |  | -1
node_1282094_833_15268017_327 |  |  | PQ | AN | 2771.281 | 8102802 | no | no |  |  | no |  |  | 1282094.833 | 15268017.327 |  | -1
node_1282117_087_15276263_632 |  |  | PQ | ABCN | 7199.558 | 8102802 | no | no |  |  | no |  |  | 1282117.087 | 15276263.632 |  | -1
node_1282199_842_15275960_385 |  |  | PQ | ABCN | 7199.558 | 8102802 | no | no |  |  | no |  |  | 1282199.842 | 15275960.385 |  | -1
node_1282238_877_15280451_059 |  |  | PQ | ABCN | 7199.558 | 8102802 | no | no |  |  | no |  |  | 1282238.877 | 15280451.059 |  | -1
node_1282394_805_15281453_485 |  |  | PQ | ABCN | 7199.558 | 8102802 | no | no |  |  | no |  |  | 1282394.805 | 15281453.485 |  | -1
node_1282487_234_15275405_204 |  |  | PQ | ABCN | 7199.558 | 8102802 | no | no |  |  | no |  |  | 1282487.234 | 15275405.204 |  | -1
node_1282516_985_15271549_924 |  |  | PQ | AN | 2771.281 | 8102802 | no | no |  |  | no |  |  | 1282516.985 | 15271549.924 |  | -1
node_1282567_956_15275750_723 |  |  | PQ | AN | 7199.558 | 8102802 | no | no |  |  | no |  |  | 1282567.956 | 15275750.723 |  | -1
node_1282613_726_15276088_363 |  |  | PQ | AN | 7199.558 | 8102802 | no | no |  |  | no |  |  | 1282613.726 | 15276088.363 |  | -1
node_1282653_145_15263664_855 |  |  | PQ | AN | 2771.281 | 8102802 | no | no |  |  | no |  |  | 1282653.145 | 15263664.855 |  | -1
node_1282686_147_15275169_765 |  |  | PQ | ABCN | 7199.558 | 8102802 | no | no |  |  | no |  |  | 1282686.147 | 15275169.765 |  | -1
node_1282717_485_15271825_8 |  |  | PQ | AN | 2771.281 | 8102802 | no | no |  |  | no |  |  | 1282717.485 | 15271825.8 |  | -1
node_1282815_648_15274753_564 |  |  | PQ | ABCN | 7199.558 | 8102802 | no | no |  |  | no |  |  | 1282815.648 | 15274753.564 |  | -1
node_1282980_03_15274437_016 |  |  | PQ | ABCN | 7199.558 | 8102802 | no | no |  |  | no |  |  | 1282980.03 | 15274437.016 |  | -1
node_1283077_602_15281726_573 |  |  | PQ | AN | 7199.558 | 8102802 | no | no |  |  | no |  |  | 1283077.602 | 15281726.573 |  | -1
node_1283104_34_15263888_332 |  |  | PQ | AN | 2771.281 | 8102802 | no | no |  |  | no |  |  | 1283104.34 | 15263888.332 |  | -1
node_1283126_194_15274874_759 |  |  | PQ | AN | 7199.558 | 8102802 | no | no |  |  | no |  |  | 1283126.194 | 15274874.759 |  | -1
node_1283140_631_15281900_033 |  |  | PQ | ABCN | 7199.558 | 8102802 | no | no |  |  | no |  |  | 1283140.631 | 15281900.033 |  | -1
node_1283145_539_15282691_511 |  |  | PQ | ABCN | 7199.558 | 8102802 | no | no |  |  | no |  |  | 1283145.539 | 15282691.511 |  | -1
node_1283197_159_15273987_819 |  |  | PQ | AN | 7199.558 | 8102802 | no | no |  |  | no |  |  | 1283197.159 | 15273987.819 |  | -1
node_1283404_966_15273867_262 |  |  | PQ | ABCN | 7199.558 | 8102802 | no | no |  |  | no |  |  | 1283404.966 | 15273867.262 |  | -1
node_1283520_207_15282015_616 |  |  | PQ | ABCN | 7199.558 | 8102802 | no | no |  |  | no |  |  | 1283520.207 | 15282015.616 |  | -1
node_1283533_142_15273345_372 |  |  | PQ | AN | 7199.558 | 8102802 | no | no |  |  | no |  |  | 1283533.142 | 15273345.372 |  | -1
node_1283594_228_15273000_384 |  |  | PQ | AN | 7199.558 | 8102802 | no | no |  |  | no |  |  | 1283594.228 | 15273000.384 |  | -1
node_1283639_921_15272718_294 |  |  | PQ | AN | 7199.558 | 8102802 | no | no |  |  | no |  |  | 1283639.921 | 15272718.294 |  | -1
node_1283687_886_15272466_97 |  |  | PQ | AN | 7199.558 | 8102802 | no | no |  |  | no |  |  | 1283687.886 | 15272466.97 |  | -1
node_1283777_47_15262982_827 |  |  | PQ | AN | 2771.281 | 8102802 | no | no |  |  | no |  |  | 1283777.47 | 15262982.827 |  | -1
node_1283811_908_15264168_379 |  |  | PQ | AN | 2771.281 | 8102802 | no | no |  |  | no |  |  | 1283811.908 | 15264168.379 |  | -1
node_1283864_877_15271971_053 |  |  | PQ | AN | 2771.281 | 8102802 | no | no |  |  | no |  |  | 1283864.877 | 15271971.053 |  | -1
node_1283872_611_15273325_637 |  |  | PQ | ABCN | 7199.558 | 8102802 | no | no |  |  | no |  |  | 1283872.611 | 15273325.637 |  | -1
node_1283884_483_15281979_368 |  |  | PQ | ABCN | 7199.558 | 8102802 | no | no |  |  | no |  |  | 1283884.483 | 15281979.368 |  | -1
node_1283941_091_15271106_177 |  |  | PQ | AN | 2771.281 | 8102802 | no | no |  |  | no |  |  | 1283941.091 | 15271106.177 |  | -1
node_1284041_237_15273162_945 |  |  | PQ | AN | 7199.558 | 8102802 | no | no |  |  | no |  |  | 1284041.237 | 15273162.945 |  | -1
node_1284090_66_15271446_044 |  |  | PQ | AN | 2771.281 | 8102802 | no | no |  |  | no |  |  | 1284090.66 | 15271446.044 |  | -1
node_1284103_357_15271659_499 |  |  | PQ | AN | 2771.281 | 8102802 | no | no |  |  | no |  |  | 1284103.357 | 15271659.499 |  | -1
node_1284104_665_15264180_304 |  |  | PQ | AN | 2771.281 | 8102802 | no | no |  |  | no |  |  | 1284104.665 | 15264180.304 |  | -1
node_1284169_802_15273473_335 |  |  | PQ | AN | 7199.558 | 8102802 | no | no |  |  | no |  |  | 1284169.802 | 15273473.335 |  | -1
node_1284254_709_15273195_452 |  |  | PQ | AN | 7199.558 | 8102802 | no | no |  |  | no |  |  | 1284254.709 | 15273195.452 |  | -1
node_1284434_841_15271312_094 |  |  | PQ | AN | 2771.281 | 8102802 | no | no |  |  | no |  |  | 1284434.841 | 15271312.094 |  | -1
node_1284488_99_15281507_138 |  |  | PQ | ABCN | 7199.558 | 8102802 | no | no |  |  | no |  |  | 1284488.99 | 15281507.138 |  | -1
node_1284493_628_15271700_898 |  |  | PQ | AN | 2771.281 | 8102802 | no | no |  |  | no |  |  | 1284493.628 | 15271700.898 |  | -1
node_1284517_397_15270540_46 |  |  | PQ | AN | 2771.281 | 8102802 | no | no |  |  | no |  |  | 1284517.397 | 15270540.46 |  | -1
node_1284593_831_15273521_971 |  |  | PQ | AN | 7199.558 | 8102802 | no | no |  |  | no |  |  | 1284593.831 | 15273521.971 |  | -1
node_1284621_712_15273317_508 |  |  | PQ | AN | 7199.558 | 8102802 | no | no |  |  | no |  |  | 1284621.712 | 15273317.508 |  | -1
node_1284707_824_15264212_157 |  |  | PQ | AN | 2771.281 | 8102802 | no | no |  |  | no |  |  | 1284707.824 | 15264212.157 |  | -1
node_1284771_515_15270293_816 |  |  | PQ | AN | 2771.281 | 8102802 | no | no |  |  | no |  |  | 1284771.515 | 15270293.816 |  | -1
node_1284989_562_15281843_953 |  |  | PQ | ABCN | 7199.558 | 8102802 | no | no |  |  | no |  |  | 1284989.562 | 15281843.953 |  | -1
node_1284989_765_15281300_343 |  |  | PQ | ABCN | 7199.558 | 8102802 | no | no |  |  | no |  |  | 1284989.765 | 15281300.343 |  | -1
node_1284999_633_15273627_712 |  |  | PQ | AN | 7199.558 | 8102802 | no | no |  |  | no |  |  | 1284999.633 | 15273627.712 |  | -1
node_1285028_002_15281812_37 |  |  | PQ | ABCN | 7199.558 | 8102802 | no | no |  |  | no |  |  | 1285028.002 | 15281812.37 |  | -1
node_1285052_121_15264278_284 |  |  | PQ | AN | 2771.281 | 8102802 | no | no |  |  | no |  |  | 1285052.121 | 15264278.284 |  | -1
node_1285059_335_15281770_274 |  |  | PQ | ABCN | 7199.558 | 8102802 | no | no |  |  | no |  |  | 1285059.335 | 15281770.274 |  | -1
node_1285234_844_15269748_419 |  |  | PQ | AN | 2771.281 | 8102802 | no | no |  |  | no |  |  | 1285234.844 | 15269748.419 |  | -1
node_1285386_388_15269520_431 |  |  | PQ | AN | 2771.281 | 8102802 | no | no |  |  | no |  |  | 1285386.388 | 15269520.431 |  | -1
node_1285393_891_15260205_77 |  |  | PQ | AN | 2771.281 | 8102802 | no | no |  |  | no |  |  | 1285393.891 | 15260205.77 |  | -1
node_1285401_366_15260965_088 |  |  | PQ | AN | 2771.281 | 8102802 | no | no |  |  | no |  |  | 1285401.366 | 15260965.088 |  | -1
node_1285440_055_15264130_028 |  |  | PQ | AN | 2771.281 | 8102802 | no | no |  |  | no |  |  | 1285440.055 | 15264130.028 |  | -1
node_1285549_28_15266299_27 |  |  | PQ | AN | 2771.281 | 8102802 | no | no |  |  | no |  |  | 1285549.28 | 15266299.27 |  | -1
node_1285597_472_15264199_575 |  |  | PQ | AN | 2771.281 | 8102802 | no | no |  |  | no |  |  | 1285597.472 | 15264199.575 |  | -1
node_1285608_781_15265116_478 |  |  | PQ | AN | 2771.281 | 8102802 | no | no |  |  | no |  |  | 1285608.781 | 15265116.478 |  | -1
node_1285610_496_15264754_028 |  |  | PQ | AN | 2771.281 | 8102802 | no | no |  |  | no |  |  | 1285610.496 | 15264754.028 |  | -1
node_1285668_571_15260257_922 |  |  | PQ | AN | 2771.281 | 8102802 | no | no |  |  | no |  |  | 1285668.571 | 15260257.922 |  | -1
node_1285680_798_15263640_095 |  |  | PQ | AN | 2771.281 | 8102802 | no | no |  |  | no |  |  | 1285680.798 | 15263640.095 |  | -1
node_1285690_352_15263133_855 |  |  | PQ | AN | 2771.281 | 8102802 | no | no |  |  | no |  |  | 1285690.352 | 15263133.855 |  | -1
node_1285695_215_15262338_576 |  |  | PQ | AN | 2771.281 | 8102802 | no | no |  |  | no |  |  | 1285695.215 | 15262338.576 |  | -1
node_1285716_208_15261728_758 |  |  | PQ | AN | 2771.281 | 8102802 | no | no |  |  | no |  |  | 1285716.208 | 15261728.758 |  | -1
node_1285716_692_15262038_453 |  |  | PQ | AN | 2771.281 | 8102802 | no | no |  |  | no |  |  | 1285716.692 | 15262038.453 |  | -1
node_1285746_624_15263435_906 |  |  | PQ | AN | 2771.281 | 8102802 | no | no |  |  | no |  |  | 1285746.624 | 15263435.906 |  | -1
node_1285764_851_15262922_875 |  |  | PQ | AN | 2771.281 | 8102802 | no | no |  |  | no |  |  | 1285764.851 | 15262922.875 |  | -1
node_1285777_998_15262574_203 |  |  | PQ | AN | 2771.281 | 8102802 | no | no |  |  | no |  |  | 1285777.998 | 15262574.203 |  | -1
node_1285789_411_15262097_939 |  |  | PQ | AN | 2771.281 | 8102802 | no | no |  |  | no |  |  | 1285789.411 | 15262097.939 |  | -1
node_1285845_973_15266337_371 |  |  | PQ | AD | 2771.281 | 8102802 | no | no |  |  | no |  |  | 1285845.973 | 15266337.371 |  | -1
node_1285853_109_15261417_227 |  |  | PQ | AN | 2771.281 | 8102802 | no | no |  |  | no |  |  | 1285853.109 | 15261417.227 |  | -1
node_1285880_697_15260601_465 |  |  | PQ | AN | 2771.281 | 8102802 | no | no |  |  | no |  |  | 1285880.697 | 15260601.465 |  | -1
node_1285892_389_15260244_158 |  |  | PQ | AN | 2771.281 | 8102802 | no | no |  |  | no |  |  | 1285892.389 | 15260244.158 |  | -1
node_1285919_997_15267788_456 |  |  | PQ | AN | 2771.281 | 8102802 | no | no |  |  | no |  |  | 1285919.997 | 15267788.456 |  | -1
node_1285921_644_15265106_338 |  |  | PQ | AN | 2771.281 | 8102802 | no | no |  |  | no |  |  | 1285921.644 | 15265106.338 |  | -1
node_1285953_755_15267960_027 |  |  | PQ | AN | 2771.281 | 8102802 | no | no |  |  | no |  |  | 1285953.755 | 15267960.027 |  | -1
node_1286033_562_15264379_795 |  |  | PQ | AN | 2771.281 | 8102802 | no | no |  |  | no |  |  | 1286033.562 | 15264379.795 |  | -1
node_1286152_971_15266328_07 |  |  | PQ | AN | 2771.281 | 8102802 | no | no |  |  | no |  |  | 1286152.971 | 15266328.07 |  | -1
node_1286845_22_15260497_041 |  |  | PQ | AN | 2771.281 | 8102802 | no | no |  |  | no |  |  | 1286845.22 | 15260497.041 |  | -1
node_1286936_713_15274200_903 |  |  | PQ | AN | 2771.281 | 8102802 | no | no |  |  | no |  |  | 1286936.713 | 15274200.903 |  | -1
node_1287053_348_15266394_356 |  |  | PQ | AN | 2771.281 | 8102802 | no | no |  |  | no |  |  | 1287053.348 | 15266394.356 |  | -1
node_1287192_683_15264418_662 |  |  | PQ | AN | 2771.281 | 8102802 | no | no |  |  | no |  |  | 1287192.683 | 15264418.662 |  | -1
node_1287399_388_15264305_618 |  |  | PQ | AN | 2771.281 | 8102802 | no | no |  |  | no |  |  | 1287399.388 | 15264305.618 |  | -1
node_1287537_128_15266357_698 |  |  | PQ | AN | 2771.281 | 8102802 | no | no |  |  | no |  |  | 1287537.128 | 15266357.698 |  | -1
node_1287565_551_15263528_94 |  |  | PQ | AN | 2771.281 | 8102802 | no | no |  |  | no |  |  | 1287565.551 | 15263528.94 |  | -1
node_1287600_333_15263739_801 |  |  | PQ | AN | 2771.281 | 8102802 | no | no |  |  | no |  |  | 1287600.333 | 15263739.801 |  | -1
node_1287621_391_15264259_05 |  |  | PQ | AN | 2771.281 | 8102802 | no | no |  |  | no |  |  | 1287621.391 | 15264259.05 |  | -1
node_1287896_121_15273745_843 |  |  | PQ | AN | 2771.281 | 8102802 | no | no |  |  | no |  |  | 1287896.121 | 15273745.843 |  | -1
node_1288251_961_15273598_097 |  |  | PQ | AN | 2771.281 | 8102802 | no | no |  |  | no |  |  | 1288251.961 | 15273598.097 |  | -1
node_1288426_847_15273948_784 |  |  | PQ | AN | 2771.281 | 8102802 | no | no |  |  | no |  |  | 1288426.847 | 15273948.784 |  | -1
node_1288464_508_15273177_858 |  |  | PQ | AN | 2771.281 | 8102802 | no | no |  |  | no |  |  | 1288464.508 | 15273177.858 |  | -1
node_1288609_611_15273618_643 |  |  | PQ | AN | 2771.281 | 8102802 | no | no |  |  | no |  |  | 1288609.611 | 15273618.643 |  | -1
node_1288766_084_15266537_058 |  |  | PQ | AN | 2771.281 | 8102802 | no | no |  |  | no |  |  | 1288766.084 | 15266537.058 |  | -1
node_1288842_389_15264013_421 |  |  | PQ | AN | 2771.281 | 8102802 | no | no |  |  | no |  |  | 1288842.389 | 15264013.421 |  | -1
node_1288848_694_15273401_331 |  |  | PQ | AN | 2771.281 | 8102802 | no | no |  |  | no |  |  | 1288848.694 | 15273401.331 |  | -1
node_1288957_015_15257766_842 |  |  | PQ | AN | 2771.281 | 8102802 | no | no |  |  | no |  |  | 1288957.015 | 15257766.842 |  | -1
node_1289035_652_15260783_295 |  |  | PQ | AN | 2771.281 | 8102802 | no | no |  |  | no |  |  | 1289035.652 | 15260783.295 |  | -1
node_1289213_507_15273588_823 |  |  | PQ | AN | 2771.281 | 8102802 | no | no |  |  | no |  |  | 1289213.507 | 15273588.823 |  | -1
node_1289262_896_15264376_81 |  |  | PQ | AN | 2771.281 | 8102802 | no | no |  |  | no |  |  | 1289262.896 | 15264376.81 |  | -1
node_1289264_388_15260130_448 |  |  | PQ | AN | 2771.281 | 8102802 | no | no |  |  | no |  |  | 1289264.388 | 15260130.448 |  | -1
node_1289331_699_15258396_174 |  |  | PQ | AN | 2771.281 | 8102802 | no | no |  |  | no |  |  | 1289331.699 | 15258396.174 |  | -1
node_1289425_902_15266570_877 |  |  | PQ | AN | 2771.281 | 8102802 | no | no |  |  | no |  |  | 1289425.902 | 15266570.877 |  | -1
node_1289479_82_15266244_992 |  |  | PQ | AN | 2771.281 | 8102802 | no | no |  |  | no |  |  | 1289479.82 | 15266244.992 |  | -1
node_1289604_478_15258103_944 |  |  | PQ | AN | 2771.281 | 8102802 | no | no |  |  | no |  |  | 1289604.478 | 15258103.944 |  | -1
node_1289612_737_15273629_176 |  |  | PQ | AN | 2771.281 | 8102802 | no | no |  |  | no |  |  | 1289612.737 | 15273629.176 |  | -1
node_1289662_574_15261443_634 |  |  | PQ | AN | 2771.281 | 8102802 | no | no |  |  | no |  |  | 1289662.574 | 15261443.634 |  | -1
node_1289664_474_15261232_667 |  |  | PQ | AN | 2771.281 | 8102802 | no | no |  |  | no |  |  | 1289664.474 | 15261232.667 |  | -1
node_1289668_393_15258901_307 |  |  | PQ | AN | 2771.281 | 8102802 | no | no |  |  | no |  |  | 1289668.393 | 15258901.307 |  | -1
node_1289685_789_15259259_872 |  |  | PQ | AN | 2771.281 | 8102802 | no | no |  |  | no |  |  | 1289685.789 | 15259259.872 |  | -1
node_1289878_725_15273710_047 |  |  | PQ | AN | 2771.281 | 8102802 | no | no |  |  | no |  |  | 1289878.725 | 15273710.047 |  | -1
node_1289932_633_15262834_47 |  |  | PQ | AN | 2771.281 | 8102802 | no | no |  |  | no |  |  | 1289932.633 | 15262834.47 |  | -1
node_1289962_296_15260010_855 |  |  | PQ | AN | 2771.281 | 8102802 | no | no |  |  | no |  |  | 1289962.296 | 15260010.855 |  | -1
node_1290109_192_15273681_129 |  |  | PQ | AN | 2771.281 | 8102802 | no | no |  |  | no |  |  | 1290109.192 | 15273681.129 |  | -1
node_1290171_066_15262132_825 |  |  | PQ | AN | 2771.281 | 8102802 | no | no |  |  | no |  |  | 1290171.066 | 15262132.825 |  | -1
node_1290272_34_15260315_549 |  |  | PQ | AN | 2771.281 | 8102802 | no | no |  |  | no |  |  | 1290272.34 | 15260315.549 |  | -1
node_1290297_429_15262587_038 |  |  | PQ | AN | 2771.281 | 8102802 | no | no |  |  | no |  |  | 1290297.429 | 15262587.038 |  | -1
node_1290396_074_15274265_099 |  |  | PQ | AN | 2771.281 | 8102802 | no | no |  |  | no |  |  | 1290396.074 | 15274265.099 |  | -1
node_1290419_051_15259978_817 |  |  | PQ | AN | 2771.281 | 8102802 | no | no |  |  | no |  |  | 1290419.051 | 15259978.817 |  | -1
node_1290431_796_15260775_95 |  |  | PQ | AN | 2771.281 | 8102802 | no | no |  |  | no |  |  | 1290431.796 | 15260775.95 |  | -1
node_1290493_25_15275388_694 |  |  | PQ | AN | 2771.281 | 8102802 | no | no |  |  | no |  |  | 1290493.25 | 15275388.694 |  | -1
node_1290558_005_15274533_055 |  |  | PQ | AN | 2771.281 | 8102802 | no | no |  |  | no |  |  | 1290558.005 | 15274533.055 |  | -1
node_1290640_537_15262644_698 |  |  | PQ | AN | 2771.281 | 8102802 | no | no |  |  | no |  |  | 1290640.537 | 15262644.698 |  | -1
node_1290643_801_15274077_908 |  |  | PQ | AN | 2771.281 | 8102802 | no | no |  |  | no |  |  | 1290643.801 | 15274077.908 |  | -1
node_1290658_201_15273553_897 |  |  | PQ | AN | 2771.281 | 8102802 | no | no |  |  | no |  |  | 1290658.201 | 15273553.897 |  | -1
node_1290809_55_15273274_347 |  |  | PQ | AN | 2771.281 | 8102802 | no | no |  |  | no |  |  | 1290809.55 | 15273274.347 |  | -1
node_1290891_008_15274842_504 |  |  | PQ | AN | 2771.281 | 8102802 | no | no |  |  | no |  |  | 1290891.008 | 15274842.504 |  | -1
node_1291052_515_15274639_462 |  |  | PQ | AN | 2771.281 | 8102802 | no | no |  |  | no |  |  | 1291052.515 | 15274639.462 |  | -1
node_1291229_985_15274867_926 |  |  | PQ | AN | 2771.281 | 8102802 | no | no |  |  | no |  |  | 1291229.985 | 15274867.926 |  | -1
node_1291289_892_15260315_323 |  |  | PQ | AN | 2771.281 | 8102802 | no | no |  |  | no |  |  | 1291289.892 | 15260315.323 |  | -1
node_1291354_925_15263885_708 |  |  | PQ | AN | 2771.281 | 8102802 | no | no |  |  | no |  |  | 1291354.925 | 15263885.708 |  | -1
node_1291380_623_15264360_008 |  |  | PQ | AN | 2771.281 | 8102802 | no | no |  |  | no |  |  | 1291380.623 | 15264360.008 |  | -1
node_1291578_209_15272783_057 |  |  | PQ | AN | 2771.281 | 8102802 | no | no |  |  | no |  |  | 1291578.209 | 15272783.057 |  | -1
node_1291647_462_15265109_189 |  |  | PQ | AN | 2771.281 | 8102802 | no | no |  |  | no |  |  | 1291647.462 | 15265109.189 |  | -1
node_1291760_769_15258037_928 |  |  | PQ | AN | 2771.281 | 8102802 | no | no |  |  | no |  |  | 1291760.769 | 15258037.928 |  | -1
node_1291802_702_15260236_891 |  |  | PQ | AN | 2771.281 | 8102802 | no | no |  |  | no |  |  | 1291802.702 | 15260236.891 |  | -1
node_1291866_485_15268546_49 |  |  | PQ | AN | 2771.281 | 8102802 | no | no |  |  | no |  |  | 1291866.485 | 15268546.49 |  | -1
node_1291885_879_15272661_356 |  |  | PQ | AN | 2771.281 | 8102802 | no | no |  |  | no |  |  | 1291885.879 | 15272661.356 |  | -1
node_1291938_861_15265709_58 |  |  | PQ | AN | 2771.281 | 8102802 | no | no |  |  | no |  |  | 1291938.861 | 15265709.58 |  | -1
node_1291985_628_15258589_719 |  |  | PQ | AN | 2771.281 | 8102802 | no | no |  |  | no |  |  | 1291985.628 | 15258589.719 |  | -1
node_1292080_224_15258363_995 |  |  | PQ | AN | 2771.281 | 8102802 | no | no |  |  | no |  |  | 1292080.224 | 15258363.995 |  | -1
node_1292113_606_15266082_436 |  |  | PQ | AN | 2771.281 | 8102802 | no | no |  |  | no |  |  | 1292113.606 | 15266082.436 |  | -1
node_1292195_252_15268263_796 |  |  | PQ | AN | 2771.281 | 8102802 | no | no |  |  | no |  |  | 1292195.252 | 15268263.796 |  | -1
node_1292223_455_15267818_37 |  |  | PQ | AN | 2771.281 | 8102802 | no | no |  |  | no |  |  | 1292223.455 | 15267818.37 |  | -1
node_1292282_937_15265562_263 |  |  | PQ | AN | 2771.281 | 8102802 | no | no |  |  | no |  |  | 1292282.937 | 15265562.263 |  | -1
node_1292314_684_15267394_121 |  |  | PQ | AN | 2771.281 | 8102802 | no | no |  |  | no |  |  | 1292314.684 | 15267394.121 |  | -1
node_1292319_993_15267167_731 |  |  | PQ | AN | 2771.281 | 8102802 | no | no |  |  | no |  |  | 1292319.993 | 15267167.731 |  | -1
node_1292321_533_15266831_019 |  |  | PQ | AN | 2771.281 | 8102802 | no | no |  |  | no |  |  | 1292321.533 | 15266831.019 |  | -1
node_1292364_598_15260358_499 |  |  | PQ | AN | 2771.281 | 8102802 | no | no |  |  | no |  |  | 1292364.598 | 15260358.499 |  | -1
node_1292406_216_15259516_56 |  |  | PQ | AN | 2771.281 | 8102802 | no | no |  |  | no |  |  | 1292406.216 | 15259516.56 |  | -1
node_1292497_424_15265565_18 |  |  | PQ | AN | 2771.281 | 8102802 | no | no |  |  | no |  |  | 1292497.424 | 15265565.18 |  | -1
node_1292544_777_15259967_017 |  |  | PQ | AN | 2771.281 | 8102802 | no | no |  |  | no |  |  | 1292544.777 | 15259967.017 |  | -1
node_1292776_924_15272501_92 |  |  | PQ | AN | 2771.281 | 8102802 | no | no |  |  | no |  |  | 1292776.924 | 15272501.92 |  | -1
node_1292796_535_15259993_773 |  |  | PQ | AN | 2771.281 | 8102802 | no | no |  |  | no |  |  | 1292796.535 | 15259993.773 |  | -1
node_1292844_9_15269153_317 |  |  | PQ | AN | 2771.281 | 8102802 | no | no |  |  | no |  |  | 1292844.9 | 15269153.317 |  | -1
node_1292987_651_15260294_269 |  |  | PQ | AN | 2771.281 | 8102802 | no | no |  |  | no |  |  | 1292987.651 | 15260294.269 |  | -1
node_1293131_692_15265669_813 |  |  | PQ | AN | 2771.281 | 8102802 | no | no |  |  | no |  |  | 1293131.692 | 15265669.813 |  | -1
node_1293348_631_15272999_403 |  |  | PQ | AN | 2771.281 | 8102802 | no | no |  |  | no |  |  | 1293348.631 | 15272999.403 |  | -1
node_1293360_228_15269946_897 |  |  | PQ | AN | 2771.281 | 8102802 | no | no |  |  | no |  |  | 1293360.228 | 15269946.897 |  | -1
node_1293855_927_15260181_185 |  |  | PQ | AN | 2771.281 | 8102802 | no | no |  |  | no |  |  | 1293855.927 | 15260181.185 |  | -1
node_1294084_409_15266401_128 |  |  | PQ | AN | 2771.281 | 8102802 | no | no |  |  | no |  |  | 1294084.409 | 15266401.128 |  | -1
node_1294114_343_15268072_251 |  |  | PQ | AN | 2771.281 | 8102802 | no | no |  |  | no |  |  | 1294114.343 | 15268072.251 |  | -1
node_1294355_975_15260404_533 |  |  | PQ | AN | 2771.281 | 8102802 | no | no |  |  | no |  |  | 1294355.975 | 15260404.533 |  | -1
node_1294715_466_15260247_917 |  |  | PQ | AD | 2771.281 | 8102802 | no | no |  |  | no |  |  | 1294715.466 | 15260247.917 |  | -1
node_8102802_200892263 |  |  | PQ | ABCN | 7199.558 | 8102802 | no | no |  |  | no |  |  | 1282222.583 | 15280479.526 |  | -1
node_8102802_200892280 |  |  | PQ | AN | 7199.558 | 8102802 | no | no |  |  | no |  |  | 1257622.303 | 15268472.527 |  | -1
node_8102802_200892281 |  |  | PQ | AN | 7199.558 | 8102802 | no | no |  |  | no |  |  | 1257764.571 | 15268492.427 |  | -1
node_8102802_200892295 |  |  | PQ | AN | 7199.558 | 8102802 | no | no |  |  | no |  |  | 1261524.656 | 15267453.848 |  | -1
node_8102802_200892376 |  |  | PQ | AN | 2771.281 | 8102802 | no | no |  |  | no |  |  | 1258739.251 | 15260567.951 |  | -1
node_8102802_200892378 |  |  | PQ | AD | 2771.281 | 8102802 | no | no |  |  | no |  |  | 1261816.57 | 15260415.422 |  | -1
node_8102802_200892379 |  |  | PQ | AN | 2771.281 | 8102802 | no | no |  |  | no |  |  | 1261824.206 | 15260080.694 |  | -1
node_8102802_200892380 |  |  | PQ | AD | 2771.281 | 8102802 | no | no |  |  | no |  |  | 1261846.03 | 15259740.342 |  | -1
node_8102802_200892384 |  |  | PQ | AD | 2771.281 | 8102802 | no | no |  |  | no |  |  | 1262034.981 | 15260537.63 |  | -1
node_8102802_200892385 |  |  | PQ | AN | 2771.281 | 8102802 | no | no |  |  | no |  |  | 1262094.873 | 15260725.055 |  | -1
node_8102802_200892386 |  |  | PQ | AD | 2771.281 | 8102802 | no | no |  |  | no |  |  | 1262015.929 | 15260968.262 |  | -1
node_8102802_200892387 |  |  | PQ | AN | 2771.281 | 8102802 | no | no |  |  | no |  |  | 1261917.854 | 15261329.46 |  | -1
node_8102802_200892389 |  |  | PQ | AD | 2771.281 | 8102802 | no | no |  |  | no |  |  | 1262047.681 | 15261556.058 |  | -1
node_8102802_200892390 |  |  | PQ | AN | 2771.281 | 8102802 | no | no |  |  | no |  |  | 1262128.164 | 15261719.599 |  | -1
node_8102802_200892391 |  |  | PQ | AD | 2771.281 | 8102802 | no | no |  |  | no |  |  | 1259080.846 | 15260539.364 |  | -1
node_8102802_200892392 |  |  | PQ | AD | 2771.281 | 8102802 | no | no |  |  | no |  |  | 1259476.762 | 15260516.164 |  | -1
node_8102802_200892393 |  |  | PQ | AD | 2771.281 | 8102802 | no | no |  |  | no |  |  | 1259897.696 | 15260485.122 |  | -1
node_8102802_200892394 |  |  | PQ | AN | 2771.281 | 8102802 | no | no |  |  | no |  |  | 1260495.473 | 15260464.161 |  | -1
node_8102802_200892395 |  |  | PQ | AD | 2771.281 | 8102802 | no | no |  |  | no |  |  | 1260734.499 | 15260400.979 |  | -1
node_8102802_200892396 |  |  | PQ | AD | 2771.281 | 8102802 | no | no |  |  | no |  |  | 1261049.44 | 15260408.649 |  | -1
node_8102802_200892397 |  |  | PQ | AD | 2771.281 | 8102802 | no | no |  |  | no |  |  | 1261359.097 | 15260409.961 |  | -1
node_8102802_200892398 |  |  | PQ | AD | 2771.281 | 8102802 | no | no |  |  | no |  |  | 1261585.238 | 15260409.935 |  | -1
node_8102802_200892399 |  |  | PQ | ABCN | 7199.558 | 8102802 | no | no |  |  | no |  |  | 1263352.05 | 15267423.564 |  | -1
node_8102802_200892400 |  |  | PQ | ABCN | 7199.558 | 8102802 | no | no |  |  | no |  |  | 1263372.381 | 15267215.672 |  | -1
node_8102802_200892401 |  |  | PQ | AN | 7199.558 | 8102802 | no | no |  |  | no |  |  | 1263516.901 | 15264206.648 |  | -1
node_8102802_200892402 |  |  | PQ | AN | 7199.558 | 8102802 | no | no |  |  | no |  |  | 1263603.721 | 15263848.099 |  | -1
node_8102802_200892403 |  |  | PQ | AN | 7199.558 | 8102802 | no | no |  |  | no |  |  | 1263612.389 | 15263588.28 |  | -1
node_8102802_200892404 |  |  | PQ | AN | 7199.558 | 8102802 | no | no |  |  | no |  |  | 1263647.91 | 15263366.117 |  | -1
node_8102802_200892405 |  |  | PQ | AN | 7199.558 | 8102802 | no | no |  |  | no |  |  | 1263701.472 | 15263156.787 |  | -1
node_8102802_200892406 |  |  | PQ | ABCN | 7199.558 | 8102802 | no | no |  |  | no |  |  | 1263375.235 | 15267121.831 |  | -1
node_8102802_200892407 |  |  | PQ | ABCN | 7199.558 | 8102802 | no | no |  |  | no |  |  | 1263404.977 | 15266937.914 |  | -1
node_8102802_200892408 |  |  | PQ | ABN | 7199.558 | 8102802 | no | no |  |  | no |  |  | 1263418.748 | 15266795.757 |  | -1
node_8102802_200892409 |  |  | PQ | AN | 7199.558 | 8102802 | no | no |  |  | no |  |  | 1263393.117 | 15266665.981 |  | -1
node_8102802_200892410 |  |  | PQ | AN | 7199.558 | 8102802 | no | no |  |  | no |  |  | 1263042.753 | 15266657.835 |  | -1
node_8102802_200892411 |  |  | PQ | AN | 7199.558 | 8102802 | no | no |  |  | no |  |  | 1262591.189 | 15266615.154 |  | -1
node_8102802_200892412 |  |  | PQ | AN | 7199.558 | 8102802 | no | no |  |  | no |  |  | 1263467.331 | 15266452.786 |  | -1
node_8102802_200892413 |  |  | PQ | AN | 7199.558 | 8102802 | no | no |  |  | no |  |  | 1263469.933 | 15266101.432 |  | -1
node_8102802_200892414 |  |  | PQ | AN | 7199.558 | 8102802 | no | no |  |  | no |  |  | 1263474.909 | 15265752.484 |  | -1
node_8102802_200892415 |  |  | PQ | AN | 7199.558 | 8102802 | no | no |  |  | no |  |  | 1263490.182 | 15265379.08 |  | -1
node_8102802_200892416 |  |  | PQ | AN | 7199.558 | 8102802 | no | no |  |  | no |  |  | 1263496.03 | 15265022.131 |  | -1
node_8102802_200892419 |  |  | PQ | AN | 7199.558 | 8102802 | no | no |  |  | no |  |  | 1263507.442 | 15264611.333 |  | -1
node_8102802_200892420 |  |  | PQ | AN | 2771.281 | 8102802 | no | no |  |  | no |  |  | 1290416.667 | 15260739.266 |  | -1
node_8102802_200892421 |  |  | PQ | AN | 2771.281 | 8102802 | no | no |  |  | no |  |  | 1292545.174 | 15260001.527 |  | -1
node_8102802_200892423 |  |  | PQ | AD | 2771.281 | 8102802 | no | no |  |  | no |  |  | 1292201.88 | 15260015.76 |  | -1
node_8102802_200892424 |  |  | PQ | AD | 2771.281 | 8102802 | no | no |  |  | no |  |  | 1291889.34 | 15259936.114 |  | -1
node_8102802_200892425 |  |  | PQ | AD | 2771.281 | 8102802 | no | no |  |  | no |  |  | 1291717.392 | 15259911.229 |  | -1
node_8102802_200892426 |  |  | PQ | AN | 2771.281 | 8102802 | no | no |  |  | no |  |  | 1291772.146 | 15260266.245 |  | -1
node_8102802_200892427 |  |  | PQ | AD | 2771.281 | 8102802 | no | no |  |  | no |  |  | 1292014.621 | 15260349.675 |  | -1
node_8102802_200892428 |  |  | PQ | AN | 2771.281 | 8102802 | no | no |  |  | no |  |  | 1292327.612 | 15260364.275 |  | -1
node_8102802_200892429 |  |  | PQ | AD | 2771.281 | 8102802 | no | no |  |  | no |  |  | 1291603.573 | 15260296.779 |  | -1
node_8102802_200892430 |  |  | PQ | AN | 2771.281 | 8102802 | no | no |  |  | no |  |  | 1291317.076 | 15260306.704 |  | -1
node_8102802_200892432 |  |  | PQ | AD | 2771.281 | 8102802 | no | no |  |  | no |  |  | 1291925.936 | 15259585.735 |  | -1
node_8102802_200892433 |  |  | PQ | AD | 2771.281 | 8102802 | no | no |  |  | no |  |  | 1291924.402 | 15258994.051 |  | -1
node_8102802_200892435 |  |  | PQ | AD | 2771.281 | 8102802 | no | no |  |  | no |  |  | 1291229.036 | 15259973.901 |  | -1
node_8102802_200892436 |  |  | PQ | AD | 2771.281 | 8102802 | no | no |  |  | no |  |  | 1290836.635 | 15260036.598 |  | -1
node_8102802_200892437 |  |  | PQ | AN | 2771.281 | 8102802 | no | no |  |  | no |  |  | 1290416.151 | 15260004.657 |  | -1
node_8102802_200892438 |  |  | PQ | AN | 2771.281 | 8102802 | no | no |  |  | no |  |  | 1290303.228 | 15260320.406 |  | -1
node_8102802_200892439 |  |  | PQ | AN | 2771.281 | 8102802 | no | no |  |  | no |  |  | 1289978.091 | 15260040.991 |  | -1
node_8102802_200892440 |  |  | PQ | AD | 2771.281 | 8102802 | no | no |  |  | no |  |  | 1289767.077 | 15260058.523 |  | -1
node_8102802_200892441 |  |  | PQ | AN | 2771.281 | 8102802 | no | no |  |  | no |  |  | 1289258.749 | 15260111.237 |  | -1
node_8102802_200892442 |  |  | PQ | AD | 2771.281 | 8102802 | no | no |  |  | no |  |  | 1288855.024 | 15260211.92 |  | -1
node_8102802_200892443 |  |  | PQ | AD | 2771.281 | 8102802 | no | no |  |  | no |  |  | 1288635.967 | 15260258.967 |  | -1
node_8102802_200892444 |  |  | PQ | AD | 2771.281 | 8102802 | no | no |  |  | no |  |  | 1288346.005 | 15260295.83 |  | -1
node_8102802_200892445 |  |  | PQ | AD | 2771.281 | 8102802 | no | no |  |  | no |  |  | 1287989.059 | 15260284.104 |  | -1
node_8102802_200892446 |  |  | PQ | AD | 2771.281 | 8102802 | no | no |  |  | no |  |  | 1287656.015 | 15260300.571 |  | -1
node_8102802_200892447 |  |  | PQ | AD | 2771.281 | 8102802 | no | no |  |  | no |  |  | 1287358.463 | 15260300.426 |  | -1
node_8102802_200892449 |  |  | PQ | AD | 2771.281 | 8102802 | no | no |  |  | no |  |  | 1286610.426 | 15260273.513 |  | -1
node_8102802_200892450 |  |  | PQ | AD | 2771.281 | 8102802 | no | no |  |  | no |  |  | 1286091.972 | 15260269.949 |  | -1
node_8102802_200892451 |  |  | PQ | AN | 2771.281 | 8102802 | no | no |  |  | no |  |  | 1285874.409 | 15260278.827 |  | -1
node_8102802_200892452 |  |  | PQ | AN | 2771.281 | 8102802 | no | no |  |  | no |  |  | 1285673.107 | 15260231.624 |  | -1
node_8102802_200892455 |  |  | PQ | AN | 2771.281 | 8102802 | no | no |  |  | no |  |  | 1285415.069 | 15260215.288 |  | -1
node_8102802_200892456 |  |  | PQ | AD | 2771.281 | 8102802 | no | no |  |  | no |  |  | 1293349.343 | 15260110.643 |  | -1
node_8102802_200892457 |  |  | PQ | AD | 2771.281 | 8102802 | no | no |  |  | no |  |  | 1293073.789 | 15260030.37 |  | -1
node_8102802_200892458 |  |  | PQ | AN | 2771.281 | 8102802 | no | no |  |  | no |  |  | 1292996.789 | 15260269.547 |  | -1
node_8102802_200892460 |  |  | PQ | AN | 2771.281 | 8102802 | no | no |  |  | no |  |  | 1292806.009 | 15260029.447 |  | -1
node_8102802_200892462 |  |  | PQ | AD | 2771.281 | 8102802 | no | no |  |  | no |  |  | 1288327.774 | 15273323.419 |  | -1
node_8102802_200892463 |  |  | PQ | AN | 7199.558 | 8102802 | no | no |  |  | no |  |  | 1284166.853 | 15273448.622 |  | -1
node_8102802_200892464 |  |  | PQ | AN | 7199.558 | 8102802 | no | no |  |  | no |  |  | 1284251.587 | 15273236.342 |  | -1
node_8102802_200892465 |  |  | PQ | AN | 7199.558 | 8102802 | no | no |  |  | no |  |  | 1284248.807 | 15273273.384 |  | -1
node_8102802_200892466 |  |  | PQ | AN | 7199.558 | 8102802 | no | no |  |  | no |  |  | 1284444.148 | 15273289.317 |  | -1
node_8102802_200892467 |  |  | PQ | AN | 7199.558 | 8102802 | no | no |  |  | no |  |  | 1284597.859 | 15273325.601 |  | -1
node_8102802_200892468 |  |  | PQ | AD | 2771.281 | 8102802 | no | no |  |  | no |  |  | 1287619.304 | 15273863.405 |  | -1
node_8102802_200892469 |  |  | PQ | AN | 2771.281 | 8102802 | no | no |  |  | no |  |  | 1287901.891 | 15273774.182 |  | -1
node_8102802_200892470 |  |  | PQ | AN | 2771.281 | 8102802 | no | no |  |  | no |  |  | 1288273.971 | 15273619.609 |  | -1
node_8102802_200892471 |  |  | PQ | AN | 2771.281 | 8102802 | no | no |  |  | no |  |  | 1288437.33 | 15273205.547 |  | -1
node_8102802_200892473 |  |  | PQ | AN | 2771.281 | 8102802 | no | no |  |  | no |  |  | 1288583.596 | 15273567.101 |  | -1
node_8102802_200892474 |  |  | PQ | AN | 2771.281 | 8102802 | no | no |  |  | no |  |  | 1288854.797 | 15273435.592 |  | -1
node_8102802_200892475 |  |  | PQ | AN | 2771.281 | 8102802 | no | no |  |  | no |  |  | 1289223.91 | 15273553.118 |  | -1
node_8102802_200892477 |  |  | PQ | AN | 2771.281 | 8102802 | no | no |  |  | no |  |  | 1289599.877 | 15273655.009 |  | -1
node_8102802_200892478 |  |  | PQ | AN | 2771.281 | 8102802 | no | no |  |  | no |  |  | 1289849.015 | 15273735.175 |  | -1
node_8102802_200892480 |  |  | PQ | AD | 2771.281 | 8102802 | no | no |  |  | no |  |  | 1290074.384 | 15273966.288 |  | -1
node_8102802_200892481 |  |  | PQ | AN | 2771.281 | 8102802 | no | no |  |  | no |  |  | 1290137.469 | 15273687.248 |  | -1
node_8102802_200892483 |  |  | PQ | AN | 2771.281 | 8102802 | no | no |  |  | no |  |  | 1290372.341 | 15274290.679 |  | -1
node_8102802_200892484 |  |  | PQ | AN | 7199.558 | 8102802 | no | no |  |  | no |  |  | 1284595.009 | 15273555.297 |  | -1
node_8102802_200892485 |  |  | PQ | AN | 2771.281 | 8102802 | no | no |  |  | no |  |  | 1290587.153 | 15274522.955 |  | -1
node_8102802_200892487 |  |  | PQ | AD | 2771.281 | 8102802 | no | no |  |  | no |  |  | 1290551.204 | 15274823.995 |  | -1
node_8102802_200892488 |  |  | PQ | AD | 2771.281 | 8102802 | no | no |  |  | no |  |  | 1290527.154 | 15275090.845 |  | -1
node_8102802_200892489 |  |  | PQ | AN | 2771.281 | 8102802 | no | no |  |  | no |  |  | 1290496.668 | 15275355.064 |  | -1
node_8102802_200892490 |  |  | PQ | AN | 2771.281 | 8102802 | no | no |  |  | no |  |  | 1290864.517 | 15274821.593 |  | -1
node_8102802_200892491 |  |  | PQ | AD | 2771.281 | 8102802 | no | no |  |  | no |  |  | 1290873.447 | 15274511.24 |  | -1
node_8102802_200892492 |  |  | PQ | AN | 2771.281 | 8102802 | no | no |  |  | no |  |  | 1291025.052 | 15274664.033 |  | -1
node_8102802_200892493 |  |  | PQ | AN | 2771.281 | 8102802 | no | no |  |  | no |  |  | 1291202.211 | 15274848.749 |  | -1
node_8102802_200892494 |  |  | PQ | AN | 7199.558 | 8102802 | no | no |  |  | no |  |  | 1284985.26 | 15273666.232 |  | -1
node_8102802_200892495 |  |  | PQ | AD | 2771.281 | 8102802 | no | no |  |  | no |  |  | 1285415.277 | 15273778.875 |  | -1
node_8102802_200892496 |  |  | PQ | AD | 2771.281 | 8102802 | no | no |  |  | no |  |  | 1285763.121 | 15273874.117 |  | -1
node_8102802_200892497 |  |  | PQ | AD | 2771.281 | 8102802 | no | no |  |  | no |  |  | 1286031.862 | 15273946.914 |  | -1
node_8102802_200892498 |  |  | PQ | AD | 2771.281 | 8102802 | no | no |  |  | no |  |  | 1286617.366 | 15274081.719 |  | -1
node_8102802_200892499 |  |  | PQ | AN | 2771.281 | 8102802 | no | no |  |  | no |  |  | 1286932.786 | 15274170.439 |  | -1
node_8102802_200892500 |  |  | PQ | AD | 2771.281 | 8102802 | no | no |  |  | no |  |  | 1287294.022 | 15274020.188 |  | -1
node_8102802_200892501 |  |  | PQ | AD | 2771.281 | 8102802 | no | no |  |  | no |  |  | 1280509.19 | 15268868.824 |  | -1
node_8102802_200892502 |  |  | PQ | AD | 2771.281 | 8102802 | no | no |  |  | no |  |  | 1280354.976 | 15268962.119 |  | -1
node_8102802_200892503 |  |  | PQ | AD | 2771.281 | 8102802 | no | no |  |  | no |  |  | 1279988.484 | 15269188.461 |  | -1
node_8102802_200892504 |  |  | PQ | AD | 2771.281 | 8102802 | no | no |  |  | no |  |  | 1279722.53 | 15269345.821 |  | -1
node_8102802_200892505 |  |  | PQ | AD | 2771.281 | 8102802 | no | no |  |  | no |  |  | 1279542.328 | 15269419.193 |  | -1
node_8102802_200892506 |  |  | PQ | AD | 2771.281 | 8102802 | no | no |  |  | no |  |  | 1279378.437 | 15269562.197 |  | -1
node_8102802_200892507 |  |  | PQ | AD | 2771.281 | 8102802 | no | no |  |  | no |  |  | 1279054.423 | 15269703.042 |  | -1
node_8102802_200892508 |  |  | PQ | AD | 2771.281 | 8102802 | no | no |  |  | no |  |  | 1278678.87 | 15269924.193 |  | -1
node_8102802_200892509 |  |  | PQ | AD | 2771.281 | 8102802 | no | no |  |  | no |  |  | 1278268.399 | 15270227.582 |  | -1
node_8102802_200892510 |  |  | PQ | AN | 2771.281 | 8102802 | no | no |  |  | no |  |  | 1278042.545 | 15270366.439 |  | -1
node_8102802_200892511 |  |  | PQ | AN | 2771.281 | 8102802 | no | no |  |  | no |  |  | 1252834.098 | 15259759.002 |  | -1
node_8102802_200892512 |  |  | PQ | AD | 2771.281 | 8102802 | no | no |  |  | no |  |  | 1255124.197 | 15258055.63 |  | -1
node_8102802_200892513 |  |  | PQ | AD | 2771.281 | 8102802 | no | no |  |  | no |  |  | 1252868.678 | 15259535.656 |  | -1
node_8102802_200892514 |  |  | PQ | AD | 2771.281 | 8102802 | no | no |  |  | no |  |  | 1252800.594 | 15259210.258 |  | -1
node_8102802_200892515 |  |  | PQ | AN | 2771.281 | 8102802 | no | no |  |  | no |  |  | 1253076.17 | 15259317.964 |  | -1
node_8102802_200892517 |  |  | PQ | AD | 2771.281 | 8102802 | no | no |  |  | no |  |  | 1252743.072 | 15259001.965 |  | -1
node_8102802_200892518 |  |  | PQ | AN | 2771.281 | 8102802 | no | no |  |  | no |  |  | 1252631.551 | 15258529.104 |  | -1
node_8102802_200892519 |  |  | PQ | AD | 2771.281 | 8102802 | no | no |  |  | no |  |  | 1253123.216 | 15258372.673 |  | -1
node_8102802_200892520 |  |  | PQ | AD | 2771.281 | 8102802 | no | no |  |  | no |  |  | 1253279.354 | 15258306.297 |  | -1
node_8102802_200892521 |  |  | PQ | AD | 2771.281 | 8102802 | no | no |  |  | no |  |  | 1253585.288 | 15258197.963 |  | -1
node_8102802_200892522 |  |  | PQ | AD | 2771.281 | 8102802 | no | no |  |  | no |  |  | 1253984.391 | 15258070.596 |  | -1
node_8102802_200892523 |  |  | PQ | AD | 2771.281 | 8102802 | no | no |  |  | no |  |  | 1254359.115 | 15257933.866 |  | -1
node_8102802_200892524 |  |  | PQ | AD | 2771.281 | 8102802 | no | no |  |  | no |  |  | 1254681.892 | 15257843.94 |  | -1
node_8102802_200892525 |  |  | PQ | AN | 2771.281 | 8102802 | no | no |  |  | no |  |  | 1251924.444 | 15262613.189 |  | -1
node_8102802_200892526 |  |  | PQ | AN | 2771.281 | 8102802 | no | no |  |  | no |  |  | 1252740.662 | 15261948.87 |  | -1
node_8102802_200892527 |  |  | PQ | AD | 2771.281 | 8102802 | no | no |  |  | no |  |  | 1252445.765 | 15262027.346 |  | -1
node_8102802_200892529 |  |  | PQ | AD | 2771.281 | 8102802 | no | no |  |  | no |  |  | 1249120.071 | 15261722.507 |  | -1
node_8102802_200892530 |  |  | PQ | AD | 2771.281 | 8102802 | no | no |  |  | no |  |  | 1248802.261 | 15261555.735 |  | -1
node_8102802_200892531 |  |  | PQ | AD | 2771.281 | 8102802 | no | no |  |  | no |  |  | 1248491.982 | 15261397.743 |  | -1
node_8102802_200892532 |  |  | PQ | AN | 2771.281 | 8102802 | no | no |  |  | no |  |  | 1248181.854 | 15261253.628 |  | -1
node_8102802_200892533 |  |  | PQ | AD | 2771.281 | 8102802 | no | no |  |  | no |  |  | 1247957.696 | 15261129.376 |  | -1
node_8102802_200892534 |  |  | PQ | AN | 2771.281 | 8102802 | no | no |  |  | no |  |  | 1247722.119 | 15261018.352 |  | -1
node_8102802_200892536 |  |  | PQ | AD | 2771.281 | 8102802 | no | no |  |  | no |  |  | 1252035.631 | 15262106.434 |  | -1
node_8102802_200892537 |  |  | PQ | AD | 2771.281 | 8102802 | no | no |  |  | no |  |  | 1251750.715 | 15262175.801 |  | -1
node_8102802_200892538 |  |  | PQ | AN | 2771.281 | 8102802 | no | no |  |  | no |  |  | 1251893.835 | 15262214.418 |  | -1
node_8102802_200892539 |  |  | PQ | AN | 2771.281 | 8102802 | no | no |  |  | no |  |  | 1251187.567 | 15262294.719 |  | -1
node_8102802_200892540 |  |  | PQ | AD | 2771.281 | 8102802 | no | no |  |  | no |  |  | 1250883.773 | 15262285.882 |  | -1
node_8102802_200892541 |  |  | PQ | AN | 2771.281 | 8102802 | no | no |  |  | no |  |  | 1250567.628 | 15262293.354 |  | -1
node_8102802_200892542 |  |  | PQ | AN | 2771.281 | 8102802 | no | no |  |  | no |  |  | 1250309.676 | 15262273.099 |  | -1
node_8102802_200892544 |  |  | PQ | AN | 2771.281 | 8102802 | no | no |  |  | no |  |  | 1250079.56 | 15262239.315 |  | -1
node_8102802_200892547 |  |  | PQ | AN | 2771.281 | 8102802 | no | no |  |  | no |  |  | 1251076.035 | 15264125.255 |  | -1
node_8102802_200892548 |  |  | PQ | AD | 2771.281 | 8102802 | no | no |  |  | no |  |  | 1251019.597 | 15262546.577 |  | -1
node_8102802_200892549 |  |  | PQ | AD | 2771.281 | 8102802 | no | no |  |  | no |  |  | 1250776.037 | 15262900.703 |  | -1
node_8102802_200892550 |  |  | PQ | AD | 2771.281 | 8102802 | no | no |  |  | no |  |  | 1250672.09 | 15263055.489 |  | -1
node_8102802_200892551 |  |  | PQ | AN | 2771.281 | 8102802 | no | no |  |  | no |  |  | 1250773.795 | 15263131.282 |  | -1
node_8102802_200892552 |  |  | PQ | AD | 2771.281 | 8102802 | no | no |  |  | no |  |  | 1250973.863 | 15263117.976 |  | -1
node_8102802_200892553 |  |  | PQ | AD | 2771.281 | 8102802 | no | no |  |  | no |  |  | 1251157.417 | 15263082.219 |  | -1
node_8102802_200892554 |  |  | PQ | AN | 2771.281 | 8102802 | no | no |  |  | no |  |  | 1251390.529 | 15263067.218 |  | -1
node_8102802_200892555 |  |  | PQ | AN | 2771.281 | 8102802 | no | no |  |  | no |  |  | 1251659.927 | 15263112.317 |  | -1
node_8102802_200892556 |  |  | PQ | AD | 2771.281 | 8102802 | no | no |  |  | no |  |  | 1250384.743 | 15263358.108 |  | -1
node_8102802_200892557 |  |  | PQ | AD | 2771.281 | 8102802 | no | no |  |  | no |  |  | 1250228.113 | 15263527.701 |  | -1
node_8102802_200892558 |  |  | PQ | AD | 2771.281 | 8102802 | no | no |  |  | no |  |  | 1249993.113 | 15263783.451 |  | -1
node_8102802_200892559 |  |  | PQ | AD | 2771.281 | 8102802 | no | no |  |  | no |  |  | 1249829.235 | 15263956.391 |  | -1
node_8102802_200892560 |  |  | PQ | AD | 2771.281 | 8102802 | no | no |  |  | no |  |  | 1249637.989 | 15264160.436 |  | -1
node_8102802_200892561 |  |  | PQ | AN | 2771.281 | 8102802 | no | no |  |  | no |  |  | 1249447.332 | 15264367.162 |  | -1
node_8102802_200892563 |  |  | PQ | AN | 7199.558 | 8102802 | no | no |  |  | no |  |  | 1273916.991 | 15257432.829 |  | -1
node_8102802_200892564 |  |  | PQ | AN | 7199.558 | 8102802 | no | no |  |  | no |  |  | 1274206.67 | 15257438.185 |  | -1
node_8102802_200892565 |  |  | PQ | AN | 7199.558 | 8102802 | no | no |  |  | no |  |  | 1274417.067 | 15257431.741 |  | -1
node_8102802_200892566 |  |  | PQ | AN | 7199.558 | 8102802 | no | no |  |  | no |  |  | 1274624.159 | 15257434.093 |  | -1
node_8102802_200892567 |  |  | PQ | AN | 7199.558 | 8102802 | no | no |  |  | no |  |  | 1274741.644 | 15257420.53 |  | -1
node_8102802_200892569 |  |  | PQ | AN | 7199.558 | 8102802 | no | no |  |  | no |  |  | 1274755.108 | 15257157.341 |  | -1
node_8102802_200892570 |  |  | PQ | AN | 7199.558 | 8102802 | no | no |  |  | no |  |  | 1274961.379 | 15257480.659 |  | -1
node_8102802_200892571 |  |  | PQ | AN | 7199.558 | 8102802 | no | no |  |  | no |  |  | 1275087.058 | 15257469.352 |  | -1
node_8102802_200892572 |  |  | PQ | AN | 7199.558 | 8102802 | no | no |  |  | no |  |  | 1275478.971 | 15257441.012 |  | -1
node_8102802_200892573 |  |  | PQ | AN | 7199.558 | 8102802 | no | no |  |  | no |  |  | 1275440.766 | 15257659.398 |  | -1
node_8102802_200892574 |  |  | PQ | AN | 7199.558 | 8102802 | no | no |  |  | no |  |  | 1275664.326 | 15257597.934 |  | -1
node_8102802_200892575 |  |  | PQ | AN | 7199.558 | 8102802 | no | no |  |  | no |  |  | 1275875.642 | 15257695.542 |  | -1
node_8102802_200892576 |  |  | PQ | AN | 7199.558 | 8102802 | no | no |  |  | no |  |  | 1275916.407 | 15257592.987 |  | -1
node_8102802_200892577 |  |  | PQ | AD | 2771.281 | 8102802 | no | no |  |  | no |  |  | 1289749.691 | 15259795.291 |  | -1
node_8102802_200892578 |  |  | PQ | AD | 2771.281 | 8102802 | no | no |  |  | no |  |  | 1289722.138 | 15259518.636 |  | -1
node_8102802_200892579 |  |  | PQ | AN | 2771.281 | 8102802 | no | no |  |  | no |  |  | 1289725.467 | 15259252.36 |  | -1
node_8102802_200892580 |  |  | PQ | AN | 2771.281 | 8102802 | no | no |  |  | no |  |  | 1289703.489 | 15258900.745 |  | -1
node_8102802_200892581 |  |  | PQ | AD | 2771.281 | 8102802 | no | no |  |  | no |  |  | 1289689.552 | 15258580.756 |  | -1
node_8102802_200892582 |  |  | PQ | AD | 2771.281 | 8102802 | no | no |  |  | no |  |  | 1289680.966 | 15258316.925 |  | -1
node_8102802_200892583 |  |  | PQ | AN | 2771.281 | 8102802 | no | no |  |  | no |  |  | 1289367.871 | 15258380.217 |  | -1
node_8102802_200892586 |  |  | PQ | AN | 2771.281 | 8102802 | no | no |  |  | no |  |  | 1294075.917 | 15268044.59 |  | -1
node_8102802_200892587 |  |  | PQ | AD | 2771.281 | 8102802 | no | no |  |  | no |  |  | 1289753.963 | 15260305.511 |  | -1
node_8102802_200892589 |  |  | PQ | AD | 2771.281 | 8102802 | no | no |  |  | no |  |  | 1291203.339 | 15263587.818 |  | -1
node_8102802_200892590 |  |  | PQ | AN | 2771.281 | 8102802 | no | no |  |  | no |  |  | 1291325.46 | 15263887.08 |  | -1
node_8102802_200892591 |  |  | PQ | AN | 2771.281 | 8102802 | no | no |  |  | no |  |  | 1291406.634 | 15264339.845 |  | -1
node_8102802_200892592 |  |  | PQ | AD | 2771.281 | 8102802 | no | no |  |  | no |  |  | 1291491.902 | 15264802.563 |  | -1
node_8102802_200892593 |  |  | PQ | AN | 2771.281 | 8102802 | no | no |  |  | no |  |  | 1291614.221 | 15265111.55 |  | -1
node_8102802_200892594 |  |  | PQ | AD | 2771.281 | 8102802 | no | no |  |  | no |  |  | 1291777.433 | 15265448.021 |  | -1
node_8102802_200892595 |  |  | PQ | AN | 2771.281 | 8102802 | no | no |  |  | no |  |  | 1291972.188 | 15265702.762 |  | -1
node_8102802_200892596 |  |  | PQ | AN | 2771.281 | 8102802 | no | no |  |  | no |  |  | 1292080.768 | 15266095.279 |  | -1
node_8102802_200892597 |  |  | PQ | AD | 2771.281 | 8102802 | no | no |  |  | no |  |  | 1292131.609 | 15266281.607 |  | -1
node_8102802_200892598 |  |  | PQ | AD | 2771.281 | 8102802 | no | no |  |  | no |  |  | 1292187.135 | 15266460.499 |  | -1
node_8102802_200892599 |  |  | PQ | AN | 2771.281 | 8102802 | no | no |  |  | no |  |  | 1292288.852 | 15266831.465 |  | -1
node_8102802_200892601 |  |  | PQ | AN | 2771.281 | 8102802 | no | no |  |  | no |  |  | 1292285.971 | 15267185.384 |  | -1
node_8102802_200892602 |  |  | PQ | AD | 2771.281 | 8102802 | no | no |  |  | no |  |  | 1289721.452 | 15260916.879 |  | -1
node_8102802_200892603 |  |  | PQ | AN | 2771.281 | 8102802 | no | no |  |  | no |  |  | 1292281.941 | 15267399.009 |  | -1
node_8102802_200892604 |  |  | PQ | AN | 2771.281 | 8102802 | no | no |  |  | no |  |  | 1292251.745 | 15267827.895 |  | -1
node_8102802_200892605 |  |  | PQ | AD | 2771.281 | 8102802 | no | no |  |  | no |  |  | 1292399.741 | 15268023.647 |  | -1
node_8102802_200892606 |  |  | PQ | AN | 2771.281 | 8102802 | no | no |  |  | no |  |  | 1292225.732 | 15268265.786 |  | -1
node_8102802_200892607 |  |  | PQ | AD | 2771.281 | 8102802 | no | no |  |  | no |  |  | 1292261.905 | 15268510.626 |  | -1
node_8102802_200892608 |  |  | PQ | AN | 2771.281 | 8102802 | no | no |  |  | no |  |  | 1291891.671 | 15268558.37 |  | -1
node_8102802_200892609 |  |  | PQ | AD | 2771.281 | 8102802 | no | no |  |  | no |  |  | 1292471.451 | 15268766.348 |  | -1
node_8102802_200892610 |  |  | PQ | AD | 2771.281 | 8102802 | no | no |  |  | no |  |  | 1292659.477 | 15268992.403 |  | -1
node_8102802_200892611 |  |  | PQ | AN | 2771.281 | 8102802 | no | no |  |  | no |  |  | 1292818.012 | 15269186.579 |  | -1
node_8102802_200892612 |  |  | PQ | AD | 2771.281 | 8102802 | no | no |  |  | no |  |  | 1292933.332 | 15269389.791 |  | -1
node_8102802_200892613 |  |  | PQ | AD | 2771.281 | 8102802 | no | no |  |  | no |  |  | 1293068.106 | 15269618.171 |  | -1
node_8102802_200892614 |  |  | PQ | AN | 2771.281 | 8102802 | no | no |  |  | no |  |  | 1293335.503 | 15269926.425 |  | -1
node_8102802_200892615 |  |  | PQ | AN | 2771.281 | 8102802 | no | no |  |  | no |  |  | 1289695.46 | 15261433.682 |  | -1
node_8102802_200892616 |  |  | PQ | AD | 2771.281 | 8102802 | no | no |  |  | no |  |  | 1289922.208 | 15261750.037 |  | -1
node_8102802_200892617 |  |  | PQ | AN | 2771.281 | 8102802 | no | no |  |  | no |  |  | 1290186.801 | 15262107.23 |  | -1
node_8102802_200892618 |  |  | PQ | AD | 2771.281 | 8102802 | no | no |  |  | no |  |  | 1290421.598 | 15262381.464 |  | -1
node_8102802_200892619 |  |  | PQ | AN | 2771.281 | 8102802 | no | no |  |  | no |  |  | 1290615.762 | 15262647.769 |  | -1
node_8102802_200892621 |  |  | PQ | AD | 2771.281 | 8102802 | no | no |  |  | no |  |  | 1290903.685 | 15263045.675 |  | -1
node_8102802_200892622 |  |  | PQ | AD | 2771.281 | 8102802 | no | no |  |  | no |  |  | 1291126.419 | 15263336.69 |  | -1
node_8102802_200892623 |  |  | PQ | AN | 2771.281 | 8102802 | no | no |  |  | no |  |  | 1290302.494 | 15262619.445 |  | -1
node_8102802_200892624 |  |  | PQ | AD | 2771.281 | 8102802 | no | no |  |  | no |  |  | 1289409.441 | 15265746.752 |  | -1
node_8102802_200892625 |  |  | PQ | AN | 2771.281 | 8102802 | no | no |  |  | no |  |  | 1289448.394 | 15266234.372 |  | -1
node_8102802_200892626 |  |  | PQ | AD | 2771.281 | 8102802 | no | no |  |  | no |  |  | 1289400.998 | 15266236.707 |  | -1
node_8102802_200892627 |  |  | PQ | AN | 2771.281 | 8102802 | no | no |  |  | no |  |  | 1289400.699 | 15266545.559 |  | -1
node_8102802_200892628 |  |  | PQ | AD | 2771.281 | 8102802 | no | no |  |  | no |  |  | 1289095.531 | 15266543.589 |  | -1
node_8102802_200892629 |  |  | PQ | AN | 2771.281 | 8102802 | no | no |  |  | no |  |  | 1288793.41 | 15266534.766 |  | -1
node_8102802_200892630 |  |  | PQ | AD | 2771.281 | 8102802 | no | no |  |  | no |  |  | 1289083.162 | 15266266.944 |  | -1
node_8102802_200892631 |  |  | PQ | AD | 2771.281 | 8102802 | no | no |  |  | no |  |  | 1288736.15 | 15266291.592 |  | -1
node_8102802_200892632 |  |  | PQ | AD | 2771.281 | 8102802 | no | no |  |  | no |  |  | 1288440.923 | 15266319.277 |  | -1
node_8102802_200892633 |  |  | PQ | AD | 2771.281 | 8102802 | no | no |  |  | no |  |  | 1287972.492 | 15266357.805 |  | -1
node_8102802_200892634 |  |  | PQ | AN | 2771.281 | 8102802 | no | no |  |  | no |  |  | 1287533.339 | 15266394.393 |  | -1
node_8102802_200892635 |  |  | PQ | AN | 2771.281 | 8102802 | no | no |  |  | no |  |  | 1287050.97 | 15266423.371 |  | -1
node_8102802_200892636 |  |  | PQ | AD | 2771.281 | 8102802 | no | no |  |  | no |  |  | 1286845.268 | 15266412.835 |  | -1
node_8102802_200892637 |  |  | PQ | AD | 2771.281 | 8102802 | no | no |  |  | no |  |  | 1286586.609 | 15266395.965 |  | -1
node_8102802_200892638 |  |  | PQ | AN | 2771.281 | 8102802 | no | no |  |  | no |  |  | 1286146.916 | 15266362.359 |  | -1
node_8102802_200892639 |  |  | PQ | AD | 2771.281 | 8102802 | no | no |  |  | no |  |  | 1285847.428 | 15266337.505 |  | -1
node_8102802_200892640 |  |  | PQ | AN | 2771.281 | 8102802 | no | no |  |  | no |  |  | 1289912.438 | 15262802.673 |  | -1
node_8102802_200892641 |  |  | PQ | AN | 2771.281 | 8102802 | no | no |  |  | no |  |  | 1285581.369 | 15266312.949 |  | -1
node_8102802_200892643 |  |  | PQ | AD | 2771.281 | 8102802 | no | no |  |  | no |  |  | 1285589.005 | 15266015.173 |  | -1
node_8102802_200892644 |  |  | PQ | AD | 2771.281 | 8102802 | no | no |  |  | no |  |  | 1285597.058 | 15265749.12 |  | -1
node_8102802_200892645 |  |  | PQ | AD | 2771.281 | 8102802 | no | no |  |  | no |  |  | 1285622.557 | 15265394.371 |  | -1
node_8102802_200892647 |  |  | PQ | AN | 2771.281 | 8102802 | no | no |  |  | no |  |  | 1285647.45 | 15264770.511 |  | -1
node_8102802_200892648 |  |  | PQ | AD | 2771.281 | 8102802 | no | no |  |  | no |  |  | 1285647.747 | 15264367.687 |  | -1
node_8102802_200892649 |  |  | PQ | AN | 2771.281 | 8102802 | no | no |  |  | no |  |  | 1285995.413 | 15264372.799 |  | -1
node_8102802_200892652 |  |  | PQ | AN | 2771.281 | 8102802 | no | no |  |  | no |  |  | 1285432.852 | 15264166.696 |  | -1
node_8102802_200892653 |  |  | PQ | AD | 2771.281 | 8102802 | no | no |  |  | no |  |  | 1285226.542 | 15264151.402 |  | -1
node_8102802_200892654 |  |  | PQ | AN | 2771.281 | 8102802 | no | no |  |  | no |  |  | 1285040.904 | 15264235.227 |  | -1
node_8102802_200892655 |  |  | PQ | AN | 2771.281 | 8102802 | no | no |  |  | no |  |  | 1284704.094 | 15264174.251 |  | -1
node_8102802_200892656 |  |  | PQ | AD | 2771.281 | 8102802 | no | no |  |  | no |  |  | 1284366.738 | 15264157.845 |  | -1
node_8102802_200892659 |  |  | PQ | AN | 2771.281 | 8102802 | no | no |  |  | no |  |  | 1284100.413 | 15264139.12 |  | -1
node_8102802_200892660 |  |  | PQ | AN | 2771.281 | 8102802 | no | no |  |  | no |  |  | 1283819.489 | 15264122.478 |  | -1
node_8102802_200892661 |  |  | PQ | AD | 2771.281 | 8102802 | no | no |  |  | no |  |  | 1283569.244 | 15264100.23 |  | -1
node_8102802_200892662 |  |  | PQ | AD | 2771.281 | 8102802 | no | no |  |  | no |  |  | 1283338.089 | 15264075.755 |  | -1
node_8102802_200892663 |  |  | PQ | AD | 2771.281 | 8102802 | no | no |  |  | no |  |  | 1283228.404 | 15263877.683 |  | -1
node_8102802_200892664 |  |  | PQ | AN | 2771.281 | 8102802 | no | no |  |  | no |  |  | 1283073.433 | 15263814.92 |  | -1
node_8102802_200892665 |  |  | PQ | AD | 2771.281 | 8102802 | no | no |  |  | no |  |  | 1282881.058 | 15263774.958 |  | -1
node_8102802_200892666 |  |  | PQ | AN | 2771.281 | 8102802 | no | no |  |  | no |  |  | 1282669.605 | 15263686.827 |  | -1
node_8102802_200892667 |  |  | PQ | AD | 2771.281 | 8102802 | no | no |  |  | no |  |  | 1282282.429 | 15263683.688 |  | -1
node_8102802_200892668 |  |  | PQ | AN | 2771.281 | 8102802 | no | no |  |  | no |  |  | 1281942.787 | 15263678.123 |  | -1
node_8102802_200892670 |  |  | PQ | AN | 2771.281 | 8102802 | no | no |  |  | no |  |  | 1282065.052 | 15263882.094 |  | -1
node_8102802_200892671 |  |  | PQ | AD | 2771.281 | 8102802 | no | no |  |  | no |  |  | 1281787.496 | 15263646.445 |  | -1
node_8102802_200892672 |  |  | PQ | AN | 2771.281 | 8102802 | no | no |  |  | no |  |  | 1281771.342 | 15263921.649 |  | -1
node_8102802_200892673 |  |  | PQ | AD | 2771.281 | 8102802 | no | no |  |  | no |  |  | 1281596.475 | 15263638.854 |  | -1
node_8102802_200892675 |  |  | PQ | AN | 2771.281 | 8102802 | no | no |  |  | no |  |  | 1281251.525 | 15263670.983 |  | -1
node_8102802_200892677 |  |  | PQ | AD | 2771.281 | 8102802 | no | no |  |  | no |  |  | 1281040.096 | 15263517.738 |  | -1
node_8102802_200892678 |  |  | PQ | AD | 2771.281 | 8102802 | no | no |  |  | no |  |  | 1280823.728 | 15263252.978 |  | -1
node_8102802_200892679 |  |  | PQ | AD | 2771.281 | 8102802 | no | no |  |  | no |  |  | 1280599.373 | 15262995.09 |  | -1
node_8102802_200892680 |  |  | PQ | AN | 2771.281 | 8102802 | no | no |  |  | no |  |  | 1280767.973 | 15262933.358 |  | -1
node_8102802_200892681 |  |  | PQ | AD | 2771.281 | 8102802 | no | no |  |  | no |  |  | 1280383.733 | 15263299.732 |  | -1
node_8102802_200892682 |  |  | PQ | AD | 2771.281 | 8102802 | no | no |  |  | no |  |  | 1280351.131 | 15263719.193 |  | -1
node_8102802_200892683 |  |  | PQ | AN | 2771.281 | 8102802 | no | no |  |  | no |  |  | 1280402.083 | 15264150.145 |  | -1
node_8102802_200892684 |  |  | PQ | AD | 2771.281 | 8102802 | no | no |  |  | no |  |  | 1280382.776 | 15262757.438 |  | -1
node_8102802_200892685 |  |  | PQ | AD | 2771.281 | 8102802 | no | no |  |  | no |  |  | 1280180.984 | 15262485.75 |  | -1
node_8102802_200892686 |  |  | PQ | AD | 2771.281 | 8102802 | no | no |  |  | no |  |  | 1279995.574 | 15262222.774 |  | -1
node_8102802_200892687 |  |  | PQ | AD | 2771.281 | 8102802 | no | no |  |  | no |  |  | 1279701.949 | 15261741.012 |  | -1
node_8102802_200892688 |  |  | PQ | AN | 2771.281 | 8102802 | no | no |  |  | no |  |  | 1279454.267 | 15261471.597 |  | -1
node_8102802_200892689 |  |  | PQ | AD | 2771.281 | 8102802 | no | no |  |  | no |  |  | 1279311.278 | 15261226.155 |  | -1
node_8102802_200892690 |  |  | PQ | AD | 2771.281 | 8102802 | no | no |  |  | no |  |  | 1279268.053 | 15261164.586 |  | -1
node_8102802_200892691 |  |  | PQ | AD | 2771.281 | 8102802 | no | no |  |  | no |  |  | 1279082.328 | 15260806.872 |  | -1
node_8102802_200892692 |  |  | PQ | AD | 2771.281 | 8102802 | no | no |  |  | no |  |  | 1289477.819 | 15263669.249 |  | -1
node_8102802_200892693 |  |  | PQ | AN | 2771.281 | 8102802 | no | no |  |  | no |  |  | 1278973.388 | 15260569.048 |  | -1
node_8102802_200892695 |  |  | PQ | AD | 2771.281 | 8102802 | no | no |  |  | no |  |  | 1278809.166 | 15260371.469 |  | -1
node_8102802_200892696 |  |  | PQ | AD | 2771.281 | 8102802 | no | no |  |  | no |  |  | 1278632.832 | 15260218.769 |  | -1
node_8102802_200892697 |  |  | PQ | AD | 2771.281 | 8102802 | no | no |  |  | no |  |  | 1278373.496 | 15260053.626 |  | -1
node_8102802_200892698 |  |  | PQ | AD | 2771.281 | 8102802 | no | no |  |  | no |  |  | 1278129.478 | 15259905.044 |  | -1
node_8102802_200892699 |  |  | PQ | AN | 2771.281 | 8102802 | no | no |  |  | no |  |  | 1277916.723 | 15259728.597 |  | -1
node_8102802_200892700 |  |  | PQ | AD | 2771.281 | 8102802 | no | no |  |  | no |  |  | 1277785.98 | 15259564.427 |  | -1
node_8102802_200892701 |  |  | PQ | AN | 2771.281 | 8102802 | no | no |  |  | no |  |  | 1277634.075 | 15259280.329 |  | -1
node_8102802_200892703 |  |  | PQ | AN | 2771.281 | 8102802 | no | no |  |  | no |  |  | 1277520.144 | 15258958.927 |  | -1
node_8102802_200892704 |  |  | PQ | AD | 2771.281 | 8102802 | no | no |  |  | no |  |  | 1289371.446 | 15263973.192 |  | -1
node_8102802_200892705 |  |  | PQ | AN | 2771.281 | 8102802 | no | no |  |  | no |  |  | 1289210.184 | 15264332.972 |  | -1
node_8102802_200892706 |  |  | PQ | AD | 2771.281 | 8102802 | no | no |  |  | no |  |  | 1289311.939 | 15264821.099 |  | -1
node_8102802_200892707 |  |  | PQ | AD | 2771.281 | 8102802 | no | no |  |  | no |  |  | 1289386.863 | 15265333.799 |  | -1
node_8102802_200892708 |  |  | PQ | AN | 7199.558 | 8102802 | no | no |  |  | no |  |  | 1269472.691 | 15263711.504 |  | -1
node_8102802_200892709 |  |  | PQ | AN | 7199.558 | 8102802 | no | no |  |  | no |  |  | 1269687.51 | 15263524.77 |  | -1
node_8102802_200892711 |  |  | PQ | AN | 7199.558 | 8102802 | no | no |  |  | no |  |  | 1269807.294 | 15263322.573 |  | -1
node_8102802_200892712 |  |  | PQ | AN | 7199.558 | 8102802 | no | no |  |  | no |  |  | 1269878.216 | 15263220.044 |  | -1
node_8102802_200892713 |  |  | PQ | AN | 7199.558 | 8102802 | no | no |  |  | no |  |  | 1270032.18 | 15263043.146 |  | -1
node_8102802_200892714 |  |  | PQ | AN | 7199.558 | 8102802 | no | no |  |  | no |  |  | 1270110.587 | 15262909.637 |  | -1
node_8102802_200892716 |  |  | PQ | AN | 7199.558 | 8102802 | no | no |  |  | no |  |  | 1270207.899 | 15262747.767 |  | -1
node_8102802_200892717 |  |  | PQ | AN | 7199.558 | 8102802 | no | no |  |  | no |  |  | 1270297.588 | 15262593.735 |  | -1
node_8102802_200892718 |  |  | PQ | AN | 7199.558 | 8102802 | no | no |  |  | no |  |  | 1270438.186 | 15262316.53 |  | -1
node_8102802_200892720 |  |  | PQ | AN | 7199.558 | 8102802 | no | no |  |  | no |  |  | 1270488.511 | 15262128.362 |  | -1
node_8102802_200892721 |  |  | PQ | AN | 7199.558 | 8102802 | no | no |  |  | no |  |  | 1270624.697 | 15261916.886 |  | -1
node_8102802_200892725 |  |  | PQ | AN | 7199.558 | 8102802 | no | no |  |  | no |  |  | 1270666.616 | 15261728.274 |  | -1
node_8102802_200892726 |  |  | PQ | AN | 7199.558 | 8102802 | no | no |  |  | no |  |  | 1270759.616 | 15261425.68 |  | -1
node_8102802_200892727 |  |  | PQ | AN | 7199.558 | 8102802 | no | no |  |  | no |  |  | 1270877.571 | 15261143.945 |  | -1
node_8102802_200892728 |  |  | PQ | AN | 7199.558 | 8102802 | no | no |  |  | no |  |  | 1271046.95 | 15260892.059 |  | -1
node_8102802_200892729 |  |  | PQ | AN | 7199.558 | 8102802 | no | no |  |  | no |  |  | 1271273.272 | 15260658.702 |  | -1
node_8102802_200892730 |  |  | PQ | AN | 7199.558 | 8102802 | no | no |  |  | no |  |  | 1271488.682 | 15260486.453 |  | -1
node_8102802_200892731 |  |  | PQ | AN | 7199.558 | 8102802 | no | no |  |  | no |  |  | 1271721.046 | 15260285.04 |  | -1
node_8102802_200892732 |  |  | PQ | AN | 7199.558 | 8102802 | no | no |  |  | no |  |  | 1271955.077 | 15260079.548 |  | -1
node_8102802_200892733 |  |  | PQ | AN | 7199.558 | 8102802 | no | no |  |  | no |  |  | 1272181.045 | 15259895.752 |  | -1
node_8102802_200892747 |  |  | PQ | AD | 2771.281 | 8102802 | no | no |  |  | no |  |  | 1290997.59 | 15273376.39 |  | -1
node_8102802_200892748 |  |  | PQ | AD | 2771.281 | 8102802 | no | no |  |  | no |  |  | 1290281.99 | 15273830.575 |  | -1
node_8102802_200892749 |  |  | PQ | AN | 2771.281 | 8102802 | no | no |  |  | no |  |  | 1290668.853 | 15273584.663 |  | -1
node_8102802_200892750 |  |  | PQ | AD | 2771.281 | 8102802 | no | no |  |  | no |  |  | 1290661.162 | 15273810.572 |  | -1
node_8102802_200892751 |  |  | PQ | AN | 2771.281 | 8102802 | no | no |  |  | no |  |  | 1290646.922 | 15274045.831 |  | -1
node_8102802_200892752 |  |  | PQ | AD | 2771.281 | 8102802 | no | no |  |  | no |  |  | 1291288.59 | 15273099.05 |  | -1
node_8102802_200892753 |  |  | PQ | AD | 2771.281 | 8102802 | no | no |  |  | no |  |  | 1291053.844 | 15273324.031 |  | -1
node_8102802_200892754 |  |  | PQ | AN | 2771.281 | 8102802 | no | no |  |  | no |  |  | 1290839.928 | 15273275.832 |  | -1
node_8102802_200892755 |  |  | PQ | AN | 2771.281 | 8102802 | no | no |  |  | no |  |  | 1291594.448 | 15272815.35 |  | -1
node_8102802_200892756 |  |  | PQ | AN | 2771.281 | 8102802 | no | no |  |  | no |  |  | 1291893.31 | 15272688.16 |  | -1
node_8102802_200892757 |  |  | PQ | AD | 2771.281 | 8102802 | no | no |  |  | no |  |  | 1292171.599 | 15272591.518 |  | -1
node_8102802_200892758 |  |  | PQ | AD | 2771.281 | 8102802 | no | no |  |  | no |  |  | 1292457.686 | 15272572.455 |  | -1
node_8102802_200892759 |  |  | PQ | AN | 2771.281 | 8102802 | no | no |  |  | no |  |  | 1292754.695 | 15272527.715 |  | -1
node_8102802_200892761 |  |  | PQ | AN | 7199.558 | 8102802 | no | no |  |  | no |  |  | 1267852.022 | 15262519.497 |  | -1
node_8102802_200892763 |  |  | PQ | AD | 2771.281 | 8102802 | no | no |  |  | no |  |  | 1267606.513 | 15262312.246 |  | -1
node_8102802_200892764 |  |  | PQ | AN | 2771.281 | 8102802 | no | no |  |  | no |  |  | 1267545.907 | 15262168.778 |  | -1
node_8102802_200892766 |  |  | PQ | AN | 2771.281 | 8102802 | no | no |  |  | no |  |  | 1267411.08 | 15262021.755 |  | -1
node_8102802_200892767 |  |  | PQ | AD | 2771.281 | 8102802 | no | no |  |  | no |  |  | 1267165.19 | 15262029.928 |  | -1
node_8102802_200892768 |  |  | PQ | AN | 2771.281 | 8102802 | no | no |  |  | no |  |  | 1266901.286 | 15261967.782 |  | -1
node_8102802_200892769 |  |  | PQ | AN | 2771.281 | 8102802 | no | no |  |  | no |  |  | 1266686.098 | 15261867.211 |  | -1
node_8102802_200892771 |  |  | PQ | AD | 2771.281 | 8102802 | no | no |  |  | no |  |  | 1267385.607 | 15261907.145 |  | -1
node_8102802_200892772 |  |  | PQ | AD | 2771.281 | 8102802 | no | no |  |  | no |  |  | 1267226.326 | 15261653.143 |  | -1
node_8102802_200892773 |  |  | PQ | AD | 2771.281 | 8102802 | no | no |  |  | no |  |  | 1267092.993 | 15261333.402 |  | -1
node_8102802_200892774 |  |  | PQ | AN | 2771.281 | 8102802 | no | no |  |  | no |  |  | 1267034.396 | 15261175.972 |  | -1
node_8102802_200892775 |  |  | PQ | AN | 2771.281 | 8102802 | no | no |  |  | no |  |  | 1266975.687 | 15261092.822 |  | -1
node_8102802_200892776 |  |  | PQ | AN | 2771.281 | 8102802 | no | no |  |  | no |  |  | 1266925.814 | 15260959.621 |  | -1
node_8102802_200892777 |  |  | PQ | AD | 2771.281 | 8102802 | no | no |  |  | no |  |  | 1266877.255 | 15260863.06 |  | -1
node_8102802_200892779 |  |  | PQ | AD | 2771.281 | 8102802 | no | no |  |  | no |  |  | 1266993.732 | 15260321.163 |  | -1
node_8102802_200892781 |  |  | PQ | AD | 2771.281 | 8102802 | no | no |  |  | no |  |  | 1267170.06 | 15259808.061 |  | -1
node_8102802_200892783 |  |  | PQ | AN | 7199.558 | 8102802 | no | no |  |  | no |  |  | 1268463.75 | 15263564.335 |  | -1
node_8102802_200892785 |  |  | PQ | AN | 7199.558 | 8102802 | no | no |  |  | no |  |  | 1268285.9 | 15263273.17 |  | -1
node_8102802_200892786 |  |  | PQ | AN | 7199.558 | 8102802 | no | no |  |  | no |  |  | 1268144.908 | 15263017.945 |  | -1
node_8102802_200892787 |  |  | PQ | AN | 7199.558 | 8102802 | no | no |  |  | no |  |  | 1267974.722 | 15262757.845 |  | -1
node_8102802_200892815 |  |  | PQ | ABCN | 7199.558 | 8102802 | no | no |  |  | no |  |  | 1265851.79 | 15267009.346 |  | -1
node_8102802_200892816 |  |  | PQ | ABCN | 7199.558 | 8102802 | no | no |  |  | no |  |  | 1265590.719 | 15267034.586 |  | -1
node_8102802_200892817 |  |  | PQ | ABCN | 7199.558 | 8102802 | no | no |  |  | no |  |  | 1265311.151 | 15267103.332 |  | -1
node_8102802_200892818 |  |  | PQ | ABCN | 7199.558 | 8102802 | no | no |  |  | no |  |  | 1265021.179 | 15267207.754 |  | -1
node_8102802_200892819 |  |  | PQ | ABCN | 7199.558 | 8102802 | no | no |  |  | no |  |  | 1264940.527 | 15267057.549 |  | -1
node_8102802_200892821 |  |  | PQ | ABCN | 7199.558 | 8102802 | no | no |  |  | no |  |  | 1264845.707 | 15267255.723 |  | -1
node_8102802_200892822 |  |  | PQ | ABCN | 7199.558 | 8102802 | no | no |  |  | no |  |  | 1264611.043 | 15267322.241 |  | -1
node_8102802_200892827 |  |  | PQ | ABCN | 7199.558 | 8102802 | no | no |  |  | no |  |  | 1264477.865 | 15267354.954 |  | -1
node_8102802_200892828 |  |  | PQ | ABCN | 7199.558 | 8102802 | no | no |  |  | no |  |  | 1264186.436 | 15267419.087 |  | -1
node_8102802_200892830 |  |  | PQ | ABCN | 7199.558 | 8102802 | no | no |  |  | no |  |  | 1263947.403 | 15267476.297 |  | -1
node_8102802_200892832 |  |  | PQ | ABCN | 7199.558 | 8102802 | no | no |  |  | no |  |  | 1263653.259 | 15267599.262 |  | -1
node_8102802_200892833 |  |  | PQ | ABCN | 7199.558 | 8102802 | no | no |  |  | no |  |  | 1263332.969 | 15267579.324 |  | -1
node_8102802_200892834 |  |  | PQ | ABCN | 7199.558 | 8102802 | no | no |  |  | no |  |  | 1263098.752 | 15267447.65 |  | -1
node_8102802_200892835 |  |  | PQ | ABCN | 7199.558 | 8102802 | no | no |  |  | no |  |  | 1262854.89 | 15267307.512 |  | -1
node_8102802_200892836 |  |  | PQ | ABCN | 7199.558 | 8102802 | no | no |  |  | no |  |  | 1262671.008 | 15267625.717 |  | -1
node_8102802_200892837 |  |  | PQ | AN | 7199.558 | 8102802 | no | no |  |  | no |  |  | 1262231.667 | 15267553.864 |  | -1
node_8102802_200892838 |  |  | PQ | ABCN | 7199.558 | 8102802 | no | no |  |  | no |  |  | 1262678.953 | 15267775.323 |  | -1
node_8102802_200892839 |  |  | PQ | ABN | 7199.558 | 8102802 | no | no |  |  | no |  |  | 1262842.533 | 15267799.162 |  | -1
node_8102802_200892840 |  |  | PQ | AN | 7199.558 | 8102802 | no | no |  |  | no |  |  | 1263016.44 | 15267805.1 |  | -1
node_8102802_200892841 |  |  | PQ | AN | 7199.558 | 8102802 | no | no |  |  | no |  |  | 1263306.051 | 15267905.604 |  | -1
node_8102802_200892843 |  |  | PQ | ABCN | 7199.558 | 8102802 | no | no |  |  | no |  |  | 1262572.08 | 15267822.329 |  | -1
node_8102802_200892844 |  |  | PQ | ABCN | 7199.558 | 8102802 | no | no |  |  | no |  |  | 1262348.236 | 15267936.513 |  | -1
node_8102802_200892845 |  |  | PQ | ABCN | 7199.558 | 8102802 | no | no |  |  | no |  |  | 1262220.224 | 15267981.831 |  | -1
node_8102802_200892846 |  |  | PQ | ABCN | 7199.558 | 8102802 | no | no |  |  | no |  |  | 1262047.27 | 15268045.309 |  | -1
node_8102802_200892850 |  |  | PQ | ABCN | 7199.558 | 8102802 | no | no |  |  | no |  |  | 1261412.021 | 15268246.253 |  | -1
node_8102802_200892854 |  |  | PQ | ABCN | 7199.558 | 8102802 | no | no |  |  | no |  |  | 1260808.629 | 15268322.679 |  | -1
node_8102802_200892855 |  |  | PQ | ABCN | 7199.558 | 8102802 | no | no |  |  | no |  |  | 1260679.705 | 15268355.013 |  | -1
node_8102802_200892856 |  |  | PQ | ABCN | 7199.558 | 8102802 | no | no |  |  | no |  |  | 1260525.795 | 15268392.298 |  | -1
node_8102802_200892857 |  |  | PQ | ABCN | 7199.558 | 8102802 | no | no |  |  | no |  |  | 1260379.419 | 15268422.315 |  | -1
node_8102802_200892862 |  |  | PQ | AN | 2771.281 | 8102802 | no | no |  |  | no |  |  | 1285838.477 | 15260592.719 |  | -1
node_8102802_200892863 |  |  | PQ | AD | 2771.281 | 8102802 | no | no |  |  | no |  |  | 1285786.158 | 15260992.287 |  | -1
node_8102802_200892864 |  |  | PQ | AN | 2771.281 | 8102802 | no | no |  |  | no |  |  | 1285429.013 | 15260967.792 |  | -1
node_8102802_200892865 |  |  | PQ | AN | 2771.281 | 8102802 | no | no |  |  | no |  |  | 1285810.269 | 15261413.886 |  | -1
node_8102802_200892868 |  |  | PQ | AN | 2771.281 | 8102802 | no | no |  |  | no |  |  | 1285754.969 | 15261729.848 |  | -1
node_8102802_200892870 |  |  | PQ | AN | 2771.281 | 8102802 | no | no |  |  | no |  |  | 1285737.408 | 15262032.215 |  | -1
node_8102802_200892871 |  |  | PQ | AN | 7199.558 | 8102802 | no | no |  |  | no |  |  | 1265331.824 | 15266861.534 |  | -1
node_8102802_200892873 |  |  | PQ | AN | 7199.558 | 8102802 | no | no |  |  | no |  |  | 1265340.836 | 15266244.364 |  | -1
node_8102802_200892874 |  |  | PQ | AN | 7199.558 | 8102802 | no | no |  |  | no |  |  | 1265186.709 | 15266269.062 |  | -1
node_8102802_200892875 |  |  | PQ | AN | 7199.558 | 8102802 | no | no |  |  | no |  |  | 1264844.46 | 15266334.351 |  | -1
node_8102802_200892877 |  |  | PQ | AN | 7199.558 | 8102802 | no | no |  |  | no |  |  | 1265362.599 | 15265941.074 |  | -1
node_8102802_200892885 |  |  | PQ | ABCN | 7199.558 | 8102802 | no | no |  |  | no |  |  | 1259547.807 | 15268674.77 |  | -1
node_8102802_200892887 |  |  | PQ | ABCN | 7199.558 | 8102802 | no | no |  |  | no |  |  | 1259163.504 | 15268777.315 |  | -1
node_8102802_200892888 |  |  | PQ | ABCN | 7199.558 | 8102802 | no | no |  |  | no |  |  | 1258984.114 | 15268742.85 |  | -1
node_8102802_200892890 |  |  | PQ | ABCN | 7199.558 | 8102802 | no | no |  |  | no |  |  | 1258524.291 | 15268661.108 |  | -1
node_8102802_200892892 |  |  | PQ | ABCN | 7199.558 | 8102802 | no | no |  |  | no |  |  | 1258350.634 | 15268632.461 |  | -1
node_8102802_200892894 |  |  | PQ | ABCN | 7199.558 | 8102802 | no | no |  |  | no |  |  | 1258047.421 | 15268578.534 |  | -1
node_8102802_200892895 |  |  | PQ | AN | 7199.558 | 8102802 | no | no |  |  | no |  |  | 1257967.003 | 15268558.15 |  | -1
node_8102802_200892896 |  |  | PQ | ABCN | 7199.558 | 8102802 | no | no |  |  | no |  |  | 1257756.348 | 15268579.495 |  | -1
node_8102802_200892897 |  |  | PQ | ABCN | 7199.558 | 8102802 | no | no |  |  | no |  |  | 1257514.008 | 15268578.996 |  | -1
node_8102802_200892898 |  |  | PQ | AN | 7199.558 | 8102802 | no | no |  |  | no |  |  | 1257514.384 | 15268501.407 |  | -1
node_8102802_200892901 |  |  | PQ | ABCN | 7199.558 | 8102802 | no | no |  |  | no |  |  | 1257060.003 | 15268586.398 |  | -1
node_8102802_200892903 |  |  | PQ | AD | 14399.116 | 8102802 | no | no |  |  | no |  |  | 1256584.535 | 15268623.25 |  | -1
node_8102802_200892904 |  |  | PQ | AD | 14399.116 | 8102802 | no | no |  |  | no |  |  | 1256188.025 | 15268666.609 |  | -1
node_8102802_200892905 |  |  | PQ | AD | 14399.116 | 8102802 | no | no |  |  | no |  |  | 1256062.261 | 15268670.492 |  | -1
node_8102802_200892906 |  |  | PQ | AD | 14399.116 | 8102802 | no | no |  |  | no |  |  | 1255658.333 | 15268706.508 |  | -1
node_8102802_200892907 |  |  | PQ | AN | 14399.116 | 8102802 | no | no |  |  | no |  |  | 1255390.831 | 15268474.404 |  | -1
node_8102802_200892908 |  |  | PQ | AN | 14399.116 | 8102802 | no | no |  |  | no |  |  | 1254981.679 | 15268462.662 |  | -1
node_8102802_200892909 |  |  | PQ | AD | 14399.116 | 8102802 | no | no |  |  | no |  |  | 1254686.411 | 15268494.376 |  | -1
node_8102802_200892911 |  |  | PQ | AD | 14399.116 | 8102802 | no | no |  |  | no |  |  | 1254310.563 | 15268560.268 |  | -1
node_8102802_200892913 |  |  | PQ | AD | 14399.116 | 8102802 | no | no |  |  | no |  |  | 1253921.51 | 15268628.411 |  | -1
node_8102802_200892914 |  |  | PQ | AD | 14399.116 | 8102802 | no | no |  |  | no |  |  | 1253674.724 | 15268671.087 |  | -1
node_8102802_200892915 |  |  | PQ | AD | 14399.116 | 8102802 | no | no |  |  | no |  |  | 1253425.32 | 15268735.054 |  | -1
node_8102802_200892916 |  |  | PQ | AD | 14399.116 | 8102802 | no | no |  |  | no |  |  | 1253112.461 | 15268822.945 |  | -1
node_8102802_200892918 |  |  | PQ | AN | 14399.116 | 8102802 | no | no |  |  | no |  |  | 1252523.62 | 15269036.055 |  | -1
node_8102802_200892919 |  |  | PQ | AN | 14399.116 | 8102802 | no | no |  |  | no |  |  | 1252346.288 | 15269104.167 |  | -1
node_8102802_200892920 |  |  | PQ | AD | 14399.116 | 8102802 | no | no |  |  | no |  |  | 1252039.138 | 15269247.918 |  | -1
node_8102802_200892921 |  |  | PQ | AN | 14399.116 | 8102802 | no | no |  |  | no |  |  | 1251899.682 | 15269322.482 |  | -1
node_8102802_200892924 |  |  | PQ | AN | 14399.116 | 8102802 | no | no |  |  | no |  |  | 1251725.2 | 15269400.713 |  | -1
node_8102802_200892925 |  |  | PQ | AN | 14399.116 | 8102802 | no | no |  |  | no |  |  | 1251492.829 | 15269504.89 |  | -1
node_8102802_200892926 |  |  | PQ | AN | 14399.116 | 8102802 | no | no |  |  | no |  |  | 1251285.582 | 15269618.117 |  | -1
node_8102802_200892927 |  |  | PQ | AD | 14399.116 | 8102802 | no | no |  |  | no |  |  | 1251120.644 | 15269725.895 |  | -1
node_8102802_200892928 |  |  | PQ | AN | 14399.116 | 8102802 | no | no |  |  | no |  |  | 1250944.827 | 15269815.93 |  | -1
node_8102802_200892930 |  |  | PQ | AD | 14399.116 | 8102802 | no | no |  |  | no |  |  | 1250492.265 | 15270072.494 |  | -1
node_8102802_200892931 |  |  | PQ | AN | 14399.116 | 8102802 | no | no |  |  | no |  |  | 1250255.323 | 15270205.952 |  | -1
node_8102802_200892933 |  |  | PQ | AD | 14399.116 | 8102802 | no | no |  |  | no |  |  | 1250030.474 | 15270308.448 |  | -1
node_8102802_200892934 |  |  | PQ | AD | 14399.116 | 8102802 | no | no |  |  | no |  |  | 1249838.978 | 15270398.413 |  | -1
node_8102802_200892935 |  |  | PQ | AD | 14399.116 | 8102802 | no | no |  |  | no |  |  | 1249486.626 | 15270548.53 |  | -1
node_8102802_200892936 |  |  | PQ | AD | 14399.116 | 8102802 | no | no |  |  | no |  |  | 1249242.359 | 15270601.808 |  | -1
node_8102802_200892937 |  |  | PQ | AD | 14399.116 | 8102802 | no | no |  |  | no |  |  | 1249093.367 | 15270625.154 |  | -1
node_8102802_200892938 |  |  | PQ | AD | 14399.116 | 8102802 | no | no |  |  | no |  |  | 1248721.679 | 15270696.458 |  | -1
node_8102802_200892939 |  |  | PQ | AD | 14399.116 | 8102802 | no | no |  |  | no |  |  | 1248473.727 | 15270662.13 |  | -1
node_8102802_200892940 |  |  | PQ | AD | 14399.116 | 8102802 | no | no |  |  | no |  |  | 1248368.634 | 15270656.542 |  | -1
node_8102802_200892941 |  |  | PQ | AD | 14399.116 | 8102802 | no | no |  |  | no |  |  | 1247816.839 | 15270644.578 |  | -1
node_8102802_200892943 |  |  | PQ | AD | 14399.116 | 8102802 | no | no |  |  | no |  |  | 1247248.464 | 15270618.679 |  | -1
node_8102802_200892944 |  |  | PQ | AD | 14399.116 | 8102802 | no | no |  |  | no |  |  | 1246918.77 | 15270503.016 |  | -1
node_8102802_200892945 |  |  | PQ | AD | 14399.116 | 8102802 | no | no |  |  | no |  |  | 1246700.785 | 15270302.793 |  | -1
node_8102802_200892946 |  |  | PQ | AD | 14399.116 | 8102802 | no | no |  |  | no |  |  | 1246465.296 | 15270096.098 |  | -1
node_8102802_200892947 |  |  | PQ | AN | 14399.116 | 8102802 | no | no |  |  | no |  |  | 1246629.133 | 15270014.011 |  | -1
node_8102802_200892949 |  |  | PQ | AN | 14399.116 | 8102802 | no | no |  |  | no |  |  | 1246208.236 | 15269648.064 |  | -1
node_8102802_200892950 |  |  | PQ | AD | 14399.116 | 8102802 | no | no |  |  | no |  |  | 1246120.591 | 15269380.647 |  | -1
node_8102802_200892951 |  |  | PQ | AD | 14399.116 | 8102802 | no | no |  |  | no |  |  | 1246032.42 | 15269112.57 |  | -1
node_8102802_200892952 |  |  | PQ | AD | 14399.116 | 8102802 | no | no |  |  | no |  |  | 1245945.03 | 15268840.784 |  | -1
node_8102802_200892953 |  |  | PQ | AD | 14399.116 | 8102802 | no | no |  |  | no |  |  | 1245862.651 | 15268576.177 |  | -1
node_8102802_200892954 |  |  | PQ | AD | 14399.116 | 8102802 | no | no |  |  | no |  |  | 1245534.836 | 15268716.783 |  | -1
node_8102802_200892955 |  |  | PQ | AN | 14399.116 | 8102802 | no | no |  |  | no |  |  | 1245085.19 | 15268893.763 |  | -1
node_8102802_200892956 |  |  | PQ | AD | 14399.116 | 8102802 | no | no |  |  | no |  |  | 1245786.685 | 15268347.068 |  | -1
node_8102802_200892957 |  |  | PQ | AD | 14399.116 | 8102802 | no | no |  |  | no |  |  | 1245706.461 | 15268094.792 |  | -1
node_8102802_200892958 |  |  | PQ | AN | 14399.116 | 8102802 | no | no |  |  | no |  |  | 1245595.453 | 15267766.068 |  | -1
node_8102802_200892959 |  |  | PQ | AD | 14399.116 | 8102802 | no | no |  |  | no |  |  | 1245539.514 | 15267573.63 |  | -1
node_8102802_200892960 |  |  | PQ | AN | 14399.116 | 8102802 | no | no |  |  | no |  |  | 1245479.343 | 15267387.332 |  | -1
node_8102802_200892961 |  |  | PQ | AD | 14399.116 | 8102802 | no | no |  |  | no |  |  | 1245394.057 | 15267110.327 |  | -1
node_8102802_200892962 |  |  | PQ | AD | 14399.116 | 8102802 | no | no |  |  | no |  |  | 1245282.161 | 15266764.238 |  | -1
node_8102802_200892963 |  |  | PQ | AD | 14399.116 | 8102802 | no | no |  |  | no |  |  | 1245282.904 | 15266590.681 |  | -1
node_8102802_200892964 |  |  | PQ | AN | 14399.116 | 8102802 | no | no |  |  | no |  |  | 1245181.753 | 15266430.508 |  | -1
node_8102802_200892965 |  |  | PQ | AD | 14399.116 | 8102802 | no | no |  |  | no |  |  | 1245133.756 | 15266276.789 |  | -1
node_8102802_200892966 |  |  | PQ | AD | 14399.116 | 8102802 | no | no |  |  | no |  |  | 1245140.446 | 15265905.313 |  | -1
node_8102802_200892968 |  |  | PQ | AD | 14399.116 | 8102802 | no | no |  |  | no |  |  | 1245018.472 | 15265564.649 |  | -1
node_8102802_200892969 |  |  | PQ | AN | 14399.116 | 8102802 | no | no |  |  | no |  |  | 1244910.866 | 15265261.287 |  | -1
node_8102802_200892970 |  |  | PQ | AD | 14399.116 | 8102802 | no | no |  |  | no |  |  | 1244802.008 | 15264942.182 |  | -1
node_8102802_200892971 |  |  | PQ | AN | 14399.116 | 8102802 | no | no |  |  | no |  |  | 1244740.93 | 15264768.653 |  | -1
node_8102802_200892972 |  |  | PQ | AD | 14399.116 | 8102802 | no | no |  |  | no |  |  | 1244671.614 | 15264573.754 |  | -1
node_8102802_200892973 |  |  | PQ | AD | 14399.116 | 8102802 | no | no |  |  | no |  |  | 1244582.198 | 15264329.692 |  | -1
node_8102802_200892974 |  |  | PQ | AD | 14399.116 | 8102802 | no | no |  |  | no |  |  | 1244512.991 | 15264081.755 |  | -1
node_8102802_200892975 |  |  | PQ | AD | 14399.116 | 8102802 | no | no |  |  | no |  |  | 1244380.395 | 15263741.094 |  | -1
node_8102802_200892976 |  |  | PQ | AN | 14399.116 | 8102802 | no | no |  |  | no |  |  | 1244320.095 | 15263578.712 |  | -1
node_8102802_200892978 |  |  | PQ | AN | 14399.116 | 8102802 | no | no |  |  | no |  |  | 1244269.056 | 15263247.408 |  | -1
node_8102802_200892980 |  |  | PQ | AN | 14399.116 | 8102802 | no | no |  |  | no |  |  | 1244351.344 | 15263099.709 |  | -1
node_8102802_200892982 |  |  | PQ | AD | 14399.116 | 8102802 | no | no |  |  | no |  |  | 1244646.795 | 15262617.325 |  | -1
node_8102802_200892983 |  |  | PQ | AD | 14399.116 | 8102802 | no | no |  |  | no |  |  | 1244457.212 | 15262456.542 |  | -1
node_8102802_200892984 |  |  | PQ | AD | 14399.116 | 8102802 | no | no |  |  | no |  |  | 1244288.658 | 15262310.8 |  | -1
node_8102802_200892985 |  |  | PQ | AN | 14399.116 | 8102802 | no | no |  |  | no |  |  | 1244204.072 | 15262088.856 |  | -1
node_8102802_200892987 |  |  | PQ | AN | 14399.116 | 8102802 | no | no |  |  | no |  |  | 1244054.262 | 15261782.933 |  | -1
node_8102802_200892989 |  |  | PQ | AD | 14399.116 | 8102802 | no | no |  |  | no |  |  | 1243926.884 | 15261516.53 |  | -1
node_8102802_200892990 |  |  | PQ | AN | 14399.116 | 8102802 | no | no |  |  | no |  |  | 1243805.265 | 15261651.491 |  | -1
node_8102802_200892991 |  |  | PQ | AD | 14399.116 | 8102802 | no | no |  |  | no |  |  | 1243728.178 | 15261504.941 |  | -1
node_8102802_200892992 |  |  | PQ | AN | 14399.116 | 8102802 | no | no |  |  | no |  |  | 1243520.756 | 15261622.539 |  | -1
node_8102802_200892996 |  |  | PQ | AN | 14399.116 | 8102802 | no | no |  |  | no |  |  | 1243735.66 | 15260924.618 |  | -1
node_8102802_200892997 |  |  | PQ | AN | 14399.116 | 8102802 | no | no |  |  | no |  |  | 1243738.122 | 15260698.194 |  | -1
node_8102802_200893000 |  |  | PQ | AN | 14399.116 | 8102802 | no | no |  |  | no |  |  | 1243447.558 | 15259893.551 |  | -1
node_8102802_200893001 |  |  | PQ | AD | 14399.116 | 8102802 | no | no |  |  | no |  |  | 1243287.627 | 15259598.994 |  | -1
node_8102802_200893002 |  |  | PQ | AN | 14399.116 | 8102802 | no | no |  |  | no |  |  | 1243159.661 | 15259429.032 |  | -1
node_8102802_200893003 |  |  | PQ | AD | 14399.116 | 8102802 | no | no |  |  | no |  |  | 1242936.407 | 15259425.686 |  | -1
node_8102802_200893004 |  |  | PQ | AN | 14399.116 | 8102802 | no | no |  |  | no |  |  | 1242890.906 | 15259327.546 |  | -1
node_8102802_200893005 |  |  | PQ | AN | 14399.116 | 8102802 | no | no |  |  | no |  |  | 1242721.285 | 15259145.701 |  | -1
node_8102802_200893007 |  |  | PQ | AD | 14399.116 | 8102802 | no | no |  |  | no |  |  | 1243001.204 | 15259213.246 |  | -1
node_8102802_200893008 |  |  | PQ | AD | 14399.116 | 8102802 | no | no |  |  | no |  |  | 1242630.433 | 15258791.358 |  | -1
node_8102802_200893009 |  |  | PQ | AD | 14399.116 | 8102802 | no | no |  |  | no |  |  | 1242895.149 | 15258604.396 |  | -1
node_8102802_200893010 |  |  | PQ | AN | 14399.116 | 8102802 | no | no |  |  | no |  |  | 1243140.668 | 15258338.5 |  | -1
node_8102802_200893011 |  |  | PQ | AN | 14399.116 | 8102802 | no | no |  |  | no |  |  | 1242481.913 | 15258558.556 |  | -1
node_8102802_200893013 |  |  | PQ | AD | 14399.116 | 8102802 | no | no |  |  | no |  |  | 1254815.484 | 15268317.192 |  | -1
node_8102802_200893014 |  |  | PQ | AD | 14399.116 | 8102802 | no | no |  |  | no |  |  | 1254719.383 | 15268244.786 |  | -1
node_8102802_200893015 |  |  | PQ | AD | 14399.116 | 8102802 | no | no |  |  | no |  |  | 1254530.07 | 15268188.698 |  | -1
node_8102802_200893016 |  |  | PQ | AD | 14399.116 | 8102802 | no | no |  |  | no |  |  | 1254345.06 | 15268237.175 |  | -1
node_8102802_200893017 |  |  | PQ | AN | 14399.116 | 8102802 | no | no |  |  | no |  |  | 1254234.721 | 15268270.365 |  | -1
node_8102802_200893018 |  |  | PQ | AN | 14399.116 | 8102802 | no | no |  |  | no |  |  | 1253932.163 | 15268334.928 |  | -1
node_8102802_200893020 |  |  | PQ | AN | 7199.558 | 8102802 | no | no |  |  | no |  |  | 1275468.718 | 15274440.635 |  | -1
node_8102802_200893021 |  |  | PQ | AN | 7199.558 | 8102802 | no | no |  |  | no |  |  | 1277637.73 | 15279256.087 |  | -1
node_8102802_200893023 |  |  | PQ | ABCN | 7199.558 | 8102802 | no | no |  |  | no |  |  | 1270515.819 | 15265892.462 |  | -1
node_8102802_200893024 |  |  | PQ | ABCN | 7199.558 | 8102802 | no | no |  |  | no |  |  | 1271650.263 | 15267003.57 |  | -1
node_8102802_200893025 |  |  | PQ | ABCN | 7199.558 | 8102802 | no | no |  |  | no |  |  | 1271884.024 | 15267003.542 |  | -1
node_8102802_200893027 |  |  | PQ | ABCN | 7199.558 | 8102802 | no | no |  |  | no |  |  | 1271931.591 | 15267046.179 |  | -1
node_8102802_200893028 |  |  | PQ | ABCN | 7199.558 | 8102802 | no | no |  |  | no |  |  | 1272044.875 | 15267159.573 |  | -1
node_8102802_200893031 |  |  | PQ | ABCN | 7199.558 | 8102802 | no | no |  |  | no |  |  | 1272363.987 | 15267456.607 |  | -1
node_8102802_200893032 |  |  | PQ | ABCN | 7199.558 | 8102802 | no | no |  |  | no |  |  | 1272452.156 | 15267559.284 |  | -1
node_8102802_200893034 |  |  | PQ | ABCN | 7199.558 | 8102802 | no | no |  |  | no |  |  | 1272560.76 | 15267655.011 |  | -1
node_8102802_200893035 |  |  | PQ | ABCN | 7199.558 | 8102802 | no | no |  |  | no |  |  | 1272697.038 | 15267787.41 |  | -1
node_8102802_200893036 |  |  | PQ | ABCN | 7199.558 | 8102802 | no | no |  |  | no |  |  | 1272835.945 | 15267964.689 |  | -1
node_8102802_200893037 |  |  | PQ | ABCN | 7199.558 | 8102802 | no | no |  |  | no |  |  | 1272937.266 | 15268171.547 |  | -1
node_8102802_200893039 |  |  | PQ | ABCN | 7199.558 | 8102802 | no | no |  |  | no |  |  | 1272998.965 | 15268388 |  | -1
node_8102802_200893042 |  |  | PQ | ABCN | 7199.558 | 8102802 | no | no |  |  | no |  |  | 1272986.107 | 15268511.85 |  | -1
node_8102802_200893043 |  |  | PQ | ABCN | 7199.558 | 8102802 | no | no |  |  | no |  |  | 1273015.492 | 15268762.275 |  | -1
node_8102802_200893044 |  |  | PQ | ABCN | 7199.558 | 8102802 | no | no |  |  | no |  |  | 1273026.291 | 15268962.886 |  | -1
node_8102802_200893045 |  |  | PQ | ABCN | 7199.558 | 8102802 | no | no |  |  | no |  |  | 1273049.475 | 15269152.76 |  | -1
node_8102802_200893046 |  |  | PQ | ABCN | 7199.558 | 8102802 | no | no |  |  | no |  |  | 1273162.882 | 15269400.977 |  | -1
node_8102802_200893047 |  |  | PQ | ABCN | 7199.558 | 8102802 | no | no |  |  | no |  |  | 1273275.716 | 15269653.977 |  | -1
node_8102802_200893048 |  |  | PQ | ABCN | 7199.558 | 8102802 | no | no |  |  | no |  |  | 1273373.256 | 15269842.935 |  | -1
node_8102802_200893049 |  |  | PQ | ABCN | 7199.558 | 8102802 | no | no |  |  | no |  |  | 1273460.27 | 15269989.738 |  | -1
node_8102802_200893050 |  |  | PQ | ABCN | 7199.558 | 8102802 | no | no |  |  | no |  |  | 1273532.831 | 15270157.775 |  | -1
node_8102802_200893052 |  |  | PQ | ABCN | 7199.558 | 8102802 | no | no |  |  | no |  |  | 1273602.698 | 15270306.081 |  | -1
node_8102802_200893053 |  |  | PQ | ABCN | 7199.558 | 8102802 | no | no |  |  | no |  |  | 1273668.703 | 15270475.641 |  | -1
node_8102802_200893054 |  |  | PQ | AN | 7199.558 | 8102802 | no | no |  |  | no |  |  | 1273254.166 | 15270641.941 |  | -1
node_8102802_200893055 |  |  | PQ | AN | 7199.558 | 8102802 | no | no |  |  | no |  |  | 1272819.505 | 15270820.212 |  | -1
node_8102802_200893056 |  |  | PQ | ABCN | 7199.558 | 8102802 | no | no |  |  | no |  |  | 1273735.245 | 15270658.612 |  | -1
node_8102802_200893058 |  |  | PQ | ABCN | 7199.558 | 8102802 | no | no |  |  | no |  |  | 1273798.757 | 15270814.128 |  | -1
node_8102802_200893059 |  |  | PQ | ABCN | 7199.558 | 8102802 | no | no |  |  | no |  |  | 1273874.026 | 15270966.684 |  | -1
node_8102802_200893060 |  |  | PQ | ABCN | 7199.558 | 8102802 | no | no |  |  | no |  |  | 1273919.507 | 15271188.206 |  | -1
node_8102802_200893061 |  |  | PQ | ABCN | 7199.558 | 8102802 | no | no |  |  | no |  |  | 1274002.882 | 15271310.165 |  | -1
node_8102802_200893062 |  |  | PQ | ABCN | 7199.558 | 8102802 | no | no |  |  | no |  |  | 1274051.624 | 15271441.109 |  | -1
node_8102802_200893063 |  |  | PQ | ABCN | 7199.558 | 8102802 | no | no |  |  | no |  |  | 1274154.283 | 15271594.499 |  | -1
node_8102802_200893064 |  |  | PQ | ABCN | 7199.558 | 8102802 | no | no |  |  | no |  |  | 1270757.919 | 15265925.785 |  | -1
node_8102802_200893065 |  |  | PQ | ABCN | 7199.558 | 8102802 | no | no |  |  | no |  |  | 1274228.613 | 15271804.551 |  | -1
node_8102802_200893067 |  |  | PQ | ABCN | 7199.558 | 8102802 | no | no |  |  | no |  |  | 1274243.357 | 15272031.82 |  | -1
node_8102802_200893069 |  |  | PQ | ABCN | 7199.558 | 8102802 | no | no |  |  | no |  |  | 1274338.282 | 15272192.328 |  | -1
node_8102802_200893070 |  |  | PQ | ABCN | 7199.558 | 8102802 | no | no |  |  | no |  |  | 1274403.951 | 15272376.407 |  | -1
node_8102802_200893071 |  |  | PQ | ABCN | 7199.558 | 8102802 | no | no |  |  | no |  |  | 1274531.294 | 15272554.561 |  | -1
node_8102802_200893072 |  |  | PQ | ABN | 7199.558 | 8102802 | no | no |  |  | no |  |  | 1274573.341 | 15272524.297 |  | -1
node_8102802_200893073 |  |  | PQ | ABN | 7199.558 | 8102802 | no | no |  |  | no |  |  | 1274816.096 | 15272328.158 |  | -1
node_8102802_200893074 |  |  | PQ | ABN | 7199.558 | 8102802 | no | no |  |  | no |  |  | 1274983.71 | 15272142.762 |  | -1
node_8102802_200893075 |  |  | PQ | ABN | 7199.558 | 8102802 | no | no |  |  | no |  |  | 1275349.933 | 15271978.544 |  | -1
node_8102802_200893076 |  |  | PQ | ABCN | 7199.558 | 8102802 | no | no |  |  | no |  |  | 1274605.767 | 15272737.182 |  | -1
node_8102802_200893077 |  |  | PQ | ABCN | 7199.558 | 8102802 | no | no |  |  | no |  |  | 1274682.717 | 15272896.799 |  | -1
node_8102802_200893078 |  |  | PQ | ABCN | 7199.558 | 8102802 | no | no |  |  | no |  |  | 1274778.384 | 15273080.915 |  | -1
node_8102802_200893079 |  |  | PQ | ABCN | 7199.558 | 8102802 | no | no |  |  | no |  |  | 1274862.81 | 15273247.256 |  | -1
node_8102802_200893081 |  |  | PQ | ABCN | 7199.558 | 8102802 | no | no |  |  | no |  |  | 1274884.703 | 15273407.1 |  | -1
node_8102802_200893082 |  |  | PQ | ABCN | 7199.558 | 8102802 | no | no |  |  | no |  |  | 1274953.003 | 15273540.357 |  | -1
node_8102802_200893083 |  |  | PQ | ABCN | 7199.558 | 8102802 | no | no |  |  | no |  |  | 1275039.187 | 15273719.913 |  | -1
node_8102802_200893084 |  |  | PQ | ABCN | 7199.558 | 8102802 | no | no |  |  | no |  |  | 1275132.061 | 15273896.041 |  | -1
node_8102802_200893086 |  |  | PQ | ABCN | 7199.558 | 8102802 | no | no |  |  | no |  |  | 1275192.243 | 15274025.478 |  | -1
node_8102802_200893088 |  |  | PQ | ABCN | 7199.558 | 8102802 | no | no |  |  | no |  |  | 1275257.523 | 15274132.496 |  | -1
node_8102802_200893090 |  |  | PQ | ABCN | 7199.558 | 8102802 | no | no |  |  | no |  |  | 1275393.741 | 15274337.619 |  | -1
node_8102802_200893091 |  |  | PQ | ABCN | 7199.558 | 8102802 | no | no |  |  | no |  |  | 1275455.615 | 15274492.089 |  | -1
node_8102802_200893093 |  |  | PQ | ABCN | 7199.558 | 8102802 | no | no |  |  | no |  |  | 1275524.88 | 15274613.023 |  | -1
node_8102802_200893095 |  |  | PQ | ABCN | 7199.558 | 8102802 | no | no |  |  | no |  |  | 1275625.42 | 15274819.208 |  | -1
node_8102802_200893097 |  |  | PQ | ABCN | 7199.558 | 8102802 | no | no |  |  | no |  |  | 1270871.631 | 15266012.739 |  | -1
node_8102802_200893098 |  |  | PQ | ABCN | 7199.558 | 8102802 | no | no |  |  | no |  |  | 1275732.099 | 15275023.493 |  | -1
node_8102802_200893101 |  |  | PQ | ABCN | 7199.558 | 8102802 | no | no |  |  | no |  |  | 1275837.918 | 15275234.819 |  | -1
node_8102802_200893102 |  |  | PQ | ABCN | 7199.558 | 8102802 | no | no |  |  | no |  |  | 1275941.755 | 15275443.489 |  | -1
node_8102802_200893105 |  |  | PQ | ABCN | 7199.558 | 8102802 | no | no |  |  | no |  |  | 1276101.499 | 15275657.635 |  | -1
node_8102802_200893106 |  |  | PQ | ABCN | 7199.558 | 8102802 | no | no |  |  | no |  |  | 1276191.944 | 15275855.62 |  | -1
node_8102802_200893107 |  |  | PQ | ABCN | 7199.558 | 8102802 | no | no |  |  | no |  |  | 1276271.216 | 15276006.656 |  | -1
node_8102802_200893108 |  |  | PQ | ABCN | 7199.558 | 8102802 | no | no |  |  | no |  |  | 1276366.939 | 15276220.637 |  | -1
node_8102802_200893109 |  |  | PQ | ABCN | 7199.558 | 8102802 | no | no |  |  | no |  |  | 1276441.257 | 15276407.022 |  | -1
node_8102802_200893110 |  |  | PQ | ABCN | 7199.558 | 8102802 | no | no |  |  | no |  |  | 1276483.311 | 15276537.286 |  | -1
node_8102802_200893112 |  |  | PQ | ABCN | 7199.558 | 8102802 | no | no |  |  | no |  |  | 1276473.271 | 15276605.266 |  | -1
node_8102802_200893113 |  |  | PQ | ABCN | 7199.558 | 8102802 | no | no |  |  | no |  |  | 1276524.693 | 15276741.391 |  | -1
node_8102802_200893115 |  |  | PQ | ABCN | 7199.558 | 8102802 | no | no |  |  | no |  |  | 1276574.847 | 15276870.374 |  | -1
node_8102802_200893116 |  |  | PQ | ABCN | 7199.558 | 8102802 | no | no |  |  | no |  |  | 1276670.269 | 15277149.838 |  | -1
node_8102802_200893117 |  |  | PQ | ABCN | 7199.558 | 8102802 | no | no |  |  | no |  |  | 1276747.775 | 15277345.375 |  | -1
node_8102802_200893118 |  |  | PQ | ABCN | 7199.558 | 8102802 | no | no |  |  | no |  |  | 1276827.5 | 15277550.845 |  | -1
node_8102802_200893119 |  |  | PQ | ABCN | 7199.558 | 8102802 | no | no |  |  | no |  |  | 1276915.444 | 15277794.227 |  | -1
node_8102802_200893120 |  |  | PQ | ABCN | 7199.558 | 8102802 | no | no |  |  | no |  |  | 1271032.257 | 15266158.272 |  | -1
node_8102802_200893121 |  |  | PQ | ABCN | 7199.558 | 8102802 | no | no |  |  | no |  |  | 1277015.661 | 15277998.574 |  | -1
node_8102802_200893122 |  |  | PQ | ABCN | 7199.558 | 8102802 | no | no |  |  | no |  |  | 1277114.227 | 15278156.55 |  | -1
node_8102802_200893125 |  |  | PQ | ABCN | 7199.558 | 8102802 | no | no |  |  | no |  |  | 1277296.62 | 15278429.492 |  | -1
node_8102802_200893126 |  |  | PQ | ABCN | 7199.558 | 8102802 | no | no |  |  | no |  |  | 1277374.143 | 15278565.481 |  | -1
node_8102802_200893127 |  |  | PQ | ABCN | 7199.558 | 8102802 | no | no |  |  | no |  |  | 1277531.534 | 15278776.678 |  | -1
node_8102802_200893129 |  |  | PQ | ABCN | 7199.558 | 8102802 | no | no |  |  | no |  |  | 1277585.73 | 15278913.443 |  | -1
node_8102802_200893130 |  |  | PQ | ABCN | 7199.558 | 8102802 | no | no |  |  | no |  |  | 1277651.911 | 15279025.056 |  | -1
node_8102802_200893131 |  |  | PQ | ABCN | 7199.558 | 8102802 | no | no |  |  | no |  |  | 1277774.712 | 15279200.428 |  | -1
node_8102802_200893133 |  |  | PQ | ABCN | 7199.558 | 8102802 | no | no |  |  | no |  |  | 1277895.305 | 15279397.75 |  | -1
node_8102802_200893134 |  |  | PQ | ABCN | 7199.558 | 8102802 | no | no |  |  | no |  |  | 1277955.72 | 15279486.864 |  | -1
node_8102802_200893136 |  |  | PQ | ABCN | 7199.558 | 8102802 | no | no |  |  | no |  |  | 1278013.389 | 15279589.783 |  | -1
node_8102802_200893137 |  |  | PQ | ABCN | 7199.558 | 8102802 | no | no |  |  | no |  |  | 1271205.899 | 15266324.058 |  | -1
node_8102802_200893138 |  |  | PQ | ABCN | 7199.558 | 8102802 | no | no |  |  | no |  |  | 1278188.608 | 15279788.277 |  | -1
node_8102802_200893139 |  |  | PQ | ABCN | 7199.558 | 8102802 | no | no |  |  | no |  |  | 1278288.644 | 15279906.96 |  | -1
node_8102802_200893140 |  |  | PQ | ABCN | 7199.558 | 8102802 | no | no |  |  | no |  |  | 1278391.445 | 15280019.041 |  | -1
node_8102802_200893141 |  |  | PQ | ABCN | 7199.558 | 8102802 | no | no |  |  | no |  |  | 1278489.368 | 15280238.288 |  | -1
node_8102802_200893142 |  |  | PQ | ABCN | 7199.558 | 8102802 | no | no |  |  | no |  |  | 1278578.424 | 15280418.171 |  | -1
node_8102802_200893143 |  |  | PQ | ABCN | 7199.558 | 8102802 | no | no |  |  | no |  |  | 1278676.391 | 15280603.899 |  | -1
node_8102802_200893144 |  |  | PQ | ABCN | 7199.558 | 8102802 | no | no |  |  | no |  |  | 1278775.619 | 15280818.153 |  | -1
node_8102802_200893145 |  |  | PQ | ABCN | 7199.558 | 8102802 | no | no |  |  | no |  |  | 1278951.343 | 15281004.277 |  | -1
node_8102802_200893146 |  |  | PQ | ABCN | 7199.558 | 8102802 | no | no |  |  | no |  |  | 1279165.619 | 15281204.421 |  | -1
node_8102802_200893147 |  |  | PQ | ABCN | 7199.558 | 8102802 | no | no |  |  | no |  |  | 1278941.157 | 15281464.297 |  | -1
node_8102802_200893148 |  |  | PQ | ABCN | 7199.558 | 8102802 | no | no |  |  | no |  |  | 1278784.579 | 15281600.663 |  | -1
node_8102802_200893152 |  |  | PQ | ABCN | 7199.558 | 8102802 | no | no |  |  | no |  |  | 1271385.346 | 15266500.515 |  | -1
node_8102802_200893182 |  |  | PQ | ABCN | 7199.558 | 8102802 | no | no |  |  | no |  |  | 1271474.195 | 15266585.713 |  | -1
node_8102802_200893183 |  |  | PQ | ABCN | 7199.558 | 8102802 | no | no |  |  | no |  |  | 1271560.459 | 15266673.41 |  | -1
node_8102802_200893184 |  |  | PQ | ABCN | 7199.558 | 8102802 | no | no |  |  | no |  |  | 1271442.529 | 15266669.134 |  | -1
node_8102802_200893205 |  |  | PQ | ABCN | 7199.558 | 8102802 | no | no |  |  | no |  |  | 1271187.617 | 15267000.732 |  | -1
node_8102802_200893206 |  |  | PQ | ABCN | 7199.558 | 8102802 | no | no |  |  | no |  |  | 1271424.962 | 15266995.261 |  | -1
node_8102802_200893211 |  |  | PQ | AN | 2771.281 | 8102802 | no | no |  |  | no |  |  | 1271006.554 | 15265875.323 |  | -1
node_8102802_200893212 |  |  | PQ | AD | 2771.281 | 8102802 | no | no |  |  | no |  |  | 1272659.509 | 15264001.149 |  | -1
node_8102802_200893213 |  |  | PQ | AD | 2771.281 | 8102802 | no | no |  |  | no |  |  | 1272909.962 | 15263837.115 |  | -1
node_8102802_200893215 |  |  | PQ | AD | 2771.281 | 8102802 | no | no |  |  | no |  |  | 1273190.401 | 15263673.683 |  | -1
node_8102802_200893216 |  |  | PQ | AN | 2771.281 | 8102802 | no | no |  |  | no |  |  | 1273411.906 | 15263550.095 |  | -1
node_8102802_200893217 |  |  | PQ | AD | 2771.281 | 8102802 | no | no |  |  | no |  |  | 1273606.04 | 15263456.2 |  | -1
node_8102802_200893218 |  |  | PQ | AD | 2771.281 | 8102802 | no | no |  |  | no |  |  | 1273760.502 | 15263386.148 |  | -1
node_8102802_200893219 |  |  | PQ | AD | 2771.281 | 8102802 | no | no |  |  | no |  |  | 1273848.558 | 15263179.063 |  | -1
node_8102802_200893220 |  |  | PQ | AD | 2771.281 | 8102802 | no | no |  |  | no |  |  | 1273928.769 | 15262885.942 |  | -1
node_8102802_200893221 |  |  | PQ | AD | 2771.281 | 8102802 | no | no |  |  | no |  |  | 1273952.456 | 15262617.25 |  | -1
node_8102802_200893222 |  |  | PQ | AD | 2771.281 | 8102802 | no | no |  |  | no |  |  | 1274062.678 | 15262507.435 |  | -1
node_8102802_200893223 |  |  | PQ | AN | 2771.281 | 8102802 | no | no |  |  | no |  |  | 1274117.897 | 15262183.919 |  | -1
node_8102802_200893224 |  |  | PQ | AN | 2771.281 | 8102802 | no | no |  |  | no |  |  | 1271121.218 | 15265732.996 |  | -1
node_8102802_200893226 |  |  | PQ | AN | 2771.281 | 8102802 | no | no |  |  | no |  |  | 1271232.689 | 15265572.608 |  | -1
node_8102802_200893229 |  |  | PQ | AN | 2771.281 | 8102802 | no | no |  |  | no |  |  | 1271585.779 | 15265138.449 |  | -1
node_8102802_200893230 |  |  | PQ | AD | 2771.281 | 8102802 | no | no |  |  | no |  |  | 1271618.291 | 15264965.434 |  | -1
node_8102802_200893231 |  |  | PQ | AN | 2771.281 | 8102802 | no | no |  |  | no |  |  | 1271652.459 | 15264712.165 |  | -1
node_8102802_200893232 |  |  | PQ | AN | 2771.281 | 8102802 | no | no |  |  | no |  |  | 1271948.414 | 15264404.602 |  | -1
node_8102802_200893235 |  |  | PQ | AD | 2771.281 | 8102802 | no | no |  |  | no |  |  | 1272145.951 | 15264204.253 |  | -1
node_8102802_200893236 |  |  | PQ | AN | 2771.281 | 8102802 | no | no |  |  | no |  |  | 1272347.815 | 15264094.409 |  | -1
node_8102802_200893237 |  |  | PQ | AN | 2771.281 | 8102802 | no | no |  |  | no |  |  | 1272306.535 | 15264012.58 |  | -1
node_8102802_200893240 |  |  | PQ | ABCN | 7199.558 | 8102802 | no | no |  |  | no |  |  | 1281065.408 | 15280957.941 |  | -1
node_8102802_200893241 |  |  | PQ | ABCN | 7199.558 | 8102802 | no | no |  |  | no |  |  | 1281293.881 | 15280912.981 |  | -1
node_8102802_200893242 |  |  | PQ | ABCN | 7199.558 | 8102802 | no | no |  |  | no |  |  | 1281475.994 | 15280940.925 |  | -1
node_8102802_200893243 |  |  | PQ | ABCN | 7199.558 | 8102802 | no | no |  |  | no |  |  | 1281657.633 | 15280978.749 |  | -1
node_8102802_200893244 |  |  | PQ | ABCN | 7199.558 | 8102802 | no | no |  |  | no |  |  | 1281856.664 | 15281111.113 |  | -1
node_8102802_200893246 |  |  | PQ | ABCN | 7199.558 | 8102802 | no | no |  |  | no |  |  | 1282071.228 | 15281254.165 |  | -1
node_8102802_200893247 |  |  | PQ | ABCN | 7199.558 | 8102802 | no | no |  |  | no |  |  | 1282221.226 | 15281355.781 |  | -1
node_8102802_200893248 |  |  | PQ | ABCN | 7199.558 | 8102802 | no | no |  |  | no |  |  | 1282377.14 | 15281466.624 |  | -1
node_8102802_200893249 |  |  | PQ | ABCN | 7199.558 | 8102802 | no | no |  |  | no |  |  | 1282548.43 | 15281587.908 |  | -1
node_8102802_200893250 |  |  | PQ | ABCN | 7199.558 | 8102802 | no | no |  |  | no |  |  | 1282725.236 | 15281636.687 |  | -1
node_8102802_200893251 |  |  | PQ | AN | 7199.558 | 8102802 | no | no |  |  | no |  |  | 1283032.561 | 15281732.257 |  | -1
node_8102802_200893253 |  |  | PQ | ABCN | 7199.558 | 8102802 | no | no |  |  | no |  |  | 1283169.773 | 15281874.761 |  | -1
node_8102802_200893255 |  |  | PQ | ABCN | 7199.558 | 8102802 | no | no |  |  | no |  |  | 1283515.581 | 15282032.971 |  | -1
node_8102802_200893256 |  |  | PQ | ABCN | 7199.558 | 8102802 | no | no |  |  | no |  |  | 1283861.131 | 15282238.601 |  | -1
node_8102802_200893315 |  |  | PQ | AN | 2771.281 | 8102802 | no | no |  |  | no |  |  | 1281064.231 | 15268079.851 |  | -1
node_8102802_200893316 |  |  | PQ | AN | 2771.281 | 8102802 | no | no |  |  | no |  |  | 1275073.567 | 15265541.555 |  | -1
node_8102802_200893317 |  |  | PQ | AN | 7199.558 | 8102802 | no | no |  |  | no |  |  | 1283782.255 | 15273172.678 |  | -1
node_8102802_200893318 |  |  | PQ | ABCN | 7199.558 | 8102802 | no | no |  |  | no |  |  | 1281639.574 | 15278427.432 |  | -1
node_8102802_200893319 |  |  | PQ | ABCN | 7199.558 | 8102802 | no | no |  |  | no |  |  | 1281794.599 | 15278184.426 |  | -1
node_8102802_200893320 |  |  | PQ | ABCN | 7199.558 | 8102802 | no | no |  |  | no |  |  | 1281898.885 | 15277987.081 |  | -1
node_8102802_200893322 |  |  | PQ | ABCN | 7199.558 | 8102802 | no | no |  |  | no |  |  | 1281960.347 | 15277658.824 |  | -1
node_8102802_200893323 |  |  | PQ | ABCN | 7199.558 | 8102802 | no | no |  |  | no |  |  | 1282009.57 | 15277272.406 |  | -1
node_8102802_200893326 |  |  | PQ | ABCN | 7199.558 | 8102802 | no | no |  |  | no |  |  | 1282038.221 | 15276927.366 |  | -1
node_8102802_200893327 |  |  | PQ | ABCN | 7199.558 | 8102802 | no | no |  |  | no |  |  | 1282063.575 | 15276597.024 |  | -1
node_8102802_200893328 |  |  | PQ | ABCN | 7199.558 | 8102802 | no | no |  |  | no |  |  | 1282085.119 | 15276294.589 |  | -1
node_8102802_200893329 |  |  | PQ | AN | 7199.558 | 8102802 | no | no |  |  | no |  |  | 1282306.203 | 15276323.584 |  | -1
node_8102802_200893330 |  |  | PQ | AN | 7199.558 | 8102802 | no | no |  |  | no |  |  | 1282537.311 | 15276344.677 |  | -1
node_8102802_200893331 |  |  | PQ | AN | 7199.558 | 8102802 | no | no |  |  | no |  |  | 1282570.83 | 15276320.143 |  | -1
node_8102802_200893332 |  |  | PQ | AN | 7199.558 | 8102802 | no | no |  |  | no |  |  | 1282649.296 | 15276103.118 |  | -1
node_8102802_200893334 |  |  | PQ | ABCN | 7199.558 | 8102802 | no | no |  |  | no |  |  | 1282083.665 | 15276256.981 |  | -1
node_8102802_200893335 |  |  | PQ | AN | 7199.558 | 8102802 | no | no |  |  | no |  |  | 1281836.2 | 15276234.266 |  | -1
node_8102802_200893336 |  |  | PQ | AN | 7199.558 | 8102802 | no | no |  |  | no |  |  | 1281905.926 | 15276235.728 |  | -1
node_8102802_200893337 |  |  | PQ | ABCN | 7199.558 | 8102802 | no | no |  |  | no |  |  | 1282226.853 | 15275986.727 |  | -1
node_8102802_200893338 |  |  | PQ | ABCN | 7199.558 | 8102802 | no | no |  |  | no |  |  | 1282374.853 | 15275686.85 |  | -1
node_8102802_200893339 |  |  | PQ | ABCN | 7199.558 | 8102802 | no | no |  |  | no |  |  | 1282519.308 | 15275423.391 |  | -1
node_8102802_200893340 |  |  | PQ | ABCN | 7199.558 | 8102802 | no | no |  |  | no |  |  | 1282651.36 | 15275156.394 |  | -1
node_8102802_200893342 |  |  | PQ | ABCN | 7199.558 | 8102802 | no | no |  |  | no |  |  | 1282733.371 | 15274990.739 |  | -1
node_8102802_200893343 |  |  | PQ | ABCN | 7199.558 | 8102802 | no | no |  |  | no |  |  | 1282848.24 | 15274772.918 |  | -1
node_8102802_200893344 |  |  | PQ | AN | 7199.558 | 8102802 | no | no |  |  | no |  |  | 1282887.604 | 15274762.654 |  | -1
node_8102802_200893345 |  |  | PQ | AN | 7199.558 | 8102802 | no | no |  |  | no |  |  | 1283096.717 | 15274865.446 |  | -1
node_8102802_200893346 |  |  | PQ | ABCN | 7199.558 | 8102802 | no | no |  |  | no |  |  | 1283010.798 | 15274458.358 |  | -1
node_8102802_200893347 |  |  | PQ | ABCN | 7199.558 | 8102802 | no | no |  |  | no |  |  | 1283165.923 | 15274253.369 |  | -1
node_8102802_200893348 |  |  | PQ | AN | 7199.558 | 8102802 | no | no |  |  | no |  |  | 1283189.077 | 15274028.198 |  | -1
node_8102802_200893349 |  |  | PQ | ABCN | 7199.558 | 8102802 | no | no |  |  | no |  |  | 1283439.835 | 15273894.35 |  | -1
node_8102802_200893350 |  |  | PQ | ABCN | 7199.558 | 8102802 | no | no |  |  | no |  |  | 1283656.404 | 15273604.355 |  | -1
node_8102802_200893351 |  |  | PQ | ABCN | 7199.558 | 8102802 | no | no |  |  | no |  |  | 1283848.46 | 15273359.622 |  | -1
node_8102802_200893352 |  |  | PQ | AN | 7199.558 | 8102802 | no | no |  |  | no |  |  | 1283563.803 | 15273350.372 |  | -1
node_8102802_200893353 |  |  | PQ | AN | 7199.558 | 8102802 | no | no |  |  | no |  |  | 1283703.654 | 15273121.936 |  | -1
node_8102802_200893354 |  |  | PQ | AN | 7199.558 | 8102802 | no | no |  |  | no |  |  | 1284011.723 | 15273163.008 |  | -1
node_8102802_200893355 |  |  | PQ | AN | 7199.558 | 8102802 | no | no |  |  | no |  |  | 1283608.973 | 15272982.384 |  | -1
node_8102802_200893356 |  |  | PQ | AN | 2771.281 | 8102802 | no | no |  |  | no |  |  | 1283536.692 | 15272888.544 |  | -1
node_8102802_200893357 |  |  | PQ | AD | 2771.281 | 8102802 | no | no |  |  | no |  |  | 1283227.66 | 15272467.555 |  | -1
node_8102802_200893358 |  |  | PQ | AD | 2771.281 | 8102802 | no | no |  |  | no |  |  | 1283007.361 | 15272173.182 |  | -1
node_8102802_200893359 |  |  | PQ | AN | 2771.281 | 8102802 | no | no |  |  | no |  |  | 1282737.465 | 15271814.154 |  | -1
node_8102802_200893360 |  |  | PQ | AN | 2771.281 | 8102802 | no | no |  |  | no |  |  | 1282541.244 | 15271540.329 |  | -1
node_8102802_200893361 |  |  | PQ | AD | 2771.281 | 8102802 | no | no |  |  | no |  |  | 1282402.665 | 15271353.204 |  | -1
node_8102802_200893362 |  |  | PQ | AD | 2771.281 | 8102802 | no | no |  |  | no |  |  | 1282111.174 | 15271233.218 |  | -1
node_8102802_200893363 |  |  | PQ | AN | 2771.281 | 8102802 | no | no |  |  | no |  |  | 1281989.647 | 15271108.354 |  | -1
node_8102802_200893365 |  |  | PQ | AD | 2771.281 | 8102802 | no | no |  |  | no |  |  | 1281844.201 | 15270963.517 |  | -1
node_8102802_200893366 |  |  | PQ | AN | 2771.281 | 8102802 | no | no |  |  | no |  |  | 1281606.458 | 15270684.778 |  | -1
node_8102802_200893368 |  |  | PQ | AN | 2771.281 | 8102802 | no | no |  |  | no |  |  | 1281337.066 | 15270426.58 |  | -1
node_8102802_200893369 |  |  | PQ | AN | 2771.281 | 8102802 | no | no |  |  | no |  |  | 1281182.481 | 15270145.179 |  | -1
node_8102802_200893370 |  |  | PQ | AN | 2771.281 | 8102802 | no | no |  |  | no |  |  | 1281089.437 | 15269905.87 |  | -1
node_8102802_200893371 |  |  | PQ | AD | 2771.281 | 8102802 | no | no |  |  | no |  |  | 1280899.665 | 15269579.22 |  | -1
node_8102802_200893372 |  |  | PQ | AN | 2771.281 | 8102802 | no | no |  |  | no |  |  | 1280812.087 | 15269325.326 |  | -1
node_8102802_200893373 |  |  | PQ | AN | 2771.281 | 8102802 | no | no |  |  | no |  |  | 1280720 | 15269034.945 |  | -1
node_8102802_200893375 |  |  | PQ | AN | 2771.281 | 8102802 | no | no |  |  | no |  |  | 1280644.822 | 15268778.825 |  | -1
node_8102802_200893376 |  |  | PQ | AD | 2771.281 | 8102802 | no | no |  |  | no |  |  | 1280550.134 | 15268689.826 |  | -1
node_8102802_200893377 |  |  | PQ | AD | 2771.281 | 8102802 | no | no |  |  | no |  |  | 1280422.276 | 15268530.178 |  | -1
node_8102802_200893378 |  |  | PQ | AD | 2771.281 | 8102802 | no | no |  |  | no |  |  | 1280291.347 | 15268361.752 |  | -1
node_8102802_200893379 |  |  | PQ | AN | 2771.281 | 8102802 | no | no |  |  | no |  |  | 1280188.053 | 15268209.858 |  | -1
node_8102802_200893380 |  |  | PQ | AN | 2771.281 | 8102802 | no | no |  |  | no |  |  | 1280258.098 | 15268242.781 |  | -1
node_8102802_200893381 |  |  | PQ | AN | 2771.281 | 8102802 | no | no |  |  | no |  |  | 1280031.253 | 15267967.499 |  | -1
node_8102802_200893382 |  |  | PQ | AD | 2771.281 | 8102802 | no | no |  |  | no |  |  | 1279927.69 | 15267749.774 |  | -1
node_8102802_200893383 |  |  | PQ | AD | 2771.281 | 8102802 | no | no |  |  | no |  |  | 1279723.651 | 15267454.491 |  | -1
node_8102802_200893384 |  |  | PQ | AD | 2771.281 | 8102802 | no | no |  |  | no |  |  | 1279467.629 | 15267360.327 |  | -1
node_8102802_200893386 |  |  | PQ | AD | 2771.281 | 8102802 | no | no |  |  | no |  |  | 1278955.459 | 15267155.071 |  | -1
node_8102802_200893387 |  |  | PQ | AD | 2771.281 | 8102802 | no | no |  |  | no |  |  | 1278617.114 | 15267048.104 |  | -1
node_8102802_200893388 |  |  | PQ | AD | 2771.281 | 8102802 | no | no |  |  | no |  |  | 1278286.577 | 15266938.142 |  | -1
node_8102802_200893389 |  |  | PQ | AD | 2771.281 | 8102802 | no | no |  |  | no |  |  | 1277981.088 | 15266854.303 |  | -1
node_8102802_200893390 |  |  | PQ | AN | 2771.281 | 8102802 | no | no |  |  | no |  |  | 1277643.752 | 15266727.634 |  | -1
node_8102802_200893391 |  |  | PQ | AD | 2771.281 | 8102802 | no | no |  |  | no |  |  | 1277492.758 | 15266913.048 |  | -1
node_8102802_200893392 |  |  | PQ | AD | 2771.281 | 8102802 | no | no |  |  | no |  |  | 1277331.578 | 15267149.885 |  | -1
node_8102802_200893393 |  |  | PQ | AD | 2771.281 | 8102802 | no | no |  |  | no |  |  | 1277310.475 | 15267414.887 |  | -1
node_8102802_200893394 |  |  | PQ | AD | 2771.281 | 8102802 | no | no |  |  | no |  |  | 1277294.95 | 15267679.106 |  | -1
node_8102802_200893395 |  |  | PQ | AD | 2771.281 | 8102802 | no | no |  |  | no |  |  | 1277277.416 | 15267960.102 |  | -1
node_8102802_200893396 |  |  | PQ | AN | 2771.281 | 8102802 | no | no |  |  | no |  |  | 1277267.707 | 15268181.311 |  | -1
node_8102802_200893397 |  |  | PQ | AN | 2771.281 | 8102802 | no | no |  |  | no |  |  | 1277650.113 | 15266401.344 |  | -1
node_8102802_200893398 |  |  | PQ | AD | 2771.281 | 8102802 | no | no |  |  | no |  |  | 1277639.854 | 15266076.105 |  | -1
node_8102802_200893399 |  |  | PQ | AN | 2771.281 | 8102802 | no | no |  |  | no |  |  | 1277301.117 | 15265875.015 |  | -1
node_8102802_200893400 |  |  | PQ | AN | 2771.281 | 8102802 | no | no |  |  | no |  |  | 1277128.974 | 15265518.43 |  | -1
node_8102802_200893401 |  |  | PQ | AD | 2771.281 | 8102802 | no | no |  |  | no |  |  | 1276903.698 | 15265121.574 |  | -1
node_8102802_200893402 |  |  | PQ | AD | 2771.281 | 8102802 | no | no |  |  | no |  |  | 1276667.357 | 15264896.709 |  | -1
node_8102802_200893403 |  |  | PQ | AN | 2771.281 | 8102802 | no | no |  |  | no |  |  | 1276176.057 | 15264760.328 |  | -1
node_8102802_200893404 |  |  | PQ | AN | 2771.281 | 8102802 | no | no |  |  | no |  |  | 1275887.595 | 15264767.724 |  | -1
node_8102802_200893405 |  |  | PQ | AD | 2771.281 | 8102802 | no | no |  |  | no |  |  | 1275858.431 | 15264836.883 |  | -1
node_8102802_200893406 |  |  | PQ | AD | 2771.281 | 8102802 | no | no |  |  | no |  |  | 1275681.145 | 15264630.994 |  | -1
node_8102802_200893407 |  |  | PQ | AD | 2771.281 | 8102802 | no | no |  |  | no |  |  | 1275639.139 | 15264674.803 |  | -1
node_8102802_200893408 |  |  | PQ | AN | 2771.281 | 8102802 | no | no |  |  | no |  |  | 1275527.635 | 15264809.081 |  | -1
node_8102802_200893409 |  |  | PQ | AN | 2771.281 | 8102802 | no | no |  |  | no |  |  | 1275494.143 | 15264480.057 |  | -1
node_8102802_200893410 |  |  | PQ | AD | 2771.281 | 8102802 | no | no |  |  | no |  |  | 1275485.417 | 15264200.093 |  | -1
node_8102802_200893411 |  |  | PQ | AD | 2771.281 | 8102802 | no | no |  |  | no |  |  | 1275319.588 | 15263886.69 |  | -1
node_8102802_200893412 |  |  | PQ | AD | 2771.281 | 8102802 | no | no |  |  | no |  |  | 1275250.145 | 15263528 |  | -1
node_8102802_200893413 |  |  | PQ | AN | 2771.281 | 8102802 | no | no |  |  | no |  |  | 1275282.304 | 15263129.488 |  | -1
node_8102802_200893414 |  |  | PQ | AD | 2771.281 | 8102802 | no | no |  |  | no |  |  | 1275312.777 | 15264353.364 |  | -1
node_8102802_200893415 |  |  | PQ | AN | 2771.281 | 8102802 | no | no |  |  | no |  |  | 1275083.161 | 15264267.171 |  | -1
node_8102802_200893427 |  |  | PQ | AD | 2771.281 | 8102802 | no | no |  |  | no |  |  | 1258571.063 | 15260717.657 |  | -1
node_8102802_200893428 |  |  | PQ | AD | 2771.281 | 8102802 | no | no |  |  | no |  |  | 1258555.923 | 15260876.486 |  | -1
node_8102802_200893429 |  |  | PQ | AD | 2771.281 | 8102802 | no | no |  |  | no |  |  | 1258937.704 | 15263550.829 |  | -1
node_8102802_200893431 |  |  | PQ | AD | 2771.281 | 8102802 | no | no |  |  | no |  |  | 1258983.836 | 15263871.389 |  | -1
node_8102802_200893432 |  |  | PQ | AD | 2771.281 | 8102802 | no | no |  |  | no |  |  | 1259035.909 | 15264225.949 |  | -1
node_8102802_200893433 |  |  | PQ | AN | 2771.281 | 8102802 | no | no |  |  | no |  |  | 1258924.09 | 15264223.436 |  | -1
node_8102802_200893434 |  |  | PQ | AN | 2771.281 | 8102802 | no | no |  |  | no |  |  | 1258645.926 | 15264132.453 |  | -1
node_8102802_200893435 |  |  | PQ | AD | 2771.281 | 8102802 | no | no |  |  | no |  |  | 1258842.775 | 15264320.681 |  | -1
node_8102802_200893436 |  |  | PQ | AN | 2771.281 | 8102802 | no | no |  |  | no |  |  | 1259085.825 | 15264556.647 |  | -1
node_8102802_200893437 |  |  | PQ | AD | 2771.281 | 8102802 | no | no |  |  | no |  |  | 1258521.888 | 15261225.529 |  | -1
node_8102802_200893438 |  |  | PQ | AD | 2771.281 | 8102802 | no | no |  |  | no |  |  | 1258468.813 | 15261660.169 |  | -1
node_8102802_200893439 |  |  | PQ | AD | 2771.281 | 8102802 | no | no |  |  | no |  |  | 1258430.834 | 15262020.172 |  | -1
node_8102802_200893440 |  |  | PQ | AN | 2771.281 | 8102802 | no | no |  |  | no |  |  | 1258163.632 | 15261952.95 |  | -1
node_8102802_200893441 |  |  | PQ | AD | 2771.281 | 8102802 | no | no |  |  | no |  |  | 1258564.39 | 15262446.935 |  | -1
node_8102802_200893442 |  |  | PQ | AD | 2771.281 | 8102802 | no | no |  |  | no |  |  | 1258359.749 | 15262430.427 |  | -1
node_8102802_200893443 |  |  | PQ | AN | 2771.281 | 8102802 | no | no |  |  | no |  |  | 1258639.82 | 15262659.47 |  | -1
node_8102802_200893445 |  |  | PQ | AD | 2771.281 | 8102802 | no | no |  |  | no |  |  | 1258703.448 | 15262848.238 |  | -1
node_8102802_200893446 |  |  | PQ | AN | 2771.281 | 8102802 | no | no |  |  | no |  |  | 1258775.418 | 15263089.607 |  | -1
node_8102802_200893447 |  |  | PQ | AD | 2771.281 | 8102802 | no | no |  |  | no |  |  | 1258878.377 | 15263375.613 |  | -1
node_8102802_200893467 |  |  | PQ | AD | 14399.116 | 8102802 | no | no |  |  | no |  |  | 1254343.96 | 15267820.137 |  | -1
node_8102802_200893468 |  |  | PQ | AN | 14399.116 | 8102802 | no | no |  |  | no |  |  | 1254801.519 | 15265428.684 |  | -1
node_8102802_200893469 |  |  | PQ | AD | 14399.116 | 8102802 | no | no |  |  | no |  |  | 1254352.991 | 15267521.688 |  | -1
node_8102802_200893470 |  |  | PQ | AD | 14399.116 | 8102802 | no | no |  |  | no |  |  | 1254361.427 | 15267134.237 |  | -1
node_8102802_200893471 |  |  | PQ | AD | 14399.116 | 8102802 | no | no |  |  | no |  |  | 1254366.678 | 15266666.939 |  | -1
node_8102802_200893472 |  |  | PQ | AD | 14399.116 | 8102802 | no | no |  |  | no |  |  | 1254374.322 | 15266335.556 |  | -1
node_8102802_200893473 |  |  | PQ | AD | 14399.116 | 8102802 | no | no |  |  | no |  |  | 1254390.159 | 15266042.174 |  | -1
node_8102802_200893474 |  |  | PQ | AN | 14399.116 | 8102802 | no | no |  |  | no |  |  | 1254005.211 | 15265996.061 |  | -1
node_8102802_200893475 |  |  | PQ | AD | 14399.116 | 8102802 | no | no |  |  | no |  |  | 1254461.758 | 15265852.305 |  | -1
node_8102802_200893476 |  |  | PQ | AD | 14399.116 | 8102802 | no | no |  |  | no |  |  | 1254542.577 | 15265631.03 |  | -1
node_8102802_200893478 |  |  | PQ | AD | 2771.281 | 8102802 | no | no |  |  | no |  |  | 1285649.024 | 15266725.51 |  | -1
node_8102802_200893479 |  |  | PQ | AN | 2771.281 | 8102802 | no | no |  |  | no |  |  | 1285257.289 | 15269769.08 |  | -1
node_8102802_200893480 |  |  | PQ | AD | 2771.281 | 8102802 | no | no |  |  | no |  |  | 1285039.473 | 15270082.688 |  | -1
node_8102802_200893481 |  |  | PQ | AN | 2771.281 | 8102802 | no | no |  |  | no |  |  | 1284795.02 | 15270306.22 |  | -1
node_8102802_200893482 |  |  | PQ | AN | 2771.281 | 8102802 | no | no |  |  | no |  |  | 1284553.452 | 15270579.445 |  | -1
node_8102802_200893483 |  |  | PQ | AD | 2771.281 | 8102802 | no | no |  |  | no |  |  | 1284475.576 | 15270862.9 |  | -1
node_8102802_200893484 |  |  | PQ | AD | 2771.281 | 8102802 | no | no |  |  | no |  |  | 1284273.885 | 15271137.878 |  | -1
node_8102802_200893485 |  |  | PQ | AN | 2771.281 | 8102802 | no | no |  |  | no |  |  | 1283969.463 | 15271113.831 |  | -1
node_8102802_200893486 |  |  | PQ | AN | 2771.281 | 8102802 | no | no |  |  | no |  |  | 1284412.166 | 15271307.262 |  | -1
node_8102802_200893488 |  |  | PQ | AN | 2771.281 | 8102802 | no | no |  |  | no |  |  | 1284116.678 | 15271472.761 |  | -1
node_8102802_200893489 |  |  | PQ | AD | 2771.281 | 8102802 | no | no |  |  | no |  |  | 1283965.013 | 15271800.935 |  | -1
node_8102802_200893490 |  |  | PQ | AN | 2771.281 | 8102802 | no | no |  |  | no |  |  | 1284102.194 | 15271703.092 |  | -1
node_8102802_200893491 |  |  | PQ | AN | 2771.281 | 8102802 | no | no |  |  | no |  |  | 1284462.142 | 15271716.343 |  | -1
node_8102802_200893492 |  |  | PQ | AN | 2771.281 | 8102802 | no | no |  |  | no |  |  | 1283903.258 | 15271975.189 |  | -1
node_8102802_200893493 |  |  | PQ | AN | 2771.281 | 8102802 | no | no |  |  | no |  |  | 1283805.674 | 15272238.702 |  | -1
node_8102802_200893494 |  |  | PQ | AD | 2771.281 | 8102802 | no | no |  |  | no |  |  | 1285705.035 | 15267071.509 |  | -1
node_8102802_200893495 |  |  | PQ | AN | 7199.558 | 8102802 | no | no |  |  | no |  |  | 1283714.142 | 15272489.102 |  | -1
node_8102802_200893497 |  |  | PQ | AN | 7199.558 | 8102802 | no | no |  |  | no |  |  | 1283665.696 | 15272731.153 |  | -1
node_8102802_200893498 |  |  | PQ | AN | 7199.558 | 8102802 | no | no |  |  | no |  |  | 1283632.026 | 15272957.889 |  | -1
node_8102802_200893499 |  |  | PQ | AD | 2771.281 | 8102802 | no | no |  |  | no |  |  | 1285807.525 | 15267436.865 |  | -1
node_8102802_200893500 |  |  | PQ | AN | 2771.281 | 8102802 | no | no |  |  | no |  |  | 1285947.339 | 15267786.237 |  | -1
node_8102802_200893501 |  |  | PQ | AN | 2771.281 | 8102802 | no | no |  |  | no |  |  | 1285985.466 | 15267953.227 |  | -1
node_8102802_200893502 |  |  | PQ | AD | 2771.281 | 8102802 | no | no |  |  | no |  |  | 1286062.188 | 15268322.098 |  | -1
node_8102802_200893503 |  |  | PQ | AD | 2771.281 | 8102802 | no | no |  |  | no |  |  | 1286010.969 | 15268647.673 |  | -1
node_8102802_200893504 |  |  | PQ | AD | 2771.281 | 8102802 | no | no |  |  | no |  |  | 1285773.657 | 15269014.217 |  | -1
node_8102802_200893505 |  |  | PQ | AD | 2771.281 | 8102802 | no | no |  |  | no |  |  | 1285502.003 | 15269303.409 |  | -1
node_8102802_200893506 |  |  | PQ | AN | 2771.281 | 8102802 | no | no |  |  | no |  |  | 1285407.163 | 15269543.689 |  | -1
node_8102802_200893507 |  |  | PQ | ABN | 7199.558 | 8102802 | no | no |  |  | no |  |  | 1276774.851 | 15276418.723 |  | -1
node_8102802_200893508 |  |  | PQ | ABN | 7199.558 | 8102802 | no | no |  |  | no |  |  | 1276960.142 | 15276352.196 |  | -1
node_8102802_200893514 |  |  | PQ | AN | 7199.558 | 8102802 | no | no |  |  | no |  |  | 1259645.28 | 15266714.307 |  | -1
node_8102802_200893516 |  |  | PQ | ABCN | 7199.558 | 8102802 | no | no |  |  | no |  |  | 1260112.427 | 15265994.992 |  | -1
node_8102802_200893517 |  |  | PQ | AN | 7199.558 | 8102802 | no | no |  |  | no |  |  | 1260111.512 | 15265909.617 |  | -1
node_8102802_200893518 |  |  | PQ | AN | 7199.558 | 8102802 | no | no |  |  | no |  |  | 1260150.512 | 15265656.038 |  | -1
node_8102802_200893519 |  |  | PQ | AN | 7199.558 | 8102802 | no | no |  |  | no |  |  | 1260150.014 | 15265413.314 |  | -1
node_8102802_200893520 |  |  | PQ | AN | 2771.281 | 8102802 | no | no |  |  | no |  |  | 1259697.983 | 15265978.67 |  | -1
node_8102802_200893521 |  |  | PQ | AN | 2771.281 | 8102802 | no | no |  |  | no |  |  | 1259774.029 | 15265880.741 |  | -1
node_8102802_200893522 |  |  | PQ | AN | 2771.281 | 8102802 | no | no |  |  | no |  |  | 1259777.583 | 15265661.848 |  | -1
node_8102802_200893523 |  |  | PQ | AD | 2771.281 | 8102802 | no | no |  |  | no |  |  | 1259296.618 | 15265967.693 |  | -1
node_8102802_200893524 |  |  | PQ | AD | 2771.281 | 8102802 | no | no |  |  | no |  |  | 1259437.672 | 15265887.675 |  | -1
node_8102802_200893525 |  |  | PQ | AD | 2771.281 | 8102802 | no | no |  |  | no |  |  | 1259450.931 | 15265666.228 |  | -1
node_8102802_200893526 |  |  | PQ | AN | 2771.281 | 8102802 | no | no |  |  | no |  |  | 1259415.098 | 15265410.338 |  | -1
node_8102802_200893528 |  |  | PQ | AN | 2771.281 | 8102802 | no | no |  |  | no |  |  | 1259248.453 | 15265699.647 |  | -1
node_8102802_200893529 |  |  | PQ | AD | 2771.281 | 8102802 | no | no |  |  | no |  |  | 1258879.441 | 15265946.307 |  | -1
node_8102802_200893530 |  |  | PQ | ABCN | 7199.558 | 8102802 | no | no |  |  | no |  |  | 1260032.288 | 15268125.238 |  | -1
node_8102802_200893531 |  |  | PQ | ABCN | 7199.558 | 8102802 | no | no |  |  | no |  |  | 1259986.084 | 15267888.156 |  | -1
node_8102802_200893532 |  |  | PQ | AN | 7199.558 | 8102802 | no | no |  |  | no |  |  | 1259959.295 | 15267866.092 |  | -1
node_8102802_200893533 |  |  | PQ | ABCN | 7199.558 | 8102802 | no | no |  |  | no |  |  | 1259943.545 | 15267638.895 |  | -1
node_8102802_200893534 |  |  | PQ | ABCN | 7199.558 | 8102802 | no | no |  |  | no |  |  | 1259933.379 | 15267417.949 |  | -1
node_8102802_200893535 |  |  | PQ | ABCN | 7199.558 | 8102802 | no | no |  |  | no |  |  | 1260032.542 | 15267145.729 |  | -1
node_8102802_200893538 |  |  | PQ | ABCN | 7199.558 | 8102802 | no | no |  |  | no |  |  | 1260063.101 | 15266924.985 |  | -1
node_8102802_200893539 |  |  | PQ | AN | 7199.558 | 8102802 | no | no |  |  | no |  |  | 1259984.363 | 15266987.106 |  | -1
node_8102802_200893543 |  |  | PQ | ABCN | 7199.558 | 8102802 | no | no |  |  | no |  |  | 1260105.267 | 15266301.333 |  | -1
node_8102802_200893544 |  |  | PQ | ABN | 7199.558 | 8102802 | no | no |  |  | no |  |  | 1276828.213 | 15276146.41 |  | -1
node_8102802_200893545 |  |  | PQ | ABN | 7199.558 | 8102802 | no | no |  |  | no |  |  | 1276763.41 | 15275948.288 |  | -1
node_8102802_200893546 |  |  | PQ | ABN | 7199.558 | 8102802 | no | no |  |  | no |  |  | 1276698.361 | 15275761.942 |  | -1
node_8102802_200893550 |  |  | PQ | ABCN | 7199.558 | 8102802 | no | no |  |  | no |  |  | 1275167.104 | 15273127.211 |  | -1
node_8102802_200893551 |  |  | PQ | ABCN | 7199.558 | 8102802 | no | no |  |  | no |  |  | 1274970.994 | 15273163.809 |  | -1
node_8102802_200893552 |  |  | PQ | ABCN | 7199.558 | 8102802 | no | no |  |  | no |  |  | 1274825.355 | 15273168.926 |  | -1
node_8102802_200893570 |  |  | PQ | AN | 7199.558 | 8102802 | no | no |  |  | no |  |  | 1280503.449 | 15275616.537 |  | -1
node_8102802_200893571 |  |  | PQ | ABCN | 7199.558 | 8102802 | no | no |  |  | no |  |  | 1277969.897 | 15279136.233 |  | -1
node_8102802_200893572 |  |  | PQ | ABCN | 7199.558 | 8102802 | no | no |  |  | no |  |  | 1280592.536 | 15278342.359 |  | -1
node_8102802_200893573 |  |  | PQ | ABCN | 7199.558 | 8102802 | no | no |  |  | no |  |  | 1280890.928 | 15278316.59 |  | -1
node_8102802_200893574 |  |  | PQ | ABCN | 7199.558 | 8102802 | no | no |  |  | no |  |  | 1281161.157 | 15278303.069 |  | -1
node_8102802_200893575 |  |  | PQ | ABCN | 7199.558 | 8102802 | no | no |  |  | no |  |  | 1281399.363 | 15278054.238 |  | -1
node_8102802_200893577 |  |  | PQ | AN | 7199.558 | 8102802 | no | no |  |  | no |  |  | 1281426.979 | 15277834.385 |  | -1
node_8102802_200893578 |  |  | PQ | AN | 7199.558 | 8102802 | no | no |  |  | no |  |  | 1281482.252 | 15277533.847 |  | -1
node_8102802_200893579 |  |  | PQ | ABCN | 7199.558 | 8102802 | no | no |  |  | no |  |  | 1281638.938 | 15277827.405 |  | -1
node_8102802_200893581 |  |  | PQ | ABCN | 7199.558 | 8102802 | no | no |  |  | no |  |  | 1281795.53 | 15277753.649 |  | -1
node_8102802_200893582 |  |  | PQ | ABCN | 7199.558 | 8102802 | no | no |  |  | no |  |  | 1281897.935 | 15277665.824 |  | -1
node_8102802_200893583 |  |  | PQ | ABCN | 7199.558 | 8102802 | no | no |  |  | no |  |  | 1278109.361 | 15279021.968 |  | -1
node_8102802_200893584 |  |  | PQ | ABCN | 7199.558 | 8102802 | no | no |  |  | no |  |  | 1278395.929 | 15278898.756 |  | -1
node_8102802_200893585 |  |  | PQ | ABCN | 7199.558 | 8102802 | no | no |  |  | no |  |  | 1278674.864 | 15278807.125 |  | -1
node_8102802_200893586 |  |  | PQ | ABCN | 7199.558 | 8102802 | no | no |  |  | no |  |  | 1279150.515 | 15278589.787 |  | -1
node_8102802_200893587 |  |  | PQ | ABCN | 7199.558 | 8102802 | no | no |  |  | no |  |  | 1279424.719 | 15278471.858 |  | -1
node_8102802_200893589 |  |  | PQ | ABCN | 7199.558 | 8102802 | no | no |  |  | no |  |  | 1279718.624 | 15278417.591 |  | -1
node_8102802_200893591 |  |  | PQ | ABCN | 7199.558 | 8102802 | no | no |  |  | no |  |  | 1280008.94 | 15278390.251 |  | -1
node_8102802_200893592 |  |  | PQ | ABCN | 7199.558 | 8102802 | no | no |  |  | no |  |  | 1280299.004 | 15278366.601 |  | -1
node_8102802_200893602 |  |  | PQ | AD | 2771.281 | 8102802 | no | no |  |  | no |  |  | 1266596.836 | 15260709.908 |  | -1
node_8102802_200893603 |  |  | PQ | AN | 2771.281 | 8102802 | no | no |  |  | no |  |  | 1266462.24 | 15260530.377 |  | -1
node_8102802_200893604 |  |  | PQ | AN | 2771.281 | 8102802 | no | no |  |  | no |  |  | 1266291.987 | 15260339.716 |  | -1
node_8102802_200893606 |  |  | PQ | AD | 2771.281 | 8102802 | no | no |  |  | no |  |  | 1266108.687 | 15260101.499 |  | -1
node_8102802_200893608 |  |  | PQ | AN | 2771.281 | 8102802 | no | no |  |  | no |  |  | 1265980.894 | 15259933.317 |  | -1
node_8102802_200893610 |  |  | PQ | AN | 2771.281 | 8102802 | no | no |  |  | no |  |  | 1265805.769 | 15259602.211 |  | -1
node_8102802_200893611 |  |  | PQ | AD | 2771.281 | 8102802 | no | no |  |  | no |  |  | 1265672.584 | 15259238.397 |  | -1
node_8102802_200893612 |  |  | PQ | AD | 2771.281 | 8102802 | no | no |  |  | no |  |  | 1265967.072 | 15259170.271 |  | -1
node_8102802_200893613 |  |  | PQ | AN | 2771.281 | 8102802 | no | no |  |  | no |  |  | 1266292.685 | 15259125.153 |  | -1
node_8102802_200893615 |  |  | PQ | AN | 2771.281 | 8102802 | no | no |  |  | no |  |  | 1279572.262 | 15267236.76 |  | -1
node_8102802_200893616 |  |  | PQ | AD | 2771.281 | 8102802 | no | no |  |  | no |  |  | 1279077.895 | 15264539.923 |  | -1
node_8102802_200893617 |  |  | PQ | AN | 2771.281 | 8102802 | no | no |  |  | no |  |  | 1279021.899 | 15264285.715 |  | -1
node_8102802_200893619 |  |  | PQ | AN | 2771.281 | 8102802 | no | no |  |  | no |  |  | 1279424.796 | 15266972.346 |  | -1
node_8102802_200893620 |  |  | PQ | AD | 2771.281 | 8102802 | no | no |  |  | no |  |  | 1279381.443 | 15266637.519 |  | -1
node_8102802_200893621 |  |  | PQ | AD | 2771.281 | 8102802 | no | no |  |  | no |  |  | 1279337.279 | 15266324.451 |  | -1
node_8102802_200893622 |  |  | PQ | AD | 2771.281 | 8102802 | no | no |  |  | no |  |  | 1279287.189 | 15266031.631 |  | -1
node_8102802_200893623 |  |  | PQ | AD | 2771.281 | 8102802 | no | no |  |  | no |  |  | 1279248.695 | 15265730.263 |  | -1
node_8102802_200893624 |  |  | PQ | AD | 2771.281 | 8102802 | no | no |  |  | no |  |  | 1279238.717 | 15265401.358 |  | -1
node_8102802_200893625 |  |  | PQ | AN | 2771.281 | 8102802 | no | no |  |  | no |  |  | 1279199.12 | 15265092.116 |  | -1
node_8102802_200893626 |  |  | PQ | AD | 2771.281 | 8102802 | no | no |  |  | no |  |  | 1279142.371 | 15264818.598 |  | -1
node_8102802_200893627 |  |  | PQ | AN | 14399.116 | 8102802 | no | no |  |  | no |  |  | 1256645.533 | 15265112.689 |  | -1
node_8102802_200893628 |  |  | PQ | AD | 14399.116 | 8102802 | no | no |  |  | no |  |  | 1254452.252 | 15266165.274 |  | -1
node_8102802_200893629 |  |  | PQ | AD | 14399.116 | 8102802 | no | no |  |  | no |  |  | 1254806.359 | 15266171.281 |  | -1
node_8102802_200893630 |  |  | PQ | AN | 14399.116 | 8102802 | no | no |  |  | no |  |  | 1255152.79 | 15266176.127 |  | -1
node_8102802_200893631 |  |  | PQ | AN | 14399.116 | 8102802 | no | no |  |  | no |  |  | 1255478.041 | 15266190.749 |  | -1
node_8102802_200893632 |  |  | PQ | AN | 14399.116 | 8102802 | no | no |  |  | no |  |  | 1255769.236 | 15266203.54 |  | -1
node_8102802_200893633 |  |  | PQ | AD | 14399.116 | 8102802 | no | no |  |  | no |  |  | 1256068.547 | 15266200.726 |  | -1
node_8102802_200893634 |  |  | PQ | AD | 14399.116 | 8102802 | no | no |  |  | no |  |  | 1256377.372 | 15266106.039 |  | -1
node_8102802_200893635 |  |  | PQ | AN | 14399.116 | 8102802 | no | no |  |  | no |  |  | 1256740.993 | 15266125.474 |  | -1
node_8102802_200893636 |  |  | PQ | AN | 14399.116 | 8102802 | no | no |  |  | no |  |  | 1257042.514 | 15266141.64 |  | -1
node_8102802_200893637 |  |  | PQ | AD | 2771.281 | 8102802 | no | no |  |  | no |  |  | 1266721.021 | 15260908.006 |  | -1
node_8102802_200893638 |  |  | PQ | AN | 2771.281 | 8102802 | no | no |  |  | no |  |  | 1264282.906 | 15261457.617 |  | -1
node_8102802_200893639 |  |  | PQ | AD | 2771.281 | 8102802 | no | no |  |  | no |  |  | 1263840.231 | 15261397.045 |  | -1
node_8102802_200893640 |  |  | PQ | AN | 2771.281 | 8102802 | no | no |  |  | no |  |  | 1263897.435 | 15261041.623 |  | -1
node_8102802_200893642 |  |  | PQ | AD | 2771.281 | 8102802 | no | no |  |  | no |  |  | 1266493.023 | 15260957.738 |  | -1
node_8102802_200893643 |  |  | PQ | AN | 2771.281 | 8102802 | no | no |  |  | no |  |  | 1266582.137 | 15261125.224 |  | -1
node_8102802_200893644 |  |  | PQ | AD | 2771.281 | 8102802 | no | no |  |  | no |  |  | 1266416.959 | 15261000.589 |  | -1
node_8102802_200893645 |  |  | PQ | AN | 2771.281 | 8102802 | no | no |  |  | no |  |  | 1266130.784 | 15261118.871 |  | -1
node_8102802_200893647 |  |  | PQ | AD | 2771.281 | 8102802 | no | no |  |  | no |  |  | 1265794.829 | 15261173.569 |  | -1
node_8102802_200893648 |  |  | PQ | AD | 2771.281 | 8102802 | no | no |  |  | no |  |  | 1265481.969 | 15261205.2 |  | -1
node_8102802_200893649 |  |  | PQ | AD | 2771.281 | 8102802 | no | no |  |  | no |  |  | 1265193.79 | 15261226.596 |  | -1
node_8102802_200893650 |  |  | PQ | AD | 2771.281 | 8102802 | no | no |  |  | no |  |  | 1264976.713 | 15261295.67 |  | -1
node_8102802_200893651 |  |  | PQ | AD | 2771.281 | 8102802 | no | no |  |  | no |  |  | 1264766.836 | 15261355.705 |  | -1
node_8102802_200893652 |  |  | PQ | AN | 2771.281 | 8102802 | no | no |  |  | no |  |  | 1264489.459 | 15261448.759 |  | -1
node_8102802_200893653 |  |  | PQ | AD | 2771.281 | 8102802 | no | no |  |  | no |  |  | 1258412.275 | 15260670.698 |  | -1
node_8102802_200893654 |  |  | PQ | AD | 2771.281 | 8102802 | no | no |  |  | no |  |  | 1258085.457 | 15260533.654 |  | -1
node_8102802_200893655 |  |  | PQ | AD | 2771.281 | 8102802 | no | no |  |  | no |  |  | 1257762.836 | 15260388.408 |  | -1
node_8102802_200893656 |  |  | PQ | AD | 2771.281 | 8102802 | no | no |  |  | no |  |  | 1257581.894 | 15260315.357 |  | -1
node_8102802_200893657 |  |  | PQ | AD | 2771.281 | 8102802 | no | no |  |  | no |  |  | 1257513.304 | 15260699.017 |  | -1
node_8102802_200893658 |  |  | PQ | AD | 2771.281 | 8102802 | no | no |  |  | no |  |  | 1257446.317 | 15261042.936 |  | -1
node_8102802_200893659 |  |  | PQ | AN | 2771.281 | 8102802 | no | no |  |  | no |  |  | 1257363.982 | 15261446.009 |  | -1
node_8102802_200893660 |  |  | PQ | AD | 2771.281 | 8102802 | no | no |  |  | no |  |  | 1257150.787 | 15258219.621 |  | -1
node_8102802_200893661 |  |  | PQ | AD | 2771.281 | 8102802 | no | no |  |  | no |  |  | 1256891.24 | 15258200.743 |  | -1
node_8102802_200893662 |  |  | PQ | AN | 2771.281 | 8102802 | no | no |  |  | no |  |  | 1256604.76 | 15258137.074 |  | -1
node_8102802_200893663 |  |  | PQ | AD | 2771.281 | 8102802 | no | no |  |  | no |  |  | 1256363.295 | 15258128.731 |  | -1
node_8102802_200893664 |  |  | PQ | AD | 2771.281 | 8102802 | no | no |  |  | no |  |  | 1256106.708 | 15258112.663 |  | -1
node_8102802_200893665 |  |  | PQ | AD | 2771.281 | 8102802 | no | no |  |  | no |  |  | 1255814.49 | 15258171.042 |  | -1
node_8102802_200893666 |  |  | PQ | AD | 2771.281 | 8102802 | no | no |  |  | no |  |  | 1255836.473 | 15258439.548 |  | -1
node_8102802_200893667 |  |  | PQ | AN | 2771.281 | 8102802 | no | no |  |  | no |  |  | 1255865.169 | 15258747.995 |  | -1
node_8102802_200893668 |  |  | PQ | AN | 2771.281 | 8102802 | no | no |  |  | no |  |  | 1255508.454 | 15258230.615 |  | -1
node_8102802_200893669 |  |  | PQ | AN | 2771.281 | 8102802 | no | no |  |  | no |  |  | 1258378.992 | 15260344.717 |  | -1
node_8102802_200893670 |  |  | PQ | AD | 2771.281 | 8102802 | no | no |  |  | no |  |  | 1258197.215 | 15260031.289 |  | -1
node_8102802_200893671 |  |  | PQ | AD | 2771.281 | 8102802 | no | no |  |  | no |  |  | 1258014.617 | 15259714.553 |  | -1
node_8102802_200893672 |  |  | PQ | AN | 2771.281 | 8102802 | no | no |  |  | no |  |  | 1257935.207 | 15259408.399 |  | -1
node_8102802_200893673 |  |  | PQ | AD | 2771.281 | 8102802 | no | no |  |  | no |  |  | 1257929.973 | 15259131.662 |  | -1
node_8102802_200893674 |  |  | PQ | AD | 2771.281 | 8102802 | no | no |  |  | no |  |  | 1257896.558 | 15258866.504 |  | -1
node_8102802_200893675 |  |  | PQ | AD | 2771.281 | 8102802 | no | no |  |  | no |  |  | 1257648.961 | 15258617.002 |  | -1
node_8102802_200893677 |  |  | PQ | AD | 2771.281 | 8102802 | no | no |  |  | no |  |  | 1257444.273 | 15258334.524 |  | -1
node_8102802_200893686 |  |  | PQ | AD | 2771.281 | 8102802 | no | no |  |  | no |  |  | 1280425.523 | 15262370.445 |  | -1
node_8102802_200893687 |  |  | PQ | AD | 2771.281 | 8102802 | no | no |  |  | no |  |  | 1280448.657 | 15262042.715 |  | -1
node_8102802_200893688 |  |  | PQ | AN | 2771.281 | 8102802 | no | no |  |  | no |  |  | 1280467.995 | 15261702.937 |  | -1
node_8102802_200893689 |  |  | PQ | AD | 2771.281 | 8102802 | no | no |  |  | no |  |  | 1280474.575 | 15261489.715 |  | -1
node_8102802_200893690 |  |  | PQ | AN | 2771.281 | 8102802 | no | no |  |  | no |  |  | 1280506.639 | 15261249.87 |  | -1
node_8102802_200893691 |  |  | PQ | AD | 2771.281 | 8102802 | no | no |  |  | no |  |  | 1280796.904 | 15261234.664 |  | -1
node_8102802_200893692 |  |  | PQ | AD | 2771.281 | 8102802 | no | no |  |  | no |  |  | 1281115.91 | 15261230.747 |  | -1
node_8102802_200893693 |  |  | PQ | AD | 2771.281 | 8102802 | no | no |  |  | no |  |  | 1281353.452 | 15261133.306 |  | -1
node_8102802_200893694 |  |  | PQ | AN | 2771.281 | 8102802 | no | no |  |  | no |  |  | 1281473.693 | 15261062.754 |  | -1
node_8102802_200893706 |  |  | PQ | ABCN | 7199.558 | 8102802 | no | no |  |  | no |  |  | 1256830.001 | 15268490.46 |  | -1
node_8102802_200893707 |  |  | PQ | AD | 2771.281 | 8102802 | no | no |  |  | no |  |  | 1252493.351 | 15259016.46 |  | -1
node_8102802_200893708 |  |  | PQ | AD | 2771.281 | 8102802 | no | no |  |  | no |  |  | 1249642.585 | 15258785.673 |  | -1
node_8102802_200893709 |  |  | PQ | AD | 2771.281 | 8102802 | no | no |  |  | no |  |  | 1249384.064 | 15258684.583 |  | -1
node_8102802_200893710 |  |  | PQ | AN | 2771.281 | 8102802 | no | no |  |  | no |  |  | 1249095.159 | 15258599.988 |  | -1
node_8102802_200893711 |  |  | PQ | AN | 2771.281 | 8102802 | no | no |  |  | no |  |  | 1248847.026 | 15258466.538 |  | -1
node_8102802_200893712 |  |  | PQ | AN | 2771.281 | 8102802 | no | no |  |  | no |  |  | 1248893.846 | 15258839.72 |  | -1
node_8102802_200893713 |  |  | PQ | AD | 2771.281 | 8102802 | no | no |  |  | no |  |  | 1248506.175 | 15258234.011 |  | -1
node_8102802_200893714 |  |  | PQ | AN | 2771.281 | 8102802 | no | no |  |  | no |  |  | 1248198.435 | 15258014.213 |  | -1
node_8102802_200893715 |  |  | PQ | AD | 2771.281 | 8102802 | no | no |  |  | no |  |  | 1252144.453 | 15259008.715 |  | -1
node_8102802_200893716 |  |  | PQ | AN | 2771.281 | 8102802 | no | no |  |  | no |  |  | 1251813.758 | 15259040.849 |  | -1
node_8102802_200893717 |  |  | PQ | AN | 2771.281 | 8102802 | no | no |  |  | no |  |  | 1251452.916 | 15259044.726 |  | -1
node_8102802_200893718 |  |  | PQ | AD | 2771.281 | 8102802 | no | no |  |  | no |  |  | 1251164.882 | 15259094.271 |  | -1
node_8102802_200893719 |  |  | PQ | AD | 2771.281 | 8102802 | no | no |  |  | no |  |  | 1250914.449 | 15259036.357 |  | -1
node_8102802_200893720 |  |  | PQ | AD | 2771.281 | 8102802 | no | no |  |  | no |  |  | 1250826.227 | 15259367.305 |  | -1
node_8102802_200893721 |  |  | PQ | AD | 2771.281 | 8102802 | no | no |  |  | no |  |  | 1250740.166 | 15259646.312 |  | -1
node_8102802_200893722 |  |  | PQ | AN | 2771.281 | 8102802 | no | no |  |  | no |  |  | 1250659.105 | 15259874.087 |  | -1
node_8102802_200893723 |  |  | PQ | AD | 2771.281 | 8102802 | no | no |  |  | no |  |  | 1250590.402 | 15259081.249 |  | -1
node_8102802_200893724 |  |  | PQ | AD | 2771.281 | 8102802 | no | no |  |  | no |  |  | 1250254.398 | 15258996.424 |  | -1
node_8102802_200893725 |  |  | PQ | AD | 2771.281 | 8102802 | no | no |  |  | no |  |  | 1249940.188 | 15258873.965 |  | -1
node_8102802_200893726 |  |  | PQ | AN | 2771.281 | 8102802 | no | no |  |  | no |  |  | 1285617.391 | 15264176.163 |  | -1
node_8102802_200893729 |  |  | PQ | AD | 2771.281 | 8102802 | no | no |  |  | no |  |  | 1285711.236 | 15263851.315 |  | -1
node_8102802_200893730 |  |  | PQ | AN | 2771.281 | 8102802 | no | no |  |  | no |  |  | 1285732.692 | 15263637.449 |  | -1
node_8102802_200893731 |  |  | PQ | AN | 2771.281 | 8102802 | no | no |  |  | no |  |  | 1285725.2 | 15263443.226 |  | -1
node_8102802_200893733 |  |  | PQ | AN | 2771.281 | 8102802 | no | no |  |  | no |  |  | 1285728.465 | 15263125.945 |  | -1
node_8102802_200893734 |  |  | PQ | AN | 2771.281 | 8102802 | no | no |  |  | no |  |  | 1285741.696 | 15262943.742 |  | -1
node_8102802_200893736 |  |  | PQ | AN | 2771.281 | 8102802 | no | no |  |  | no |  |  | 1285742.226 | 15262570.383 |  | -1
node_8102802_200893737 |  |  | PQ | AD | 2771.281 | 8102802 | no | no |  |  | no |  |  | 1285761.543 | 15262347.131 |  | -1
node_8102802_200893738 |  |  | PQ | AN | 2771.281 | 8102802 | no | no |  |  | no |  |  | 1285701.838 | 15262284.803 |  | -1
node_8102802_200893740 |  |  | PQ | AN | 2771.281 | 8102802 | no | no |  |  | no |  |  | 1285790.277 | 15262151.65 |  | -1
node_8102802_200893741 |  |  | PQ | AD | 2771.281 | 8102802 | no | no |  |  | no |  |  | 1285977.261 | 15264201.288 |  | -1
node_8102802_200893742 |  |  | PQ | AD | 2771.281 | 8102802 | no | no |  |  | no |  |  | 1286315.121 | 15264333.701 |  | -1
node_8102802_200893743 |  |  | PQ | AD | 2771.281 | 8102802 | no | no |  |  | no |  |  | 1286596.233 | 15264354.535 |  | -1
node_8102802_200893744 |  |  | PQ | AD | 2771.281 | 8102802 | no | no |  |  | no |  |  | 1286940.874 | 15264436.805 |  | -1
node_8102802_200893745 |  |  | PQ | AN | 2771.281 | 8102802 | no | no |  |  | no |  |  | 1287173.045 | 15264386.148 |  | -1
node_8102802_200893746 |  |  | PQ | AN | 2771.281 | 8102802 | no | no |  |  | no |  |  | 1287391.029 | 15264277.959 |  | -1
node_8102802_200893747 |  |  | PQ | AD | 2771.281 | 8102802 | no | no |  |  | no |  |  | 1287395.412 | 15264217.198 |  | -1
node_8102802_200893748 |  |  | PQ | AD | 2771.281 | 8102802 | no | no |  |  | no |  |  | 1287533.977 | 15263886.766 |  | -1
node_8102802_200893749 |  |  | PQ | AN | 2771.281 | 8102802 | no | no |  |  | no |  |  | 1287565.133 | 15263739.351 |  | -1
node_8102802_200893751 |  |  | PQ | AN | 2771.281 | 8102802 | no | no |  |  | no |  |  | 1287589.613 | 15264257.25 |  | -1
node_8102802_200893752 |  |  | PQ | AD | 2771.281 | 8102802 | no | no |  |  | no |  |  | 1279268.921 | 15261553.315 |  | -1
node_8102802_200893753 |  |  | PQ | AD | 2771.281 | 8102802 | no | no |  |  | no |  |  | 1279204.561 | 15261850.281 |  | -1
node_8102802_200893754 |  |  | PQ | AD | 2771.281 | 8102802 | no | no |  |  | no |  |  | 1279156.569 | 15262156.852 |  | -1
node_8102802_200893755 |  |  | PQ | AD | 2771.281 | 8102802 | no | no |  |  | no |  |  | 1279103.97 | 15262452.093 |  | -1
node_8102802_200893756 |  |  | PQ | AN | 2771.281 | 8102802 | no | no |  |  | no |  |  | 1279068.131 | 15262725.351 |  | -1
node_8102802_200893757 |  |  | PQ | AD | 2771.281 | 8102802 | no | no |  |  | no |  |  | 1258891.57 | 15265855.679 |  | -1
node_8102802_200893758 |  |  | PQ | AN | 2771.281 | 8102802 | no | no |  |  | no |  |  | 1258886.561 | 15265540.692 |  | -1
node_8102802_200893759 |  |  | PQ | AD | 2771.281 | 8102802 | no | no |  |  | no |  |  | 1258886.383 | 15265348.478 |  | -1
node_8102802_200893760 |  |  | PQ | AD | 2771.281 | 8102802 | no | no |  |  | no |  |  | 1258819.742 | 15265352.844 |  | -1
node_8102802_200893761 |  |  | PQ | AN | 2771.281 | 8102802 | no | no |  |  | no |  |  | 1258484.585 | 15265363.011 |  | -1
node_8102802_200893762 |  |  | PQ | AN | 2771.281 | 8102802 | no | no |  |  | no |  |  | 1258887.266 | 15265091.482 |  | -1
node_8102802_200893765 |  |  | PQ | AD | 2771.281 | 8102802 | no | no |  |  | no |  |  | 1258903.415 | 15264663.142 |  | -1
node_8102802_200893766 |  |  | PQ | AN | 2771.281 | 8102802 | no | no |  |  | no |  |  | 1257689.845 | 15265815.902 |  | -1
node_8102802_200893767 |  |  | PQ | AD | 2771.281 | 8102802 | no | no |  |  | no |  |  | 1258584.767 | 15265968.453 |  | -1
node_8102802_200893768 |  |  | PQ | AN | 2771.281 | 8102802 | no | no |  |  | no |  |  | 1258289.46 | 15265997.722 |  | -1
node_8102802_200893770 |  |  | PQ | AD | 2771.281 | 8102802 | no | no |  |  | no |  |  | 1258009.827 | 15265995.037 |  | -1
node_8102802_200893771 |  |  | PQ | AD | 2771.281 | 8102802 | no | no |  |  | no |  |  | 1257766.337 | 15266035.003 |  | -1
node_8102802_200893788 |  |  | PQ | AD | 2771.281 | 8102802 | no | no |  |  | no |  |  | 1252814.398 | 15260020.483 |  | -1
node_8102802_200893789 |  |  | PQ | AD | 2771.281 | 8102802 | no | no |  |  | no |  |  | 1252874.267 | 15260344.606 |  | -1
node_8102802_200893790 |  |  | PQ | AN | 2771.281 | 8102802 | no | no |  |  | no |  |  | 1252639.765 | 15263931.151 |  | -1
node_8102802_200893792 |  |  | PQ | AN | 2771.281 | 8102802 | no | no |  |  | no |  |  | 1252909.323 | 15260599.641 |  | -1
node_8102802_200893793 |  |  | PQ | AD | 2771.281 | 8102802 | no | no |  |  | no |  |  | 1252950.324 | 15260883.493 |  | -1
node_8102802_200893794 |  |  | PQ | AN | 2771.281 | 8102802 | no | no |  |  | no |  |  | 1252956.719 | 15261213.004 |  | -1
node_8102802_200893795 |  |  | PQ | AD | 2771.281 | 8102802 | no | no |  |  | no |  |  | 1252955.248 | 15261908.052 |  | -1
node_8102802_200893796 |  |  | PQ | AN | 2771.281 | 8102802 | no | no |  |  | no |  |  | 1253108.591 | 15261712.276 |  | -1
node_8102802_200893797 |  |  | PQ | AD | 2771.281 | 8102802 | no | no |  |  | no |  |  | 1253223.083 | 15261522.264 |  | -1
node_8102802_200893798 |  |  | PQ | AD | 2771.281 | 8102802 | no | no |  |  | no |  |  | 1253213.298 | 15261354.195 |  | -1
node_8102802_200893799 |  |  | PQ | AN | 2771.281 | 8102802 | no | no |  |  | no |  |  | 1253271.573 | 15261156.491 |  | -1
node_8102802_200893801 |  |  | PQ | AN | 2771.281 | 8102802 | no | no |  |  | no |  |  | 1252953.786 | 15262356.771 |  | -1
node_8102802_200893802 |  |  | PQ | AN | 2771.281 | 8102802 | no | no |  |  | no |  |  | 1252951.192 | 15262733.657 |  | -1
node_8102802_200893803 |  |  | PQ | AD | 2771.281 | 8102802 | no | no |  |  | no |  |  | 1252951.785 | 15263075.909 |  | -1
node_8102802_200893804 |  |  | PQ | AD | 2771.281 | 8102802 | no | no |  |  | no |  |  | 1252762.196 | 15263389.792 |  | -1
node_8102802_200893805 |  |  | PQ | AD | 2771.281 | 8102802 | no | no |  |  | no |  |  | 1252612.028 | 15263716.724 |  | -1
node_8102802_200893806 |  |  | PQ | AD | 2771.281 | 8102802 | no | no |  |  | no |  |  | 1291983.18 | 15265615.772 |  | -1
node_8102802_200893807 |  |  | PQ | AN | 2771.281 | 8102802 | no | no |  |  | no |  |  | 1292288.065 | 15265595.344 |  | -1
node_8102802_200893808 |  |  | PQ | AN | 2771.281 | 8102802 | no | no |  |  | no |  |  | 1292492.291 | 15265599.5 |  | -1
node_8102802_200893810 |  |  | PQ | AD | 2771.281 | 8102802 | no | no |  |  | no |  |  | 1292837.284 | 15265654.813 |  | -1
node_8102802_200893811 |  |  | PQ | AN | 2771.281 | 8102802 | no | no |  |  | no |  |  | 1293127.079 | 15265605.69 |  | -1
node_8102802_200893813 |  |  | PQ | AN | 7199.558 | 8102802 | no | no |  |  | no |  |  | 1261212.041 | 15267912.6 |  | -1
node_8102802_200893815 |  |  | PQ | AN | 7199.558 | 8102802 | no | no |  |  | no |  |  | 1261211.568 | 15267568.891 |  | -1
node_8102802_200893816 |  |  | PQ | AN | 7199.558 | 8102802 | no | no |  |  | no |  |  | 1261209.874 | 15267461.402 |  | -1
node_8102802_200893817 |  |  | PQ | AN | 7199.558 | 8102802 | no | no |  |  | no |  |  | 1261211.458 | 15267371.457 |  | -1
node_8102802_200893818 |  |  | PQ | AD | 14399.116 | 8102802 | no | no |  |  | no |  |  | 1243967.618 | 15261483.378 |  | -1
node_8102802_200893819 |  |  | PQ | AN | 14399.116 | 8102802 | no | no |  |  | no |  |  | 1244117.257 | 15261342.733 |  | -1
node_8102802_200893820 |  |  | PQ | AD | 14399.116 | 8102802 | no | no |  |  | no |  |  | 1244422.056 | 15261173.663 |  | -1
node_8102802_200893821 |  |  | PQ | AN | 14399.116 | 8102802 | no | no |  |  | no |  |  | 1244671.367 | 15261055.286 |  | -1
node_8102802_200893822 |  |  | PQ | AN | 14399.116 | 8102802 | no | no |  |  | no |  |  | 1244960.146 | 15260966.463 |  | -1
node_8102802_200893823 |  |  | PQ | AD | 14399.116 | 8102802 | no | no |  |  | no |  |  | 1245219.986 | 15260925.496 |  | -1
node_8102802_200893824 |  |  | PQ | AN | 14399.116 | 8102802 | no | no |  |  | no |  |  | 1245484.892 | 15260903.802 |  | -1
node_8102802_200893825 |  |  | PQ | AD | 2771.281 | 8102802 | no | no |  |  | no |  |  | 1289181.408 | 15264383.018 |  | -1
node_8102802_200893826 |  |  | PQ | AD | 2771.281 | 8102802 | no | no |  |  | no |  |  | 1288907.086 | 15264309.383 |  | -1
node_8102802_200893827 |  |  | PQ | AD | 2771.281 | 8102802 | no | no |  |  | no |  |  | 1288661.264 | 15264349.339 |  | -1
node_8102802_200893828 |  |  | PQ | AD | 2771.281 | 8102802 | no | no |  |  | no |  |  | 1288395.3 | 15264344.975 |  | -1
node_8102802_200893829 |  |  | PQ | AD | 2771.281 | 8102802 | no | no |  |  | no |  |  | 1288516.962 | 15264130.779 |  | -1
node_8102802_200893830 |  |  | PQ | AN | 2771.281 | 8102802 | no | no |  |  | no |  |  | 1288815.111 | 15264020.965 |  | -1
node_8102802_200893831 |  |  | PQ | AD | 2771.281 | 8102802 | no | no |  |  | no |  |  | 1284128.898 | 15264079.408 |  | -1
node_8102802_200893832 |  |  | PQ | AD | 2771.281 | 8102802 | no | no |  |  | no |  |  | 1284074.299 | 15263798.486 |  | -1
node_8102802_200893833 |  |  | PQ | AD | 2771.281 | 8102802 | no | no |  |  | no |  |  | 1284017.299 | 15263521.09 |  | -1
node_8102802_200893834 |  |  | PQ | AD | 2771.281 | 8102802 | no | no |  |  | no |  |  | 1283851.75 | 15263314.926 |  | -1
node_8102802_200893835 |  |  | PQ | AN | 2771.281 | 8102802 | no | no |  |  | no |  |  | 1283791.789 | 15263013.372 |  | -1
node_8102802_200893836 |  |  | PQ | AN | 7199.558 | 8102802 | no | no |  |  | no |  |  | 1263416.701 | 15262947.596 |  | -1
node_8102802_200893837 |  |  | PQ | ABCN | 7199.558 | 8102802 | no | no |  |  | no |  |  | 1260407.91 | 15266029.002 |  | -1
node_8102802_200893838 |  |  | PQ | AN | 7199.558 | 8102802 | no | no |  |  | no |  |  | 1260663.469 | 15265957.134 |  | -1
node_8102802_200893839 |  |  | PQ | ABCN | 7199.558 | 8102802 | no | no |  |  | no |  |  | 1260694.407 | 15266091.663 |  | -1
node_8102802_200893840 |  |  | PQ | ABCN | 7199.558 | 8102802 | no | no |  |  | no |  |  | 1261004.188 | 15266125.968 |  | -1
node_8102802_200893841 |  |  | PQ | ABCN | 7199.558 | 8102802 | no | no |  |  | no |  |  | 1261007.454 | 15265926.503 |  | -1
node_8102802_200893842 |  |  | PQ | ABCN | 7199.558 | 8102802 | no | no |  |  | no |  |  | 1281012.462 | 15280965.171 |  | -1
node_8102802_200893843 |  |  | PQ | ABCN | 7199.558 | 8102802 | no | no |  |  | no |  |  | 1279598.967 | 15279755.854 |  | -1
node_8102802_200893844 |  |  | PQ | ABCN | 7199.558 | 8102802 | no | no |  |  | no |  |  | 1279557.321 | 15279691.941 |  | -1
node_8102802_200893845 |  |  | PQ | ABCN | 7199.558 | 8102802 | no | no |  |  | no |  |  | 1279450.881 | 15279474.456 |  | -1
node_8102802_200893846 |  |  | PQ | ABCN | 7199.558 | 8102802 | no | no |  |  | no |  |  | 1279408.858 | 15279351.6 |  | -1
node_8102802_200893847 |  |  | PQ | ABCN | 7199.558 | 8102802 | no | no |  |  | no |  |  | 1279330.8 | 15279120.533 |  | -1
node_8102802_200893848 |  |  | PQ | ABCN | 7199.558 | 8102802 | no | no |  |  | no |  |  | 1279248.7 | 15278882.007 |  | -1
node_8102802_200893849 |  |  | PQ | ABCN | 7199.558 | 8102802 | no | no |  |  | no |  |  | 1279165.881 | 15278628.718 |  | -1
node_8102802_200893850 |  |  | PQ | ABCN | 7199.558 | 8102802 | no | no |  |  | no |  |  | 1280960.551 | 15280858.948 |  | -1
node_8102802_200893851 |  |  | PQ | ABCN | 7199.558 | 8102802 | no | no |  |  | no |  |  | 1280904.973 | 15280838.306 |  | -1
node_8102802_200893852 |  |  | PQ | ABCN | 7199.558 | 8102802 | no | no |  |  | no |  |  | 1280636.182 | 15280864.813 |  | -1
node_8102802_200893853 |  |  | PQ | ABCN | 7199.558 | 8102802 | no | no |  |  | no |  |  | 1280539.055 | 15280816.131 |  | -1
node_8102802_200893854 |  |  | PQ | ABCN | 7199.558 | 8102802 | no | no |  |  | no |  |  | 1280311.187 | 15280623.668 |  | -1
node_8102802_200893855 |  |  | PQ | ABCN | 7199.558 | 8102802 | no | no |  |  | no |  |  | 1280123.888 | 15280478.885 |  | -1
node_8102802_200893856 |  |  | PQ | ABCN | 7199.558 | 8102802 | no | no |  |  | no |  |  | 1279912.216 | 15280262.934 |  | -1
node_8102802_200893857 |  |  | PQ | ABCN | 7199.558 | 8102802 | no | no |  |  | no |  |  | 1279747.441 | 15280008.872 |  | -1
node_8102802_200893858 |  |  | PQ | ABCN | 7199.558 | 8102802 | no | no |  |  | no |  |  | 1279659.362 | 15279855.088 |  | -1
node_8102802_200893859 |  |  | PQ | ABCN | 7199.558 | 8102802 | no | no |  |  | no |  |  | 1279709.234 | 15279801.828 |  | -1
node_8102802_200893860 |  |  | PQ | ABCN | 7199.558 | 8102802 | no | no |  |  | no |  |  | 1269785.559 | 15265567.207 |  | -1
node_8102802_200893862 |  |  | PQ | ABCN | 7199.558 | 8102802 | no | no |  |  | no |  |  | 1269078.823 | 15266559.25 |  | -1
node_8102802_200893866 |  |  | PQ | ABCN | 7199.558 | 8102802 | no | no |  |  | no |  |  | 1269081.252 | 15265614.494 |  | -1
node_8102802_200893867 |  |  | PQ | ABCN | 7199.558 | 8102802 | no | no |  |  | no |  |  | 1269078.465 | 15265535.745 |  | -1
node_8102802_200893868 |  |  | PQ | ABCN | 7199.558 | 8102802 | no | no |  |  | no |  |  | 1269076.825 | 15265422.709 |  | -1
node_8102802_200893869 |  |  | PQ | ABCN | 7199.558 | 8102802 | no | no |  |  | no |  |  | 1269085.767 | 15265314.911 |  | -1
node_8102802_200893870 |  |  | PQ | ABCN | 7199.558 | 8102802 | no | no |  |  | no |  |  | 1269091.061 | 15265186.018 |  | -1
node_8102802_200893871 |  |  | PQ | ABCN | 7199.558 | 8102802 | no | no |  |  | no |  |  | 1269091.678 | 15265062.766 |  | -1
node_8102802_200893872 |  |  | PQ | ABCN | 7199.558 | 8102802 | no | no |  |  | no |  |  | 1269093.859 | 15264927.935 |  | -1
node_8102802_200893873 |  |  | PQ | ABCN | 7199.558 | 8102802 | no | no |  |  | no |  |  | 1269087.389 | 15264844.667 |  | -1
node_8102802_200893874 |  |  | PQ | ABCN | 7199.558 | 8102802 | no | no |  |  | no |  |  | 1269100.55 | 15264681.898 |  | -1
node_8102802_200893876 |  |  | PQ | ABCN | 7199.558 | 8102802 | no | no |  |  | no |  |  | 1269108.518 | 15264530.384 |  | -1
node_8102802_200893877 |  |  | PQ | ABCN | 7199.558 | 8102802 | no | no |  |  | no |  |  | 1269083.411 | 15266418.738 |  | -1
node_8102802_200893879 |  |  | PQ | ABCN | 7199.558 | 8102802 | no | no |  |  | no |  |  | 1269098.089 | 15264467.24 |  | -1
node_8102802_200893881 |  |  | PQ | ABN | 7199.558 | 8102802 | no | no |  |  | no |  |  | 1269106.266 | 15264228.641 |  | -1
node_8102802_200893883 |  |  | PQ | AN | 7199.558 | 8102802 | no | no |  |  | no |  |  | 1269178.776 | 15264045.785 |  | -1
node_8102802_200893885 |  |  | PQ | AN | 7199.558 | 8102802 | no | no |  |  | no |  |  | 1269337.842 | 15263831.351 |  | -1
node_8102802_200893888 |  |  | PQ | ABCN | 7199.558 | 8102802 | no | no |  |  | no |  |  | 1269078.081 | 15266290.003 |  | -1
node_8102802_200893891 |  |  | PQ | ABCN | 7199.558 | 8102802 | no | no |  |  | no |  |  | 1269062.003 | 15266056.506 |  | -1
node_8102802_200893892 |  |  | PQ | ABCN | 7199.558 | 8102802 | no | no |  |  | no |  |  | 1269074.812 | 15265933.995 |  | -1
node_8102802_200893894 |  |  | PQ | ABCN | 7199.558 | 8102802 | no | no |  |  | no |  |  | 1269071.075 | 15265794.611 |  | -1
node_8102802_200893896 |  |  | PQ | ABCN | 7199.558 | 8102802 | no | no |  |  | no |  |  | 1269073.202 | 15265694.544 |  | -1
node_8102802_200893897 |  |  | PQ | ABCN | 7199.558 | 8102802 | no | no |  |  | no |  |  | 1269013.766 | 15264568.753 |  | -1
node_8102802_200893898 |  |  | PQ | ABCN | 7199.558 | 8102802 | no | no |  |  | no |  |  | 1268900.669 | 15264535.286 |  | -1
node_8102802_200893900 |  |  | PQ | ABN | 7199.558 | 8102802 | no | no |  |  | no |  |  | 1269289.68 | 15264464.544 |  | -1
node_8102802_200893902 |  |  | PQ | ABN | 7199.558 | 8102802 | no | no |  |  | no |  |  | 1269540.989 | 15264486.247 |  | -1
node_8102802_200893903 |  |  | PQ | ABN | 7199.558 | 8102802 | no | no |  |  | no |  |  | 1269677.486 | 15264470.397 |  | -1
node_8102802_200893904 |  |  | PQ | ABN | 7199.558 | 8102802 | no | no |  |  | no |  |  | 1269772.704 | 15264481.765 |  | -1
node_8102802_200893905 |  |  | PQ | ABN | 7199.558 | 8102802 | no | no |  |  | no |  |  | 1269899.505 | 15264501.553 |  | -1
node_8102802_200893906 |  |  | PQ | ABN | 7199.558 | 8102802 | no | no |  |  | no |  |  | 1270042.513 | 15264489.956 |  | -1
node_8102802_200893908 |  |  | PQ | ABCN | 7199.558 | 8102802 | no | no |  |  | no |  |  | 1269510.19 | 15265436.986 |  | -1
node_8102802_200893909 |  |  | PQ | ABCN | 7199.558 | 8102802 | no | no |  |  | no |  |  | 1269511.729 | 15265543.806 |  | -1
node_8102802_200893910 |  |  | PQ | ABCN | 7199.558 | 8102802 | no | no |  |  | no |  |  | 1269567.454 | 15265543.786 |  | -1
node_8102802_200893911 |  |  | PQ | ABCN | 7199.558 | 8102802 | no | no |  |  | no |  |  | 1269514.26 | 15265662.568 |  | -1
node_8102802_200893912 |  |  | PQ | ABCN | 7199.558 | 8102802 | no | no |  |  | no |  |  | 1269511.371 | 15265769.314 |  | -1
node_8102802_200893913 |  |  | PQ | ABCN | 7199.558 | 8102802 | no | no |  |  | no |  |  | 1269499.016 | 15265873.572 |  | -1
node_8102802_200893914 |  |  | PQ | ABCN | 7199.558 | 8102802 | no | no |  |  | no |  |  | 1269500.785 | 15265965.314 |  | -1
node_8102802_200893919 |  |  | PQ | AN | 7199.558 | 8102802 | no | no |  |  | no |  |  | 1269510.621 | 15265148.126 |  | -1
node_8102802_200893922 |  |  | PQ | AN | 7199.558 | 8102802 | no | no |  |  | no |  |  | 1269258.309 | 15265159.538 |  | -1
node_8102802_200893923 |  |  | PQ | AN | 7199.558 | 8102802 | no | no |  |  | no |  |  | 1269363.51 | 15265135.474 |  | -1
node_8102802_200893929 |  |  | PQ | ABCN | 7199.558 | 8102802 | no | no |  |  | no |  |  | 1269011.719 | 15265684.481 |  | -1
node_8102802_200893930 |  |  | PQ | ABCN | 7199.558 | 8102802 | no | no |  |  | no |  |  | 1268932.745 | 15265675.586 |  | -1
node_8102802_200893931 |  |  | PQ | ABCN | 7199.558 | 8102802 | no | no |  |  | no |  |  | 1268809.754 | 15265666.014 |  | -1
node_8102802_200893932 |  |  | PQ | ABCN | 7199.558 | 8102802 | no | no |  |  | no |  |  | 1268684.987 | 15265651.066 |  | -1
node_8102802_200893933 |  |  | PQ | ABCN | 7199.558 | 8102802 | no | no |  |  | no |  |  | 1268532.84 | 15265668.052 |  | -1
node_8102802_200893935 |  |  | PQ | ABCN | 7199.558 | 8102802 | no | no |  |  | no |  |  | 1268809.718 | 15264282.383 |  | -1
node_8102802_200893938 |  |  | PQ | ABCN | 7199.558 | 8102802 | no | no |  |  | no |  |  | 1268731.139 | 15264078.201 |  | -1
node_8102802_200893939 |  |  | PQ | ABCN | 7199.558 | 8102802 | no | no |  |  | no |  |  | 1268607.519 | 15263794.22 |  | -1
node_8102802_200893940 |  |  | PQ | ABCN | 7199.558 | 8102802 | no | no |  |  | no |  |  | 1268383.364 | 15263804.316 |  | -1
node_8102802_200893943 |  |  | PQ | ABCN | 7199.558 | 8102802 | no | no |  |  | no |  |  | 1268149.212 | 15264059.581 |  | -1
node_8102802_200893944 |  |  | PQ | ABCN | 7199.558 | 8102802 | no | no |  |  | no |  |  | 1267933.648 | 15263919.76 |  | -1
node_8102802_200893949 |  |  | PQ | AN | 7199.558 | 8102802 | no | no |  |  | no |  |  | 1268879.462 | 15263896.719 |  | -1
node_8102802_200893951 |  |  | PQ | AN | 7199.558 | 8102802 | no | no |  |  | no |  |  | 1268269.729 | 15266033.941 |  | -1
node_8102802_200893955 |  |  | PQ | ABCN | 7199.558 | 8102802 | no | no |  |  | no |  |  | 1268308.716 | 15265663.891 |  | -1
node_8102802_200893957 |  |  | PQ | ABCN | 7199.558 | 8102802 | no | no |  |  | no |  |  | 1268322.838 | 15265549.916 |  | -1
node_8102802_200893958 |  |  | PQ | ABCN | 7199.558 | 8102802 | no | no |  |  | no |  |  | 1268316.324 | 15265400.127 |  | -1
node_8102802_200893959 |  |  | PQ | ABCN | 7199.558 | 8102802 | no | no |  |  | no |  |  | 1268312.247 | 15265284.431 |  | -1
node_8102802_200893960 |  |  | PQ | ABCN | 7199.558 | 8102802 | no | no |  |  | no |  |  | 1268318.367 | 15265195.529 |  | -1
node_8102802_200893966 |  |  | PQ | ABCN | 7199.558 | 8102802 | no | no |  |  | no |  |  | 1269244.961 | 15266046.924 |  | -1
node_8102802_200893967 |  |  | PQ | ABCN | 7199.558 | 8102802 | no | no |  |  | no |  |  | 1269173.182 | 15266059.24 |  | -1
node_8102802_200893969 |  |  | PQ | ABCN | 7199.558 | 8102802 | no | no |  |  | no |  |  | 1268942.345 | 15266124.527 |  | -1
node_8102802_200893970 |  |  | PQ | ABCN | 7199.558 | 8102802 | no | no |  |  | no |  |  | 1268818.607 | 15266145.775 |  | -1
node_8102802_200893971 |  |  | PQ | ABCN | 7199.558 | 8102802 | no | no |  |  | no |  |  | 1268696.178 | 15266163.584 |  | -1
node_8102802_200893972 |  |  | PQ | ABCN | 7199.558 | 8102802 | no | no |  |  | no |  |  | 1268539.482 | 15266194.854 |  | -1
node_8102802_200893974 |  |  | PQ | ABCN | 7199.558 | 8102802 | no | no |  |  | no |  |  | 1268379.274 | 15266228.122 |  | -1
node_8102802_200893975 |  |  | PQ | ABCN | 7199.558 | 8102802 | no | no |  |  | no |  |  | 1268247.965 | 15266215.926 |  | -1
node_8102802_200893978 |  |  | PQ | ABCN | 7199.558 | 8102802 | no | no |  |  | no |  |  | 1268162.439 | 15266227.733 |  | -1
node_8102802_200893979 |  |  | PQ | ABCN | 7199.558 | 8102802 | no | no |  |  | no |  |  | 1270088.741 | 15265949.368 |  | -1
node_8102802_200893980 |  |  | PQ | ABCN | 7199.558 | 8102802 | no | no |  |  | no |  |  | 1268086.273 | 15266233.132 |  | -1
node_8102802_200893981 |  |  | PQ | ABCN | 7199.558 | 8102802 | no | no |  |  | no |  |  | 1267962.359 | 15266253.323 |  | -1
node_8102802_200893982 |  |  | PQ | ABCN | 7199.558 | 8102802 | no | no |  |  | no |  |  | 1267854.539 | 15266271.236 |  | -1
node_8102802_200893983 |  |  | PQ | ABCN | 7199.558 | 8102802 | no | no |  |  | no |  |  | 1267984.444 | 15266462.558 |  | -1
node_8102802_200893984 |  |  | PQ | ABCN | 7199.558 | 8102802 | no | no |  |  | no |  |  | 1267733.977 | 15266302.622 |  | -1
node_8102802_200893985 |  |  | PQ | ABCN | 7199.558 | 8102802 | no | no |  |  | no |  |  | 1267636.153 | 15266348.075 |  | -1
node_8102802_200893987 |  |  | PQ | ABCN | 7199.558 | 8102802 | no | no |  |  | no |  |  | 1267660.477 | 15266447.94 |  | -1
node_8102802_200893988 |  |  | PQ | ABCN | 7199.558 | 8102802 | no | no |  |  | no |  |  | 1267704.97 | 15266532.409 |  | -1
node_8102802_200893989 |  |  | PQ | ABCN | 7199.558 | 8102802 | no | no |  |  | no |  |  | 1267546.654 | 15266386.202 |  | -1
node_8102802_200893990 |  |  | PQ | ABCN | 7199.558 | 8102802 | no | no |  |  | no |  |  | 1267453.702 | 15266437.859 |  | -1
node_8102802_200893991 |  |  | PQ | ABCN | 7199.558 | 8102802 | no | no |  |  | no |  |  | 1267361.475 | 15266477.08 |  | -1
node_8102802_200893993 |  |  | PQ | ABCN | 7199.558 | 8102802 | no | no |  |  | no |  |  | 1267150.099 | 15266565.839 |  | -1
node_8102802_200893994 |  |  | PQ | ABCN | 7199.558 | 8102802 | no | no |  |  | no |  |  | 1269898.567 | 15265980.83 |  | -1
node_8102802_200893995 |  |  | PQ | ABCN | 7199.558 | 8102802 | no | no |  |  | no |  |  | 1267072.482 | 15266597.925 |  | -1
node_8102802_200893996 |  |  | PQ | ABCN | 7199.558 | 8102802 | no | no |  |  | no |  |  | 1266993.492 | 15266653.479 |  | -1
node_8102802_200893997 |  |  | PQ | ABCN | 7199.558 | 8102802 | no | no |  |  | no |  |  | 1266816.887 | 15266708.713 |  | -1
node_8102802_200894001 |  |  | PQ | ABCN | 7199.558 | 8102802 | no | no |  |  | no |  |  | 1266677.542 | 15266802.691 |  | -1
node_8102802_200894003 |  |  | PQ | ABCN | 7199.558 | 8102802 | no | no |  |  | no |  |  | 1266523.909 | 15266815.986 |  | -1
node_8102802_200894005 |  |  | PQ | ABCN | 7199.558 | 8102802 | no | no |  |  | no |  |  | 1266399.504 | 15266852.358 |  | -1
node_8102802_200894007 |  |  | PQ | ABCN | 7199.558 | 8102802 | no | no |  |  | no |  |  | 1266135.511 | 15266923.789 |  | -1
node_8102802_200894009 |  |  | PQ | ABCN | 7199.558 | 8102802 | no | no |  |  | no |  |  | 1269691.554 | 15266013.587 |  | -1
node_8102802_200894010 |  |  | PQ | ABCN | 7199.558 | 8102802 | no | no |  |  | no |  |  | 1269509.962 | 15266038.776 |  | -1
node_8102802_200894012 |  |  | PQ | ABCN | 7199.558 | 8102802 | no | no |  |  | no |  |  | 1269373.312 | 15266021.779 |  | -1
node_8102802_200894013 |  |  | PQ | ABCN | 7199.558 | 8102802 | no | no |  |  | no |  |  | 1269375.501 | 15265918.583 |  | -1
node_8102802_200894014 |  |  | PQ | ABCN | 7199.558 | 8102802 | no | no |  |  | no |  |  | 1266835.587 | 15266675.145 |  | -1
node_8102802_200894015 |  |  | PQ | ABCN | 7199.558 | 8102802 | no | no |  |  | no |  |  | 1266827.336 | 15266556.054 |  | -1
node_8102802_200894016 |  |  | PQ | ABCN | 7199.558 | 8102802 | no | no |  |  | no |  |  | 1266822.157 | 15266385.684 |  | -1
node_8102802_200894017 |  |  | PQ | ABCN | 7199.558 | 8102802 | no | no |  |  | no |  |  | 1266802.995 | 15266210.634 |  | -1
node_8102802_200894018 |  |  | PQ | ABCN | 7199.558 | 8102802 | no | no |  |  | no |  |  | 1266803.863 | 15266108.116 |  | -1
node_8102802_200894019 |  |  | PQ | ABCN | 7199.558 | 8102802 | no | no |  |  | no |  |  | 1266853.427 | 15265983.55 |  | -1
node_8102802_200894020 |  |  | PQ | ABN | 7199.558 | 8102802 | no | no |  |  | no |  |  | 1266890.134 | 15265785.191 |  | -1
node_8102802_200894023 |  |  | PQ | AN | 7199.558 | 8102802 | no | no |  |  | no |  |  | 1268815.111 | 15264902.833 |  | -1
node_8102802_200894024 |  |  | PQ | AN | 7199.558 | 8102802 | no | no |  |  | no |  |  | 1268817.321 | 15264760.092 |  | -1
node_8102802_200894025 |  |  | PQ | AN | 7199.558 | 8102802 | no | no |  |  | no |  |  | 1268821.91 | 15264576.887 |  | -1
node_8102802_200894026 |  |  | PQ | ABCN | 7199.558 | 8102802 | no | no |  |  | no |  |  | 1268824.156 | 15264535.407 |  | -1
node_8102802_200895743 |  |  | PQ | AD | 2771.281 | 8102802 | no | no |  |  | no |  |  | 1296473.836 | 15260382.449 |  | -1
node_8102802_200895744 |  |  | PQ | AD | 2771.281 | 8102802 | no | no |  |  | no |  |  | 1296272.741 | 15260379.18 |  | -1
node_8102802_200895745 |  |  | PQ | AD | 2771.281 | 8102802 | no | no |  |  | no |  |  | 1295909.617 | 15260377.083 |  | -1
node_8102802_200895746 |  |  | PQ | AD | 2771.281 | 8102802 | no | no |  |  | no |  |  | 1295617.947 | 15260345.551 |  | -1
node_8102802_200895747 |  |  | PQ | AD | 2771.281 | 8102802 | no | no |  |  | no |  |  | 1295227.504 | 15260302.41 |  | -1
node_8102802_200895748 |  |  | PQ | AD | 2771.281 | 8102802 | no | no |  |  | no |  |  | 1294725.318 | 15260248.815 |  | -1
node_8102802_200895749 |  |  | PQ | AD | 2771.281 | 8102802 | no | no |  |  | no |  |  | 1294706.697 | 15260360.544 |  | -1
node_8102802_200895750 |  |  | PQ | AN | 2771.281 | 8102802 | no | no |  |  | no |  |  | 1294378.687 | 15260409.449 |  | -1
node_8102802_200895751 |  |  | PQ | AD | 2771.281 | 8102802 | no | no |  |  | no |  |  | 1294288.343 | 15260208.982 |  | -1
node_8102802_200895752 |  |  | PQ | AN | 2771.281 | 8102802 | no | no |  |  | no |  |  | 1293863.257 | 15260153.159 |  | -1
node_8102802_200908235 |  |  | PQ | AD | 2771.281 | 8102802 | no | no |  |  | no |  |  | 1252954.193 | 15261976.518 |  | -1
node_8102802_200908236 |  |  | PQ | AD | 14399.116 | 8102802 | no | no |  |  | no |  |  | 1256539.195 | 15265181.957 |  | -1
node_8102802_200908239 |  |  | PQ | ABCN | 7199.558 | 8102802 | no | no |  |  | no |  |  | 1256246.464 | 15268175.972 |  | -1
node_8102802_200912927 |  |  | PQ | AN | 7199.558 | 8102802 | no | no |  |  | no |  |  | 1259923.292 | 15266724.049 |  | -1
node_8102802_200912931 |  |  | PQ | AN | 2771.281 | 8102802 | no | no |  |  | no |  |  | 1281060.96 | 15268258.655 |  | -1
node_8102802_200946109 |  |  | PQ | ABCN | 7199.558 | 8102802 | no | no |  |  | no |  |  | 1268428.492 | 15265661.707 |  | -1
node_8102802_200954140 |  |  | PQ | ABCN | 7199.558 | 8102802 | no | no |  |  | no |  |  | 1267222.797 | 15266537.902 |  | -1
node_8102802_200957880 |  |  | PQ | ABCN | 7199.558 | 8102802 | no | no |  |  | no |  |  | 1261869.757 | 15268100.906 |  | -1
node_8102802_200957881 |  |  | PQ | ABCN | 7199.558 | 8102802 | no | no |  |  | no |  |  | 1261713.8 | 15268153.494 |  | -1
node_8102802_200961199 |  |  | PQ | AN | 2771.281 | 8102802 | no | no |  |  | no |  |  | 1267067.949 | 15260056.031 |  | -1
node_8102802_200961200 |  |  | PQ | AN | 2771.281 | 8102802 | no | no |  |  | no |  |  | 1267261.067 | 15259525.645 |  | -1
node_8102802_200961719 |  |  | PQ | AN | 7199.558 | 8102802 | no | no |  |  | no |  |  | 1259484.43 | 15266930.064 |  | -1
node_8102802_200961720 |  |  | PQ | AN | 7199.558 | 8102802 | no | no |  |  | no |  |  | 1259300.776 | 15267107.799 |  | -1
node_8102802_200962733 |  |  | PQ | AD | 2771.281 | 8102802 | no | no |  |  | no |  |  | 1266932.453 | 15260592.376 |  | -1
node_8102802_200965225 |  |  | PQ | AD | 2771.281 | 8102802 | no | no |  |  | no |  |  | 1290296.058 | 15261995.546 |  | -1
node_8102802_200965441 |  |  | PQ | AN | 2771.281 | 8102802 | no | no |  |  | no |  |  | 1271476.832 | 15265276.71 |  | -1
node_8102802_200970362 |  |  | PQ | AN | 2771.281 | 8102802 | no | no |  |  | no |  |  | 1289573.023 | 15258120.397 |  | -1
node_8102802_200970363 |  |  | PQ | ABCN | 7199.558 | 8102802 | no | no |  |  | no |  |  | 1261232.181 | 15268217.099 |  | -1
node_8102802_200970364 |  |  | PQ | ABCN | 7199.558 | 8102802 | no | no |  |  | no |  |  | 1261050.767 | 15268258.605 |  | -1
node_8102802_200970365 |  |  | PQ | ABCN | 7199.558 | 8102802 | no | no |  |  | no |  |  | 1260087.997 | 15268484.719 |  | -1
node_8102802_200970366 |  |  | PQ | ABCN | 7199.558 | 8102802 | no | no |  |  | no |  |  | 1259376.835 | 15268716.669 |  | -1
node_8102802_200970367 |  |  | PQ | ABCN | 7199.558 | 8102802 | no | no |  |  | no |  |  | 1258212.185 | 15268610.18 |  | -1
node_8102802_200970368 |  |  | PQ | ABCN | 7199.558 | 8102802 | no | no |  |  | no |  |  | 1257344.243 | 15268579.464 |  | -1
node_8102802_200970536 |  |  | PQ | AN | 7199.558 | 8102802 | no | no |  |  | no |  |  | 1261244.474 | 15268204.97 |  | -1
node_8102802_200970537 |  |  | PQ | ABCN | 7199.558 | 8102802 | no | no |  |  | no |  |  | 1260087.999 | 15268450.111 |  | -1
node_8102802_200970538 |  |  | PQ | ABCN | 7199.558 | 8102802 | no | no |  |  | no |  |  | 1260086.977 | 15266719.202 |  | -1
node_8102802_200970539 |  |  | PQ | ABCN | 7199.558 | 8102802 | no | no |  |  | no |  |  | 1257094.241 | 15268503.372 |  | -1
node_8102802_200979012 |  |  | PQ | AN | 2771.281 | 8102802 | no | no |  |  | no |  |  | 1292016.41 | 15258592.281 |  | -1
node_8102802_200979013 |  |  | PQ | AN | 2771.281 | 8102802 | no | no |  |  | no |  |  | 1292047.099 | 15258365.141 |  | -1
node_8102802_200979014 |  |  | PQ | AD | 2771.281 | 8102802 | no | no |  |  | no |  |  | 1292005.828 | 15258132.606 |  | -1
node_8102802_200979015 |  |  | PQ | AN | 2771.281 | 8102802 | no | no |  |  | no |  |  | 1291776.123 | 15258058.346 |  | -1
node_8102802_200979929 |  |  | PQ | ABCN | 7199.558 | 8102802 | no | no |  |  | no |  |  | 1256588.756 | 15268301.007 |  | -1
node_8102802_200979930 |  |  | PQ | ABCN | 7199.558 | 8102802 | no | no |  |  | no |  |  | 1255532.41 | 15267658.956 |  | -1
node_8102802_200979931 |  |  | PQ | ABCN | 7199.558 | 8102802 | no | no |  |  | no |  |  | 1255085.382 | 15267721.332 |  | -1
node_8102802_200979932 |  |  | PQ | ABCN | 7199.558 | 8102802 | no | no |  |  | no |  |  | 1256735.068 | 15268145.939 |  | -1
node_8102802_200979933 |  |  | PQ | ABCN | 7199.558 | 8102802 | no | no |  |  | no |  |  | 1256581.685 | 15268147.379 |  | -1
node_8102802_200979937 |  |  | PQ | ABCN | 7199.558 | 8102802 | no | no |  |  | no |  |  | 1261166.036 | 15268234.237 |  | -1
node_8102802_200979938 |  |  | PQ | ABCN | 7199.558 | 8102802 | no | no |  |  | no |  |  | 1259869.832 | 15268533.338 |  | -1
node_8102802_200979939 |  |  | PQ | ABCN | 7199.558 | 8102802 | no | no |  |  | no |  |  | 1257141.313 | 15268581.853 |  | -1
node_8102802_200980075 |  |  | PQ | ABCN | 7199.558 | 8102802 | no | no |  |  | no |  |  | 1259717.71 | 15268629.462 |  | -1
node_8102802_200980365 |  |  | PQ | AN | 7199.558 | 8102802 | no | no |  |  | no |  |  | 1282523.089 | 15275751.915 |  | -1
node_8102802_200983279 |  |  | PQ | AN | 2771.281 | 8102802 | no | no |  |  | no |  |  | 1286965.705 | 15260294.614 |  | -1
node_8102802_200983280 |  |  | PQ | AN | 2771.281 | 8102802 | no | no |  |  | no |  |  | 1286876.111 | 15260464.314 |  | -1
node_8102802_200985579 |  |  | PQ | ABCN | 7199.558 | 8102802 | no | no |  |  | no |  |  | 1260212.15 | 15268457.364 |  | -1
node_8102802_200985580 |  |  | PQ | AD | 2771.281 | 8102802 | no | no |  |  | no |  |  | 1260031.619 | 15265988.595 |  | -1
node_8102802_200985582 |  |  | PQ | ABCN | 7199.558 | 8102802 | no | no |  |  | no |  |  | 1257191.23 | 15268507.718 |  | -1
node_8102802_200988189 |  |  | PQ | AN | 2771.281 | 8102802 | no | no |  |  | no |  |  | 1289698.214 | 15261228.064 |  | -1
node_8102802_201003980 |  |  | PQ | AN | 2771.281 | 8102802 | no | no |  |  | no |  |  | 1261839.849 | 15259421.354 |  | -1
node_8102802_201008927 |  |  | PQ | AD | 2771.281 | 8102802 | no | no |  |  | no |  |  | 1289708.75 | 15262848.827 |  | -1
node_8102802_201008928 |  |  | PQ | AD | 2771.281 | 8102802 | no | no |  |  | no |  |  | 1289676.849 | 15263035.267 |  | -1
node_8102802_201008929 |  |  | PQ | AD | 2771.281 | 8102802 | no | no |  |  | no |  |  | 1289599.006 | 15263211.018 |  | -1
node_8102802_201009910 |  |  | PQ | AN | 2771.281 | 8102802 | no | no |  |  | no |  |  | 1285635.448 | 15265131.295 |  | -1
node_8102802_201009911 |  |  | PQ | AN | 2771.281 | 8102802 | no | no |  |  | no |  |  | 1285888.844 | 15265106.193 |  | -1
node_8102802_201016628 |  |  | PQ | AN | 7199.558 | 8102802 | no | no |  |  | no |  |  | 1263508.179 | 15264824.73 |  | -1
node_8102802_201018527 |  |  | PQ | AD | 2771.281 | 8102802 | no | no |  |  | no |  |  | 1279259.025 | 15267290.858 |  | -1
node_8102802_201018907 |  |  | PQ | AD | 2771.281 | 8102802 | no | no |  |  | no |  |  | 1263888.633 | 15260691.434 |  | -1
node_8102802_201024730 |  |  | PQ | AN | 7199.558 | 8102802 | no | no |  |  | no |  |  | 1265336.66 | 15266553.825 |  | -1
node_8102802_201035265 |  |  | PQ | AN | 7199.558 | 8102802 | no | no |  |  | no |  |  | 1272409.135 | 15259658.007 |  | -1
node_8102802_201035401 |  |  | PQ | AN | 7199.558 | 8102802 | no | no |  |  | no |  |  | 1272673.201 | 15259446.169 |  | -1
node_8102802_201035402 |  |  | PQ | AN | 7199.558 | 8102802 | no | no |  |  | no |  |  | 1272911.452 | 15259197.74 |  | -1
node_8102802_201035403 |  |  | PQ | AN | 7199.558 | 8102802 | no | no |  |  | no |  |  | 1272926.057 | 15259030.488 |  | -1
node_8102802_201035404 |  |  | PQ | AN | 7199.558 | 8102802 | no | no |  |  | no |  |  | 1272905.708 | 15258868.363 |  | -1
node_8102802_201035405 |  |  | PQ | AN | 7199.558 | 8102802 | no | no |  |  | no |  |  | 1272887.16 | 15258518.566 |  | -1
node_8102802_201035406 |  |  | PQ | AN | 7199.558 | 8102802 | no | no |  |  | no |  |  | 1272985.975 | 15258703.408 |  | -1
node_8102802_201035407 |  |  | PQ | AN | 7199.558 | 8102802 | no | no |  |  | no |  |  | 1273061.838 | 15258435.334 |  | -1
node_8102802_201035408 |  |  | PQ | AN | 7199.558 | 8102802 | no | no |  |  | no |  |  | 1273089.082 | 15258215.787 |  | -1
node_8102802_201035409 |  |  | PQ | AN | 7199.558 | 8102802 | no | no |  |  | no |  |  | 1273163.371 | 15258024.69 |  | -1
node_8102802_201035410 |  |  | PQ | AN | 7199.558 | 8102802 | no | no |  |  | no |  |  | 1273330.106 | 15257827.376 |  | -1
node_8102802_201035411 |  |  | PQ | AN | 7199.558 | 8102802 | no | no |  |  | no |  |  | 1273452.321 | 15257690.426 |  | -1
node_8102802_201035412 |  |  | PQ | AN | 7199.558 | 8102802 | no | no |  |  | no |  |  | 1273599.217 | 15257527.595 |  | -1
node_8102802_201035413 |  |  | PQ | AN | 7199.558 | 8102802 | no | no |  |  | no |  |  | 1273731.186 | 15257429.102 |  | -1
node_8102802_201037394 |  |  | PQ | ABCN | 7199.558 | 8102802 | no | no |  |  | no |  |  | 1274942.644 | 15273163.187 |  | -1
node_8102802_201037692 |  |  | PQ | ABCN | 7199.558 | 8102802 | no | no |  |  | no |  |  | 1274979.479 | 15273197.441 |  | -1
node_8102802_201038601 |  |  | PQ | AN | 2771.281 | 8102802 | no | no |  |  | no |  |  | 1289005.857 | 15257806.997 |  | -1
node_8102802_201039792 |  |  | PQ | ABCN | 7199.558 | 8102802 | no | no |  |  | no |  |  | 1282116.841 | 15280664.275 |  | -1
node_8102802_201039987 |  |  | PQ | AN | 14399.116 | 8102802 | no | no |  |  | no |  |  | 1256065.766 | 15266070.991 |  | -1
node_8102802_201040965 |  |  | PQ | AN | 14399.116 | 8102802 | no | no |  |  | no |  |  | 1255831.004 | 15264631.308 |  | -1
node_8102802_201041129 |  |  | PQ | ABCN | 7199.558 | 8102802 | no | no |  |  | no |  |  | 1254779.109 | 15267749.089 |  | -1
node_8102802_201045139 |  |  | PQ | ABCN | 7199.558 | 8102802 | no | no |  |  | no |  |  | 1254880.061 | 15267737.584 |  | -1
node_8102802_201047384 |  |  | PQ | ABCN | 7199.558 | 8102802 | no | no |  |  | no |  |  | 1277209.245 | 15278311.084 |  | -1
node_8102802_201047385 |  |  | PQ | AN | 7199.558 | 8102802 | no | no |  |  | no |  |  | 1277280.818 | 15278319.898 |  | -1
node_8102802_201047386 |  |  | PQ | AN | 7199.558 | 8102802 | no | no |  |  | no |  |  | 1277469.896 | 15278176.646 |  | -1
node_8102802_201049975 |  |  | PQ | ABCN | 7199.558 | 8102802 | no | no |  |  | no |  |  | 1255910.973 | 15268204.027 |  | -1
node_8102802_201049976 |  |  | PQ | ABCN | 7199.558 | 8102802 | no | no |  |  | no |  |  | 1255766.187 | 15268211.622 |  | -1
node_8102802_201049977 |  |  | PQ | ABCN | 7199.558 | 8102802 | no | no |  |  | no |  |  | 1255608.812 | 15268228.321 |  | -1
node_8102802_201049978 |  |  | PQ | ABCN | 7199.558 | 8102802 | no | no |  |  | no |  |  | 1255588.179 | 15268053.181 |  | -1
node_8102802_201049979 |  |  | PQ | ABCN | 7199.558 | 8102802 | no | no |  |  | no |  |  | 1255568.517 | 15267887.499 |  | -1
node_8102802_201049980 |  |  | PQ | ABCN | 7199.558 | 8102802 | no | no |  |  | no |  |  | 1255393.52 | 15267674.025 |  | -1
node_8102802_201049981 |  |  | PQ | ABCN | 7199.558 | 8102802 | no | no |  |  | no |  |  | 1255243.275 | 15267700.186 |  | -1
node_8102802_201052201 |  |  | PQ | ABCN | 7199.558 | 8102802 | no | no |  |  | no |  |  | 1255056.024 | 15267520.141 |  | -1
node_8102802_201055387 |  |  | PQ | AN | 2771.281 | 8102802 | no | no |  |  | no |  |  | 1289066.599 | 15260791.02 |  | -1
node_8102802_201055457 |  |  | PQ | AN | 2771.281 | 8102802 | no | no |  |  | no |  |  | 1282057.471 | 15268024.092 |  | -1
node_8102802_201058009 |  |  | PQ | AN | 7199.558 | 8102802 | no | no |  |  | no |  |  | 1259467.553 | 15267583.687 |  | -1
node_8102802_201058010 |  |  | PQ | AN | 7199.558 | 8102802 | no | no |  |  | no |  |  | 1259197.455 | 15267601.383 |  | -1
node_8102802_201058011 |  |  | PQ | AN | 7199.558 | 8102802 | no | no |  |  | no |  |  | 1259743.26 | 15267744.904 |  | -1
node_8102802_201058514 |  |  | PQ | AD | 2771.281 | 8102802 | no | no |  |  | no |  |  | 1289745.891 | 15260441.012 |  | -1
node_8102802_201060334 |  |  | PQ | ABCN | 7199.558 | 8102802 | no | no |  |  | no |  |  | 1272155.666 | 15267259.56 |  | -1
node_8102802_201060335 |  |  | PQ | ABCN | 7199.558 | 8102802 | no | no |  |  | no |  |  | 1272252.79 | 15267348.343 |  | -1
node_8102802_201060336 |  |  | PQ | ABCN | 7199.558 | 8102802 | no | no |  |  | no |  |  | 1268171.718 | 15263822.778 |  | -1
node_8102802_201060337 |  |  | PQ | ABN | 7199.558 | 8102802 | no | no |  |  | no |  |  | 1269216.673 | 15264452.428 |  | -1
node_8102802_201060338 |  |  | PQ | ABN | 7199.558 | 8102802 | no | no |  |  | no |  |  | 1269400.565 | 15264469.295 |  | -1
node_8102802_201060802 |  |  | PQ | AD | 14399.116 | 8102802 | no | no |  |  | no |  |  | 1248093.168 | 15270634.219 |  | -1
node_8102802_201062059 |  |  | PQ | ABCN | 7199.558 | 8102802 | no | no |  |  | no |  |  | 1256190.879 | 15267053.341 |  | -1
node_8102802_201062060 |  |  | PQ | ABCN | 7199.558 | 8102802 | no | no |  |  | no |  |  | 1256075.28 | 15267049.908 |  | -1
node_8102802_201062073 |  |  | PQ | ABCN | 7199.558 | 8102802 | no | no |  |  | no |  |  | 1256298.866 | 15267062.671 |  | -1
node_8102802_201062494 |  |  | PQ | AN | 7199.558 | 8102802 | no | no |  |  | no |  |  | 1259430.672 | 15266768.806 |  | -1
node_8102802_201063199 |  |  | PQ | AD | 2771.281 | 8102802 | no | no |  |  | no |  |  | 1278987.849 | 15264017.793 |  | -1
node_8102802_201063200 |  |  | PQ | AN | 2771.281 | 8102802 | no | no |  |  | no |  |  | 1278965.543 | 15263770.559 |  | -1
node_8102802_201063844 |  |  | PQ | ABCN | 7199.558 | 8102802 | no | no |  |  | no |  |  | 1261584.753 | 15268207.548 |  | -1
node_8102802_201063845 |  |  | PQ | ABCN | 7199.558 | 8102802 | no | no |  |  | no |  |  | 1258738.949 | 15268698.111 |  | -1
node_8102802_201063846 |  |  | PQ | AD | 14399.116 | 8102802 | no | no |  |  | no |  |  | 1254117.463 | 15268592.065 |  | -1
node_8102802_201063847 |  |  | PQ | AN | 14399.116 | 8102802 | no | no |  |  | no |  |  | 1250647.199 | 15269983.488 |  | -1
node_8102802_201063848 |  |  | PQ | AD | 14399.116 | 8102802 | no | no |  |  | no |  |  | 1247594.028 | 15270659.899 |  | -1
node_8102802_201063849 |  |  | PQ | AN | 14399.116 | 8102802 | no | no |  |  | no |  |  | 1252798.398 | 15268906.317 |  | -1
node_8102802_201063850 |  |  | PQ | AN | 14399.116 | 8102802 | no | no |  |  | no |  |  | 1243730.66 | 15261182.552 |  | -1
node_8102802_201063851 |  |  | PQ | AD | 14399.116 | 8102802 | no | no |  |  | no |  |  | 1243743.906 | 15260347.037 |  | -1
node_8102802_201063852 |  |  | PQ | AD | 2771.281 | 8102802 | no | no |  |  | no |  |  | 1249815.76 | 15262100.077 |  | -1
node_8102802_201063853 |  |  | PQ | AN | 2771.281 | 8102802 | no | no |  |  | no |  |  | 1249382.417 | 15261860.962 |  | -1
node_8102802_201068526 |  |  | PQ | ABCN | 7199.558 | 8102802 | no | no |  |  | no |  |  | 1256372.399 | 15267054.199 |  | -1
node_8102802_310008636 |  |  | PQ | AN | 2771.281 | 8102802 | no | no |  |  | no |  |  | 1287528.249 | 15263567.48 |  | -1
node_8102802_310019294 |  |  | PQ | AN | 7199.558 | 8102802 | no | no |  |  | no |  |  | 1276056.933 | 15257835.251 |  | -1
node_8102802_310020567 |  |  | PQ | ABCN | 7199.558 | 8102802 | no | no |  |  | no |  |  | 1282879.251 | 15281765.795 |  | -1
node_8102802_310030429 |  |  | PQ | ABCN | 7199.558 | 8102802 | no | no |  |  | no |  |  | 1283930.127 | 15282048.894 |  | -1
node_8102802_310039213 |  |  | PQ | AN | 7199.558 | 8102802 | no | no |  |  | no |  |  | 1263241.073 | 15264588.861 |  | -1
node_8102802_310039214 |  |  | PQ | AN | 7199.558 | 8102802 | no | no |  |  | no |  |  | 1263082.625 | 15264586.013 |  | -1
node_8102802_310039215 |  |  | PQ | AN | 7199.558 | 8102802 | no | no |  |  | no |  |  | 1263372.068 | 15264593.238 |  | -1
node_8102802_310043490 |  |  | PQ | ABCN | 7199.558 | 8102802 | no | no |  |  | no |  |  | 1270367.939 | 15265926.87 |  | -1
node_8102802_310043531 |  |  | PQ | ABCN | 7199.558 | 8102802 | no | no |  |  | no |  |  | 1270225.765 | 15265930.218 |  | -1
node_8102802_310061944 |  |  | PQ | ABCN | 7199.558 | 8102802 | no | no |  |  | no |  |  | 1256886.888 | 15266958.626 |  | -1
node_8102802_311901299 |  |  | PQ | ABCN | 7199.558 | 8102802 | no | no |  |  | no |  |  | 1281581.769 | 15278525.082 |  | -1
node_8102802_311901316 |  |  | PQ | ABCN | 7199.558 | 8102802 | no | no |  |  | no |  |  | 1281925.997 | 15277493.931 |  | -1
node_8102802_311901623 |  |  | PQ | AD | 2771.281 | 8102802 | no | no |  |  | no |  |  | 1271354.055 | 15265411.959 |  | -1
node_8102802_311906957 |  |  | PQ | ABCN | 7199.558 | 8102802 | no | no |  |  | no |  |  | 1283173.85 | 15282631.55 |  | -1
node_8102802_311918833 |  |  | PQ | AN | 14399.116 | 8102802 | no | no |  |  | no |  |  | 1256993.293 | 15265791.06 |  | -1
node_8102802_311922722 |  |  | PQ | ABCN | 7199.558 | 8102802 | no | no |  |  | no |  |  | 1283979.223 | 15282309.853 |  | -1
node_8102802_311922724 |  |  | PQ | ABCN | 7199.558 | 8102802 | no | no |  |  | no |  |  | 1284113.633 | 15282240.857 |  | -1
node_8102802_311922781 |  |  | PQ | ABCN | 7199.558 | 8102802 | no | no |  |  | no |  |  | 1284294.466 | 15282035.378 |  | -1
node_8102802_311922783 |  |  | PQ | ABCN | 7199.558 | 8102802 | no | no |  |  | no |  |  | 1284480.136 | 15281841.79 |  | -1
node_8102802_311922786 |  |  | PQ | ABCN | 7199.558 | 8102802 | no | no |  |  | no |  |  | 1284669.684 | 15281648.144 |  | -1
node_8102802_311922790 |  |  | PQ | ABCN | 7199.558 | 8102802 | no | no |  |  | no |  |  | 1284616.004 | 15281602.149 |  | -1
node_8102802_311922791 |  |  | PQ | ABCN | 7199.558 | 8102802 | no | no |  |  | no |  |  | 1284503.088 | 15281487.703 |  | -1
node_8102802_311978783 |  |  | PQ | ABCN | 7199.558 | 8102802 | no | no |  |  | no |  |  | 1267931.461 | 15263713.959 |  | -1
node_8102802_311989846 |  |  | PQ | ABCN | 7199.558 | 8102802 | no | no |  |  | no |  |  | 1257153.832 | 15267423.232 |  | -1
node_8102802_312008326 |  |  | PQ | ABCN | 7199.558 | 8102802 | no | no |  |  | no |  |  | 1267757.09 | 15263708.184 |  | -1
node_8102802_312012740 |  |  | PQ | ABCN | 7199.558 | 8102802 | no | no |  |  | no |  |  | 1256588.54 | 15268481.712 |  | -1
node_8102802_312050058 |  |  | PQ | AN | 14399.116 | 8102802 | no | no |  |  | no |  |  | 1256983.339 | 15268591.468 |  | -1
node_8102802_312084092 |  |  | PQ | AD | 2771.281 | 8102802 | no | no |  |  | no |  |  | 1293326.705 | 15265565.219 |  | -1
node_8102802_312084094 |  |  | PQ | AN | 2771.281 | 8102802 | no | no |  |  | no |  |  | 1293522.503 | 15265624.719 |  | -1
node_8102802_312085035 |  |  | PQ | ABCN | 7199.558 | 8102802 | no | no |  |  | no |  |  | 1284955.171 | 15281707.495 |  | -1
node_8102802_312085037 |  |  | PQ | ABCN | 7199.558 | 8102802 | no | no |  |  | no |  |  | 1284771.668 | 15281536.906 |  | -1
node_8102802_312085038 |  |  | PQ | ABCN | 7199.558 | 8102802 | no | no |  |  | no |  |  | 1284807.117 | 15281573.644 |  | -1
node_8102802_312085039 |  |  | PQ | ABCN | 7199.558 | 8102802 | no | no |  |  | no |  |  | 1284880.285 | 15281639.792 |  | -1
node_8102802_312088900 |  |  | PQ | AN | 2771.281 | 8102802 | no | no |  |  | no |  |  | 1294071.616 | 15266377.694 |  | -1
node_8102802_312099701 |  |  | PQ | AN | 2771.281 | 8102802 | no | no |  |  | no |  |  | 1292003.213 | 15259031.884 |  | -1
node_8102802_312099702 |  |  | PQ | AN | 2771.281 | 8102802 | no | no |  |  | no |  |  | 1292356.512 | 15259479.156 |  | -1
node_8102802_312115478 |  |  | PQ | AN | 2771.281 | 8102802 | no | no |  |  | no |  |  | 1293049.898 | 15272556.506 |  | -1
node_8102802_312115479 |  |  | PQ | AN | 2771.281 | 8102802 | no | no |  |  | no |  |  | 1293348.63 | 15272956.054 |  | -1
node_8102802_312119289 |  |  | PQ | AN | 7199.558 | 8102802 | no | no |  |  | no |  |  | 1268322.587 | 15266011.109 |  | -1
node_8102802_312123653 |  |  | PQ | ABCN | 7199.558 | 8102802 | no | no |  |  | no |  |  | 1282040.751 | 15277460.254 |  | -1
node_8102802_312127093 |  |  | PQ | ABCN | 7199.558 | 8102802 | no | no |  |  | no |  |  | 1277138.236 | 15278195.597 |  | -1
node_8102802_312127094 |  |  | PQ | ABCN | 7199.558 | 8102802 | no | no |  |  | no |  |  | 1277160.155 | 15278231.245 |  | -1
node_8102802_312127095 |  |  | PQ | ABCN | 7199.558 | 8102802 | no | no |  |  | no |  |  | 1277185.903 | 15278273.122 |  | -1
node_8102802_312128461 |  |  | PQ | ABCN | 7199.558 | 8102802 | no | no |  |  | no |  |  | 1274925.323 | 15273163.626 |  | -1
node_8102802_312128462 |  |  | PQ | ABCN | 7199.558 | 8102802 | no | no |  |  | no |  |  | 1274905.151 | 15273164.695 |  | -1
node_8102802_312131807 |  |  | PQ | AN | 2771.281 | 8102802 | no | no |  |  | no |  |  | 1288418.625 | 15273619.453 |  | -1
node_8102802_312131811 |  |  | PQ | AN | 2771.281 | 8102802 | no | no |  |  | no |  |  | 1288427.377 | 15273898.49 |  | -1
node_8102802_312135003 |  |  | PQ | ABCN | 7199.558 | 8102802 | no | no |  |  | no |  |  | 1278506.002 | 15278862.596 |  | -1
node_8102802_312135252 |  |  | PQ | AD | 2771.281 | 8102802 | no | no |  |  | no |  |  | 1285639.332 | 15265014.556 |  | -1
node_8102802_312135257 |  |  | PQ | ABCN | 7199.558 | 8102802 | no | no |  |  | no |  |  | 1284911.518 | 15281388.241 |  | -1
node_8102802_312135258 |  |  | PQ | ABCN | 7199.558 | 8102802 | no | no |  |  | no |  |  | 1284967.428 | 15281326.695 |  | -1
node_220387768 |  |  | PQ | AN | 7199.558 | 8102802 | no | no |  |  | no |  |  | 1258040.966 | 15268576.898 |  | -1
node_220387784 |  |  | PQ | AN | 7199.558 | 8102802 | no | no |  |  | no |  |  | 1283793.975 | 15272270.617 |  | -1
node_220387792 |  |  | PQ | AN | 7199.558 | 8102802 | no | no |  |  | no |  |  | 1283547.075 | 15272902.025 |  | -1
node_220416028 |  |  | PQ | AD | 2771.281 | 8102802 | no | no |  |  | no |  |  | 1252440.726 | 15262028.319 |  | -1
node_220456972 |  |  | PQ | AN | 2771.281 | 8102802 | no | no |  |  | no |  |  | 1283799.119 | 15272256.538 |  | -1
node_220463509 |  |  | PQ | AN | 2771.281 | 8102802 | no | no |  |  | no |  |  | 1283542.866 | 15272896.559 |  | -1
node_220478922 |  |  | PQ | AD | 2771.281 | 8102802 | no | no |  |  | no |  |  | 1260041.98 | 15265989.415 |  | -1
node_220620877 |  |  | PQ | ABCN | 7199.558 | 8102802 | no | no |  |  | no |  |  | 1274965.963 | 15273163.633 |  | -1
node_311908106 |  |  | PQ | AD | 7199.558 | 8102802 | no | no |  |  | no |  |  | 1260052.016 | 15265990.21 |  | -1
node_312011944 |  |  | PQ | AN | 7199.558 | 8102802 | no | no |  |  | no |  |  | 1257043.461 | 15268587.341 |  | -1
node_312011951 |  |  | PQ | AN | 7199.558 | 8102802 | no | no |  |  | no |  |  | 1257974.309 | 15268560.002 |  | -1
node_312050059 |  |  | PQ | AN | 14399.116 | 8102802 | no | no |  |  | no |  |  | 1257034.654 | 15268587.945 |  | -1
node_312157751 |  |  | PQ | ABCN | 7199.558 | 8102802 | no | no |  |  | no |  |  | 1274963.103 | 15273163.578 |  | -1
node_SOURCE_8102802 |  |  | SWING | ABCN | 7199.558 | 8102802 | no | no |  |  | no |  |  | 1275308.935 | 15273102.673 |  | -1
node_intto1_179-R2-312135269 |  |  | PQ | ABCN | 7199.558 | 8102802 | no | no |  |  | no |  |  | 1284927.932 | 15281370.173 |  | -1
node_intto1_179-SW4-312135267 |  |  | PQ | ABCN | 7199.558 | 8102802 | no | no |  |  | no |  |  | 1284918.926 | 15281380.087 |  | -1
node_intto1_8102802_200892280 |  |  | PQ | AN | 7199.558 | 8102802 | no | no |  |  | no |  |  | 1257622.303 | 15268472.527 |  | -1
node_intto1_8102802_200892295 |  |  | PQ | AN | 7199.558 | 8102802 | no | no |  |  | no |  |  | 1261524.656 | 15267453.848 |  | -1
node_intto1_8102802_200892376 |  |  | PQ | AD | 2771.281 | 8102802 | no | no |  |  | no |  |  | 1258739.251 | 15260567.951 |  | -1
node_intto1_8102802_200892399 |  |  | PQ | ABCN | 7199.558 | 8102802 | no | no |  |  | no |  |  | 1263352.05 | 15267423.564 |  | -1
node_intto1_8102802_200892439 |  |  | PQ | AD | 2771.281 | 8102802 | no | no |  |  | no |  |  | 1289978.091 | 15260040.991 |  | -1
node_intto1_8102802_200892444 |  |  | PQ | AD | 2771.281 | 8102802 | no | no |  |  | no |  |  | 1288346.005 | 15260295.83 |  | -1
node_intto1_8102802_200892484 |  |  | PQ | AN | 7199.558 | 8102802 | no | no |  |  | no |  |  | 1284595.009 | 15273555.297 |  | -1
node_intto1_8102802_200892491 |  |  | PQ | AD | 2771.281 | 8102802 | no | no |  |  | no |  |  | 1290873.447 | 15274511.24 |  | -1
node_intto1_8102802_200892495 |  |  | PQ | AN | 7199.558 | 8102802 | no | no |  |  | no |  |  | 1285415.277 | 15273778.875 |  | -1
node_intto1_8102802_200892501 |  |  | PQ | AD | 2771.281 | 8102802 | no | no |  |  | no |  |  | 1280509.19 | 15268868.824 |  | -1
node_intto1_8102802_200892525 |  |  | PQ | AN | 2771.281 | 8102802 | no | no |  |  | no |  |  | 1251924.444 | 15262613.189 |  | -1
node_intto1_8102802_200892540 |  |  | PQ | AD | 2771.281 | 8102802 | no | no |  |  | no |  |  | 1250883.773 | 15262285.882 |  | -1
node_intto1_8102802_200892547 |  |  | PQ | AN | 2771.281 | 8102802 | no | no |  |  | no |  |  | 1251076.035 | 15264125.255 |  | -1
node_intto1_8102802_200892592 |  |  | PQ | AD | 2771.281 | 8102802 | no | no |  |  | no |  |  | 1291491.902 | 15264802.563 |  | -1
node_intto1_8102802_200892605 |  |  | PQ | AD | 2771.281 | 8102802 | no | no |  |  | no |  |  | 1292399.741 | 15268023.647 |  | -1
node_intto1_8102802_200892609 |  |  | PQ | AD | 2771.281 | 8102802 | no | no |  |  | no |  |  | 1292471.451 | 15268766.348 |  | -1
node_intto1_8102802_200892637 |  |  | PQ | AD | 2771.281 | 8102802 | no | no |  |  | no |  |  | 1286586.609 | 15266395.965 |  | -1
node_intto1_8102802_200892654 |  |  | PQ | AD | 2771.281 | 8102802 | no | no |  |  | no |  |  | 1285040.904 | 15264235.227 |  | -1
node_intto1_8102802_200892682 |  |  | PQ | AD | 2771.281 | 8102802 | no | no |  |  | no |  |  | 1280351.131 | 15263719.193 |  | -1
node_intto1_8102802_200892693 |  |  | PQ | AD | 2771.281 | 8102802 | no | no |  |  | no |  |  | 1278973.388 | 15260569.048 |  | -1
node_intto1_8102802_200892747 |  |  | PQ | AD | 2771.281 | 8102802 | no | no |  |  | no |  |  | 1290997.59 | 15273376.39 |  | -1
node_intto1_8102802_200892763 |  |  | PQ | AN | 7199.558 | 8102802 | no | no |  |  | no |  |  | 1267606.513 | 15262312.246 |  | -1
node_intto1_8102802_200892766 |  |  | PQ | AD | 2771.281 | 8102802 | no | no |  |  | no |  |  | 1267411.08 | 15262021.755 |  | -1
node_intto1_8102802_200892767 |  |  | PQ | AD | 2771.281 | 8102802 | no | no |  |  | no |  |  | 1267165.19 | 15262029.928 |  | -1
node_intto1_8102802_200892783 |  |  | PQ | AN | 7199.558 | 8102802 | no | no |  |  | no |  |  | 1268463.75 | 15263564.335 |  | -1
node_intto1_8102802_200892871 |  |  | PQ | AN | 7199.558 | 8102802 | no | no |  |  | no |  |  | 1265331.824 | 15266861.534 |  | -1
node_intto1_8102802_200892898 |  |  | PQ | AN | 7199.558 | 8102802 | no | no |  |  | no |  |  | 1257514.384 | 15268501.407 |  | -1
node_intto1_8102802_200892905 |  |  | PQ | AD | 14399.116 | 8102802 | no | no |  |  | no |  |  | 1256062.261 | 15268670.492 |  | -1
node_intto1_8102802_200892911 |  |  | PQ | AD | 14399.116 | 8102802 | no | no |  |  | no |  |  | 1254310.563 | 15268560.268 |  | -1
node_intto1_8102802_200892954 |  |  | PQ | AD | 14399.116 | 8102802 | no | no |  |  | no |  |  | 1245534.836 | 15268716.783 |  | -1
node_intto1_8102802_200892964 |  |  | PQ | AD | 14399.116 | 8102802 | no | no |  |  | no |  |  | 1245181.753 | 15266430.508 |  | -1
node_intto1_8102802_200892980 |  |  | PQ | AD | 14399.116 | 8102802 | no | no |  |  | no |  |  | 1244351.344 | 15263099.709 |  | -1
node_intto1_8102802_200893013 |  |  | PQ | AD | 14399.116 | 8102802 | no | no |  |  | no |  |  | 1254815.484 | 15268317.192 |  | -1
node_intto1_8102802_200893037 |  |  | PQ | ABCN | 7199.558 | 8102802 | no | no |  |  | no |  |  | 1272937.266 | 15268171.547 |  | -1
node_intto1_8102802_200893072 |  |  | PQ | ABN | 7199.558 | 8102802 | no | no |  |  | no |  |  | 1274573.341 | 15272524.297 |  | -1
node_intto1_8102802_200893079 |  |  | PQ | ABCN | 7199.558 | 8102802 | no | no |  |  | no |  |  | 1274862.81 | 15273247.256 |  | -1
node_intto1_8102802_200893134 |  |  | PQ | ABCN | 7199.558 | 8102802 | no | no |  |  | no |  |  | 1277955.72 | 15279486.864 |  | -1
node_intto1_8102802_200893211 |  |  | PQ | AN | 7199.558 | 8102802 | no | no |  |  | no |  |  | 1271006.554 | 15265875.323 |  | -1
node_intto1_8102802_200893213 |  |  | PQ | AD | 2771.281 | 8102802 | no | no |  |  | no |  |  | 1272909.962 | 15263837.115 |  | -1
node_intto1_8102802_200893316 |  |  | PQ | AD | 2771.281 | 8102802 | no | no |  |  | no |  |  | 1275073.567 | 15265541.555 |  | -1
node_intto1_8102802_200893384 |  |  | PQ | AD | 2771.281 | 8102802 | no | no |  |  | no |  |  | 1279467.629 | 15267360.327 |  | -1
node_intto1_8102802_200893410 |  |  | PQ | AD | 2771.281 | 8102802 | no | no |  |  | no |  |  | 1275485.417 | 15264200.093 |  | -1
node_intto1_8102802_200893483 |  |  | PQ | AD | 2771.281 | 8102802 | no | no |  |  | no |  |  | 1284475.576 | 15270862.9 |  | -1
node_intto1_8102802_200893489 |  |  | PQ | AD | 2771.281 | 8102802 | no | no |  |  | no |  |  | 1283965.013 | 15271800.935 |  | -1
node_intto1_8102802_200893521 |  |  | PQ | AN | 2771.281 | 8102802 | no | no |  |  | no |  |  | 1259774.029 | 15265880.741 |  | -1
node_intto1_8102802_200893530 |  |  | PQ | ABCN | 7199.558 | 8102802 | no | no |  |  | no |  |  | 1260032.288 | 15268125.238 |  | -1
node_intto1_8102802_200893532 |  |  | PQ | AN | 7199.558 | 8102802 | no | no |  |  | no |  |  | 1259959.295 | 15267866.092 |  | -1
node_intto1_8102802_200893539 |  |  | PQ | AN | 7199.558 | 8102802 | no | no |  |  | no |  |  | 1259984.363 | 15266987.106 |  | -1
node_intto1_8102802_200893551 |  |  | PQ | ABCN | 7199.558 | 8102802 | no | no |  |  | no |  |  | 1274970.994 | 15273163.809 |  | -1
node_intto1_8102802_200893570 |  |  | PQ | AN | 7199.558 | 8102802 | no | no |  |  | no |  |  | 1280503.449 | 15275616.537 |  | -1
node_intto1_8102802_200893577 |  |  | PQ | AN | 7199.558 | 8102802 | no | no |  |  | no |  |  | 1281426.979 | 15277834.385 |  | -1
node_intto1_8102802_200893581 |  |  | PQ | ABCN | 7199.558 | 8102802 | no | no |  |  | no |  |  | 1281795.53 | 15277753.649 |  | -1
node_intto1_8102802_200893583 |  |  | PQ | ABCN | 7199.558 | 8102802 | no | no |  |  | no |  |  | 1278109.361 | 15279021.968 |  | -1
node_intto1_8102802_200893589 |  |  | PQ | ABCN | 7199.558 | 8102802 | no | no |  |  | no |  |  | 1279718.624 | 15278417.591 |  | -1
node_intto1_8102802_200893602 |  |  | PQ | AD | 2771.281 | 8102802 | no | no |  |  | no |  |  | 1266596.836 | 15260709.908 |  | -1
node_intto1_8102802_200893629 |  |  | PQ | AD | 14399.116 | 8102802 | no | no |  |  | no |  |  | 1254806.359 | 15266171.281 |  | -1
node_intto1_8102802_200893642 |  |  | PQ | AD | 2771.281 | 8102802 | no | no |  |  | no |  |  | 1266493.023 | 15260957.738 |  | -1
node_intto1_8102802_200893669 |  |  | PQ | AD | 2771.281 | 8102802 | no | no |  |  | no |  |  | 1258378.992 | 15260344.717 |  | -1
node_intto1_8102802_200893687 |  |  | PQ | AD | 2771.281 | 8102802 | no | no |  |  | no |  |  | 1280448.657 | 15262042.715 |  | -1
node_intto1_8102802_200893707 |  |  | PQ | AD | 2771.281 | 8102802 | no | no |  |  | no |  |  | 1252493.351 | 15259016.46 |  | -1
node_intto1_8102802_200893731 |  |  | PQ | AD | 2771.281 | 8102802 | no | no |  |  | no |  |  | 1285725.2 | 15263443.226 |  | -1
node_intto1_8102802_200893741 |  |  | PQ | AD | 2771.281 | 8102802 | no | no |  |  | no |  |  | 1285977.261 | 15264201.288 |  | -1
node_intto1_8102802_200893752 |  |  | PQ | AD | 2771.281 | 8102802 | no | no |  |  | no |  |  | 1279268.921 | 15261553.315 |  | -1
node_intto1_8102802_200893770 |  |  | PQ | AD | 2771.281 | 8102802 | no | no |  |  | no |  |  | 1258009.827 | 15265995.037 |  | -1
node_intto1_8102802_200893826 |  |  | PQ | AD | 2771.281 | 8102802 | no | no |  |  | no |  |  | 1288907.086 | 15264309.383 |  | -1
node_intto1_8102802_200893832 |  |  | PQ | AD | 2771.281 | 8102802 | no | no |  |  | no |  |  | 1284074.299 | 15263798.486 |  | -1
node_intto1_8102802_200893860 |  |  | PQ | ABCN | 7199.558 | 8102802 | no | no |  |  | no |  |  | 1269785.559 | 15265567.207 |  | -1
node_intto1_8102802_200893881 |  |  | PQ | ABN | 7199.558 | 8102802 | no | no |  |  | no |  |  | 1269106.266 | 15264228.641 |  | -1
node_intto1_8102802_200893883 |  |  | PQ | AN | 7199.558 | 8102802 | no | no |  |  | no |  |  | 1269178.776 | 15264045.785 |  | -1
node_intto1_8102802_200893891 |  |  | PQ | ABCN | 7199.558 | 8102802 | no | no |  |  | no |  |  | 1269062.003 | 15266056.506 |  | -1
node_intto1_8102802_200893896 |  |  | PQ | ABCN | 7199.558 | 8102802 | no | no |  |  | no |  |  | 1269073.202 | 15265694.544 |  | -1
node_intto1_8102802_200893898 |  |  | PQ | ABCN | 7199.558 | 8102802 | no | no |  |  | no |  |  | 1268900.669 | 15264535.286 |  | -1
node_intto1_8102802_200893923 |  |  | PQ | AN | 7199.558 | 8102802 | no | no |  |  | no |  |  | 1269363.51 | 15265135.474 |  | -1
node_intto1_8102802_200893930 |  |  | PQ | ABCN | 7199.558 | 8102802 | no | no |  |  | no |  |  | 1268932.745 | 15265675.586 |  | -1
node_intto1_8102802_200893940 |  |  | PQ | ABCN | 7199.558 | 8102802 | no | no |  |  | no |  |  | 1268383.364 | 15263804.316 |  | -1
node_intto1_8102802_200893970 |  |  | PQ | ABCN | 7199.558 | 8102802 | no | no |  |  | no |  |  | 1268818.607 | 15266145.775 |  | -1
node_intto1_8102802_200893972 |  |  | PQ | ABCN | 7199.558 | 8102802 | no | no |  |  | no |  |  | 1268539.482 | 15266194.854 |  | -1
node_intto1_8102802_200912931 |  |  | PQ | AN | 2771.281 | 8102802 | no | no |  |  | no |  |  | 1281060.96 | 15268258.655 |  | -1
node_intto1_8102802_200961719 |  |  | PQ | AN | 7199.558 | 8102802 | no | no |  |  | no |  |  | 1259484.43 | 15266930.064 |  | -1
node_intto1_8102802_200962733 |  |  | PQ | AD | 2771.281 | 8102802 | no | no |  |  | no |  |  | 1266932.453 | 15260592.376 |  | -1
node_intto1_8102802_200979929 |  |  | PQ | ABCN | 7199.558 | 8102802 | no | no |  |  | no |  |  | 1256588.756 | 15268301.007 |  | -1
node_intto1_8102802_200979932 |  |  | PQ | ABCN | 7199.558 | 8102802 | no | no |  |  | no |  |  | 1256735.068 | 15268145.939 |  | -1
node_intto1_8102802_200979933 |  |  | PQ | ABCN | 7199.558 | 8102802 | no | no |  |  | no |  |  | 1256581.685 | 15268147.379 |  | -1
node_intto1_8102802_200979938 |  |  | PQ | ABCN | 7199.558 | 8102802 | no | no |  |  | no |  |  | 1259869.832 | 15268533.338 |  | -1
node_intto1_8102802_200983280 |  |  | PQ | AN | 2771.281 | 8102802 | no | no |  |  | no |  |  | 1286876.111 | 15260464.314 |  | -1
node_intto1_8102802_201009910 |  |  | PQ | AD | 2771.281 | 8102802 | no | no |  |  | no |  |  | 1285635.448 | 15265131.295 |  | -1
node_intto1_8102802_201009911 |  |  | PQ | AN | 2771.281 | 8102802 | no | no |  |  | no |  |  | 1285888.844 | 15265106.193 |  | -1
node_intto1_8102802_201035265 |  |  | PQ | AN | 7199.558 | 8102802 | no | no |  |  | no |  |  | 1272409.135 | 15259658.007 |  | -1
node_intto1_8102802_201037692 |  |  | PQ | ABCN | 7199.558 | 8102802 | no | no |  |  | no |  |  | 1274979.479 | 15273197.441 |  | -1
node_intto1_8102802_201038601 |  |  | PQ | AN | 2771.281 | 8102802 | no | no |  |  | no |  |  | 1289005.857 | 15257806.997 |  | -1
node_intto1_8102802_201040965 |  |  | PQ | AN | 14399.116 | 8102802 | no | no |  |  | no |  |  | 1255831.004 | 15264631.308 |  | -1
node_intto1_8102802_201041129 |  |  | PQ | ABCN | 7199.558 | 8102802 | no | no |  |  | no |  |  | 1254779.109 | 15267749.089 |  | -1
node_intto1_8102802_201047385 |  |  | PQ | AD | 7199.558 | 8102802 | no | no |  |  | no |  |  | 1277280.818 | 15278319.898 |  | -1
node_intto1_8102802_201052201 |  |  | PQ | ABCN | 7199.558 | 8102802 | no | no |  |  | no |  |  | 1255056.024 | 15267520.141 |  | -1
node_intto1_8102802_201063853 |  |  | PQ | AD | 2771.281 | 8102802 | no | no |  |  | no |  |  | 1249382.417 | 15261860.962 |  | -1
node_intto1_8102802_310008636 |  |  | PQ | AN | 2771.281 | 8102802 | no | no |  |  | no |  |  | 1287528.249 | 15263567.48 |  | -1
node_intto1_8102802_310030429 |  |  | PQ | ABCN | 7199.558 | 8102802 | no | no |  |  | no |  |  | 1283930.127 | 15282048.894 |  | -1
node_intto1_8102802_311901623 |  |  | PQ | AD | 2771.281 | 8102802 | no | no |  |  | no |  |  | 1271354.055 | 15265411.959 |  | -1
node_intto1_8102802_311906957 |  |  | PQ | ABCN | 7199.558 | 8102802 | no | no |  |  | no |  |  | 1283173.85 | 15282631.55 |  | -1
node_intto1_8102802_311922791 |  |  | PQ | ABCN | 7199.558 | 8102802 | no | no |  |  | no |  |  | 1284503.088 | 15281487.703 |  | -1
node_intto1_8102802_311978783 |  |  | PQ | ABCN | 7199.558 | 8102802 | no | no |  |  | no |  |  | 1267931.461 | 15263713.959 |  | -1
node_intto1_8102802_311989846 |  |  | PQ | ABCN | 7199.558 | 8102802 | no | no |  |  | no |  |  | 1257153.832 | 15267423.232 |  | -1
node_intto1_8102802_312008326 |  |  | PQ | ABCN | 7199.558 | 8102802 | no | no |  |  | no |  |  | 1267757.09 | 15263708.184 |  | -1
node_intto1_8102802_312084094 |  |  | PQ | AD | 2771.281 | 8102802 | no | no |  |  | no |  |  | 1293522.503 | 15265624.719 |  | -1
node_intto1_8102802_312099702 |  |  | PQ | AN | 2771.281 | 8102802 | no | no |  |  | no |  |  | 1292356.512 | 15259479.156 |  | -1
node_intto1_8102802_312128461 |  |  | PQ | ABCN | 7199.558 | 8102802 | no | no |  |  | no |  |  | 1274925.323 | 15273163.626 |  | -1
node_intto1_8102802_312131811 |  |  | PQ | AN | 2771.281 | 8102802 | no | no |  |  | no |  |  | 1288427.377 | 15273898.49 |  | -1
node_intto1_8102802_312135257 |  |  | PQ | ABCN | 7199.558 | 8102802 | no | no |  |  | no |  |  | 1284911.518 | 15281388.241 |  | -1
node_intto1_220387768 |  |  | PQ | AN | 7199.558 | 8102802 | no | no |  |  | no |  |  | 1258040.966 | 15268576.898 |  | -1
node_intto1_220387784 |  |  | PQ | AN | 7199.558 | 8102802 | no | no |  |  | no |  |  | 1283793.975 | 15272270.617 |  | -1
node_intto1_220387792 |  |  | PQ | AN | 7199.558 | 8102802 | no | no |  |  | no |  |  | 1283547.075 | 15272902.025 |  | -1
node_intto1_220416028 |  |  | PQ | AD | 2771.281 | 8102802 | no | no |  |  | no |  |  | 1252440.726 | 15262028.319 |  | -1
node_intto1_220456972 |  |  | PQ | AN | 7199.558 | 8102802 | no | no |  |  | no |  |  | 1283799.119 | 15272256.538 |  | -1
node_intto1_220463509 |  |  | PQ | AN | 7199.558 | 8102802 | no | no |  |  | no |  |  | 1283542.866 | 15272896.559 |  | -1
node_intto1_220478922 |  |  | PQ | AD | 7199.558 | 8102802 | no | no |  |  | no |  |  | 1260041.98 | 15265989.415 |  | -1
node_intto1_220620877 |  |  | PQ | ABCN | 7199.558 | 8102802 | no | no |  |  | no |  |  | 1274965.963 | 15273163.633 |  | -1
node_intto1_311908106 |  |  | PQ | AD | 7199.558 | 8102802 | no | no |  |  | no |  |  | 1260052.016 | 15265990.21 |  | -1
node_intto1_312011944 |  |  | PQ | AN | 7199.558 | 8102802 | no | no |  |  | no |  |  | 1257043.461 | 15268587.341 |  | -1
node_intto1_312011951 |  |  | PQ | AN | 7199.558 | 8102802 | no | no |  |  | no |  |  | 1257974.309 | 15268560.002 |  | -1
node_intto1_312050059 |  |  | PQ | AN | 7199.558 | 8102802 | no | no |  |  | no |  |  | 1257034.654 | 15268587.945 |  | -1
node_intto1_312157751 |  |  | PQ | ABCN | 7199.558 | 8102802 | no | no |  |  | no |  |  | 1274963.103 | 15273163.578 |  | -1

## overhead_line
data_type | static
owner_type | feeder
owner | 8102802
object | overhead_line
name | groupid | phases | fr | to | length | configuration | dcircuit | selected | monitored | monitored_fields | class_monitored_fields | played | played_fields | comments | R | X | B | lim_kw
oh_line_8102802_200892376 |  | AD | node_8102802_200893427 | node_intto1_8102802_200892376 | 225.164 | bal_1P_2AC | 8102802 | no | no |  |  | no |  |  | 0 | 0 | 0 | 0
oh_line_8102802_200892378 |  | AD | node_8102802_200892398 | node_8102802_200892378 | 231.398 | bal_1P_1/0AC | 8102802 | no | no |  |  | no |  |  | 0 | 0 | 0 | 0
oh_line_8102802_200892379 |  | AD | node_8102802_200892378 | node_8102802_200892379 | 334.815 | bal_1P_2AC | 8102802 | no | no |  |  | no |  |  | 0 | 0 | 0 | 0
oh_line_8102802_200892380 |  | AD | node_8102802_200892379 | node_8102802_200892380 | 341.051 | bal_1P_2AC | 8102802 | no | no |  |  | no |  |  | 0 | 0 | 0 | 0
oh_line_8102802_200892384 |  | AD | node_8102802_200892378 | node_8102802_200892384 | 250.276 | bal_1P_1/0AC | 8102802 | no | no |  |  | no |  |  | 0 | 0 | 0 | 0
oh_line_8102802_200892385 |  | AD | node_8102802_200892384 | node_8102802_200892385 | 196.762 | bal_1P_1/0AC | 8102802 | no | no |  |  | no |  |  | 0 | 0 | 0 | 0
oh_line_8102802_200892386 |  | AD | node_8102802_200892385 | node_8102802_200892386 | 255.699 | bal_1P_1/0AC | 8102802 | no | no |  |  | no |  |  | 0 | 0 | 0 | 0
oh_line_8102802_200892387 |  | AD | node_8102802_200892386 | node_8102802_200892387 | 374.276 | bal_1P_1/0AC | 8102802 | no | no |  |  | no |  |  | 0 | 0 | 0 | 0
oh_line_8102802_200892389 |  | AD | node_8102802_200892387 | node_8102802_200892389 | 261.155 | bal_1P_1/0AA | 8102802 | no | no |  |  | no |  |  | 0 | 0 | 0 | 0
oh_line_8102802_200892390 |  | AD | node_8102802_200892389 | node_8102802_200892390 | 182.272 | bal_1P_1/0AA | 8102802 | no | no |  |  | no |  |  | 0 | 0 | 0 | 0
oh_line_8102802_200892391 |  | AD | node_8102802_200892376 | node_8102802_200892391 | 342.789 | bal_1P_1/0AC | 8102802 | no | no |  |  | no |  |  | 0 | 0 | 0 | 0
oh_line_8102802_200892392 |  | AD | node_8102802_200892391 | node_8102802_200892392 | 396.595 | bal_1P_1/0AC | 8102802 | no | no |  |  | no |  |  | 0 | 0 | 0 | 0
oh_line_8102802_200892393 |  | AD | node_8102802_200892392 | node_8102802_200892393 | 422.077 | bal_1P_1/0AC | 8102802 | no | no |  |  | no |  |  | 0 | 0 | 0 | 0
oh_line_8102802_200892394 |  | AD | node_8102802_200892393 | node_8102802_200892394 | 598.145 | bal_1P_1/0AC | 8102802 | no | no |  |  | no |  |  | 0 | 0 | 0 | 0
oh_line_8102802_200892395 |  | AD | node_8102802_200892394 | node_8102802_200892395 | 247.236 | bal_1P_1/0AC | 8102802 | no | no |  |  | no |  |  | 0 | 0 | 0 | 0
oh_line_8102802_200892396 |  | AD | node_8102802_200892395 | node_8102802_200892396 | 315.034 | bal_1P_1/0AC | 8102802 | no | no |  |  | no |  |  | 0 | 0 | 0 | 0
oh_line_8102802_200892397 |  | AD | node_8102802_200892396 | node_8102802_200892397 | 309.66 | bal_1P_1/0AC | 8102802 | no | no |  |  | no |  |  | 0 | 0 | 0 | 0
oh_line_8102802_200892398 |  | AD | node_8102802_200892397 | node_8102802_200892398 | 226.14 | bal_1P_1/0AC | 8102802 | no | no |  |  | no |  |  | 0 | 0 | 0 | 0
oh_line_8102802_200892399 |  | ABCN | node_8102802_200892834 | node_intto1_8102802_200892399 | 254.44 | unb_3P_2-2AC_1/0AA_1/0AA(N) | 8102802 | no | no |  |  | no |  |  | 0 | 0 | 0 | 0
oh_line_8102802_200892400 |  | ABCN | node_8102802_200892399 | node_8102802_200892400 | 208.884 | unb_3P_2-2AC_1/0AA_1/0AA(N) | 8102802 | no | no |  |  | no |  |  | 0 | 0 | 0 | 0
oh_line_8102802_200892401 |  | AN | node_8102802_200892419 | node_8102802_200892401 | 404.796 | bal_1P_2AC_2AC(N) | 8102802 | no | no |  |  | no |  |  | 0 | 0 | 0 | 0
oh_line_8102802_200892402 |  | AN | node_8102802_200892401 | node_8102802_200892402 | 368.91 | bal_1P_2AC_2AC(N) | 8102802 | no | no |  |  | no |  |  | 0 | 0 | 0 | 0
oh_line_8102802_200892403 |  | AN | node_8102802_200892402 | node_8102802_200892403 | 259.964 | bal_1P_2AC_2AC(N) | 8102802 | no | no |  |  | no |  |  | 0 | 0 | 0 | 0
oh_line_8102802_200892404 |  | AN | node_8102802_200892403 | node_8102802_200892404 | 224.984 | bal_1P_1/0AA_1/0AA(N) | 8102802 | no | no |  |  | no |  |  | 0 | 0 | 0 | 0
oh_line_8102802_200892405 |  | AN | node_8102802_200892404 | node_8102802_200892405 | 216.073 | bal_1P_1/0AA_1/0AA(N) | 8102802 | no | no |  |  | no |  |  | 0 | 0 | 0 | 0
oh_line_8102802_200892406 |  | ABCN | node_8102802_200892400 | node_8102802_200892406 | 93.884 | unb_3P_2-2AC_1/0AA_1/0AA(N) | 8102802 | no | no |  |  | no |  |  | 0 | 0 | 0 | 0
oh_line_8102802_200892407 |  | ABCN | node_8102802_200892406 | node_8102802_200892407 | 186.307 | bal_3P_1/0AA_1/0AA(N) | 8102802 | no | no |  |  | no |  |  | 0 | 0 | 0 | 0
oh_line_8102802_200892408 |  | ABN | node_8102802_200892407 | node_8102802_200892408 | 142.822 | bal_2P_1/0AA_1/0AA(N) | 8102802 | no | no |  |  | no |  |  | 0 | 0 | 0 | 0
oh_line_8102802_200892409 |  | AN | node_8102802_200892408 | node_8102802_200892409 | 132.283 | bal_1P_2AC_2AC(N) | 8102802 | no | no |  |  | no |  |  | 0 | 0 | 0 | 0
oh_line_8102802_200892410 |  | AN | node_8102802_200892409 | node_8102802_200892410 | 350.458 | bal_1P_2AC_2AC(N) | 8102802 | no | no |  |  | no |  |  | 0 | 0 | 0 | 0
oh_line_8102802_200892411 |  | AN | node_8102802_200892410 | node_8102802_200892411 | 453.576 | bal_1P_2AC_2AC(N) | 8102802 | no | no |  |  | no |  |  | 0 | 0 | 0 | 0
oh_line_8102802_200892412 |  | AN | node_8102802_200892408 | node_8102802_200892412 | 346.395 | bal_1P_1/0AA_1/0AA(N) | 8102802 | no | no |  |  | no |  |  | 0 | 0 | 0 | 0
oh_line_8102802_200892413 |  | AN | node_8102802_200892412 | node_8102802_200892413 | 351.364 | bal_1P_1/0AA_1/0AA(N) | 8102802 | no | no |  |  | no |  |  | 0 | 0 | 0 | 0
oh_line_8102802_200892414 |  | AN | node_8102802_200892413 | node_8102802_200892414 | 348.983 | bal_1P_1/0AA_1/0AA(N) | 8102802 | no | no |  |  | no |  |  | 0 | 0 | 0 | 0
oh_line_8102802_200892415 |  | AN | node_8102802_200892414 | node_8102802_200892415 | 373.717 | bal_1P_1/0AA_1/0AA(N) | 8102802 | no | no |  |  | no |  |  | 0 | 0 | 0 | 0
oh_line_8102802_200892416 |  | AN | node_8102802_200892415 | node_8102802_200892416 | 356.997 | bal_1P_1/0AA_1/0AA(N) | 8102802 | no | no |  |  | no |  |  | 0 | 0 | 0 | 0
oh_line_8102802_200892419 |  | AN | node_8102802_201016628 | node_8102802_200892419 | 213.399 | bal_1P_2AC_2AC(N) | 8102802 | no | no |  |  | no |  |  | 0 | 0 | 0 | 0
oh_line_8102802_200892420 |  | AD | node_8102802_200892438 | node_8102802_200892420 | 433.95 | bal_1P_2AC | 8102802 | no | no |  |  | no |  |  | 0 | 0 | 0 | 0
oh_line_8102802_200892421 |  | AD | node_8102802_200892423 | node_8102802_200892421 | 343.589 | bal_1P_4ACW | 8102802 | no | no |  |  | no |  |  | 0 | 0 | 0 | 0
oh_line_8102802_200892423 |  | AD | node_8102802_200892424 | node_8102802_200892423 | 322.529 | bal_1P_4ACW | 8102802 | no | no |  |  | no |  |  | 0 | 0 | 0 | 0
oh_line_8102802_200892424 |  | AD | node_8102802_200892425 | node_8102802_200892424 | 173.739 | bal_1P_4ACW | 8102802 | no | no |  |  | no |  |  | 0 | 0 | 0 | 0
oh_line_8102802_200892425 |  | AD | node_8102802_200892435 | node_8102802_200892425 | 492.361 | bal_1P_4ACW | 8102802 | no | no |  |  | no |  |  | 0 | 0 | 0 | 0
oh_line_8102802_200892426 |  | AD | node_8102802_200892425 | node_8102802_200892426 | 359.213 | bal_1P_4ACW | 8102802 | no | no |  |  | no |  |  | 0 | 0 | 0 | 0
oh_line_8102802_200892427 |  | AD | node_8102802_200892426 | node_8102802_200892427 | 256.427 | bal_1P_1/0AA | 8102802 | no | no |  |  | no |  |  | 0 | 0 | 0 | 0
oh_line_8102802_200892428 |  | AD | node_8102802_200892427 | node_8102802_200892428 | 313.331 | bal_1P_1/0AA | 8102802 | no | no |  |  | no |  |  | 0 | 0 | 0 | 0
oh_line_8102802_200892429 |  | AD | node_8102802_200892426 | node_8102802_200892429 | 171.316 | bal_1P_1/0AA | 8102802 | no | no |  |  | no |  |  | 0 | 0 | 0 | 0
oh_line_8102802_200892430 |  | AD | node_8102802_200892429 | node_8102802_200892430 | 286.669 | bal_1P_1/0AA | 8102802 | no | no |  |  | no |  |  | 0 | 0 | 0 | 0
oh_line_8102802_200892432 |  | AD | node_8102802_200892425 | node_8102802_200892432 | 386.57 | bal_1P_2AC | 8102802 | no | no |  |  | no |  |  | 0 | 0 | 0 | 0
oh_line_8102802_200892433 |  | AD | node_8102802_200892432 | node_8102802_200892433 | 591.687 | bal_1P_2AC | 8102802 | no | no |  |  | no |  |  | 0 | 0 | 0 | 0
oh_line_8102802_200892435 |  | AD | node_8102802_200892436 | node_8102802_200892435 | 397.378 | bal_1P_4ACW | 8102802 | no | no |  |  | no |  |  | 0 | 0 | 0 | 0
oh_line_8102802_200892436 |  | AD | node_8102802_200892437 | node_8102802_200892436 | 421.695 | bal_1P_4ACW | 8102802 | no | no |  |  | no |  |  | 0 | 0 | 0 | 0
oh_line_8102802_200892437 |  | AD | node_8102802_200892439 | node_8102802_200892437 | 439.564 | bal_1P_4ACW | 8102802 | no | no |  |  | no |  |  | 0 | 0 | 0 | 0
oh_line_8102802_200892438 |  | AD | node_8102802_200892437 | node_8102802_200892438 | 335.334 | bal_1P_2AC | 8102802 | no | no |  |  | no |  |  | 0 | 0 | 0 | 0
oh_line_8102802_200892439 |  | AD | node_8102802_200892440 | node_intto1_8102802_200892439 | 211.741 | bal_1P_4ACW | 8102802 | no | no |  |  | no |  |  | 0 | 0 | 0 | 0
oh_line_8102802_200892440 |  | AD | node_8102802_200892587 | node_8102802_200892440 | 247.336 | bal_1P_4ACW | 8102802 | no | no |  |  | no |  |  | 0 | 0 | 0 | 0
oh_line_8102802_200892441 |  | AD | node_8102802_200892440 | node_8102802_200892441 | 511.055 | bal_1P_4ACW | 8102802 | no | no |  |  | no |  |  | 0 | 0 | 0 | 0
oh_line_8102802_200892442 |  | AD | node_8102802_200892441 | node_8102802_200892442 | 416.09 | bal_1P_4ACW | 8102802 | no | no |  |  | no |  |  | 0 | 0 | 0 | 0
oh_line_8102802_200892443 |  | AD | node_8102802_200892442 | node_8102802_200892443 | 224.052 | bal_1P_4ACW | 8102802 | no | no |  |  | no |  |  | 0 | 0 | 0 | 0
oh_line_8102802_200892444 |  | AD | node_8102802_200892443 | node_intto1_8102802_200892444 | 292.296 | bal_1P_4ACW | 8102802 | no | no |  |  | no |  |  | 0 | 0 | 0 | 0
oh_line_8102802_200892445 |  | AD | node_8102802_200892444 | node_8102802_200892445 | 357.139 | bal_1P_4ACW | 8102802 | no | no |  |  | no |  |  | 0 | 0 | 0 | 0
oh_line_8102802_200892446 |  | AD | node_8102802_200892445 | node_8102802_200892446 | 333.451 | bal_1P_4ACW | 8102802 | no | no |  |  | no |  |  | 0 | 0 | 0 | 0
oh_line_8102802_200892447 |  | AD | node_8102802_200892446 | node_8102802_200892447 | 297.553 | bal_1P_4ACW | 8102802 | no | no |  |  | no |  |  | 0 | 0 | 0 | 0
oh_line_8102802_200892449 |  | AD | node_8102802_200983279 | node_8102802_200892449 | 355.905 | bal_1P_4ACW | 8102802 | no | no |  |  | no |  |  | 0 | 0 | 0 | 0
oh_line_8102802_200892450 |  | AD | node_8102802_200892449 | node_8102802_200892450 | 518.466 | bal_1P_4ACW | 8102802 | no | no |  |  | no |  |  | 0 | 0 | 0 | 0
oh_line_8102802_200892451 |  | AD | node_8102802_200892450 | node_8102802_200892451 | 217.744 | bal_1P_4ACW | 8102802 | no | no |  |  | no |  |  | 0 | 0 | 0 | 0
oh_line_8102802_200892452 |  | AD | node_8102802_200892451 | node_8102802_200892452 | 206.762 | bal_1P_4ACW | 8102802 | no | no |  |  | no |  |  | 0 | 0 | 0 | 0
oh_line_8102802_200892455 |  | AD | node_8102802_200892452 | node_8102802_200892455 | 258.554 | bal_1P_1/0AC | 8102802 | no | no |  |  | no |  |  | 0 | 0 | 0 | 0
oh_line_8102802_200892456 |  | AD | node_8102802_200892457 | node_8102802_200892456 | 287.007 | bal_1P_4ACW | 8102802 | no | no |  |  | no |  |  | 0 | 0 | 0 | 0
oh_line_8102802_200892457 |  | AD | node_8102802_200892460 | node_8102802_200892457 | 267.783 | bal_1P_4ACW | 8102802 | no | no |  |  | no |  |  | 0 | 0 | 0 | 0
oh_line_8102802_200892458 |  | AD | node_8102802_200892457 | node_8102802_200892458 | 251.266 | bal_1P_1/0AC | 8102802 | no | no |  |  | no |  |  | 0 | 0 | 0 | 0
oh_line_8102802_200892460 |  | AD | node_8102802_200892421 | node_8102802_200892460 | 262.324 | bal_1P_4ACW | 8102802 | no | no |  |  | no |  |  | 0 | 0 | 0 | 0
oh_line_8102802_200892462 |  | AD | node_8102802_200892470 | node_8102802_200892462 | 301.037 | bal_1P_2AC | 8102802 | no | no |  |  | no |  |  | 0 | 0 | 0 | 0
oh_line_8102802_200892463 |  | AN | node_8102802_200893351 | node_8102802_200892463 | 330.598 | bal_1P_2AC_2AC(N) | 8102802 | no | no |  |  | no |  |  | 0 | 0 | 0 | 0
oh_line_8102802_200892464 |  | AN | node_8102802_200892465 | node_8102802_200892464 | 37.146 | bal_1P_1/0AA_1/0AA(N) | 8102802 | no | no |  |  | no |  |  | 0 | 0 | 0 | 0
oh_line_8102802_200892465 |  | AN | node_8102802_200892463 | node_8102802_200892465 | 193.454 | bal_1P_1/0AA_1/0AA(N) | 8102802 | no | no |  |  | no |  |  | 0 | 0 | 0 | 0
oh_line_8102802_200892466 |  | AN | node_8102802_200892465 | node_8102802_200892466 | 195.99 | bal_1P_1/0AA_1/0AA(N) | 8102802 | no | no |  |  | no |  |  | 0 | 0 | 0 | 0
oh_line_8102802_200892467 |  | AN | node_8102802_200892466 | node_8102802_200892467 | 157.935 | bal_1P_1/0AA_1/0AA(N) | 8102802 | no | no |  |  | no |  |  | 0 | 0 | 0 | 0
oh_line_8102802_200892468 |  | AD | node_8102802_200892500 | node_8102802_200892468 | 361.094 | bal_1P_2AC | 8102802 | no | no |  |  | no |  |  | 0 | 0 | 0 | 0
oh_line_8102802_200892469 |  | AD | node_8102802_200892468 | node_8102802_200892469 | 296.338 | bal_1P_2AC | 8102802 | no | no |  |  | no |  |  | 0 | 0 | 0 | 0
oh_line_8102802_200892470 |  | AD | node_8102802_200892469 | node_8102802_200892470 | 402.909 | bal_1P_2AC | 8102802 | no | no |  |  | no |  |  | 0 | 0 | 0 | 0
oh_line_8102802_200892471 |  | AD | node_8102802_200892462 | node_8102802_200892471 | 160.924 | bal_1P_2AC | 8102802 | no | no |  |  | no |  |  | 0 | 0 | 0 | 0
oh_line_8102802_200892473 |  | AD | node_8102802_312131807 | node_8102802_200892473 | 173.078 | bal_1P_2AC | 8102802 | no | no |  |  | no |  |  | 0 | 0 | 0 | 0
oh_line_8102802_200892474 |  | AD | node_8102802_200892473 | node_8102802_200892474 | 301.405 | bal_1P_2AC | 8102802 | no | no |  |  | no |  |  | 0 | 0 | 0 | 0
oh_line_8102802_200892475 |  | AD | node_8102802_200892474 | node_8102802_200892475 | 387.372 | bal_1P_2AC | 8102802 | no | no |  |  | no |  |  | 0 | 0 | 0 | 0
oh_line_8102802_200892477 |  | AD | node_8102802_200892475 | node_8102802_200892477 | 389.529 | bal_1P_2AC | 8102802 | no | no |  |  | no |  |  | 0 | 0 | 0 | 0
oh_line_8102802_200892478 |  | AD | node_8102802_200892477 | node_8102802_200892478 | 261.719 | bal_1P_2AC | 8102802 | no | no |  |  | no |  |  | 0 | 0 | 0 | 0
oh_line_8102802_200892480 |  | AD | node_8102802_200892478 | node_8102802_200892480 | 322.807 | bal_1P_2AC | 8102802 | no | no |  |  | no |  |  | 0 | 0 | 0 | 0
oh_line_8102802_200892481 |  | AD | node_8102802_200892480 | node_8102802_200892481 | 286.082 | bal_1P_1/0AA | 8102802 | no | no |  |  | no |  |  | 0 | 0 | 0 | 0
oh_line_8102802_200892483 |  | AD | node_8102802_200892480 | node_8102802_200892483 | 440.463 | bal_1P_2AC | 8102802 | no | no |  |  | no |  |  | 0 | 0 | 0 | 0
oh_line_8102802_200892484 |  | AN | node_8102802_200892463 | node_intto1_8102802_200892484 | 441.245 | bal_1P_2AC_2AC(N) | 8102802 | no | no |  |  | no |  |  | 0 | 0 | 0 | 0
oh_line_8102802_200892485 |  | AD | node_8102802_200892483 | node_8102802_200892485 | 316.38 | bal_1P_2AC | 8102802 | no | no |  |  | no |  |  | 0 | 0 | 0 | 0
oh_line_8102802_200892487 |  | AD | node_8102802_200892485 | node_8102802_200892487 | 303.179 | bal_1P_1/0AA | 8102802 | no | no |  |  | no |  |  | 0 | 0 | 0 | 0
oh_line_8102802_200892488 |  | AD | node_8102802_200892487 | node_8102802_200892488 | 267.932 | bal_1P_1/0AA | 8102802 | no | no |  |  | no |  |  | 0 | 0 | 0 | 0
oh_line_8102802_200892489 |  | AD | node_8102802_200892488 | node_8102802_200892489 | 265.971 | bal_1P_1/0AA | 8102802 | no | no |  |  | no |  |  | 0 | 0 | 0 | 0
oh_line_8102802_200892490 |  | AD | node_8102802_200892485 | node_8102802_200892490 | 407.572 | bal_1P_2AC | 8102802 | no | no |  |  | no |  |  | 0 | 0 | 0 | 0
oh_line_8102802_200892491 |  | AD | node_8102802_200892485 | node_intto1_8102802_200892491 | 286.533 | bal_1P_1/0AA | 8102802 | no | no |  |  | no |  |  | 0 | 0 | 0 | 0
oh_line_8102802_200892492 |  | AD | node_8102802_200892491 | node_8102802_200892492 | 215.243 | bal_1P_1/0AA | 8102802 | no | no |  |  | no |  |  | 0 | 0 | 0 | 0
oh_line_8102802_200892493 |  | AD | node_8102802_200892492 | node_8102802_200892493 | 255.94 | bal_1P_1/0AA | 8102802 | no | no |  |  | no |  |  | 0 | 0 | 0 | 0
oh_line_8102802_200892494 |  | AN | node_8102802_200892484 | node_8102802_200892494 | 405.712 | bal_1P_2AC_2AC(N) | 8102802 | no | no |  |  | no |  |  | 0 | 0 | 0 | 0
oh_line_8102802_200892495 |  | AN | node_8102802_200892494 | node_intto1_8102802_200892495 | 444.526 | bal_1P_2AC_2AC(N) | 8102802 | no | no |  |  | no |  |  | 0 | 0 | 0 | 0
oh_line_8102802_200892496 |  | AD | node_8102802_200892495 | node_8102802_200892496 | 360.647 | bal_1P_2AC | 8102802 | no | no |  |  | no |  |  | 0 | 0 | 0 | 0
oh_line_8102802_200892497 |  | AD | node_8102802_200892496 | node_8102802_200892497 | 278.427 | bal_1P_2AC | 8102802 | no | no |  |  | no |  |  | 0 | 0 | 0 | 0
oh_line_8102802_200892498 |  | AD | node_8102802_200892497 | node_8102802_200892498 | 600.822 | bal_1P_2AC | 8102802 | no | no |  |  | no |  |  | 0 | 0 | 0 | 0
oh_line_8102802_200892499 |  | AD | node_8102802_200892498 | node_8102802_200892499 | 327.66 | bal_1P_2AC | 8102802 | no | no |  |  | no |  |  | 0 | 0 | 0 | 0
oh_line_8102802_200892500 |  | AD | node_8102802_200892499 | node_8102802_200892500 | 391.238 | bal_1P_2AC | 8102802 | no | no |  |  | no |  |  | 0 | 0 | 0 | 0
oh_line_8102802_200892501 |  | AD | node_8102802_200893375 | node_intto1_8102802_200892501 | 162.776 | bal_1P_2AC | 8102802 | no | no |  |  | no |  |  | 0 | 0 | 0 | 0
oh_line_8102802_200892502 |  | AD | node_8102802_200892501 | node_8102802_200892502 | 180.238 | bal_1P_2AC | 8102802 | no | no |  |  | no |  |  | 0 | 0 | 0 | 0
oh_line_8102802_200892503 |  | AD | node_8102802_200892502 | node_8102802_200892503 | 430.752 | bal_1P_2AC | 8102802 | no | no |  |  | no |  |  | 0 | 0 | 0 | 0
oh_line_8102802_200892504 |  | AD | node_8102802_200892503 | node_8102802_200892504 | 309.02 | bal_1P_2AC | 8102802 | no | no |  |  | no |  |  | 0 | 0 | 0 | 0
oh_line_8102802_200892505 |  | AD | node_8102802_200892504 | node_8102802_200892505 | 194.567 | bal_1P_2AC | 8102802 | no | no |  |  | no |  |  | 0 | 0 | 0 | 0
oh_line_8102802_200892506 |  | AD | node_8102802_200892505 | node_8102802_200892506 | 217.51 | bal_1P_2AC | 8102802 | no | no |  |  | no |  |  | 0 | 0 | 0 | 0
oh_line_8102802_200892507 |  | AD | node_8102802_200892506 | node_8102802_200892507 | 353.302 | bal_1P_2AC | 8102802 | no | no |  |  | no |  |  | 0 | 0 | 0 | 0
oh_line_8102802_200892508 |  | AD | node_8102802_200892507 | node_8102802_200892508 | 435.83 | bal_1P_2AC | 8102802 | no | no |  |  | no |  |  | 0 | 0 | 0 | 0
oh_line_8102802_200892509 |  | AD | node_8102802_200892508 | node_8102802_200892509 | 510.423 | bal_1P_2AC | 8102802 | no | no |  |  | no |  |  | 0 | 0 | 0 | 0
oh_line_8102802_200892510 |  | AD | node_8102802_200892509 | node_8102802_200892510 | 265.125 | bal_1P_2AC | 8102802 | no | no |  |  | no |  |  | 0 | 0 | 0 | 0
oh_line_8102802_200892511 |  | AD | node_8102802_200892513 | node_8102802_200892511 | 226.007 | bal_1P_2AC | 8102802 | no | no |  |  | no |  |  | 0 | 0 | 0 | 0
oh_line_8102802_200892512 |  | AD | node_8102802_200893668 | node_8102802_200892512 | 422.224 | bal_1P_8ACW | 8102802 | no | no |  |  | no |  |  | 0 | 0 | 0 | 0
oh_line_8102802_200892513 |  | AD | node_8102802_200892514 | node_8102802_200892513 | 332.445 | bal_1P_2AC | 8102802 | no | no |  |  | no |  |  | 0 | 0 | 0 | 0
oh_line_8102802_200892514 |  | AD | node_8102802_200892517 | node_8102802_200892514 | 216.089 | bal_1P_2AC | 8102802 | no | no |  |  | no |  |  | 0 | 0 | 0 | 0
oh_line_8102802_200892515 |  | AD | node_8102802_200892514 | node_8102802_200892515 | 295.876 | bal_1P_2AC | 8102802 | no | no |  |  | no |  |  | 0 | 0 | 0 | 0
oh_line_8102802_200892517 |  | AD | node_8102802_200892518 | node_8102802_200892517 | 485.834 | bal_1P_2AC | 8102802 | no | no |  |  | no |  |  | 0 | 0 | 0 | 0
oh_line_8102802_200892518 |  | AD | node_8102802_200892519 | node_8102802_200892518 | 515.951 | bal_1P_6CCW | 8102802 | no | no |  |  | no |  |  | 0 | 0 | 0 | 0
oh_line_8102802_200892519 |  | AD | node_8102802_200892520 | node_8102802_200892519 | 169.661 | bal_1P_6CCW | 8102802 | no | no |  |  | no |  |  | 0 | 0 | 0 | 0
oh_line_8102802_200892520 |  | AD | node_8102802_200892521 | node_8102802_200892520 | 324.549 | bal_1P_6CCW | 8102802 | no | no |  |  | no |  |  | 0 | 0 | 0 | 0
oh_line_8102802_200892521 |  | AD | node_8102802_200892522 | node_8102802_200892521 | 418.934 | bal_1P_6CCW | 8102802 | no | no |  |  | no |  |  | 0 | 0 | 0 | 0
oh_line_8102802_200892522 |  | AD | node_8102802_200892523 | node_8102802_200892522 | 398.89 | bal_1P_6CCW | 8102802 | no | no |  |  | no |  |  | 0 | 0 | 0 | 0
oh_line_8102802_200892523 |  | AD | node_8102802_200892524 | node_8102802_200892523 | 335.07 | bal_1P_6CCW | 8102802 | no | no |  |  | no |  |  | 0 | 0 | 0 | 0
oh_line_8102802_200892524 |  | AD | node_8102802_200892512 | node_8102802_200892524 | 490.353 | bal_1P_8ACW | 8102802 | no | no |  |  | no |  |  | 0 | 0 | 0 | 0
oh_line_8102802_200892526 |  | AD | node_8102802_200893795 | node_8102802_200892526 | 218.434 | bal_1P_2AC | 8102802 | no | no |  |  | no |  |  | 0 | 0 | 0 | 0
oh_line_8102802_200892527 |  | AD | node_8102802_200892526 | node_8102802_200892527 | 305.16 | bal_1P_2AC | 8102802 | no | no |  |  | no |  |  | 0 | 0 | 0 | 0
oh_line_8102802_200892529 |  | AD | node_8102802_201063853 | node_8102802_200892529 | 296.639 | bal_1P_1/0AC | 8102802 | no | no |  |  | no |  |  | 0 | 0 | 0 | 0
oh_line_8102802_200892530 |  | AD | node_8102802_200892529 | node_8102802_200892530 | 358.91 | bal_1P_1/0AC | 8102802 | no | no |  |  | no |  |  | 0 | 0 | 0 | 0
oh_line_8102802_200892531 |  | AD | node_8102802_200892530 | node_8102802_200892531 | 348.187 | bal_1P_1/0AC | 8102802 | no | no |  |  | no |  |  | 0 | 0 | 0 | 0
oh_line_8102802_200892532 |  | AD | node_8102802_200892531 | node_8102802_200892532 | 341.978 | bal_1P_1/0AC | 8102802 | no | no |  |  | no |  |  | 0 | 0 | 0 | 0
oh_line_8102802_200892533 |  | AD | node_8102802_200892532 | node_8102802_200892533 | 256.291 | bal_1P_1/0AA | 8102802 | no | no |  |  | no |  |  | 0 | 0 | 0 | 0
oh_line_8102802_200892534 |  | AD | node_8102802_200892533 | node_8102802_200892534 | 260.429 | bal_1P_1/0AA | 8102802 | no | no |  |  | no |  |  | 0 | 0 | 0 | 0
oh_line_8102802_200892536-1 |  | AD | node_8102802_200892527 | node_intto1_220416028 | 5.132 | bal_1P_2AC | 8102802 | no | no |  |  | no |  |  | 0 | 0 | 0 | 0
oh_line_8102802_200892536-2 |  | AD | node_220416028 | node_1252043_497_15262104_997 | 404.562 | bal_1P_2AC | 8102802 | no | no |  |  | no |  |  | 0 | 0 | 0 | 0
oh_line_8102802_200892536-3 |  | AD | node_1252043_497_15262104_997 | node_8102802_200892536 | 7.996 | bal_1P_2AC | 8102802 | no | no |  |  | no |  |  | 0 | 0 | 0 | 0
oh_line_8102802_200892537 |  | AD | node_8102802_200892536 | node_8102802_200892537 | 293.238 | bal_1P_2AC | 8102802 | no | no |  |  | no |  |  | 0 | 0 | 0 | 0
oh_line_8102802_200892538 |  | AD | node_8102802_200892537 | node_8102802_200892538 | 148.239 | bal_1P_1/0AA | 8102802 | no | no |  |  | no |  |  | 0 | 0 | 0 | 0
oh_line_8102802_200892539 |  | AD | node_8102802_200892537 | node_8102802_200892539 | 575.567 | bal_1P_2AC | 8102802 | no | no |  |  | no |  |  | 0 | 0 | 0 | 0
oh_line_8102802_200892540 |  | AD | node_8102802_200892539 | node_intto1_8102802_200892540 | 303.923 | bal_1P_2AC | 8102802 | no | no |  |  | no |  |  | 0 | 0 | 0 | 0
oh_line_8102802_200892541 |  | AD | node_8102802_200892540 | node_8102802_200892541 | 316.233 | bal_1P_2AC | 8102802 | no | no |  |  | no |  |  | 0 | 0 | 0 | 0
oh_line_8102802_200892542 |  | AD | node_8102802_200892541 | node_8102802_200892542 | 258.747 | bal_1P_2AC | 8102802 | no | no |  |  | no |  |  | 0 | 0 | 0 | 0
oh_line_8102802_200892544 |  | AD | node_8102802_200892542 | node_8102802_200892544 | 232.582 | bal_1P_2AC | 8102802 | no | no |  |  | no |  |  | 0 | 0 | 0 | 0
oh_line_8102802_200892548 |  | AD | node_8102802_200892540 | node_8102802_200892548 | 293.956 | bal_1P_2AC | 8102802 | no | no |  |  | no |  |  | 0 | 0 | 0 | 0
oh_line_8102802_200892549 |  | AD | node_8102802_200892548 | node_8102802_200892549 | 429.799 | bal_1P_2AC | 8102802 | no | no |  |  | no |  |  | 0 | 0 | 0 | 0
oh_line_8102802_200892550 |  | AD | node_8102802_200892549 | node_8102802_200892550 | 186.451 | bal_1P_2AC | 8102802 | no | no |  |  | no |  |  | 0 | 0 | 0 | 0
oh_line_8102802_200892551 |  | AD | node_8102802_200892550 | node_8102802_200892551 | 126.841 | bal_1P_1/0AA | 8102802 | no | no |  |  | no |  |  | 0 | 0 | 0 | 0
oh_line_8102802_200892552 |  | AD | node_8102802_200892551 | node_8102802_200892552 | 200.51 | bal_1P_1/0AA | 8102802 | no | no |  |  | no |  |  | 0 | 0 | 0 | 0
oh_line_8102802_200892553 |  | AD | node_8102802_200892552 | node_8102802_200892553 | 187.003 | bal_1P_1/0AA | 8102802 | no | no |  |  | no |  |  | 0 | 0 | 0 | 0
oh_line_8102802_200892554 |  | AD | node_8102802_200892553 | node_8102802_200892554 | 233.595 | bal_1P_1/0AA | 8102802 | no | no |  |  | no |  |  | 0 | 0 | 0 | 0
oh_line_8102802_200892555 |  | AD | node_8102802_200892554 | node_8102802_200892555 | 273.147 | bal_1P_1/0AA | 8102802 | no | no |  |  | no |  |  | 0 | 0 | 0 | 0
oh_line_8102802_200892556 |  | AD | node_8102802_200892550 | node_8102802_200892556 | 417.308 | bal_1P_2AC | 8102802 | no | no |  |  | no |  |  | 0 | 0 | 0 | 0
oh_line_8102802_200892557 |  | AD | node_8102802_200892556 | node_8102802_200892557 | 230.857 | bal_1P_2AC | 8102802 | no | no |  |  | no |  |  | 0 | 0 | 0 | 0
oh_line_8102802_200892558 |  | AD | node_8102802_200892557 | node_8102802_200892558 | 347.323 | bal_1P_2AC | 8102802 | no | no |  |  | no |  |  | 0 | 0 | 0 | 0
oh_line_8102802_200892559 |  | AD | node_8102802_200892558 | node_8102802_200892559 | 238.252 | bal_1P_2AC | 8102802 | no | no |  |  | no |  |  | 0 | 0 | 0 | 0
oh_line_8102802_200892560 |  | AD | node_8102802_200892559 | node_8102802_200892560 | 279.659 | bal_1P_2AC | 8102802 | no | no |  |  | no |  |  | 0 | 0 | 0 | 0
oh_line_8102802_200892561 |  | AD | node_8102802_200892560 | node_8102802_200892561 | 281.222 | bal_1P_2AC | 8102802 | no | no |  |  | no |  |  | 0 | 0 | 0 | 0
oh_line_8102802_200892563 |  | AN | node_8102802_201035413 | node_8102802_200892563 | 185.842 | bal_1P_1/0AC_1/0AC(N) | 8102802 | no | no |  |  | no |  |  | 0 | 0 | 0 | 0
oh_line_8102802_200892564 |  | AN | node_8102802_200892563 | node_8102802_200892564 | 289.729 | bal_1P_2AC_2AC(N) | 8102802 | no | no |  |  | no |  |  | 0 | 0 | 0 | 0
oh_line_8102802_200892565 |  | AN | node_8102802_200892564 | node_8102802_200892565 | 210.496 | bal_1P_2AC_2AC(N) | 8102802 | no | no |  |  | no |  |  | 0 | 0 | 0 | 0
oh_line_8102802_200892566 |  | AN | node_8102802_200892565 | node_8102802_200892566 | 207.105 | bal_1P_1/0AC_1/0AC(N) | 8102802 | no | no |  |  | no |  |  | 0 | 0 | 0 | 0
oh_line_8102802_200892567 |  | AN | node_8102802_200892566 | node_8102802_200892567 | 118.265 | bal_1P_1/0AA_1/0AA(N) | 8102802 | no | no |  |  | no |  |  | 0 | 0 | 0 | 0
oh_line_8102802_200892569 |  | AN | node_8102802_200892567 | node_8102802_200892569 | 263.534 | bal_1P_1/0AA_1/0AA(N) | 8102802 | no | no |  |  | no |  |  | 0 | 0 | 0 | 0
oh_line_8102802_200892570 |  | AN | node_8102802_200892567 | node_8102802_200892570 | 227.814 | bal_1P_1/0AA_1/0AA(N) | 8102802 | no | no |  |  | no |  |  | 0 | 0 | 0 | 0
oh_line_8102802_200892571 |  | AN | node_8102802_200892570 | node_8102802_200892571 | 126.186 | bal_1P_1/0AA_1/0AA(N) | 8102802 | no | no |  |  | no |  |  | 0 | 0 | 0 | 0
oh_line_8102802_200892572 |  | AN | node_8102802_200892571 | node_8102802_200892572 | 392.937 | bal_1P_1/0AA_1/0AA(N) | 8102802 | no | no |  |  | no |  |  | 0 | 0 | 0 | 0
oh_line_8102802_200892573 |  | AN | node_8102802_200892572 | node_8102802_200892573 | 221.702 | bal_1P_1/0AA_1/0AA(N) | 8102802 | no | no |  |  | no |  |  | 0 | 0 | 0 | 0
oh_line_8102802_200892574 |  | AN | node_8102802_200892572 | node_8102802_200892574 | 242.86 | bal_1P_1/0AA_1/0AA(N) | 8102802 | no | no |  |  | no |  |  | 0 | 0 | 0 | 0
oh_line_8102802_200892575 |  | AN | node_8102802_200892574 | node_8102802_200892575 | 232.769 | bal_1P_1/0AA_1/0AA(N) | 8102802 | no | no |  |  | no |  |  | 0 | 0 | 0 | 0
oh_line_8102802_200892576 |  | AN | node_8102802_200892575 | node_8102802_200892576 | 110.36 | bal_1P_1/0AA_1/0AA(N) | 8102802 | no | no |  |  | no |  |  | 0 | 0 | 0 | 0
oh_line_8102802_200892577 |  | AD | node_8102802_200892440 | node_8102802_200892577 | 263.806 | bal_1P_4ACW | 8102802 | no | no |  |  | no |  |  | 0 | 0 | 0 | 0
oh_line_8102802_200892578 |  | AD | node_8102802_200892577 | node_8102802_200892578 | 278.023 | bal_1P_4ACW | 8102802 | no | no |  |  | no |  |  | 0 | 0 | 0 | 0
oh_line_8102802_200892579 |  | AD | node_8102802_200892578 | node_8102802_200892579 | 266.298 | bal_1P_4ACW | 8102802 | no | no |  |  | no |  |  | 0 | 0 | 0 | 0
oh_line_8102802_200892580 |  | AD | node_8102802_200892579 | node_8102802_200892580 | 352.3 | bal_1P_4ACW | 8102802 | no | no |  |  | no |  |  | 0 | 0 | 0 | 0
oh_line_8102802_200892581 |  | AD | node_8102802_200892580 | node_8102802_200892581 | 320.293 | bal_1P_4ACW | 8102802 | no | no |  |  | no |  |  | 0 | 0 | 0 | 0
oh_line_8102802_200892582 |  | AD | node_8102802_200892581 | node_8102802_200892582 | 263.97 | bal_1P_4ACW | 8102802 | no | no |  |  | no |  |  | 0 | 0 | 0 | 0
oh_line_8102802_200892583 |  | AD | node_8102802_200892582 | node_8102802_200892583 | 319.428 | bal_1P_1/0AA | 8102802 | no | no |  |  | no |  |  | 0 | 0 | 0 | 0
oh_line_8102802_200892586 |  | AD | node_8102802_200892605 | node_8102802_200892586 | 1676.307 | bal_1P_2AC | 8102802 | no | no |  |  | no |  |  | 0 | 0 | 0 | 0
oh_line_8102802_200892587 |  | AD | node_8102802_201058514 | node_8102802_200892587 | 135.742 | bal_1P_4ACW | 8102802 | no | no |  |  | no |  |  | 0 | 0 | 0 | 0
oh_line_8102802_200892589 |  | AD | node_8102802_200892622 | node_8102802_200892589 | 262.644 | bal_1P_4ACW | 8102802 | no | no |  |  | no |  |  | 0 | 0 | 0 | 0
oh_line_8102802_200892590 |  | AD | node_8102802_200892589 | node_8102802_200892590 | 323.22 | bal_1P_4ACW | 8102802 | no | no |  |  | no |  |  | 0 | 0 | 0 | 0
oh_line_8102802_200892591 |  | AD | node_8102802_200892590 | node_8102802_200892591 | 459.985 | bal_1P_2AC | 8102802 | no | no |  |  | no |  |  | 0 | 0 | 0 | 0
oh_line_8102802_200892592 |  | AD | node_8102802_200892591 | node_intto1_8102802_200892592 | 470.509 | bal_1P_2AC | 8102802 | no | no |  |  | no |  |  | 0 | 0 | 0 | 0
oh_line_8102802_200892593 |  | AD | node_8102802_200892592 | node_8102802_200892593 | 332.317 | bal_1P_2AC | 8102802 | no | no |  |  | no |  |  | 0 | 0 | 0 | 0
oh_line_8102802_200892594 |  | AD | node_8102802_200892593 | node_8102802_200892594 | 373.966 | bal_1P_2AC | 8102802 | no | no |  |  | no |  |  | 0 | 0 | 0 | 0
oh_line_8102802_200892595 |  | AD | node_8102802_200892594 | node_8102802_200892595 | 320.659 | bal_1P_2AC | 8102802 | no | no |  |  | no |  |  | 0 | 0 | 0 | 0
oh_line_8102802_200892596 |  | AD | node_8102802_200892595 | node_8102802_200892596 | 407.259 | bal_1P_2AC | 8102802 | no | no |  |  | no |  |  | 0 | 0 | 0 | 0
oh_line_8102802_200892597 |  | AD | node_8102802_200892596 | node_8102802_200892597 | 193.139 | bal_1P_2AC | 8102802 | no | no |  |  | no |  |  | 0 | 0 | 0 | 0
oh_line_8102802_200892598 |  | AD | node_8102802_200892597 | node_8102802_200892598 | 187.312 | bal_1P_2AC | 8102802 | no | no |  |  | no |  |  | 0 | 0 | 0 | 0
oh_line_8102802_200892599 |  | AD | node_8102802_200892598 | node_8102802_200892599 | 384.658 | bal_1P_2AC | 8102802 | no | no |  |  | no |  |  | 0 | 0 | 0 | 0
oh_line_8102802_200892601 |  | AD | node_8102802_200892599 | node_8102802_200892601 | 353.931 | bal_1P_2AC | 8102802 | no | no |  |  | no |  |  | 0 | 0 | 0 | 0
oh_line_8102802_200892602 |  | AD | node_8102802_200988189 | node_8102802_200892602 | 312.052 | bal_1P_4ACW | 8102802 | no | no |  |  | no |  |  | 0 | 0 | 0 | 0
oh_line_8102802_200892603 |  | AD | node_8102802_200892601 | node_8102802_200892603 | 213.663 | bal_1P_2AC | 8102802 | no | no |  |  | no |  |  | 0 | 0 | 0 | 0
oh_line_8102802_200892604 |  | AD | node_8102802_200892603 | node_8102802_200892604 | 429.948 | bal_1P_2AC | 8102802 | no | no |  |  | no |  |  | 0 | 0 | 0 | 0
oh_line_8102802_200892605 |  | AD | node_8102802_200892604 | node_intto1_8102802_200892605 | 245.401 | bal_1P_2AC | 8102802 | no | no |  |  | no |  |  | 0 | 0 | 0 | 0
oh_line_8102802_200892606 |  | AD | node_8102802_200892604 | node_8102802_200892606 | 438.663 | bal_1P_2AC | 8102802 | no | no |  |  | no |  |  | 0 | 0 | 0 | 0
oh_line_8102802_200892607 |  | AD | node_8102802_200892606 | node_8102802_200892607 | 247.498 | bal_1P_2AC | 8102802 | no | no |  |  | no |  |  | 0 | 0 | 0 | 0
oh_line_8102802_200892608 |  | AD | node_8102802_200892607 | node_8102802_200892608 | 373.299 | bal_1P_1/0AC | 8102802 | no | no |  |  | no |  |  | 0 | 0 | 0 | 0
oh_line_8102802_200892609 |  | AD | node_8102802_200892607 | node_intto1_8102802_200892609 | 330.61 | bal_1P_2AC | 8102802 | no | no |  |  | no |  |  | 0 | 0 | 0 | 0
oh_line_8102802_200892610 |  | AD | node_8102802_200892609 | node_8102802_200892610 | 294.032 | bal_1P_2AC | 8102802 | no | no |  |  | no |  |  | 0 | 0 | 0 | 0
oh_line_8102802_200892611 |  | AD | node_8102802_200892610 | node_8102802_200892611 | 250.674 | bal_1P_2AC | 8102802 | no | no |  |  | no |  |  | 0 | 0 | 0 | 0
oh_line_8102802_200892612 |  | AD | node_8102802_200892611 | node_8102802_200892612 | 233.654 | bal_1P_2AC | 8102802 | no | no |  |  | no |  |  | 0 | 0 | 0 | 0
oh_line_8102802_200892613 |  | AD | node_8102802_200892612 | node_8102802_200892613 | 265.182 | bal_1P_2AC | 8102802 | no | no |  |  | no |  |  | 0 | 0 | 0 | 0
oh_line_8102802_200892614 |  | AD | node_8102802_200892613 | node_8102802_200892614 | 408.071 | bal_1P_2AC | 8102802 | no | no |  |  | no |  |  | 0 | 0 | 0 | 0
oh_line_8102802_200892615 |  | AD | node_8102802_200892616 | node_8102802_200892615 | 389.224 | bal_1P_4ACW | 8102802 | no | no |  |  | no |  |  | 0 | 0 | 0 | 0
oh_line_8102802_200892616 |  | AD | node_8102802_200892617 | node_8102802_200892616 | 444.518 | bal_1P_4ACW | 8102802 | no | no |  |  | no |  |  | 0 | 0 | 0 | 0
oh_line_8102802_200892617 |  | AD | node_8102802_200892618 | node_8102802_200892617 | 361.018 | bal_1P_4ACW | 8102802 | no | no |  |  | no |  |  | 0 | 0 | 0 | 0
oh_line_8102802_200892618 |  | AD | node_8102802_200892619 | node_8102802_200892618 | 329.573 | bal_1P_4ACW | 8102802 | no | no |  |  | no |  |  | 0 | 0 | 0 | 0
oh_line_8102802_200892619 |  | AD | node_8102802_200892623 | node_8102802_200892619 | 314.545 | bal_1P_4ACW | 8102802 | no | no |  |  | no |  |  | 0 | 0 | 0 | 0
oh_line_8102802_200892621 |  | AD | node_8102802_200892619 | node_8102802_200892621 | 491.15 | bal_1P_4ACW | 8102802 | no | no |  |  | no |  |  | 0 | 0 | 0 | 0
oh_line_8102802_200892622 |  | AD | node_8102802_200892621 | node_8102802_200892622 | 366.47 | bal_1P_4ACW | 8102802 | no | no |  |  | no |  |  | 0 | 0 | 0 | 0
oh_line_8102802_200892623 |  | AD | node_8102802_200892640 | node_8102802_200892623 | 430.948 | bal_1P_4ACW | 8102802 | no | no |  |  | no |  |  | 0 | 0 | 0 | 0
oh_line_8102802_200892624 |  | AD | node_8102802_200892625 | node_8102802_200892624 | 489.174 | bal_1P_2AC | 8102802 | no | no |  |  | no |  |  | 0 | 0 | 0 | 0
oh_line_8102802_200892625 |  | AD | node_8102802_200892626 | node_8102802_200892625 | 47.453 | bal_1P_2AC | 8102802 | no | no |  |  | no |  |  | 0 | 0 | 0 | 0
oh_line_8102802_200892626 |  | AD | node_8102802_200892630 | node_8102802_200892626 | 319.271 | bal_1P_2AC | 8102802 | no | no |  |  | no |  |  | 0 | 0 | 0 | 0
oh_line_8102802_200892627 |  | AD | node_8102802_200892626 | node_8102802_200892627 | 308.852 | bal_1P_2AC | 8102802 | no | no |  |  | no |  |  | 0 | 0 | 0 | 0
oh_line_8102802_200892628 |  | AD | node_8102802_200892627 | node_8102802_200892628 | 305.174 | bal_1P_1/0AA | 8102802 | no | no |  |  | no |  |  | 0 | 0 | 0 | 0
oh_line_8102802_200892629 |  | AD | node_8102802_200892628 | node_8102802_200892629 | 302.25 | bal_1P_1/0AA | 8102802 | no | no |  |  | no |  |  | 0 | 0 | 0 | 0
oh_line_8102802_200892630 |  | AD | node_8102802_200892631 | node_8102802_200892630 | 347.886 | bal_1P_2AC | 8102802 | no | no |  |  | no |  |  | 0 | 0 | 0 | 0
oh_line_8102802_200892631 |  | AD | node_8102802_200892632 | node_8102802_200892631 | 296.522 | bal_1P_2AC | 8102802 | no | no |  |  | no |  |  | 0 | 0 | 0 | 0
oh_line_8102802_200892632 |  | AD | node_8102802_200892633 | node_8102802_200892632 | 470.013 | bal_1P_2AC | 8102802 | no | no |  |  | no |  |  | 0 | 0 | 0 | 0
oh_line_8102802_200892633 |  | AD | node_8102802_200892634 | node_8102802_200892633 | 440.674 | bal_1P_2AC | 8102802 | no | no |  |  | no |  |  | 0 | 0 | 0 | 0
oh_line_8102802_200892634 |  | AD | node_8102802_200892635 | node_8102802_200892634 | 483.239 | bal_1P_2AC | 8102802 | no | no |  |  | no |  |  | 0 | 0 | 0 | 0
oh_line_8102802_200892635 |  | AD | node_8102802_200892636 | node_8102802_200892635 | 205.972 | bal_1P_2AC | 8102802 | no | no |  |  | no |  |  | 0 | 0 | 0 | 0
oh_line_8102802_200892636 |  | AD | node_8102802_200892637 | node_8102802_200892636 | 259.208 | bal_1P_2AC | 8102802 | no | no |  |  | no |  |  | 0 | 0 | 0 | 0
oh_line_8102802_200892637 |  | AD | node_8102802_200892638 | node_intto1_8102802_200892637 | 440.976 | bal_1P_2AC | 8102802 | no | no |  |  | no |  |  | 0 | 0 | 0 | 0
oh_line_8102802_200892638 |  | AD | node_8102802_200892639 | node_8102802_200892638 | 300.518 | bal_1P_2AC | 8102802 | no | no |  |  | no |  |  | 0 | 0 | 0 | 0
oh_line_8102802_200892639-1 |  | AD | node_1285845_973_15266337_371 | node_8102802_200892639 | 1.461 | bal_1P_2AC | 8102802 | no | no |  |  | no |  |  | 0 | 0 | 0 | 0
oh_line_8102802_200892639-2 |  | AD | node_8102802_200892641 | node_1285845_973_15266337_371 | 265.728 | bal_1P_2AC | 8102802 | no | no |  |  | no |  |  | 0 | 0 | 0 | 0
oh_line_8102802_200892640 |  | AD | node_8102802_201008927 | node_8102802_200892640 | 208.851 | bal_1P_1/0AA | 8102802 | no | no |  |  | no |  |  | 0 | 0 | 0 | 0
oh_line_8102802_200892641 |  | AD | node_8102802_200893478 | node_8102802_200892641 | 418.071 | bal_1P_2AC | 8102802 | no | no |  |  | no |  |  | 0 | 0 | 0 | 0
oh_line_8102802_200892643 |  | AD | node_8102802_200892641 | node_8102802_200892643 | 297.874 | bal_1P_2AC | 8102802 | no | no |  |  | no |  |  | 0 | 0 | 0 | 0
oh_line_8102802_200892644 |  | AD | node_8102802_200892643 | node_8102802_200892644 | 266.175 | bal_1P_2AC | 8102802 | no | no |  |  | no |  |  | 0 | 0 | 0 | 0
oh_line_8102802_200892645 |  | AD | node_8102802_200892644 | node_8102802_200892645 | 355.665 | bal_1P_2AC | 8102802 | no | no |  |  | no |  |  | 0 | 0 | 0 | 0
oh_line_8102802_200892647 |  | AD | node_8102802_312135252 | node_8102802_200892647 | 244.18 | bal_1P_2AC | 8102802 | no | no |  |  | no |  |  | 0 | 0 | 0 | 0
oh_line_8102802_200892648 |  | AD | node_8102802_200892647 | node_8102802_200892648 | 402.824 | bal_1P_2AC | 8102802 | no | no |  |  | no |  |  | 0 | 0 | 0 | 0
oh_line_8102802_200892649 |  | AD | node_8102802_200892648 | node_8102802_200892649 | 347.704 | bal_1P_2AC | 8102802 | no | no |  |  | no |  |  | 0 | 0 | 0 | 0
oh_line_8102802_200892652 |  | AD | node_8102802_200893726 | node_8102802_200892652 | 184.782 | bal_1P_1/0AA | 8102802 | no | no |  |  | no |  |  | 0 | 0 | 0 | 0
oh_line_8102802_200892653 |  | AD | node_8102802_200892652 | node_8102802_200892653 | 206.877 | bal_1P_1/0AA | 8102802 | no | no |  |  | no |  |  | 0 | 0 | 0 | 0
oh_line_8102802_200892654 |  | AD | node_8102802_200892653 | node_intto1_8102802_200892654 | 203.686 | bal_1P_1/0AA | 8102802 | no | no |  |  | no |  |  | 0 | 0 | 0 | 0
oh_line_8102802_200892655 |  | AD | node_8102802_200892654 | node_8102802_200892655 | 342.285 | bal_1P_2AC | 8102802 | no | no |  |  | no |  |  | 0 | 0 | 0 | 0
oh_line_8102802_200892656 |  | AD | node_8102802_200892655 | node_8102802_200892656 | 337.754 | bal_1P_2AC | 8102802 | no | no |  |  | no |  |  | 0 | 0 | 0 | 0
oh_line_8102802_200892659 |  | AD | node_8102802_200892656 | node_8102802_200892659 | 266.983 | bal_1P_2AC | 8102802 | no | no |  |  | no |  |  | 0 | 0 | 0 | 0
oh_line_8102802_200892660 |  | AD | node_8102802_200892659 | node_8102802_200892660 | 281.417 | bal_1P_2AC | 8102802 | no | no |  |  | no |  |  | 0 | 0 | 0 | 0
oh_line_8102802_200892661 |  | AD | node_8102802_200892660 | node_8102802_200892661 | 251.232 | bal_1P_2AC | 8102802 | no | no |  |  | no |  |  | 0 | 0 | 0 | 0
oh_line_8102802_200892662 |  | AD | node_8102802_200892661 | node_8102802_200892662 | 232.447 | bal_1P_2AC | 8102802 | no | no |  |  | no |  |  | 0 | 0 | 0 | 0
oh_line_8102802_200892663 |  | AD | node_8102802_200892662 | node_8102802_200892663 | 226.414 | bal_1P_2AC | 8102802 | no | no |  |  | no |  |  | 0 | 0 | 0 | 0
oh_line_8102802_200892664 |  | AD | node_8102802_200892663 | node_8102802_200892664 | 167.198 | bal_1P_2AC | 8102802 | no | no |  |  | no |  |  | 0 | 0 | 0 | 0
oh_line_8102802_200892665 |  | AD | node_8102802_200892664 | node_8102802_200892665 | 196.482 | bal_1P_2AC | 8102802 | no | no |  |  | no |  |  | 0 | 0 | 0 | 0
oh_line_8102802_200892666 |  | AD | node_8102802_200892665 | node_8102802_200892666 | 229.084 | bal_1P_2AC | 8102802 | no | no |  |  | no |  |  | 0 | 0 | 0 | 0
oh_line_8102802_200892667 |  | AD | node_8102802_200892666 | node_8102802_200892667 | 387.189 | bal_1P_2AC | 8102802 | no | no |  |  | no |  |  | 0 | 0 | 0 | 0
oh_line_8102802_200892668 |  | AD | node_8102802_200892667 | node_8102802_200892668 | 339.688 | bal_1P_2AC | 8102802 | no | no |  |  | no |  |  | 0 | 0 | 0 | 0
oh_line_8102802_200892670 |  | AD | node_8102802_200892668 | node_8102802_200892670 | 237.809 | bal_1P_1/0AA | 8102802 | no | no |  |  | no |  |  | 0 | 0 | 0 | 0
oh_line_8102802_200892671 |  | AD | node_8102802_200892668 | node_8102802_200892671 | 158.489 | bal_1P_2AC | 8102802 | no | no |  |  | no |  |  | 0 | 0 | 0 | 0
oh_line_8102802_200892672 |  | AD | node_8102802_200892671 | node_8102802_200892672 | 275.678 | bal_1P_1/0AC | 8102802 | no | no |  |  | no |  |  | 0 | 0 | 0 | 0
oh_line_8102802_200892673 |  | AD | node_8102802_200892671 | node_8102802_200892673 | 191.172 | bal_1P_2AC | 8102802 | no | no |  |  | no |  |  | 0 | 0 | 0 | 0
oh_line_8102802_200892675 |  | AD | node_8102802_200892673 | node_8102802_200892675 | 346.443 | bal_1P_2AC | 8102802 | no | no |  |  | no |  |  | 0 | 0 | 0 | 0
oh_line_8102802_200892677 |  | AD | node_8102802_200892675 | node_8102802_200892677 | 261.125 | bal_1P_2AC | 8102802 | no | no |  |  | no |  |  | 0 | 0 | 0 | 0
oh_line_8102802_200892678 |  | AD | node_8102802_200892677 | node_8102802_200892678 | 341.926 | bal_1P_2AC | 8102802 | no | no |  |  | no |  |  | 0 | 0 | 0 | 0
oh_line_8102802_200892679 |  | AD | node_8102802_200892678 | node_8102802_200892679 | 341.82 | bal_1P_2AC | 8102802 | no | no |  |  | no |  |  | 0 | 0 | 0 | 0
oh_line_8102802_200892680 |  | AD | node_8102802_200892679 | node_8102802_200892680 | 179.546 | bal_1P_1/0AA | 8102802 | no | no |  |  | no |  |  | 0 | 0 | 0 | 0
oh_line_8102802_200892681 |  | AD | node_8102802_200892679 | node_8102802_200892681 | 373.239 | bal_1P_1/0AA | 8102802 | no | no |  |  | no |  |  | 0 | 0 | 0 | 0
oh_line_8102802_200892682 |  | AD | node_8102802_200892681 | node_intto1_8102802_200892682 | 420.726 | bal_1P_1/0AA | 8102802 | no | no |  |  | no |  |  | 0 | 0 | 0 | 0
oh_line_8102802_200892683 |  | AD | node_8102802_200892682 | node_8102802_200892683 | 433.954 | bal_1P_1/0AA | 8102802 | no | no |  |  | no |  |  | 0 | 0 | 0 | 0
oh_line_8102802_200892684 |  | AD | node_8102802_200892679 | node_8102802_200892684 | 321.548 | bal_1P_2AC | 8102802 | no | no |  |  | no |  |  | 0 | 0 | 0 | 0
oh_line_8102802_200892685 |  | AD | node_8102802_200892684 | node_8102802_200892685 | 338.429 | bal_1P_2AC | 8102802 | no | no |  |  | no |  |  | 0 | 0 | 0 | 0
oh_line_8102802_200892686 |  | AD | node_8102802_200892685 | node_8102802_200892686 | 321.766 | bal_1P_2AC | 8102802 | no | no |  |  | no |  |  | 0 | 0 | 0 | 0
oh_line_8102802_200892687 |  | AD | node_8102802_200892686 | node_8102802_200892687 | 564.189 | bal_1P_2AC | 8102802 | no | no |  |  | no |  |  | 0 | 0 | 0 | 0
oh_line_8102802_200892688 |  | AD | node_8102802_200892687 | node_8102802_200892688 | 365.966 | bal_1P_2AC | 8102802 | no | no |  |  | no |  |  | 0 | 0 | 0 | 0
oh_line_8102802_200892689 |  | AD | node_8102802_200892688 | node_8102802_200892689 | 284.056 | bal_1P_2AC | 8102802 | no | no |  |  | no |  |  | 0 | 0 | 0 | 0
oh_line_8102802_200892690 |  | AD | node_8102802_200892689 | node_8102802_200892690 | 75.227 | bal_1P_2AC | 8102802 | no | no |  |  | no |  |  | 0 | 0 | 0 | 0
oh_line_8102802_200892691 |  | AD | node_8102802_200892690 | node_8102802_200892691 | 403.055 | bal_1P_2AC | 8102802 | no | no |  |  | no |  |  | 0 | 0 | 0 | 0
oh_line_8102802_200892692 |  | AD | node_8102802_200892704 | node_8102802_200892692 | 322.019 | bal_1P_4ACW | 8102802 | no | no |  |  | no |  |  | 0 | 0 | 0 | 0
oh_line_8102802_200892693 |  | AD | node_8102802_200892691 | node_intto1_8102802_200892693 | 261.588 | bal_1P_1/0AC | 8102802 | no | no |  |  | no |  |  | 0 | 0 | 0 | 0
oh_line_8102802_200892695 |  | AD | node_8102802_200892693 | node_8102802_200892695 | 256.917 | bal_1P_1/0AC | 8102802 | no | no |  |  | no |  |  | 0 | 0 | 0 | 0
oh_line_8102802_200892696 |  | AD | node_8102802_200892695 | node_8102802_200892696 | 233.262 | bal_1P_1/0AC | 8102802 | no | no |  |  | no |  |  | 0 | 0 | 0 | 0
oh_line_8102802_200892697 |  | AD | node_8102802_200892696 | node_8102802_200892697 | 307.452 | bal_1P_1/0AC | 8102802 | no | no |  |  | no |  |  | 0 | 0 | 0 | 0
oh_line_8102802_200892698 |  | AD | node_8102802_200892697 | node_8102802_200892698 | 285.695 | bal_1P_1/0AC | 8102802 | no | no |  |  | no |  |  | 0 | 0 | 0 | 0
oh_line_8102802_200892699 |  | AD | node_8102802_200892698 | node_8102802_200892699 | 276.402 | bal_1P_1/0AC | 8102802 | no | no |  |  | no |  |  | 0 | 0 | 0 | 0
oh_line_8102802_200892700 |  | AD | node_8102802_200892699 | node_8102802_200892700 | 209.87 | bal_1P_1/0AC | 8102802 | no | no |  |  | no |  |  | 0 | 0 | 0 | 0
oh_line_8102802_200892701 |  | AD | node_8102802_200892700 | node_8102802_200892701 | 322.159 | bal_1P_1/0AC | 8102802 | no | no |  |  | no |  |  | 0 | 0 | 0 | 0
oh_line_8102802_200892703 |  | AD | node_8102802_200892701 | node_8102802_200892703 | 340.998 | bal_1P_1/0AC | 8102802 | no | no |  |  | no |  |  | 0 | 0 | 0 | 0
oh_line_8102802_200892704 |  | AD | node_8102802_200892705 | node_8102802_200892704 | 394.268 | bal_1P_4ACW | 8102802 | no | no |  |  | no |  |  | 0 | 0 | 0 | 0
oh_line_8102802_200892705 |  | AD | node_8102802_200892706 | node_8102802_200892705 | 498.62 | bal_1P_2AC | 8102802 | no | no |  |  | no |  |  | 0 | 0 | 0 | 0
oh_line_8102802_200892706 |  | AD | node_8102802_200892707 | node_8102802_200892706 | 518.146 | bal_1P_2AC | 8102802 | no | no |  |  | no |  |  | 0 | 0 | 0 | 0
oh_line_8102802_200892707 |  | AD | node_8102802_200892624 | node_8102802_200892707 | 413.569 | bal_1P_2AC | 8102802 | no | no |  |  | no |  |  | 0 | 0 | 0 | 0
oh_line_8102802_200892708 |  | AN | node_8102802_200893885 | node_8102802_200892708 | 180.409 | bal_1P_1/0AC_1/0AC(N) | 8102802 | no | no |  |  | no |  |  | 0 | 0 | 0 | 0
oh_line_8102802_200892709 |  | AN | node_8102802_200892708 | node_8102802_200892709 | 284.635 | bal_1P_1/0AC_1/0AC(N) | 8102802 | no | no |  |  | no |  |  | 0 | 0 | 0 | 0
oh_line_8102802_200892711 |  | AN | node_8102802_200892709 | node_8102802_200892711 | 235.014 | bal_1P_1/0AC_1/0AC(N) | 8102802 | no | no |  |  | no |  |  | 0 | 0 | 0 | 0
oh_line_8102802_200892712 |  | AN | node_8102802_200892711 | node_8102802_200892712 | 124.668 | bal_1P_1/0AC_1/0AC(N) | 8102802 | no | no |  |  | no |  |  | 0 | 0 | 0 | 0
oh_line_8102802_200892713 |  | AN | node_8102802_200892712 | node_8102802_200892713 | 234.516 | bal_1P_1/0AC_4/0AL(N) | 8102802 | no | no |  |  | no |  |  | 0 | 0 | 0 | 0
oh_line_8102802_200892714 |  | AN | node_8102802_200892713 | node_8102802_200892714 | 154.83 | bal_1P_1/0AC_1/0AC(N) | 8102802 | no | no |  |  | no |  |  | 0 | 0 | 0 | 0
oh_line_8102802_200892716 |  | AN | node_8102802_200892714 | node_8102802_200892716 | 188.869 | bal_1P_1/0AC_1/0AC(N) | 8102802 | no | no |  |  | no |  |  | 0 | 0 | 0 | 0
oh_line_8102802_200892717 |  | AN | node_8102802_200892716 | node_8102802_200892717 | 178.241 | bal_1P_1/0AC_1/0AC(N) | 8102802 | no | no |  |  | no |  |  | 0 | 0 | 0 | 0
oh_line_8102802_200892718 |  | AN | node_8102802_200892717 | node_8102802_200892718 | 310.822 | bal_1P_1/0AC_1/0AC(N) | 8102802 | no | no |  |  | no |  |  | 0 | 0 | 0 | 0
oh_line_8102802_200892720 |  | AN | node_8102802_200892718 | node_8102802_200892720 | 194.781 | bal_1P_1/0AC_4/0AL(N) | 8102802 | no | no |  |  | no |  |  | 0 | 0 | 0 | 0
oh_line_8102802_200892721 |  | AN | node_8102802_200892720 | node_8102802_200892721 | 251.533 | bal_1P_1/0AC_1/0AC(N) | 8102802 | no | no |  |  | no |  |  | 0 | 0 | 0 | 0
oh_line_8102802_200892725 |  | AN | node_8102802_200892721 | node_8102802_200892725 | 193.214 | bal_1P_1/0AC_1/0AC(N) | 8102802 | no | no |  |  | no |  |  | 0 | 0 | 0 | 0
oh_line_8102802_200892726 |  | AN | node_8102802_200892725 | node_8102802_200892726 | 316.563 | bal_1P_1/0AC_1/0AC(N) | 8102802 | no | no |  |  | no |  |  | 0 | 0 | 0 | 0
oh_line_8102802_200892727 |  | AN | node_8102802_200892726 | node_8102802_200892727 | 305.431 | bal_1P_1/0AC_1/0AC(N) | 8102802 | no | no |  |  | no |  |  | 0 | 0 | 0 | 0
oh_line_8102802_200892728 |  | AN | node_8102802_200892727 | node_8102802_200892728 | 303.539 | bal_1P_1/0AC_1/0AC(N) | 8102802 | no | no |  |  | no |  |  | 0 | 0 | 0 | 0
oh_line_8102802_200892729 |  | AN | node_8102802_200892728 | node_8102802_200892729 | 325.08 | bal_1P_1/0AC_1/0AC(N) | 8102802 | no | no |  |  | no |  |  | 0 | 0 | 0 | 0
oh_line_8102802_200892730 |  | AN | node_8102802_200892729 | node_8102802_200892730 | 275.81 | bal_1P_1/0AC_1/0AC(N) | 8102802 | no | no |  |  | no |  |  | 0 | 0 | 0 | 0
oh_line_8102802_200892731 |  | AN | node_8102802_200892730 | node_8102802_200892731 | 307.506 | bal_1P_1/0AC_1/0AC(N) | 8102802 | no | no |  |  | no |  |  | 0 | 0 | 0 | 0
oh_line_8102802_200892732 |  | AN | node_8102802_200892731 | node_8102802_200892732 | 311.444 | bal_1P_1/0AC_1/0AC(N) | 8102802 | no | no |  |  | no |  |  | 0 | 0 | 0 | 0
oh_line_8102802_200892733 |  | AN | node_8102802_200892732 | node_8102802_200892733 | 291.277 | bal_1P_1/0AC_1/0AC(N) | 8102802 | no | no |  |  | no |  |  | 0 | 0 | 0 | 0
oh_line_8102802_200892747 |  | AD | node_8102802_200892749 | node_intto1_8102802_200892747 | 389.16 | bal_1P_2AC | 8102802 | no | no |  |  | no |  |  | 0 | 0 | 0 | 0
oh_line_8102802_200892748 |  | AD | node_8102802_200892480 | node_8102802_200892748 | 248.028 | bal_1P_2AC | 8102802 | no | no |  |  | no |  |  | 0 | 0 | 0 | 0
oh_line_8102802_200892749 |  | AD | node_8102802_200892748 | node_8102802_200892749 | 458.406 | bal_1P_2AC | 8102802 | no | no |  |  | no |  |  | 0 | 0 | 0 | 0
oh_line_8102802_200892750 |  | AD | node_8102802_200892749 | node_8102802_200892750 | 226.039 | bal_1P_2AC | 8102802 | no | no |  |  | no |  |  | 0 | 0 | 0 | 0
oh_line_8102802_200892751 |  | AD | node_8102802_200892750 | node_8102802_200892751 | 235.69 | bal_1P_2AC | 8102802 | no | no |  |  | no |  |  | 0 | 0 | 0 | 0
oh_line_8102802_200892752 |  | AD | node_8102802_200892747 | node_8102802_200892752 | 401.993 | bal_1P_2AC | 8102802 | no | no |  |  | no |  |  | 0 | 0 | 0 | 0
oh_line_8102802_200892753 |  | AD | node_8102802_200892747 | node_8102802_200892753 | 76.85 | bal_1P_2AC | 8102802 | no | no |  |  | no |  |  | 0 | 0 | 0 | 0
oh_line_8102802_200892754 |  | AD | node_8102802_200892753 | node_8102802_200892754 | 219.279 | bal_1P_2AC | 8102802 | no | no |  |  | no |  |  | 0 | 0 | 0 | 0
oh_line_8102802_200892755 |  | AD | node_8102802_200892752 | node_8102802_200892755 | 417.175 | bal_1P_2AC | 8102802 | no | no |  |  | no |  |  | 0 | 0 | 0 | 0
oh_line_8102802_200892756 |  | AD | node_8102802_200892755 | node_8102802_200892756 | 324.802 | bal_1P_2AC | 8102802 | no | no |  |  | no |  |  | 0 | 0 | 0 | 0
oh_line_8102802_200892757 |  | AD | node_8102802_200892756 | node_8102802_200892757 | 294.591 | bal_1P_4/0AC | 8102802 | no | no |  |  | no |  |  | 0 | 0 | 0 | 0
oh_line_8102802_200892758 |  | AD | node_8102802_200892757 | node_8102802_200892758 | 286.722 | bal_1P_4/0AC | 8102802 | no | no |  |  | no |  |  | 0 | 0 | 0 | 0
oh_line_8102802_200892759 |  | AD | node_8102802_200892758 | node_8102802_200892759 | 300.36 | bal_1P_4/0AC | 8102802 | no | no |  |  | no |  |  | 0 | 0 | 0 | 0
oh_line_8102802_200892761 |  | AN | node_8102802_200892787 | node_8102802_200892761 | 268.077 | bal_1P_2AC_2AC(N) | 8102802 | no | no |  |  | no |  |  | 0 | 0 | 0 | 0
oh_line_8102802_200892763 |  | AN | node_8102802_200892761 | node_intto1_8102802_200892763 | 321.291 | bal_1P_2AC_2AC(N) | 8102802 | no | no |  |  | no |  |  | 0 | 0 | 0 | 0
oh_line_8102802_200892764 |  | AD | node_8102802_200892763 | node_8102802_200892764 | 155.743 | bal_1P_2AC | 8102802 | no | no |  |  | no |  |  | 0 | 0 | 0 | 0
oh_line_8102802_200892766 |  | AD | node_8102802_200892764 | node_intto1_8102802_200892766 | 199.485 | bal_1P_2AC | 8102802 | no | no |  |  | no |  |  | 0 | 0 | 0 | 0
oh_line_8102802_200892767 |  | AD | node_8102802_200892766 | node_intto1_8102802_200892767 | 246.026 | bal_1P_2AC | 8102802 | no | no |  |  | no |  |  | 0 | 0 | 0 | 0
oh_line_8102802_200892768 |  | AD | node_8102802_200892767 | node_8102802_200892768 | 271.122 | bal_1P_2AC | 8102802 | no | no |  |  | no |  |  | 0 | 0 | 0 | 0
oh_line_8102802_200892769 |  | AD | node_8102802_200892768 | node_8102802_200892769 | 237.53 | bal_1P_1/0AC | 8102802 | no | no |  |  | no |  |  | 0 | 0 | 0 | 0
oh_line_8102802_200892771 |  | AD | node_8102802_200892766 | node_8102802_200892771 | 117.407 | bal_1P_4CU | 8102802 | no | no |  |  | no |  |  | 0 | 0 | 0 | 0
oh_line_8102802_200892772 |  | AD | node_8102802_200892771 | node_8102802_200892772 | 299.812 | bal_1P_4CU | 8102802 | no | no |  |  | no |  |  | 0 | 0 | 0 | 0
oh_line_8102802_200892773 |  | AD | node_8102802_200892772 | node_8102802_200892773 | 346.428 | bal_1P_4CU | 8102802 | no | no |  |  | no |  |  | 0 | 0 | 0 | 0
oh_line_8102802_200892774 |  | AD | node_8102802_200892773 | node_8102802_200892774 | 167.981 | bal_1P_4CU | 8102802 | no | no |  |  | no |  |  | 0 | 0 | 0 | 0
oh_line_8102802_200892775 |  | AD | node_8102802_200892774 | node_8102802_200892775 | 101.787 | bal_1P_4CU | 8102802 | no | no |  |  | no |  |  | 0 | 0 | 0 | 0
oh_line_8102802_200892776 |  | AD | node_8102802_200892775 | node_8102802_200892776 | 142.232 | bal_1P_4CU | 8102802 | no | no |  |  | no |  |  | 0 | 0 | 0 | 0
oh_line_8102802_200892777 |  | AD | node_8102802_200892776 | node_8102802_200892777 | 108.083 | bal_1P_4CU | 8102802 | no | no |  |  | no |  |  | 0 | 0 | 0 | 0
oh_line_8102802_200892779 |  | AD | node_8102802_200962733 | node_8102802_200892779 | 278.05 | bal_1P_4CU | 8102802 | no | no |  |  | no |  |  | 0 | 0 | 0 | 0
oh_line_8102802_200892781 |  | AD | node_8102802_200961199 | node_8102802_200892781 | 268.171 | bal_1P_4CU | 8102802 | no | no |  |  | no |  |  | 0 | 0 | 0 | 0
oh_line_8102802_200892783 |  | AN | node_8102802_200893939 | node_intto1_8102802_200892783 | 271.145 | bal_1P_2AC_2AC(N) | 8102802 | no | no |  |  | no |  |  | 0 | 0 | 0 | 0
oh_line_8102802_200892785 |  | AN | node_8102802_200892783 | node_8102802_200892785 | 341.185 | bal_1P_2AC_2AC(N) | 8102802 | no | no |  |  | no |  |  | 0 | 0 | 0 | 0
oh_line_8102802_200892786 |  | AN | node_8102802_200892785 | node_8102802_200892786 | 291.58 | bal_1P_2AC_2AC(N) | 8102802 | no | no |  |  | no |  |  | 0 | 0 | 0 | 0
oh_line_8102802_200892787 |  | AN | node_8102802_200892786 | node_8102802_200892787 | 310.83 | bal_1P_2AC_2AC(N) | 8102802 | no | no |  |  | no |  |  | 0 | 0 | 0 | 0
oh_line_8102802_200892815 |  | ABCN | node_8102802_200894007 | node_8102802_200892815 | 296.34 | bal_3P_4/0AC_1/0AC(N) | 8102802 | no | no |  |  | no |  |  | 0 | 0 | 0 | 0
oh_line_8102802_200892816 |  | ABCN | node_8102802_200892815 | node_8102802_200892816 | 262.288 | bal_3P_4/0AC_1/0AC(N) | 8102802 | no | no |  |  | no |  |  | 0 | 0 | 0 | 0
oh_line_8102802_200892817 |  | ABCN | node_8102802_200892816 | node_8102802_200892817 | 287.897 | bal_3P_4/0AC_1/0AC(N) | 8102802 | no | no |  |  | no |  |  | 0 | 0 | 0 | 0
oh_line_8102802_200892818 |  | ABCN | node_8102802_200892817 | node_8102802_200892818 | 308.2 | bal_3P_4/0AC_1/0AC(N) | 8102802 | no | no |  |  | no |  |  | 0 | 0 | 0 | 0
oh_line_8102802_200892819 |  | ABCN | node_8102802_200892818 | node_8102802_200892819 | 170.489 | bal_3P_1/0AA_1/0AA(N) | 8102802 | no | no |  |  | no |  |  | 0 | 0 | 0 | 0
oh_line_8102802_200892821 |  | ABCN | node_8102802_200892818 | node_8102802_200892821 | 181.911 | bal_3P_4/0AC_1/0AA(N) | 8102802 | no | no |  |  | no |  |  | 0 | 0 | 0 | 0
oh_line_8102802_200892822 |  | ABCN | node_8102802_200892821 | node_8102802_200892822 | 243.909 | bal_3P_4/0AC_1/0AA(N) | 8102802 | no | no |  |  | no |  |  | 0 | 0 | 0 | 0
oh_line_8102802_200892827 |  | ABCN | node_8102802_200892822 | node_8102802_200892827 | 137.136 | bal_3P_4/0AC_1/0AC(N) | 8102802 | no | no |  |  | no |  |  | 0 | 0 | 0 | 0
oh_line_8102802_200892828 |  | ABCN | node_8102802_200892827 | node_8102802_200892828 | 298.403 | bal_3P_4/0AC_1/0AC(N) | 8102802 | no | no |  |  | no |  |  | 0 | 0 | 0 | 0
oh_line_8102802_200892830 |  | ABCN | node_8102802_200892828 | node_8102802_200892830 | 245.784 | bal_3P_4/0AC_1/0AC(N) | 8102802 | no | no |  |  | no |  |  | 0 | 0 | 0 | 0
oh_line_8102802_200892832 |  | ABCN | node_8102802_200892830 | node_8102802_200892832 | 318.812 | bal_3P_4/0AC_1/0AC(N) | 8102802 | no | no |  |  | no |  |  | 0 | 0 | 0 | 0
oh_line_8102802_200892833 |  | ABCN | node_8102802_200892832 | node_8102802_200892833 | 320.91 | bal_3P_4/0AL_1/0AA(N) | 8102802 | no | no |  |  | no |  |  | 0 | 0 | 0 | 0
oh_line_8102802_200892834 |  | ABCN | node_8102802_200892833 | node_8102802_200892834 | 268.692 | bal_3P_4/0AL_1/0AA(N) | 8102802 | no | no |  |  | no |  |  | 0 | 0 | 0 | 0
oh_line_8102802_200892835 |  | ABCN | node_8102802_200892834 | node_8102802_200892835 | 281.26 | bal_3P_4/0AL_1/0AA(N) | 8102802 | no | no |  |  | no |  |  | 0 | 0 | 0 | 0
oh_line_8102802_200892836 |  | ABCN | node_8102802_200892835 | node_8102802_200892836 | 367.515 | bal_3P_4/0AC_1/0AC(N) | 8102802 | no | no |  |  | no |  |  | 0 | 0 | 0 | 0
oh_line_8102802_200892837 |  | AN | node_8102802_200892836 | node_8102802_200892837 | 445.178 | bal_1P_2AC_2AC(N) | 8102802 | no | no |  |  | no |  |  | 0 | 0 | 0 | 0
oh_line_8102802_200892838 |  | ABCN | node_8102802_200892836 | node_8102802_200892838 | 149.817 | bal_3P_4/0AL_1/0AC(N) | 8102802 | no | no |  |  | no |  |  | 0 | 0 | 0 | 0
oh_line_8102802_200892839 |  | ABN | node_8102802_200892838 | node_8102802_200892839 | 165.307 | bal_2P_2AC_1/0AA(N) | 8102802 | no | no |  |  | no |  |  | 0 | 0 | 0 | 0
oh_line_8102802_200892840 |  | AN | node_8102802_200892839 | node_8102802_200892840 | 174.009 | bal_1P_1/0AC_1/0AC(N) | 8102802 | no | no |  |  | no |  |  | 0 | 0 | 0 | 0
oh_line_8102802_200892841 |  | AN | node_8102802_200892840 | node_8102802_200892841 | 306.554 | bal_1P_1/0AC_1/0AC(N) | 8102802 | no | no |  |  | no |  |  | 0 | 0 | 0 | 0
oh_line_8102802_200892843 |  | ABCN | node_8102802_200892838 | node_8102802_200892843 | 116.754 | bal_3P_4/0AC_1/0AA(N) | 8102802 | no | no |  |  | no |  |  | 0 | 0 | 0 | 0
oh_line_8102802_200892844 |  | ABCN | node_8102802_200892843 | node_8102802_200892844 | 251.285 | bal_3P_4/0AC_1/0AA(N) | 8102802 | no | no |  |  | no |  |  | 0 | 0 | 0 | 0
oh_line_8102802_200892845 |  | ABCN | node_8102802_200892844 | node_8102802_200892845 | 135.797 | bal_3P_4/0AC_1/0AA(N) | 8102802 | no | no |  |  | no |  |  | 0 | 0 | 0 | 0
oh_line_8102802_200892846 |  | ABCN | node_8102802_200892845 | node_8102802_200892846 | 184.236 | bal_3P_4/0AC_4/0AC(N) | 8102802 | no | no |  |  | no |  |  | 0 | 0 | 0 | 0
oh_line_8102802_200892850 |  | ABCN | node_8102802_201063844 | node_8102802_200892850 | 177.016 | bal_3P_4/0AC_4/0AC(N) | 8102802 | no | no |  |  | no |  |  | 0 | 0 | 0 | 0
oh_line_8102802_200892854 |  | ABCN | node_8102802_200970364 | node_8102802_200892854 | 250.472 | bal_3P_4/0AC_4/0AA(N) | 8102802 | no | no |  |  | no |  |  | 0 | 0 | 0 | 0
oh_line_8102802_200892855 |  | ABCN | node_8102802_200892854 | node_8102802_200892855 | 132.917 | bal_3P_4/0AC_4/0AC(N) | 8102802 | no | no |  |  | no |  |  | 0 | 0 | 0 | 0
oh_line_8102802_200892856 |  | ABCN | node_8102802_200892855 | node_8102802_200892856 | 158.362 | bal_3P_4/0AC_4/0AC(N) | 8102802 | no | no |  |  | no |  |  | 0 | 0 | 0 | 0
oh_line_8102802_200892857 |  | ABCN | node_8102802_200892856 | node_8102802_200892857 | 149.422 | bal_3P_4/0AC_4/0AA(N) | 8102802 | no | no |  |  | no |  |  | 0 | 0 | 0 | 0
oh_line_8102802_200892862 |  | AD | node_8102802_200892451 | node_8102802_200892862 | 315.942 | bal_1P_2AC | 8102802 | no | no |  |  | no |  |  | 0 | 0 | 0 | 0
oh_line_8102802_200892863 |  | AD | node_8102802_200892862 | node_8102802_200892863 | 402.979 | bal_1P_2AC | 8102802 | no | no |  |  | no |  |  | 0 | 0 | 0 | 0
oh_line_8102802_200892864 |  | AD | node_8102802_200892863 | node_8102802_200892864 | 357.983 | bal_1P_1/0AC | 8102802 | no | no |  |  | no |  |  | 0 | 0 | 0 | 0
oh_line_8102802_200892865 |  | AD | node_8102802_200892863 | node_8102802_200892865 | 422.288 | bal_1P_2AC | 8102802 | no | no |  |  | no |  |  | 0 | 0 | 0 | 0
oh_line_8102802_200892868 |  | AD | node_8102802_200892865 | node_8102802_200892868 | 320.764 | bal_1P_2AC | 8102802 | no | no |  |  | no |  |  | 0 | 0 | 0 | 0
oh_line_8102802_200892870 |  | AD | node_8102802_200892868 | node_8102802_200892870 | 302.877 | bal_1P_1/0AA | 8102802 | no | no |  |  | no |  |  | 0 | 0 | 0 | 0
oh_line_8102802_200892871 |  | AN | node_8102802_200892817 | node_intto1_8102802_200892871 | 242.68 | bal_1P_2AC_2AC(N) | 8102802 | no | no |  |  | no |  |  | 0 | 0 | 0 | 0
oh_line_8102802_200892873 |  | AN | node_8102802_201024730 | node_8102802_200892873 | 309.489 | bal_1P_2AC_2AC(N) | 8102802 | no | no |  |  | no |  |  | 0 | 0 | 0 | 0
oh_line_8102802_200892874 |  | AN | node_8102802_200892873 | node_8102802_200892874 | 156.094 | bal_1P_2AC_2AC(N) | 8102802 | no | no |  |  | no |  |  | 0 | 0 | 0 | 0
oh_line_8102802_200892875 |  | AN | node_8102802_200892874 | node_8102802_200892875 | 348.421 | bal_1P_2AC_2AC(N) | 8102802 | no | no |  |  | no |  |  | 0 | 0 | 0 | 0
oh_line_8102802_200892877 |  | AN | node_8102802_200892873 | node_8102802_200892877 | 304.069 | bal_1P_2AC_2AC(N) | 8102802 | no | no |  |  | no |  |  | 0 | 0 | 0 | 0
oh_line_8102802_200892885 |  | ABCN | node_8102802_200980075 | node_8102802_200892885 | 175.841 | bal_3P_4/0AA_4/0AA(N) | 8102802 | no | no |  |  | no |  |  | 0 | 0 | 0 | 0
oh_line_8102802_200892887 |  | ABCN | node_8102802_200970366 | node_8102802_200892887 | 221.784 | bal_3P_4/0AC_4/0AA(N) | 8102802 | no | no |  |  | no |  |  | 0 | 0 | 0 | 0
oh_line_8102802_200892888 |  | ABCN | node_8102802_200892887 | node_8102802_200892888 | 182.671 | bal_3P_4/0AC_4/0AA(N) | 8102802 | no | no |  |  | no |  |  | 0 | 0 | 0 | 0
oh_line_8102802_200892890 |  | ABCN | node_8102802_201063845 | node_8102802_200892890 | 217.824 | bal_3P_4/0AC_4/0AC(N) | 8102802 | no | no |  |  | no |  |  | 0 | 0 | 0 | 0
oh_line_8102802_200892892 |  | ABCN | node_8102802_200892890 | node_8102802_200892892 | 176.004 | bal_3P_4/0AC_4/0AC(N) | 8102802 | no | no |  |  | no |  |  | 0 | 0 | 0 | 0
oh_line_8102802_200892894 |  | ABCN | node_8102802_200970367 | node_8102802_200892894 | 167.775 | bal_3P_4/0AC_4/0AA(N) | 8102802 | no | no |  |  | no |  |  | 0 | 0 | 0 | 0
oh_line_8102802_200892895-1 |  | AN | node_8102802_200892894 | node_intto1_220387768 | 6.659 | bal_1P_2AC_2AC(N) | 8102802 | no | no |  |  | no |  |  | 0 | 0 | 0 | 0
oh_line_8102802_200892895-2 |  | AN | node_220387768 | node_intto1_312011951 | 68.765 | bal_1P_2AC_2AC(N) | 8102802 | no | no |  |  | no |  |  | 0 | 0 | 0 | 0
oh_line_8102802_200892895-3 |  | AN | node_312011951 | node_8102802_200892895 | 7.537 | bal_1P_2AC_2AC(N) | 8102802 | no | no |  |  | no |  |  | 0 | 0 | 0 | 0
oh_line_8102802_200892896 |  | ABCN | node_8102802_200892894 | node_8102802_200892896 | 291.075 | bal_3P_4/0AC_4/0AA(N) | 8102802 | no | no |  |  | no |  |  | 0 | 0 | 0 | 0
oh_line_8102802_200892897 |  | ABCN | node_8102802_200892896 | node_8102802_200892897 | 242.34 | bal_3P_4/0AC_4/0AA(N) | 8102802 | no | no |  |  | no |  |  | 0 | 0 | 0 | 0
oh_line_8102802_200892898 |  | AN | node_8102802_200892897 | node_intto1_8102802_200892898 | 77.592 | bal_1P_2AC_2AC(N) | 8102802 | no | no |  |  | no |  |  | 0 | 0 | 0 | 0
oh_line_8102802_200892901 |  | ABCN | node_8102802_200979939 | node_8102802_200892901 | 81.437 | bal_3P_4/0AC_4/0AA(N) | 8102802 | no | no |  |  | no |  |  | 0 | 0 | 0 | 0
oh_line_8102802_200892903 |  | AD | node_8102802_312050058 | node_8102802_200892903 | 400.068 | bal_1P_2AC | 8102802 | no | no |  |  | no |  |  | 0 | 0 | 0 | 0
oh_line_8102802_200892904 |  | AD | node_8102802_200892903 | node_8102802_200892904 | 398.874 | bal_1P_2AC | 8102802 | no | no |  |  | no |  |  | 0 | 0 | 0 | 0
oh_line_8102802_200892905 |  | AD | node_8102802_200892904 | node_intto1_8102802_200892905 | 125.825 | bal_1P_2AC | 8102802 | no | no |  |  | no |  |  | 0 | 0 | 0 | 0
oh_line_8102802_200892906 |  | AD | node_8102802_200892905 | node_8102802_200892906 | 405.531 | bal_1P_2AC | 8102802 | no | no |  |  | no |  |  | 0 | 0 | 0 | 0
oh_line_8102802_200892907 |  | AD | node_8102802_200892906 | node_8102802_200892907 | 354.16 | bal_1P_2AC | 8102802 | no | no |  |  | no |  |  | 0 | 0 | 0 | 0
oh_line_8102802_200892908 |  | AD | node_8102802_200892907 | node_8102802_200892908 | 409.321 | bal_1P_2AC | 8102802 | no | no |  |  | no |  |  | 0 | 0 | 0 | 0
oh_line_8102802_200892909 |  | AD | node_8102802_200892908 | node_8102802_200892909 | 296.966 | bal_1P_1/0AA | 8102802 | no | no |  |  | no |  |  | 0 | 0 | 0 | 0
oh_line_8102802_200892911 |  | AD | node_8102802_200892909 | node_intto1_8102802_200892911 | 381.58 | bal_1P_1/0AA | 8102802 | no | no |  |  | no |  |  | 0 | 0 | 0 | 0
oh_line_8102802_200892913 |  | AD | node_8102802_201063846 | node_8102802_200892913 | 199.295 | bal_1P_1/0AA | 8102802 | no | no |  |  | no |  |  | 0 | 0 | 0 | 0
oh_line_8102802_200892914 |  | AD | node_8102802_200892913 | node_8102802_200892914 | 250.449 | bal_1P_1/0AA | 8102802 | no | no |  |  | no |  |  | 0 | 0 | 0 | 0
oh_line_8102802_200892915 |  | AD | node_8102802_200892914 | node_8102802_200892915 | 257.476 | bal_1P_1/0AA | 8102802 | no | no |  |  | no |  |  | 0 | 0 | 0 | 0
oh_line_8102802_200892916 |  | AD | node_8102802_200892915 | node_8102802_200892916 | 324.971 | bal_1P_1/0AA | 8102802 | no | no |  |  | no |  |  | 0 | 0 | 0 | 0
oh_line_8102802_200892918 |  | AD | node_8102802_201063849 | node_8102802_200892918 | 303.867 | bal_1P_2AC | 8102802 | no | no |  |  | no |  |  | 0 | 0 | 0 | 0
oh_line_8102802_200892919 |  | AD | node_8102802_200892918 | node_8102802_200892919 | 189.963 | bal_1P_2AC | 8102802 | no | no |  |  | no |  |  | 0 | 0 | 0 | 0
oh_line_8102802_200892920 |  | AD | node_8102802_200892919 | node_8102802_200892920 | 339.125 | bal_1P_2AC | 8102802 | no | no |  |  | no |  |  | 0 | 0 | 0 | 0
oh_line_8102802_200892921 |  | AD | node_8102802_200892920 | node_8102802_200892921 | 158.138 | bal_1P_2AC | 8102802 | no | no |  |  | no |  |  | 0 | 0 | 0 | 0
oh_line_8102802_200892924 |  | AD | node_8102802_200892921 | node_8102802_200892924 | 191.217 | bal_1P_2AC | 8102802 | no | no |  |  | no |  |  | 0 | 0 | 0 | 0
oh_line_8102802_200892925 |  | AD | node_8102802_200892924 | node_8102802_200892925 | 254.655 | bal_1P_2AC | 8102802 | no | no |  |  | no |  |  | 0 | 0 | 0 | 0
oh_line_8102802_200892926 |  | AD | node_8102802_200892925 | node_8102802_200892926 | 236.159 | bal_1P_2AC | 8102802 | no | no |  |  | no |  |  | 0 | 0 | 0 | 0
oh_line_8102802_200892927 |  | AD | node_8102802_200892926 | node_8102802_200892927 | 197.03 | bal_1P_2AC | 8102802 | no | no |  |  | no |  |  | 0 | 0 | 0 | 0
oh_line_8102802_200892928 |  | AD | node_8102802_200892927 | node_8102802_200892928 | 197.529 | bal_1P_2AC | 8102802 | no | no |  |  | no |  |  | 0 | 0 | 0 | 0
oh_line_8102802_200892930 |  | AD | node_8102802_201063847 | node_8102802_200892930 | 178.68 | bal_1P_2AC | 8102802 | no | no |  |  | no |  |  | 0 | 0 | 0 | 0
oh_line_8102802_200892931 |  | AD | node_8102802_200892930 | node_8102802_200892931 | 271.943 | bal_1P_2AC | 8102802 | no | no |  |  | no |  |  | 0 | 0 | 0 | 0
oh_line_8102802_200892933 |  | AD | node_8102802_200892931 | node_8102802_200892933 | 247.108 | bal_1P_2AC | 8102802 | no | no |  |  | no |  |  | 0 | 0 | 0 | 0
oh_line_8102802_200892934 |  | AD | node_8102802_200892933 | node_8102802_200892934 | 211.576 | bal_1P_2AC | 8102802 | no | no |  |  | no |  |  | 0 | 0 | 0 | 0
oh_line_8102802_200892935 |  | AD | node_8102802_200892934 | node_8102802_200892935 | 382.997 | bal_1P_2AC | 8102802 | no | no |  |  | no |  |  | 0 | 0 | 0 | 0
oh_line_8102802_200892936 |  | AD | node_8102802_200892935 | node_8102802_200892936 | 250.01 | bal_1P_2AC | 8102802 | no | no |  |  | no |  |  | 0 | 0 | 0 | 0
oh_line_8102802_200892937 |  | AD | node_8102802_200892936 | node_8102802_200892937 | 150.81 | bal_1P_2AC | 8102802 | no | no |  |  | no |  |  | 0 | 0 | 0 | 0
oh_line_8102802_200892938 |  | AD | node_8102802_200892937 | node_8102802_200892938 | 378.466 | bal_1P_2AC | 8102802 | no | no |  |  | no |  |  | 0 | 0 | 0 | 0
oh_line_8102802_200892939 |  | AD | node_8102802_200892938 | node_8102802_200892939 | 250.317 | bal_1P_2AC | 8102802 | no | no |  |  | no |  |  | 0 | 0 | 0 | 0
oh_line_8102802_200892940 |  | AD | node_8102802_200892939 | node_8102802_200892940 | 105.241 | bal_1P_2AC | 8102802 | no | no |  |  | no |  |  | 0 | 0 | 0 | 0
oh_line_8102802_200892941 |  | AD | node_8102802_201060802 | node_8102802_200892941 | 276.524 | bal_1P_2AC | 8102802 | no | no |  |  | no |  |  | 0 | 0 | 0 | 0
oh_line_8102802_200892943 |  | AD | node_8102802_201063848 | node_8102802_200892943 | 348.014 | bal_1P_1/0AA | 8102802 | no | no |  |  | no |  |  | 0 | 0 | 0 | 0
oh_line_8102802_200892944 |  | AD | node_8102802_200892943 | node_8102802_200892944 | 349.394 | bal_1P_1/0AA | 8102802 | no | no |  |  | no |  |  | 0 | 0 | 0 | 0
oh_line_8102802_200892945 |  | AD | node_8102802_200892944 | node_8102802_200892945 | 295.984 | bal_1P_1/0AA | 8102802 | no | no |  |  | no |  |  | 0 | 0 | 0 | 0
oh_line_8102802_200892946 |  | AD | node_8102802_200892945 | node_8102802_200892946 | 313.334 | bal_1P_1/0AA | 8102802 | no | no |  |  | no |  |  | 0 | 0 | 0 | 0
oh_line_8102802_200892947 |  | AD | node_8102802_200892946 | node_8102802_200892947 | 183.251 | bal_1P_1/0AA | 8102802 | no | no |  |  | no |  |  | 0 | 0 | 0 | 0
oh_line_8102802_200892949 |  | AD | node_8102802_200892946 | node_8102802_200892949 | 516.54 | bal_1P_2AC | 8102802 | no | no |  |  | no |  |  | 0 | 0 | 0 | 0
oh_line_8102802_200892950 |  | AD | node_8102802_200892949 | node_8102802_200892950 | 281.413 | bal_1P_2AC | 8102802 | no | no |  |  | no |  |  | 0 | 0 | 0 | 0
oh_line_8102802_200892951 |  | AD | node_8102802_200892950 | node_8102802_200892951 | 282.204 | bal_1P_2AC | 8102802 | no | no |  |  | no |  |  | 0 | 0 | 0 | 0
oh_line_8102802_200892952 |  | AD | node_8102802_200892951 | node_8102802_200892952 | 285.49 | bal_1P_2AC | 8102802 | no | no |  |  | no |  |  | 0 | 0 | 0 | 0
oh_line_8102802_200892953 |  | AD | node_8102802_200892952 | node_8102802_200892953 | 277.135 | bal_1P_2AC | 8102802 | no | no |  |  | no |  |  | 0 | 0 | 0 | 0
oh_line_8102802_200892954 |  | AD | node_8102802_200892953 | node_intto1_8102802_200892954 | 356.698 | bal_1P_2AC | 8102802 | no | no |  |  | no |  |  | 0 | 0 | 0 | 0
oh_line_8102802_200892955 |  | AD | node_8102802_200892954 | node_8102802_200892955 | 483.223 | bal_1P_2AC | 8102802 | no | no |  |  | no |  |  | 0 | 0 | 0 | 0
oh_line_8102802_200892956 |  | AD | node_8102802_200892953 | node_8102802_200892956 | 241.375 | bal_1P_2AC | 8102802 | no | no |  |  | no |  |  | 0 | 0 | 0 | 0
oh_line_8102802_200892957 |  | AD | node_8102802_200892956 | node_8102802_200892957 | 264.724 | bal_1P_2AC | 8102802 | no | no |  |  | no |  |  | 0 | 0 | 0 | 0
oh_line_8102802_200892958 |  | AD | node_8102802_200892957 | node_8102802_200892958 | 346.962 | bal_1P_2AC | 8102802 | no | no |  |  | no |  |  | 0 | 0 | 0 | 0
oh_line_8102802_200892959 |  | AD | node_8102802_200892958 | node_8102802_200892959 | 200.403 | bal_1P_2AC | 8102802 | no | no |  |  | no |  |  | 0 | 0 | 0 | 0
oh_line_8102802_200892960 |  | AD | node_8102802_200892959 | node_8102802_200892960 | 195.775 | bal_1P_2AC | 8102802 | no | no |  |  | no |  |  | 0 | 0 | 0 | 0
oh_line_8102802_200892961 |  | AD | node_8102802_200892960 | node_8102802_200892961 | 289.837 | bal_1P_2AC | 8102802 | no | no |  |  | no |  |  | 0 | 0 | 0 | 0
oh_line_8102802_200892962 |  | AD | node_8102802_200892961 | node_8102802_200892962 | 363.728 | bal_1P_2AC | 8102802 | no | no |  |  | no |  |  | 0 | 0 | 0 | 0
oh_line_8102802_200892963 |  | AD | node_8102802_200892962 | node_8102802_200892963 | 173.558 | bal_1P_2AC | 8102802 | no | no |  |  | no |  |  | 0 | 0 | 0 | 0
oh_line_8102802_200892964 |  | AD | node_8102802_200892963 | node_intto1_8102802_200892964 | 189.438 | bal_1P_2AC | 8102802 | no | no |  |  | no |  |  | 0 | 0 | 0 | 0
oh_line_8102802_200892965 |  | AD | node_8102802_200892964 | node_8102802_200892965 | 161.039 | bal_1P_2AC | 8102802 | no | no |  |  | no |  |  | 0 | 0 | 0 | 0
oh_line_8102802_200892966 |  | AD | node_8102802_200892965 | node_8102802_200892966 | 371.536 | bal_1P_2AC | 8102802 | no | no |  |  | no |  |  | 0 | 0 | 0 | 0
oh_line_8102802_200892968 |  | AD | node_8102802_200892966 | node_8102802_200892968 | 361.842 | bal_1P_2AC | 8102802 | no | no |  |  | no |  |  | 0 | 0 | 0 | 0
oh_line_8102802_200892969 |  | AD | node_8102802_200892968 | node_8102802_200892969 | 321.881 | bal_1P_2AC | 8102802 | no | no |  |  | no |  |  | 0 | 0 | 0 | 0
oh_line_8102802_200892970 |  | AD | node_8102802_200892969 | node_8102802_200892970 | 337.162 | bal_1P_2AC | 8102802 | no | no |  |  | no |  |  | 0 | 0 | 0 | 0
oh_line_8102802_200892971 |  | AD | node_8102802_200892970 | node_8102802_200892971 | 183.964 | bal_1P_2AC | 8102802 | no | no |  |  | no |  |  | 0 | 0 | 0 | 0
oh_line_8102802_200892972 |  | AD | node_8102802_200892971 | node_8102802_200892972 | 206.858 | bal_1P_2AC | 8102802 | no | no |  |  | no |  |  | 0 | 0 | 0 | 0
oh_line_8102802_200892973 |  | AD | node_8102802_200892972 | node_8102802_200892973 | 259.925 | bal_1P_2AC | 8102802 | no | no |  |  | no |  |  | 0 | 0 | 0 | 0
oh_line_8102802_200892974 |  | AD | node_8102802_200892973 | node_8102802_200892974 | 257.416 | bal_1P_2AC | 8102802 | no | no |  |  | no |  |  | 0 | 0 | 0 | 0
oh_line_8102802_200892975 |  | AD | node_8102802_200892974 | node_8102802_200892975 | 365.556 | bal_1P_2AC | 8102802 | no | no |  |  | no |  |  | 0 | 0 | 0 | 0
oh_line_8102802_200892976 |  | AD | node_8102802_200892975 | node_8102802_200892976 | 173.218 | bal_1P_2AC | 8102802 | no | no |  |  | no |  |  | 0 | 0 | 0 | 0
oh_line_8102802_200892978 |  | AD | node_8102802_200892976 | node_8102802_200892978 | 335.211 | bal_1P_2AC | 8102802 | no | no |  |  | no |  |  | 0 | 0 | 0 | 0
oh_line_8102802_200892980 |  | AD | node_8102802_200892978 | node_intto1_8102802_200892980 | 169.076 | bal_1P_2AC | 8102802 | no | no |  |  | no |  |  | 0 | 0 | 0 | 0
oh_line_8102802_200892982 |  | AD | node_8102802_200892980 | node_8102802_200892982 | 565.672 | bal_1P_2AC | 8102802 | no | no |  |  | no |  |  | 0 | 0 | 0 | 0
oh_line_8102802_200892983 |  | AD | node_8102802_200892982 | node_8102802_200892983 | 248.581 | bal_1P_2AC | 8102802 | no | no |  |  | no |  |  | 0 | 0 | 0 | 0
oh_line_8102802_200892984 |  | AD | node_8102802_200892983 | node_8102802_200892984 | 222.826 | bal_1P_2AC | 8102802 | no | no |  |  | no |  |  | 0 | 0 | 0 | 0
oh_line_8102802_200892985 |  | AD | node_8102802_200892984 | node_8102802_200892985 | 237.516 | bal_1P_2AC | 8102802 | no | no |  |  | no |  |  | 0 | 0 | 0 | 0
oh_line_8102802_200892987 |  | AD | node_8102802_200892985 | node_8102802_200892987 | 340.635 | bal_1P_2AC | 8102802 | no | no |  |  | no |  |  | 0 | 0 | 0 | 0
oh_line_8102802_200892989 |  | AD | node_8102802_200892987 | node_8102802_200892989 | 295.289 | bal_1P_2AC | 8102802 | no | no |  |  | no |  |  | 0 | 0 | 0 | 0
oh_line_8102802_200892990 |  | AD | node_8102802_200892989 | node_8102802_200892990 | 181.674 | bal_1P_2AC | 8102802 | no | no |  |  | no |  |  | 0 | 0 | 0 | 0
oh_line_8102802_200892991 |  | AD | node_8102802_200892990 | node_8102802_200892991 | 165.588 | bal_1P_2AC | 8102802 | no | no |  |  | no |  |  | 0 | 0 | 0 | 0
oh_line_8102802_200892992 |  | AD | node_8102802_200892991 | node_8102802_200892992 | 238.438 | bal_1P_1/0AC | 8102802 | no | no |  |  | no |  |  | 0 | 0 | 0 | 0
oh_line_8102802_200892996 |  | AD | node_8102802_201063850 | node_8102802_200892996 | 257.983 | bal_1P_2AC | 8102802 | no | no |  |  | no |  |  | 0 | 0 | 0 | 0
oh_line_8102802_200892997 |  | AD | node_8102802_200892996 | node_8102802_200892997 | 226.437 | bal_1P_2AC | 8102802 | no | no |  |  | no |  |  | 0 | 0 | 0 | 0
oh_line_8102802_200893000 |  | AD | node_8102802_201063851 | node_8102802_200893000 | 541.731 | bal_1P_2AC | 8102802 | no | no |  |  | no |  |  | 0 | 0 | 0 | 0
oh_line_8102802_200893001 |  | AD | node_8102802_200893000 | node_8102802_200893001 | 335.174 | bal_1P_2AC | 8102802 | no | no |  |  | no |  |  | 0 | 0 | 0 | 0
oh_line_8102802_200893002 |  | AD | node_8102802_200893001 | node_8102802_200893002 | 212.749 | bal_1P_2AC | 8102802 | no | no |  |  | no |  |  | 0 | 0 | 0 | 0
oh_line_8102802_200893003-1 |  | AD | node_8102802_200893002 | node_1242966_705_15259426_14 | 192.977 | bal_1P_2AC | 8102802 | no | no |  |  | no |  |  | 0 | 0 | 0 | 0
oh_line_8102802_200893003-2 |  | AD | node_1242966_705_15259426_14 | node_8102802_200893003 | 30.301 | bal_1P_2AC | 8102802 | no | no |  |  | no |  |  | 0 | 0 | 0 | 0
oh_line_8102802_200893004 |  | AD | node_8102802_200893003 | node_8102802_200893004 | 108.175 | bal_1P_2AC | 8102802 | no | no |  |  | no |  |  | 0 | 0 | 0 | 0
oh_line_8102802_200893005 |  | AD | node_8102802_200893004 | node_8102802_200893005 | 248.675 | bal_1P_2AC | 8102802 | no | no |  |  | no |  |  | 0 | 0 | 0 | 0
oh_line_8102802_200893007 |  | AD | node_8102802_200893002 | node_8102802_200893007 | 267.717 | bal_1P_2AC | 8102802 | no | no |  |  | no |  |  | 0 | 0 | 0 | 0
oh_line_8102802_200893008 |  | AD | node_8102802_200893007 | node_8102802_200893008 | 561.659 | bal_1P_2AC | 8102802 | no | no |  |  | no |  |  | 0 | 0 | 0 | 0
oh_line_8102802_200893009 |  | AD | node_8102802_200893008 | node_8102802_200893009 | 324.082 | bal_1P_1/0AA | 8102802 | no | no |  |  | no |  |  | 0 | 0 | 0 | 0
oh_line_8102802_200893010 |  | AD | node_8102802_200893009 | node_8102802_200893010 | 361.912 | bal_1P_1/0AA | 8102802 | no | no |  |  | no |  |  | 0 | 0 | 0 | 0
oh_line_8102802_200893011 |  | AD | node_8102802_200893008 | node_8102802_200893011 | 276.143 | bal_1P_1/0AA | 8102802 | no | no |  |  | no |  |  | 0 | 0 | 0 | 0
oh_line_8102802_200893013 |  | AD | node_8102802_200892908 | node_intto1_8102802_200893013 | 220.875 | bal_1P_2AC | 8102802 | no | no |  |  | no |  |  | 0 | 0 | 0 | 0
oh_line_8102802_200893014 |  | AD | node_8102802_200893013 | node_8102802_200893014 | 120.325 | bal_1P_2AC | 8102802 | no | no |  |  | no |  |  | 0 | 0 | 0 | 0
oh_line_8102802_200893015 |  | AD | node_8102802_200893014 | node_8102802_200893015 | 197.447 | bal_1P_2AC | 8102802 | no | no |  |  | no |  |  | 0 | 0 | 0 | 0
oh_line_8102802_200893016 |  | AD | node_8102802_200893015 | node_8102802_200893016 | 191.256 | bal_1P_6CU | 8102802 | no | no |  |  | no |  |  | 0 | 0 | 0 | 0
oh_line_8102802_200893017 |  | AD | node_8102802_200893016 | node_8102802_200893017 | 115.223 | bal_1P_6CU | 8102802 | no | no |  |  | no |  |  | 0 | 0 | 0 | 0
oh_line_8102802_200893018 |  | AD | node_8102802_200893017 | node_8102802_200893018 | 309.37 | bal_1P_6CU | 8102802 | no | no |  |  | no |  |  | 0 | 0 | 0 | 0
oh_line_8102802_200893020 |  | AN | node_8102802_200893091 | node_8102802_200893020 | 53.096 | bal_1P_WYECUST | 8102802 | no | no |  |  | no |  |  | 0 | 0 | 0 | 0
oh_line_8102802_200893021 |  | AN | node_8102802_200893131 | node_8102802_200893021 | 147.859 | bal_1P_WYECUST | 8102802 | no | no |  |  | no |  |  | 0 | 0 | 0 | 0
oh_line_8102802_200893023 |  | ABCN | node_8102802_200893064 | node_8102802_200893023 | 244.383 | bal_3P_477AL_4/0AA(N) | 8102802 | no | no |  |  | no |  |  | 0 | 0 | 0 | 0
oh_line_8102802_200893024 |  | ABCN | node_8102802_200893025 | node_8102802_200893024 | 233.762 | bal_3P_477AL_4/0AA(N) | 8102802 | no | no |  |  | no |  |  | 0 | 0 | 0 | 0
oh_line_8102802_200893025 |  | ABCN | node_8102802_200893027 | node_8102802_200893025 | 63.879 | bal_3P_477AL_4/0AA(N) | 8102802 | no | no |  |  | no |  |  | 0 | 0 | 0 | 0
oh_line_8102802_200893027 |  | ABCN | node_8102802_200893028 | node_8102802_200893027 | 160.285 | bal_3P_477AL_4/0AA(N) | 8102802 | no | no |  |  | no |  |  | 0 | 0 | 0 | 0
oh_line_8102802_200893028 |  | ABCN | node_8102802_201060334 | node_8102802_200893028 | 149.238 | bal_3P_477AL_4/0AA(N) | 8102802 | no | no |  |  | no |  |  | 0 | 0 | 0 | 0
oh_line_8102802_200893031 |  | ABCN | node_8102802_200893032 | node_8102802_200893031 | 135.339 | bal_3P_477AL_4/0AC(N) | 8102802 | no | no |  |  | no |  |  | 0 | 0 | 0 | 0
oh_line_8102802_200893032 |  | ABCN | node_8102802_200893034 | node_8102802_200893032 | 144.771 | bal_3P_477AL_4/0AA(N) | 8102802 | no | no |  |  | no |  |  | 0 | 0 | 0 | 0
oh_line_8102802_200893034 |  | ABCN | node_8102802_200893035 | node_8102802_200893034 | 190.003 | bal_3P_477AL_4/0AA(N) | 8102802 | no | no |  |  | no |  |  | 0 | 0 | 0 | 0
oh_line_8102802_200893035 |  | ABCN | node_8102802_200893036 | node_8102802_200893035 | 225.217 | bal_3P_477AL_4/0AA(N) | 8102802 | no | no |  |  | no |  |  | 0 | 0 | 0 | 0
oh_line_8102802_200893036 |  | ABCN | node_8102802_200893037 | node_8102802_200893036 | 230.339 | bal_3P_477AL_4/0AA(N) | 8102802 | no | no |  |  | no |  |  | 0 | 0 | 0 | 0
oh_line_8102802_200893037 |  | ABCN | node_8102802_200893039 | node_intto1_8102802_200893037 | 225.081 | bal_3P_477AL_4/0AA(N) | 8102802 | no | no |  |  | no |  |  | 0 | 0 | 0 | 0
oh_line_8102802_200893039 |  | ABCN | node_8102802_200893042 | node_8102802_200893039 | 124.515 | bal_3P_477AL_4/0AA(N) | 8102802 | no | no |  |  | no |  |  | 0 | 0 | 0 | 0
oh_line_8102802_200893042 |  | ABCN | node_8102802_200893043 | node_8102802_200893042 | 252.144 | bal_3P_477AL_4/0AA(N) | 8102802 | no | no |  |  | no |  |  | 0 | 0 | 0 | 0
oh_line_8102802_200893043 |  | ABCN | node_8102802_200893044 | node_8102802_200893043 | 200.901 | bal_3P_477AL_4/0AA(N) | 8102802 | no | no |  |  | no |  |  | 0 | 0 | 0 | 0
oh_line_8102802_200893044 |  | ABCN | node_8102802_200893045 | node_8102802_200893044 | 191.284 | bal_3P_477AL_4/0AA(N) | 8102802 | no | no |  |  | no |  |  | 0 | 0 | 0 | 0
oh_line_8102802_200893045 |  | ABCN | node_8102802_200893046 | node_8102802_200893045 | 272.897 | bal_3P_477AL_4/0AA(N) | 8102802 | no | no |  |  | no |  |  | 0 | 0 | 0 | 0
oh_line_8102802_200893046 |  | ABCN | node_8102802_200893047 | node_8102802_200893046 | 277.022 | bal_3P_477AL_4/0AA(N) | 8102802 | no | no |  |  | no |  |  | 0 | 0 | 0 | 0
oh_line_8102802_200893047 |  | ABCN | node_8102802_200893048 | node_8102802_200893047 | 212.648 | bal_3P_477AL_4/0AA(N) | 8102802 | no | no |  |  | no |  |  | 0 | 0 | 0 | 0
oh_line_8102802_200893048 |  | ABCN | node_8102802_200893049 | node_8102802_200893048 | 170.653 | bal_3P_477AL_4/0AA(N) | 8102802 | no | no |  |  | no |  |  | 0 | 0 | 0 | 0
oh_line_8102802_200893049 |  | ABCN | node_8102802_200893050 | node_8102802_200893049 | 183.035 | bal_3P_477AL_4/0AA(N) | 8102802 | no | no |  |  | no |  |  | 0 | 0 | 0 | 0
oh_line_8102802_200893050 |  | ABCN | node_8102802_200893052 | node_8102802_200893050 | 163.939 | bal_3P_477AL_4/0AA(N) | 8102802 | no | no |  |  | no |  |  | 0 | 0 | 0 | 0
oh_line_8102802_200893052 |  | ABCN | node_8102802_200893053 | node_8102802_200893052 | 181.954 | bal_3P_477AL_4/0AA(N) | 8102802 | no | no |  |  | no |  |  | 0 | 0 | 0 | 0
oh_line_8102802_200893053 |  | ABCN | node_8102802_200893056 | node_8102802_200893053 | 194.695 | bal_3P_477AL_4/0AA(N) | 8102802 | no | no |  |  | no |  |  | 0 | 0 | 0 | 0
oh_line_8102802_200893054 |  | AN | node_8102802_200893053 | node_8102802_200893054 | 446.65 | bal_1P_2AC_2AC(N) | 8102802 | no | no |  |  | no |  |  | 0 | 0 | 0 | 0
oh_line_8102802_200893055 |  | AN | node_8102802_200893054 | node_8102802_200893055 | 469.799 | bal_1P_2AC_2AC(N) | 8102802 | no | no |  |  | no |  |  | 0 | 0 | 0 | 0
oh_line_8102802_200893056 |  | ABCN | node_8102802_200893058 | node_8102802_200893056 | 167.986 | bal_3P_477AL_4/0AA(N) | 8102802 | no | no |  |  | no |  |  | 0 | 0 | 0 | 0
oh_line_8102802_200893058 |  | ABCN | node_8102802_200893059 | node_8102802_200893058 | 170.114 | bal_3P_477AL_4/0AA(N) | 8102802 | no | no |  |  | no |  |  | 0 | 0 | 0 | 0
oh_line_8102802_200893059 |  | ABCN | node_8102802_200893060 | node_8102802_200893059 | 226.143 | bal_3P_477AL_4/0AA(N) | 8102802 | no | no |  |  | no |  |  | 0 | 0 | 0 | 0
oh_line_8102802_200893060 |  | ABCN | node_8102802_200893061 | node_8102802_200893060 | 147.734 | bal_3P_477AL_4/0AA(N) | 8102802 | no | no |  |  | no |  |  | 0 | 0 | 0 | 0
oh_line_8102802_200893061 |  | ABCN | node_8102802_200893062 | node_8102802_200893061 | 139.722 | bal_3P_477AL_4/0AA(N) | 8102802 | no | no |  |  | no |  |  | 0 | 0 | 0 | 0
oh_line_8102802_200893062 |  | ABCN | node_8102802_200893063 | node_8102802_200893062 | 184.573 | bal_3P_477AL_4/0AA(N) | 8102802 | no | no |  |  | no |  |  | 0 | 0 | 0 | 0
oh_line_8102802_200893063 |  | ABCN | node_8102802_200893065 | node_8102802_200893063 | 222.815 | bal_3P_477AL_4/0AC(N) | 8102802 | no | no |  |  | no |  |  | 0 | 0 | 0 | 0
oh_line_8102802_200893064 |  | ABCN | node_8102802_200893097 | node_8102802_200893064 | 143.148 | bal_3P_477AL_4/0AA(N) | 8102802 | no | no |  |  | no |  |  | 0 | 0 | 0 | 0
oh_line_8102802_200893065 |  | ABCN | node_8102802_200893067 | node_8102802_200893065 | 227.747 | bal_3P_477AL_4/0AA(N) | 8102802 | no | no |  |  | no |  |  | 0 | 0 | 0 | 0
oh_line_8102802_200893067 |  | ABCN | node_8102802_200893069 | node_8102802_200893067 | 186.477 | bal_3P_477AL_4/0AA(N) | 8102802 | no | no |  |  | no |  |  | 0 | 0 | 0 | 0
oh_line_8102802_200893069 |  | ABCN | node_8102802_200893070 | node_8102802_200893069 | 195.442 | bal_3P_4/0AL_1/0AC(N) | 8102802 | no | no |  |  | no |  |  | 0 | 0 | 0 | 0
oh_line_8102802_200893070 |  | ABCN | node_8102802_200893071 | node_8102802_200893070 | 218.986 | bal_3P_4/0AL_1/0AC(N) | 8102802 | no | no |  |  | no |  |  | 0 | 0 | 0 | 0
oh_line_8102802_200893071 |  | ABCN | node_8102802_200893076 | node_8102802_200893071 | 197.223 | bal_3P_4/0AL_4/0AA(N) | 8102802 | no | no |  |  | no |  |  | 0 | 0 | 0 | 0
oh_line_8102802_200893072 |  | ABN | node_8102802_200893071 | node_intto1_8102802_200893072 | 51.807 | bal_2P_2AC_2AC(N) | 8102802 | no | no |  |  | no |  |  | 0 | 0 | 0 | 0
oh_line_8102802_200893073 |  | ABN | node_8102802_200893072 | node_8102802_200893073 | 312.09 | bal_2P_2AC_2AC(N) | 8102802 | no | no |  |  | no |  |  | 0 | 0 | 0 | 0
oh_line_8102802_200893074 |  | ABN | node_8102802_200893073 | node_8102802_200893074 | 249.932 | bal_2P_2AC_2AC(N) | 8102802 | no | no |  |  | no |  |  | 0 | 0 | 0 | 0
oh_line_8102802_200893075 |  | ABN | node_8102802_200893074 | node_8102802_200893075 | 401.356 | bal_2P_2AC_2AC(N) | 8102802 | no | no |  |  | no |  |  | 0 | 0 | 0 | 0
oh_line_8102802_200893076 |  | ABCN | node_8102802_200893077 | node_8102802_200893076 | 177.197 | bal_3P_4/0AL_4/0AA(N) | 8102802 | no | no |  |  | no |  |  | 0 | 0 | 0 | 0
oh_line_8102802_200893077 |  | ABCN | node_8102802_200893078 | node_8102802_200893077 | 207.487 | bal_3P_4/0AL_4/0AA(N) | 8102802 | no | no |  |  | no |  |  | 0 | 0 | 0 | 0
oh_line_8102802_200893078 |  | ABCN | node_8102802_200893552 | node_8102802_200893078 | 99.761 | bal_3P_477AL_4/0AA(N) | 8102802 | no | no |  |  | no |  |  | 0 | 0 | 0 | 0
oh_line_8102802_200893079 |  | ABCN | node_8102802_200893552 | node_intto1_8102802_200893079 | 86.828 | bal_3P_477AL_4/0AL(N) | 8102802 | no | no |  |  | no |  |  | 0 | 0 | 0 | 0
oh_line_8102802_200893081 |  | ABCN | node_8102802_200893079 | node_8102802_200893081 | 161.337 | bal_3P_4/0AL_4/0AL(N) | 8102802 | no | no |  |  | no |  |  | 0 | 0 | 0 | 0
oh_line_8102802_200893082 |  | ABCN | node_8102802_200893081 | node_8102802_200893082 | 149.74 | bal_3P_4/0AL_4/0AL(N) | 8102802 | no | no |  |  | no |  |  | 0 | 0 | 0 | 0
oh_line_8102802_200893083 |  | ABCN | node_8102802_200893082 | node_8102802_200893083 | 199.169 | bal_3P_4/0AL_4/0AL(N) | 8102802 | no | no |  |  | no |  |  | 0 | 0 | 0 | 0
oh_line_8102802_200893084 |  | ABCN | node_8102802_200893083 | node_8102802_200893084 | 199.115 | bal_3P_4/0AL_4/0AL(N) | 8102802 | no | no |  |  | no |  |  | 0 | 0 | 0 | 0
oh_line_8102802_200893086 |  | ABCN | node_8102802_200893084 | node_8102802_200893086 | 142.743 | bal_3P_4/0AL_4/0AL(N) | 8102802 | no | no |  |  | no |  |  | 0 | 0 | 0 | 0
oh_line_8102802_200893088 |  | ABCN | node_8102802_200893086 | node_8102802_200893088 | 125.357 | bal_3P_336AL_4/0AC(N) | 8102802 | no | no |  |  | no |  |  | 0 | 0 | 0 | 0
oh_line_8102802_200893090 |  | ABCN | node_8102802_200893088 | node_8102802_200893090 | 246.234 | bal_3P_336AL_4/0AL(N) | 8102802 | no | no |  |  | no |  |  | 0 | 0 | 0 | 0
oh_line_8102802_200893091 |  | ABCN | node_8102802_200893090 | node_8102802_200893091 | 166.401 | bal_3P_336AL_4/0AL(N) | 8102802 | no | no |  |  | no |  |  | 0 | 0 | 0 | 0
oh_line_8102802_200893093 |  | ABCN | node_8102802_200893091 | node_8102802_200893093 | 139.366 | bal_3P_336AL_4/0AL(N) | 8102802 | no | no |  |  | no |  |  | 0 | 0 | 0 | 0
oh_line_8102802_200893095 |  | ABCN | node_8102802_200893093 | node_8102802_200893095 | 229.392 | bal_3P_336AL_4/0AL(N) | 8102802 | no | no |  |  | no |  |  | 0 | 0 | 0 | 0
oh_line_8102802_200893097 |  | ABCN | node_8102802_200893120 | node_8102802_200893097 | 216.75 | bal_3P_477AL_4/0AA(N) | 8102802 | no | no |  |  | no |  |  | 0 | 0 | 0 | 0
oh_line_8102802_200893098 |  | ABCN | node_8102802_200893095 | node_8102802_200893098 | 230.462 | bal_3P_336AL_4/0AL(N) | 8102802 | no | no |  |  | no |  |  | 0 | 0 | 0 | 0
oh_line_8102802_200893101 |  | ABCN | node_8102802_200893098 | node_8102802_200893101 | 236.339 | bal_3P_336AL_4/0AL(N) | 8102802 | no | no |  |  | no |  |  | 0 | 0 | 0 | 0
oh_line_8102802_200893102 |  | ABCN | node_8102802_200893101 | node_8102802_200893102 | 233.079 | bal_3P_336AL_4/0AL(N) | 8102802 | no | no |  |  | no |  |  | 0 | 0 | 0 | 0
oh_line_8102802_200893105 |  | ABCN | node_8102802_200893102 | node_8102802_200893105 | 267.164 | bal_3P_4/0AL_4/0AL(N) | 8102802 | no | no |  |  | no |  |  | 0 | 0 | 0 | 0
oh_line_8102802_200893106 |  | ABCN | node_8102802_200893105 | node_8102802_200893106 | 217.666 | bal_3P_4/0AL_4/0AL(N) | 8102802 | no | no |  |  | no |  |  | 0 | 0 | 0 | 0
oh_line_8102802_200893107 |  | ABCN | node_8102802_200893106 | node_8102802_200893107 | 170.574 | bal_3P_4/0AL_4/0AL(N) | 8102802 | no | no |  |  | no |  |  | 0 | 0 | 0 | 0
oh_line_8102802_200893108 |  | ABCN | node_8102802_200893107 | node_8102802_200893108 | 234.416 | bal_3P_4/0AL_4/0AL(N) | 8102802 | no | no |  |  | no |  |  | 0 | 0 | 0 | 0
oh_line_8102802_200893109 |  | ABCN | node_8102802_200893108 | node_8102802_200893109 | 200.655 | bal_3P_4/0AL_4/0AL(N) | 8102802 | no | no |  |  | no |  |  | 0 | 0 | 0 | 0
oh_line_8102802_200893110 |  | ABCN | node_8102802_200893109 | node_8102802_200893110 | 136.884 | bal_3P_4/0AL_4/0AL(N) | 8102802 | no | no |  |  | no |  |  | 0 | 0 | 0 | 0
oh_line_8102802_200893112 |  | ABCN | node_8102802_200893110 | node_8102802_200893112 | 68.718 | bal_3P_336AL_4/0AL(N) | 8102802 | no | no |  |  | no |  |  | 0 | 0 | 0 | 0
oh_line_8102802_200893113 |  | ABCN | node_8102802_200893112 | node_8102802_200893113 | 145.513 | bal_3P_336AL_4/0AL(N) | 8102802 | no | no |  |  | no |  |  | 0 | 0 | 0 | 0
oh_line_8102802_200893115 |  | ABCN | node_8102802_200893113 | node_8102802_200893115 | 138.391 | bal_3P_336AL_4/0AL(N) | 8102802 | no | no |  |  | no |  |  | 0 | 0 | 0 | 0
oh_line_8102802_200893116 |  | ABCN | node_8102802_200893115 | node_8102802_200893116 | 295.306 | bal_3P_336AL_4/0AL(N) | 8102802 | no | no |  |  | no |  |  | 0 | 0 | 0 | 0
oh_line_8102802_200893117 |  | ABCN | node_8102802_200893116 | node_8102802_200893117 | 210.337 | bal_3P_336AL_4/0AL(N) | 8102802 | no | no |  |  | no |  |  | 0 | 0 | 0 | 0
oh_line_8102802_200893118 |  | ABCN | node_8102802_200893117 | node_8102802_200893118 | 220.396 | bal_3P_336AL_4/0AL(N) | 8102802 | no | no |  |  | no |  |  | 0 | 0 | 0 | 0
oh_line_8102802_200893119 |  | ABCN | node_8102802_200893118 | node_8102802_200893119 | 258.783 | bal_3P_336AL_4/0AL(N) | 8102802 | no | no |  |  | no |  |  | 0 | 0 | 0 | 0
oh_line_8102802_200893120 |  | ABCN | node_8102802_200893137 | node_8102802_200893120 | 240.076 | bal_3P_477AL_4/0AA(N) | 8102802 | no | no |  |  | no |  |  | 0 | 0 | 0 | 0
oh_line_8102802_200893121 |  | ABCN | node_8102802_200893119 | node_8102802_200893121 | 227.599 | bal_3P_336AL_4/0AL(N) | 8102802 | no | no |  |  | no |  |  | 0 | 0 | 0 | 0
oh_line_8102802_200893122 |  | ABCN | node_8102802_200893121 | node_8102802_200893122 | 186.203 | bal_3P_336AL_4/0AL(N) | 8102802 | no | no |  |  | no |  |  | 0 | 0 | 0 | 0
oh_line_8102802_200893125 |  | ABCN | node_8102802_201047384 | node_8102802_200893125 | 147.155 | bal_3P_336AL_4/0AL(N) | 8102802 | no | no |  |  | no |  |  | 0 | 0 | 0 | 0
oh_line_8102802_200893126 |  | ABCN | node_8102802_200893125 | node_8102802_200893126 | 156.534 | bal_3P_336AL_4/0AL(N) | 8102802 | no | no |  |  | no |  |  | 0 | 0 | 0 | 0
oh_line_8102802_200893127 |  | ABCN | node_8102802_200893126 | node_8102802_200893127 | 263.393 | bal_3P_336AL_4/0AL(N) | 8102802 | no | no |  |  | no |  |  | 0 | 0 | 0 | 0
oh_line_8102802_200893129 |  | ABCN | node_8102802_200893127 | node_8102802_200893129 | 147.112 | bal_3P_336AL_4/0AL(N) | 8102802 | no | no |  |  | no |  |  | 0 | 0 | 0 | 0
oh_line_8102802_200893130 |  | ABCN | node_8102802_200893129 | node_8102802_200893130 | 129.759 | bal_3P_336AL_4/0AL(N) | 8102802 | no | no |  |  | no |  |  | 0 | 0 | 0 | 0
oh_line_8102802_200893131 |  | ABCN | node_8102802_200893130 | node_8102802_200893131 | 214.092 | bal_3P_336AL_4/0AL(N) | 8102802 | no | no |  |  | no |  |  | 0 | 0 | 0 | 0
oh_line_8102802_200893133 |  | ABCN | node_8102802_200893131 | node_8102802_200893133 | 231.255 | bal_3P_336AL_4/0AL(N) | 8102802 | no | no |  |  | no |  |  | 0 | 0 | 0 | 0
oh_line_8102802_200893134 |  | ABCN | node_8102802_200893133 | node_intto1_8102802_200893134 | 107.662 | bal_3P_336AL_4/0AL(N) | 8102802 | no | no |  |  | no |  |  | 0 | 0 | 0 | 0
oh_line_8102802_200893136 |  | ABCN | node_8102802_200893134 | node_8102802_200893136 | 117.975 | bal_3P_336AL_4/0AL(N) | 8102802 | no | no |  |  | no |  |  | 0 | 0 | 0 | 0
oh_line_8102802_200893137 |  | ABCN | node_8102802_200893152 | node_8102802_200893137 | 251.672 | bal_3P_477AL_4/0AA(N) | 8102802 | no | no |  |  | no |  |  | 0 | 0 | 0 | 0
oh_line_8102802_200893138 |  | ABCN | node_8102802_200893136 | node_8102802_200893138 | 264.767 | bal_3P_336AL_4/0AL(N) | 8102802 | no | no |  |  | no |  |  | 0 | 0 | 0 | 0
oh_line_8102802_200893139 |  | ABCN | node_8102802_200893138 | node_8102802_200893139 | 155.218 | bal_3P_336AL_4/0AL(N) | 8102802 | no | no |  |  | no |  |  | 0 | 0 | 0 | 0
oh_line_8102802_200893140 |  | ABCN | node_8102802_200893139 | node_8102802_200893140 | 152.086 | bal_3P_336AL_4/0AL(N) | 8102802 | no | no |  |  | no |  |  | 0 | 0 | 0 | 0
oh_line_8102802_200893141 |  | ABCN | node_8102802_200893140 | node_8102802_200893141 | 240.122 | bal_3P_336AL_4/0AL(N) | 8102802 | no | no |  |  | no |  |  | 0 | 0 | 0 | 0
oh_line_8102802_200893142 |  | ABCN | node_8102802_200893141 | node_8102802_200893142 | 200.721 | bal_3P_336AL_4/0AL(N) | 8102802 | no | no |  |  | no |  |  | 0 | 0 | 0 | 0
oh_line_8102802_200893143 |  | ABCN | node_8102802_200893142 | node_8102802_200893143 | 209.982 | bal_3P_336AL_4/0AL(N) | 8102802 | no | no |  |  | no |  |  | 0 | 0 | 0 | 0
oh_line_8102802_200893144 |  | ABCN | node_8102802_200893143 | node_8102802_200893144 | 236.116 | bal_3P_336AL_4/0AL(N) | 8102802 | no | no |  |  | no |  |  | 0 | 0 | 0 | 0
oh_line_8102802_200893145 |  | ABCN | node_8102802_200893144 | node_8102802_200893145 | 255.971 | bal_3P_336AL_4/0AL(N) | 8102802 | no | no |  |  | no |  |  | 0 | 0 | 0 | 0
oh_line_8102802_200893146 |  | ABCN | node_8102802_200893145 | node_8102802_200893146 | 293.209 | bal_3P_336AL_4/0AL(N) | 8102802 | no | no |  |  | no |  |  | 0 | 0 | 0 | 0
oh_line_8102802_200893147 |  | ABCN | node_8102802_200893146 | node_8102802_200893147 | 343.393 | bal_3P_2AC_1/0AA(N) | 8102802 | no | no |  |  | no |  |  | 0 | 0 | 0 | 0
oh_line_8102802_200893148 |  | ABCN | node_8102802_200893147 | node_8102802_200893148 | 207.635 | bal_3P_1/0AA_1/0AA(N) | 8102802 | no | no |  |  | no |  |  | 0 | 0 | 0 | 0
oh_line_8102802_200893152 |  | ABCN | node_8102802_200893182 | node_8102802_200893152 | 123.096 | bal_3P_477AL_4/0AA(N) | 8102802 | no | no |  |  | no |  |  | 0 | 0 | 0 | 0
oh_line_8102802_200893182 |  | ABCN | node_8102802_200893184 | node_8102802_200893182 | 89.229 | bal_3P_477AL_4/0AA(N) | 8102802 | no | no |  |  | no |  |  | 0 | 0 | 0 | 0
oh_line_8102802_200893183 |  | ABCN | node_8102802_200893182 | node_8102802_200893183 | 123.013 | bal_3P_477AL_4/0AA(N) | 8102802 | no | no |  |  | no |  |  | 0 | 0 | 0 | 0
oh_line_8102802_200893184 |  | ABCN | node_8102802_200893205 | node_8102802_200893184 | 418.255 | bal_3P_477AL_4/0AA(N) | 8102802 | no | no |  |  | no |  |  | 0 | 0 | 0 | 0
oh_line_8102802_200893205 |  | ABCN | node_8102802_200893206 | node_8102802_200893205 | 237.408 | bal_3P_477AL_4/0AA(N) | 8102802 | no | no |  |  | no |  |  | 0 | 0 | 0 | 0
oh_line_8102802_200893206 |  | ABCN | node_8102802_200893024 | node_8102802_200893206 | 225.454 | bal_3P_477AL_4/0AA(N) | 8102802 | no | no |  |  | no |  |  | 0 | 0 | 0 | 0
oh_line_8102802_200893211 |  | AN | node_8102802_200893097 | node_intto1_8102802_200893211 | 192.58 | bal_1P_2AC_2AC(N) | 8102802 | no | no |  |  | no |  |  | 0 | 0 | 0 | 0
oh_line_8102802_200893212 |  | AD | node_8102802_200893237 | node_8102802_200893212 | 353.159 | bal_1P_4ACW | 8102802 | no | no |  |  | no |  |  | 0 | 0 | 0 | 0
oh_line_8102802_200893213 |  | AD | node_8102802_200893212 | node_intto1_8102802_200893213 | 299.39 | bal_1P_4ACW | 8102802 | no | no |  |  | no |  |  | 0 | 0 | 0 | 0
oh_line_8102802_200893215 |  | AD | node_8102802_200893213 | node_8102802_200893215 | 324.586 | bal_1P_4ACW | 8102802 | no | no |  |  | no |  |  | 0 | 0 | 0 | 0
oh_line_8102802_200893216 |  | AD | node_8102802_200893215 | node_8102802_200893216 | 253.651 | bal_1P_4ACW | 8102802 | no | no |  |  | no |  |  | 0 | 0 | 0 | 0
oh_line_8102802_200893217 |  | AD | node_8102802_200893216 | node_8102802_200893217 | 215.648 | bal_1P_1/0AC | 8102802 | no | no |  |  | no |  |  | 0 | 0 | 0 | 0
oh_line_8102802_200893218 |  | AD | node_8102802_200893217 | node_8102802_200893218 | 169.605 | bal_1P_1/0AC | 8102802 | no | no |  |  | no |  |  | 0 | 0 | 0 | 0
oh_line_8102802_200893219 |  | AD | node_8102802_200893218 | node_8102802_200893219 | 225.03 | bal_1P_1/0AC | 8102802 | no | no |  |  | no |  |  | 0 | 0 | 0 | 0
oh_line_8102802_200893220 |  | AD | node_8102802_200893219 | node_8102802_200893220 | 303.898 | bal_1P_1/0AC | 8102802 | no | no |  |  | no |  |  | 0 | 0 | 0 | 0
oh_line_8102802_200893221 |  | AD | node_8102802_200893220 | node_8102802_200893221 | 269.734 | bal_1P_1/0AC | 8102802 | no | no |  |  | no |  |  | 0 | 0 | 0 | 0
oh_line_8102802_200893222 |  | AD | node_8102802_200893221 | node_8102802_200893222 | 155.589 | bal_1P_1/0AC | 8102802 | no | no |  |  | no |  |  | 0 | 0 | 0 | 0
oh_line_8102802_200893223 |  | AD | node_8102802_200893222 | node_8102802_200893223 | 328.195 | bal_1P_1/0AC | 8102802 | no | no |  |  | no |  |  | 0 | 0 | 0 | 0
oh_line_8102802_200893224 |  | AN | node_8102802_200893211 | node_8102802_200893224 | 182.771 | bal_1P_2AC_2AC(N) | 8102802 | no | no |  |  | no |  |  | 0 | 0 | 0 | 0
oh_line_8102802_200893226 |  | AN | node_8102802_200893224 | node_8102802_200893226 | 195.32 | bal_1P_2AC_2AC(N) | 8102802 | no | no |  |  | no |  |  | 0 | 0 | 0 | 0
oh_line_8102802_200893229 |  | AD | node_8102802_200965441 | node_8102802_200893229 | 176.028 | bal_1P_2AC | 8102802 | no | no |  |  | no |  |  | 0 | 0 | 0 | 0
oh_line_8102802_200893230 |  | AD | node_8102802_200893229 | node_8102802_200893230 | 176.043 | bal_1P_2AC | 8102802 | no | no |  |  | no |  |  | 0 | 0 | 0 | 0
oh_line_8102802_200893231 |  | AD | node_8102802_200893230 | node_8102802_200893231 | 255.563 | bal_1P_2AC | 8102802 | no | no |  |  | no |  |  | 0 | 0 | 0 | 0
oh_line_8102802_200893232 |  | AD | node_8102802_200893231 | node_8102802_200893232 | 426.83 | bal_1P_2AC | 8102802 | no | no |  |  | no |  |  | 0 | 0 | 0 | 0
oh_line_8102802_200893235 |  | AD | node_8102802_200893232 | node_8102802_200893235 | 281.355 | bal_1P_2AC | 8102802 | no | no |  |  | no |  |  | 0 | 0 | 0 | 0
oh_line_8102802_200893236 |  | AD | node_8102802_200893235 | node_8102802_200893236 | 229.814 | bal_1P_1/0AA | 8102802 | no | no |  |  | no |  |  | 0 | 0 | 0 | 0
oh_line_8102802_200893237 |  | AD | node_8102802_200893235 | node_8102802_200893237 | 250.051 | bal_1P_2AC | 8102802 | no | no |  |  | no |  |  | 0 | 0 | 0 | 0
oh_line_8102802_200893240 |  | ABCN | node_8102802_200893842 | node_8102802_200893240 | 53.437 | bal_3P_4/0AA_1/0AA(N) | 8102802 | no | no |  |  | no |  |  | 0 | 0 | 0 | 0
oh_line_8102802_200893241 |  | ABCN | node_8102802_200893240 | node_8102802_200893241 | 232.855 | bal_3P_4/0AA_1/0AA(N) | 8102802 | no | no |  |  | no |  |  | 0 | 0 | 0 | 0
oh_line_8102802_200893242 |  | ABCN | node_8102802_200893241 | node_8102802_200893242 | 184.245 | bal_3P_4/0AA_1/0AA(N) | 8102802 | no | no |  |  | no |  |  | 0 | 0 | 0 | 0
oh_line_8102802_200893243 |  | ABCN | node_8102802_200893242 | node_8102802_200893243 | 185.535 | bal_3P_4/0AA_1/0AA(N) | 8102802 | no | no |  |  | no |  |  | 0 | 0 | 0 | 0
oh_line_8102802_200893244 |  | ABCN | node_8102802_200893243 | node_8102802_200893244 | 239.027 | bal_3P_4/0AA_1/0AA(N) | 8102802 | no | no |  |  | no |  |  | 0 | 0 | 0 | 0
oh_line_8102802_200893246 |  | ABCN | node_8102802_200893244 | node_8102802_200893246 | 257.879 | bal_3P_4/0AA_1/0AA(N) | 8102802 | no | no |  |  | no |  |  | 0 | 0 | 0 | 0
oh_line_8102802_200893247 |  | ABCN | node_8102802_200893246 | node_8102802_200893247 | 181.178 | bal_3P_4/0AA_1/0AA(N) | 8102802 | no | no |  |  | no |  |  | 0 | 0 | 0 | 0
oh_line_8102802_200893248 |  | ABCN | node_8102802_200893247 | node_8102802_200893248 | 191.299 | bal_3P_4/0AA_1/0AA(N) | 8102802 | no | no |  |  | no |  |  | 0 | 0 | 0 | 0
oh_line_8102802_200893249 |  | ABCN | node_8102802_200893248 | node_8102802_200893249 | 209.881 | bal_3P_4/0AA_1/0AA(N) | 8102802 | no | no |  |  | no |  |  | 0 | 0 | 0 | 0
oh_line_8102802_200893250 |  | ABCN | node_8102802_200893249 | node_8102802_200893250 | 183.412 | bal_3P_4/0AA_1/0AA(N) | 8102802 | no | no |  |  | no |  |  | 0 | 0 | 0 | 0
oh_line_8102802_200893251 |  | AN | node_8102802_200893253 | node_8102802_200893251 | 197.824 | bal_1P_1/0AC_1/0AC(N) | 8102802 | no | no |  |  | no |  |  | 0 | 0 | 0 | 0
oh_line_8102802_200893253 |  | ABCN | node_8102802_310020567 | node_8102802_200893253 | 310.285 | bal_3P_1/0AA_1/0AA(N) | 8102802 | no | no |  |  | no |  |  | 0 | 0 | 0 | 0
oh_line_8102802_200893255 |  | ABCN | node_8102802_200893253 | node_8102802_200893255 | 380.281 | bal_3P_1/0AA_1/0AA(N) | 8102802 | no | no |  |  | no |  |  | 0 | 0 | 0 | 0
oh_line_8102802_200893256 |  | ABCN | node_8102802_200893255 | node_8102802_200893256 | 402.105 | bal_3P_1/0AA_1/0AA(N) | 8102802 | no | no |  |  | no |  |  | 0 | 0 | 0 | 0
oh_line_8102802_200893316 |  | AD | node_8102802_200893405 | node_intto1_8102802_200893316 | 1054.786 | bal_1P_1/0AA | 8102802 | no | no |  |  | no |  |  | 0 | 0 | 0 | 0
oh_line_8102802_200893317 |  | AN | node_8102802_200893351 | node_8102802_200893317 | 198.321 | bal_1P_2AC_2AC(N) | 8102802 | no | no |  |  | no |  |  | 0 | 0 | 0 | 0
oh_line_8102802_200893318 |  | ABCN | node_8102802_200893319 | node_8102802_200893318 | 288.244 | bal_3P_1/0AA_1/0AA(N) | 8102802 | no | no |  |  | no |  |  | 0 | 0 | 0 | 0
oh_line_8102802_200893319 |  | ABCN | node_8102802_200893320 | node_8102802_200893319 | 223.205 | bal_3P_1/0AA_1/0AA(N) | 8102802 | no | no |  |  | no |  |  | 0 | 0 | 0 | 0
oh_line_8102802_200893320 |  | ABCN | node_1281956_117_15277803_418 | node_8102802_200893320 | 192.374 | bal_3P_1/0AA_1/0AA(N) | 8102802 | no | no |  |  | no |  |  | 0 | 0 | 0 | 0
oh_line_8102802_200893322-1 |  | ABCN | node_8102802_200893322 | node_1281956_117_15277803_418 | 144.656 | bal_3P_1/0AA_1/0AA(N) | 8102802 | no | no |  |  | no |  |  | 0 | 0 | 0 | 0
oh_line_8102802_200893322-2 |  | ABCN | node_8102802_200893582 | node_8102802_200893322 | 62.803 | bal_3P_4/0AA_4/0AA(N) | 8102802 | no | no |  |  | no |  |  | 0 | 0 | 0 | 0
oh_line_8102802_200893323 |  | ABCN | node_8102802_312123653 | node_8102802_200893323 | 190.419 | bal_3P_1/0AA_2AC(N) | 8102802 | no | no |  |  | no |  |  | 0 | 0 | 0 | 0
oh_line_8102802_200893326 |  | ABCN | node_8102802_200893323 | node_8102802_200893326 | 346.227 | bal_3P_1/0AA_2AC(N) | 8102802 | no | no |  |  | no |  |  | 0 | 0 | 0 | 0
oh_line_8102802_200893327 |  | ABCN | node_8102802_200893326 | node_8102802_200893327 | 331.314 | bal_3P_1/0AA_2CU(N) | 8102802 | no | no |  |  | no |  |  | 0 | 0 | 0 | 0
oh_line_8102802_200893328 |  | ABCN | node_8102802_200893327 | node_8102802_200893328 | 303.202 | bal_3P_1/0AA_2AC(N) | 8102802 | no | no |  |  | no |  |  | 0 | 0 | 0 | 0
oh_line_8102802_200893329 |  | AN | node_8102802_200893328 | node_8102802_200893329 | 222.978 | bal_1P_1/0AA_1/0AA(N) | 8102802 | no | no |  |  | no |  |  | 0 | 0 | 0 | 0
oh_line_8102802_200893330 |  | AN | node_8102802_200893329 | node_8102802_200893330 | 232.068 | bal_1P_1/0AA_1/0AA(N) | 8102802 | no | no |  |  | no |  |  | 0 | 0 | 0 | 0
oh_line_8102802_200893331 |  | AN | node_8102802_200893330 | node_8102802_200893331 | 41.539 | bal_1P_1/0AA_1/0AA(N) | 8102802 | no | no |  |  | no |  |  | 0 | 0 | 0 | 0
oh_line_8102802_200893332 |  | AN | node_8102802_200893331 | node_8102802_200893332 | 230.774 | bal_1P_1/0AA_1/0AA(N) | 8102802 | no | no |  |  | no |  |  | 0 | 0 | 0 | 0
oh_line_8102802_200893334 |  | ABCN | node_8102802_200893328 | node_8102802_200893334 | 37.636 | bal_3P_1/0AA_2AC(N) | 8102802 | no | no |  |  | no |  |  | 0 | 0 | 0 | 0
oh_line_8102802_200893335 |  | AN | node_8102802_200893336 | node_8102802_200893335 | 69.74 | bal_1P_1/0AA_1/0AA(N) | 8102802 | no | no |  |  | no |  |  | 0 | 0 | 0 | 0
oh_line_8102802_200893336 |  | AN | node_8102802_200893334 | node_8102802_200893336 | 179.006 | bal_1P_1/0AA_1/0AA(N) | 8102802 | no | no |  |  | no |  |  | 0 | 0 | 0 | 0
oh_line_8102802_200893337 |  | ABCN | node_8102802_200893334 | node_8102802_200893337 | 305.842 | bal_3P_1/0AA_2AC(N) | 8102802 | no | no |  |  | no |  |  | 0 | 0 | 0 | 0
oh_line_8102802_200893338 |  | ABCN | node_8102802_200893337 | node_8102802_200893338 | 334.411 | bal_3P_1/0AA_2AC(N) | 8102802 | no | no |  |  | no |  |  | 0 | 0 | 0 | 0
oh_line_8102802_200893339 |  | ABCN | node_8102802_200893338 | node_8102802_200893339 | 300.462 | bal_3P_1/0AA_2AC(N) | 8102802 | no | no |  |  | no |  |  | 0 | 0 | 0 | 0
oh_line_8102802_200893340 |  | ABCN | node_8102802_200893339 | node_8102802_200893340 | 297.867 | bal_3P_1/0AA_2AC(N) | 8102802 | no | no |  |  | no |  |  | 0 | 0 | 0 | 0
oh_line_8102802_200893342 |  | ABCN | node_8102802_200893340 | node_8102802_200893342 | 184.845 | bal_3P_1/0AA_2AC(N) | 8102802 | no | no |  |  | no |  |  | 0 | 0 | 0 | 0
oh_line_8102802_200893343 |  | ABCN | node_8102802_200893342 | node_8102802_200893343 | 246.254 | bal_3P_1/0AA_2AC(N) | 8102802 | no | no |  |  | no |  |  | 0 | 0 | 0 | 0
oh_line_8102802_200893344 |  | AN | node_8102802_200893343 | node_8102802_200893344 | 40.679 | bal_1P_1/0AA_1/0AA(N) | 8102802 | no | no |  |  | no |  |  | 0 | 0 | 0 | 0
oh_line_8102802_200893345 |  | AN | node_8102802_200893344 | node_8102802_200893345 | 233.012 | bal_1P_1/0AA_1/0AA(N) | 8102802 | no | no |  |  | no |  |  | 0 | 0 | 0 | 0
oh_line_8102802_200893346 |  | ABCN | node_8102802_200893343 | node_8102802_200893346 | 354.08 | bal_3P_1/0AA_2AC(N) | 8102802 | no | no |  |  | no |  |  | 0 | 0 | 0 | 0
oh_line_8102802_200893347 |  | ABCN | node_8102802_200893346 | node_8102802_200893347 | 257.069 | bal_3P_1/0AA_2AC(N) | 8102802 | no | no |  |  | no |  |  | 0 | 0 | 0 | 0
oh_line_8102802_200893348 |  | AN | node_8102802_200893347 | node_8102802_200893348 | 226.358 | bal_1P_1/0AA_1/0AA(N) | 8102802 | no | no |  |  | no |  |  | 0 | 0 | 0 | 0
oh_line_8102802_200893349 |  | ABCN | node_8102802_200893347 | node_8102802_200893349 | 451.577 | bal_3P_1/0AA_2AC(N) | 8102802 | no | no |  |  | no |  |  | 0 | 0 | 0 | 0
oh_line_8102802_200893350 |  | ABCN | node_8102802_200893349 | node_8102802_200893350 | 361.939 | bal_3P_1/0AA_2AC(N) | 8102802 | no | no |  |  | no |  |  | 0 | 0 | 0 | 0
oh_line_8102802_200893351 |  | ABCN | node_8102802_200893350 | node_8102802_200893351 | 311.093 | bal_3P_1/0AA_2AC(N) | 8102802 | no | no |  |  | no |  |  | 0 | 0 | 0 | 0
oh_line_8102802_200893352 |  | AN | node_8102802_200893351 | node_8102802_200893352 | 284.807 | bal_1P_2AC_2AC(N) | 8102802 | no | no |  |  | no |  |  | 0 | 0 | 0 | 0
oh_line_8102802_200893353 |  | AN | node_8102802_200893317 | node_8102802_200893353 | 93.557 | bal_1P_2AC_2AC(N) | 8102802 | no | no |  |  | no |  |  | 0 | 0 | 0 | 0
oh_line_8102802_200893354 |  | AN | node_8102802_200893353 | node_8102802_200893354 | 310.795 | bal_1P_1/0AA_1/0AA(N) | 8102802 | no | no |  |  | no |  |  | 0 | 0 | 0 | 0
oh_line_8102802_200893355 |  | AN | node_8102802_200893353 | node_8102802_200893355 | 168.639 | bal_1P_2AC_2AC(N) | 8102802 | no | no |  |  | no |  |  | 0 | 0 | 0 | 0
oh_line_8102802_200893356-1 |  | AN | node_8102802_200893355 | node_intto1_220387792 | 101.435 | bal_1P_2AC_2AC(N) | 8102802 | no | no |  |  | no |  |  | 0 | 0 | 0 | 0
oh_line_8102802_200893356-2 |  | AN | node_220387792 | node_intto1_220463509 | 6.899 | bal_1P_2AC_2AC(N) | 8102802 | no | no |  |  | no |  |  | 0 | 0 | 0 | 0
oh_line_8102802_200893356-3 |  | AN | node_220463509 | node_8102802_200893356 | 10.117 | bal_1P_2AC_2AC(N) | 8102802 | no | no |  |  | no |  |  | 0 | 0 | 0 | 0
oh_line_8102802_200893357 |  | AD | node_8102802_200893356 | node_8102802_200893357 | 522.238 | bal_1P_2AC | 8102802 | no | no |  |  | no |  |  | 0 | 0 | 0 | 0
oh_line_8102802_200893358 |  | AD | node_8102802_200893357 | node_8102802_200893358 | 367.677 | bal_1P_2AC | 8102802 | no | no |  |  | no |  |  | 0 | 0 | 0 | 0
oh_line_8102802_200893359 |  | AD | node_8102802_200893358 | node_8102802_200893359 | 449.161 | bal_1P_2AC | 8102802 | no | no |  |  | no |  |  | 0 | 0 | 0 | 0
oh_line_8102802_200893360 |  | AD | node_8102802_200893359 | node_8102802_200893360 | 336.872 | bal_1P_2AC | 8102802 | no | no |  |  | no |  |  | 0 | 0 | 0 | 0
oh_line_8102802_200893361 |  | AD | node_8102802_200893360 | node_8102802_200893361 | 232.851 | bal_1P_2AC | 8102802 | no | no |  |  | no |  |  | 0 | 0 | 0 | 0
oh_line_8102802_200893362 |  | AD | node_8102802_200893361 | node_8102802_200893362 | 315.22 | bal_1P_2AC | 8102802 | no | no |  |  | no |  |  | 0 | 0 | 0 | 0
oh_line_8102802_200893363 |  | AD | node_8102802_200893362 | node_8102802_200893363 | 174.241 | bal_1P_2AC | 8102802 | no | no |  |  | no |  |  | 0 | 0 | 0 | 0
oh_line_8102802_200893365 |  | AD | node_8102802_200893363 | node_8102802_200893365 | 205.262 | bal_1P_2AC | 8102802 | no | no |  |  | no |  |  | 0 | 0 | 0 | 0
oh_line_8102802_200893366 |  | AD | node_8102802_200893365 | node_8102802_200893366 | 366.357 | bal_1P_2AC | 8102802 | no | no |  |  | no |  |  | 0 | 0 | 0 | 0
oh_line_8102802_200893368 |  | AD | node_8102802_200893366 | node_8102802_200893368 | 373.146 | bal_1P_2AC | 8102802 | no | no |  |  | no |  |  | 0 | 0 | 0 | 0
oh_line_8102802_200893369 |  | AD | node_8102802_200893368 | node_8102802_200893369 | 321.066 | bal_1P_2AC | 8102802 | no | no |  |  | no |  |  | 0 | 0 | 0 | 0
oh_line_8102802_200893370 |  | AD | node_8102802_200893369 | node_8102802_200893370 | 256.76 | bal_1P_2AC | 8102802 | no | no |  |  | no |  |  | 0 | 0 | 0 | 0
oh_line_8102802_200893371 |  | AD | node_8102802_200893370 | node_8102802_200893371 | 377.775 | bal_1P_2AC | 8102802 | no | no |  |  | no |  |  | 0 | 0 | 0 | 0
oh_line_8102802_200893372 |  | AD | node_8102802_200893371 | node_8102802_200893372 | 268.575 | bal_1P_2AC | 8102802 | no | no |  |  | no |  |  | 0 | 0 | 0 | 0
oh_line_8102802_200893373 |  | AD | node_8102802_200893372 | node_8102802_200893373 | 304.633 | bal_1P_2AC | 8102802 | no | no |  |  | no |  |  | 0 | 0 | 0 | 0
oh_line_8102802_200893375 |  | AD | node_8102802_200893373 | node_8102802_200893375 | 266.925 | bal_1P_2AC | 8102802 | no | no |  |  | no |  |  | 0 | 0 | 0 | 0
oh_line_8102802_200893376 |  | AD | node_8102802_200893375 | node_8102802_200893376 | 129.948 | bal_1P_2AC | 8102802 | no | no |  |  | no |  |  | 0 | 0 | 0 | 0
oh_line_8102802_200893377 |  | AD | node_8102802_200893376 | node_8102802_200893377 | 204.537 | bal_1P_2AC | 8102802 | no | no |  |  | no |  |  | 0 | 0 | 0 | 0
oh_line_8102802_200893378 |  | AD | node_8102802_200893377 | node_8102802_200893378 | 213.33 | bal_1P_2AC | 8102802 | no | no |  |  | no |  |  | 0 | 0 | 0 | 0
oh_line_8102802_200893379 |  | AD | node_8102802_200893378 | node_8102802_200893379 | 183.688 | bal_1P_2AC | 8102802 | no | no |  |  | no |  |  | 0 | 0 | 0 | 0
oh_line_8102802_200893380 |  | AD | node_8102802_200893379 | node_8102802_200893380 | 77.397 | bal_1P_1/0AA | 8102802 | no | no |  |  | no |  |  | 0 | 0 | 0 | 0
oh_line_8102802_200893381 |  | AD | node_8102802_200893379 | node_8102802_200893381 | 288.659 | bal_1P_2AC | 8102802 | no | no |  |  | no |  |  | 0 | 0 | 0 | 0
oh_line_8102802_200893382 |  | AD | node_8102802_200893381 | node_8102802_200893382 | 241.1 | bal_1P_2AC | 8102802 | no | no |  |  | no |  |  | 0 | 0 | 0 | 0
oh_line_8102802_200893383 |  | AD | node_8102802_200893382 | node_8102802_200893383 | 358.92 | bal_1P_2AC | 8102802 | no | no |  |  | no |  |  | 0 | 0 | 0 | 0
oh_line_8102802_200893384 |  | AD | node_8102802_200893383 | node_intto1_8102802_200893384 | 272.789 | bal_1P_2AC | 8102802 | no | no |  |  | no |  |  | 0 | 0 | 0 | 0
oh_line_8102802_200893386 |  | AD | node_8102802_201018527 | node_8102802_200893386 | 332.551 | bal_1P_2AC | 8102802 | no | no |  |  | no |  |  | 0 | 0 | 0 | 0
oh_line_8102802_200893387 |  | AD | node_8102802_200893386 | node_8102802_200893387 | 354.851 | bal_1P_2AC | 8102802 | no | no |  |  | no |  |  | 0 | 0 | 0 | 0
oh_line_8102802_200893388 |  | AD | node_8102802_200893387 | node_8102802_200893388 | 348.348 | bal_1P_2AC | 8102802 | no | no |  |  | no |  |  | 0 | 0 | 0 | 0
oh_line_8102802_200893389 |  | AD | node_8102802_200893388 | node_8102802_200893389 | 316.785 | bal_1P_2AC | 8102802 | no | no |  |  | no |  |  | 0 | 0 | 0 | 0
oh_line_8102802_200893390 |  | AD | node_8102802_200893389 | node_8102802_200893390 | 360.334 | bal_1P_2AC | 8102802 | no | no |  |  | no |  |  | 0 | 0 | 0 | 0
oh_line_8102802_200893391 |  | AD | node_8102802_200893390 | node_8102802_200893391 | 239.118 | bal_1P_1/0AA | 8102802 | no | no |  |  | no |  |  | 0 | 0 | 0 | 0
oh_line_8102802_200893392 |  | AD | node_8102802_200893391 | node_8102802_200893392 | 286.48 | bal_1P_1/0AA | 8102802 | no | no |  |  | no |  |  | 0 | 0 | 0 | 0
oh_line_8102802_200893393 |  | AD | node_8102802_200893392 | node_8102802_200893393 | 265.841 | bal_1P_1/0AA | 8102802 | no | no |  |  | no |  |  | 0 | 0 | 0 | 0
oh_line_8102802_200893394 |  | AD | node_8102802_200893393 | node_8102802_200893394 | 264.674 | bal_1P_1/0AA | 8102802 | no | no |  |  | no |  |  | 0 | 0 | 0 | 0
oh_line_8102802_200893395 |  | AD | node_8102802_200893394 | node_8102802_200893395 | 281.543 | bal_1P_1/0AA | 8102802 | no | no |  |  | no |  |  | 0 | 0 | 0 | 0
oh_line_8102802_200893396 |  | AD | node_8102802_200893395 | node_8102802_200893396 | 221.421 | bal_1P_1/0AA | 8102802 | no | no |  |  | no |  |  | 0 | 0 | 0 | 0
oh_line_8102802_200893397 |  | AD | node_8102802_200893390 | node_8102802_200893397 | 326.352 | bal_1P_2AC | 8102802 | no | no |  |  | no |  |  | 0 | 0 | 0 | 0
oh_line_8102802_200893398 |  | AD | node_8102802_200893397 | node_8102802_200893398 | 325.4 | bal_1P_2AC | 8102802 | no | no |  |  | no |  |  | 0 | 0 | 0 | 0
oh_line_8102802_200893399 |  | AD | node_8102802_200893398 | node_8102802_200893399 | 393.929 | bal_1P_2AC | 8102802 | no | no |  |  | no |  |  | 0 | 0 | 0 | 0
oh_line_8102802_200893400 |  | AD | node_8102802_200893399 | node_8102802_200893400 | 395.962 | bal_1P_2AC | 8102802 | no | no |  |  | no |  |  | 0 | 0 | 0 | 0
oh_line_8102802_200893401 |  | AD | node_8102802_200893400 | node_8102802_200893401 | 456.337 | bal_1P_2AC | 8102802 | no | no |  |  | no |  |  | 0 | 0 | 0 | 0
oh_line_8102802_200893402 |  | AD | node_8102802_200893401 | node_8102802_200893402 | 326.223 | bal_1P_2AC | 8102802 | no | no |  |  | no |  |  | 0 | 0 | 0 | 0
oh_line_8102802_200893403 |  | AD | node_8102802_200893402 | node_8102802_200893403 | 509.878 | bal_1P_2AC | 8102802 | no | no |  |  | no |  |  | 0 | 0 | 0 | 0
oh_line_8102802_200893404 |  | AD | node_8102802_200893403 | node_8102802_200893404 | 288.557 | bal_1P_2AC | 8102802 | no | no |  |  | no |  |  | 0 | 0 | 0 | 0
oh_line_8102802_200893405 |  | AD | node_8102802_200893404 | node_8102802_200893405 | 75.057 | bal_1P_1/0AA | 8102802 | no | no |  |  | no |  |  | 0 | 0 | 0 | 0
oh_line_8102802_200893406 |  | AD | node_8102802_200893404 | node_8102802_200893406 | 247.622 | bal_1P_2AC | 8102802 | no | no |  |  | no |  |  | 0 | 0 | 0 | 0
oh_line_8102802_200893407 |  | AD | node_8102802_200893406 | node_8102802_200893407 | 60.694 | bal_1P_2AC | 8102802 | no | no |  |  | no |  |  | 0 | 0 | 0 | 0
oh_line_8102802_200893408 |  | AD | node_8102802_200893407 | node_8102802_200893408 | 174.539 | bal_1P_2AC | 8102802 | no | no |  |  | no |  |  | 0 | 0 | 0 | 0
oh_line_8102802_200893409 |  | AD | node_8102802_200893406 | node_8102802_200893409 | 240.316 | bal_1P_2AC | 8102802 | no | no |  |  | no |  |  | 0 | 0 | 0 | 0
oh_line_8102802_200893410 |  | AD | node_8102802_200893409 | node_intto1_8102802_200893410 | 280.099 | bal_1P_1/0AA | 8102802 | no | no |  |  | no |  |  | 0 | 0 | 0 | 0
oh_line_8102802_200893411 |  | AD | node_8102802_200893410 | node_8102802_200893411 | 354.571 | bal_1P_1/0AA | 8102802 | no | no |  |  | no |  |  | 0 | 0 | 0 | 0
oh_line_8102802_200893412 |  | AD | node_8102802_200893411 | node_8102802_200893412 | 365.35 | bal_1P_1/0AA | 8102802 | no | no |  |  | no |  |  | 0 | 0 | 0 | 0
oh_line_8102802_200893413 |  | AD | node_8102802_200893412 | node_8102802_200893413 | 399.808 | bal_1P_1/0AA | 8102802 | no | no |  |  | no |  |  | 0 | 0 | 0 | 0
oh_line_8102802_200893414 |  | AD | node_8102802_200893409 | node_8102802_200893414 | 221.235 | bal_1P_1/0AA | 8102802 | no | no |  |  | no |  |  | 0 | 0 | 0 | 0
oh_line_8102802_200893415 |  | AD | node_8102802_200893414 | node_8102802_200893415 | 245.26 | bal_1P_1/0AA | 8102802 | no | no |  |  | no |  |  | 0 | 0 | 0 | 0
oh_line_8102802_200893427 |  | AD | node_8102802_200893428 | node_8102802_200893427 | 159.549 | bal_1P_2AC | 8102802 | no | no |  |  | no |  |  | 0 | 0 | 0 | 0
oh_line_8102802_200893428 |  | AD | node_8102802_200893437 | node_8102802_200893428 | 350.698 | bal_1P_2AC | 8102802 | no | no |  |  | no |  |  | 0 | 0 | 0 | 0
oh_line_8102802_200893429 |  | AD | node_8102802_200893431 | node_8102802_200893429 | 323.863 | bal_1P_2AC | 8102802 | no | no |  |  | no |  |  | 0 | 0 | 0 | 0
oh_line_8102802_200893431 |  | AD | node_8102802_200893432 | node_8102802_200893431 | 358.364 | bal_1P_2AC | 8102802 | no | no |  |  | no |  |  | 0 | 0 | 0 | 0
oh_line_8102802_200893432 |  | AD | node_8102802_200893433 | node_8102802_200893432 | 111.847 | bal_1P_1/0AC | 8102802 | no | no |  |  | no |  |  | 0 | 0 | 0 | 0
oh_line_8102802_200893433 |  | AD | node_8102802_200893765 | node_8102802_200893433 | 440.192 | bal_1P_1/0AC | 8102802 | no | no |  |  | no |  |  | 0 | 0 | 0 | 0
oh_line_8102802_200893434 |  | AD | node_8102802_200893433 | node_8102802_200893434 | 292.665 | bal_1P_1/0AC | 8102802 | no | no |  |  | no |  |  | 0 | 0 | 0 | 0
oh_line_8102802_200893435 |  | AD | node_8102802_200893434 | node_8102802_200893435 | 272.359 | bal_1P_1/0AC | 8102802 | no | no |  |  | no |  |  | 0 | 0 | 0 | 0
oh_line_8102802_200893436 |  | AD | node_8102802_200893432 | node_8102802_200893436 | 334.444 | bal_1P_1/0AC | 8102802 | no | no |  |  | no |  |  | 0 | 0 | 0 | 0
oh_line_8102802_200893437 |  | AD | node_8102802_200893438 | node_8102802_200893437 | 437.869 | bal_1P_2AC | 8102802 | no | no |  |  | no |  |  | 0 | 0 | 0 | 0
oh_line_8102802_200893438 |  | AD | node_8102802_200893439 | node_8102802_200893438 | 362.001 | bal_1P_2AC | 8102802 | no | no |  |  | no |  |  | 0 | 0 | 0 | 0
oh_line_8102802_200893439 |  | AD | node_8102802_200893441 | node_8102802_200893439 | 447.173 | bal_1P_2AC | 8102802 | no | no |  |  | no |  |  | 0 | 0 | 0 | 0
oh_line_8102802_200893440 |  | AD | node_8102802_200893439 | node_8102802_200893440 | 275.529 | bal_1P_1/0AA | 8102802 | no | no |  |  | no |  |  | 0 | 0 | 0 | 0
oh_line_8102802_200893441 |  | AD | node_8102802_200893443 | node_8102802_200893441 | 225.523 | bal_1P_2AC | 8102802 | no | no |  |  | no |  |  | 0 | 0 | 0 | 0
oh_line_8102802_200893442 |  | AD | node_8102802_200893441 | node_8102802_200893442 | 205.306 | bal_1P_2AC | 8102802 | no | no |  |  | no |  |  | 0 | 0 | 0 | 0
oh_line_8102802_200893443 |  | AD | node_8102802_200893445 | node_8102802_200893443 | 199.203 | bal_1P_2AC | 8102802 | no | no |  |  | no |  |  | 0 | 0 | 0 | 0
oh_line_8102802_200893445 |  | AD | node_8102802_200893446 | node_8102802_200893445 | 251.871 | bal_1P_2AC | 8102802 | no | no |  |  | no |  |  | 0 | 0 | 0 | 0
oh_line_8102802_200893446 |  | AD | node_8102802_200893447 | node_8102802_200893446 | 303.974 | bal_1P_2AC | 8102802 | no | no |  |  | no |  |  | 0 | 0 | 0 | 0
oh_line_8102802_200893447 |  | AD | node_8102802_200893429 | node_8102802_200893447 | 184.987 | bal_1P_2AC | 8102802 | no | no |  |  | no |  |  | 0 | 0 | 0 | 0
oh_line_8102802_200893467 |  | AD | node_8102802_200893016 | node_8102802_200893467 | 417.04 | bal_1P_2AC | 8102802 | no | no |  |  | no |  |  | 0 | 0 | 0 | 0
oh_line_8102802_200893468 |  | AD | node_8102802_200893476 | node_8102802_200893468 | 328.625 | bal_1P_2AC | 8102802 | no | no |  |  | no |  |  | 0 | 0 | 0 | 0
oh_line_8102802_200893469 |  | AD | node_8102802_200893467 | node_8102802_200893469 | 298.585 | bal_1P_2AC | 8102802 | no | no |  |  | no |  |  | 0 | 0 | 0 | 0
oh_line_8102802_200893470 |  | AD | node_8102802_200893469 | node_8102802_200893470 | 387.543 | bal_1P_2AC | 8102802 | no | no |  |  | no |  |  | 0 | 0 | 0 | 0
oh_line_8102802_200893471 |  | AD | node_8102802_200893470 | node_8102802_200893471 | 467.328 | bal_1P_2AC | 8102802 | no | no |  |  | no |  |  | 0 | 0 | 0 | 0
oh_line_8102802_200893472 |  | AD | node_8102802_200893471 | node_8102802_200893472 | 331.471 | bal_1P_2AC | 8102802 | no | no |  |  | no |  |  | 0 | 0 | 0 | 0
oh_line_8102802_200893473 |  | AD | node_8102802_200893472 | node_8102802_200893473 | 293.809 | bal_1P_2AC | 8102802 | no | no |  |  | no |  |  | 0 | 0 | 0 | 0
oh_line_8102802_200893474 |  | AD | node_8102802_200893473 | node_8102802_200893474 | 387.7 | bal_1P_2AC | 8102802 | no | no |  |  | no |  |  | 0 | 0 | 0 | 0
oh_line_8102802_200893475 |  | AD | node_8102802_200893473 | node_8102802_200893475 | 202.92 | bal_1P_2AC | 8102802 | no | no |  |  | no |  |  | 0 | 0 | 0 | 0
oh_line_8102802_200893476 |  | AD | node_8102802_200893475 | node_8102802_200893476 | 235.572 | bal_1P_2AC | 8102802 | no | no |  |  | no |  |  | 0 | 0 | 0 | 0
oh_line_8102802_200893478 |  | AD | node_8102802_200893494 | node_8102802_200893478 | 350.503 | bal_1P_2AC | 8102802 | no | no |  |  | no |  |  | 0 | 0 | 0 | 0
oh_line_8102802_200893479 |  | AD | node_8102802_200893480 | node_8102802_200893479 | 381.83 | bal_1P_2AC | 8102802 | no | no |  |  | no |  |  | 0 | 0 | 0 | 0
oh_line_8102802_200893480 |  | AD | node_8102802_200893481 | node_8102802_200893480 | 331.246 | bal_1P_2AC | 8102802 | no | no |  |  | no |  |  | 0 | 0 | 0 | 0
oh_line_8102802_200893481 |  | AD | node_8102802_200893482 | node_8102802_200893481 | 364.701 | bal_1P_2AC | 8102802 | no | no |  |  | no |  |  | 0 | 0 | 0 | 0
oh_line_8102802_200893482 |  | AD | node_8102802_200893483 | node_8102802_200893482 | 293.958 | bal_1P_4/0AC | 8102802 | no | no |  |  | no |  |  | 0 | 0 | 0 | 0
oh_line_8102802_200893483 |  | AD | node_8102802_200893484 | node_intto1_8102802_200893483 | 341.016 | bal_1P_4/0AC | 8102802 | no | no |  |  | no |  |  | 0 | 0 | 0 | 0
oh_line_8102802_200893484 |  | AD | node_8102802_200893488 | node_8102802_200893484 | 369.947 | bal_1P_4/0AC | 8102802 | no | no |  |  | no |  |  | 0 | 0 | 0 | 0
oh_line_8102802_200893485 |  | AD | node_8102802_200893484 | node_8102802_200893485 | 305.37 | bal_1P_1/0AA | 8102802 | no | no |  |  | no |  |  | 0 | 0 | 0 | 0
oh_line_8102802_200893486 |  | AD | node_8102802_200893484 | node_8102802_200893486 | 218.661 | bal_1P_1/0AA | 8102802 | no | no |  |  | no |  |  | 0 | 0 | 0 | 0
oh_line_8102802_200893488 |  | AD | node_8102802_200893489 | node_8102802_200893488 | 361.525 | bal_1P_4/0AC | 8102802 | no | no |  |  | no |  |  | 0 | 0 | 0 | 0
oh_line_8102802_200893489 |  | AD | node_8102802_200893492 | node_intto1_8102802_200893489 | 184.875 | bal_1P_4/0AC | 8102802 | no | no |  |  | no |  |  | 0 | 0 | 0 | 0
oh_line_8102802_200893490 |  | AD | node_8102802_200893489 | node_8102802_200893490 | 168.499 | bal_1P_2AC | 8102802 | no | no |  |  | no |  |  | 0 | 0 | 0 | 0
oh_line_8102802_200893491 |  | AD | node_8102802_200893490 | node_8102802_200893491 | 360.192 | bal_1P_2AC | 8102802 | no | no |  |  | no |  |  | 0 | 0 | 0 | 0
oh_line_8102802_200893492 |  | AD | node_8102802_200893493 | node_8102802_200893492 | 281.001 | bal_1P_4/0AC | 8102802 | no | no |  |  | no |  |  | 0 | 0 | 0 | 0
oh_line_8102802_200893493-1 |  | AN | node_220456972 | node_8102802_200893493 | 19.002 | bal_1P_4/0AC_4/0AC(N) | 8102802 | no | no |  |  | no |  |  | 0 | 0 | 0 | 0
oh_line_8102802_200893493-2 |  | AN | node_220387784 | node_intto1_220456972 | 14.989 | bal_1P_4/0AC_4/0AC(N) | 8102802 | no | no |  |  | no |  |  | 0 | 0 | 0 | 0
oh_line_8102802_200893493-3 |  | AN | node_8102802_200893495 | node_intto1_220387784 | 232.613 | bal_1P_4/0AC_4/0AC(N) | 8102802 | no | no |  |  | no |  |  | 0 | 0 | 0 | 0
oh_line_8102802_200893494 |  | AD | node_8102802_200893499 | node_8102802_200893494 | 379.459 | bal_1P_2AC | 8102802 | no | no |  |  | no |  |  | 0 | 0 | 0 | 0
oh_line_8102802_200893495 |  | AN | node_8102802_200893497 | node_8102802_200893495 | 246.851 | bal_1P_4/0AC_4/0AC(N) | 8102802 | no | no |  |  | no |  |  | 0 | 0 | 0 | 0
oh_line_8102802_200893497 |  | AN | node_8102802_200893498 | node_8102802_200893497 | 229.223 | bal_1P_4/0AC_4/0AC(N) | 8102802 | no | no |  |  | no |  |  | 0 | 0 | 0 | 0
oh_line_8102802_200893498 |  | AN | node_8102802_200893353 | node_8102802_200893498 | 179.003 | bal_1P_4/0AC_1/0AC(N) | 8102802 | no | no |  |  | no |  |  | 0 | 0 | 0 | 0
oh_line_8102802_200893499 |  | AD | node_8102802_200893500 | node_8102802_200893499 | 376.31 | bal_1P_2AC | 8102802 | no | no |  |  | no |  |  | 0 | 0 | 0 | 0
oh_line_8102802_200893500 |  | AD | node_8102802_200893501 | node_8102802_200893500 | 171.287 | bal_1P_2AC | 8102802 | no | no |  |  | no |  |  | 0 | 0 | 0 | 0
oh_line_8102802_200893501 |  | AD | node_8102802_200893502 | node_8102802_200893501 | 376.765 | bal_1P_2AC | 8102802 | no | no |  |  | no |  |  | 0 | 0 | 0 | 0
oh_line_8102802_200893502 |  | AD | node_8102802_200893503 | node_8102802_200893502 | 329.58 | bal_1P_2AC | 8102802 | no | no |  |  | no |  |  | 0 | 0 | 0 | 0
oh_line_8102802_200893503 |  | AD | node_8102802_200893504 | node_8102802_200893503 | 436.66 | bal_1P_2AC | 8102802 | no | no |  |  | no |  |  | 0 | 0 | 0 | 0
oh_line_8102802_200893504 |  | AD | node_8102802_200893505 | node_8102802_200893504 | 396.772 | bal_1P_2AC | 8102802 | no | no |  |  | no |  |  | 0 | 0 | 0 | 0
oh_line_8102802_200893505 |  | AD | node_8102802_200893506 | node_8102802_200893505 | 258.319 | bal_1P_2AC | 8102802 | no | no |  |  | no |  |  | 0 | 0 | 0 | 0
oh_line_8102802_200893506 |  | AD | node_8102802_200893479 | node_8102802_200893506 | 270.672 | bal_1P_2AC | 8102802 | no | no |  |  | no |  |  | 0 | 0 | 0 | 0
oh_line_8102802_200893507 |  | ABN | node_8102802_200893110 | node_8102802_200893507 | 314.727 | bal_2P_1/0AC_1/0AA(N) | 8102802 | no | no |  |  | no |  |  | 0 | 0 | 0 | 0
oh_line_8102802_200893508 |  | ABN | node_8102802_200893507 | node_8102802_200893508 | 196.872 | bal_2P_1/0AC_1/0AA(N) | 8102802 | no | no |  |  | no |  |  | 0 | 0 | 0 | 0
oh_line_8102802_200893514 |  | AN | node_8102802_200912927 | node_8102802_200893514 | 278.183 | bal_1P_WYECUST | 8102802 | no | no |  |  | no |  |  | 0 | 0 | 0 | 0
oh_line_8102802_200893516 |  | ABCN | node_8102802_200893543 | node_8102802_200893516 | 306.424 | unb_3P_2-1/0AA_1/0AC_1/0AC(N) | 8102802 | no | no |  |  | no |  |  | 0 | 0 | 0 | 0
oh_line_8102802_200893517 |  | AN | node_8102802_200893516 | node_8102802_200893517 | 85.38 | bal_1P_1/0AA_1/0AA(N) | 8102802 | no | no |  |  | no |  |  | 0 | 0 | 0 | 0
oh_line_8102802_200893518 |  | AN | node_8102802_200893517 | node_8102802_200893518 | 256.561 | bal_1P_1/0AA_1/0AA(N) | 8102802 | no | no |  |  | no |  |  | 0 | 0 | 0 | 0
oh_line_8102802_200893519 |  | AN | node_8102802_200893518 | node_8102802_200893519 | 242.725 | bal_1P_1/0AA_1/0AC(N) | 8102802 | no | no |  |  | no |  |  | 0 | 0 | 0 | 0
oh_line_8102802_200893520 |  | AD | node_8102802_200985580 | node_8102802_200893520 | 333.783 | bal_1P_1/0AC | 8102802 | no | no |  |  | no |  |  | 0 | 0 | 0 | 0
oh_line_8102802_200893521 |  | AN | node_8102802_200893520 | node_intto1_8102802_200893521 | 123.988 | bal_1P_1/0AC_1/0AC(N) | 8102802 | no | no |  |  | no |  |  | 0 | 0 | 0 | 0
oh_line_8102802_200893522 |  | AN | node_8102802_200893521 | node_8102802_200893522 | 218.922 | bal_1P_1/0AC_1/0AC(N) | 8102802 | no | no |  |  | no |  |  | 0 | 0 | 0 | 0
oh_line_8102802_200893523 |  | AD | node_8102802_200893520 | node_8102802_200893523 | 401.515 | bal_1P_1/0AC | 8102802 | no | no |  |  | no |  |  | 0 | 0 | 0 | 0
oh_line_8102802_200893524 |  | AD | node_8102802_200893523 | node_8102802_200893524 | 162.17 | bal_1P_1/0AA | 8102802 | no | no |  |  | no |  |  | 0 | 0 | 0 | 0
oh_line_8102802_200893525 |  | AD | node_8102802_200893524 | node_8102802_200893525 | 221.844 | bal_1P_1/0AA | 8102802 | no | no |  |  | no |  |  | 0 | 0 | 0 | 0
oh_line_8102802_200893526 |  | AD | node_8102802_200893525 | node_8102802_200893526 | 258.386 | bal_1P_1/0AA | 8102802 | no | no |  |  | no |  |  | 0 | 0 | 0 | 0
oh_line_8102802_200893528 |  | AD | node_8102802_200893525 | node_8102802_200893528 | 205.217 | bal_1P_1/0AA | 8102802 | no | no |  |  | no |  |  | 0 | 0 | 0 | 0
oh_line_8102802_200893529 |  | AD | node_8102802_200893523 | node_8102802_200893529 | 417.725 | bal_1P_1/0AC | 8102802 | no | no |  |  | no |  |  | 0 | 0 | 0 | 0
oh_line_8102802_200893530 |  | ABCN | node_8102802_200970537 | node_intto1_8102802_200893530 | 329.615 | unb_3P_2-2AC_1/0AA_1/0AA(N) | 8102802 | no | no |  |  | no |  |  | 0 | 0 | 0 | 0
oh_line_8102802_200893531 |  | ABCN | node_8102802_200893530 | node_8102802_200893531 | 241.542 | unb_3P_2-2AC_1/0AA_1/0AA(N) | 8102802 | no | no |  |  | no |  |  | 0 | 0 | 0 | 0
oh_line_8102802_200893532 |  | AN | node_8102802_200893531 | node_intto1_8102802_200893532 | 34.706 | bal_1P_1/0AA_1/0AA(N) | 8102802 | no | no |  |  | no |  |  | 0 | 0 | 0 | 0
oh_line_8102802_200893533 |  | ABCN | node_8102802_200893531 | node_8102802_200893533 | 252.865 | unb_3P_2-2AC_1/0AA_1/0AA(N) | 8102802 | no | no |  |  | no |  |  | 0 | 0 | 0 | 0
oh_line_8102802_200893534 |  | ABCN | node_8102802_200893533 | node_8102802_200893534 | 221.18 | unb_3P_2-2AC_1/0AA_1/0AA(N) | 8102802 | no | no |  |  | no |  |  | 0 | 0 | 0 | 0
oh_line_8102802_200893535 |  | ABCN | node_8102802_200893534 | node_8102802_200893535 | 289.718 | unb_3P_2-2AC_1/0AA_1/0AA(N) | 8102802 | no | no |  |  | no |  |  | 0 | 0 | 0 | 0
oh_line_8102802_200893538 |  | ABCN | node_8102802_200893535 | node_8102802_200893538 | 222.85 | unb_3P_2-1/0AA_1/0AC_1/0AC(N) | 8102802 | no | no |  |  | no |  |  | 0 | 0 | 0 | 0
oh_line_8102802_200893539 |  | AN | node_8102802_200893538 | node_intto1_8102802_200893539 | 100.293 | bal_1P_1/0AA_1/0AA(N) | 8102802 | no | no |  |  | no |  |  | 0 | 0 | 0 | 0
oh_line_8102802_200893543 |  | ABCD | node_8102802_200970538 | node_8102802_200893543 | 418.269 | bal_3P_1/0AC | 8102802 | no | no |  |  | no |  |  | 0 | 0 | 0 | 0
oh_line_8102802_200893544 |  | ABN | node_8102802_200893508 | node_8102802_200893544 | 244.445 | bal_2P_1/0AC_1/0AA(N) | 8102802 | no | no |  |  | no |  |  | 0 | 0 | 0 | 0
oh_line_8102802_200893545 |  | ABN | node_8102802_200893544 | node_8102802_200893545 | 208.45 | bal_2P_1/0AC_4/0AL(N) | 8102802 | no | no |  |  | no |  |  | 0 | 0 | 0 | 0
oh_line_8102802_200893546 |  | ABN | node_8102802_200893545 | node_8102802_200893546 | 197.374 | bal_2P_1/0AC_4/0AL(N) | 8102802 | no | no |  |  | no |  |  | 0 | 0 | 0 | 0
oh_line_8102802_200893550 |  | ABCN | node_SOURCE_8102802 | node_8102802_200893550 | 143.938 | bal_3P_477AL_477AL(N) | 8102802 | no | no |  |  | no |  |  | 0 | 0 | 0 | 0
oh_line_8102802_200893551 |  | ABCN | node_8102802_200893550 | node_intto1_8102802_200893551 | 199.495 | bal_3P_477AL_477AL(N) | 8102802 | no | no |  |  | no |  |  | 0 | 0 | 0 | 0
oh_line_8102802_200893552 |  | ABCN | node_8102802_312128462 | node_8102802_200893552 | 79.908 | bal_3P_477AL_477AL(N) | 8102802 | no | no |  |  | no |  |  | 0 | 0 | 0 | 0
oh_line_8102802_200893570 |  | AN | node_8102802_200893578 | node_intto1_8102802_200893570 | 2152.703 | bal_1P_1/0AA_1/0AA(N) | 8102802 | no | no |  |  | no |  |  | 0 | 0 | 0 | 0
oh_line_8102802_200893571 |  | ABCN | node_8102802_200893131 | node_8102802_200893571 | 205.47 | bal_3P_4/0AC_1/0AC(N) | 8102802 | no | no |  |  | no |  |  | 0 | 0 | 0 | 0
oh_line_8102802_200893572 |  | ABCN | node_8102802_200893592 | node_8102802_200893572 | 294.532 | bal_3P_4/0AC_1/0AC(N) | 8102802 | no | no |  |  | no |  |  | 0 | 0 | 0 | 0
oh_line_8102802_200893573 |  | ABCN | node_8102802_200893572 | node_8102802_200893573 | 299.502 | bal_3P_4/0AC_1/0AC(N) | 8102802 | no | no |  |  | no |  |  | 0 | 0 | 0 | 0
oh_line_8102802_200893574 |  | ABCN | node_8102802_200893573 | node_8102802_200893574 | 270.567 | bal_3P_4/0AC_1/0AC(N) | 8102802 | no | no |  |  | no |  |  | 0 | 0 | 0 | 0
oh_line_8102802_200893575 |  | ABCN | node_8102802_200893574 | node_8102802_200893575 | 344.469 | bal_3P_4/0AC_1/0AC(N) | 8102802 | no | no |  |  | no |  |  | 0 | 0 | 0 | 0
oh_line_8102802_200893577 |  | AN | node_8102802_200893575 | node_intto1_8102802_200893577 | 221.581 | bal_1P_1/0AA_1/0AA(N) | 8102802 | no | no |  |  | no |  |  | 0 | 0 | 0 | 0
oh_line_8102802_200893578 |  | AN | node_8102802_200893577 | node_8102802_200893578 | 305.578 | bal_1P_1/0AA_1/0AA(N) | 8102802 | no | no |  |  | no |  |  | 0 | 0 | 0 | 0
oh_line_8102802_200893579 |  | ABCN | node_8102802_200893575 | node_8102802_200893579 | 329.923 | bal_3P_4/0AC_1/0AC(N) | 8102802 | no | no |  |  | no |  |  | 0 | 0 | 0 | 0
oh_line_8102802_200893581 |  | ABCN | node_8102802_200893579 | node_intto1_8102802_200893581 | 173.093 | bal_3P_4/0AC_1/0AC(N) | 8102802 | no | no |  |  | no |  |  | 0 | 0 | 0 | 0
oh_line_8102802_200893582 |  | ABCN | node_8102802_200893581 | node_8102802_200893582 | 134.907 | bal_3P_4/0AA_4/0AA(N) | 8102802 | no | no |  |  | no |  |  | 0 | 0 | 0 | 0
oh_line_8102802_200893583 |  | ABCN | node_8102802_200893571 | node_intto1_8102802_200893583 | 180.296 | bal_3P_4/0AC_1/0AC(N) | 8102802 | no | no |  |  | no |  |  | 0 | 0 | 0 | 0
oh_line_8102802_200893584 |  | ABCN | node_8102802_200893583 | node_8102802_200893584 | 311.934 | bal_3P_4/0AC_1/0AC(N) | 8102802 | no | no |  |  | no |  |  | 0 | 0 | 0 | 0
oh_line_8102802_200893585 |  | ABCN | node_8102802_312135003 | node_8102802_200893585 | 177.74 | bal_3P_4/0AC_1/0AC(N) | 8102802 | no | no |  |  | no |  |  | 0 | 0 | 0 | 0
oh_line_8102802_200893586 |  | ABCN | node_8102802_200893585 | node_8102802_200893586 | 522.953 | bal_3P_4/0AC_1/0AC(N) | 8102802 | no | no |  |  | no |  |  | 0 | 0 | 0 | 0
oh_line_8102802_200893587 |  | ABCN | node_8102802_200893586 | node_8102802_200893587 | 298.489 | bal_3P_4/0AC_1/0AC(N) | 8102802 | no | no |  |  | no |  |  | 0 | 0 | 0 | 0
oh_line_8102802_200893589 |  | ABCN | node_8102802_200893587 | node_intto1_8102802_200893589 | 298.872 | bal_3P_4/0AC_1/0AC(N) | 8102802 | no | no |  |  | no |  |  | 0 | 0 | 0 | 0
oh_line_8102802_200893591 |  | ABCN | node_8102802_200893589 | node_8102802_200893591 | 291.601 | bal_3P_4/0AC_1/0AC(N) | 8102802 | no | no |  |  | no |  |  | 0 | 0 | 0 | 0
oh_line_8102802_200893592 |  | ABCN | node_8102802_200893591 | node_8102802_200893592 | 291.026 | bal_3P_4/0AC_1/0AC(N) | 8102802 | no | no |  |  | no |  |  | 0 | 0 | 0 | 0
oh_line_8102802_200893602 |  | AD | node_8102802_200893637 | node_intto1_8102802_200893602 | 233.805 | bal_1P_2AC | 8102802 | no | no |  |  | no |  |  | 0 | 0 | 0 | 0
oh_line_8102802_200893603 |  | AD | node_8102802_200893602 | node_8102802_200893603 | 224.382 | bal_1P_2AC | 8102802 | no | no |  |  | no |  |  | 0 | 0 | 0 | 0
oh_line_8102802_200893604 |  | AD | node_8102802_200893603 | node_8102802_200893604 | 255.613 | bal_1P_2AC | 8102802 | no | no |  |  | no |  |  | 0 | 0 | 0 | 0
oh_line_8102802_200893606 |  | AD | node_8102802_200893604 | node_8102802_200893606 | 300.576 | bal_1P_2AC | 8102802 | no | no |  |  | no |  |  | 0 | 0 | 0 | 0
oh_line_8102802_200893608 |  | AD | node_8102802_200893606 | node_8102802_200893608 | 211.225 | bal_1P_2AC | 8102802 | no | no |  |  | no |  |  | 0 | 0 | 0 | 0
oh_line_8102802_200893610 |  | AD | node_8102802_200893608 | node_8102802_200893610 | 374.566 | bal_1P_2AC | 8102802 | no | no |  |  | no |  |  | 0 | 0 | 0 | 0
oh_line_8102802_200893611 |  | AD | node_8102802_200893610 | node_8102802_200893611 | 387.426 | bal_1P_2AC | 8102802 | no | no |  |  | no |  |  | 0 | 0 | 0 | 0
oh_line_8102802_200893612 |  | AD | node_8102802_200893611 | node_8102802_200893612 | 302.265 | bal_1P_2AC | 8102802 | no | no |  |  | no |  |  | 0 | 0 | 0 | 0
oh_line_8102802_200893613 |  | AD | node_8102802_200893612 | node_8102802_200893613 | 328.725 | bal_1P_2AC | 8102802 | no | no |  |  | no |  |  | 0 | 0 | 0 | 0
oh_line_8102802_200893615 |  | AD | node_8102802_200893383 | node_8102802_200893615 | 265.189 | bal_1P_2AC | 8102802 | no | no |  |  | no |  |  | 0 | 0 | 0 | 0
oh_line_8102802_200893616 |  | AD | node_8102802_200893626 | node_8102802_200893616 | 286.037 | bal_1P_1/0AA | 8102802 | no | no |  |  | no |  |  | 0 | 0 | 0 | 0
oh_line_8102802_200893617 |  | AD | node_8102802_200893616 | node_8102802_200893617 | 260.302 | bal_1P_1/0AA | 8102802 | no | no |  |  | no |  |  | 0 | 0 | 0 | 0
oh_line_8102802_200893619 |  | AD | node_8102802_200893615 | node_8102802_200893619 | 302.756 | bal_1P_2AC | 8102802 | no | no |  |  | no |  |  | 0 | 0 | 0 | 0
oh_line_8102802_200893620 |  | AD | node_8102802_200893619 | node_8102802_200893620 | 337.621 | bal_1P_2AC | 8102802 | no | no |  |  | no |  |  | 0 | 0 | 0 | 0
oh_line_8102802_200893621 |  | AD | node_8102802_200893620 | node_8102802_200893621 | 316.169 | bal_1P_2AC | 8102802 | no | no |  |  | no |  |  | 0 | 0 | 0 | 0
oh_line_8102802_200893622 |  | AD | node_8102802_200893621 | node_8102802_200893622 | 297.073 | bal_1P_2AC | 8102802 | no | no |  |  | no |  |  | 0 | 0 | 0 | 0
oh_line_8102802_200893623 |  | AD | node_8102802_200893622 | node_8102802_200893623 | 303.816 | bal_1P_2AC | 8102802 | no | no |  |  | no |  |  | 0 | 0 | 0 | 0
oh_line_8102802_200893624 |  | AD | node_8102802_200893623 | node_8102802_200893624 | 329.057 | bal_1P_2AC | 8102802 | no | no |  |  | no |  |  | 0 | 0 | 0 | 0
oh_line_8102802_200893625 |  | AD | node_8102802_200893624 | node_8102802_200893625 | 311.767 | bal_1P_2AC | 8102802 | no | no |  |  | no |  |  | 0 | 0 | 0 | 0
oh_line_8102802_200893626 |  | AD | node_8102802_200893625 | node_8102802_200893626 | 279.343 | bal_1P_1/0AA | 8102802 | no | no |  |  | no |  |  | 0 | 0 | 0 | 0
oh_line_8102802_200893627 |  | AD | node_8102802_200908236 | node_8102802_200893627 | 126.909 | bal_1P_1/0AA | 8102802 | no | no |  |  | no |  |  | 0 | 0 | 0 | 0
oh_line_8102802_200893628 |  | AD | node_8102802_200893473 | node_8102802_200893628 | 137.874 | bal_1P_2AC | 8102802 | no | no |  |  | no |  |  | 0 | 0 | 0 | 0
oh_line_8102802_200893629 |  | AD | node_8102802_200893628 | node_intto1_8102802_200893629 | 354.157 | bal_1P_2AC | 8102802 | no | no |  |  | no |  |  | 0 | 0 | 0 | 0
oh_line_8102802_200893630 |  | AD | node_8102802_200893629 | node_8102802_200893630 | 346.465 | bal_1P_2AC | 8102802 | no | no |  |  | no |  |  | 0 | 0 | 0 | 0
oh_line_8102802_200893631 |  | AD | node_8102802_200893630 | node_8102802_200893631 | 325.58 | bal_1P_2AC | 8102802 | no | no |  |  | no |  |  | 0 | 0 | 0 | 0
oh_line_8102802_200893632 |  | AD | node_8102802_200893631 | node_8102802_200893632 | 291.476 | bal_1P_1/0AA | 8102802 | no | no |  |  | no |  |  | 0 | 0 | 0 | 0
oh_line_8102802_200893633 |  | AD | node_8102802_200893632 | node_8102802_200893633 | 299.325 | bal_1P_1/0AA | 8102802 | no | no |  |  | no |  |  | 0 | 0 | 0 | 0
oh_line_8102802_200893634 |  | AD | node_8102802_200893633 | node_8102802_200893634 | 323.015 | bal_1P_1/0AA | 8102802 | no | no |  |  | no |  |  | 0 | 0 | 0 | 0
oh_line_8102802_200893635 |  | AD | node_8102802_200893634 | node_8102802_200893635 | 364.139 | bal_1P_1/0AA | 8102802 | no | no |  |  | no |  |  | 0 | 0 | 0 | 0
oh_line_8102802_200893636 |  | AD | node_8102802_200893635 | node_8102802_200893636 | 301.954 | bal_1P_1/0AA | 8102802 | no | no |  |  | no |  |  | 0 | 0 | 0 | 0
oh_line_8102802_200893637 |  | AD | node_8102802_200892777 | node_8102802_200893637 | 162.57 | bal_1P_1/0AC | 8102802 | no | no |  |  | no |  |  | 0 | 0 | 0 | 0
oh_line_8102802_200893638 |  | AD | node_8102802_200893652 | node_8102802_200893638 | 206.743 | bal_1P_1/0AC | 8102802 | no | no |  |  | no |  |  | 0 | 0 | 0 | 0
oh_line_8102802_200893639 |  | AD | node_8102802_200893638 | node_8102802_200893639 | 446.8 | bal_1P_1/0AC | 8102802 | no | no |  |  | no |  |  | 0 | 0 | 0 | 0
oh_line_8102802_200893640 |  | AD | node_8102802_200893639 | node_8102802_200893640 | 359.996 | bal_1P_2AC | 8102802 | no | no |  |  | no |  |  | 0 | 0 | 0 | 0
oh_line_8102802_200893642 |  | AD | node_8102802_200893637 | node_intto1_8102802_200893642 | 233.388 | bal_1P_1/0AC | 8102802 | no | no |  |  | no |  |  | 0 | 0 | 0 | 0
oh_line_8102802_200893643 |  | AD | node_8102802_200893642 | node_8102802_200893643 | 189.718 | bal_1P_1/0AC | 8102802 | no | no |  |  | no |  |  | 0 | 0 | 0 | 0
oh_line_8102802_200893644 |  | AD | node_8102802_200893642 | node_8102802_200893644 | 87.304 | bal_1P_1/0AC | 8102802 | no | no |  |  | no |  |  | 0 | 0 | 0 | 0
oh_line_8102802_200893645 |  | AD | node_8102802_200893644 | node_8102802_200893645 | 309.656 | bal_1P_1/0AC | 8102802 | no | no |  |  | no |  |  | 0 | 0 | 0 | 0
oh_line_8102802_200893647 |  | AD | node_8102802_200893645 | node_8102802_200893647 | 340.378 | bal_1P_1/0AC | 8102802 | no | no |  |  | no |  |  | 0 | 0 | 0 | 0
oh_line_8102802_200893648 |  | AD | node_8102802_200893647 | node_8102802_200893648 | 314.455 | bal_1P_1/0AC | 8102802 | no | no |  |  | no |  |  | 0 | 0 | 0 | 0
oh_line_8102802_200893649 |  | AD | node_8102802_200893648 | node_8102802_200893649 | 288.973 | bal_1P_1/0AC | 8102802 | no | no |  |  | no |  |  | 0 | 0 | 0 | 0
oh_line_8102802_200893650 |  | AD | node_8102802_200893649 | node_8102802_200893650 | 227.801 | bal_1P_1/0AC | 8102802 | no | no |  |  | no |  |  | 0 | 0 | 0 | 0
oh_line_8102802_200893651 |  | AD | node_8102802_200893650 | node_8102802_200893651 | 218.295 | bal_1P_1/0AC | 8102802 | no | no |  |  | no |  |  | 0 | 0 | 0 | 0
oh_line_8102802_200893652 |  | AD | node_8102802_200893651 | node_8102802_200893652 | 292.57 | bal_1P_1/0AC | 8102802 | no | no |  |  | no |  |  | 0 | 0 | 0 | 0
oh_line_8102802_200893653 |  | AD | node_8102802_200893427 | node_8102802_200893653 | 165.586 | bal_1P_2AC | 8102802 | no | no |  |  | no |  |  | 0 | 0 | 0 | 0
oh_line_8102802_200893654 |  | AD | node_8102802_200893653 | node_8102802_200893654 | 354.388 | bal_1P_2AC | 8102802 | no | no |  |  | no |  |  | 0 | 0 | 0 | 0
oh_line_8102802_200893655 |  | AD | node_8102802_200893654 | node_8102802_200893655 | 353.809 | bal_1P_2AC | 8102802 | no | no |  |  | no |  |  | 0 | 0 | 0 | 0
oh_line_8102802_200893656 |  | AD | node_8102802_200893655 | node_8102802_200893656 | 195.132 | bal_1P_2AC | 8102802 | no | no |  |  | no |  |  | 0 | 0 | 0 | 0
oh_line_8102802_200893657 |  | AD | node_8102802_200893656 | node_8102802_200893657 | 389.743 | bal_1P_2AC | 8102802 | no | no |  |  | no |  |  | 0 | 0 | 0 | 0
oh_line_8102802_200893658 |  | AD | node_8102802_200893657 | node_8102802_200893658 | 350.382 | bal_1P_2AC | 8102802 | no | no |  |  | no |  |  | 0 | 0 | 0 | 0
oh_line_8102802_200893659 |  | AD | node_8102802_200893658 | node_8102802_200893659 | 411.396 | bal_1P_2AC | 8102802 | no | no |  |  | no |  |  | 0 | 0 | 0 | 0
oh_line_8102802_200893660 |  | AD | node_8102802_200893677 | node_8102802_200893660 | 315.177 | bal_1P_1/0AC | 8102802 | no | no |  |  | no |  |  | 0 | 0 | 0 | 0
oh_line_8102802_200893661 |  | AD | node_8102802_200893660 | node_8102802_200893661 | 260.233 | bal_1P_1/0AC | 8102802 | no | no |  |  | no |  |  | 0 | 0 | 0 | 0
oh_line_8102802_200893662 |  | AD | node_8102802_200893661 | node_8102802_200893662 | 293.47 | bal_1P_1/0AC | 8102802 | no | no |  |  | no |  |  | 0 | 0 | 0 | 0
oh_line_8102802_200893663 |  | AD | node_8102802_200893662 | node_8102802_200893663 | 241.608 | bal_1P_1/0AC | 8102802 | no | no |  |  | no |  |  | 0 | 0 | 0 | 0
oh_line_8102802_200893664 |  | AD | node_8102802_200893663 | node_8102802_200893664 | 257.09 | bal_1P_1/0AC | 8102802 | no | no |  |  | no |  |  | 0 | 0 | 0 | 0
oh_line_8102802_200893665 |  | AD | node_8102802_200893664 | node_8102802_200893665 | 297.993 | bal_1P_1/0AC | 8102802 | no | no |  |  | no |  |  | 0 | 0 | 0 | 0
oh_line_8102802_200893666 |  | AD | node_8102802_200893665 | node_8102802_200893666 | 269.404 | bal_1P_1/0AA | 8102802 | no | no |  |  | no |  |  | 0 | 0 | 0 | 0
oh_line_8102802_200893667 |  | AD | node_8102802_200893666 | node_8102802_200893667 | 309.779 | bal_1P_1/0AA | 8102802 | no | no |  |  | no |  |  | 0 | 0 | 0 | 0
oh_line_8102802_200893668 |  | AD | node_8102802_200893665 | node_8102802_200893668 | 311.78 | bal_1P_1/0AC | 8102802 | no | no |  |  | no |  |  | 0 | 0 | 0 | 0
oh_line_8102802_200893669 |  | AD | node_8102802_200893653 | node_intto1_8102802_200893669 | 327.676 | bal_1P_1/0AC | 8102802 | no | no |  |  | no |  |  | 0 | 0 | 0 | 0
oh_line_8102802_200893670 |  | AD | node_8102802_200893669 | node_8102802_200893670 | 362.326 | bal_1P_1/0AC | 8102802 | no | no |  |  | no |  |  | 0 | 0 | 0 | 0
oh_line_8102802_200893671 |  | AD | node_8102802_200893670 | node_8102802_200893671 | 365.6 | bal_1P_1/0AC | 8102802 | no | no |  |  | no |  |  | 0 | 0 | 0 | 0
oh_line_8102802_200893672 |  | AD | node_8102802_200893671 | node_8102802_200893672 | 316.286 | bal_1P_1/0AC | 8102802 | no | no |  |  | no |  |  | 0 | 0 | 0 | 0
oh_line_8102802_200893673 |  | AD | node_8102802_200893672 | node_8102802_200893673 | 276.787 | bal_1P_1/0AC | 8102802 | no | no |  |  | no |  |  | 0 | 0 | 0 | 0
oh_line_8102802_200893674 |  | AD | node_8102802_200893673 | node_8102802_200893674 | 267.255 | bal_1P_1/0AC | 8102802 | no | no |  |  | no |  |  | 0 | 0 | 0 | 0
oh_line_8102802_200893675 |  | AD | node_8102802_200893674 | node_8102802_200893675 | 351.504 | bal_1P_1/0AC | 8102802 | no | no |  |  | no |  |  | 0 | 0 | 0 | 0
oh_line_8102802_200893677 |  | AD | node_8102802_200893675 | node_8102802_200893677 | 348.843 | bal_1P_1/0AC | 8102802 | no | no |  |  | no |  |  | 0 | 0 | 0 | 0
oh_line_8102802_200893686 |  | AD | node_8102802_200892685 | node_8102802_200893686 | 270.36 | bal_1P_1/0AC | 8102802 | no | no |  |  | no |  |  | 0 | 0 | 0 | 0
oh_line_8102802_200893687 |  | AD | node_8102802_200893686 | node_intto1_8102802_200893687 | 328.546 | bal_1P_1/0AC | 8102802 | no | no |  |  | no |  |  | 0 | 0 | 0 | 0
oh_line_8102802_200893688 |  | AD | node_8102802_200893687 | node_8102802_200893688 | 340.327 | bal_1P_1/0AC | 8102802 | no | no |  |  | no |  |  | 0 | 0 | 0 | 0
oh_line_8102802_200893689 |  | AD | node_8102802_200893688 | node_8102802_200893689 | 213.324 | bal_1P_1/0AC | 8102802 | no | no |  |  | no |  |  | 0 | 0 | 0 | 0
oh_line_8102802_200893690 |  | AD | node_8102802_200893689 | node_8102802_200893690 | 241.978 | bal_1P_1/0AC | 8102802 | no | no |  |  | no |  |  | 0 | 0 | 0 | 0
oh_line_8102802_200893691 |  | AD | node_8102802_200893690 | node_8102802_200893691 | 290.663 | bal_1P_1/0AC | 8102802 | no | no |  |  | no |  |  | 0 | 0 | 0 | 0
oh_line_8102802_200893692 |  | AD | node_8102802_200893691 | node_8102802_200893692 | 319.03 | bal_1P_1/0AC | 8102802 | no | no |  |  | no |  |  | 0 | 0 | 0 | 0
oh_line_8102802_200893693 |  | AD | node_8102802_200893692 | node_8102802_200893693 | 256.751 | bal_1P_1/0AC | 8102802 | no | no |  |  | no |  |  | 0 | 0 | 0 | 0
oh_line_8102802_200893694 |  | AD | node_8102802_200893693 | node_8102802_200893694 | 139.412 | bal_1P_1/0AC | 8102802 | no | no |  |  | no |  |  | 0 | 0 | 0 | 0
oh_line_8102802_200893706 |  | ABCN | node_8102802_200970539 | node_8102802_200893706 | 264.555 | bal_3P_4/0AA_4/0AA(N) | 8102802 | no | no |  |  | no |  |  | 0 | 0 | 0 | 0
oh_line_8102802_200893707 |  | AD | node_8102802_200892517 | node_intto1_8102802_200893707 | 250.141 | bal_1P_1/0AC | 8102802 | no | no |  |  | no |  |  | 0 | 0 | 0 | 0
oh_line_8102802_200893708 |  | AD | node_8102802_200893725 | node_8102802_200893708 | 310.424 | bal_1P_1/0AC | 8102802 | no | no |  |  | no |  |  | 0 | 0 | 0 | 0
oh_line_8102802_200893709 |  | AD | node_8102802_200893708 | node_8102802_200893709 | 277.583 | bal_1P_1/0AC | 8102802 | no | no |  |  | no |  |  | 0 | 0 | 0 | 0
oh_line_8102802_200893710 |  | AD | node_8102802_200893709 | node_8102802_200893710 | 301.035 | bal_1P_1/0AC | 8102802 | no | no |  |  | no |  |  | 0 | 0 | 0 | 0
oh_line_8102802_200893711 |  | AD | node_8102802_200893710 | node_8102802_200893711 | 281.743 | bal_1P_1/0AC | 8102802 | no | no |  |  | no |  |  | 0 | 0 | 0 | 0
oh_line_8102802_200893712 |  | AD | node_8102802_200893711 | node_8102802_200893712 | 376.108 | bal_1P_1/0AA | 8102802 | no | no |  |  | no |  |  | 0 | 0 | 0 | 0
oh_line_8102802_200893713 |  | AD | node_8102802_200893711 | node_8102802_200893713 | 412.611 | bal_1P_2AC | 8102802 | no | no |  |  | no |  |  | 0 | 0 | 0 | 0
oh_line_8102802_200893714 |  | AD | node_8102802_200893713 | node_8102802_200893714 | 378.173 | bal_1P_2AC | 8102802 | no | no |  |  | no |  |  | 0 | 0 | 0 | 0
oh_line_8102802_200893715 |  | AD | node_8102802_200893707 | node_8102802_200893715 | 348.984 | bal_1P_1/0AC | 8102802 | no | no |  |  | no |  |  | 0 | 0 | 0 | 0
oh_line_8102802_200893716 |  | AD | node_8102802_200893715 | node_8102802_200893716 | 332.253 | bal_1P_1/0AC | 8102802 | no | no |  |  | no |  |  | 0 | 0 | 0 | 0
oh_line_8102802_200893717 |  | AD | node_8102802_200893716 | node_8102802_200893717 | 360.862 | bal_1P_1/0AC | 8102802 | no | no |  |  | no |  |  | 0 | 0 | 0 | 0
oh_line_8102802_200893718 |  | AD | node_8102802_200893717 | node_8102802_200893718 | 292.265 | bal_1P_1/0AC | 8102802 | no | no |  |  | no |  |  | 0 | 0 | 0 | 0
oh_line_8102802_200893719 |  | AD | node_8102802_200893718 | node_8102802_200893719 | 257.042 | bal_1P_1/0AC | 8102802 | no | no |  |  | no |  |  | 0 | 0 | 0 | 0
oh_line_8102802_200893720 |  | AD | node_8102802_200893719 | node_8102802_200893720 | 342.504 | bal_1P_1/0AC | 8102802 | no | no |  |  | no |  |  | 0 | 0 | 0 | 0
oh_line_8102802_200893721 |  | AD | node_8102802_200893720 | node_8102802_200893721 | 291.979 | bal_1P_1/0AC | 8102802 | no | no |  |  | no |  |  | 0 | 0 | 0 | 0
oh_line_8102802_200893722 |  | AD | node_8102802_200893721 | node_8102802_200893722 | 241.769 | bal_1P_2AC | 8102802 | no | no |  |  | no |  |  | 0 | 0 | 0 | 0
oh_line_8102802_200893723 |  | AD | node_8102802_200893719 | node_8102802_200893723 | 327.142 | bal_1P_1/0AC | 8102802 | no | no |  |  | no |  |  | 0 | 0 | 0 | 0
oh_line_8102802_200893724 |  | AD | node_8102802_200893723 | node_8102802_200893724 | 346.546 | bal_1P_1/0AC | 8102802 | no | no |  |  | no |  |  | 0 | 0 | 0 | 0
oh_line_8102802_200893725 |  | AD | node_8102802_200893724 | node_8102802_200893725 | 337.23 | bal_1P_1/0AC | 8102802 | no | no |  |  | no |  |  | 0 | 0 | 0 | 0
oh_line_8102802_200893726 |  | AD | node_8102802_200892648 | node_8102802_200893726 | 193.914 | bal_1P_2AC | 8102802 | no | no |  |  | no |  |  | 0 | 0 | 0 | 0
oh_line_8102802_200893729 |  | AD | node_8102802_200893726 | node_8102802_200893729 | 338.132 | bal_1P_1/0AC | 8102802 | no | no |  |  | no |  |  | 0 | 0 | 0 | 0
oh_line_8102802_200893730 |  | AD | node_8102802_200893729 | node_8102802_200893730 | 214.939 | bal_1P_1/0AC | 8102802 | no | no |  |  | no |  |  | 0 | 0 | 0 | 0
oh_line_8102802_200893731 |  | AD | node_8102802_200893730 | node_intto1_8102802_200893731 | 194.367 | bal_1P_1/0AC | 8102802 | no | no |  |  | no |  |  | 0 | 0 | 0 | 0
oh_line_8102802_200893733 |  | AD | node_8102802_200893731 | node_8102802_200893733 | 317.298 | bal_1P_1/0AC | 8102802 | no | no |  |  | no |  |  | 0 | 0 | 0 | 0
oh_line_8102802_200893734 |  | AD | node_8102802_200893733 | node_8102802_200893734 | 182.682 | bal_1P_1/0AC | 8102802 | no | no |  |  | no |  |  | 0 | 0 | 0 | 0
oh_line_8102802_200893736 |  | AD | node_8102802_200893734 | node_8102802_200893736 | 373.36 | bal_1P_1/0AC | 8102802 | no | no |  |  | no |  |  | 0 | 0 | 0 | 0
oh_line_8102802_200893737 |  | AD | node_8102802_200893736 | node_8102802_200893737 | 224.086 | bal_1P_1/0AC | 8102802 | no | no |  |  | no |  |  | 0 | 0 | 0 | 0
oh_line_8102802_200893738 |  | AD | node_8102802_200893737 | node_8102802_200893738 | 86.31 | bal_1P_1/0AA | 8102802 | no | no |  |  | no |  |  | 0 | 0 | 0 | 0
oh_line_8102802_200893740 |  | AD | node_8102802_200893737 | node_8102802_200893740 | 197.582 | bal_1P_1/0AC | 8102802 | no | no |  |  | no |  |  | 0 | 0 | 0 | 0
oh_line_8102802_200893741 |  | AD | node_8102802_200893726 | node_intto1_8102802_200893741 | 360.746 | bal_1P_1/0AC | 8102802 | no | no |  |  | no |  |  | 0 | 0 | 0 | 0
oh_line_8102802_200893742 |  | AD | node_8102802_200893741 | node_8102802_200893742 | 362.882 | bal_1P_1/0AC | 8102802 | no | no |  |  | no |  |  | 0 | 0 | 0 | 0
oh_line_8102802_200893743 |  | AD | node_8102802_200893742 | node_8102802_200893743 | 281.882 | bal_1P_1/0AC | 8102802 | no | no |  |  | no |  |  | 0 | 0 | 0 | 0
oh_line_8102802_200893744 |  | AD | node_8102802_200893743 | node_8102802_200893744 | 354.325 | bal_1P_1/0AC | 8102802 | no | no |  |  | no |  |  | 0 | 0 | 0 | 0
oh_line_8102802_200893745 |  | AD | node_8102802_200893744 | node_8102802_200893745 | 237.633 | bal_1P_1/0AC | 8102802 | no | no |  |  | no |  |  | 0 | 0 | 0 | 0
oh_line_8102802_200893746 |  | AD | node_8102802_200893745 | node_8102802_200893746 | 243.355 | bal_1P_1/0AA | 8102802 | no | no |  |  | no |  |  | 0 | 0 | 0 | 0
oh_line_8102802_200893747 |  | AD | node_8102802_200893746 | node_8102802_200893747 | 60.919 | bal_1P_1/0AA | 8102802 | no | no |  |  | no |  |  | 0 | 0 | 0 | 0
oh_line_8102802_200893748 |  | AD | node_8102802_200893747 | node_8102802_200893748 | 358.31 | bal_1P_1/0AA | 8102802 | no | no |  |  | no |  |  | 0 | 0 | 0 | 0
oh_line_8102802_200893749 |  | AD | node_8102802_200893748 | node_8102802_200893749 | 150.671 | bal_1P_1/0AA | 8102802 | no | no |  |  | no |  |  | 0 | 0 | 0 | 0
oh_line_8102802_200893751 |  | AD | node_8102802_200893746 | node_8102802_200893751 | 199.661 | bal_1P_1/0AA | 8102802 | no | no |  |  | no |  |  | 0 | 0 | 0 | 0
oh_line_8102802_200893752 |  | AD | node_8102802_200892689 | node_intto1_8102802_200893752 | 329.89 | bal_1P_1/0AC | 8102802 | no | no |  |  | no |  |  | 0 | 0 | 0 | 0
oh_line_8102802_200893753 |  | AD | node_8102802_200893752 | node_8102802_200893753 | 303.86 | bal_1P_1/0AC | 8102802 | no | no |  |  | no |  |  | 0 | 0 | 0 | 0
oh_line_8102802_200893754 |  | AD | node_8102802_200893753 | node_8102802_200893754 | 310.304 | bal_1P_1/0AC | 8102802 | no | no |  |  | no |  |  | 0 | 0 | 0 | 0
oh_line_8102802_200893755 |  | AD | node_8102802_200893754 | node_8102802_200893755 | 299.89 | bal_1P_1/0AC | 8102802 | no | no |  |  | no |  |  | 0 | 0 | 0 | 0
oh_line_8102802_200893756 |  | AD | node_8102802_200893755 | node_8102802_200893756 | 275.598 | bal_1P_1/0AC | 8102802 | no | no |  |  | no |  |  | 0 | 0 | 0 | 0
oh_line_8102802_200893757 |  | AD | node_8102802_200893529 | node_8102802_200893757 | 91.436 | bal_1P_1/0AC | 8102802 | no | no |  |  | no |  |  | 0 | 0 | 0 | 0
oh_line_8102802_200893758 |  | AD | node_8102802_200893757 | node_8102802_200893758 | 315.026 | bal_1P_1/0AC | 8102802 | no | no |  |  | no |  |  | 0 | 0 | 0 | 0
oh_line_8102802_200893759 |  | AD | node_8102802_200893758 | node_8102802_200893759 | 192.214 | bal_1P_1/0AC | 8102802 | no | no |  |  | no |  |  | 0 | 0 | 0 | 0
oh_line_8102802_200893760 |  | AD | node_8102802_200893759 | node_8102802_200893760 | 66.784 | bal_1P_1/0AC | 8102802 | no | no |  |  | no |  |  | 0 | 0 | 0 | 0
oh_line_8102802_200893761 |  | AD | node_8102802_200893760 | node_8102802_200893761 | 335.312 | bal_1P_1/0AC | 8102802 | no | no |  |  | no |  |  | 0 | 0 | 0 | 0
oh_line_8102802_200893762 |  | AD | node_8102802_200893759 | node_8102802_200893762 | 256.998 | bal_1P_1/0AC | 8102802 | no | no |  |  | no |  |  | 0 | 0 | 0 | 0
oh_line_8102802_200893765 |  | AD | node_8102802_200893762 | node_8102802_200893765 | 428.645 | bal_1P_1/0AC | 8102802 | no | no |  |  | no |  |  | 0 | 0 | 0 | 0
oh_line_8102802_200893766 |  | AD | node_8102802_200893771 | node_8102802_200893766 | 232.069 | bal_1P_1/0AA | 8102802 | no | no |  |  | no |  |  | 0 | 0 | 0 | 0
oh_line_8102802_200893767 |  | AD | node_8102802_200893529 | node_8102802_200893767 | 295.504 | bal_1P_1/0AC | 8102802 | no | no |  |  | no |  |  | 0 | 0 | 0 | 0
oh_line_8102802_200893768 |  | AD | node_8102802_200893767 | node_8102802_200893768 | 296.754 | bal_1P_1/0AC | 8102802 | no | no |  |  | no |  |  | 0 | 0 | 0 | 0
oh_line_8102802_200893770 |  | AD | node_8102802_200893768 | node_intto1_8102802_200893770 | 279.646 | bal_1P_1/0AA | 8102802 | no | no |  |  | no |  |  | 0 | 0 | 0 | 0
oh_line_8102802_200893771 |  | AD | node_8102802_200893770 | node_8102802_200893771 | 246.748 | bal_1P_1/0AA | 8102802 | no | no |  |  | no |  |  | 0 | 0 | 0 | 0
oh_line_8102802_200893788 |  | AD | node_8102802_200892511 | node_8102802_200893788 | 262.222 | bal_1P_2AC | 8102802 | no | no |  |  | no |  |  | 0 | 0 | 0 | 0
oh_line_8102802_200893789 |  | AD | node_8102802_200893788 | node_8102802_200893789 | 329.606 | bal_1P_2AC | 8102802 | no | no |  |  | no |  |  | 0 | 0 | 0 | 0
oh_line_8102802_200893790 |  | AD | node_8102802_200893805 | node_8102802_200893790 | 216.214 | bal_1P_8DCW | 8102802 | no | no |  |  | no |  |  | 0 | 0 | 0 | 0
oh_line_8102802_200893792 |  | AD | node_8102802_200893789 | node_8102802_200893792 | 257.433 | bal_1P_2AC | 8102802 | no | no |  |  | no |  |  | 0 | 0 | 0 | 0
oh_line_8102802_200893793 |  | AD | node_8102802_200893792 | node_8102802_200893793 | 286.798 | bal_1P_2AC | 8102802 | no | no |  |  | no |  |  | 0 | 0 | 0 | 0
oh_line_8102802_200893794 |  | AD | node_8102802_200893793 | node_8102802_200893794 | 329.573 | bal_1P_2AC | 8102802 | no | no |  |  | no |  |  | 0 | 0 | 0 | 0
oh_line_8102802_200893795 |  | AD | node_8102802_200893794 | node_8102802_200893795 | 695.05 | bal_1P_2AC | 8102802 | no | no |  |  | no |  |  | 0 | 0 | 0 | 0
oh_line_8102802_200893796 |  | AD | node_8102802_200893795 | node_8102802_200893796 | 248.682 | bal_1P_2AC | 8102802 | no | no |  |  | no |  |  | 0 | 0 | 0 | 0
oh_line_8102802_200893797 |  | AD | node_8102802_200893796 | node_8102802_200893797 | 221.84 | bal_1P_1/0AA | 8102802 | no | no |  |  | no |  |  | 0 | 0 | 0 | 0
oh_line_8102802_200893798 |  | AD | node_8102802_200893797 | node_8102802_200893798 | 168.354 | bal_1P_1/0AA | 8102802 | no | no |  |  | no |  |  | 0 | 0 | 0 | 0
oh_line_8102802_200893799 |  | AD | node_8102802_200893798 | node_8102802_200893799 | 206.114 | bal_1P_1/0AA | 8102802 | no | no |  |  | no |  |  | 0 | 0 | 0 | 0
oh_line_8102802_200893801 |  | AD | node_8102802_200908235 | node_8102802_200893801 | 380.253 | bal_1P_2AC | 8102802 | no | no |  |  | no |  |  | 0 | 0 | 0 | 0
oh_line_8102802_200893802 |  | AD | node_8102802_200893801 | node_8102802_200893802 | 376.895 | bal_1P_2AC | 8102802 | no | no |  |  | no |  |  | 0 | 0 | 0 | 0
oh_line_8102802_200893803 |  | AD | node_8102802_200893802 | node_8102802_200893803 | 342.252 | bal_1P_8DCW | 8102802 | no | no |  |  | no |  |  | 0 | 0 | 0 | 0
oh_line_8102802_200893804 |  | AD | node_8102802_200893803 | node_8102802_200893804 | 366.696 | bal_1P_8DCW | 8102802 | no | no |  |  | no |  |  | 0 | 0 | 0 | 0
oh_line_8102802_200893805 |  | AD | node_8102802_200893804 | node_8102802_200893805 | 359.771 | bal_1P_8DCW | 8102802 | no | no |  |  | no |  |  | 0 | 0 | 0 | 0
oh_line_8102802_200893806 |  | AD | node_8102802_200892595 | node_8102802_200893806 | 87.682 | bal_1P_2AC | 8102802 | no | no |  |  | no |  |  | 0 | 0 | 0 | 0
oh_line_8102802_200893807 |  | AD | node_8102802_200893806 | node_8102802_200893807 | 305.568 | bal_1P_2AC | 8102802 | no | no |  |  | no |  |  | 0 | 0 | 0 | 0
oh_line_8102802_200893808 |  | AD | node_8102802_200893807 | node_8102802_200893808 | 204.268 | bal_1P_1/0AA | 8102802 | no | no |  |  | no |  |  | 0 | 0 | 0 | 0
oh_line_8102802_200893810 |  | AD | node_8102802_200893808 | node_8102802_200893810 | 349.4 | bal_1P_1/0AA | 8102802 | no | no |  |  | no |  |  | 0 | 0 | 0 | 0
oh_line_8102802_200893811 |  | AD | node_8102802_200893810 | node_8102802_200893811 | 293.929 | bal_1P_1/0AA | 8102802 | no | no |  |  | no |  |  | 0 | 0 | 0 | 0
oh_line_8102802_200893813 |  | AN | node_8102802_200970536 | node_8102802_200893813 | 294.164 | bal_1P_1/0AA_1/0AA(N) | 8102802 | no | no |  |  | no |  |  | 0 | 0 | 0 | 0
oh_line_8102802_200893815 |  | AN | node_8102802_200893813 | node_8102802_200893815 | 343.709 | bal_1P_1/0AA_1/0AA(N) | 8102802 | no | no |  |  | no |  |  | 0 | 0 | 0 | 0
oh_line_8102802_200893816 |  | AN | node_8102802_200893815 | node_8102802_200893816 | 107.502 | bal_1P_1/0AA_1/0AA(N) | 8102802 | no | no |  |  | no |  |  | 0 | 0 | 0 | 0
oh_line_8102802_200893817 |  | AN | node_8102802_200893816 | node_8102802_200893817 | 89.959 | bal_1P_1/0AA_4/0AA(N) | 8102802 | no | no |  |  | no |  |  | 0 | 0 | 0 | 0
oh_line_8102802_200893818 |  | AD | node_8102802_200892989 | node_8102802_200893818 | 52.519 | bal_1P_2AC | 8102802 | no | no |  |  | no |  |  | 0 | 0 | 0 | 0
oh_line_8102802_200893819 |  | AD | node_8102802_200893818 | node_8102802_200893819 | 205.361 | bal_1P_2AC | 8102802 | no | no |  |  | no |  |  | 0 | 0 | 0 | 0
oh_line_8102802_200893820 |  | AD | node_8102802_200893819 | node_8102802_200893820 | 348.55 | bal_1P_1/0AA | 8102802 | no | no |  |  | no |  |  | 0 | 0 | 0 | 0
oh_line_8102802_200893821 |  | AD | node_8102802_200893820 | node_8102802_200893821 | 275.987 | bal_1P_1/0AA | 8102802 | no | no |  |  | no |  |  | 0 | 0 | 0 | 0
oh_line_8102802_200893822 |  | AD | node_8102802_200893821 | node_8102802_200893822 | 302.13 | bal_1P_1/0AA | 8102802 | no | no |  |  | no |  |  | 0 | 0 | 0 | 0
oh_line_8102802_200893823 |  | AD | node_8102802_200893822 | node_8102802_200893823 | 263.05 | bal_1P_1/0AA | 8102802 | no | no |  |  | no |  |  | 0 | 0 | 0 | 0
oh_line_8102802_200893824 |  | AD | node_8102802_200893823 | node_8102802_200893824 | 265.793 | bal_1P_1/0AA | 8102802 | no | no |  |  | no |  |  | 0 | 0 | 0 | 0
oh_line_8102802_200893825 |  | AD | node_8102802_200892705 | node_8102802_200893825 | 57.73 | bal_1P_1/0AA | 8102802 | no | no |  |  | no |  |  | 0 | 0 | 0 | 0
oh_line_8102802_200893826 |  | AD | node_8102802_200893825 | node_intto1_8102802_200893826 | 284.033 | bal_1P_1/0AA | 8102802 | no | no |  |  | no |  |  | 0 | 0 | 0 | 0
oh_line_8102802_200893827 |  | AD | node_8102802_200893826 | node_8102802_200893827 | 249.048 | bal_1P_1/0AA | 8102802 | no | no |  |  | no |  |  | 0 | 0 | 0 | 0
oh_line_8102802_200893828 |  | AD | node_8102802_200893827 | node_8102802_200893828 | 266 | bal_1P_1/0AA | 8102802 | no | no |  |  | no |  |  | 0 | 0 | 0 | 0
oh_line_8102802_200893829 |  | AD | node_8102802_200893828 | node_8102802_200893829 | 246.336 | bal_1P_1/0AA | 8102802 | no | no |  |  | no |  |  | 0 | 0 | 0 | 0
oh_line_8102802_200893830 |  | AD | node_8102802_200893829 | node_8102802_200893830 | 317.729 | bal_1P_1/0AA | 8102802 | no | no |  |  | no |  |  | 0 | 0 | 0 | 0
oh_line_8102802_200893831 |  | AD | node_8102802_200892659 | node_8102802_200893831 | 66.158 | bal_1P_1/0AA | 8102802 | no | no |  |  | no |  |  | 0 | 0 | 0 | 0
oh_line_8102802_200893832 |  | AD | node_8102802_200893831 | node_intto1_8102802_200893832 | 286.179 | bal_1P_1/0AA | 8102802 | no | no |  |  | no |  |  | 0 | 0 | 0 | 0
oh_line_8102802_200893833 |  | AD | node_8102802_200893832 | node_8102802_200893833 | 283.192 | bal_1P_1/0AA | 8102802 | no | no |  |  | no |  |  | 0 | 0 | 0 | 0
oh_line_8102802_200893834 |  | AD | node_8102802_200893833 | node_8102802_200893834 | 264.405 | bal_1P_1/0AA | 8102802 | no | no |  |  | no |  |  | 0 | 0 | 0 | 0
oh_line_8102802_200893835 |  | AD | node_8102802_200893834 | node_8102802_200893835 | 307.457 | bal_1P_1/0AA | 8102802 | no | no |  |  | no |  |  | 0 | 0 | 0 | 0
oh_line_8102802_200893836 |  | AN | node_8102802_200892405 | node_8102802_200893836 | 353.349 | bal_1P_1/0AA_1/0AA(N) | 8102802 | no | no |  |  | no |  |  | 0 | 0 | 0 | 0
oh_line_8102802_200893837 |  | ABCN | node_8102802_200893516 | node_8102802_200893837 | 297.434 | bal_3P_1/0AA_1/0AA(N) | 8102802 | no | no |  |  | no |  |  | 0 | 0 | 0 | 0
oh_line_8102802_200893838 |  | AN | node_8102802_200893837 | node_8102802_200893838 | 265.472 | bal_1P_1/0AA_1/0AA(N) | 8102802 | no | no |  |  | no |  |  | 0 | 0 | 0 | 0
oh_line_8102802_200893839 |  | ABCN | node_8102802_200893837 | node_8102802_200893839 | 293.269 | bal_3P_1/0AA_1/0AA(N) | 8102802 | no | no |  |  | no |  |  | 0 | 0 | 0 | 0
oh_line_8102802_200893840 |  | ABCN | node_8102802_200893839 | node_8102802_200893840 | 311.675 | bal_3P_1/0AA_1/0AA(N) | 8102802 | no | no |  |  | no |  |  | 0 | 0 | 0 | 0
oh_line_8102802_200893841 |  | ABCN | node_8102802_200893840 | node_8102802_200893841 | 199.492 | bal_3P_1/0AA_1/0AA(N) | 8102802 | no | no |  |  | no |  |  | 0 | 0 | 0 | 0
oh_line_8102802_200893842-1 |  | ABCN | node_1280964_464_15280866_953 | node_8102802_200893842 | 109.318 | bal_3P_4/0AA_1/0AA(N) | 8102802 | no | no |  |  | no |  |  | 0 | 0 | 0 | 0
oh_line_8102802_200893842-2 |  | ABCN | node_8102802_200893850 | node_1280964_464_15280866_953 | 8.91 | bal_3P_4/0AA_1/0AA(N) | 8102802 | no | no |  |  | no |  |  | 0 | 0 | 0 | 0
oh_line_8102802_200893843 |  | ABCN | node_8102802_200893844 | node_8102802_200893843 | 76.284 | bal_3P_4/0AA_1/0AA(N) | 8102802 | no | no |  |  | no |  |  | 0 | 0 | 0 | 0
oh_line_8102802_200893844 |  | ABCN | node_8102802_200893845 | node_8102802_200893844 | 242.135 | bal_3P_4/0AA_1/0AA(N) | 8102802 | no | no |  |  | no |  |  | 0 | 0 | 0 | 0
oh_line_8102802_200893845 |  | ABCN | node_8102802_200893846 | node_8102802_200893845 | 129.845 | bal_3P_4/0AA_1/0AA(N) | 8102802 | no | no |  |  | no |  |  | 0 | 0 | 0 | 0
oh_line_8102802_200893846 |  | ABCN | node_8102802_200893847 | node_8102802_200893846 | 243.895 | bal_3P_4/0AA_1/0AA(N) | 8102802 | no | no |  |  | no |  |  | 0 | 0 | 0 | 0
oh_line_8102802_200893847 |  | ABCN | node_8102802_200893848 | node_8102802_200893847 | 252.26 | bal_3P_4/0AA_1/0AA(N) | 8102802 | no | no |  |  | no |  |  | 0 | 0 | 0 | 0
oh_line_8102802_200893848 |  | ABCN | node_8102802_200893849 | node_8102802_200893848 | 266.485 | bal_3P_4/0AA_1/0AA(N) | 8102802 | no | no |  |  | no |  |  | 0 | 0 | 0 | 0
oh_line_8102802_200893849 |  | ABCN | node_8102802_200893586 | node_8102802_200893849 | 41.853 | bal_3P_4/0AA_1/0AA(N) | 8102802 | no | no |  |  | no |  |  | 0 | 0 | 0 | 0
oh_line_8102802_200893850 |  | ABCN | node_8102802_200893851 | node_8102802_200893850 | 59.288 | bal_3P_4/0AA_1/0AA(N) | 8102802 | no | no |  |  | no |  |  | 0 | 0 | 0 | 0
oh_line_8102802_200893851 |  | ABCN | node_8102802_200893852 | node_8102802_200893851 | 270.095 | bal_3P_4/0AA_1/0AA(N) | 8102802 | no | no |  |  | no |  |  | 0 | 0 | 0 | 0
oh_line_8102802_200893852 |  | ABCN | node_8102802_200893853 | node_8102802_200893852 | 108.645 | bal_3P_4/0AA_1/0AA(N) | 8102802 | no | no |  |  | no |  |  | 0 | 0 | 0 | 0
oh_line_8102802_200893853 |  | ABCN | node_8102802_200893854 | node_8102802_200893853 | 298.271 | bal_3P_4/0AA_1/0AA(N) | 8102802 | no | no |  |  | no |  |  | 0 | 0 | 0 | 0
oh_line_8102802_200893854 |  | ABCN | node_8102802_200893855 | node_8102802_200893854 | 236.734 | bal_3P_4/0AA_1/0AA(N) | 8102802 | no | no |  |  | no |  |  | 0 | 0 | 0 | 0
oh_line_8102802_200893855 |  | ABCN | node_8102802_200893856 | node_8102802_200893855 | 302.391 | bal_3P_4/0AA_1/0AA(N) | 8102802 | no | no |  |  | no |  |  | 0 | 0 | 0 | 0
oh_line_8102802_200893856 |  | ABCN | node_8102802_200893857 | node_8102802_200893856 | 302.817 | bal_3P_4/0AA_1/0AA(N) | 8102802 | no | no |  |  | no |  |  | 0 | 0 | 0 | 0
oh_line_8102802_200893857 |  | ABCN | node_8102802_200893858 | node_8102802_200893857 | 177.222 | bal_3P_4/0AA_1/0AA(N) | 8102802 | no | no |  |  | no |  |  | 0 | 0 | 0 | 0
oh_line_8102802_200893858 |  | ABCN | node_8102802_200893843 | node_8102802_200893858 | 116.167 | bal_3P_4/0AA_1/0AA(N) | 8102802 | no | no |  |  | no |  |  | 0 | 0 | 0 | 0
oh_line_8102802_200893859 |  | ABCN | node_8102802_200893858 | node_8102802_200893859 | 72.965 | bal_3P_1/0AA_1/0AA(N) | 8102802 | no | no |  |  | no |  |  | 0 | 0 | 0 | 0
oh_line_8102802_200893862 |  | ABCN | node_8102802_200893877 | node_8102802_200893862 | 140.586 | bal_3P_1/0AA_4/0AC(N) | 8102802 | no | no |  |  | no |  |  | 0 | 0 | 0 | 0
oh_line_8102802_200893866 |  | ABCN | node_8102802_200893896 | node_8102802_200893866 | 80.454 | bal_3P_4/0AL_4/0AL(N) | 8102802 | no | no |  |  | no |  |  | 0 | 0 | 0 | 0
oh_line_8102802_200893867 |  | ABCN | node_8102802_200893866 | node_8102802_200893867 | 78.798 | bal_3P_4/0AL_4/0AL(N) | 8102802 | no | no |  |  | no |  |  | 0 | 0 | 0 | 0
oh_line_8102802_200893868 |  | ABCN | node_8102802_200893867 | node_8102802_200893868 | 113.048 | bal_3P_4/0AL_4/0AL(N) | 8102802 | no | no |  |  | no |  |  | 0 | 0 | 0 | 0
oh_line_8102802_200893869 |  | ABCN | node_8102802_200893868 | node_8102802_200893869 | 108.169 | bal_3P_4/0AL_4/0AL(N) | 8102802 | no | no |  |  | no |  |  | 0 | 0 | 0 | 0
oh_line_8102802_200893870 |  | ABCN | node_8102802_200893869 | node_8102802_200893870 | 129.001 | bal_3P_4/0AL_4/0AL(N) | 8102802 | no | no |  |  | no |  |  | 0 | 0 | 0 | 0
oh_line_8102802_200893871 |  | ABCN | node_8102802_200893870 | node_8102802_200893871 | 123.253 | bal_3P_4/0AL_4/0AL(N) | 8102802 | no | no |  |  | no |  |  | 0 | 0 | 0 | 0
oh_line_8102802_200893872 |  | ABCN | node_8102802_200893871 | node_8102802_200893872 | 134.849 | bal_3P_4/0AL_4/0AL(N) | 8102802 | no | no |  |  | no |  |  | 0 | 0 | 0 | 0
oh_line_8102802_200893873 |  | ABCN | node_8102802_200893872 | node_8102802_200893873 | 83.519 | bal_3P_4/0AL_4/0AL(N) | 8102802 | no | no |  |  | no |  |  | 0 | 0 | 0 | 0
oh_line_8102802_200893874 |  | ABCN | node_8102802_200893873 | node_8102802_200893874 | 163.3 | bal_3P_4/0AL_4/0AL(N) | 8102802 | no | no |  |  | no |  |  | 0 | 0 | 0 | 0
oh_line_8102802_200893876 |  | ABCN | node_8102802_200893874 | node_8102802_200893876 | 151.723 | bal_3P_4/0AL_4/0AL(N) | 8102802 | no | no |  |  | no |  |  | 0 | 0 | 0 | 0
oh_line_8102802_200893877 |  | ABCN | node_8102802_200893888 | node_8102802_200893877 | 128.845 | bal_3P_1/0AA_4/0AC(N) | 8102802 | no | no |  |  | no |  |  | 0 | 0 | 0 | 0
oh_line_8102802_200893879 |  | ABCN | node_8102802_200893876 | node_8102802_200893879 | 63.999 | bal_3P_1/0AC_4/0AL(N) | 8102802 | no | no |  |  | no |  |  | 0 | 0 | 0 | 0
oh_line_8102802_200893881 |  | ABN | node_8102802_200893879 | node_intto1_8102802_200893881 | 238.739 | bal_2P_1/0AC_1/0AA(N) | 8102802 | no | no |  |  | no |  |  | 0 | 0 | 0 | 0
oh_line_8102802_200893883 |  | AN | node_8102802_200893881 | node_intto1_8102802_200893883 | 196.708 | bal_1P_1/0AC_4/0AL(N) | 8102802 | no | no |  |  | no |  |  | 0 | 0 | 0 | 0
oh_line_8102802_200893885 |  | AN | node_8102802_200893883 | node_8102802_200893885 | 266.991 | bal_1P_1/0AC_1/0AC(N) | 8102802 | no | no |  |  | no |  |  | 0 | 0 | 0 | 0
oh_line_8102802_200893888 |  | ABCN | node_8102802_200893891 | node_8102802_200893888 | 234.05 | bal_3P_4/0AL_1/0AA(N) | 8102802 | no | no |  |  | no |  |  | 0 | 0 | 0 | 0
oh_line_8102802_200893891 |  | ABCN | node_8102802_200893967 | node_intto1_8102802_200893891 | 111.212 | bal_3P_477AL_1/0AC(N) | 8102802 | no | no |  |  | no |  |  | 0 | 0 | 0 | 0
oh_line_8102802_200893892 |  | ABCN | node_8102802_200893891 | node_8102802_200893892 | 123.178 | bal_3P_4/0AL_1/0AA(N) | 8102802 | no | no |  |  | no |  |  | 0 | 0 | 0 | 0
oh_line_8102802_200893894 |  | ABCN | node_8102802_200893892 | node_8102802_200893894 | 139.435 | bal_3P_4/0AL_4/0AL(N) | 8102802 | no | no |  |  | no |  |  | 0 | 0 | 0 | 0
oh_line_8102802_200893896 |  | ABCN | node_8102802_200893894 | node_intto1_8102802_200893896 | 100.089 | bal_3P_4/0AL_4/0AL(N) | 8102802 | no | no |  |  | no |  |  | 0 | 0 | 0 | 0
oh_line_8102802_200893897 |  | ABCN | node_8102802_200893876 | node_8102802_200893897 | 102.225 | bal_3P_1/0AC_4/0AL(N) | 8102802 | no | no |  |  | no |  |  | 0 | 0 | 0 | 0
oh_line_8102802_200893898 |  | ABCN | node_8102802_200893897 | node_intto1_8102802_200893898 | 117.944 | bal_3P_1/0AA_2CU(N) | 8102802 | no | no |  |  | no |  |  | 0 | 0 | 0 | 0
oh_line_8102802_200893900 |  | ABN | node_8102802_201060337 | node_8102802_200893900 | 74.005 | bal_2P_1/0AC_4/0AL(N) | 8102802 | no | no |  |  | no |  |  | 0 | 0 | 0 | 0
oh_line_8102802_200893902 |  | ABN | node_8102802_201060338 | node_8102802_200893902 | 141.443 | bal_2P_1/0AC_4/0AL(N) | 8102802 | no | no |  |  | no |  |  | 0 | 0 | 0 | 0
oh_line_8102802_200893903 |  | ABN | node_8102802_200893902 | node_8102802_200893903 | 137.414 | bal_2P_1/0AC_1/0AA(N) | 8102802 | no | no |  |  | no |  |  | 0 | 0 | 0 | 0
oh_line_8102802_200893904 |  | ABN | node_8102802_200893903 | node_8102802_200893904 | 95.895 | bal_2P_1/0AC_1/0AA(N) | 8102802 | no | no |  |  | no |  |  | 0 | 0 | 0 | 0
oh_line_8102802_200893905 |  | ABN | node_8102802_200893904 | node_8102802_200893905 | 128.336 | bal_2P_1/0AC_1/0AA(N) | 8102802 | no | no |  |  | no |  |  | 0 | 0 | 0 | 0
oh_line_8102802_200893906 |  | ABN | node_8102802_200893905 | node_8102802_200893906 | 143.477 | bal_2P_1/0AC_1/0AA(N) | 8102802 | no | no |  |  | no |  |  | 0 | 0 | 0 | 0
oh_line_8102802_200893908 |  | ABCN | node_8102802_200893909 | node_8102802_200893908 | 106.832 | bal_3P_1/0AA_1/0AC(N) | 8102802 | no | no |  |  | no |  |  | 0 | 0 | 0 | 0
oh_line_8102802_200893909 |  | ABCN | node_8102802_200893911 | node_8102802_200893909 | 118.788 | bal_3P_1/0AA_1/0AC(N) | 8102802 | no | no |  |  | no |  |  | 0 | 0 | 0 | 0
oh_line_8102802_200893910 |  | ABCN | node_8102802_200893909 | node_8102802_200893910 | 55.726 | bal_3P_1/0AA_1/0AA(N) | 8102802 | no | no |  |  | no |  |  | 0 | 0 | 0 | 0
oh_line_8102802_200893911 |  | ABCN | node_8102802_200893912 | node_8102802_200893911 | 106.785 | bal_3P_1/0AA_1/0AC(N) | 8102802 | no | no |  |  | no |  |  | 0 | 0 | 0 | 0
oh_line_8102802_200893912 |  | ABCN | node_8102802_200893913 | node_8102802_200893912 | 104.988 | bal_3P_1/0AC_1/0AC(N) | 8102802 | no | no |  |  | no |  |  | 0 | 0 | 0 | 0
oh_line_8102802_200893913 |  | ABCN | node_8102802_200893914 | node_8102802_200893913 | 91.759 | bal_3P_1/0AC_1/0AC(N) | 8102802 | no | no |  |  | no |  |  | 0 | 0 | 0 | 0
oh_line_8102802_200893914 |  | ABCN | node_8102802_200894010 | node_8102802_200893914 | 74.033 | bal_3P_1/0AC_1/0AC(N) | 8102802 | no | no |  |  | no |  |  | 0 | 0 | 0 | 0
oh_line_8102802_200893919 |  | AN | node_8102802_200893923 | node_8102802_200893919 | 147.654 | bal_1P_1/0AC_1/0AC(N) | 8102802 | no | no |  |  | no |  |  | 0 | 0 | 0 | 0
oh_line_8102802_200893922 |  | AN | node_8102802_200893870 | node_8102802_200893922 | 169.331 | bal_1P_1/0AC_1/0AC(N) | 8102802 | no | no |  |  | no |  |  | 0 | 0 | 0 | 0
oh_line_8102802_200893923 |  | AN | node_8102802_200893922 | node_intto1_8102802_200893923 | 107.918 | bal_1P_1/0AC_1/0AC(N) | 8102802 | no | no |  |  | no |  |  | 0 | 0 | 0 | 0
oh_line_8102802_200893929 |  | ABCN | node_8102802_200893896 | node_8102802_200893929 | 62.301 | unb_3P_2-1/0AC_1/0AA_1/0AA(N) | 8102802 | no | no |  |  | no |  |  | 0 | 0 | 0 | 0
oh_line_8102802_200893930 |  | ABCN | node_8102802_200893929 | node_intto1_8102802_200893930 | 79.473 | unb_3P_2-1/0AC_1/0AA_1/0AA(N) | 8102802 | no | no |  |  | no |  |  | 0 | 0 | 0 | 0
oh_line_8102802_200893931 |  | ABCN | node_8102802_200893930 | node_8102802_200893931 | 123.362 | bal_3P_1/0AC_1/0AA(N) | 8102802 | no | no |  |  | no |  |  | 0 | 0 | 0 | 0
oh_line_8102802_200893932 |  | ABCN | node_8102802_200893931 | node_8102802_200893932 | 125.66 | unb_3P_2-1/0AC_1/0AA_1/0AA(N) | 8102802 | no | no |  |  | no |  |  | 0 | 0 | 0 | 0
oh_line_8102802_200893933 |  | ABCN | node_8102802_200893932 | node_8102802_200893933 | 153.092 | unb_3P_2-1/0AC_1/0AA_1/0AA(N) | 8102802 | no | no |  |  | no |  |  | 0 | 0 | 0 | 0
oh_line_8102802_200893935 |  | ABCN | node_8102802_200894026 | node_8102802_200893935 | 253.436 | bal_3P_1/0AA_2CU(N) | 8102802 | no | no |  |  | no |  |  | 0 | 0 | 0 | 0
oh_line_8102802_200893938 |  | ABCN | node_8102802_200893935 | node_8102802_200893938 | 218.78 | bal_3P_2AC_1/0AA(N) | 8102802 | no | no |  |  | no |  |  | 0 | 0 | 0 | 0
oh_line_8102802_200893939 |  | ABCN | node_8102802_200893938 | node_8102802_200893939 | 309.721 | bal_3P_2AC_1/0AA(N) | 8102802 | no | no |  |  | no |  |  | 0 | 0 | 0 | 0
oh_line_8102802_200893940 |  | ABCN | node_8102802_200893939 | node_intto1_8102802_200893940 | 224.389 | bal_3P_1/0AC_1/0AA(N) | 8102802 | no | no |  |  | no |  |  | 0 | 0 | 0 | 0
oh_line_8102802_200893943 |  | ABCN | node_8102802_201060336 | node_8102802_200893943 | 237.87 | bal_3P_1/0AC_1/0AA(N) | 8102802 | no | no |  |  | no |  |  | 0 | 0 | 0 | 0
oh_line_8102802_200893944 |  | ABCN | node_8102802_201060336 | node_8102802_200893944 | 257.066 | bal_3P_1/0AC_1/0AA(N) | 8102802 | no | no |  |  | no |  |  | 0 | 0 | 0 | 0
oh_line_8102802_200893949 |  | AN | node_8102802_200893939 | node_8102802_200893949 | 290.618 | bal_1P_2AC_2AC(N) | 8102802 | no | no |  |  | no |  |  | 0 | 0 | 0 | 0
oh_line_8102802_200893951 |  | AN | node_8102802_200893975 | node_8102802_200893951 | 183.282 | bal_1P_1/0AA_1/0AL(N) | 8102802 | no | no |  |  | no |  |  | 0 | 0 | 0 | 0
oh_line_8102802_200893955 |  | ABCN | node_8102802_200946109 | node_8102802_200893955 | 119.796 | unb_3P_2-1/0AC_1/0AA_1/0AA(N) | 8102802 | no | no |  |  | no |  |  | 0 | 0 | 0 | 0
oh_line_8102802_200893957 |  | ABCN | node_8102802_200893955 | node_8102802_200893957 | 114.847 | bal_3P_1/0AC_1/0AA(N) | 8102802 | no | no |  |  | no |  |  | 0 | 0 | 0 | 0
oh_line_8102802_200893958 |  | ABCN | node_8102802_200893957 | node_8102802_200893958 | 149.93 | bal_3P_1/0AC_1/0AA(N) | 8102802 | no | no |  |  | no |  |  | 0 | 0 | 0 | 0
oh_line_8102802_200893959 |  | ABCN | node_8102802_200893958 | node_8102802_200893959 | 115.767 | bal_3P_1/0AC_1/0AA(N) | 8102802 | no | no |  |  | no |  |  | 0 | 0 | 0 | 0
oh_line_8102802_200893960 |  | ABCN | node_8102802_200893959 | node_8102802_200893960 | 89.113 | bal_3P_1/0AA_1/0AA(N) | 8102802 | no | no |  |  | no |  |  | 0 | 0 | 0 | 0
oh_line_8102802_200893966 |  | ABCN | node_8102802_200894012 | node_8102802_200893966 | 130.79 | bal_3P_477AL_4/0AC(N) | 8102802 | no | no |  |  | no |  |  | 0 | 0 | 0 | 0
oh_line_8102802_200893967 |  | ABCN | node_8102802_200893966 | node_8102802_200893967 | 72.828 | bal_3P_477AL_4/0AC(N) | 8102802 | no | no |  |  | no |  |  | 0 | 0 | 0 | 0
oh_line_8102802_200893969 |  | ABCN | node_8102802_200893891 | node_8102802_200893969 | 137.641 | bal_3P_4/0AA_1/0AA(N) | 8102802 | no | no |  |  | no |  |  | 0 | 0 | 0 | 0
oh_line_8102802_200893970 |  | ABCN | node_8102802_200893969 | node_intto1_8102802_200893970 | 125.549 | bal_3P_4/0AL_1/0AC(N) | 8102802 | no | no |  |  | no |  |  | 0 | 0 | 0 | 0
oh_line_8102802_200893971 |  | ABCN | node_8102802_200893970 | node_8102802_200893971 | 123.717 | bal_3P_4/0AL_1/0AC(N) | 8102802 | no | no |  |  | no |  |  | 0 | 0 | 0 | 0
oh_line_8102802_200893972 |  | ABCN | node_8102802_200893971 | node_intto1_8102802_200893972 | 159.786 | bal_3P_4/0AL_1/0AC(N) | 8102802 | no | no |  |  | no |  |  | 0 | 0 | 0 | 0
oh_line_8102802_200893974 |  | ABCN | node_8102802_200893972 | node_8102802_200893974 | 163.625 | bal_3P_4/0AL_4/0AL(N) | 8102802 | no | no |  |  | no |  |  | 0 | 0 | 0 | 0
oh_line_8102802_200893975 |  | ABCN | node_8102802_200893974 | node_8102802_200893975 | 131.874 | bal_3P_4/0AL_4/0AL(N) | 8102802 | no | no |  |  | no |  |  | 0 | 0 | 0 | 0
oh_line_8102802_200893978 |  | ABCN | node_8102802_200893975 | node_8102802_200893978 | 86.338 | bal_3P_4/0AL_4/0AL(N) | 8102802 | no | no |  |  | no |  |  | 0 | 0 | 0 | 0
oh_line_8102802_200893979 |  | ABCN | node_8102802_310043531 | node_8102802_200893979 | 138.355 | bal_3P_477AL_4/0AA(N) | 8102802 | no | no |  |  | no |  |  | 0 | 0 | 0 | 0
oh_line_8102802_200893980 |  | ABCN | node_8102802_200893978 | node_8102802_200893980 | 76.357 | bal_3P_4/0AL_4/0AL(N) | 8102802 | no | no |  |  | no |  |  | 0 | 0 | 0 | 0
oh_line_8102802_200893981 |  | ABCN | node_8102802_200893980 | node_8102802_200893981 | 125.548 | bal_3P_4/0AL_4/0AL(N) | 8102802 | no | no |  |  | no |  |  | 0 | 0 | 0 | 0
oh_line_8102802_200893982 |  | ABCN | node_8102802_200893981 | node_8102802_200893982 | 109.298 | bal_3P_4/0AL_4/0AL(N) | 8102802 | no | no |  |  | no |  |  | 0 | 0 | 0 | 0
oh_line_8102802_200893983 |  | ABCN | node_8102802_200893982 | node_8102802_200893983 | 231.256 | bal_3P_1/0AA_1/0AA(N) | 8102802 | no | no |  |  | no |  |  | 0 | 0 | 0 | 0
oh_line_8102802_200893984 |  | ABCN | node_8102802_200893982 | node_8102802_200893984 | 124.581 | bal_3P_4/0AL_1/0AA(N) | 8102802 | no | no |  |  | no |  |  | 0 | 0 | 0 | 0
oh_line_8102802_200893985 |  | ABCN | node_8102802_200893984 | node_8102802_200893985 | 107.868 | bal_3P_4/0AL_1/0AA(N) | 8102802 | no | no |  |  | no |  |  | 0 | 0 | 0 | 0
oh_line_8102802_200893987 |  | ABCN | node_8102802_200893985 | node_8102802_200893987 | 102.785 | bal_3P_1/0AA_4/0AL(N) | 8102802 | no | no |  |  | no |  |  | 0 | 0 | 0 | 0
oh_line_8102802_200893988 |  | ABCN | node_8102802_200893987 | node_8102802_200893988 | 95.47 | bal_3P_1/0AA_4/0AL(N) | 8102802 | no | no |  |  | no |  |  | 0 | 0 | 0 | 0
oh_line_8102802_200893989 |  | ABCN | node_8102802_200893985 | node_8102802_200893989 | 97.282 | bal_3P_4/0AL_4/0AL(N) | 8102802 | no | no |  |  | no |  |  | 0 | 0 | 0 | 0
oh_line_8102802_200893990 |  | ABCN | node_8102802_200893989 | node_8102802_200893990 | 106.342 | bal_3P_4/0AL_4/0AL(N) | 8102802 | no | no |  |  | no |  |  | 0 | 0 | 0 | 0
oh_line_8102802_200893991 |  | ABCN | node_8102802_200893990 | node_8102802_200893991 | 100.22 | bal_3P_4/0AL_4/0AL(N) | 8102802 | no | no |  |  | no |  |  | 0 | 0 | 0 | 0
oh_line_8102802_200893993 |  | ABCN | node_8102802_200954140 | node_8102802_200893993 | 77.881 | bal_3P_4/0AL_4/0AL(N) | 8102802 | no | no |  |  | no |  |  | 0 | 0 | 0 | 0
oh_line_8102802_200893994 |  | ABCN | node_8102802_200893979 | node_8102802_200893994 | 192.759 | bal_3P_477AL_4/0AA(N) | 8102802 | no | no |  |  | no |  |  | 0 | 0 | 0 | 0
oh_line_8102802_200893995 |  | ABCN | node_8102802_200893993 | node_8102802_200893995 | 83.988 | bal_3P_4/0AL_4/0AL(N) | 8102802 | no | no |  |  | no |  |  | 0 | 0 | 0 | 0
oh_line_8102802_200893996 |  | ABCN | node_8102802_200893995 | node_8102802_200893996 | 96.569 | bal_3P_4/0AL_4/0AL(N) | 8102802 | no | no |  |  | no |  |  | 0 | 0 | 0 | 0
oh_line_8102802_200893997 |  | ABCN | node_8102802_200893996 | node_8102802_200893997 | 185.041 | bal_3P_4/0AL_1/0AC(N) | 8102802 | no | no |  |  | no |  |  | 0 | 0 | 0 | 0
oh_line_8102802_200894001 |  | ABCN | node_8102802_200893997 | node_8102802_200894001 | 168.074 | bal_3P_4/0AL_1/0AC(N) | 8102802 | no | no |  |  | no |  |  | 0 | 0 | 0 | 0
oh_line_8102802_200894003 |  | ABCN | node_8102802_200894001 | node_8102802_200894003 | 154.208 | bal_3P_4/0AL_1/0AC(N) | 8102802 | no | no |  |  | no |  |  | 0 | 0 | 0 | 0
oh_line_8102802_200894005 |  | ABCN | node_8102802_200894003 | node_8102802_200894005 | 129.612 | bal_3P_4/0AL_1/0AC(N) | 8102802 | no | no |  |  | no |  |  | 0 | 0 | 0 | 0
oh_line_8102802_200894007 |  | ABCN | node_8102802_200894005 | node_8102802_200894007 | 273.487 | bal_3P_4/0AC_1/0AC(N) | 8102802 | no | no |  |  | no |  |  | 0 | 0 | 0 | 0
oh_line_8102802_200894009 |  | ABCN | node_8102802_200893994 | node_8102802_200894009 | 209.588 | bal_3P_477AL_4/0AA(N) | 8102802 | no | no |  |  | no |  |  | 0 | 0 | 0 | 0
oh_line_8102802_200894010 |  | ABCN | node_8102802_200894009 | node_8102802_200894010 | 183.331 | bal_3P_477AL_4/0AA(N) | 8102802 | no | no |  |  | no |  |  | 0 | 0 | 0 | 0
oh_line_8102802_200894012 |  | ABCN | node_8102802_200894010 | node_8102802_200894012 | 137.704 | bal_3P_477AL_4/0AC(N) | 8102802 | no | no |  |  | no |  |  | 0 | 0 | 0 | 0
oh_line_8102802_200894013 |  | ABCN | node_8102802_200894012 | node_8102802_200894013 | 103.219 | bal_3P_1/0AC_1/0AA(N) | 8102802 | no | no |  |  | no |  |  | 0 | 0 | 0 | 0
oh_line_8102802_200894014 |  | ABCN | node_8102802_200893997 | node_8102802_200894014 | 38.425 | bal_3P_1/0AA_1/0AA(N) | 8102802 | no | no |  |  | no |  |  | 0 | 0 | 0 | 0
oh_line_8102802_200894015 |  | ABCN | node_8102802_200894014 | node_8102802_200894015 | 119.377 | bal_3P_1/0AA_1/0AA(N) | 8102802 | no | no |  |  | no |  |  | 0 | 0 | 0 | 0
oh_line_8102802_200894016 |  | ABCN | node_8102802_200894015 | node_8102802_200894016 | 170.449 | bal_3P_1/0AA_1/0AA(N) | 8102802 | no | no |  |  | no |  |  | 0 | 0 | 0 | 0
oh_line_8102802_200894017 |  | ABCN | node_8102802_200894016 | node_8102802_200894017 | 176.095 | bal_3P_1/0AA_1/0AA(N) | 8102802 | no | no |  |  | no |  |  | 0 | 0 | 0 | 0
oh_line_8102802_200894018 |  | ABCN | node_8102802_200894017 | node_8102802_200894018 | 102.521 | bal_3P_1/0AA_1/0AA(N) | 8102802 | no | no |  |  | no |  |  | 0 | 0 | 0 | 0
oh_line_8102802_200894019 |  | ABCN | node_8102802_200894018 | node_8102802_200894019 | 134.065 | bal_3P_2AC_1/0AA(N) | 8102802 | no | no |  |  | no |  |  | 0 | 0 | 0 | 0
oh_line_8102802_200894020 |  | ABN | node_8102802_200894019 | node_8102802_200894020 | 201.727 | bal_2P_2AC_1/0AA(N) | 8102802 | no | no |  |  | no |  |  | 0 | 0 | 0 | 0
oh_line_8102802_200894023 |  | AN | node_8102802_200894024 | node_8102802_200894023 | 142.758 | bal_1P_1/0AC_1/0AC(N) | 8102802 | no | no |  |  | no |  |  | 0 | 0 | 0 | 0
oh_line_8102802_200894024 |  | AN | node_8102802_200894025 | node_8102802_200894024 | 183.262 | bal_1P_1/0AC_1/0AC(N) | 8102802 | no | no |  |  | no |  |  | 0 | 0 | 0 | 0
oh_line_8102802_200894025 |  | AN | node_8102802_200894026 | node_8102802_200894025 | 41.541 | bal_1P_1/0AC_1/0AC(N) | 8102802 | no | no |  |  | no |  |  | 0 | 0 | 0 | 0
oh_line_8102802_200894026 |  | ABCN | node_8102802_200893898 | node_8102802_200894026 | 76.513 | bal_3P_1/0AA_2CU(N) | 8102802 | no | no |  |  | no |  |  | 0 | 0 | 0 | 0
oh_line_8102802_200895743 |  | AD | node_8102802_200895744 | node_8102802_200895743 | 201.122 | bal_1P_4ACW | 8102802 | no | no |  |  | no |  |  | 0 | 0 | 0 | 0
oh_line_8102802_200895744 |  | AD | node_8102802_200895745 | node_8102802_200895744 | 363.13 | bal_1P_4ACW | 8102802 | no | no |  |  | no |  |  | 0 | 0 | 0 | 0
oh_line_8102802_200895745 |  | AD | node_8102802_200895746 | node_8102802_200895745 | 293.369 | bal_1P_4ACW | 8102802 | no | no |  |  | no |  |  | 0 | 0 | 0 | 0
oh_line_8102802_200895746 |  | AD | node_8102802_200895747 | node_8102802_200895746 | 392.819 | bal_1P_4ACW | 8102802 | no | no |  |  | no |  |  | 0 | 0 | 0 | 0
oh_line_8102802_200895747 |  | AD | node_8102802_200895748 | node_8102802_200895747 | 505.038 | bal_1P_4ACW | 8102802 | no | no |  |  | no |  |  | 0 | 0 | 0 | 0
oh_line_8102802_200895748-1 |  | AD | node_1294715_466_15260247_917 | node_8102802_200895748 | 9.893 | bal_1P_4ACW | 8102802 | no | no |  |  | no |  |  | 0 | 0 | 0 | 0
oh_line_8102802_200895748-2 |  | AD | node_8102802_200895751 | node_1294715_466_15260247_917 | 428.895 | bal_1P_4ACW | 8102802 | no | no |  |  | no |  |  | 0 | 0 | 0 | 0
oh_line_8102802_200895749 |  | AD | node_8102802_200895748 | node_8102802_200895749 | 113.27 | bal_1P_2AC | 8102802 | no | no |  |  | no |  |  | 0 | 0 | 0 | 0
oh_line_8102802_200895750 |  | AD | node_8102802_200895749 | node_8102802_200895750 | 331.635 | bal_1P_2AC | 8102802 | no | no |  |  | no |  |  | 0 | 0 | 0 | 0
oh_line_8102802_200895751 |  | AD | node_8102802_200895752 | node_8102802_200895751 | 428.736 | bal_1P_4ACW | 8102802 | no | no |  |  | no |  |  | 0 | 0 | 0 | 0
oh_line_8102802_200895752 |  | AD | node_8102802_200892456 | node_8102802_200895752 | 515.67 | bal_1P_4ACW | 8102802 | no | no |  |  | no |  |  | 0 | 0 | 0 | 0
oh_line_8102802_200908235 |  | AD | node_8102802_200893795 | node_8102802_200908235 | 68.474 | bal_1P_2AC | 8102802 | no | no |  |  | no |  |  | 0 | 0 | 0 | 0
oh_line_8102802_200908236 |  | AD | node_8102802_200893634 | node_8102802_200908236 | 938.143 | bal_1P_1/0AA | 8102802 | no | no |  |  | no |  |  | 0 | 0 | 0 | 0
oh_line_8102802_200908239 |  | ABCN | node_8102802_200979933 | node_8102802_200908239 | 336.438 | bal_3P_4/0AA_4/0AA(N) | 8102802 | no | no |  |  | no |  |  | 0 | 0 | 0 | 0
oh_line_8102802_200912927 |  | AD | node_8102802_200970538 | node_8102802_200912927 | 163.757 | bal_1P_2AC | 8102802 | no | no |  |  | no |  |  | 0 | 0 | 0 | 0
oh_line_8102802_200946109 |  | ABCN | node_8102802_200893933 | node_8102802_200946109 | 104.541 | unb_3P_2-1/0AC_1/0AA_1/0AA(N) | 8102802 | no | no |  |  | no |  |  | 0 | 0 | 0 | 0
oh_line_8102802_200954140 |  | ABCN | node_8102802_200893991 | node_8102802_200954140 | 151.43 | bal_3P_4/0AL_4/0AL(N) | 8102802 | no | no |  |  | no |  |  | 0 | 0 | 0 | 0
oh_line_8102802_200957880 |  | ABCN | node_8102802_200892846 | node_8102802_200957880 | 186.015 | bal_3P_4/0AC_4/0AC(N) | 8102802 | no | no |  |  | no |  |  | 0 | 0 | 0 | 0
oh_line_8102802_200957881 |  | ABCN | node_8102802_200957880 | node_8102802_200957881 | 164.585 | bal_3P_4/0AC_4/0AC(N) | 8102802 | no | no |  |  | no |  |  | 0 | 0 | 0 | 0
oh_line_8102802_200961199 |  | AD | node_8102802_200892779 | node_8102802_200961199 | 275.324 | bal_1P_4CU | 8102802 | no | no |  |  | no |  |  | 0 | 0 | 0 | 0
oh_line_8102802_200961200 |  | AD | node_8102802_200892781 | node_8102802_200961200 | 296.717 | bal_1P_1/0AC | 8102802 | no | no |  |  | no |  |  | 0 | 0 | 0 | 0
oh_line_8102802_200961719 |  | AN | node_8102802_200893539 | node_intto1_8102802_200961719 | 503.177 | bal_1P_WYECUST | 8102802 | no | no |  |  | no |  |  | 0 | 0 | 0 | 0
oh_line_8102802_200961720 |  | AN | node_8102802_200961719 | node_8102802_200961720 | 255.575 | bal_1P_WYECUST | 8102802 | no | no |  |  | no |  |  | 0 | 0 | 0 | 0
oh_line_8102802_200962733 |  | AD | node_8102802_200892777 | node_intto1_8102802_200962733 | 276.255 | bal_1P_4CU | 8102802 | no | no |  |  | no |  |  | 0 | 0 | 0 | 0
oh_line_8102802_200965225 |  | AD | node_8102802_200892617 | node_8102802_200965225 | 156.239 | bal_1P_1/0AA | 8102802 | no | no |  |  | no |  |  | 0 | 0 | 0 | 0
oh_line_8102802_200965441 |  | AD | node_8102802_311901623 | node_8102802_200965441 | 182.664 | bal_1P_2AC | 8102802 | no | no |  |  | no |  |  | 0 | 0 | 0 | 0
oh_line_8102802_200970362 |  | AD | node_8102802_200892582 | node_8102802_200970362 | 224.221 | bal_1P_4ACW | 8102802 | no | no |  |  | no |  |  | 0 | 0 | 0 | 0
oh_line_8102802_200970363 |  | ABCN | node_8102802_200892850 | node_8102802_200970363 | 182.188 | bal_3P_4/0AA_4/0AA(N) | 8102802 | no | no |  |  | no |  |  | 0 | 0 | 0 | 0
oh_line_8102802_200970364 |  | ABCN | node_8102802_200979937 | node_8102802_200970364 | 117.816 | bal_3P_4/0AA_4/0AA(N) | 8102802 | no | no |  |  | no |  |  | 0 | 0 | 0 | 0
oh_line_8102802_200970365 |  | ABCN | node_8102802_200985579 | node_8102802_200970365 | 127.131 | bal_3P_4/0AA_4/0AA(N) | 8102802 | no | no |  |  | no |  |  | 0 | 0 | 0 | 0
oh_line_8102802_200970366 |  | ABCN | node_8102802_200892885 | node_8102802_200970366 | 176.031 | bal_3P_4/0AC_4/0AA(N) | 8102802 | no | no |  |  | no |  |  | 0 | 0 | 0 | 0
oh_line_8102802_200970367 |  | ABCN | node_8102802_200892892 | node_8102802_200970367 | 140.23 | bal_3P_4/0AC_4/0AA(N) | 8102802 | no | no |  |  | no |  |  | 0 | 0 | 0 | 0
oh_line_8102802_200970368 |  | ABCN | node_8102802_200892897 | node_8102802_200970368 | 169.766 | bal_3P_4/0AC_4/0AA(N) | 8102802 | no | no |  |  | no |  |  | 0 | 0 | 0 | 0
oh_line_8102802_200970536 |  | AD | node_8102802_200970363 | node_8102802_200970536 | 17.269 | bal_1P_1/0AA | 8102802 | no | no |  |  | no |  |  | 0 | 0 | 0 | 0
oh_line_8102802_200970537 |  | ABCN | node_8102802_200970365 | node_8102802_200970537 | 34.608 | bal_3P_4/0AA_4/0AA(N) | 8102802 | no | no |  |  | no |  |  | 0 | 0 | 0 | 0
oh_line_8102802_200970538 |  | ABCN | node_8102802_200893538 | node_8102802_200970538 | 207.164 | unb_3P_2-1/0AA_1/0AC_1/0AC(N) | 8102802 | no | no |  |  | no |  |  | 0 | 0 | 0 | 0
oh_line_8102802_200970539 |  | ABCN | node_8102802_200892901 | node_8102802_200970539 | 89.808 | bal_3P_4/0AA_4/0AA(N) | 8102802 | no | no |  |  | no |  |  | 0 | 0 | 0 | 0
oh_line_8102802_200979012 |  | AD | node_8102802_200892433 | node_8102802_200979012 | 412.17 | bal_1P_2AC | 8102802 | no | no |  |  | no |  |  | 0 | 0 | 0 | 0
oh_line_8102802_200979013 |  | AD | node_8102802_200979012 | node_8102802_200979013 | 229.203 | bal_1P_1/0AA | 8102802 | no | no |  |  | no |  |  | 0 | 0 | 0 | 0
oh_line_8102802_200979014 |  | AD | node_8102802_200979013 | node_8102802_200979014 | 236.169 | bal_1P_1/0AA | 8102802 | no | no |  |  | no |  |  | 0 | 0 | 0 | 0
oh_line_8102802_200979015 |  | AD | node_8102802_200979014 | node_8102802_200979015 | 241.41 | bal_1P_1/0AA | 8102802 | no | no |  |  | no |  |  | 0 | 0 | 0 | 0
oh_line_8102802_200979929 |  | ABCN | node_8102802_312012740 | node_intto1_8102802_200979929 | 180.704 | bal_3P_4/0AA_4/0AA(N) | 8102802 | no | no |  |  | no |  |  | 0 | 0 | 0 | 0
oh_line_8102802_200979930 |  | ABCN | node_8102802_201049979 | node_8102802_200979930 | 231.377 | bal_3P_WYECUST | 8102802 | no | no |  |  | no |  |  | 0 | 0 | 0 | 0
oh_line_8102802_200979931 |  | ABCN | node_8102802_201049981 | node_8102802_200979931 | 159.302 | bal_3P_WYECUST | 8102802 | no | no |  |  | no |  |  | 0 | 0 | 0 | 0
oh_line_8102802_200979932 |  | ABCN | node_8102802_200979933 | node_intto1_8102802_200979932 | 153.39 | bal_3P_4/0AA_4/0AA(N) | 8102802 | no | no |  |  | no |  |  | 0 | 0 | 0 | 0
oh_line_8102802_200979933 |  | ABCN | node_8102802_200979929 | node_intto1_8102802_200979933 | 153.802 | bal_3P_4/0AA_4/0AA(N) | 8102802 | no | no |  |  | no |  |  | 0 | 0 | 0 | 0
oh_line_8102802_200979937 |  | ABCN | node_8102802_200970363 | node_8102802_200979937 | 68.329 | bal_3P_4/0AA_4/0AA(N) | 8102802 | no | no |  |  | no |  |  | 0 | 0 | 0 | 0
oh_line_8102802_200979938 |  | ABCN | node_8102802_200970365 | node_intto1_8102802_200979938 | 223.517 | bal_3P_4/0AA_4/0AA(N) | 8102802 | no | no |  |  | no |  |  | 0 | 0 | 0 | 0
oh_line_8102802_200979939 |  | ABCN | node_8102802_200970368 | node_8102802_200979939 | 202.944 | bal_3P_4/0AC_4/0AA(N) | 8102802 | no | no |  |  | no |  |  | 0 | 0 | 0 | 0
oh_line_8102802_200980075 |  | ABCN | node_8102802_200979938 | node_8102802_200980075 | 179.946 | bal_3P_4/0AA_4/0AA(N) | 8102802 | no | no |  |  | no |  |  | 0 | 0 | 0 | 0
oh_line_8102802_200980365 |  | AN | node_8102802_200893338 | node_8102802_200980365 | 161.886 | bal_1P_1/0AA_1/0AA(N) | 8102802 | no | no |  |  | no |  |  | 0 | 0 | 0 | 0
oh_line_8102802_200983279 |  | AD | node_8102802_200892447 | node_8102802_200983279 | 392.8 | bal_1P_4ACW | 8102802 | no | no |  |  | no |  |  | 0 | 0 | 0 | 0
oh_line_8102802_200985579 |  | ABCN | node_8102802_200892857 | node_8102802_200985579 | 170.908 | bal_3P_4/0AA_4/0AA(N) | 8102802 | no | no |  |  | no |  |  | 0 | 0 | 0 | 0
oh_line_8102802_200985580-1 |  | AD | node_8102802_200893516 | node_intto1_311908106 | 60.6 | bal_1P_1/0AC | 8102802 | no | no |  |  | no |  |  | 0 | 0 | 0 | 0
oh_line_8102802_200985580-2 |  | AD | node_311908106 | node_intto1_220478922 | 10.067 | bal_1P_1/0AC | 8102802 | no | no |  |  | no |  |  | 0 | 0 | 0 | 0
oh_line_8102802_200985580-3 |  | AD | node_220478922 | node_8102802_200985580 | 10.393 | bal_1P_1/0AC | 8102802 | no | no |  |  | no |  |  | 0 | 0 | 0 | 0
oh_line_8102802_200985582 |  | ABCN | node_8102802_200970368 | node_8102802_200985582 | 168.998 | bal_3P_4/0AC_4/0AA(N) | 8102802 | no | no |  |  | no |  |  | 0 | 0 | 0 | 0
oh_line_8102802_200988189 |  | AD | node_8102802_200892615 | node_8102802_200988189 | 205.637 | bal_1P_4ACW | 8102802 | no | no |  |  | no |  |  | 0 | 0 | 0 | 0
oh_line_8102802_201003980 |  | AD | node_8102802_200892380 | node_8102802_201003980 | 319.047 | bal_1P_2AC | 8102802 | no | no |  |  | no |  |  | 0 | 0 | 0 | 0
oh_line_8102802_201008927 |  | AD | node_8102802_201008928 | node_8102802_201008927 | 189.15 | bal_1P_1/0AA | 8102802 | no | no |  |  | no |  |  | 0 | 0 | 0 | 0
oh_line_8102802_201008928 |  | AD | node_8102802_201008929 | node_8102802_201008928 | 192.218 | bal_1P_1/0AA | 8102802 | no | no |  |  | no |  |  | 0 | 0 | 0 | 0
oh_line_8102802_201008929 |  | AD | node_8102802_200892692 | node_8102802_201008929 | 473.986 | bal_1P_4ACW | 8102802 | no | no |  |  | no |  |  | 0 | 0 | 0 | 0
oh_line_8102802_201009910 |  | AD | node_8102802_200892645 | node_intto1_8102802_201009910 | 263.391 | bal_1P_2AC | 8102802 | no | no |  |  | no |  |  | 0 | 0 | 0 | 0
oh_line_8102802_201016628 |  | AN | node_8102802_200892416 | node_8102802_201016628 | 197.774 | bal_1P_2AC_2AC(N) | 8102802 | no | no |  |  | no |  |  | 0 | 0 | 0 | 0
oh_line_8102802_201018527 |  | AD | node_8102802_200893384 | node_8102802_201018527 | 219.867 | bal_1P_2AC | 8102802 | no | no |  |  | no |  |  | 0 | 0 | 0 | 0
oh_line_8102802_201018907 |  | AD | node_8102802_200893640 | node_8102802_201018907 | 350.3 | bal_1P_2AC | 8102802 | no | no |  |  | no |  |  | 0 | 0 | 0 | 0
oh_line_8102802_201024730 |  | AN | node_8102802_200892871 | node_8102802_201024730 | 307.747 | bal_1P_2AC_2AC(N) | 8102802 | no | no |  |  | no |  |  | 0 | 0 | 0 | 0
oh_line_8102802_201035265 |  | AN | node_8102802_200892733 | node_intto1_8102802_201035265 | 329.466 | bal_1P_1/0AC_1/0AC(N) | 8102802 | no | no |  |  | no |  |  | 0 | 0 | 0 | 0
oh_line_8102802_201035401 |  | AN | node_8102802_201035265 | node_8102802_201035401 | 338.535 | bal_1P_1/0AC_1/0AC(N) | 8102802 | no | no |  |  | no |  |  | 0 | 0 | 0 | 0
oh_line_8102802_201035402 |  | AN | node_8102802_201035401 | node_8102802_201035402 | 344.21 | bal_1P_2AC_2AC(N) | 8102802 | no | no |  |  | no |  |  | 0 | 0 | 0 | 0
oh_line_8102802_201035403 |  | AN | node_8102802_201035402 | node_8102802_201035403 | 167.889 | bal_1P_1/0AC_1/0AC(N) | 8102802 | no | no |  |  | no |  |  | 0 | 0 | 0 | 0
oh_line_8102802_201035404 |  | AN | node_8102802_201035403 | node_8102802_201035404 | 163.397 | bal_1P_1/0AC_1/0AC(N) | 8102802 | no | no |  |  | no |  |  | 0 | 0 | 0 | 0
oh_line_8102802_201035405 |  | AN | node_8102802_201035404 | node_8102802_201035405 | 350.288 | bal_1P_1/0AC_1/0AC(N) | 8102802 | no | no |  |  | no |  |  | 0 | 0 | 0 | 0
oh_line_8102802_201035406 |  | AN | node_8102802_201035404 | node_8102802_201035406 | 183.448 | bal_1P_1/0AC_1/0AC(N) | 8102802 | no | no |  |  | no |  |  | 0 | 0 | 0 | 0
oh_line_8102802_201035407 |  | AN | node_8102802_201035406 | node_8102802_201035407 | 278.602 | bal_1P_1/0AC_1/0AC(N) | 8102802 | no | no |  |  | no |  |  | 0 | 0 | 0 | 0
oh_line_8102802_201035408 |  | AN | node_8102802_201035407 | node_8102802_201035408 | 221.231 | bal_1P_1/0AC_1/0AC(N) | 8102802 | no | no |  |  | no |  |  | 0 | 0 | 0 | 0
oh_line_8102802_201035409 |  | AN | node_8102802_201035408 | node_8102802_201035409 | 205.029 | bal_1P_1/0AC_4/0AL(N) | 8102802 | no | no |  |  | no |  |  | 0 | 0 | 0 | 0
oh_line_8102802_201035410 |  | AN | node_8102802_201035409 | node_8102802_201035410 | 258.328 | bal_1P_1/0AC_1/0AC(N) | 8102802 | no | no |  |  | no |  |  | 0 | 0 | 0 | 0
oh_line_8102802_201035411 |  | AN | node_8102802_201035410 | node_8102802_201035411 | 183.553 | bal_1P_1/0AC_1/0AC(N) | 8102802 | no | no |  |  | no |  |  | 0 | 0 | 0 | 0
oh_line_8102802_201035412 |  | AN | node_8102802_201035411 | node_8102802_201035412 | 219.3 | bal_1P_1/0AC_1/0AC(N) | 8102802 | no | no |  |  | no |  |  | 0 | 0 | 0 | 0
oh_line_8102802_201035413 |  | AN | node_8102802_201035412 | node_8102802_201035413 | 164.671 | bal_1P_1/0AC_1/0AC(N) | 8102802 | no | no |  |  | no |  |  | 0 | 0 | 0 | 0
oh_line_8102802_201037394-1 |  | ABCN | node_8102802_200893551 | node_intto1_220620877 | 5.034 | bal_3P_477AL_477AL(N) | 8102802 | no | no |  |  | no |  |  | 0 | 0 | 0 | 0
oh_line_8102802_201037394-2 |  | ABCN | node_220620877 | node_intto1_312157751 | 2.861 | bal_3P_477AL_477AL(N) | 8102802 | no | no |  |  | no |  |  | 0 | 0 | 0 | 0
oh_line_8102802_201037394-3 |  | ABCN | node_312157751 | node_8102802_201037394 | 20.463 | bal_3P_477AL_477AL(N) | 8102802 | no | no |  |  | no |  |  | 0 | 0 | 0 | 0
oh_line_8102802_201037692 |  | ABCN | node_8102802_200893551 | node_intto1_8102802_201037692 | 34.686 | bal_3P_477AL_477AL(N) | 8102802 | no | no |  |  | no |  |  | 0 | 0 | 0 | 0
oh_line_8102802_201039987 |  | AD | node_8102802_200893633 | node_8102802_201039987 | 129.765 | bal_1P_1/0AA | 8102802 | no | no |  |  | no |  |  | 0 | 0 | 0 | 0
oh_line_8102802_201045139 |  | ABCN | node_8102802_200979931 | node_8102802_201045139 | 205.963 | bal_3P_WYECUST | 8102802 | no | no |  |  | no |  |  | 0 | 0 | 0 | 0
oh_line_8102802_201047384 |  | ABCN | node_8102802_312127095 | node_8102802_201047384 | 44.564 | bal_3P_336AL_4/0AL(N) | 8102802 | no | no |  |  | no |  |  | 0 | 0 | 0 | 0
oh_line_8102802_201047385 |  | AD | node_8102802_201047384 | node_intto1_8102802_201047385 | 72.264 | bal_1P_1/0AA | 8102802 | no | no |  |  | no |  |  | 0 | 0 | 0 | 0
oh_line_8102802_201049976 |  | ABCN | node_8102802_201049975 | node_8102802_201049976 | 144.986 | bal_3P_WYECUST | 8102802 | no | no |  |  | no |  |  | 0 | 0 | 0 | 0
oh_line_8102802_201049977 |  | ABCN | node_8102802_201049976 | node_8102802_201049977 | 158.258 | bal_3P_WYECUST | 8102802 | no | no |  |  | no |  |  | 0 | 0 | 0 | 0
oh_line_8102802_201049978 |  | ABCN | node_8102802_201049977 | node_8102802_201049978 | 176.351 | bal_3P_WYECUST | 8102802 | no | no |  |  | no |  |  | 0 | 0 | 0 | 0
oh_line_8102802_201049979 |  | ABCN | node_8102802_201049978 | node_8102802_201049979 | 166.845 | bal_3P_WYECUST | 8102802 | no | no |  |  | no |  |  | 0 | 0 | 0 | 0
oh_line_8102802_201049980 |  | ABCN | node_8102802_200979930 | node_8102802_201049980 | 139.706 | bal_3P_WYECUST | 8102802 | no | no |  |  | no |  |  | 0 | 0 | 0 | 0
oh_line_8102802_201049981 |  | ABCN | node_8102802_201049980 | node_8102802_201049981 | 152.506 | bal_3P_WYECUST | 8102802 | no | no |  |  | no |  |  | 0 | 0 | 0 | 0
oh_line_8102802_201055387 |  | AD | node_8102802_200892602 | node_8102802_201055387 | 666.838 | bal_1P_1/0AA | 8102802 | no | no |  |  | no |  |  | 0 | 0 | 0 | 0
oh_line_8102802_201058009 |  | AN | node_8102802_201058011 | node_8102802_201058009 | 319.382 | bal_1P_WYECUST | 8102802 | no | no |  |  | no |  |  | 0 | 0 | 0 | 0
oh_line_8102802_201058010 |  | AN | node_8102802_201058009 | node_8102802_201058010 | 270.678 | bal_1P_WYECUST | 8102802 | no | no |  |  | no |  |  | 0 | 0 | 0 | 0
oh_line_8102802_201058011 |  | AN | node_8102802_200893532 | node_8102802_201058011 | 247.705 | bal_1P_WYECUST | 8102802 | no | no |  |  | no |  |  | 0 | 0 | 0 | 0
oh_line_8102802_201058514 |  | AD | node_8102802_200892602 | node_8102802_201058514 | 476.494 | bal_1P_4ACW | 8102802 | no | no |  |  | no |  |  | 0 | 0 | 0 | 0
oh_line_8102802_201060334 |  | ABCN | node_8102802_201060335 | node_8102802_201060334 | 131.588 | bal_3P_477AL_4/0AA(N) | 8102802 | no | no |  |  | no |  |  | 0 | 0 | 0 | 0
oh_line_8102802_201060335 |  | ABCN | node_8102802_200893031 | node_8102802_201060335 | 155.195 | bal_3P_477AL_4/0AA(N) | 8102802 | no | no |  |  | no |  |  | 0 | 0 | 0 | 0
oh_line_8102802_201060336 |  | ABCN | node_8102802_200893940 | node_8102802_201060336 | 212.449 | bal_3P_1/0AC_1/0AA(N) | 8102802 | no | no |  |  | no |  |  | 0 | 0 | 0 | 0
oh_line_8102802_201060337 |  | ABN | node_8102802_200893879 | node_8102802_201060337 | 119.506 | bal_2P_1/0AC_1/0AA(N) | 8102802 | no | no |  |  | no |  |  | 0 | 0 | 0 | 0
oh_line_8102802_201060338 |  | ABN | node_8102802_200893900 | node_8102802_201060338 | 110.988 | bal_2P_1/0AC_4/0AL(N) | 8102802 | no | no |  |  | no |  |  | 0 | 0 | 0 | 0
oh_line_8102802_201060802 |  | AD | node_8102802_200892940 | node_8102802_201060802 | 276.369 | bal_1P_2AC | 8102802 | no | no |  |  | no |  |  | 0 | 0 | 0 | 0
oh_line_8102802_201062494 |  | AN | node_8102802_200961720 | node_8102802_201062494 | 363.028 | bal_1P_WYECUST | 8102802 | no | no |  |  | no |  |  | 0 | 0 | 0 | 0
oh_line_8102802_201063199 |  | AD | node_8102802_200893617 | node_8102802_201063199 | 270.077 | bal_1P_1/0AA | 8102802 | no | no |  |  | no |  |  | 0 | 0 | 0 | 0
oh_line_8102802_201063200 |  | AD | node_8102802_201063199 | node_8102802_201063200 | 248.238 | bal_1P_1/0AA | 8102802 | no | no |  |  | no |  |  | 0 | 0 | 0 | 0
oh_line_8102802_201063844 |  | ABCN | node_8102802_200957881 | node_8102802_201063844 | 139.91 | bal_3P_4/0AC_4/0AA(N) | 8102802 | no | no |  |  | no |  |  | 0 | 0 | 0 | 0
oh_line_8102802_201063845 |  | ABCN | node_8102802_200892888 | node_8102802_201063845 | 249.214 | bal_3P_4/0AC_4/0AA(N) | 8102802 | no | no |  |  | no |  |  | 0 | 0 | 0 | 0
oh_line_8102802_201063846 |  | AD | node_8102802_200892911 | node_8102802_201063846 | 195.701 | bal_1P_1/0AA | 8102802 | no | no |  |  | no |  |  | 0 | 0 | 0 | 0
oh_line_8102802_201063847 |  | AD | node_8102802_200892928 | node_8102802_201063847 | 341.552 | bal_1P_2AC | 8102802 | no | no |  |  | no |  |  | 0 | 0 | 0 | 0
oh_line_8102802_201063848 |  | AD | node_8102802_200892941 | node_8102802_201063848 | 223.336 | bal_1P_2AC | 8102802 | no | no |  |  | no |  |  | 0 | 0 | 0 | 0
oh_line_8102802_201063849 |  | AD | node_8102802_200892916 | node_8102802_201063849 | 324.941 | bal_1P_1/0AA | 8102802 | no | no |  |  | no |  |  | 0 | 0 | 0 | 0
oh_line_8102802_201063850 |  | AD | node_8102802_200892991 | node_8102802_201063850 | 322.399 | bal_1P_2AC | 8102802 | no | no |  |  | no |  |  | 0 | 0 | 0 | 0
oh_line_8102802_201063851 |  | AD | node_8102802_200892997 | node_8102802_201063851 | 351.205 | bal_1P_2AC | 8102802 | no | no |  |  | no |  |  | 0 | 0 | 0 | 0
oh_line_8102802_201063852 |  | AD | node_8102802_200892544 | node_8102802_201063852 | 298.291 | bal_1P_2AC | 8102802 | no | no |  |  | no |  |  | 0 | 0 | 0 | 0
oh_line_8102802_201063853 |  | AD | node_8102802_201063852 | node_intto1_8102802_201063853 | 495.186 | bal_1P_2AC | 8102802 | no | no |  |  | no |  |  | 0 | 0 | 0 | 0
oh_line_8102802_310019294 |  | AN | node_8102802_200892575 | node_8102802_310019294 | 228.878 | bal_1P_1/0AA_1/0AA(N) | 8102802 | no | no |  |  | no |  |  | 0 | 0 | 0 | 0
oh_line_8102802_310020567 |  | ABCN | node_8102802_200893250 | node_8102802_310020567 | 200.971 | bal_3P_1/0AA_1/0AA(N) | 8102802 | no | no |  |  | no |  |  | 0 | 0 | 0 | 0
oh_line_8102802_310039213 |  | AN | node_8102802_310039215 | node_8102802_310039213 | 131.068 | bal_1P_WYECUST | 8102802 | no | no |  |  | no |  |  | 0 | 0 | 0 | 0
oh_line_8102802_310039214 |  | AN | node_8102802_310039213 | node_8102802_310039214 | 158.474 | bal_1P_WYECUST | 8102802 | no | no |  |  | no |  |  | 0 | 0 | 0 | 0
oh_line_8102802_310039215 |  | AN | node_8102802_200892419 | node_8102802_310039215 | 136.578 | bal_1P_WYECUST | 8102802 | no | no |  |  | no |  |  | 0 | 0 | 0 | 0
oh_line_8102802_310043490 |  | ABCN | node_8102802_200893023 | node_8102802_310043490 | 151.83 | bal_3P_477AL_4/0AA(N) | 8102802 | no | no |  |  | no |  |  | 0 | 0 | 0 | 0
oh_line_8102802_310043531 |  | ABCN | node_8102802_310043490 | node_8102802_310043531 | 142.214 | bal_3P_477AL_4/0AA(N) | 8102802 | no | no |  |  | no |  |  | 0 | 0 | 0 | 0
oh_line_8102802_311901299 |  | ABCN | node_8102802_200893318 | node_8102802_311901299 | 113.477 | bal_3P_1/0AA_1/0AA(N) | 8102802 | no | no |  |  | no |  |  | 0 | 0 | 0 | 0
oh_line_8102802_311901316 |  | ABCN | node_8102802_200893322 | node_8102802_311901316 | 168.433 | bal_3P_1/0AA_1/0AA(N) | 8102802 | no | no |  |  | no |  |  | 0 | 0 | 0 | 0
oh_line_8102802_311901623 |  | AD | node_8102802_200893226 | node_intto1_8102802_311901623 | 201.341 | bal_1P_2AC | 8102802 | no | no |  |  | no |  |  | 0 | 0 | 0 | 0
oh_line_8102802_311922722 |  | ABCN | node_8102802_200893256 | node_8102802_311922722 | 137.923 | bal_3P_1/0AA_1/0AA(N) | 8102802 | no | no |  |  | no |  |  | 0 | 0 | 0 | 0
oh_line_8102802_311922724 |  | ABCN | node_8102802_311922722 | node_8102802_311922724 | 151.085 | bal_3P_1/0AA_1/0AA(N) | 8102802 | no | no |  |  | no |  |  | 0 | 0 | 0 | 0
oh_line_8102802_311922781 |  | ABCN | node_8102802_311922724 | node_8102802_311922781 | 273.719 | bal_3P_1/0AA_1/0AA(N) | 8102802 | no | no |  |  | no |  |  | 0 | 0 | 0 | 0
oh_line_8102802_311922783 |  | ABCN | node_8102802_311922781 | node_8102802_311922783 | 268.234 | bal_3P_1/0AA_1/0AA(N) | 8102802 | no | no |  |  | no |  |  | 0 | 0 | 0 | 0
oh_line_8102802_311922786 |  | ABCN | node_8102802_311922783 | node_8102802_311922786 | 270.974 | bal_3P_1/0AA_1/0AA(N) | 8102802 | no | no |  |  | no |  |  | 0 | 0 | 0 | 0
oh_line_8102802_311922790 |  | ABCN | node_8102802_311922786 | node_8102802_311922790 | 70.69 | bal_3P_1/0AA_1/0AA(N) | 8102802 | no | no |  |  | no |  |  | 0 | 0 | 0 | 0
oh_line_8102802_312012740 |  | ABCN | node_8102802_200893706 | node_8102802_312012740 | 241.619 | bal_3P_4/0AA_4/0AA(N) | 8102802 | no | no |  |  | no |  |  | 0 | 0 | 0 | 0
oh_line_8102802_312050058-1 |  | AN | node_8102802_200892901 | node_intto1_312011944 | 16.569 | bal_1P_2AC_2AC(N) | 8102802 | no | no |  |  | no |  |  | 0 | 0 | 0 | 0
oh_line_8102802_312050058-2 |  | AN | node_312011944 | node_intto1_312050059 | 8.828 | bal_1P_2AC_2AC(N) | 8102802 | no | no |  |  | no |  |  | 0 | 0 | 0 | 0
oh_line_8102802_312050058-3 |  | AN | node_312050059 | node_8102802_312050058 | 51.436 | bal_1P_2AC_2AC(N) | 8102802 | no | no |  |  | no |  |  | 0 | 0 | 0 | 0
oh_line_8102802_312084092 |  | AD | node_8102802_200893811 | node_8102802_312084092 | 203.687 | bal_1P_1/0AA | 8102802 | no | no |  |  | no |  |  | 0 | 0 | 0 | 0
oh_line_8102802_312084094 |  | AD | node_8102802_312084092 | node_intto1_8102802_312084094 | 204.639 | bal_1P_1/0AA | 8102802 | no | no |  |  | no |  |  | 0 | 0 | 0 | 0
oh_line_8102802_312085035 |  | ABCN | node_8102802_312085039 | node_8102802_312085035 | 100.953 | bal_3P_WYECUST | 8102802 | no | no |  |  | no |  |  | 0 | 0 | 0 | 0
oh_line_8102802_312085037 |  | ABCN | node_8102802_311922786 | node_8102802_312085037 | 150.913 | bal_3P_1/0AA_1/0AA(N) | 8102802 | no | no |  |  | no |  |  | 0 | 0 | 0 | 0
oh_line_8102802_312085038 |  | ABCN | node_8102802_312085037 | node_8102802_312085038 | 51.052 | bal_3P_1/0AA_1/0AA(N) | 8102802 | no | no |  |  | no |  |  | 0 | 0 | 0 | 0
oh_line_8102802_312085039 |  | ABCN | node_8102802_312085038 | node_8102802_312085039 | 98.636 | bal_3P_WYECUST | 8102802 | no | no |  |  | no |  |  | 0 | 0 | 0 | 0
oh_line_8102802_312088900 |  | AN | node_8102802_312084094 | node_8102802_312088900 | 931.931 | bal_1P_DELTACUST | 8102802 | no | no |  |  | no |  |  | 0 | 0 | 0 | 0
oh_line_8102802_312099701 |  | AD | node_8102802_200892433 | node_8102802_312099701 | 87.422 | bal_1P_1/0AA | 8102802 | no | no |  |  | no |  |  | 0 | 0 | 0 | 0
oh_line_8102802_312115478 |  | AD | node_8102802_200892759 | node_8102802_312115478 | 296.661 | bal_1P_1/0AA | 8102802 | no | no |  |  | no |  |  | 0 | 0 | 0 | 0
oh_line_8102802_312119289 |  | AN | node_8102802_200893951 | node_8102802_312119289 | 57.578 | bal_1P_1/0AA_1/0AA(N) | 8102802 | no | no |  |  | no |  |  | 0 | 0 | 0 | 0
oh_line_8102802_312123653 |  | ABCN | node_8102802_311901316 | node_8102802_312123653 | 119.593 | bal_3P_1/0AA_1/0AA(N) | 8102802 | no | no |  |  | no |  |  | 0 | 0 | 0 | 0
oh_line_8102802_312127093 |  | ABCN | node_8102802_200893122 | node_8102802_312127093 | 45.838 | bal_3P_336AL_4/0AL(N) | 8102802 | no | no |  |  | no |  |  | 0 | 0 | 0 | 0
oh_line_8102802_312127094 |  | ABCN | node_8102802_312127093 | node_8102802_312127094 | 41.848 | bal_3P_336AL_4/0AL(N) | 8102802 | no | no |  |  | no |  |  | 0 | 0 | 0 | 0
oh_line_8102802_312127095 |  | ABCN | node_8102802_312127094 | node_8102802_312127095 | 49.159 | bal_3P_336AL_4/0AL(N) | 8102802 | no | no |  |  | no |  |  | 0 | 0 | 0 | 0
oh_line_8102802_312128461 |  | ABCN | node_8102802_201037394 | node_intto1_8102802_312128461 | 17.326 | bal_3P_477AL_477AL(N) | 8102802 | no | no |  |  | no |  |  | 0 | 0 | 0 | 0
oh_line_8102802_312128462 |  | ABCN | node_8102802_312128461 | node_8102802_312128462 | 20.201 | bal_3P_477AL_477AL(N) | 8102802 | no | no |  |  | no |  |  | 0 | 0 | 0 | 0
oh_line_8102802_312131807 |  | AD | node_8102802_200892470 | node_8102802_312131807 | 144.654 | bal_1P_2AC | 8102802 | no | no |  |  | no |  |  | 0 | 0 | 0 | 0
oh_line_8102802_312135003 |  | ABCN | node_8102802_200893584 | node_8102802_312135003 | 115.86 | bal_3P_4/0AC_1/0AC(N) | 8102802 | no | no |  |  | no |  |  | 0 | 0 | 0 | 0
oh_line_8102802_312135252 |  | AD | node_8102802_201009910 | node_8102802_312135252 | 116.804 | bal_1P_2AC | 8102802 | no | no |  |  | no |  |  | 0 | 0 | 0 | 0
oh_line_8102802_312135257 |  | ABCN | node_8102802_312085037 | node_intto1_8102802_312135257 | 204.107 | bal_3P_1/0AA_1/0AA(N) | 8102802 | no | no |  |  | no |  |  | 0 | 0 | 0 | 0
oh_line_8102802_312135258-1 |  | ABCN | node_179-R2-312135269 | node_8102802_312135258 | 58.739 | bal_3P_1/0AA_1/0AA(N) | 8102802 | no | no |  |  | no |  |  | 0 | 0 | 0 | 0
oh_line_8102802_312135258-2 |  | ABCN | node_179-SW4-312135267 | node_intto1_179-R2-312135269 | 13.394 | bal_3P_1/0AA_1/0AA(N) | 8102802 | no | no |  |  | no |  |  | 0 | 0 | 0 | 0
oh_line_8102802_312135258-3 |  | ABCN | node_8102802_312135257 | node_intto1_179-SW4-312135267 | 11.017 | bal_3P_1/0AA_1/0AA(N) | 8102802 | no | no |  |  | no |  |  | 0 | 0 | 0 | 0
oh_line_TAP_OH_914902 |  | AN | node_8102802_200892376 | node_1258747_403_15260592_722 | 0.033 | unb_TAPWIRE_OH | 8102802 | no | no |  |  | no |  |  | 0 | 0 | 0 | 0
oh_line_TAP_OH_914903 |  | AN | node_8102802_200892379 | node_1261802_47_15260080_362 | 0.033 | unb_TAPWIRE_OH | 8102802 | no | no |  |  | no |  |  | 0 | 0 | 0 | 0
oh_line_TAP_OH_914904 |  | AN | node_8102802_200892385 | node_1262118_403_15260723_569 | 0.033 | unb_TAPWIRE_OH | 8102802 | no | no |  |  | no |  |  | 0 | 0 | 0 | 0
oh_line_TAP_OH_914905 |  | AN | node_8102802_200892387 | node_1261886_782_15261313_597 | 0.033 | unb_TAPWIRE_OH | 8102802 | no | no |  |  | no |  |  | 0 | 0 | 0 | 0
oh_line_TAP_OH_914906 |  | AN | node_8102802_200892390 | node_1262145_056_15261746_763 | 0.033 | unb_TAPWIRE_OH | 8102802 | no | no |  |  | no |  |  | 0 | 0 | 0 | 0
oh_line_TAP_OH_914907 |  | AN | node_8102802_200892394 | node_1260520_341_15260479_929 | 0.033 | unb_TAPWIRE_OH | 8102802 | no | no |  |  | no |  |  | 0 | 0 | 0 | 0
oh_line_TAP_OH_914909 |  | AN | node_8102802_200892403 | node_1263575_186_15263574_655 | 0.033 | unb_TAPWIRE_OH | 8102802 | no | no |  |  | no |  |  | 0 | 0 | 0 | 0
oh_line_TAP_OH_914911 |  | AN | node_8102802_200892411 | node_1262566_055_15266621_527 | 0.033 | unb_TAPWIRE_OH | 8102802 | no | no |  |  | no |  |  | 0 | 0 | 0 | 0
oh_line_TAP_OH_914912 |  | AN | node_8102802_200892416 | node_1263529_126_15265015_788 | 0.033 | unb_TAPWIRE_OH | 8102802 | no | no |  |  | no |  |  | 0 | 0 | 0 | 0
oh_line_TAP_OH_914913 |  | AN | node_8102802_200892419 | node_1263546_607_15264622_402 | 0.033 | unb_TAPWIRE_OH | 8102802 | no | no |  |  | no |  |  | 0 | 0 | 0 | 0
oh_line_TAP_OH_914914 |  | AN | node_8102802_200892420 | node_1290431_796_15260775_95 | 0.033 | unb_TAPWIRE_OH | 8102802 | no | no |  |  | no |  |  | 0 | 0 | 0 | 0
oh_line_TAP_OH_914915 |  | AN | node_8102802_200892421 | node_1292544_777_15259967_017 | 0.033 | unb_TAPWIRE_OH | 8102802 | no | no |  |  | no |  |  | 0 | 0 | 0 | 0
oh_line_TAP_OH_914916 |  | AN | node_8102802_200892426 | node_1291802_702_15260236_891 | 0.033 | unb_TAPWIRE_OH | 8102802 | no | no |  |  | no |  |  | 0 | 0 | 0 | 0
oh_line_TAP_OH_914917 |  | AN | node_8102802_200892428 | node_1292364_598_15260358_499 | 0.033 | unb_TAPWIRE_OH | 8102802 | no | no |  |  | no |  |  | 0 | 0 | 0 | 0
oh_line_TAP_OH_914918 |  | AN | node_8102802_200892430 | node_1291289_892_15260315_323 | 0.033 | unb_TAPWIRE_OH | 8102802 | no | no |  |  | no |  |  | 0 | 0 | 0 | 0
oh_line_TAP_OH_914919 |  | AN | node_8102802_200892437 | node_1290419_051_15259978_817 | 0.033 | unb_TAPWIRE_OH | 8102802 | no | no |  |  | no |  |  | 0 | 0 | 0 | 0
oh_line_TAP_OH_914920 |  | AN | node_8102802_200892438 | node_1290272_34_15260315_549 | 0.033 | unb_TAPWIRE_OH | 8102802 | no | no |  |  | no |  |  | 0 | 0 | 0 | 0
oh_line_TAP_OH_914921 |  | AN | node_8102802_200892439 | node_1289962_296_15260010_855 | 0.033 | unb_TAPWIRE_OH | 8102802 | no | no |  |  | no |  |  | 0 | 0 | 0 | 0
oh_line_TAP_OH_914922 |  | AN | node_8102802_200892441 | node_1289264_388_15260130_448 | 0.033 | unb_TAPWIRE_OH | 8102802 | no | no |  |  | no |  |  | 0 | 0 | 0 | 0
oh_line_TAP_OH_914923 |  | AN | node_8102802_200892451 | node_1285892_389_15260244_158 | 0.033 | unb_TAPWIRE_OH | 8102802 | no | no |  |  | no |  |  | 0 | 0 | 0 | 0
oh_line_TAP_OH_914924 |  | AN | node_8102802_200892452 | node_1285668_571_15260257_922 | 0.033 | unb_TAPWIRE_OH | 8102802 | no | no |  |  | no |  |  | 0 | 0 | 0 | 0
oh_line_TAP_OH_914925 |  | AN | node_8102802_200892455 | node_1285393_891_15260205_77 | 0.033 | unb_TAPWIRE_OH | 8102802 | no | no |  |  | no |  |  | 0 | 0 | 0 | 0
oh_line_TAP_OH_914926 |  | AN | node_8102802_200892458 | node_1292987_651_15260294_269 | 0.033 | unb_TAPWIRE_OH | 8102802 | no | no |  |  | no |  |  | 0 | 0 | 0 | 0
oh_line_TAP_OH_914927 |  | AN | node_8102802_200892460 | node_1292796_535_15259993_773 | 0.033 | unb_TAPWIRE_OH | 8102802 | no | no |  |  | no |  |  | 0 | 0 | 0 | 0
oh_line_TAP_OH_914928 |  | AN | node_8102802_200892463 | node_1284169_802_15273473_335 | 0.033 | unb_TAPWIRE_OH | 8102802 | no | no |  |  | no |  |  | 0 | 0 | 0 | 0
oh_line_TAP_OH_914929 |  | AN | node_8102802_200892464 | node_1284254_709_15273195_452 | 0.033 | unb_TAPWIRE_OH | 8102802 | no | no |  |  | no |  |  | 0 | 0 | 0 | 0
oh_line_TAP_OH_914930 |  | AN | node_8102802_200892467 | node_1284621_712_15273317_508 | 0.033 | unb_TAPWIRE_OH | 8102802 | no | no |  |  | no |  |  | 0 | 0 | 0 | 0
oh_line_TAP_OH_914931 |  | AN | node_8102802_200892469 | node_1287896_121_15273745_843 | 0.033 | unb_TAPWIRE_OH | 8102802 | no | no |  |  | no |  |  | 0 | 0 | 0 | 0
oh_line_TAP_OH_914932 |  | AN | node_8102802_200892470 | node_1288251_961_15273598_097 | 0.033 | unb_TAPWIRE_OH | 8102802 | no | no |  |  | no |  |  | 0 | 0 | 0 | 0
oh_line_TAP_OH_914933 |  | AN | node_8102802_200892471 | node_1288464_508_15273177_858 | 0.033 | unb_TAPWIRE_OH | 8102802 | no | no |  |  | no |  |  | 0 | 0 | 0 | 0
oh_line_TAP_OH_914934 |  | AN | node_8102802_200892474 | node_1288848_694_15273401_331 | 0.033 | unb_TAPWIRE_OH | 8102802 | no | no |  |  | no |  |  | 0 | 0 | 0 | 0
oh_line_TAP_OH_914935 |  | AN | node_8102802_200892475 | node_1289213_507_15273588_823 | 0.033 | unb_TAPWIRE_OH | 8102802 | no | no |  |  | no |  |  | 0 | 0 | 0 | 0
oh_line_TAP_OH_914936 |  | AN | node_8102802_200892477 | node_1289612_737_15273629_176 | 0.033 | unb_TAPWIRE_OH | 8102802 | no | no |  |  | no |  |  | 0 | 0 | 0 | 0
oh_line_TAP_OH_914937 |  | AN | node_8102802_200892478 | node_1289878_725_15273710_047 | 0.033 | unb_TAPWIRE_OH | 8102802 | no | no |  |  | no |  |  | 0 | 0 | 0 | 0
oh_line_TAP_OH_914938 |  | AN | node_8102802_200892481 | node_1290109_192_15273681_129 | 0.033 | unb_TAPWIRE_OH | 8102802 | no | no |  |  | no |  |  | 0 | 0 | 0 | 0
oh_line_TAP_OH_914939 |  | AN | node_8102802_200892483 | node_1290396_074_15274265_099 | 0.033 | unb_TAPWIRE_OH | 8102802 | no | no |  |  | no |  |  | 0 | 0 | 0 | 0
oh_line_TAP_OH_914940 |  | AN | node_8102802_200892484 | node_1284593_831_15273521_971 | 0.033 | unb_TAPWIRE_OH | 8102802 | no | no |  |  | no |  |  | 0 | 0 | 0 | 0
oh_line_TAP_OH_914941 |  | AN | node_8102802_200892485 | node_1290558_005_15274533_055 | 0.033 | unb_TAPWIRE_OH | 8102802 | no | no |  |  | no |  |  | 0 | 0 | 0 | 0
oh_line_TAP_OH_914942 |  | AN | node_8102802_200892489 | node_1290493_25_15275388_694 | 0.033 | unb_TAPWIRE_OH | 8102802 | no | no |  |  | no |  |  | 0 | 0 | 0 | 0
oh_line_TAP_OH_914943 |  | AN | node_8102802_200892490 | node_1290891_008_15274842_504 | 0.033 | unb_TAPWIRE_OH | 8102802 | no | no |  |  | no |  |  | 0 | 0 | 0 | 0
oh_line_TAP_OH_914944 |  | AN | node_8102802_200892492 | node_1291052_515_15274639_462 | 0.033 | unb_TAPWIRE_OH | 8102802 | no | no |  |  | no |  |  | 0 | 0 | 0 | 0
oh_line_TAP_OH_914945 |  | AN | node_8102802_200892493 | node_1291229_985_15274867_926 | 0.033 | unb_TAPWIRE_OH | 8102802 | no | no |  |  | no |  |  | 0 | 0 | 0 | 0
oh_line_TAP_OH_914946 |  | AN | node_8102802_200892494 | node_1284999_633_15273627_712 | 0.033 | unb_TAPWIRE_OH | 8102802 | no | no |  |  | no |  |  | 0 | 0 | 0 | 0
oh_line_TAP_OH_914947 |  | AN | node_8102802_200892499 | node_1286936_713_15274200_903 | 0.033 | unb_TAPWIRE_OH | 8102802 | no | no |  |  | no |  |  | 0 | 0 | 0 | 0
oh_line_TAP_OH_914948 |  | AN | node_8102802_200892510 | node_1278021_566_15270378_549 | 0.033 | unb_TAPWIRE_OH | 8102802 | no | no |  |  | no |  |  | 0 | 0 | 0 | 0
oh_line_TAP_OH_914949 |  | AN | node_8102802_200892511 | node_1252867_632_15259759_909 | 0.033 | unb_TAPWIRE_OH | 8102802 | no | no |  |  | no |  |  | 0 | 0 | 0 | 0
oh_line_TAP_OH_914950 |  | AN | node_8102802_200892515 | node_1253047_577_15259363_625 | 0.033 | unb_TAPWIRE_OH | 8102802 | no | no |  |  | no |  |  | 0 | 0 | 0 | 0
oh_line_TAP_OH_914951 |  | AN | node_8102802_200892518 | node_1252584_894_15258524_982 | 0.033 | unb_TAPWIRE_OH | 8102802 | no | no |  |  | no |  |  | 0 | 0 | 0 | 0
oh_line_TAP_OH_914952 |  | AN | node_8102802_200892526 | node_1252744_343_15261986_296 | 0.033 | unb_TAPWIRE_OH | 8102802 | no | no |  |  | no |  |  | 0 | 0 | 0 | 0
oh_line_TAP_OH_914953 |  | AN | node_8102802_200892532 | node_1248172_178_15261285_236 | 0.033 | unb_TAPWIRE_OH | 8102802 | no | no |  |  | no |  |  | 0 | 0 | 0 | 0
oh_line_TAP_OH_914954 |  | AN | node_8102802_200892534 | node_1247692_185_15261022_232 | 0.033 | unb_TAPWIRE_OH | 8102802 | no | no |  |  | no |  |  | 0 | 0 | 0 | 0
oh_line_TAP_OH_914955 |  | AN | node_8102802_200892539 | node_1251215_826_15262323_661 | 0.033 | unb_TAPWIRE_OH | 8102802 | no | no |  |  | no |  |  | 0 | 0 | 0 | 0
oh_line_TAP_OH_914956 |  | AN | node_8102802_200892541 | node_1250575_932_15262325_041 | 0.033 | unb_TAPWIRE_OH | 8102802 | no | no |  |  | no |  |  | 0 | 0 | 0 | 0
oh_line_TAP_OH_914957 |  | AN | node_8102802_200892542 | node_1250318_84_15262248_659 | 0.033 | unb_TAPWIRE_OH | 8102802 | no | no |  |  | no |  |  | 0 | 0 | 0 | 0
oh_line_TAP_OH_914958 |  | AN | node_8102802_200892544 | node_1250087_053_15262201_088 | 0.033 | unb_TAPWIRE_OH | 8102802 | no | no |  |  | no |  |  | 0 | 0 | 0 | 0
oh_line_TAP_OH_914959 |  | AN | node_8102802_200892551 | node_1250782_85_15263099_888 | 0.033 | unb_TAPWIRE_OH | 8102802 | no | no |  |  | no |  |  | 0 | 0 | 0 | 0
oh_line_TAP_OH_914960 |  | AN | node_8102802_200892554 | node_1251400_037_15263035_723 | 0.033 | unb_TAPWIRE_OH | 8102802 | no | no |  |  | no |  |  | 0 | 0 | 0 | 0
oh_line_TAP_OH_914961 |  | AN | node_8102802_200892555 | node_1251688_904_15263118_313 | 0.033 | unb_TAPWIRE_OH | 8102802 | no | no |  |  | no |  |  | 0 | 0 | 0 | 0
oh_line_TAP_OH_914962 |  | AN | node_8102802_200892561 | node_1249426_266_15264389_282 | 0.033 | unb_TAPWIRE_OH | 8102802 | no | no |  |  | no |  |  | 0 | 0 | 0 | 0
oh_line_TAP_OH_914963 |  | AN | node_8102802_200892563 | node_1273921_839_15257402_679 | 0.033 | unb_TAPWIRE_OH | 8102802 | no | no |  |  | no |  |  | 0 | 0 | 0 | 0
oh_line_TAP_OH_914964 |  | AN | node_8102802_200892565 | node_1274415_038_15257406_013 | 0.033 | unb_TAPWIRE_OH | 8102802 | no | no |  |  | no |  |  | 0 | 0 | 0 | 0
oh_line_TAP_OH_914965 |  | AN | node_8102802_200892566 | node_1274630_647_15257405_51 | 0.033 | unb_TAPWIRE_OH | 8102802 | no | no |  |  | no |  |  | 0 | 0 | 0 | 0
oh_line_TAP_OH_914966 |  | AN | node_8102802_200892569 | node_1274759_753_15257130_935 | 0.033 | unb_TAPWIRE_OH | 8102802 | no | no |  |  | no |  |  | 0 | 0 | 0 | 0
oh_line_TAP_OH_914967 |  | AN | node_8102802_200892570 | node_1274985_064_15257501_09 | 0.033 | unb_TAPWIRE_OH | 8102802 | no | no |  |  | no |  |  | 0 | 0 | 0 | 0
oh_line_TAP_OH_914968 |  | AN | node_8102802_200892571 | node_1275108_411_15257425_33 | 0.033 | unb_TAPWIRE_OH | 8102802 | no | no |  |  | no |  |  | 0 | 0 | 0 | 0
oh_line_TAP_OH_914969 |  | AN | node_8102802_200892573 | node_1275446_001_15257678_484 | 0.033 | unb_TAPWIRE_OH | 8102802 | no | no |  |  | no |  |  | 0 | 0 | 0 | 0
oh_line_TAP_OH_914970 |  | AN | node_8102802_200892576 | node_1275932_905_15257559_01 | 0.033 | unb_TAPWIRE_OH | 8102802 | no | no |  |  | no |  |  | 0 | 0 | 0 | 0
oh_line_TAP_OH_914971 |  | AN | node_8102802_200892579 | node_1289685_789_15259259_872 | 0.033 | unb_TAPWIRE_OH | 8102802 | no | no |  |  | no |  |  | 0 | 0 | 0 | 0
oh_line_TAP_OH_914972 |  | AN | node_8102802_200892580 | node_1289668_393_15258901_307 | 0.033 | unb_TAPWIRE_OH | 8102802 | no | no |  |  | no |  |  | 0 | 0 | 0 | 0
oh_line_TAP_OH_914973 |  | AN | node_8102802_200892583 | node_1289331_699_15258396_174 | 0.033 | unb_TAPWIRE_OH | 8102802 | no | no |  |  | no |  |  | 0 | 0 | 0 | 0
oh_line_TAP_OH_914974 |  | AN | node_8102802_200892586 | node_1294114_343_15268072_251 | 0.033 | unb_TAPWIRE_OH | 8102802 | no | no |  |  | no |  |  | 0 | 0 | 0 | 0
oh_line_TAP_OH_914975 |  | AN | node_8102802_200892590 | node_1291354_925_15263885_708 | 0.033 | unb_TAPWIRE_OH | 8102802 | no | no |  |  | no |  |  | 0 | 0 | 0 | 0
oh_line_TAP_OH_914976 |  | AN | node_8102802_200892591 | node_1291380_623_15264360_008 | 0.033 | unb_TAPWIRE_OH | 8102802 | no | no |  |  | no |  |  | 0 | 0 | 0 | 0
oh_line_TAP_OH_914977 |  | AN | node_8102802_200892593 | node_1291647_462_15265109_189 | 0.033 | unb_TAPWIRE_OH | 8102802 | no | no |  |  | no |  |  | 0 | 0 | 0 | 0
oh_line_TAP_OH_914978 |  | AN | node_8102802_200892595 | node_1291938_861_15265709_58 | 0.033 | unb_TAPWIRE_OH | 8102802 | no | no |  |  | no |  |  | 0 | 0 | 0 | 0
oh_line_TAP_OH_914979 |  | AN | node_8102802_200892596 | node_1292113_606_15266082_436 | 0.033 | unb_TAPWIRE_OH | 8102802 | no | no |  |  | no |  |  | 0 | 0 | 0 | 0
oh_line_TAP_OH_914980 |  | AN | node_8102802_200892599 | node_1292321_533_15266831_019 | 0.033 | unb_TAPWIRE_OH | 8102802 | no | no |  |  | no |  |  | 0 | 0 | 0 | 0
oh_line_TAP_OH_914981 |  | AN | node_8102802_200892601 | node_1292319_993_15267167_731 | 0.033 | unb_TAPWIRE_OH | 8102802 | no | no |  |  | no |  |  | 0 | 0 | 0 | 0
oh_line_TAP_OH_914982 |  | AN | node_8102802_200892603 | node_1292314_684_15267394_121 | 0.033 | unb_TAPWIRE_OH | 8102802 | no | no |  |  | no |  |  | 0 | 0 | 0 | 0
oh_line_TAP_OH_914983 |  | AN | node_8102802_200892604 | node_1292223_455_15267818_37 | 0.033 | unb_TAPWIRE_OH | 8102802 | no | no |  |  | no |  |  | 0 | 0 | 0 | 0
oh_line_TAP_OH_914984 |  | AN | node_8102802_200892606 | node_1292195_252_15268263_796 | 0.033 | unb_TAPWIRE_OH | 8102802 | no | no |  |  | no |  |  | 0 | 0 | 0 | 0
oh_line_TAP_OH_914985 |  | AN | node_8102802_200892608 | node_1291866_485_15268546_49 | 0.033 | unb_TAPWIRE_OH | 8102802 | no | no |  |  | no |  |  | 0 | 0 | 0 | 0
oh_line_TAP_OH_914986 |  | AN | node_8102802_200892614 | node_1293360_228_15269946_897 | 0.033 | unb_TAPWIRE_OH | 8102802 | no | no |  |  | no |  |  | 0 | 0 | 0 | 0
oh_line_TAP_OH_914987 |  | AN | node_8102802_200892615 | node_1289662_574_15261443_634 | 0.033 | unb_TAPWIRE_OH | 8102802 | no | no |  |  | no |  |  | 0 | 0 | 0 | 0
oh_line_TAP_OH_914988 |  | AN | node_8102802_200892617 | node_1290171_066_15262132_825 | 0.033 | unb_TAPWIRE_OH | 8102802 | no | no |  |  | no |  |  | 0 | 0 | 0 | 0
oh_line_TAP_OH_914989 |  | AN | node_8102802_200892619 | node_1290640_537_15262644_698 | 0.033 | unb_TAPWIRE_OH | 8102802 | no | no |  |  | no |  |  | 0 | 0 | 0 | 0
oh_line_TAP_OH_914990 |  | AN | node_8102802_200892623 | node_1290297_429_15262587_038 | 0.033 | unb_TAPWIRE_OH | 8102802 | no | no |  |  | no |  |  | 0 | 0 | 0 | 0
oh_line_TAP_OH_914991 |  | AN | node_8102802_200892625 | node_1289479_82_15266244_992 | 0.033 | unb_TAPWIRE_OH | 8102802 | no | no |  |  | no |  |  | 0 | 0 | 0 | 0
oh_line_TAP_OH_914992 |  | AN | node_8102802_200892627 | node_1289425_902_15266570_877 | 0.033 | unb_TAPWIRE_OH | 8102802 | no | no |  |  | no |  |  | 0 | 0 | 0 | 0
oh_line_TAP_OH_914993 |  | AN | node_8102802_200892629 | node_1288766_084_15266537_058 | 0.033 | unb_TAPWIRE_OH | 8102802 | no | no |  |  | no |  |  | 0 | 0 | 0 | 0
oh_line_TAP_OH_914994 |  | AN | node_8102802_200892634 | node_1287537_128_15266357_698 | 0.033 | unb_TAPWIRE_OH | 8102802 | no | no |  |  | no |  |  | 0 | 0 | 0 | 0
oh_line_TAP_OH_914995 |  | AN | node_8102802_200892635 | node_1287053_348_15266394_356 | 0.033 | unb_TAPWIRE_OH | 8102802 | no | no |  |  | no |  |  | 0 | 0 | 0 | 0
oh_line_TAP_OH_914996 |  | AN | node_8102802_200892638 | node_1286152_971_15266328_07 | 0.033 | unb_TAPWIRE_OH | 8102802 | no | no |  |  | no |  |  | 0 | 0 | 0 | 0
oh_line_TAP_OH_914997 |  | AN | node_8102802_200892640 | node_1289932_633_15262834_47 | 0.033 | unb_TAPWIRE_OH | 8102802 | no | no |  |  | no |  |  | 0 | 0 | 0 | 0
oh_line_TAP_OH_914998 |  | AN | node_8102802_200892641 | node_1285549_28_15266299_27 | 0.033 | unb_TAPWIRE_OH | 8102802 | no | no |  |  | no |  |  | 0 | 0 | 0 | 0
oh_line_TAP_OH_914999 |  | AN | node_8102802_200892647 | node_1285610_496_15264754_028 | 0.033 | unb_TAPWIRE_OH | 8102802 | no | no |  |  | no |  |  | 0 | 0 | 0 | 0
oh_line_TAP_OH_915000 |  | AN | node_8102802_200892649 | node_1286033_562_15264379_795 | 0.033 | unb_TAPWIRE_OH | 8102802 | no | no |  |  | no |  |  | 0 | 0 | 0 | 0
oh_line_TAP_OH_915001 |  | AN | node_8102802_200892652 | node_1285440_055_15264130_028 | 0.033 | unb_TAPWIRE_OH | 8102802 | no | no |  |  | no |  |  | 0 | 0 | 0 | 0
oh_line_TAP_OH_915002 |  | AN | node_8102802_200892654 | node_1285052_121_15264278_284 | 0.033 | unb_TAPWIRE_OH | 8102802 | no | no |  |  | no |  |  | 0 | 0 | 0 | 0
oh_line_TAP_OH_915003 |  | AN | node_8102802_200892655 | node_1284707_824_15264212_157 | 0.033 | unb_TAPWIRE_OH | 8102802 | no | no |  |  | no |  |  | 0 | 0 | 0 | 0
oh_line_TAP_OH_915004 |  | AN | node_8102802_200892659 | node_1284104_665_15264180_304 | 0.033 | unb_TAPWIRE_OH | 8102802 | no | no |  |  | no |  |  | 0 | 0 | 0 | 0
oh_line_TAP_OH_915005 |  | AN | node_8102802_200892660 | node_1283811_908_15264168_379 | 0.033 | unb_TAPWIRE_OH | 8102802 | no | no |  |  | no |  |  | 0 | 0 | 0 | 0
oh_line_TAP_OH_915006 |  | AN | node_8102802_200892664 | node_1283104_34_15263888_332 | 0.033 | unb_TAPWIRE_OH | 8102802 | no | no |  |  | no |  |  | 0 | 0 | 0 | 0
oh_line_TAP_OH_915007 |  | AN | node_8102802_200892666 | node_1282653_145_15263664_855 | 0.033 | unb_TAPWIRE_OH | 8102802 | no | no |  |  | no |  |  | 0 | 0 | 0 | 0
oh_line_TAP_OH_915008 |  | AN | node_8102802_200892668 | node_1281917_858_15263714_148 | 0.033 | unb_TAPWIRE_OH | 8102802 | no | no |  |  | no |  |  | 0 | 0 | 0 | 0
oh_line_TAP_OH_915009 |  | AN | node_8102802_200892670 | node_1282081_25_15263922_153 | 0.033 | unb_TAPWIRE_OH | 8102802 | no | no |  |  | no |  |  | 0 | 0 | 0 | 0
oh_line_TAP_OH_915010 |  | AN | node_8102802_200892672 | node_1281770_436_15263981_079 | 0.033 | unb_TAPWIRE_OH | 8102802 | no | no |  |  | no |  |  | 0 | 0 | 0 | 0
oh_line_TAP_OH_915011 |  | AN | node_8102802_200892675 | node_1281242_927_15263703_639 | 0.033 | unb_TAPWIRE_OH | 8102802 | no | no |  |  | no |  |  | 0 | 0 | 0 | 0
oh_line_TAP_OH_915012 |  | AN | node_8102802_200892680 | node_1280810_577_15262930_307 | 0.033 | unb_TAPWIRE_OH | 8102802 | no | no |  |  | no |  |  | 0 | 0 | 0 | 0
oh_line_TAP_OH_915013 |  | AN | node_8102802_200892683 | node_1280406_419_15264184_608 | 0.033 | unb_TAPWIRE_OH | 8102802 | no | no |  |  | no |  |  | 0 | 0 | 0 | 0
oh_line_TAP_OH_915014 |  | AN | node_8102802_200892688 | node_1279431_736_15261497_277 | 0.033 | unb_TAPWIRE_OH | 8102802 | no | no |  |  | no |  |  | 0 | 0 | 0 | 0
oh_line_TAP_OH_915015 |  | AN | node_8102802_200892693 | node_1278943_381_15260586_016 | 0.033 | unb_TAPWIRE_OH | 8102802 | no | no |  |  | no |  |  | 0 | 0 | 0 | 0
oh_line_TAP_OH_915016 |  | AN | node_8102802_200892699 | node_1277876_181_15259753_113 | 0.033 | unb_TAPWIRE_OH | 8102802 | no | no |  |  | no |  |  | 0 | 0 | 0 | 0
oh_line_TAP_OH_915017 |  | AN | node_8102802_200892701 | node_1277677_898_15259250_688 | 0.033 | unb_TAPWIRE_OH | 8102802 | no | no |  |  | no |  |  | 0 | 0 | 0 | 0
oh_line_TAP_OH_915018 |  | AN | node_8102802_200892703 | node_1277496_655_15258948_906 | 0.033 | unb_TAPWIRE_OH | 8102802 | no | no |  |  | no |  |  | 0 | 0 | 0 | 0
oh_line_TAP_OH_915019 |  | AN | node_8102802_200892705 | node_1289262_896_15264376_81 | 0.033 | unb_TAPWIRE_OH | 8102802 | no | no |  |  | no |  |  | 0 | 0 | 0 | 0
oh_line_TAP_OH_915020 |  | AN | node_8102802_200892708 | node_1269455_234_15263681_36 | 0.033 | unb_TAPWIRE_OH | 8102802 | no | no |  |  | no |  |  | 0 | 0 | 0 | 0
oh_line_TAP_OH_915021 |  | AN | node_8102802_200892709 | node_1269656_017_15263481_351 | 0.033 | unb_TAPWIRE_OH | 8102802 | no | no |  |  | no |  |  | 0 | 0 | 0 | 0
oh_line_TAP_OH_915022 |  | AN | node_8102802_200892711 | node_1269788_657_15263302_032 | 0.033 | unb_TAPWIRE_OH | 8102802 | no | no |  |  | no |  |  | 0 | 0 | 0 | 0
oh_line_TAP_OH_915023 |  | AN | node_8102802_200892713 | node_1269999_988_15263014_543 | 0.033 | unb_TAPWIRE_OH | 8102802 | no | no |  |  | no |  |  | 0 | 0 | 0 | 0
oh_line_TAP_OH_915024 |  | AN | node_8102802_200892717 | node_1270264_389_15262568_956 | 0.033 | unb_TAPWIRE_OH | 8102802 | no | no |  |  | no |  |  | 0 | 0 | 0 | 0
oh_line_TAP_OH_915025 |  | AN | node_8102802_200892720 | node_1270471_371_15262113_562 | 0.033 | unb_TAPWIRE_OH | 8102802 | no | no |  |  | no |  |  | 0 | 0 | 0 | 0
oh_line_TAP_OH_915026 |  | AN | node_8102802_200892721 | node_1270656_999_15261899_683 | 0.033 | unb_TAPWIRE_OH | 8102802 | no | no |  |  | no |  |  | 0 | 0 | 0 | 0
oh_line_TAP_OH_915027 |  | AN | node_8102802_200892732 | node_1271938_226_15260047_939 | 0.033 | unb_TAPWIRE_OH | 8102802 | no | no |  |  | no |  |  | 0 | 0 | 0 | 0
oh_line_TAP_OH_915028 |  | AN | node_8102802_200892733 | node_1272164_585_15259854_185 | 0.033 | unb_TAPWIRE_OH | 8102802 | no | no |  |  | no |  |  | 0 | 0 | 0 | 0
oh_line_TAP_OH_915029 |  | AN | node_8102802_200892749 | node_1290658_201_15273553_897 | 0.033 | unb_TAPWIRE_OH | 8102802 | no | no |  |  | no |  |  | 0 | 0 | 0 | 0
oh_line_TAP_OH_915030 |  | AN | node_8102802_200892751 | node_1290643_801_15274077_908 | 0.033 | unb_TAPWIRE_OH | 8102802 | no | no |  |  | no |  |  | 0 | 0 | 0 | 0
oh_line_TAP_OH_915031 |  | AN | node_8102802_200892754 | node_1290809_55_15273274_347 | 0.033 | unb_TAPWIRE_OH | 8102802 | no | no |  |  | no |  |  | 0 | 0 | 0 | 0
oh_line_TAP_OH_915032 |  | AN | node_8102802_200892755 | node_1291578_209_15272783_057 | 0.033 | unb_TAPWIRE_OH | 8102802 | no | no |  |  | no |  |  | 0 | 0 | 0 | 0
oh_line_TAP_OH_915033 |  | AN | node_8102802_200892756 | node_1291885_879_15272661_356 | 0.033 | unb_TAPWIRE_OH | 8102802 | no | no |  |  | no |  |  | 0 | 0 | 0 | 0
oh_line_TAP_OH_915034 |  | AN | node_8102802_200892759 | node_1292776_924_15272501_92 | 0.033 | unb_TAPWIRE_OH | 8102802 | no | no |  |  | no |  |  | 0 | 0 | 0 | 0
oh_line_TAP_OH_915035 |  | AN | node_8102802_200892761 | node_1267868_012_15262505_778 | 0.033 | unb_TAPWIRE_OH | 8102802 | no | no |  |  | no |  |  | 0 | 0 | 0 | 0
oh_line_TAP_OH_915036 |  | AN | node_8102802_200892764 | node_1267496_548_15262200_216 | 0.033 | unb_TAPWIRE_OH | 8102802 | no | no |  |  | no |  |  | 0 | 0 | 0 | 0
oh_line_TAP_OH_915037 |  | AN | node_8102802_200892766 | node_1267402_444_15262054_794 | 0.033 | unb_TAPWIRE_OH | 8102802 | no | no |  |  | no |  |  | 0 | 0 | 0 | 0
oh_line_TAP_OH_915038 |  | AN | node_8102802_200892768 | node_1266879_441_15262007_239 | 0.033 | unb_TAPWIRE_OH | 8102802 | no | no |  |  | no |  |  | 0 | 0 | 0 | 0
oh_line_TAP_OH_915039 |  | AN | node_8102802_200892769 | node_1266658_9_15261855_575 | 0.033 | unb_TAPWIRE_OH | 8102802 | no | no |  |  | no |  |  | 0 | 0 | 0 | 0
oh_line_TAP_OH_915040 |  | AN | node_8102802_200892774 | node_1266999_357_15261195_222 | 0.033 | unb_TAPWIRE_OH | 8102802 | no | no |  |  | no |  |  | 0 | 0 | 0 | 0
oh_line_TAP_OH_915041 |  | AN | node_8102802_200892775 | node_1266954_615_15261089_155 | 0.033 | unb_TAPWIRE_OH | 8102802 | no | no |  |  | no |  |  | 0 | 0 | 0 | 0
oh_line_TAP_OH_915042 |  | AN | node_8102802_200892776 | node_1266897_83_15260960_004 | 0.033 | unb_TAPWIRE_OH | 8102802 | no | no |  |  | no |  |  | 0 | 0 | 0 | 0
oh_line_TAP_OH_915043 |  | AN | node_8102802_200892783 | node_1268492_081_15263525_626 | 0.033 | unb_TAPWIRE_OH | 8102802 | no | no |  |  | no |  |  | 0 | 0 | 0 | 0
oh_line_TAP_OH_915044 |  | AN | node_8102802_200892785 | node_1268264_892_15263276_22 | 0.033 | unb_TAPWIRE_OH | 8102802 | no | no |  |  | no |  |  | 0 | 0 | 0 | 0
oh_line_TAP_OH_915045 |  | AN | node_8102802_200892786 | node_1268118_519_15263035_368 | 0.033 | unb_TAPWIRE_OH | 8102802 | no | no |  |  | no |  |  | 0 | 0 | 0 | 0
oh_line_TAP_OH_915046 |  | AN | node_8102802_200892787 | node_1267954_921_15262763_523 | 0.033 | unb_TAPWIRE_OH | 8102802 | no | no |  |  | no |  |  | 0 | 0 | 0 | 0
oh_line_TAP_OH_915055 |  | ABCN | node_8102802_200892818 | node_1265000_576_15267248_138 | 0.033 | unb_TAPWIRE_OH | 8102802 | no | no |  |  | no |  |  | 0 | 0 | 0 | 0
oh_line_TAP_OH_915057 |  | ABCN | node_8102802_200892822 | node_1264602_504_15267284_302 | 0.033 | unb_TAPWIRE_OH | 8102802 | no | no |  |  | no |  |  | 0 | 0 | 0 | 0
oh_line_TAP_OH_915058 |  | ABCN | node_8102802_200892828 | node_1264178_712_15267387_209 | 0.033 | unb_TAPWIRE_OH | 8102802 | no | no |  |  | no |  |  | 0 | 0 | 0 | 0
oh_line_TAP_OH_915059 |  | ABCN | node_8102802_200892832 | node_1263661_152_15267639_962 | 0.033 | unb_TAPWIRE_OH | 8102802 | no | no |  |  | no |  |  | 0 | 0 | 0 | 0
oh_line_TAP_OH_915060 |  | ABCN | node_8102802_200892833 | node_1263327_392_15267612_419 | 0.033 | unb_TAPWIRE_OH | 8102802 | no | no |  |  | no |  |  | 0 | 0 | 0 | 0
oh_line_TAP_OH_915061 |  | ABCN | node_8102802_200892835 | node_1262845_128_15267276_909 | 0.033 | unb_TAPWIRE_OH | 8102802 | no | no |  |  | no |  |  | 0 | 0 | 0 | 0
oh_line_TAP_OH_915062 |  | AN | node_8102802_200892837 | node_1262203_903_15267553_693 | 0.033 | unb_TAPWIRE_OH | 8102802 | no | no |  |  | no |  |  | 0 | 0 | 0 | 0
oh_line_TAP_OH_915063 |  | ABN | node_8102802_200892839 | node_1262847_239_15267766_701 | 0.033 | unb_TAPWIRE_OH | 8102802 | no | no |  |  | no |  |  | 0 | 0 | 0 | 0
oh_line_TAP_OH_915064 |  | AN | node_8102802_200892841 | node_1263337_039_15267916_358 | 0.033 | unb_TAPWIRE_OH | 8102802 | no | no |  |  | no |  |  | 0 | 0 | 0 | 0
oh_line_TAP_OH_915065 |  | ABCN | node_8102802_200892846 | node_1262052_825_15268067_44 | 0.033 | unb_TAPWIRE_OH | 8102802 | no | no |  |  | no |  |  | 0 | 0 | 0 | 0
oh_line_TAP_OH_915066 |  | ABCN | node_8102802_200892850 | node_1261415_72_15268269_587 | 0.033 | unb_TAPWIRE_OH | 8102802 | no | no |  |  | no |  |  | 0 | 0 | 0 | 0
oh_line_TAP_OH_915067 |  | ABCN | node_8102802_200892855 | node_1260687_177_15268386_951 | 0.033 | unb_TAPWIRE_OH | 8102802 | no | no |  |  | no |  |  | 0 | 0 | 0 | 0
oh_line_TAP_OH_915068 |  | ABCN | node_8102802_200892857 | node_1260361_132_15268394_539 | 0.033 | unb_TAPWIRE_OH | 8102802 | no | no |  |  | no |  |  | 0 | 0 | 0 | 0
oh_line_TAP_OH_915069 |  | AN | node_8102802_200892862 | node_1285880_697_15260601_465 | 0.033 | unb_TAPWIRE_OH | 8102802 | no | no |  |  | no |  |  | 0 | 0 | 0 | 0
oh_line_TAP_OH_915070 |  | AN | node_8102802_200892864 | node_1285401_366_15260965_088 | 0.033 | unb_TAPWIRE_OH | 8102802 | no | no |  |  | no |  |  | 0 | 0 | 0 | 0
oh_line_TAP_OH_915071 |  | AN | node_8102802_200892865 | node_1285853_109_15261417_227 | 0.033 | unb_TAPWIRE_OH | 8102802 | no | no |  |  | no |  |  | 0 | 0 | 0 | 0
oh_line_TAP_OH_915072 |  | AN | node_8102802_200892868 | node_1285716_208_15261728_758 | 0.033 | unb_TAPWIRE_OH | 8102802 | no | no |  |  | no |  |  | 0 | 0 | 0 | 0
oh_line_TAP_OH_915073 |  | AN | node_8102802_200892870 | node_1285716_692_15262038_453 | 0.033 | unb_TAPWIRE_OH | 8102802 | no | no |  |  | no |  |  | 0 | 0 | 0 | 0
oh_line_TAP_OH_915074 |  | AN | node_8102802_200892874 | node_1265183_254_15266307_928 | 0.033 | unb_TAPWIRE_OH | 8102802 | no | no |  |  | no |  |  | 0 | 0 | 0 | 0
oh_line_TAP_OH_915075 |  | AN | node_8102802_200892875 | node_1264798_677_15266349_939 | 0.033 | unb_TAPWIRE_OH | 8102802 | no | no |  |  | no |  |  | 0 | 0 | 0 | 0
oh_line_TAP_OH_915076 |  | AN | node_8102802_200892877 | node_1265366_256_15265903_027 | 0.033 | unb_TAPWIRE_OH | 8102802 | no | no |  |  | no |  |  | 0 | 0 | 0 | 0
oh_line_TAP_OH_915078 |  | ABCN | node_8102802_200892885 | node_1259559_427_15268700_507 | 0.033 | unb_TAPWIRE_OH | 8102802 | no | no |  |  | no |  |  | 0 | 0 | 0 | 0
oh_line_TAP_OH_915080 |  | ABCN | node_8102802_200892890 | node_1258530_785_15268627_977 | 0.033 | unb_TAPWIRE_OH | 8102802 | no | no |  |  | no |  |  | 0 | 0 | 0 | 0
oh_line_TAP_OH_915081 |  | ABCN | node_8102802_200892894 | node_1258042_879_15268613_183 | 0.033 | unb_TAPWIRE_OH | 8102802 | no | no |  |  | no |  |  | 0 | 0 | 0 | 0
oh_line_TAP_OH_915083 |  | AN | node_8102802_200892907 | node_1255396_581_15268439_162 | 0.033 | unb_TAPWIRE_OH | 8102802 | no | no |  |  | no |  |  | 0 | 0 | 0 | 0
oh_line_TAP_OH_915084 |  | AN | node_8102802_200892908 | node_1254976_393_15268482_486 | 0.033 | unb_TAPWIRE_OH | 8102802 | no | no |  |  | no |  |  | 0 | 0 | 0 | 0
oh_line_TAP_OH_915085 |  | AN | node_8102802_200892918 | node_1252532_224_15269043_893 | 0.033 | unb_TAPWIRE_OH | 8102802 | no | no |  |  | no |  |  | 0 | 0 | 0 | 0
oh_line_TAP_OH_915086 |  | AN | node_8102802_200892919 | node_1252361_091_15269118_576 | 0.033 | unb_TAPWIRE_OH | 8102802 | no | no |  |  | no |  |  | 0 | 0 | 0 | 0
oh_line_TAP_OH_915087 |  | AN | node_8102802_200892921 | node_1251872_969_15269302_094 | 0.033 | unb_TAPWIRE_OH | 8102802 | no | no |  |  | no |  |  | 0 | 0 | 0 | 0
oh_line_TAP_OH_915088 |  | AN | node_8102802_200892924 | node_1251739_474_15269429_69 | 0.033 | unb_TAPWIRE_OH | 8102802 | no | no |  |  | no |  |  | 0 | 0 | 0 | 0
oh_line_TAP_OH_915089 |  | AN | node_8102802_200892925 | node_1251504_395_15269545_061 | 0.033 | unb_TAPWIRE_OH | 8102802 | no | no |  |  | no |  |  | 0 | 0 | 0 | 0
oh_line_TAP_OH_915090 |  | AN | node_8102802_200892926 | node_1251294_738_15269647_007 | 0.033 | unb_TAPWIRE_OH | 8102802 | no | no |  |  | no |  |  | 0 | 0 | 0 | 0
oh_line_TAP_OH_915091 |  | AN | node_8102802_200892928 | node_1250960_793_15269836_656 | 0.033 | unb_TAPWIRE_OH | 8102802 | no | no |  |  | no |  |  | 0 | 0 | 0 | 0
oh_line_TAP_OH_915092 |  | AN | node_8102802_200892931 | node_1250239_391_15270173_578 | 0.033 | unb_TAPWIRE_OH | 8102802 | no | no |  |  | no |  |  | 0 | 0 | 0 | 0
oh_line_TAP_OH_915094 |  | AN | node_8102802_200892949 | node_1246173_445_15269662_743 | 0.033 | unb_TAPWIRE_OH | 8102802 | no | no |  |  | no |  |  | 0 | 0 | 0 | 0
oh_line_TAP_OH_915095 |  | AN | node_8102802_200892955 | node_1245051_975_15268895_916 | 0.033 | unb_TAPWIRE_OH | 8102802 | no | no |  |  | no |  |  | 0 | 0 | 0 | 0
oh_line_TAP_OH_915096 |  | AN | node_8102802_200892958 | node_1245564_781_15267781_513 | 0.033 | unb_TAPWIRE_OH | 8102802 | no | no |  |  | no |  |  | 0 | 0 | 0 | 0
oh_line_TAP_OH_915097 |  | AN | node_8102802_200892960 | node_1245444_963_15267395_566 | 0.033 | unb_TAPWIRE_OH | 8102802 | no | no |  |  | no |  |  | 0 | 0 | 0 | 0
oh_line_TAP_OH_915098 |  | AN | node_8102802_200892964 | node_1245149_78_15266440_671 | 0.033 | unb_TAPWIRE_OH | 8102802 | no | no |  |  | no |  |  | 0 | 0 | 0 | 0
oh_line_TAP_OH_915099 |  | AN | node_8102802_200892969 | node_1244885_7_15265274_729 | 0.033 | unb_TAPWIRE_OH | 8102802 | no | no |  |  | no |  |  | 0 | 0 | 0 | 0
oh_line_TAP_OH_915100 |  | AN | node_8102802_200892971 | node_1244716_766_15264788_515 | 0.033 | unb_TAPWIRE_OH | 8102802 | no | no |  |  | no |  |  | 0 | 0 | 0 | 0
oh_line_TAP_OH_915101 |  | AN | node_8102802_200892976 | node_1244291_771_15263580_887 | 0.033 | unb_TAPWIRE_OH | 8102802 | no | no |  |  | no |  |  | 0 | 0 | 0 | 0
oh_line_TAP_OH_915102 |  | AN | node_8102802_200892978 | node_1244300_773_15263250_283 | 0.033 | unb_TAPWIRE_OH | 8102802 | no | no |  |  | no |  |  | 0 | 0 | 0 | 0
oh_line_TAP_OH_915103 |  | AN | node_8102802_200892980 | node_1244384_493_15263119_347 | 0.033 | unb_TAPWIRE_OH | 8102802 | no | no |  |  | no |  |  | 0 | 0 | 0 | 0
oh_line_TAP_OH_915104 |  | AN | node_8102802_200892985 | node_1244173_284_15262099_815 | 0.033 | unb_TAPWIRE_OH | 8102802 | no | no |  |  | no |  |  | 0 | 0 | 0 | 0
oh_line_TAP_OH_915105 |  | AN | node_8102802_200892987 | node_1244027_18_15261795_359 | 0.033 | unb_TAPWIRE_OH | 8102802 | no | no |  |  | no |  |  | 0 | 0 | 0 | 0
oh_line_TAP_OH_915106 |  | AN | node_8102802_200892990 | node_1243801_984_15261679_039 | 0.033 | unb_TAPWIRE_OH | 8102802 | no | no |  |  | no |  |  | 0 | 0 | 0 | 0
oh_line_TAP_OH_915107 |  | AN | node_8102802_200892992 | node_1243511_025_15261659_642 | 0.033 | unb_TAPWIRE_OH | 8102802 | no | no |  |  | no |  |  | 0 | 0 | 0 | 0
oh_line_TAP_OH_915108 |  | AN | node_8102802_200892996 | node_1243707_511_15260920_513 | 0.033 | unb_TAPWIRE_OH | 8102802 | no | no |  |  | no |  |  | 0 | 0 | 0 | 0
oh_line_TAP_OH_915109 |  | AN | node_8102802_200892997 | node_1243704_312_15260697_42 | 0.033 | unb_TAPWIRE_OH | 8102802 | no | no |  |  | no |  |  | 0 | 0 | 0 | 0
oh_line_TAP_OH_915110 |  | AN | node_8102802_200893000 | node_1243419_198_15259894_839 | 0.033 | unb_TAPWIRE_OH | 8102802 | no | no |  |  | no |  |  | 0 | 0 | 0 | 0
oh_line_TAP_OH_915111 |  | AN | node_8102802_200893002 | node_1243187_893_15259404_391 | 0.033 | unb_TAPWIRE_OH | 8102802 | no | no |  |  | no |  |  | 0 | 0 | 0 | 0
oh_line_TAP_OH_915112 |  | AN | node_8102802_200893004 | node_1242846_168_15259372_081 | 0.033 | unb_TAPWIRE_OH | 8102802 | no | no |  |  | no |  |  | 0 | 0 | 0 | 0
oh_line_TAP_OH_915113 |  | AN | node_8102802_200893005 | node_1242690_67_15259108_516 | 0.033 | unb_TAPWIRE_OH | 8102802 | no | no |  |  | no |  |  | 0 | 0 | 0 | 0
oh_line_TAP_OH_915114 |  | AN | node_8102802_200893010 | node_1243174_756_15258346_055 | 0.033 | unb_TAPWIRE_OH | 8102802 | no | no |  |  | no |  |  | 0 | 0 | 0 | 0
oh_line_TAP_OH_915115 |  | AN | node_8102802_200893011 | node_1242468_316_15258516_967 | 0.033 | unb_TAPWIRE_OH | 8102802 | no | no |  |  | no |  |  | 0 | 0 | 0 | 0
oh_line_TAP_OH_915116 |  | AN | node_8102802_200893017 | node_1254242_104_15268309_89 | 0.033 | unb_TAPWIRE_OH | 8102802 | no | no |  |  | no |  |  | 0 | 0 | 0 | 0
oh_line_TAP_OH_915117 |  | AN | node_8102802_200893018 | node_1253941_839_15268370_634 | 0.033 | unb_TAPWIRE_OH | 8102802 | no | no |  |  | no |  |  | 0 | 0 | 0 | 0
oh_line_TAP_OH_915118 |  | ABCN | node_8102802_200893027 | node_1271915_415_15267078_367 | 0.033 | unb_TAPWIRE_OH | 8102802 | no | no |  |  | no |  |  | 0 | 0 | 0 | 0
oh_line_TAP_OH_915119 |  | ABCN | node_8102802_200893031 | node_1272342_325_15267489_016 | 0.033 | unb_TAPWIRE_OH | 8102802 | no | no |  |  | no |  |  | 0 | 0 | 0 | 0
oh_line_TAP_OH_915120 |  | ABCN | node_8102802_200893032 | node_1272480_639_15267526_065 | 0.033 | unb_TAPWIRE_OH | 8102802 | no | no |  |  | no |  |  | 0 | 0 | 0 | 0
oh_line_TAP_OH_915121 |  | ABCN | node_8102802_200893037 | node_1272965_646_15268171_062 | 0.033 | unb_TAPWIRE_OH | 8102802 | no | no |  |  | no |  |  | 0 | 0 | 0 | 0
oh_line_TAP_OH_915122 |  | ABCN | node_8102802_200893042 | node_1272956_389_15268512_76 | 0.033 | unb_TAPWIRE_OH | 8102802 | no | no |  |  | no |  |  | 0 | 0 | 0 | 0
oh_line_TAP_OH_915123 |  | ABCN | node_8102802_200893044 | node_1272999_228_15268957_825 | 0.033 | unb_TAPWIRE_OH | 8102802 | no | no |  |  | no |  |  | 0 | 0 | 0 | 0
oh_line_TAP_OH_915124 |  | ABCN | node_8102802_200893045 | node_1273020_985_15269165_352 | 0.033 | unb_TAPWIRE_OH | 8102802 | no | no |  |  | no |  |  | 0 | 0 | 0 | 0
oh_line_TAP_OH_915125 |  | ABCN | node_8102802_200893050 | node_1273501_802_15270173_578 | 0.033 | unb_TAPWIRE_OH | 8102802 | no | no |  |  | no |  |  | 0 | 0 | 0 | 0
oh_line_TAP_OH_915126 |  | AN | node_8102802_200893055 | node_1272794_694_15270833_368 | 0.033 | unb_TAPWIRE_OH | 8102802 | no | no |  |  | no |  |  | 0 | 0 | 0 | 0
oh_line_TAP_OH_915127 |  | ABCN | node_8102802_200893060 | node_1273920_919_15271150_176 | 0.033 | unb_TAPWIRE_OH | 8102802 | no | no |  |  | no |  |  | 0 | 0 | 0 | 0
oh_line_TAP_OH_915128 |  | ABCN | node_8102802_200893061 | node_1273976_956_15271314_333 | 0.033 | unb_TAPWIRE_OH | 8102802 | no | no |  |  | no |  |  | 0 | 0 | 0 | 0
oh_line_TAP_OH_915129 |  | ABCN | node_8102802_200893063 | node_1274181_198_15271577_645 | 0.033 | unb_TAPWIRE_OH | 8102802 | no | no |  |  | no |  |  | 0 | 0 | 0 | 0
oh_line_TAP_OH_915130 |  | ABCN | node_8102802_200893064 | node_1270750_683_15265969_817 | 0.033 | unb_TAPWIRE_OH | 8102802 | no | no |  |  | no |  |  | 0 | 0 | 0 | 0
oh_line_TAP_OH_915131 |  | ABCN | node_8102802_200893065 | node_1274200_464_15271808_409 | 0.033 | unb_TAPWIRE_OH | 8102802 | no | no |  |  | no |  |  | 0 | 0 | 0 | 0
oh_line_TAP_OH_915132 |  | ABCN | node_8102802_200893067 | node_1274280_821_15272016_636 | 0.033 | unb_TAPWIRE_OH | 8102802 | no | no |  |  | no |  |  | 0 | 0 | 0 | 0
oh_line_TAP_OH_915133 |  | ABCN | node_8102802_200893070 | node_1274377_348_15272393_136 | 0.033 | unb_TAPWIRE_OH | 8102802 | no | no |  |  | no |  |  | 0 | 0 | 0 | 0
oh_line_TAP_OH_915134 |  | ABN | node_8102802_200893075 | node_1275377_041_15271957_466 | 0.033 | unb_TAPWIRE_OH | 8102802 | no | no |  |  | no |  |  | 0 | 0 | 0 | 0
oh_line_TAP_OH_915135 |  | ABCN | node_8102802_200893076 | node_1274581_64_15272751_238 | 0.033 | unb_TAPWIRE_OH | 8102802 | no | no |  |  | no |  |  | 0 | 0 | 0 | 0
oh_line_TAP_OH_915136 |  | ABCN | node_8102802_200893079 | node_1274896_565_15273222_414 | 0.033 | unb_TAPWIRE_OH | 8102802 | no | no |  |  | no |  |  | 0 | 0 | 0 | 0
oh_line_TAP_OH_915137 |  | ABCN | node_8102802_200893081 | node_1274852_512_15273398_843 | 0.033 | unb_TAPWIRE_OH | 8102802 | no | no |  |  | no |  |  | 0 | 0 | 0 | 0
oh_line_TAP_OH_915138 |  | ABCN | node_8102802_200893082 | node_1274984_575_15273510_867 | 0.033 | unb_TAPWIRE_OH | 8102802 | no | no |  |  | no |  |  | 0 | 0 | 0 | 0
oh_line_TAP_OH_915139 |  | ABCN | node_8102802_200893084 | node_1275099_706_15273893_946 | 0.033 | unb_TAPWIRE_OH | 8102802 | no | no |  |  | no |  |  | 0 | 0 | 0 | 0
oh_line_TAP_OH_915140 |  | ABCN | node_8102802_200893088 | node_1275229_422_15274134_302 | 0.033 | unb_TAPWIRE_OH | 8102802 | no | no |  |  | no |  |  | 0 | 0 | 0 | 0
oh_line_TAP_OH_915141 |  | ABCN | node_8102802_200893091 | node_1275431_068_15274484_349 | 0.033 | unb_TAPWIRE_OH | 8102802 | no | no |  |  | no |  |  | 0 | 0 | 0 | 0
oh_line_TAP_OH_915142 |  | ABCN | node_8102802_200893095 | node_1275600_295_15274818_889 | 0.033 | unb_TAPWIRE_OH | 8102802 | no | no |  |  | no |  |  | 0 | 0 | 0 | 0
oh_line_TAP_OH_915143 |  | ABCN | node_8102802_200893102 | node_1275917_91_15275445_052 | 0.033 | unb_TAPWIRE_OH | 8102802 | no | no |  |  | no |  |  | 0 | 0 | 0 | 0
oh_line_TAP_OH_915144 |  | ABCN | node_8102802_200893107 | node_1276301_017_15275992_951 | 0.033 | unb_TAPWIRE_OH | 8102802 | no | no |  |  | no |  |  | 0 | 0 | 0 | 0
oh_line_TAP_OH_915145 |  | ABCN | node_8102802_200893109 | node_1276471_139_15276372_758 | 0.033 | unb_TAPWIRE_OH | 8102802 | no | no |  |  | no |  |  | 0 | 0 | 0 | 0
oh_line_TAP_OH_915146 |  | ABCN | node_8102802_200893116 | node_1276709_468_15277130_425 | 0.033 | unb_TAPWIRE_OH | 8102802 | no | no |  |  | no |  |  | 0 | 0 | 0 | 0
oh_line_TAP_OH_915147 |  | ABCN | node_8102802_200893118 | node_1276855_892_15277537_502 | 0.033 | unb_TAPWIRE_OH | 8102802 | no | no |  |  | no |  |  | 0 | 0 | 0 | 0
oh_line_TAP_OH_915148 |  | ABCN | node_8102802_200893121 | node_1276993_935_15278013_49 | 0.033 | unb_TAPWIRE_OH | 8102802 | no | no |  |  | no |  |  | 0 | 0 | 0 | 0
oh_line_TAP_OH_915149 |  | ABCN | node_8102802_200893126 | node_1277397_651_15278539_701 | 0.033 | unb_TAPWIRE_OH | 8102802 | no | no |  |  | no |  |  | 0 | 0 | 0 | 0
oh_line_TAP_OH_915150 |  | ABCN | node_8102802_200893131 | node_1277763_241_15279258_313 | 0.033 | unb_TAPWIRE_OH | 8102802 | no | no |  |  | no |  |  | 0 | 0 | 0 | 0
oh_line_TAP_OH_915151 |  | ABCN | node_8102802_200893134 | node_1277918_28_15279505_229 | 0.033 | unb_TAPWIRE_OH | 8102802 | no | no |  |  | no |  |  | 0 | 0 | 0 | 0
oh_line_TAP_OH_915152 |  | ABCN | node_8102802_200893136 | node_1278042_96_15279572_715 | 0.033 | unb_TAPWIRE_OH | 8102802 | no | no |  |  | no |  |  | 0 | 0 | 0 | 0
oh_line_TAP_OH_915153 |  | ABCN | node_8102802_200893142 | node_1278609_09_15280397_109 | 0.033 | unb_TAPWIRE_OH | 8102802 | no | no |  |  | no |  |  | 0 | 0 | 0 | 0
oh_line_TAP_OH_915154 |  | ABCN | node_8102802_200893145 | node_1278970_625_15280988_771 | 0.033 | unb_TAPWIRE_OH | 8102802 | no | no |  |  | no |  |  | 0 | 0 | 0 | 0
oh_line_TAP_OH_915155 |  | ABCN | node_8102802_200893146 | node_1279196_55_15281197_007 | 0.033 | unb_TAPWIRE_OH | 8102802 | no | no |  |  | no |  |  | 0 | 0 | 0 | 0
oh_line_TAP_OH_915163 |  | ABCN | node_8102802_200893183 | node_1271580_58_15266696_66 | 0.033 | unb_TAPWIRE_OH | 8102802 | no | no |  |  | no |  |  | 0 | 0 | 0 | 0
oh_line_TAP_OH_915169 |  | AN | node_8102802_200893211 | node_1270982_124_15265861_471 | 0.033 | unb_TAPWIRE_OH | 8102802 | no | no |  |  | no |  |  | 0 | 0 | 0 | 0
oh_line_TAP_OH_915170 |  | AN | node_8102802_200893216 | node_1273394_985_15263526_321 | 0.033 | unb_TAPWIRE_OH | 8102802 | no | no |  |  | no |  |  | 0 | 0 | 0 | 0
oh_line_TAP_OH_915171 |  | AN | node_8102802_200893223 | node_1274152_367_15262196_792 | 0.033 | unb_TAPWIRE_OH | 8102802 | no | no |  |  | no |  |  | 0 | 0 | 0 | 0
oh_line_TAP_OH_915172 |  | AN | node_8102802_200893229 | node_1271627_657_15265153_04 | 0.033 | unb_TAPWIRE_OH | 8102802 | no | no |  |  | no |  |  | 0 | 0 | 0 | 0
oh_line_TAP_OH_915173 |  | AN | node_8102802_200893231 | node_1271629_104_15264706_518 | 0.033 | unb_TAPWIRE_OH | 8102802 | no | no |  |  | no |  |  | 0 | 0 | 0 | 0
oh_line_TAP_OH_915174 |  | AN | node_8102802_200893232 | node_1271975_245_15264424_449 | 0.033 | unb_TAPWIRE_OH | 8102802 | no | no |  |  | no |  |  | 0 | 0 | 0 | 0
oh_line_TAP_OH_915175 |  | AN | node_8102802_200893236 | node_1272397_395_15264088_739 | 0.033 | unb_TAPWIRE_OH | 8102802 | no | no |  |  | no |  |  | 0 | 0 | 0 | 0
oh_line_TAP_OH_915176 |  | AN | node_8102802_200893237 | node_1272310_366_15263976_122 | 0.033 | unb_TAPWIRE_OH | 8102802 | no | no |  |  | no |  |  | 0 | 0 | 0 | 0
oh_line_TAP_OH_915178 |  | ABCN | node_8102802_200893242 | node_1281483_884_15280915_113 | 0.033 | unb_TAPWIRE_OH | 8102802 | no | no |  |  | no |  |  | 0 | 0 | 0 | 0
oh_line_TAP_OH_915179 |  | ABCN | node_8102802_200893246 | node_1282089_284_15281237_424 | 0.033 | unb_TAPWIRE_OH | 8102802 | no | no |  |  | no |  |  | 0 | 0 | 0 | 0
oh_line_TAP_OH_915180 |  | ABCN | node_8102802_200893248 | node_1282394_805_15281453_485 | 0.033 | unb_TAPWIRE_OH | 8102802 | no | no |  |  | no |  |  | 0 | 0 | 0 | 0
oh_line_TAP_OH_915181 |  | AN | node_8102802_200893251 | node_1283077_602_15281726_573 | 0.033 | unb_TAPWIRE_OH | 8102802 | no | no |  |  | no |  |  | 0 | 0 | 0 | 0
oh_line_TAP_OH_915182 |  | ABCN | node_8102802_200893253 | node_1283140_631_15281900_033 | 0.033 | unb_TAPWIRE_OH | 8102802 | no | no |  |  | no |  |  | 0 | 0 | 0 | 0
oh_line_TAP_OH_915215 |  | AN | node_8102802_200893316 | node_1275030_489_15265559_224 | 0.033 | unb_TAPWIRE_OH | 8102802 | no | no |  |  | no |  |  | 0 | 0 | 0 | 0
oh_line_TAP_OH_915216 |  | ABCN | node_8102802_200893318 | node_1281670_538_15278467_746 | 0.033 | unb_TAPWIRE_OH | 8102802 | no | no |  |  | no |  |  | 0 | 0 | 0 | 0
oh_line_TAP_OH_915217 |  | ABCN | node_8102802_200893323 | node_1282044_524_15277272_36 | 0.033 | unb_TAPWIRE_OH | 8102802 | no | no |  |  | no |  |  | 0 | 0 | 0 | 0
oh_line_TAP_OH_915218 |  | AN | node_8102802_200893332 | node_1282613_726_15276088_363 | 0.033 | unb_TAPWIRE_OH | 8102802 | no | no |  |  | no |  |  | 0 | 0 | 0 | 0
oh_line_TAP_OH_915219 |  | ABCN | node_8102802_200893334 | node_1282117_087_15276263_632 | 0.033 | unb_TAPWIRE_OH | 8102802 | no | no |  |  | no |  |  | 0 | 0 | 0 | 0
oh_line_TAP_OH_915220 |  | AN | node_8102802_200893335 | node_1281806_42_15276230_794 | 0.033 | unb_TAPWIRE_OH | 8102802 | no | no |  |  | no |  |  | 0 | 0 | 0 | 0
oh_line_TAP_OH_915221 |  | ABCN | node_8102802_200893337 | node_1282199_842_15275960_385 | 0.033 | unb_TAPWIRE_OH | 8102802 | no | no |  |  | no |  |  | 0 | 0 | 0 | 0
oh_line_TAP_OH_915222 |  | ABCN | node_8102802_200893339 | node_1282487_234_15275405_204 | 0.033 | unb_TAPWIRE_OH | 8102802 | no | no |  |  | no |  |  | 0 | 0 | 0 | 0
oh_line_TAP_OH_915223 |  | ABCN | node_8102802_200893340 | node_1282686_147_15275169_765 | 0.033 | unb_TAPWIRE_OH | 8102802 | no | no |  |  | no |  |  | 0 | 0 | 0 | 0
oh_line_TAP_OH_915224 |  | ABCN | node_8102802_200893343 | node_1282815_648_15274753_564 | 0.033 | unb_TAPWIRE_OH | 8102802 | no | no |  |  | no |  |  | 0 | 0 | 0 | 0
oh_line_TAP_OH_915225 |  | AN | node_8102802_200893345 | node_1283126_194_15274874_759 | 0.033 | unb_TAPWIRE_OH | 8102802 | no | no |  |  | no |  |  | 0 | 0 | 0 | 0
oh_line_TAP_OH_915226 |  | ABCN | node_8102802_200893346 | node_1282980_03_15274437_016 | 0.033 | unb_TAPWIRE_OH | 8102802 | no | no |  |  | no |  |  | 0 | 0 | 0 | 0
oh_line_TAP_OH_915227 |  | AN | node_8102802_200893348 | node_1283197_159_15273987_819 | 0.033 | unb_TAPWIRE_OH | 8102802 | no | no |  |  | no |  |  | 0 | 0 | 0 | 0
oh_line_TAP_OH_915228 |  | ABCN | node_8102802_200893349 | node_1283404_966_15273867_262 | 0.033 | unb_TAPWIRE_OH | 8102802 | no | no |  |  | no |  |  | 0 | 0 | 0 | 0
oh_line_TAP_OH_915229 |  | ABCN | node_8102802_200893351 | node_1283872_611_15273325_637 | 0.033 | unb_TAPWIRE_OH | 8102802 | no | no |  |  | no |  |  | 0 | 0 | 0 | 0
oh_line_TAP_OH_915230 |  | AN | node_8102802_200893352 | node_1283533_142_15273345_372 | 0.033 | unb_TAPWIRE_OH | 8102802 | no | no |  |  | no |  |  | 0 | 0 | 0 | 0
oh_line_TAP_OH_915231 |  | AN | node_8102802_200893354 | node_1284041_237_15273162_945 | 0.033 | unb_TAPWIRE_OH | 8102802 | no | no |  |  | no |  |  | 0 | 0 | 0 | 0
oh_line_TAP_OH_915232 |  | AN | node_8102802_200893359 | node_1282717_485_15271825_8 | 0.033 | unb_TAPWIRE_OH | 8102802 | no | no |  |  | no |  |  | 0 | 0 | 0 | 0
oh_line_TAP_OH_915233 |  | AN | node_8102802_200893360 | node_1282516_985_15271549_924 | 0.033 | unb_TAPWIRE_OH | 8102802 | no | no |  |  | no |  |  | 0 | 0 | 0 | 0
oh_line_TAP_OH_915234 |  | AN | node_8102802_200893363 | node_1281966_782_15271125_881 | 0.033 | unb_TAPWIRE_OH | 8102802 | no | no |  |  | no |  |  | 0 | 0 | 0 | 0
oh_line_TAP_OH_915235 |  | AN | node_8102802_200893366 | node_1281624_86_15270647_851 | 0.033 | unb_TAPWIRE_OH | 8102802 | no | no |  |  | no |  |  | 0 | 0 | 0 | 0
oh_line_TAP_OH_915236 |  | AN | node_8102802_200893368 | node_1281307_313_15270443_683 | 0.033 | unb_TAPWIRE_OH | 8102802 | no | no |  |  | no |  |  | 0 | 0 | 0 | 0
oh_line_TAP_OH_915237 |  | AN | node_8102802_200893369 | node_1281146_742_15270161_992 | 0.033 | unb_TAPWIRE_OH | 8102802 | no | no |  |  | no |  |  | 0 | 0 | 0 | 0
oh_line_TAP_OH_915238 |  | AN | node_8102802_200893370 | node_1281115_573_15269892_763 | 0.033 | unb_TAPWIRE_OH | 8102802 | no | no |  |  | no |  |  | 0 | 0 | 0 | 0
oh_line_TAP_OH_915239 |  | AN | node_8102802_200893372 | node_1280780_843_15269327_784 | 0.033 | unb_TAPWIRE_OH | 8102802 | no | no |  |  | no |  |  | 0 | 0 | 0 | 0
oh_line_TAP_OH_915240 |  | AN | node_8102802_200893373 | node_1280757_528_15269023_837 | 0.033 | unb_TAPWIRE_OH | 8102802 | no | no |  |  | no |  |  | 0 | 0 | 0 | 0
oh_line_TAP_OH_915241 |  | AN | node_8102802_200893375 | node_1280689_932_15268778_976 | 0.033 | unb_TAPWIRE_OH | 8102802 | no | no |  |  | no |  |  | 0 | 0 | 0 | 0
oh_line_TAP_OH_915242 |  | AN | node_8102802_200893379 | node_1280160_921_15268233_353 | 0.033 | unb_TAPWIRE_OH | 8102802 | no | no |  |  | no |  |  | 0 | 0 | 0 | 0
oh_line_TAP_OH_915243 |  | AN | node_8102802_200893381 | node_1280005_456_15267985_115 | 0.033 | unb_TAPWIRE_OH | 8102802 | no | no |  |  | no |  |  | 0 | 0 | 0 | 0
oh_line_TAP_OH_915244 |  | AN | node_8102802_200893390 | node_1277590_915_15266718_644 | 0.033 | unb_TAPWIRE_OH | 8102802 | no | no |  |  | no |  |  | 0 | 0 | 0 | 0
oh_line_TAP_OH_915245 |  | AN | node_8102802_200893396 | node_1277264_471_15268218_84 | 0.033 | unb_TAPWIRE_OH | 8102802 | no | no |  |  | no |  |  | 0 | 0 | 0 | 0
oh_line_TAP_OH_915246 |  | AN | node_8102802_200893397 | node_1277611_753_15266411_888 | 0.033 | unb_TAPWIRE_OH | 8102802 | no | no |  |  | no |  |  | 0 | 0 | 0 | 0
oh_line_TAP_OH_915247 |  | AN | node_8102802_200893399 | node_1277278_159_15265912_157 | 0.033 | unb_TAPWIRE_OH | 8102802 | no | no |  |  | no |  |  | 0 | 0 | 0 | 0
oh_line_TAP_OH_915248 |  | AN | node_8102802_200893400 | node_1277099_832_15265537_024 | 0.033 | unb_TAPWIRE_OH | 8102802 | no | no |  |  | no |  |  | 0 | 0 | 0 | 0
oh_line_TAP_OH_915249 |  | AN | node_8102802_200893403 | node_1276186_621_15264735_339 | 0.033 | unb_TAPWIRE_OH | 8102802 | no | no |  |  | no |  |  | 0 | 0 | 0 | 0
oh_line_TAP_OH_915250 |  | AN | node_8102802_200893404 | node_1275891_781_15264742_921 | 0.033 | unb_TAPWIRE_OH | 8102802 | no | no |  |  | no |  |  | 0 | 0 | 0 | 0
oh_line_TAP_OH_915251 |  | AN | node_8102802_200893408 | node_1275509_832_15264834_386 | 0.033 | unb_TAPWIRE_OH | 8102802 | no | no |  |  | no |  |  | 0 | 0 | 0 | 0
oh_line_TAP_OH_915252 |  | AN | node_8102802_200893409 | node_1275471_657_15264510_17 | 0.033 | unb_TAPWIRE_OH | 8102802 | no | no |  |  | no |  |  | 0 | 0 | 0 | 0
oh_line_TAP_OH_915253 |  | AN | node_8102802_200893413 | node_1275282_247_15263096_593 | 0.033 | unb_TAPWIRE_OH | 8102802 | no | no |  |  | no |  |  | 0 | 0 | 0 | 0
oh_line_TAP_OH_915254 |  | AN | node_8102802_200893415 | node_1275052_242_15264255_813 | 0.033 | unb_TAPWIRE_OH | 8102802 | no | no |  |  | no |  |  | 0 | 0 | 0 | 0
oh_line_TAP_OH_915260 |  | AN | node_8102802_200893433 | node_1258931_426_15264191_466 | 0.033 | unb_TAPWIRE_OH | 8102802 | no | no |  |  | no |  |  | 0 | 0 | 0 | 0
oh_line_TAP_OH_915261 |  | AN | node_8102802_200893434 | node_1258597_926_15264112_193 | 0.033 | unb_TAPWIRE_OH | 8102802 | no | no |  |  | no |  |  | 0 | 0 | 0 | 0
oh_line_TAP_OH_915262 |  | AN | node_8102802_200893436 | node_1259095_1_15264587_542 | 0.033 | unb_TAPWIRE_OH | 8102802 | no | no |  |  | no |  |  | 0 | 0 | 0 | 0
oh_line_TAP_OH_915263 |  | AN | node_8102802_200893440 | node_1258131_926_15261944_546 | 0.033 | unb_TAPWIRE_OH | 8102802 | no | no |  |  | no |  |  | 0 | 0 | 0 | 0
oh_line_TAP_OH_915264 |  | AN | node_8102802_200893443 | node_1258609_629_15262667_211 | 0.033 | unb_TAPWIRE_OH | 8102802 | no | no |  |  | no |  |  | 0 | 0 | 0 | 0
oh_line_TAP_OH_915265 |  | AN | node_8102802_200893446 | node_1258749_144_15263089_138 | 0.033 | unb_TAPWIRE_OH | 8102802 | no | no |  |  | no |  |  | 0 | 0 | 0 | 0
oh_line_TAP_OH_915276 |  | AN | node_8102802_200893468 | node_1254827_33_15265406_548 | 0.033 | unb_TAPWIRE_OH | 8102802 | no | no |  |  | no |  |  | 0 | 0 | 0 | 0
oh_line_TAP_OH_915277 |  | AN | node_8102802_200893474 | node_1253981_156_15266006_574 | 0.033 | unb_TAPWIRE_OH | 8102802 | no | no |  |  | no |  |  | 0 | 0 | 0 | 0
oh_line_TAP_OH_915278 |  | AN | node_8102802_200893479 | node_1285234_844_15269748_419 | 0.033 | unb_TAPWIRE_OH | 8102802 | no | no |  |  | no |  |  | 0 | 0 | 0 | 0
oh_line_TAP_OH_915279 |  | AN | node_8102802_200893481 | node_1284771_515_15270293_816 | 0.033 | unb_TAPWIRE_OH | 8102802 | no | no |  |  | no |  |  | 0 | 0 | 0 | 0
oh_line_TAP_OH_915280 |  | AN | node_8102802_200893482 | node_1284517_397_15270540_46 | 0.033 | unb_TAPWIRE_OH | 8102802 | no | no |  |  | no |  |  | 0 | 0 | 0 | 0
oh_line_TAP_OH_915281 |  | AN | node_8102802_200893485 | node_1283941_091_15271106_177 | 0.033 | unb_TAPWIRE_OH | 8102802 | no | no |  |  | no |  |  | 0 | 0 | 0 | 0
oh_line_TAP_OH_915282 |  | AN | node_8102802_200893486 | node_1284434_841_15271312_094 | 0.033 | unb_TAPWIRE_OH | 8102802 | no | no |  |  | no |  |  | 0 | 0 | 0 | 0
oh_line_TAP_OH_915283 |  | AN | node_8102802_200893488 | node_1284090_66_15271446_044 | 0.033 | unb_TAPWIRE_OH | 8102802 | no | no |  |  | no |  |  | 0 | 0 | 0 | 0
oh_line_TAP_OH_915284 |  | AN | node_8102802_200893490 | node_1284103_357_15271659_499 | 0.033 | unb_TAPWIRE_OH | 8102802 | no | no |  |  | no |  |  | 0 | 0 | 0 | 0
oh_line_TAP_OH_915285 |  | AN | node_8102802_200893491 | node_1284493_628_15271700_898 | 0.033 | unb_TAPWIRE_OH | 8102802 | no | no |  |  | no |  |  | 0 | 0 | 0 | 0
oh_line_TAP_OH_915286 |  | AN | node_8102802_200893492 | node_1283864_877_15271971_053 | 0.033 | unb_TAPWIRE_OH | 8102802 | no | no |  |  | no |  |  | 0 | 0 | 0 | 0
oh_line_TAP_OH_915287 |  | AN | node_8102802_200893495 | node_1283687_886_15272466_97 | 0.033 | unb_TAPWIRE_OH | 8102802 | no | no |  |  | no |  |  | 0 | 0 | 0 | 0
oh_line_TAP_OH_915288 |  | AN | node_8102802_200893497 | node_1283639_921_15272718_294 | 0.033 | unb_TAPWIRE_OH | 8102802 | no | no |  |  | no |  |  | 0 | 0 | 0 | 0
oh_line_TAP_OH_915289 |  | AN | node_8102802_200893500 | node_1285919_997_15267788_456 | 0.033 | unb_TAPWIRE_OH | 8102802 | no | no |  |  | no |  |  | 0 | 0 | 0 | 0
oh_line_TAP_OH_915290 |  | AN | node_8102802_200893501 | node_1285953_755_15267960_027 | 0.033 | unb_TAPWIRE_OH | 8102802 | no | no |  |  | no |  |  | 0 | 0 | 0 | 0
oh_line_TAP_OH_915291 |  | AN | node_8102802_200893506 | node_1285386_388_15269520_431 | 0.033 | unb_TAPWIRE_OH | 8102802 | no | no |  |  | no |  |  | 0 | 0 | 0 | 0
oh_line_TAP_OH_915292 |  | ABN | node_8102802_200893508 | node_1276974_629_15276372_497 | 0.033 | unb_TAPWIRE_OH | 8102802 | no | no |  |  | no |  |  | 0 | 0 | 0 | 0
oh_line_TAP_OH_915294 |  | AN | node_8102802_200893518 | node_1260188_952_15265658_339 | 0.033 | unb_TAPWIRE_OH | 8102802 | no | no |  |  | no |  |  | 0 | 0 | 0 | 0
oh_line_TAP_OH_915295 |  | AN | node_8102802_200893521 | node_1259809_627_15265894_741 | 0.033 | unb_TAPWIRE_OH | 8102802 | no | no |  |  | no |  |  | 0 | 0 | 0 | 0
oh_line_TAP_OH_915296 |  | AN | node_8102802_200893522 | node_1259784_66_15265624_563 | 0.033 | unb_TAPWIRE_OH | 8102802 | no | no |  |  | no |  |  | 0 | 0 | 0 | 0
oh_line_TAP_OH_915297 |  | AN | node_8102802_200893528 | node_1259220_623_15265703_683 | 0.033 | unb_TAPWIRE_OH | 8102802 | no | no |  |  | no |  |  | 0 | 0 | 0 | 0
oh_line_TAP_OH_915298 |  | ABCN | node_8102802_200893531 | node_1260024_673_15267876_612 | 0.033 | unb_TAPWIRE_OH | 8102802 | no | no |  |  | no |  |  | 0 | 0 | 0 | 0
oh_line_TAP_OH_915299 |  | ABCN | node_8102802_200893533 | node_1259917_224_15267644_046 | 0.033 | unb_TAPWIRE_OH | 8102802 | no | no |  |  | no |  |  | 0 | 0 | 0 | 0
oh_line_TAP_OH_915300 |  | ABCN | node_8102802_200893534 | node_1259899_208_15267414_089 | 0.033 | unb_TAPWIRE_OH | 8102802 | no | no |  |  | no |  |  | 0 | 0 | 0 | 0
oh_line_TAP_OH_915301 |  | ABCN | node_8102802_200893535 | node_1260003_904_15267140_961 | 0.033 | unb_TAPWIRE_OH | 8102802 | no | no |  |  | no |  |  | 0 | 0 | 0 | 0
oh_line_TAP_OH_915302 |  | AN | node_8102802_200893539 | node_1259994_463_15267025_258 | 0.033 | unb_TAPWIRE_OH | 8102802 | no | no |  |  | no |  |  | 0 | 0 | 0 | 0
oh_line_TAP_OH_915303 |  | ABN | node_8102802_200893546 | node_1276669_343_15275765_418 | 0.033 | unb_TAPWIRE_OH | 8102802 | no | no |  |  | no |  |  | 0 | 0 | 0 | 0
oh_line_TAP_OH_915311 |  | AN | node_8102802_200893570 | node_1280486_458_15275591_617 | 0.033 | unb_TAPWIRE_OH | 8102802 | no | no |  |  | no |  |  | 0 | 0 | 0 | 0
oh_line_TAP_OH_915312 |  | ABCN | node_8102802_200893572 | node_1280590_127_15278312_8 | 0.033 | unb_TAPWIRE_OH | 8102802 | no | no |  |  | no |  |  | 0 | 0 | 0 | 0
oh_line_TAP_OH_915313 |  | ABCN | node_8102802_200893573 | node_1280889_454_15278284_134 | 0.033 | unb_TAPWIRE_OH | 8102802 | no | no |  |  | no |  |  | 0 | 0 | 0 | 0
oh_line_TAP_OH_915314 |  | ABCN | node_8102802_200893574 | node_1281174_764_15278336_393 | 0.033 | unb_TAPWIRE_OH | 8102802 | no | no |  |  | no |  |  | 0 | 0 | 0 | 0
oh_line_TAP_OH_915315 |  | ABCN | node_8102802_200893575 | node_1281382_205_15278048_087 | 0.033 | unb_TAPWIRE_OH | 8102802 | no | no |  |  | no |  |  | 0 | 0 | 0 | 0
oh_line_TAP_OH_915316 |  | ABCN | node_8102802_200893579 | node_1281658_481_15277855_886 | 0.033 | unb_TAPWIRE_OH | 8102802 | no | no |  |  | no |  |  | 0 | 0 | 0 | 0
oh_line_TAP_OH_915317 |  | ABCN | node_8102802_200893581 | node_1281800_337_15277733_96 | 0.033 | unb_TAPWIRE_OH | 8102802 | no | no |  |  | no |  |  | 0 | 0 | 0 | 0
oh_line_TAP_OH_915318 |  | ABCN | node_8102802_200893589 | node_1279723_84_15278454_227 | 0.033 | unb_TAPWIRE_OH | 8102802 | no | no |  |  | no |  |  | 0 | 0 | 0 | 0
oh_line_TAP_OH_915322 |  | AN | node_8102802_200893603 | node_1266436_739_15260550_689 | 0.033 | unb_TAPWIRE_OH | 8102802 | no | no |  |  | no |  |  | 0 | 0 | 0 | 0
oh_line_TAP_OH_915323 |  | AN | node_8102802_200893604 | node_1266319_754_15260314_258 | 0.033 | unb_TAPWIRE_OH | 8102802 | no | no |  |  | no |  |  | 0 | 0 | 0 | 0
oh_line_TAP_OH_915324 |  | AN | node_8102802_200893608 | node_1266022_63_15259926_29 | 0.033 | unb_TAPWIRE_OH | 8102802 | no | no |  |  | no |  |  | 0 | 0 | 0 | 0
oh_line_TAP_OH_915325 |  | AN | node_8102802_200893610 | node_1265780_61_15259626_956 | 0.033 | unb_TAPWIRE_OH | 8102802 | no | no |  |  | no |  |  | 0 | 0 | 0 | 0
oh_line_TAP_OH_915326 |  | AN | node_8102802_200893613 | node_1266313_364_15259096_723 | 0.033 | unb_TAPWIRE_OH | 8102802 | no | no |  |  | no |  |  | 0 | 0 | 0 | 0
oh_line_TAP_OH_915327 |  | AN | node_8102802_200893615 | node_1279551_496_15267244_605 | 0.033 | unb_TAPWIRE_OH | 8102802 | no | no |  |  | no |  |  | 0 | 0 | 0 | 0
oh_line_TAP_OH_915328 |  | AN | node_8102802_200893617 | node_1279049_987_15264278_153 | 0.033 | unb_TAPWIRE_OH | 8102802 | no | no |  |  | no |  |  | 0 | 0 | 0 | 0
oh_line_TAP_OH_915329 |  | AN | node_8102802_200893619 | node_1279390_089_15266985_318 | 0.033 | unb_TAPWIRE_OH | 8102802 | no | no |  |  | no |  |  | 0 | 0 | 0 | 0
oh_line_TAP_OH_915330 |  | AN | node_8102802_200893625 | node_1279175_001_15265082_346 | 0.033 | unb_TAPWIRE_OH | 8102802 | no | no |  |  | no |  |  | 0 | 0 | 0 | 0
oh_line_TAP_OH_915331 |  | AN | node_8102802_200893627 | node_1256674_803_15265093_839 | 0.033 | unb_TAPWIRE_OH | 8102802 | no | no |  |  | no |  |  | 0 | 0 | 0 | 0
oh_line_TAP_OH_915332 |  | AN | node_8102802_200893631 | node_1255476_956_15266245_305 | 0.033 | unb_TAPWIRE_OH | 8102802 | no | no |  |  | no |  |  | 0 | 0 | 0 | 0
oh_line_TAP_OH_915333 |  | AN | node_8102802_200893632 | node_1255772_45_15266171_094 | 0.033 | unb_TAPWIRE_OH | 8102802 | no | no |  |  | no |  |  | 0 | 0 | 0 | 0
oh_line_TAP_OH_915334 |  | AN | node_8102802_200893636 | node_1257073_029_15266145_068 | 0.033 | unb_TAPWIRE_OH | 8102802 | no | no |  |  | no |  |  | 0 | 0 | 0 | 0
oh_line_TAP_OH_915335 |  | AN | node_8102802_200893638 | node_1264276_855_15261491_952 | 0.033 | unb_TAPWIRE_OH | 8102802 | no | no |  |  | no |  |  | 0 | 0 | 0 | 0
oh_line_TAP_OH_915336 |  | AN | node_8102802_200893640 | node_1263929_683_15261036_921 | 0.033 | unb_TAPWIRE_OH | 8102802 | no | no |  |  | no |  |  | 0 | 0 | 0 | 0
oh_line_TAP_OH_915337 |  | AN | node_8102802_200893643 | node_1266593_126_15261173_695 | 0.033 | unb_TAPWIRE_OH | 8102802 | no | no |  |  | no |  |  | 0 | 0 | 0 | 0
oh_line_TAP_OH_915338 |  | AN | node_8102802_200893645 | node_1266109_938_15261079_641 | 0.033 | unb_TAPWIRE_OH | 8102802 | no | no |  |  | no |  |  | 0 | 0 | 0 | 0
oh_line_TAP_OH_915339 |  | AN | node_8102802_200893652 | node_1264505_806_15261461_619 | 0.033 | unb_TAPWIRE_OH | 8102802 | no | no |  |  | no |  |  | 0 | 0 | 0 | 0
oh_line_TAP_OH_915340 |  | AN | node_8102802_200893659 | node_1257358_753_15261479_268 | 0.033 | unb_TAPWIRE_OH | 8102802 | no | no |  |  | no |  |  | 0 | 0 | 0 | 0
oh_line_TAP_OH_915341 |  | AN | node_8102802_200893662 | node_1256596_331_15258178_894 | 0.033 | unb_TAPWIRE_OH | 8102802 | no | no |  |  | no |  |  | 0 | 0 | 0 | 0
oh_line_TAP_OH_915342 |  | AN | node_8102802_200893667 | node_1255871_658_15258776_548 | 0.033 | unb_TAPWIRE_OH | 8102802 | no | no |  |  | no |  |  | 0 | 0 | 0 | 0
oh_line_TAP_OH_915343 |  | AN | node_8102802_200893668 | node_1255500_558_15258272_535 | 0.033 | unb_TAPWIRE_OH | 8102802 | no | no |  |  | no |  |  | 0 | 0 | 0 | 0
oh_line_TAP_OH_915344 |  | AN | node_8102802_200893669 | node_1258409_377_15260337_435 | 0.033 | unb_TAPWIRE_OH | 8102802 | no | no |  |  | no |  |  | 0 | 0 | 0 | 0
oh_line_TAP_OH_915345 |  | AN | node_8102802_200893672 | node_1257907_296_15259419_419 | 0.033 | unb_TAPWIRE_OH | 8102802 | no | no |  |  | no |  |  | 0 | 0 | 0 | 0
oh_line_TAP_OH_915349 |  | AN | node_8102802_200893688 | node_1280435_262_15261700_844 | 0.033 | unb_TAPWIRE_OH | 8102802 | no | no |  |  | no |  |  | 0 | 0 | 0 | 0
oh_line_TAP_OH_915350 |  | AN | node_8102802_200893690 | node_1280478_379_15261233_771 | 0.033 | unb_TAPWIRE_OH | 8102802 | no | no |  |  | no |  |  | 0 | 0 | 0 | 0
oh_line_TAP_OH_915351 |  | AN | node_8102802_200893694 | node_1281522_724_15261047_307 | 0.033 | unb_TAPWIRE_OH | 8102802 | no | no |  |  | no |  |  | 0 | 0 | 0 | 0
oh_line_TAP_OH_915352 |  | ABCN | node_8102802_200893706 | node_1256807_207_15268507_95 | 0.033 | unb_TAPWIRE_OH | 8102802 | no | no |  |  | no |  |  | 0 | 0 | 0 | 0
oh_line_TAP_OH_915353 |  | AN | node_8102802_200893710 | node_1249106_71_15258650_57 | 0.033 | unb_TAPWIRE_OH | 8102802 | no | no |  |  | no |  |  | 0 | 0 | 0 | 0
oh_line_TAP_OH_915354 |  | AN | node_8102802_200893711 | node_1248862_152_15258446_061 | 0.033 | unb_TAPWIRE_OH | 8102802 | no | no |  |  | no |  |  | 0 | 0 | 0 | 0
oh_line_TAP_OH_915355 |  | AN | node_8102802_200893712 | node_1248905_766_15258871_25 | 0.033 | unb_TAPWIRE_OH | 8102802 | no | no |  |  | no |  |  | 0 | 0 | 0 | 0
oh_line_TAP_OH_915356 |  | AN | node_8102802_200893714 | node_1248164_058_15258016_709 | 0.033 | unb_TAPWIRE_OH | 8102802 | no | no |  |  | no |  |  | 0 | 0 | 0 | 0
oh_line_TAP_OH_915357 |  | AN | node_8102802_200893716 | node_1251815_185_15259067_014 | 0.033 | unb_TAPWIRE_OH | 8102802 | no | no |  |  | no |  |  | 0 | 0 | 0 | 0
oh_line_TAP_OH_915358 |  | AN | node_8102802_200893717 | node_1251464_375_15259082_669 | 0.033 | unb_TAPWIRE_OH | 8102802 | no | no |  |  | no |  |  | 0 | 0 | 0 | 0
oh_line_TAP_OH_915359 |  | AN | node_8102802_200893722 | node_1250663_184_15259903_438 | 0.033 | unb_TAPWIRE_OH | 8102802 | no | no |  |  | no |  |  | 0 | 0 | 0 | 0
oh_line_TAP_OH_915360 |  | AN | node_8102802_200893726 | node_1285597_472_15264199_575 | 0.033 | unb_TAPWIRE_OH | 8102802 | no | no |  |  | no |  |  | 0 | 0 | 0 | 0
oh_line_TAP_OH_915361 |  | AN | node_8102802_200893730 | node_1285680_798_15263640_095 | 0.033 | unb_TAPWIRE_OH | 8102802 | no | no |  |  | no |  |  | 0 | 0 | 0 | 0
oh_line_TAP_OH_915362 |  | AN | node_8102802_200893731 | node_1285746_624_15263435_906 | 0.033 | unb_TAPWIRE_OH | 8102802 | no | no |  |  | no |  |  | 0 | 0 | 0 | 0
oh_line_TAP_OH_915363 |  | AN | node_8102802_200893733 | node_1285690_352_15263133_855 | 0.033 | unb_TAPWIRE_OH | 8102802 | no | no |  |  | no |  |  | 0 | 0 | 0 | 0
oh_line_TAP_OH_915364 |  | AN | node_8102802_200893734 | node_1285764_851_15262922_875 | 0.033 | unb_TAPWIRE_OH | 8102802 | no | no |  |  | no |  |  | 0 | 0 | 0 | 0
oh_line_TAP_OH_915365 |  | AN | node_8102802_200893736 | node_1285777_998_15262574_203 | 0.033 | unb_TAPWIRE_OH | 8102802 | no | no |  |  | no |  |  | 0 | 0 | 0 | 0
oh_line_TAP_OH_915366 |  | AN | node_8102802_200893738 | node_1285695_215_15262338_576 | 0.033 | unb_TAPWIRE_OH | 8102802 | no | no |  |  | no |  |  | 0 | 0 | 0 | 0
oh_line_TAP_OH_915367 |  | AN | node_8102802_200893740 | node_1285789_411_15262097_939 | 0.033 | unb_TAPWIRE_OH | 8102802 | no | no |  |  | no |  |  | 0 | 0 | 0 | 0
oh_line_TAP_OH_915368 |  | AN | node_8102802_200893745 | node_1287192_683_15264418_662 | 0.033 | unb_TAPWIRE_OH | 8102802 | no | no |  |  | no |  |  | 0 | 0 | 0 | 0
oh_line_TAP_OH_915369 |  | AN | node_8102802_200893746 | node_1287399_388_15264305_618 | 0.033 | unb_TAPWIRE_OH | 8102802 | no | no |  |  | no |  |  | 0 | 0 | 0 | 0
oh_line_TAP_OH_915370 |  | AN | node_8102802_200893749 | node_1287600_333_15263739_801 | 0.033 | unb_TAPWIRE_OH | 8102802 | no | no |  |  | no |  |  | 0 | 0 | 0 | 0
oh_line_TAP_OH_915371 |  | AN | node_8102802_200893751 | node_1287621_391_15264259_05 | 0.033 | unb_TAPWIRE_OH | 8102802 | no | no |  |  | no |  |  | 0 | 0 | 0 | 0
oh_line_TAP_OH_915372 |  | AN | node_8102802_200893756 | node_1279045_258_15262757_192 | 0.033 | unb_TAPWIRE_OH | 8102802 | no | no |  |  | no |  |  | 0 | 0 | 0 | 0
oh_line_TAP_OH_915373 |  | AN | node_8102802_200893758 | node_1258850_649_15265536_702 | 0.033 | unb_TAPWIRE_OH | 8102802 | no | no |  |  | no |  |  | 0 | 0 | 0 | 0
oh_line_TAP_OH_915374 |  | AN | node_8102802_200893761 | node_1258449_578_15265363_351 | 0.033 | unb_TAPWIRE_OH | 8102802 | no | no |  |  | no |  |  | 0 | 0 | 0 | 0
oh_line_TAP_OH_915375 |  | AN | node_8102802_200893762 | node_1258921_354_15265092_16 | 0.033 | unb_TAPWIRE_OH | 8102802 | no | no |  |  | no |  |  | 0 | 0 | 0 | 0
oh_line_TAP_OH_915376 |  | AN | node_8102802_200893766 | node_1257683_815_15265783_548 | 0.033 | unb_TAPWIRE_OH | 8102802 | no | no |  |  | no |  |  | 0 | 0 | 0 | 0
oh_line_TAP_OH_915377 |  | AN | node_8102802_200893768 | node_1258294_16_15266034_498 | 0.033 | unb_TAPWIRE_OH | 8102802 | no | no |  |  | no |  |  | 0 | 0 | 0 | 0
oh_line_TAP_OH_915385 |  | AN | node_8102802_200893790 | node_1252640_499_15263967_31 | 0.033 | unb_TAPWIRE_OH | 8102802 | no | no |  |  | no |  |  | 0 | 0 | 0 | 0
oh_line_TAP_OH_915386 |  | AN | node_8102802_200893792 | node_1252942_421_15260587_028 | 0.033 | unb_TAPWIRE_OH | 8102802 | no | no |  |  | no |  |  | 0 | 0 | 0 | 0
oh_line_TAP_OH_915387 |  | AN | node_8102802_200893794 | node_1252990_493_15261213_479 | 0.033 | unb_TAPWIRE_OH | 8102802 | no | no |  |  | no |  |  | 0 | 0 | 0 | 0
oh_line_TAP_OH_915388 |  | AN | node_8102802_200893796 | node_1253081_638_15261695_414 | 0.033 | unb_TAPWIRE_OH | 8102802 | no | no |  |  | no |  |  | 0 | 0 | 0 | 0
oh_line_TAP_OH_915389 |  | AN | node_8102802_200893799 | node_1253279_774_15261125_228 | 0.033 | unb_TAPWIRE_OH | 8102802 | no | no |  |  | no |  |  | 0 | 0 | 0 | 0
oh_line_TAP_OH_915390 |  | AN | node_8102802_200893801 | node_1252982_843_15262359_063 | 0.033 | unb_TAPWIRE_OH | 8102802 | no | no |  |  | no |  |  | 0 | 0 | 0 | 0
oh_line_TAP_OH_915391 |  | AN | node_8102802_200893802 | node_1252991_383_15262744_836 | 0.033 | unb_TAPWIRE_OH | 8102802 | no | no |  |  | no |  |  | 0 | 0 | 0 | 0
oh_line_TAP_OH_915392 |  | AN | node_8102802_200893807 | node_1292282_937_15265562_263 | 0.033 | unb_TAPWIRE_OH | 8102802 | no | no |  |  | no |  |  | 0 | 0 | 0 | 0
oh_line_TAP_OH_915393 |  | AN | node_8102802_200893808 | node_1292497_424_15265565_18 | 0.033 | unb_TAPWIRE_OH | 8102802 | no | no |  |  | no |  |  | 0 | 0 | 0 | 0
oh_line_TAP_OH_915394 |  | AN | node_8102802_200893811 | node_1293131_692_15265669_813 | 0.033 | unb_TAPWIRE_OH | 8102802 | no | no |  |  | no |  |  | 0 | 0 | 0 | 0
oh_line_TAP_OH_915395 |  | AN | node_8102802_200893815 | node_1261184_184_15267568_285 | 0.033 | unb_TAPWIRE_OH | 8102802 | no | no |  |  | no |  |  | 0 | 0 | 0 | 0
oh_line_TAP_OH_915396 |  | AN | node_8102802_200893817 | node_1261214_435_15267334_795 | 0.033 | unb_TAPWIRE_OH | 8102802 | no | no |  |  | no |  |  | 0 | 0 | 0 | 0
oh_line_TAP_OH_915397 |  | AN | node_8102802_200893819 | node_1244138_394_15261368_822 | 0.033 | unb_TAPWIRE_OH | 8102802 | no | no |  |  | no |  |  | 0 | 0 | 0 | 0
oh_line_TAP_OH_915398 |  | AN | node_8102802_200893821 | node_1244661_765_15261028_358 | 0.033 | unb_TAPWIRE_OH | 8102802 | no | no |  |  | no |  |  | 0 | 0 | 0 | 0
oh_line_TAP_OH_915399 |  | AN | node_8102802_200893822 | node_1244952_029_15260941_52 | 0.033 | unb_TAPWIRE_OH | 8102802 | no | no |  |  | no |  |  | 0 | 0 | 0 | 0
oh_line_TAP_OH_915400 |  | AN | node_8102802_200893824 | node_1245518_977_15260904_305 | 0.033 | unb_TAPWIRE_OH | 8102802 | no | no |  |  | no |  |  | 0 | 0 | 0 | 0
oh_line_TAP_OH_915401 |  | AN | node_8102802_200893830 | node_1288842_389_15264013_421 | 0.033 | unb_TAPWIRE_OH | 8102802 | no | no |  |  | no |  |  | 0 | 0 | 0 | 0
oh_line_TAP_OH_915402 |  | AN | node_8102802_200893835 | node_1283777_47_15262982_827 | 0.033 | unb_TAPWIRE_OH | 8102802 | no | no |  |  | no |  |  | 0 | 0 | 0 | 0
oh_line_TAP_OH_915403 |  | AN | node_8102802_200893836 | node_1263391_113_15262920_376 | 0.033 | unb_TAPWIRE_OH | 8102802 | no | no |  |  | no |  |  | 0 | 0 | 0 | 0
oh_line_TAP_OH_915404 |  | AN | node_8102802_200893838 | node_1260698_83_15265976_304 | 0.033 | unb_TAPWIRE_OH | 8102802 | no | no |  |  | no |  |  | 0 | 0 | 0 | 0
oh_line_TAP_OH_915408 |  | ABCN | node_8102802_200893866 | node_1269044_593_15265621_403 | 0.033 | unb_TAPWIRE_OH | 8102802 | no | no |  |  | no |  |  | 0 | 0 | 0 | 0
oh_line_TAP_OH_915409 |  | ABCN | node_8102802_200893869 | node_1269046_953_15265312_73 | 0.033 | unb_TAPWIRE_OH | 8102802 | no | no |  |  | no |  |  | 0 | 0 | 0 | 0
oh_line_TAP_OH_915410 |  | ABCN | node_8102802_200893872 | node_1269065_793_15264930_083 | 0.033 | unb_TAPWIRE_OH | 8102802 | no | no |  |  | no |  |  | 0 | 0 | 0 | 0
oh_line_TAP_OH_915411 |  | ABCN | node_8102802_200893874 | node_1269069_166_15264686_91 | 0.033 | unb_TAPWIRE_OH | 8102802 | no | no |  |  | no |  |  | 0 | 0 | 0 | 0
oh_line_TAP_OH_915412 |  | AN | node_8102802_200893883 | node_1269152_855_15264041_302 | 0.033 | unb_TAPWIRE_OH | 8102802 | no | no |  |  | no |  |  | 0 | 0 | 0 | 0
oh_line_TAP_OH_915414 |  | ABN | node_8102802_200893902 | node_1269534_108_15264445_123 | 0.033 | unb_TAPWIRE_OH | 8102802 | no | no |  |  | no |  |  | 0 | 0 | 0 | 0
oh_line_TAP_OH_915415 |  | ABN | node_8102802_200893904 | node_1269770_805_15264448_331 | 0.033 | unb_TAPWIRE_OH | 8102802 | no | no |  |  | no |  |  | 0 | 0 | 0 | 0
oh_line_TAP_OH_915416 |  | ABN | node_8102802_200893906 | node_1270045_856_15264464_459 | 0.033 | unb_TAPWIRE_OH | 8102802 | no | no |  |  | no |  |  | 0 | 0 | 0 | 0
oh_line_TAP_OH_915418 |  | AN | node_8102802_200893919 | node_1269520_639_15265124_79 | 0.033 | unb_TAPWIRE_OH | 8102802 | no | no |  |  | no |  |  | 0 | 0 | 0 | 0
oh_line_TAP_OH_915419 |  | ABCN | node_8102802_200893930 | node_1268938_692_15265706_05 | 0.033 | unb_TAPWIRE_OH | 8102802 | no | no |  |  | no |  |  | 0 | 0 | 0 | 0
oh_line_TAP_OH_915420 |  | ABCN | node_8102802_200893931 | node_1268808_643_15265700_438 | 0.033 | unb_TAPWIRE_OH | 8102802 | no | no |  |  | no |  |  | 0 | 0 | 0 | 0
oh_line_TAP_OH_915421 |  | ABCN | node_8102802_200893935 | node_1268763_903_15264264_841 | 0.033 | unb_TAPWIRE_OH | 8102802 | no | no |  |  | no |  |  | 0 | 0 | 0 | 0
oh_line_TAP_OH_915422 |  | ABCN | node_8102802_200893939 | node_1268626_807_15263762_438 | 0.033 | unb_TAPWIRE_OH | 8102802 | no | no |  |  | no |  |  | 0 | 0 | 0 | 0
oh_line_TAP_OH_915426 |  | AN | node_8102802_200893949 | node_1268928_142_15263905_111 | 0.033 | unb_TAPWIRE_OH | 8102802 | no | no |  |  | no |  |  | 0 | 0 | 0 | 0
oh_line_TAP_OH_915427 |  | ABCN | node_8102802_200893955 | node_1268309_878_15265699_39 | 0.033 | unb_TAPWIRE_OH | 8102802 | no | no |  |  | no |  |  | 0 | 0 | 0 | 0
oh_line_TAP_OH_915430 |  | ABCN | node_8102802_200893966 | node_1269248_864_15266071_005 | 0.033 | unb_TAPWIRE_OH | 8102802 | no | no |  |  | no |  |  | 0 | 0 | 0 | 0
oh_line_TAP_OH_915432 |  | ABCN | node_8102802_200893972 | node_1268545_641_15266227_071 | 0.033 | unb_TAPWIRE_OH | 8102802 | no | no |  |  | no |  |  | 0 | 0 | 0 | 0
oh_line_TAP_OH_915434 |  | ABCN | node_8102802_200893980 | node_1268082_07_15266267_367 | 0.033 | unb_TAPWIRE_OH | 8102802 | no | no |  |  | no |  |  | 0 | 0 | 0 | 0
oh_line_TAP_OH_915437 |  | ABCN | node_8102802_200893991 | node_1267377_153_15266498_489 | 0.033 | unb_TAPWIRE_OH | 8102802 | no | no |  |  | no |  |  | 0 | 0 | 0 | 0
oh_line_TAP_OH_915438 |  | ABCN | node_8102802_200893996 | node_1266997_034_15266684_72 | 0.033 | unb_TAPWIRE_OH | 8102802 | no | no |  |  | no |  |  | 0 | 0 | 0 | 0
oh_line_TAP_OH_915439 |  | ABCN | node_8102802_200894001 | node_1266715_89_15266821_384 | 0.033 | unb_TAPWIRE_OH | 8102802 | no | no |  |  | no |  |  | 0 | 0 | 0 | 0
oh_line_TAP_OH_915440 |  | ABCN | node_8102802_200894005 | node_1266391_924_15266816_599 | 0.033 | unb_TAPWIRE_OH | 8102802 | no | no |  |  | no |  |  | 0 | 0 | 0 | 0
oh_line_TAP_OH_915441 |  | ABCN | node_8102802_200894007 | node_1266134_121_15266875_597 | 0.033 | unb_TAPWIRE_OH | 8102802 | no | no |  |  | no |  |  | 0 | 0 | 0 | 0
oh_line_TAP_OH_915442 |  | ABCN | node_8102802_200894009 | node_1269698_588_15266048_484 | 0.033 | unb_TAPWIRE_OH | 8102802 | no | no |  |  | no |  |  | 0 | 0 | 0 | 0
oh_line_TAP_OH_915444 |  | ABCN | node_8102802_200894016 | node_1266788_255_15266377_106 | 0.033 | unb_TAPWIRE_OH | 8102802 | no | no |  |  | no |  |  | 0 | 0 | 0 | 0
oh_line_TAP_OH_915446 |  | ABN | node_8102802_200894020 | node_1266900_642_15265744_136 | 0.033 | unb_TAPWIRE_OH | 8102802 | no | no |  |  | no |  |  | 0 | 0 | 0 | 0
oh_line_TAP_OH_915447 |  | AN | node_8102802_200894023 | node_1268845_483_15264906_69 | 0.033 | unb_TAPWIRE_OH | 8102802 | no | no |  |  | no |  |  | 0 | 0 | 0 | 0
oh_line_TAP_OH_915808 |  | AN | node_8102802_200895750 | node_1294355_975_15260404_533 | 0.033 | unb_TAPWIRE_OH | 8102802 | no | no |  |  | no |  |  | 0 | 0 | 0 | 0
oh_line_TAP_OH_915809 |  | AN | node_8102802_200895752 | node_1293855_927_15260181_185 | 0.033 | unb_TAPWIRE_OH | 8102802 | no | no |  |  | no |  |  | 0 | 0 | 0 | 0
oh_line_TAP_OH_921387 |  | ABCN | node_8102802_200954140 | node_1267241_021_15266556_562 | 0.033 | unb_TAPWIRE_OH | 8102802 | no | no |  |  | no |  |  | 0 | 0 | 0 | 0
oh_line_TAP_OH_922309 |  | AN | node_8102802_200961199 | node_1267033_04_15260041_324 | 0.033 | unb_TAPWIRE_OH | 8102802 | no | no |  |  | no |  |  | 0 | 0 | 0 | 0
oh_line_TAP_OH_922419 |  | AN | node_8102802_200961719 | node_1259478_569_15266903_745 | 0.033 | unb_TAPWIRE_OH | 8102802 | no | no |  |  | no |  |  | 0 | 0 | 0 | 0
oh_line_TAP_OH_922420 |  | AN | node_8102802_200961720 | node_1259288_088_15267135_956 | 0.033 | unb_TAPWIRE_OH | 8102802 | no | no |  |  | no |  |  | 0 | 0 | 0 | 0
oh_line_TAP_OH_923212 |  | AN | node_8102802_200965441 | node_1271450_269_15265255_392 | 0.033 | unb_TAPWIRE_OH | 8102802 | no | no |  |  | no |  |  | 0 | 0 | 0 | 0
oh_line_TAP_OH_924221 |  | AN | node_8102802_200970362 | node_1289604_478_15258103_944 | 0.033 | unb_TAPWIRE_OH | 8102802 | no | no |  |  | no |  |  | 0 | 0 | 0 | 0
oh_line_TAP_OH_924222 |  | ABCN | node_8102802_200970364 | node_1261055_234_15268301_176 | 0.033 | unb_TAPWIRE_OH | 8102802 | no | no |  |  | no |  |  | 0 | 0 | 0 | 0
oh_line_TAP_OH_924223 |  | ABCN | node_8102802_200970366 | node_1259389_183_15268743_931 | 0.033 | unb_TAPWIRE_OH | 8102802 | no | no |  |  | no |  |  | 0 | 0 | 0 | 0
oh_line_TAP_OH_924224 |  | ABCN | node_8102802_200970368 | node_1257347_038_15268609_947 | 0.033 | unb_TAPWIRE_OH | 8102802 | no | no |  |  | no |  |  | 0 | 0 | 0 | 0
oh_line_TAP_OH_925714 |  | AN | node_8102802_200979012 | node_1291985_628_15258589_719 | 0.033 | unb_TAPWIRE_OH | 8102802 | no | no |  |  | no |  |  | 0 | 0 | 0 | 0
oh_line_TAP_OH_925715 |  | AN | node_8102802_200979015 | node_1291760_769_15258037_928 | 0.033 | unb_TAPWIRE_OH | 8102802 | no | no |  |  | no |  |  | 0 | 0 | 0 | 0
oh_line_TAP_OH_925909 |  | ABCN | node_8102802_200979937 | node_1261179_614_15268275_708 | 0.033 | unb_TAPWIRE_OH | 8102802 | no | no |  |  | no |  |  | 0 | 0 | 0 | 0
oh_line_TAP_OH_925941 |  | ABCN | node_8102802_200980075 | node_1259726_012_15268653_387 | 0.033 | unb_TAPWIRE_OH | 8102802 | no | no |  |  | no |  |  | 0 | 0 | 0 | 0
oh_line_TAP_OH_926002 |  | AN | node_8102802_200980365 | node_1282567_956_15275750_723 | 0.033 | unb_TAPWIRE_OH | 8102802 | no | no |  |  | no |  |  | 0 | 0 | 0 | 0
oh_line_TAP_OH_927392 |  | AN | node_8102802_200988189 | node_1289664_474_15261232_667 | 0.033 | unb_TAPWIRE_OH | 8102802 | no | no |  |  | no |  |  | 0 | 0 | 0 | 0
oh_line_TAP_OH_927563 |  | AN | node_8102802_201003980 | node_1261882_807_15259399_762 | 0.033 | unb_TAPWIRE_OH | 8102802 | no | no |  |  | no |  |  | 0 | 0 | 0 | 0
oh_line_TAP_OH_928523 |  | AN | node_8102802_201009910 | node_1285608_781_15265116_478 | 0.033 | unb_TAPWIRE_OH | 8102802 | no | no |  |  | no |  |  | 0 | 0 | 0 | 0
oh_line_TAP_OH_933309 |  | AN | node_8102802_201035402 | node_1272944_078_15259206_157 | 0.033 | unb_TAPWIRE_OH | 8102802 | no | no |  |  | no |  |  | 0 | 0 | 0 | 0
oh_line_TAP_OH_933310 |  | AN | node_8102802_201035404 | node_1272934_335_15258887_218 | 0.033 | unb_TAPWIRE_OH | 8102802 | no | no |  |  | no |  |  | 0 | 0 | 0 | 0
oh_line_TAP_OH_933311 |  | AN | node_8102802_201035406 | node_1273008_178_15258732_361 | 0.033 | unb_TAPWIRE_OH | 8102802 | no | no |  |  | no |  |  | 0 | 0 | 0 | 0
oh_line_TAP_OH_933312 |  | AN | node_8102802_201035407 | node_1273086_998_15258454_171 | 0.033 | unb_TAPWIRE_OH | 8102802 | no | no |  |  | no |  |  | 0 | 0 | 0 | 0
oh_line_TAP_OH_933313 |  | AN | node_8102802_201035408 | node_1273050_626_15258221_978 | 0.033 | unb_TAPWIRE_OH | 8102802 | no | no |  |  | no |  |  | 0 | 0 | 0 | 0
oh_line_TAP_OH_933314 |  | AN | node_8102802_201035410 | node_1273363_623_15257860_895 | 0.033 | unb_TAPWIRE_OH | 8102802 | no | no |  |  | no |  |  | 0 | 0 | 0 | 0
oh_line_TAP_OH_933315 |  | AN | node_8102802_201035411 | node_1273421_03_15257666_373 | 0.033 | unb_TAPWIRE_OH | 8102802 | no | no |  |  | no |  |  | 0 | 0 | 0 | 0
oh_line_TAP_OH_935142 |  | ABCN | node_8102802_201047384 | node_1277202_44_15278339_225 | 0.033 | unb_TAPWIRE_OH | 8102802 | no | no |  |  | no |  |  | 0 | 0 | 0 | 0
oh_line_TAP_OH_936106 |  | AN | node_8102802_201055387 | node_1289035_652_15260783_295 | 0.033 | unb_TAPWIRE_OH | 8102802 | no | no |  |  | no |  |  | 0 | 0 | 0 | 0
oh_line_TAP_OH_936404 |  | AN | node_8102802_201058009 | node_1259483_986_15267556_636 | 0.033 | unb_TAPWIRE_OH | 8102802 | no | no |  |  | no |  |  | 0 | 0 | 0 | 0
oh_line_TAP_OH_936405 |  | AN | node_8102802_201058010 | node_1259164_689_15267602_896 | 0.033 | unb_TAPWIRE_OH | 8102802 | no | no |  |  | no |  |  | 0 | 0 | 0 | 0
oh_line_TAP_OH_937009 |  | AN | node_8102802_201062494 | node_1259443_488_15266744_623 | 0.033 | unb_TAPWIRE_OH | 8102802 | no | no |  |  | no |  |  | 0 | 0 | 0 | 0
oh_line_TAP_OH_937156 |  | AN | node_8102802_201063200 | node_1278962_596_15263737_891 | 0.033 | unb_TAPWIRE_OH | 8102802 | no | no |  |  | no |  |  | 0 | 0 | 0 | 0
oh_line_TAP_OH_937278 |  | AN | node_8102802_201063847 | node_1250663_285_15270006_647 | 0.033 | unb_TAPWIRE_OH | 8102802 | no | no |  |  | no |  |  | 0 | 0 | 0 | 0
oh_line_TAP_OH_937279 |  | AN | node_8102802_201063849 | node_1252781_36_15268855_562 | 0.033 | unb_TAPWIRE_OH | 8102802 | no | no |  |  | no |  |  | 0 | 0 | 0 | 0
oh_line_TAP_OH_937280 |  | AN | node_8102802_201063850 | node_1243695_847_15261179_667 | 0.033 | unb_TAPWIRE_OH | 8102802 | no | no |  |  | no |  |  | 0 | 0 | 0 | 0
oh_line_TAP_OH_937281 |  | AN | node_8102802_201063853 | node_1249364_806_15261893_134 | 0.033 | unb_TAPWIRE_OH | 8102802 | no | no |  |  | no |  |  | 0 | 0 | 0 | 0
oh_line_TAP_OH_1202331 |  | ABCN | node_8102802_200893255 | node_1283520_207_15282015_616 | 0.033 | unb_TAPWIRE_OH | 8102802 | no | no |  |  | no |  |  | 0 | 0 | 0 | 0
oh_line_TAP_OH_1510031 |  | ABCN | node_8102802_200893892 | node_1269045_594_15265950_101 | 0.033 | unb_TAPWIRE_OH | 8102802 | no | no |  |  | no |  |  | 0 | 0 | 0 | 0
oh_line_TAP_OH_1551634 |  | AN | node_8102802_310019294 | node_1276099_307_15257815_513 | 0.033 | unb_TAPWIRE_OH | 8102802 | no | no |  |  | no |  |  | 0 | 0 | 0 | 0
oh_line_TAP_OH_1551635 |  | AN | node_8102802_200892611 | node_1292844_9_15269153_317 | 0.033 | unb_TAPWIRE_OH | 8102802 | no | no |  |  | no |  |  | 0 | 0 | 0 | 0
oh_line_TAP_OH_1619640 |  | AN | node_8102802_200893526 | node_1259382_579_15265410_174 | 0.033 | unb_TAPWIRE_OH | 8102802 | no | no |  |  | no |  |  | 0 | 0 | 0 | 0
oh_line_TAP_OH_1874077 |  | AN | node_8102802_310039214 | node_1263056_842_15264640_62 | 0.033 | unb_TAPWIRE_OH | 8102802 | no | no |  |  | no |  |  | 0 | 0 | 0 | 0
oh_line_TAP_OH_1874078 |  | AN | node_8102802_200893519 | node_1260106_143_15265433_135 | 0.033 | unb_TAPWIRE_OH | 8102802 | no | no |  |  | no |  |  | 0 | 0 | 0 | 0
oh_line_TAP_OH_1881666 |  | AN | node_8102802_200961200 | node_1267347_075_15259548_336 | 0.033 | unb_TAPWIRE_OH | 8102802 | no | no |  |  | no |  |  | 0 | 0 | 0 | 0
oh_line_TAP_OH_2142520 |  | ABCN | node_8102802_200893970 | node_1268835_712_15266245_382 | 0.033 | unb_TAPWIRE_OH | 8102802 | no | no |  |  | no |  |  | 0 | 0 | 0 | 0
oh_line_TAP_OH_2142521 |  | ABCN | node_8102802_200893970 | node_1268815_945_15266247_679 | 0.033 | unb_TAPWIRE_OH | 8102802 | no | no |  |  | no |  |  | 0 | 0 | 0 | 0
oh_line_TAP_OH_2142537 |  | ABCN | node_8102802_200893983 | node_1268048_724_15266522_98 | 0.033 | unb_TAPWIRE_OH | 8102802 | no | no |  |  | no |  |  | 0 | 0 | 0 | 0
oh_line_TAP_OH_2142538 |  | ABCN | node_8102802_200893983 | node_1268033_382_15266539_69 | 0.033 | unb_TAPWIRE_OH | 8102802 | no | no |  |  | no |  |  | 0 | 0 | 0 | 0
oh_line_TAP_OH_2142555 |  | ABCN | node_8102802_200893859 | node_1279767_101_15279744_299 | 0.033 | unb_TAPWIRE_OH | 8102802 | no | no |  |  | no |  |  | 0 | 0 | 0 | 0
oh_line_TAP_OH_2142556 |  | ABCN | node_8102802_200893859 | node_1279777_334_15279767_242 | 0.033 | unb_TAPWIRE_OH | 8102802 | no | no |  |  | no |  |  | 0 | 0 | 0 | 0
oh_line_TAP_OH_2142557 |  | ABCN | node_8102802_200893859 | node_1279752_815_15279725_638 | 0.033 | unb_TAPWIRE_OH | 8102802 | no | no |  |  | no |  |  | 0 | 0 | 0 | 0
oh_line_TAP_OH_2142569 |  | ABCN | node_8102802_200893912 | node_1269430_923_15265763_475 | 0.033 | unb_TAPWIRE_OH | 8102802 | no | no |  |  | no |  |  | 0 | 0 | 0 | 0
oh_line_TAP_OH_2142570 |  | ABCN | node_8102802_200893912 | node_1269433_773_15265737_16 | 0.033 | unb_TAPWIRE_OH | 8102802 | no | no |  |  | no |  |  | 0 | 0 | 0 | 0
oh_line_TAP_OH_2142571 |  | ABCN | node_8102802_200893912 | node_1269433_258_15265789_948 | 0.033 | unb_TAPWIRE_OH | 8102802 | no | no |  |  | no |  |  | 0 | 0 | 0 | 0
oh_line_TAP_OH_2142580 |  | ABCN | node_8102802_200893841 | node_1261016_182_15265821_13 | 0.033 | unb_TAPWIRE_OH | 8102802 | no | no |  |  | no |  |  | 0 | 0 | 0 | 0
oh_line_TAP_OH_2142581 |  | ABCN | node_8102802_200893841 | node_1261035_779_15265825_7 | 0.033 | unb_TAPWIRE_OH | 8102802 | no | no |  |  | no |  |  | 0 | 0 | 0 | 0
oh_line_TAP_OH_2142584 |  | ABCN | node_8102802_200893240 | node_1281083_05_15281027_178 | 0.033 | unb_TAPWIRE_OH | 8102802 | no | no |  |  | no |  |  | 0 | 0 | 0 | 0
oh_line_TAP_OH_2142585 |  | ABCN | node_8102802_200893240 | node_1281108_329_15281012_981 | 0.033 | unb_TAPWIRE_OH | 8102802 | no | no |  |  | no |  |  | 0 | 0 | 0 | 0
oh_line_TAP_OH_2142586 |  | ABCN | node_8102802_200893240 | node_1281063_805_15281032_396 | 0.033 | unb_TAPWIRE_OH | 8102802 | no | no |  |  | no |  |  | 0 | 0 | 0 | 0
oh_line_TAP_OH_2142621 |  | ABCN | node_8102802_200979930 | node_1255589_925_15267588_833 | 0.033 | unb_TAPWIRE_OH | 8102802 | no | no |  |  | no |  |  | 0 | 0 | 0 | 0
oh_line_TAP_OH_2142622 |  | ABCN | node_8102802_200979930 | node_1255601_712_15267610_419 | 0.033 | unb_TAPWIRE_OH | 8102802 | no | no |  |  | no |  |  | 0 | 0 | 0 | 0
oh_line_TAP_OH_2142623 |  | ABCN | node_8102802_200979930 | node_1255574_404_15267572_018 | 0.033 | unb_TAPWIRE_OH | 8102802 | no | no |  |  | no |  |  | 0 | 0 | 0 | 0
oh_line_TAP_OH_2142636 |  | ABCN | node_8102802_200894013 | node_1269389_098_15265826_685 | 0.033 | unb_TAPWIRE_OH | 8102802 | no | no |  |  | no |  |  | 0 | 0 | 0 | 0
oh_line_TAP_OH_2142637 |  | ABCN | node_8102802_200894013 | node_1269408_532_15265832_416 | 0.033 | unb_TAPWIRE_OH | 8102802 | no | no |  |  | no |  |  | 0 | 0 | 0 | 0
oh_line_TAP_OH_2142638 |  | ABCN | node_8102802_200894013 | node_1269369_268_15265827_88 | 0.033 | unb_TAPWIRE_OH | 8102802 | no | no |  |  | no |  |  | 0 | 0 | 0 | 0
oh_line_TAP_OH_2145345 |  | ABCN | node_8102802_200892400 | node_1263298_635_15267213_896 | 0.033 | unb_TAPWIRE_OH | 8102802 | no | no |  |  | no |  |  | 0 | 0 | 0 | 0
oh_line_TAP_OH_2145346 |  | ABCN | node_8102802_200892400 | node_1263302_481_15267187_823 | 0.033 | unb_TAPWIRE_OH | 8102802 | no | no |  |  | no |  |  | 0 | 0 | 0 | 0
oh_line_TAP_OH_2145347 |  | ABCN | node_8102802_200892400 | node_1263299_962_15267240_482 | 0.033 | unb_TAPWIRE_OH | 8102802 | no | no |  |  | no |  |  | 0 | 0 | 0 | 0
oh_line_TAP_OH_2210534 |  | ABCN | node_8102802_200970538 | node_1260150_031_15266781_559 | 0.033 | unb_TAPWIRE_OH | 8102802 | no | no |  |  | no |  |  | 0 | 0 | 0 | 0
oh_line_TAP_OH_2210535 |  | ABCN | node_8102802_200970538 | node_1260135_679_15266799_775 | 0.033 | unb_TAPWIRE_OH | 8102802 | no | no |  |  | no |  |  | 0 | 0 | 0 | 0
oh_line_TAP_OH_2210538 |  | ABCN | node_8102802_200894019 | node_1266776_41_15265954_154 | 0.033 | unb_TAPWIRE_OH | 8102802 | no | no |  |  | no |  |  | 0 | 0 | 0 | 0
oh_line_TAP_OH_2210539 |  | ABCN | node_8102802_200894019 | node_1266783_768_15265929_516 | 0.033 | unb_TAPWIRE_OH | 8102802 | no | no |  |  | no |  |  | 0 | 0 | 0 | 0
oh_line_TAP_OH_2210540 |  | ABCN | node_8102802_200894019 | node_1266774_077_15265980_568 | 0.033 | unb_TAPWIRE_OH | 8102802 | no | no |  |  | no |  |  | 0 | 0 | 0 | 0
oh_line_TAP_OH_2210572 |  | ABCN | node_8102802_200892819 | node_1264891_318_15266958_459 | 0.033 | unb_TAPWIRE_OH | 8102802 | no | no |  |  | no |  |  | 0 | 0 | 0 | 0
oh_line_TAP_OH_2210573 |  | ABCN | node_8102802_200892819 | node_1264909_375_15266947_608 | 0.033 | unb_TAPWIRE_OH | 8102802 | no | no |  |  | no |  |  | 0 | 0 | 0 | 0
oh_line_TAP_OH_2210574 |  | ABCN | node_8102802_200892819 | node_1264876_017_15266975_233 | 0.033 | unb_TAPWIRE_OH | 8102802 | no | no |  |  | no |  |  | 0 | 0 | 0 | 0
oh_line_TAP_OH_2210579 |  | ABCN | node_8102802_200893988 | node_1267732_779_15266621_034 | 0.033 | unb_TAPWIRE_OH | 8102802 | no | no |  |  | no |  |  | 0 | 0 | 0 | 0
oh_line_TAP_OH_2210580 |  | ABCN | node_8102802_200893988 | node_1267713_922_15266629_142 | 0.033 | unb_TAPWIRE_OH | 8102802 | no | no |  |  | no |  |  | 0 | 0 | 0 | 0
oh_line_TAP_OH_2210581 |  | ABCN | node_8102802_200893988 | node_1267749_382_15266606_637 | 0.033 | unb_TAPWIRE_OH | 8102802 | no | no |  |  | no |  |  | 0 | 0 | 0 | 0
oh_line_TAP_OH_2210582 |  | ABCN | node_8102802_200893960 | node_1268261_932_15265129_463 | 0.033 | unb_TAPWIRE_OH | 8102802 | no | no |  |  | no |  |  | 0 | 0 | 0 | 0
oh_line_TAP_OH_2210583 |  | ABCN | node_8102802_200893960 | node_1268275_533_15265110_234 | 0.033 | unb_TAPWIRE_OH | 8102802 | no | no |  |  | no |  |  | 0 | 0 | 0 | 0
oh_line_TAP_OH_2210584 |  | ABCN | node_8102802_200893960 | node_1268252_54_15265152_805 | 0.033 | unb_TAPWIRE_OH | 8102802 | no | no |  |  | no |  |  | 0 | 0 | 0 | 0
oh_line_TAP_OH_2210599 |  | ABCN | node_8102802_200892407 | node_1263332_232_15266933_694 | 0.033 | unb_TAPWIRE_OH | 8102802 | no | no |  |  | no |  |  | 0 | 0 | 0 | 0
oh_line_TAP_OH_2210600 |  | ABCN | node_8102802_200892407 | node_1263336_625_15266907_783 | 0.033 | unb_TAPWIRE_OH | 8102802 | no | no |  |  | no |  |  | 0 | 0 | 0 | 0
oh_line_TAP_OH_2210607 |  | ABCN | node_8102802_200893862 | node_1269069_384_15266653_975 | 0.033 | unb_TAPWIRE_OH | 8102802 | no | no |  |  | no |  |  | 0 | 0 | 0 | 0
oh_line_TAP_OH_2210608 |  | ABCN | node_8102802_200893862 | node_1269049_901_15266648_567 | 0.033 | unb_TAPWIRE_OH | 8102802 | no | no |  |  | no |  |  | 0 | 0 | 0 | 0
oh_line_TAP_OH_2210615 |  | ABCN | node_8102802_200893148 | node_1278718_234_15281645_736 | 0.033 | unb_TAPWIRE_OH | 8102802 | no | no |  |  | no |  |  | 0 | 0 | 0 | 0
oh_line_TAP_OH_2210616 |  | ABCN | node_8102802_200893148 | node_1278710_013_15281621_398 | 0.033 | unb_TAPWIRE_OH | 8102802 | no | no |  |  | no |  |  | 0 | 0 | 0 | 0
oh_line_TAP_OH_2210617 |  | ABCN | node_8102802_200893148 | node_1278730_85_15281666_448 | 0.033 | unb_TAPWIRE_OH | 8102802 | no | no |  |  | no |  |  | 0 | 0 | 0 | 0
oh_line_TAP_OH_2210641 |  | ABCN | node_8102802_200893888 | node_1268989_359_15266268_565 | 0.033 | unb_TAPWIRE_OH | 8102802 | no | no |  |  | no |  |  | 0 | 0 | 0 | 0
oh_line_TAP_OH_2210642 |  | ABCN | node_8102802_200893888 | node_1268992_43_15266242_297 | 0.033 | unb_TAPWIRE_OH | 8102802 | no | no |  |  | no |  |  | 0 | 0 | 0 | 0
oh_line_TAP_OH_2210643 |  | ABCN | node_8102802_200893888 | node_1268991_47_15266295_068 | 0.033 | unb_TAPWIRE_OH | 8102802 | no | no |  |  | no |  |  | 0 | 0 | 0 | 0
oh_line_TAP_OH_2210665 |  | ABCN | node_8102802_200893979 | node_1270066_66_15266046_696 | 0.033 | unb_TAPWIRE_OH | 8102802 | no | no |  |  | no |  |  | 0 | 0 | 0 | 0
oh_line_TAP_OH_2210666 |  | ABCN | node_8102802_200893979 | node_1270106_017_15266048_923 | 0.033 | unb_TAPWIRE_OH | 8102802 | no | no |  |  | no |  |  | 0 | 0 | 0 | 0
oh_line_TAP_OH_2470564 |  | ABCN | node_8102802_200893943 | node_1268138_825_15264100_189 | 0.033 | unb_TAPWIRE_OH | 8102802 | no | no |  |  | no |  |  | 0 | 0 | 0 | 0
oh_line_TAP_OH_2470565 |  | ABCN | node_8102802_200893943 | node_1268151_224_15264099_297 | 0.033 | unb_TAPWIRE_OH | 8102802 | no | no |  |  | no |  |  | 0 | 0 | 0 | 0
oh_line_TAP_OH_2470566 |  | ABCN | node_8102802_200893943 | node_1268165_175_15264098_38 | 0.033 | unb_TAPWIRE_OH | 8102802 | no | no |  |  | no |  |  | 0 | 0 | 0 | 0
oh_line_TAP_OH_2562552 |  | AN | node_8102802_200893355 | node_1283594_228_15273000_384 | 0.033 | unb_TAPWIRE_OH | 8102802 | no | no |  |  | no |  |  | 0 | 0 | 0 | 0
oh_line_TAP_OH_2563764 |  | AN | node_8102802_200893813 | node_1261183_672_15267929_878 | 0.033 | unb_TAPWIRE_OH | 8102802 | no | no |  |  | no |  |  | 0 | 0 | 0 | 0
oh_line_TAP_OH_2563765 |  | ABCN | node_8102802_201060336 | node_1268208_403_15263840_521 | 0.033 | unb_TAPWIRE_OH | 8102802 | no | no |  |  | no |  |  | 0 | 0 | 0 | 0
oh_line_TAP_OH_2724985 |  | ABCN | node_8102802_200892830 | node_1263929_082_15267452_234 | 0.033 | unb_TAPWIRE_OH | 8102802 | no | no |  |  | no |  |  | 0 | 0 | 0 | 0
oh_line_TAP_OH_3186323 |  | AN | node_8102802_200893630 | node_1255155_686_15266236_549 | 0.033 | unb_TAPWIRE_OH | 8102802 | no | no |  |  | no |  |  | 0 | 0 | 0 | 0
oh_line_TAP_OH_3874252 |  | ABCN | node_8102802_200892817 | node_1265307_851_15267149_429 | 0.033 | unb_TAPWIRE_OH | 8102802 | no | no |  |  | no |  |  | 0 | 0 | 0 | 0
oh_line_TAP_OH_4314332 |  | AN | node_8102802_200892947 | node_1246636_596_15270046_628 | 0.033 | unb_TAPWIRE_OH | 8102802 | no | no |  |  | no |  |  | 0 | 0 | 0 | 0
oh_line_TAP_OH_4743564 |  | ABCN | node_8102802_312085035 | node_1284989_562_15281843_953 | 0.033 | unb_TAPWIRE_OH | 8102802 | no | no |  |  | no |  |  | 0 | 0 | 0 | 0
oh_line_TAP_OH_4776363 |  | AN | node_8102802_200979013 | node_1292080_224_15258363_995 | 0.033 | unb_TAPWIRE_OH | 8102802 | no | no |  |  | no |  |  | 0 | 0 | 0 | 0
oh_line_TAP_OH_4791965 |  | ABCN | node_8102802_312085035 | node_1285028_002_15281812_37 | 0.033 | unb_TAPWIRE_OH | 8102802 | no | no |  |  | no |  |  | 0 | 0 | 0 | 0
oh_line_TAP_OH_4791966 |  | ABCN | node_8102802_312085035 | node_1285059_335_15281770_274 | 0.033 | unb_TAPWIRE_OH | 8102802 | no | no |  |  | no |  |  | 0 | 0 | 0 | 0
oh_line_TAP_OH_4812767 |  | AN | node_8102802_312088900 | node_1294084_409_15266401_128 | 0.033 | unb_TAPWIRE_OH | 8102802 | no | no |  |  | no |  |  | 0 | 0 | 0 | 0
oh_line_TAP_OH_4901579 |  | AN | node_8102802_200892473 | node_1288609_611_15273618_643 | 0.033 | unb_TAPWIRE_OH | 8102802 | no | no |  |  | no |  |  | 0 | 0 | 0 | 0
oh_line_TAP_OH_4929574 |  | ABCN | node_8102802_200893979 | node_1270138_005_15266028_564 | 0.033 | unb_TAPWIRE_OH | 8102802 | no | no |  |  | no |  |  | 0 | 0 | 0 | 0
oh_line_TAP_OH_5495631 |  | ABCN | node_8102802_312123653 | node_1282040_946_15277506_376 | 0.033 | unb_TAPWIRE_OH | 8102802 | no | no |  |  | no |  |  | 0 | 0 | 0 | 0
oh_line_TAP_OH_5532449 |  | AN | node_8102802_312119289 | node_1268342_66_15266002_038 | 0.033 | unb_TAPWIRE_OH | 8102802 | no | no |  |  | no |  |  | 0 | 0 | 0 | 0
oh_line_TAP_OH_5744861 |  | ABCN | node_8102802_312135258 | node_1284989_765_15281300_343 | 0.033 | unb_TAPWIRE_OH | 8102802 | no | no |  |  | no |  |  | 0 | 0 | 0 | 0

## overhead_line_conductor
data_type | static
owner_type | feeder
owner | 8102802
object | overhead_line_conductor
name | groupid | geometric_mean_radius | resistance | diameter | rating_summer_continuous | rating_summer_emergency | rating_winter_continuous | rating_winter_emergency | dcircuit | selected | comments
oh_cond_1/0_AAAC |  | 0.012 | 0.876 | 0.398 | 235 | 235 | 310 | 310 |  | no
oh_cond_1/0_ACSR |  | 0.012 | 0.888 | 0.398 | 265 | 265 | 330 | 330 |  | no
oh_cond_1/0_AL |  | 0.011 | 0.885 | 0.368 | 235 | 235 | 310 | 310 |  | no
oh_cond_2/0_CU |  | 0.013 | 0.44 | 0.414 | 295 | 295 | 425 | 425 |  | no
oh_cond_2_ACSR |  | 0.01 | 1.41 | 0.325 | 195 | 195 | 245 | 245 |  | no
oh_cond_2_CU |  | 0.009 | 0.873 | 0.292 | 190 | 190 | 270 | 270 |  | no
oh_cond_3_#7_CWD_30% |  | 0.005 | 3.07 | 0.311 | 125 | 125 | 195 | 195 |  | no
oh_cond_4/0_AAAC |  | 0.017 | 0.439 | 0.563 | 365 | 365 | 480 | 480 |  | no
oh_cond_4/0_ACSR |  | 0.017 | 0.445 | 0.563 | 410 | 410 | 515 | 515 |  | no
oh_cond_4/0_AL |  | 0.016 | 0.442 | 0.522 | 365 | 365 | 480 | 480 |  | no
oh_cond_4A_CWD |  | 0.006 | 1.395 | 0.29 | 150 | 150 | 220 | 220 |  | no
oh_cond_4_CU |  | 0.007 | 1.388 | 0.232 | 140 | 140 | 200 | 200 |  | no
oh_cond_6C_CWD |  | 0.005 | 2.21 | 0.225 | 105 | 105 | 155 | 155 |  | no
oh_cond_6_CU |  | 0.006 | 2.18 | 0.184 | 110 | 110 | 150 | 150 |  | no
oh_cond_8A_CWD |  | 0.004 | 3.51 | 0.199 | 75 | 75 | 125 | 125 |  | no
oh_cond_8D_CWD |  | 0.004 | 3.51 | 0.219 | 85 | 85 | 135 | 135 |  | no
oh_cond_336_5_MCM_AL |  | 0.021 | 0.279 | 0.666 | 490 | 490 | 644 | 644 |  | no
oh_cond_477_MCM_AL |  | 0.025 | 0.198 | 0.792 | 605 | 605 | 810 | 810 |  | no
oh_cond_WP-4/0-CU |  | 0.015 | 0.273 | 0.81 | 340 | 340 | 390 | 390 |  | no

## recloser
data_type | static
owner_type | feeder
owner | 8102802
object | recloser
name | groupid | phases | fr | to | phase_A_state | phase_B_state | phase_C_state | operating_mode | retry_time | max_number_of_tries | status | dcircuit | selected | monitored | monitored_fields | class_monitored_fields | played | played_fields | comments
recloser_179-R2-312135269 |  | ABCN | node_intto1_179-R2-312135269 | node_179-R2-312135269 | CLOSED | CLOSED | CLOSED | INDIVIDUAL |  |  |  | 8102802 | no | no |  |  | no
recloser_17922-220620867 |  | ABCN | node_intto1_8102802_200893551 | node_8102802_200893551 | CLOSED | CLOSED | CLOSED | INDIVIDUAL |  |  |  | 8102802 | no | no |  |  | no
recloser_220411198 |  | ABCN | node_intto1_8102802_200893972 | node_8102802_200893972 | CLOSED | CLOSED | CLOSED | INDIVIDUAL |  |  |  | 8102802 | no | no |  |  | no

## regulator
data_type | static
owner_type | feeder
owner | 8102802
object | regulator
name | groupid | phases | fr | to | configuration | sense_node | dcircuit | selected | monitored | monitored_fields | class_monitored_fields | played | played_fields | comments
regulator_220370735 |  | AD | node_intto1_8102802_200893483 | node_8102802_200893483 | config_regulator_220370735 |  | 8102802 | no | no |  |  | no
regulator_312073954 |  | ABCN | node_intto1_8102802_312128461 | node_8102802_312128461 | config_regulator_312073954 |  | 8102802 | no | no |  |  | no

## regulator_configuration
data_type | static
owner_type | feeder
owner | 8102802
object | regulator_configuration
name | groupid | connect_type | band_center | band_width | time_delay | dwell_time | raise_taps | lower_taps | current_transducer_ratio | power_transducer_ratio | compensator_r_setting_A | compensator_x_setting_A | compensator_r_setting_B | compensator_x_setting_B | compensator_r_setting_C | compensator_x_setting_C | CT_phase | PT_phase | regulation | control_level | Control | Type | tap_pos_A | tap_pos_B | tap_pos_C | dcircuit | selected | comments
config_regulator_220370735 |  | WYE_WYE | 123 | 3 |  |  | 16 | 16 | 100 | 40 | 0 | 0 | 0 | 0 | 0 | 0 | A | A | 0.1 | INDIVIDUAL | OUTPUT_VOLTAGE | A | 0 | 0 | 0 |  | no
config_regulator_312073954 |  | WYE_WYE | 123 | 3 |  |  | 16 | 16 | 400 | 60 | 0 | 0 | 0 | 0 | 0 | 0 | A | A | 0.1 | INDIVIDUAL | OUTPUT_VOLTAGE | A | 0 | 0 | 0 |  | no

## switch
data_type | static
owner_type | feeder
owner | 8102802
object | switch
name | groupid | phases | fr | to | phase_A_state | phase_B_state | phase_C_state | operating_mode | status | dcircuit | selected | monitored | monitored_fields | class_monitored_fields | played | played_fields | comments
switch_179-SW1-220415948 |  | ABCN | node_intto1_8102802_200893583 | node_8102802_200893583 | CLOSED | CLOSED | CLOSED | INDIVIDUAL |  | 8102802 | no | no |  |  | no
switch_179-SW2-312128828 |  | ABCN | node_intto1_8102802_200893589 | node_8102802_200893589 | CLOSED | CLOSED | CLOSED | INDIVIDUAL |  | 8102802 | no | no |  |  | no
switch_179-SW4-312135267 |  | ABCN | node_intto1_179-SW4-312135267 | node_179-SW4-312135267 | CLOSED | CLOSED | CLOSED | INDIVIDUAL |  | 8102802 | no | no |  |  | no
switch_220415899 |  | ABCN | node_intto1_8102802_200893970 | node_8102802_200893970 | CLOSED | CLOSED | CLOSED | INDIVIDUAL |  | 8102802 | no | no |  |  | no
switch_220415914 |  | AD | node_intto1_8102802_200892964 | node_8102802_200892964 | CLOSED | CLOSED | CLOSED | INDIVIDUAL |  | 8102802 | no | no |  |  | no
switch_220415919 |  | AD | node_intto1_8102802_200893213 | node_8102802_200893213 | CLOSED | CLOSED | CLOSED | INDIVIDUAL |  | 8102802 | no | no |  |  | no
switch_220415923 |  | ABCN | node_intto1_8102802_200893037 | node_8102802_200893037 | CLOSED | CLOSED | CLOSED | INDIVIDUAL |  | 8102802 | no | no |  |  | no
switch_220415938 |  | ABCN | node_intto1_8102802_200893898 | node_8102802_200893898 | CLOSED | CLOSED | CLOSED | INDIVIDUAL |  | 8102802 | no | no |  |  | no
switch_220415943 |  | ABCN | node_intto1_8102802_200893891 | node_8102802_200893891 | CLOSED | CLOSED | CLOSED | INDIVIDUAL |  | 8102802 | no | no |  |  | no
switch_220415947 |  | ABCN | node_intto1_8102802_200893079 | node_8102802_200893079 | CLOSED | CLOSED | CLOSED | INDIVIDUAL |  | 8102802 | no | no |  |  | no
switch_220415996 |  | AD | node_intto1_8102802_200892766 | node_8102802_200892766 | CLOSED | CLOSED | CLOSED | INDIVIDUAL |  | 8102802 | no | no |  |  | no
switch_220416028 |  | AD | node_intto1_220416028 | node_220416028 | CLOSED | CLOSED | CLOSED | INDIVIDUAL |  | 8102802 | no | no |  |  | no
switch_220416029 |  | ABCN | node_intto1_8102802_200979938 | node_8102802_200979938 | CLOSED | CLOSED | CLOSED | INDIVIDUAL |  | 8102802 | no | no |  |  | no
switch_220620874 |  | ABCN | node_intto1_8102802_201037692 | node_8102802_201037692 | CLOSED | CLOSED | CLOSED | INDIVIDUAL |  | 8102802 | no | no |  |  | no
switch_220620877 |  | ABCN | node_intto1_220620877 | node_220620877 | CLOSED | CLOSED | CLOSED | INDIVIDUAL |  | 8102802 | no | no |  |  | no
switch_220657100 |  | AD | node_intto1_8102802_201009910 | node_8102802_201009910 | CLOSED | CLOSED | CLOSED | INDIVIDUAL |  | 8102802 | no | no |  |  | no
switch_312157751 |  | ABCN | node_intto1_312157751 | node_312157751 | CLOSED | CLOSED | CLOSED | INDIVIDUAL |  | 8102802 | no | no |  |  | no

## transformer
data_type | static
owner_type | feeder
owner | 8102802
object | transformer
name | groupid | phases | fr | to | configuration | climate | aging_constant | use_thermal_model | aging_granularity | dcircuit | selected | monitored | monitored_fields | class_monitored_fields | played | played_fields | comments
transformer_220456972 |  | AN | node_220456972 | node_intto1_220456972 | config_transformer_220456972 |  | 0 |  | 0 | 8102802 | no | no |  |  | no
transformer_220463509 |  | AN | node_220463509 | node_intto1_220463509 | config_transformer_220463509 |  | 0 |  | 0 | 8102802 | no | no |  |  | no
transformer_220465374 |  | AN | node_8102802_200892763 | node_intto1_8102802_200892763 | config_transformer_220465374 |  | 0 |  | 0 | 8102802 | no | no |  |  | no
transformer_220478922 |  | AD | node_220478922 | node_intto1_220478922 | config_transformer_220478922 |  | 0 |  | 0 | 8102802 | no | no |  |  | no
transformer_220523597 |  | AN | node_8102802_200892495 | node_intto1_8102802_200892495 | config_transformer_220523597 |  | 0 |  | 0 | 8102802 | no | no |  |  | no
transformer_312050059 |  | AN | node_intto1_312050059 | node_312050059 | config_transformer_312050059 |  | 0 |  | 0 | 8102802 | no | no |  |  | no
transformer_312109093 |  | AN | node_8102802_200893211 | node_intto1_8102802_200893211 | config_transformer_312109093 |  | 0 |  | 0 | 8102802 | no | no |  |  | no

## transformer_configuration
data_type | static
owner_type | feeder
owner | 8102802
object | transformer_configuration
name | groupid | connect_type | install_type | coolant_type | cooling_type | primary_voltage | secondary_voltage | power_rating | powerA_rating | powerB_rating | powerC_rating | impedance | shunt_impedance | core_coil_weight | tank_fittings_weight | oil_volume | rated_winding_time_constant | rated_winding_hot_spot_rise | rated_top_oil_rise | no_load_loss | full_load_loss | reactance_resistance_ratio | installed_insulation_life | dcircuit | selected | comments
config_transformer_220456972 |  | DELTA_GWYE |  |  |  | 4800 | 12470 | 500 | 0 | 0 | 0 | 0.005+0.047j | 0 | 0 | 0 | 0 | 0 | 0 | 0 | 0 | 0 | 10 | 0 |  | no
config_transformer_220463509 |  | DELTA_GWYE |  |  |  | 4800 | 12470 | 167 | 0 | 0 | 0 | 0.004+0.04j | 0 | 0 | 0 | 0 | 0 | 0 | 0 | 0 | 0 | 10 | 0 |  | no
config_transformer_220465374 |  | DELTA_GWYE |  |  |  | 4800 | 12470 | 167 | 0 | 0 | 0 | 0.004+0.04j | 0 | 0 | 0 | 0 | 0 | 0 | 0 | 0 | 0 | 10 | 0 |  | no
config_transformer_220478922 |  | DELTA_GWYE |  |  |  | 4800 | 12470 | 250 | 0 | 0 | 0 | 0.004+0.043j | 0 | 0 | 0 | 0 | 0 | 0 | 0 | 0 | 0 | 10 | 0 |  | no
config_transformer_220523597 |  | DELTA_GWYE |  |  |  | 4800 | 12470 | 100 | 0 | 0 | 0 | 0.004+0.04j | 0 | 0 | 0 | 0 | 0 | 0 | 0 | 0 | 0 | 10 | 0 |  | no
config_transformer_312050059 |  | DELTA_DELTA |  |  |  | 2400 | 4800 | 250 | 0 | 0 | 0 | 0.004+0.043j | 0 | 0 | 0 | 0 | 0 | 0 | 0 | 0 | 0 | 10 | 0 |  | no
config_transformer_312109093 |  | DELTA_GWYE |  |  |  | 4800 | 12470 | 250 | 0 | 0 | 0 | 0.004+0.043j | 0 | 0 | 0 | 0 | 0 | 0 | 0 | 0 | 0 | 10 | 0 |  | no

## underground_line
data_type | static
owner_type | feeder
owner | 8102802
object | underground_line
name | groupid | phases | fr | to | length | configuration | dcircuit | selected | monitored | monitored_fields | class_monitored_fields | played | played_fields | comments
und_line_8102802_200892263 |  | ABCN | node_8102802_201039792 | node_8102802_200892263 | 212.87 | und_3P_4/0ALURD_4/0AL(N) | 8102802 | no | no |  |  | no
und_line_8102802_200892280 |  | AN | node_8102802_200892898 | node_intto1_8102802_200892280 | 111.717 | und_1P_4CUURD_4CU(N) | 8102802 | no | no |  |  | no
und_line_8102802_200892281 |  | AN | node_8102802_200892280 | node_8102802_200892281 | 143.652 | und_1P_4CUURD_4CU(N) | 8102802 | no | no |  |  | no
und_line_8102802_200892295 |  | AN | node_8102802_200893816 | node_intto1_8102802_200892295 | 314.872 | und_1P_2ALURD_2AL(N) | 8102802 | no | no |  |  | no
und_line_8102802_200892525 |  | AN | node_8102802_200892538 | node_intto1_8102802_200892525 | 399.944 | und_1P_2ALURD | 8102802 | no | no |  |  | no
und_line_8102802_200892547 |  | AN | node_8102802_200892551 | node_intto1_8102802_200892547 | 1038.909 | und_1P_2ALURD | 8102802 | no | no |  |  | no
und_line_8102802_200893315 |  | AN | node_8102802_200912931 | node_8102802_200893315 | 178.834 | und_1P_2ALURD | 8102802 | no | no |  |  | no
und_line_8102802_200893860 |  | ABCN | node_8102802_200893910 | node_intto1_8102802_200893860 | 219.358 | und_3P_2ALURD_2AL(N) | 8102802 | no | no |  |  | no
und_line_8102802_200912931 |  | AN | node_8102802_200893380 | node_intto1_8102802_200912931 | 803.019 | und_1P_2ALURD | 8102802 | no | no |  |  | no
und_line_8102802_200983280 |  | AN | node_8102802_200983279 | node_intto1_8102802_200983280 | 191.898 | und_1P_DELTACUST | 8102802 | no | no |  |  | no
und_line_8102802_201009911 |  | AN | node_8102802_201009910 | node_intto1_8102802_201009911 | 254.636 | und_1P_DELTACUST | 8102802 | no | no |  |  | no
und_line_8102802_201038601 |  | AN | node_8102802_200970362 | node_intto1_8102802_201038601 | 648.134 | und_1P_DELTACUST | 8102802 | no | no |  |  | no
und_line_8102802_201039792 |  | ABCN | node_8102802_200893244 | node_8102802_201039792 | 517.307 | und_3P_4/0ALURD_4/0AL(N) | 8102802 | no | no |  |  | no
und_line_8102802_201040965 |  | AN | node_8102802_201039987 | node_intto1_8102802_201040965 | 1458.705 | und_1P_DELTACUST | 8102802 | no | no |  |  | no
und_line_8102802_201041129 |  | ABCN | node_8102802_201045139 | node_intto1_8102802_201041129 | 101.606 | und_3P_WYECUST | 8102802 | no | no |  |  | no
und_line_8102802_201047386 |  | AN | node_8102802_201047385 | node_8102802_201047386 | 237.216 | und_1P_WYECUST | 8102802 | no | no |  |  | no
und_line_8102802_201049975 |  | ABCN | node_8102802_200908239 | node_8102802_201049975 | 336.662 | und_3P_WYECUST | 8102802 | no | no |  |  | no
und_line_8102802_201052201 |  | ABCN | node_8102802_200979931 | node_intto1_8102802_201052201 | 203.321 | und_3P_WYECUST | 8102802 | no | no |  |  | no
und_line_8102802_201055457 |  | AN | node_8102802_200912931 | node_8102802_201055457 | 1023.746 | und_1P_2ALURD | 8102802 | no | no |  |  | no
und_line_8102802_201062059 |  | ABCN | node_8102802_201062073 | node_8102802_201062059 | 108.389 | und_3P_WYECUST | 8102802 | no | no |  |  | no
und_line_8102802_201062060 |  | ABCN | node_8102802_201062059 | node_8102802_201062060 | 115.65 | und_3P_WYECUST | 8102802 | no | no |  |  | no
und_line_8102802_201062073 |  | ABCN | node_8102802_201068526 | node_8102802_201062073 | 74.019 | und_3P_WYECUST | 8102802 | no | no |  |  | no
und_line_8102802_201068526 |  | ABCN | node_8102802_200979933 | node_8102802_201068526 | 1113.033 | und_3P_WYECUST | 8102802 | no | no |  |  | no
und_line_8102802_310008636 |  | AN | node_8102802_200893749 | node_intto1_8102802_310008636 | 175.783 | und_1P_DELTACUST | 8102802 | no | no |  |  | no
und_line_8102802_310030429 |  | ABCN | node_8102802_200893256 | node_intto1_8102802_310030429 | 201.865 | und_3P_WYECUST | 8102802 | no | no |  |  | no
und_line_8102802_310061944 |  | ABCN | node_8102802_311989846 | node_8102802_310061944 | 535.834 | und_3P_WYECUST | 8102802 | no | no |  |  | no
und_line_8102802_311906957 |  | ABCN | node_8102802_200893255 | node_intto1_8102802_311906957 | 689.258 | und_3P_WYECUST | 8102802 | no | no |  |  | no
und_line_8102802_311918833 |  | AN | node_8102802_200893635 | node_8102802_311918833 | 418.913 | und_1P_DELTACUST | 8102802 | no | no |  |  | no
und_line_8102802_311922791 |  | ABCN | node_8102802_311922790 | node_intto1_8102802_311922791 | 160.773 | und_3P_WYECUST | 8102802 | no | no |  |  | no
und_line_8102802_311978783 |  | ABCN | node_8102802_200893944 | node_intto1_8102802_311978783 | 205.812 | und_3P_WYECUST | 8102802 | no | no |  |  | no
und_line_8102802_311989846 |  | ABCN | node_8102802_200979932 | node_intto1_8102802_311989846 | 835.266 | und_3P_WYECUST | 8102802 | no | no |  |  | no
und_line_8102802_312008326 |  | ABCN | node_8102802_200893944 | node_intto1_8102802_312008326 | 275.567 | und_3P_WYECUST | 8102802 | no | no |  |  | no
und_line_8102802_312099702 |  | AN | node_8102802_312099701 | node_intto1_8102802_312099702 | 569.976 | und_1P_DELTACUST | 8102802 | no | no |  |  | no
und_line_8102802_312115479 |  | AN | node_8102802_312115478 | node_8102802_312115479 | 498.879 | und_1P_DELTACUST | 8102802 | no | no |  |  | no
und_line_8102802_312131811 |  | AN | node_8102802_312131807 | node_intto1_8102802_312131811 | 279.175 | und_1P_DELTACUST | 8102802 | no | no |  |  | no
und_line_TAP_UG_59746 |  | ABCN | node_8102802_200892263 | node_1282238_877_15280451_059 | 0.033 | und_TAPWIRE_UG | 8102802 | no | no |  |  | no
und_line_TAP_UG_59747 |  | AN | node_8102802_200892280 | node_1257623_987_15268433_376 | 0.033 | und_TAPWIRE_UG | 8102802 | no | no |  |  | no
und_line_TAP_UG_59748 |  | AN | node_8102802_200892281 | node_1257797_629_15268495_157 | 0.033 | und_TAPWIRE_UG | 8102802 | no | no |  |  | no
und_line_TAP_UG_59749 |  | AN | node_8102802_200892295 | node_1261566_777_15267447_979 | 0.033 | und_TAPWIRE_UG | 8102802 | no | no |  |  | no
und_line_TAP_UG_59750 |  | AN | node_8102802_200892525 | node_1251927_123_15262646_811 | 0.033 | und_TAPWIRE_UG | 8102802 | no | no |  |  | no
und_line_TAP_UG_59751 |  | AN | node_8102802_200892547 | node_1251083_181_15264156_429 | 0.033 | und_TAPWIRE_UG | 8102802 | no | no |  |  | no
und_line_TAP_UG_59752 |  | AN | node_8102802_200893315 | node_1281057_386_15268029_687 | 0.033 | und_TAPWIRE_UG | 8102802 | no | no |  |  | no
und_line_TAP_UG_59754 |  | ABCN | node_8102802_200893860 | node_1269818_171_15265570_709 | 0.033 | und_TAPWIRE_UG | 8102802 | no | no |  |  | no
und_line_TAP_UG_62852 |  | AN | node_8102802_200983280 | node_1286845_22_15260497_041 | 0.033 | und_TAPWIRE_UG | 8102802 | no | no |  |  | no
und_line_TAP_UG_63990 |  | AN | node_8102802_201009911 | node_1285921_644_15265106_338 | 0.033 | und_TAPWIRE_UG | 8102802 | no | no |  |  | no
und_line_TAP_UG_66724 |  | AN | node_8102802_201038601 | node_1288957_015_15257766_842 | 0.033 | und_TAPWIRE_UG | 8102802 | no | no |  |  | no
und_line_TAP_UG_67218 |  | AN | node_8102802_201040965 | node_1255730_489_15264644_614 | 0.033 | und_TAPWIRE_UG | 8102802 | no | no |  |  | no
und_line_TAP_UG_67236 |  | ABCN | node_8102802_201041129 | node_1254746_519_15267752_803 | 0.033 | und_TAPWIRE_UG | 8102802 | no | no |  |  | no
und_line_TAP_UG_68509 |  | AN | node_8102802_201047386 | node_1277496_04_15278156_839 | 0.033 | und_TAPWIRE_UG | 8102802 | no | no |  |  | no
und_line_TAP_UG_68841 |  | ABCN | node_8102802_201052201 | node_1255051_312_15267487_681 | 0.033 | und_TAPWIRE_UG | 8102802 | no | no |  |  | no
und_line_TAP_UG_68958 |  | AN | node_8102802_201055457 | node_1282094_833_15268017_327 | 0.033 | und_TAPWIRE_UG | 8102802 | no | no |  |  | no
und_line_TAP_UG_69363 |  | ABCN | node_8102802_201062059 | node_1256182_502_15267116_061 | 0.033 | und_TAPWIRE_UG | 8102802 | no | no |  |  | no
und_line_TAP_UG_69364 |  | ABCN | node_8102802_201062060 | node_1256063_303_15267136_543 | 0.033 | und_TAPWIRE_UG | 8102802 | no | no |  |  | no
und_line_TAP_UG_69369 |  | ABCN | node_8102802_201062073 | node_1256304_324_15267128_93 | 0.033 | und_TAPWIRE_UG | 8102802 | no | no |  |  | no
und_line_TAP_UG_394182 |  | AN | node_8102802_310008636 | node_1287565_551_15263528_94 | 0.033 | und_TAPWIRE_UG | 8102802 | no | no |  |  | no
und_line_TAP_UG_771023 |  | ABCN | node_8102802_310030429 | node_1283884_483_15281979_368 | 0.033 | und_TAPWIRE_UG | 8102802 | no | no |  |  | no
und_line_TAP_UG_1067895 |  | ABCN | node_8102802_310061944 | node_1256864_634_15266973_438 | 0.033 | und_TAPWIRE_UG | 8102802 | no | no |  |  | no
und_line_TAP_UG_1424315 |  | ABCN | node_8102802_311906957 | node_1283145_539_15282691_511 | 0.033 | und_TAPWIRE_UG | 8102802 | no | no |  |  | no
und_line_TAP_UG_1490570 |  | AN | node_8102802_311918833 | node_1257047_636_15265726_279 | 0.033 | und_TAPWIRE_UG | 8102802 | no | no |  |  | no
und_line_TAP_UG_1524630 |  | ABCN | node_8102802_311922791 | node_1284488_99_15281507_138 | 0.033 | und_TAPWIRE_UG | 8102802 | no | no |  |  | no
und_line_TAP_UG_1659158 |  | ABCN | node_8102802_311978783 | node_1267930_914_15263688_572 | 0.033 | und_TAPWIRE_UG | 8102802 | no | no |  |  | no
und_line_TAP_UG_1751578 |  | ABCN | node_8102802_311989846 | node_1257213_679_15267409_818 | 0.033 | und_TAPWIRE_UG | 8102802 | no | no |  |  | no
und_line_TAP_UG_1897252 |  | ABCN | node_8102802_312008326 | node_1267725_993_15263670_933 | 0.033 | und_TAPWIRE_UG | 8102802 | no | no |  |  | no
und_line_TAP_UG_2520594 |  | AN | node_8102802_312099702 | node_1292406_216_15259516_56 | 0.033 | und_TAPWIRE_UG | 8102802 | no | no |  |  | no
und_line_TAP_UG_2609800 |  | AN | node_8102802_312115479 | node_1293348_631_15272999_403 | 0.033 | und_TAPWIRE_UG | 8102802 | no | no |  |  | no
und_line_TAP_UG_2726641 |  | AN | node_8102802_312131811 | node_1288426_847_15273948_784 | 0.033 | und_TAPWIRE_UG | 8102802 | no | no |  |  | no

## underground_line_conductor
data_type | static
owner_type | feeder
owner | 8102802
object | underground_line_conductor
name | groupid | outer_diameter | conductor_gmr | conductor_diameter | conductor_resistance | neutral_gmr | neutral_diameter | neutral_resistance | neutral_strands | insulation_relative_permitivitty | shield_gmr | shield_resistance | rating_summer_continuous | rating_summer_emergency | rating_winter_continuous | rating_winter_emergency | dcircuit | selected | comments
und_cond_1P_2ALURD | [12 empty] | 125 | 125 | 140 | 140 |  | no
und_cond_1P_2ALURD_2AL(N) | [12 empty] | 125 | 125 | 140 | 140 |  | no
und_cond_1P_4CUURD_4CU(N) | [12 empty] | 109 | 109 | 114 | 114 |  | no
und_cond_1P_DELTACUST | [12 empty] | 685 | 685 | 685 | 685 |  | no
und_cond_1P_WYECUST | [12 empty] | 685 | 685 | 685 | 685 |  | no
und_cond_3P_2ALURD_2AL(N) | [12 empty] | 125 | 125 | 140 | 140 |  | no
und_cond_3P_4/0ALURD_4/0AL(N) | [12 empty] | 297 | 297 | 312 | 312 |  | no
und_cond_3P_WYECUST | [12 empty] | 685 | 685 | 685 | 685 |  | no
und_cond_TAPWIRE_UG | [12 empty] | 99999999 | 99999999 | 99999999 | 99999999 |  | no