## capacitor
data_type | static
owner_type | feeder
owner | 8102502
object | capacitor
name | groupid | parent | phases | nominal_voltage | pt_phase | phases_connected | switchA | switchB | switchC | control | voltage_set_high | voltage_set_low | VAr_set_high | VAr_set_low | current_set_high | current_set_low | capacitor_A | capacitor_B | capacitor_C | cap_nominal_voltage | time_delay | dwell_time | lockout_time | remote_sense | remote_sense_B | control_level | dcircuit | selected | monitored | monitored_fields | class_monitored_fields | played | played_fields | comments
cap_220369555 |  | node_1338402_794_15338902_687 | AN | 0 |  | AN | CLOSED |  |  | MANUAL | [6 empty] | 50000 |  |  | 4800 | [6 empty] | 8102502 | no | no |  |  | no
cap_220625411 |  | node_1338472_965_15331685_667 | AN | 0 |  | AN | CLOSED |  |  | MANUAL | [6 empty] | 50000 |  |  | 4800 | [6 empty] | 8102502 | no | no |  |  | no
cap_220651481 |  | node_1343309_797_15329432_832 | AN | 0 |  | AN | CLOSED |  |  | MANUAL | [6 empty] | 50000 |  |  | 4800 | [6 empty] | 8102502 | no | no |  |  | no

## feeder
data_type | static
owner_type | feeder
owner | 8102502
object | feeder
name | transmission_bus | ARC | ADR | slack_bus | nom_voltages | num_nodes | num_ohlines | num_uglines | num_transformers | num_generators | num_pvs | num_storages | num_loads | miles | mw | mvar | losses_mw | losses_mvar | comments | use_feeder_load_shape | load_shape_scale | use_feeder_pv_shape | pv_shape_scale | description | restore_time | griddisconnect_scenario_probability | gridconnect_scenario_probability | use_energy_not_served | VOLL | discount_rate | yearly_load_growth_percent | planning_horizon | enable_traditional_project_deferral | lifetime_of_investment_years | start_year | base_year | year_the_investment_is_committed | revenue_requirement_scaling_factor | discount_rate | inflation_rate_for_investment | traditional_project_invested_capital | periodicity_of_investment_in_years | priority | maximum_total_investment_cost | DER_portfolio_NPV | DER_portfolio_BC_ratio | total_system_energy_avoided_cost_NPV | total_system_capacity_avoided_cost_NPV | total_system_ancillary_services_avoided_cost_NPV | total_system_CO2_avoided_cost_NPV | total_system_loss_of_load_avoided_cost_NPV | total_system_distribution_capacity_avoided_cost_NPV | total_system_investment_and_operational_cost_NPV | feeder_solar_pv_operating_cost_USdollarperkWh | feeder_energy_storage_operating_cost_USdollarperkWh | feeder_distributed_generator_operating_cost_USdollarperkWh | feeder_distributed_generator_CO2_cost_USdollarperkWh | feeder_demand_response_operating_cost_USdollarperkWh | feeder_solar_pv_investment_cost_USdollarperkW | feeder_energy_storage_investment_cost_USdollarperkW | feeder_distributed_generator_investment_cost_USdollarperkW | feeder_demand_response_investment_cost_USdollarperkW
8102502 |  | ts_slack | none | node_SOURCE_8102502 | 2771.281 | 549 | 518 | 6 | 0 | 0 | 0 | 0 | 177 | 16.115 | 2.815 | 1.199 | 0 | 0 |  | 0 | 0 | 1 | 0 |  | 0 | 0 | 0 | 0 | 0 | 0 | 0 | 0 | 0 | 0 | 0 | 0 | 0 | 0 | 0 | 0 | 0 | 0 | 0 | 999999999 | 0 | 0 | 0 | 0 | 0 | 0 | 0 | 0 | 0 | 0 | 0 | 0 | 0 | 0 | 0 | 0 | 0 | 0

## fuse
data_type | static
owner_type | feeder
owner | 8102502
object | fuse
name | groupid | phases | fr | to | phase_A_status | phase_B_status | phase_C_status | repair_dist_type | current_limit | mean_replacement_time | status | dcircuit | selected | monitored | monitored_fields | class_monitored_fields | played | played_fields | comments
fuse_220387705 |  | AD | node_intto1_8102502_200890978 | node_8102502_200890978 | GOOD | GOOD | GOOD |  | 40 |  |  | 8102502 | no | no |  |  | no
fuse_220387706 |  | AD | node_intto1_8102502_200890597 | node_8102502_200890597 | GOOD | GOOD | GOOD |  | 40 |  |  | 8102502 | no | no |  |  | no
fuse_220387707 |  | AD | node_intto1_8102502_200911575 | node_8102502_200911575 | GOOD | GOOD | GOOD |  | 30 |  |  | 8102502 | no | no |  |  | no
fuse_220387874 |  | AN | node_intto1_8102502_200890427 | node_8102502_200890427 | GOOD | GOOD | GOOD |  | 30 |  |  | 8102502 | no | no |  |  | no
fuse_220387875 |  | AD | node_intto1_8102502_200891780 | node_8102502_200891780 | GOOD | GOOD | GOOD |  | 40 |  |  | 8102502 | no | no |  |  | no
fuse_220387876 |  | AD | node_intto1_8102502_200982840 | node_8102502_200982840 | GOOD | GOOD | GOOD |  | 65 |  |  | 8102502 | no | no |  |  | no
fuse_220387877 |  | AD | node_intto1_8102502_200890437 | node_8102502_200890437 | GOOD | GOOD | GOOD |  | 60 |  |  | 8102502 | no | no |  |  | no
fuse_220387878 |  | AD | node_intto1_8102502_200890417 | node_8102502_200890417 | GOOD | GOOD | GOOD |  | 40 |  |  | 8102502 | no | no |  |  | no
fuse_220388054 |  | AD | node_intto1_8102502_200842844 | node_8102502_200842844 | GOOD | GOOD | GOOD |  | 150 |  |  | 8102502 | no | no |  |  | no
fuse_220388057 |  | AD | node_intto1_8102502_200842773 | node_8102502_200842773 | GOOD | GOOD | GOOD |  | 100 |  |  | 8102502 | no | no |  |  | no
fuse_220388058 |  | ABCN | node_intto1_8102502_311997606 | node_8102502_311997606 | GOOD | GOOD | GOOD |  | 30 |  |  | 8102502 | no | no |  |  | no
fuse_220388059 |  | AD | node_intto1_8102502_200842833 | node_8102502_200842833 | GOOD | GOOD | GOOD |  | 50 |  |  | 8102502 | no | no |  |  | no
fuse_220388060 |  | AD | node_intto1_8102502_200842858 | node_8102502_200842858 | GOOD | GOOD | GOOD |  | 100 |  |  | 8102502 | no | no |  |  | no
fuse_220388067 |  | AD | node_intto1_8102502_200842799 | node_8102502_200842799 | GOOD | GOOD | GOOD |  | 100 |  |  | 8102502 | no | no |  |  | no
fuse_220388618 |  | AD | node_intto1_8102502_200841332 | node_8102502_200841332 | GOOD | GOOD | GOOD |  | 100 |  |  | 8102502 | no | no |  |  | no
fuse_220388620 |  | AD | node_intto1_8102502_200841158 | node_8102502_200841158 | GOOD | GOOD | GOOD |  | 60 |  |  | 8102502 | no | no |  |  | no
fuse_220388642 |  | AD | node_intto1_8102502_200841924 | node_8102502_200841924 | GOOD | GOOD | GOOD |  | 85 |  |  | 8102502 | no | no |  |  | no
fuse_220388648 |  | AD | node_intto1_8102502_200842061 | node_8102502_200842061 | GOOD | GOOD | GOOD |  | 60 |  |  | 8102502 | no | no |  |  | no
fuse_220555613 |  | AD | node_intto1_8102502_200890415 | node_8102502_200890415 | GOOD | GOOD | GOOD |  | 40 |  |  | 8102502 | no | no |  |  | no
fuse_220555616 |  | ABCD | node_intto1_220555616 | node_220555616 | GOOD | GOOD | GOOD |  | 300 |  |  | 8102502 | no | no |  |  | no
fuse_312024039 |  | AD | node_intto1_8102502_312024018 | node_8102502_312024018 | GOOD | GOOD | GOOD |  | 30 |  |  | 8102502 | no | no |  |  | no

## line_configuration
data_type | static
owner_type | feeder
owner | 8102502
object | line_configuration
name | groupid | conductor_A | conductor_B | conductor_C | conductor_N | spacing | z11 | z12 | z13 | z21 | z22 | z23 | z31 | z32 | z33 | c11 | c12 | c13 | c21 | c22 | c23 | c31 | c32 | c33 | dcircuit | selected | comments
bal_1P_1/0AA |  | oh_cond_1/0_AAAC | oh_cond_1/0_AAAC | oh_cond_1/0_AAAC |  |  | 0.972+1.499j | 0.095+0.781j | 0.095+0.781j | 0.095+0.781j | 0.972+1.499j | 0.095+0.781j | 0.095+0.781j | 0.095+0.781j | 0.972+1.499j | 12.796 | -3.172 | -3.172 | -3.172 | 12.796 | -3.172 | -3.172 | -3.172 | 12.796 |  | no
bal_1P_1/0AC |  | oh_cond_1/0_ACSR | oh_cond_1/0_ACSR | oh_cond_1/0_ACSR |  |  | 0.983+1.218j | 0.095+0.781j | 0.095+0.781j | 0.095+0.781j | 0.983+1.218j | 0.095+0.781j | 0.095+0.781j | 0.095+0.781j | 0.983+1.218j | 12.796 | -3.172 | -3.172 | -3.172 | 12.796 | -3.172 | -3.172 | -3.172 | 12.796 |  | no
bal_1P_2AC |  | oh_cond_2_ACSR | oh_cond_2_ACSR | oh_cond_2_ACSR |  |  | 1.505+1.527j | 0.095+0.781j | 0.095+0.781j | 0.095+0.781j | 1.505+1.527j | 0.095+0.781j | 0.095+0.781j | 0.095+0.781j | 1.505+1.527j | 12.393 | -3.017 | -3.017 | -3.017 | 12.393 | -3.017 | -3.017 | -3.017 | 12.393 |  | no
bal_1P_3-104CW |  | oh_cond_3_#104_CWD | oh_cond_3_#104_CWD | oh_cond_3_#104_CWD |  |  | 6.041+1.65j | 0.095+0.781j | 0.095+0.781j | 0.095+0.781j | 6.041+1.65j | 0.095+0.781j | 0.095+0.781j | 0.095+0.781j | 6.041+1.65j | 11.719 | -2.762 | -2.762 | -2.762 | 11.719 | -2.762 | -2.762 | -2.762 | 11.719 |  | no
bal_1P_4/0AA |  | oh_cond_4/0_AAAC | oh_cond_4/0_AAAC | oh_cond_4/0_AAAC |  |  | 0.534+1.457j | 0.095+0.781j | 0.095+0.781j | 0.095+0.781j | 0.534+1.457j | 0.095+0.781j | 0.095+0.781j | 0.095+0.781j | 0.534+1.457j | 13.554 | -3.469 | -3.469 | -3.469 | 13.554 | -3.469 | -3.469 | -3.469 | 13.554 |  | no
bal_1P_4/0AL |  | oh_cond_4/0_AL | oh_cond_4/0_AL | oh_cond_4/0_AL |  |  | 0.537+1.466j | 0.095+0.781j | 0.095+0.781j | 0.095+0.781j | 0.537+1.466j | 0.095+0.781j | 0.095+0.781j | 0.095+0.781j | 0.537+1.466j | 13.381 | -3.4 | -3.4 | -3.4 | 13.381 | -3.4 | -3.4 | -3.4 | 13.381 |  | no
bal_1P_4AC |  | oh_cond_4_ACSR | oh_cond_4_ACSR | oh_cond_4_ACSR |  |  | 2.335+1.555j | 0.095+0.781j | 0.095+0.781j | 0.095+0.781j | 2.335+1.555j | 0.095+0.781j | 0.095+0.781j | 0.095+0.781j | 2.335+1.555j | 11.91 | -2.834 | -2.834 | -2.834 | 11.91 | -2.834 | -2.834 | -2.834 | 11.91 |  | no
bal_1P_4ACW |  | oh_cond_4A_CWD | oh_cond_4A_CWD | oh_cond_4A_CWD |  |  | 1.49+1.583j | 0.095+0.781j | 0.095+0.781j | 0.095+0.781j | 1.49+1.583j | 0.095+0.781j | 0.095+0.781j | 0.095+0.781j | 1.49+1.583j | 12.178 | -2.935 | -2.935 | -2.935 | 12.178 | -2.935 | -2.935 | -2.935 | 12.178 |  | no
bal_1P_4CU |  | oh_cond_4_CU | oh_cond_4_CU | oh_cond_4_CU |  |  | 1.483+1.565j | 0.095+0.781j | 0.095+0.781j | 0.095+0.781j | 1.483+1.565j | 0.095+0.781j | 0.095+0.781j | 0.095+0.781j | 1.483+1.565j | 11.78 | -2.785 | -2.785 | -2.785 | 11.78 | -2.785 | -2.785 | -2.785 | 11.78 |  | no
bal_1P_8DCW |  | oh_cond_8D_CWD | oh_cond_8D_CWD | oh_cond_8D_CWD |  |  | 3.605+1.647j | 0.095+0.781j | 0.095+0.781j | 0.095+0.781j | 3.605+1.647j | 0.095+0.781j | 0.095+0.781j | 0.095+0.781j | 3.605+1.647j | 11.681 | -2.748 | -2.748 | -2.748 | 11.681 | -2.748 | -2.748 | -2.748 | 11.681 |  | no
bal_1P_477AL |  | oh_cond_477_MCM_AL | oh_cond_477_MCM_AL | oh_cond_477_MCM_AL |  |  | 0.293+1.41j | 0.095+0.781j | 0.095+0.781j | 0.095+0.781j | 0.293+1.41j | 0.095+0.781j | 0.095+0.781j | 0.095+0.781j | 0.293+1.41j | 14.4 | -3.806 | -3.806 | -3.806 | 14.4 | -3.806 | -3.806 | -3.806 | 14.4 |  | no
bal_3P_1/0AA |  | oh_cond_1/0_AAAC | oh_cond_1/0_AAAC | oh_cond_1/0_AAAC |  |  | 0.972+1.499j | 0.095+0.781j | 0.095+0.781j | 0.095+0.781j | 0.972+1.499j | 0.095+0.781j | 0.095+0.781j | 0.095+0.781j | 0.972+1.499j | 12.796 | -3.172 | -3.172 | -3.172 | 12.796 | -3.172 | -3.172 | -3.172 | 12.796 |  | no
bal_3P_2CU |  | oh_cond_2_CU | oh_cond_2_CU | oh_cond_2_CU |  |  | 0.968+1.536j | 0.095+0.781j | 0.095+0.781j | 0.095+0.781j | 0.968+1.536j | 0.095+0.781j | 0.095+0.781j | 0.095+0.781j | 0.968+1.536j | 12.191 | -2.94 | -2.94 | -2.94 | 12.191 | -2.94 | -2.94 | -2.94 | 12.191 |  | no
bal_3P_4/0AA |  | oh_cond_4/0_AAAC | oh_cond_4/0_AAAC | oh_cond_4/0_AAAC |  |  | 0.534+1.457j | 0.095+0.781j | 0.095+0.781j | 0.095+0.781j | 0.534+1.457j | 0.095+0.781j | 0.095+0.781j | 0.095+0.781j | 0.534+1.457j | 13.554 | -3.469 | -3.469 | -3.469 | 13.554 | -3.469 | -3.469 | -3.469 | 13.554 |  | no
bal_3P_4/0AL |  | oh_cond_4/0_AL | oh_cond_4/0_AL | oh_cond_4/0_AL |  |  | 0.537+1.466j | 0.095+0.781j | 0.095+0.781j | 0.095+0.781j | 0.537+1.466j | 0.095+0.781j | 0.095+0.781j | 0.095+0.781j | 0.537+1.466j | 13.381 | -3.4 | -3.4 | -3.4 | 13.381 | -3.4 | -3.4 | -3.4 | 13.381 |  | no
bal_3P_477AL |  | oh_cond_477_MCM_AL | oh_cond_477_MCM_AL | oh_cond_477_MCM_AL |  |  | 0.293+1.41j | 0.095+0.775j | 0.095+0.775j | 0.095+0.775j | 0.293+1.41j | 0.095+0.775j | 0.095+0.775j | 0.095+0.775j | 0.293+1.41j | 14.305 | -3.735 | -3.735 | -3.735 | 14.305 | -3.735 | -3.735 | -3.735 | 14.305 |  | no
unb_TAPWIRE_OH |  | oh_cond_WP-4/0-CU | oh_cond_WP-4/0-CU | oh_cond_WP-4/0-CU | oh_cond_WP-4/0-CU |  | 0.365+1.097j | 0.093+0.433j | 0.094+0.34j | 0.093+0.433j | 0.368+1.078j | 0.095+0.401j | 0.094+0.34j | 0.095+0.401j | 0.368+1.077j | 14.911 | -4.341 | -1.953 | -4.341 | 15.781 | -3.724 | -1.953 | -3.724 | 14.818 |  | no
und_1P_2ALURD |  | und_cond_1P_2ALURD | und_cond_1P_2ALURD | und_cond_1P_2ALURD |  |  | 2.379+0.823j | 0.0+0.0j | 0.0+0.0j | 0.0+0.0j | 2.379+0.823j | 0.0+0.0j | 0.0+0.0j | 0.0+0.0j | 2.379+0.823j | 401.497 | 0 | 0 | 0 | 401.497 | 0 | 0 | 0 | 401.497 |  | no
und_3P_2ALURD |  | und_cond_3P_2ALURD | und_cond_3P_2ALURD | und_cond_3P_2ALURD |  |  | 2.125+0.49j | 0.384+0.067j | 0.384+0.067j | 0.384+0.067j | 2.125+0.49j | 0.384+0.067j | 0.384+0.067j | 0.384+0.067j | 2.125+0.49j | 401.498 | 0 | 0 | 0 | 401.498 | 0 | 0 | 0 | 401.498 |  | no
und_TAPWIRE_UG |  | und_cond_TAPWIRE_UG | und_cond_TAPWIRE_UG | und_cond_TAPWIRE_UG |  |  | 0.001+0.001j | 0.0+0.0j | 0.0+0.0j | 0.0+0.0j | 0.001+0.001j | 0.0+0.0j | 0.0+0.0j | 0.0+0.0j | 0.001+0.001j | 0 | 0 | 0 | 0 | 0 | 0 | 0 | 0 | 0 |  | no

## load
data_type | static
owner_type | feeder
owner | 8102502
object | load
name | groupid | parent | bustype | phases | nominal_voltage | load_class | constant_power_A | constant_power_B | constant_power_C | constant_current_A | constant_current_B | constant_current_C | constant_impedance_A | constant_impedance_B | constant_impedance_C | base_power_A | base_power_B | base_power_C | power_pf_A | power_pf_B | power_pf_C | current_pf_A | current_pf_B | current_pf_C | impedance_pf_A | impedance_pf_B | impedance_pf_C | power_fraction_A | power_fraction_B | power_fraction_C | current_fraction_A | current_fraction_B | current_fraction_C | impedance_fraction_A | impedance_fraction_B | impedance_fraction_C | dcircuit | selected | monitored | monitored_fields | class_monitored_fields | played | played_fields | base_kw_A | base_kw_B | base_kw_C | kw_A | kw_B | kw_C | comments | critical_load | dem_resp_lb | dem_resp_ub | dem_resp_shortage_cost | dem_resp_surplus_cost | num_customers
load_220342037 |  | node_1349772_996_15330219_527 |  | AN | 0 | Residential | 1951.2+831.208j | 0 | 0 | 0 | 0 | 0 | [24 empty] | 8102502 | no | no |  |  | no |  | 0 | 0 | 0 | 0 | 0 | 0 |  | 1 | 1 | 1 | 0 | 0 | 0
load_220342038 |  | node_1349989_031_15332130_965 |  | AN | 0 | NonResidential | 3110.4+1325.025j | 0 | 0 | 0 | 0 | 0 | [24 empty] | 8102502 | no | no |  |  | no |  | 0 | 0 | 0 | 0 | 0 | 0 |  | 1 | 1 | 1 | 0 | 0 | 0
load_220342039 |  | node_1350338_288_15333106_599 |  | AN | 0 | Residential | 4708.8+2005.94j | 0 | 0 | 0 | 0 | 0 | [24 empty] | 8102502 | no | no |  |  | no |  | 0 | 0 | 0 | 0 | 0 | 0 |  | 1 | 1 | 1 | 0 | 0 | 0
load_220342040 |  | node_1350410_771_15333310_197 |  | AN | 0 | Residential | 8078.4+3441.384j | 0 | 0 | 0 | 0 | 0 | [24 empty] | 8102502 | no | no |  |  | no |  | 0 | 0 | 0 | 0 | 0 | 0 |  | 1 | 1 | 1 | 0 | 0 | 0
load_220342041 |  | node_1350494_083_15333541_628 |  | AN | 0 | Residential | 7365.6+3137.732j | 0 | 0 | 0 | 0 | 0 | [24 empty] | 8102502 | no | no |  |  | no |  | 0 | 0 | 0 | 0 | 0 | 0 |  | 1 | 1 | 1 | 0 | 0 | 0
load_220342042 |  | node_1350283_618_15333807_292 |  | AN | 0 | Residential | 4579.2+1950.731j | 0 | 0 | 0 | 0 | 0 | [24 empty] | 8102502 | no | no |  |  | no |  | 0 | 0 | 0 | 0 | 0 | 0 |  | 1 | 1 | 1 | 0 | 0 | 0
load_220342043 |  | node_1351099_196_15335406_005 |  | AN | 0 | NonResidential | 1620+690.117j | 0 | 0 | 0 | 0 | 0 | [24 empty] | 8102502 | no | no |  |  | no |  | 0 | 0 | 0 | 0 | 0 | 0 |  | 1 | 1 | 1 | 0 | 0 | 0
load_220342044 |  | node_1349215_804_15330421_229 |  | AN | 0 | Residential | 3434.4+1463.048j | 0 | 0 | 0 | 0 | 0 | [24 empty] | 8102502 | no | no |  |  | no |  | 0 | 0 | 0 | 0 | 0 | 0 |  | 1 | 1 | 1 | 0 | 0 | 0
load_220342045 |  | node_1351103_331_15335990_881 |  | AN | 0 | Residential | 7560+3220.547j | 0 | 0 | 0 | 0 | 0 | [24 empty] | 8102502 | no | no |  |  | no |  | 0 | 0 | 0 | 0 | 0 | 0 |  | 1 | 1 | 1 | 0 | 0 | 0
load_220342046 |  | node_1350811_883_15336580_322 |  | AN | 0 | Residential | 4759.2+2027.411j | 0 | 0 | 0 | 0 | 0 | [24 empty] | 8102502 | no | no |  |  | no |  | 0 | 0 | 0 | 0 | 0 | 0 |  | 1 | 1 | 1 | 0 | 0 | 0
load_220342047 |  | node_1351077_563_15337455_027 |  | AN | 0 | Residential | 11116.8+4735.737j | 0 | 0 | 0 | 0 | 0 | [24 empty] | 8102502 | no | no |  |  | no |  | 0 | 0 | 0 | 0 | 0 | 0 |  | 1 | 1 | 1 | 0 | 0 | 0
load_220342048 |  | node_1350511_262_15337527_38 |  | AN | 0 | Residential | 0 | 0 | 0 | 0 | 0 | 0 | [24 empty] | 8102502 | no | no |  |  | no |  | 0 | 0 | 0 | 0 | 0 | 0 |  | 1 | 1 | 1 | 0 | 0 | 0
load_220342049 |  | node_1349264_296_15330658_671 |  | AN | 0 | Residential | 8654.4+3686.759j | 0 | 0 | 0 | 0 | 0 | [24 empty] | 8102502 | no | no |  |  | no |  | 0 | 0 | 0 | 0 | 0 | 0 |  | 1 | 1 | 1 | 0 | 0 | 0
load_220342050 |  | node_1349381_992_15331171_178 |  | AN | 0 | Residential | 79.2+33.739j | 0 | 0 | 0 | 0 | 0 | [24 empty] | 8102502 | no | no |  |  | no |  | 0 | 0 | 0 | 0 | 0 | 0 |  | 1 | 1 | 1 | 0 | 0 | 0
load_220342051 |  | node_1349421_326_15331486_599 |  | AN | 0 | Residential | 6019.2+2564.168j | 0 | 0 | 0 | 0 | 0 | [24 empty] | 8102502 | no | no |  |  | no |  | 0 | 0 | 0 | 0 | 0 | 0 |  | 1 | 1 | 1 | 0 | 0 | 0
load_220342052 |  | node_1349714_963_15331814_28 |  | AN | 0 | Residential | 18813.6+8014.56j | 0 | 0 | 0 | 0 | 0 | [24 empty] | 8102502 | no | no |  |  | no |  | 0 | 0 | 0 | 0 | 0 | 0 |  | 1 | 1 | 1 | 0 | 0 | 0
load_220342123 |  | node_1346478_613_15332270_467 |  | AN | 0 | Residential | 10065.6+4287.928j | 0 | 0 | 0 | 0 | 0 | [24 empty] | 8102502 | no | no |  |  | no |  | 0 | 0 | 0 | 0 | 0 | 0 |  | 1 | 1 | 1 | 0 | 0 | 0
load_220342125 |  | node_1348323_396_15330416_653 |  | AN | 0 | Residential | 26445.6+11265.778j | 0 | 0 | 0 | 0 | 0 | [24 empty] | 8102502 | no | no |  |  | no |  | 0 | 0 | 0 | 0 | 0 | 0 |  | 1 | 1 | 1 | 0 | 0 | 0
load_220342126 |  | node_1348089_596_15331170_216 |  | AN | 0 | Residential | 1195.2+509.153j | 0 | 0 | 0 | 0 | 0 | [24 empty] | 8102502 | no | no |  |  | no |  | 0 | 0 | 0 | 0 | 0 | 0 |  | 1 | 1 | 1 | 0 | 0 | 0
load_220342128 |  | node_1347371_245_15331376_692 |  | AN | 0 | Residential | 18180+7744.648j | 0 | 0 | 0 | 0 | 0 | [24 empty] | 8102502 | no | no |  |  | no |  | 0 | 0 | 0 | 0 | 0 | 0 |  | 1 | 1 | 1 | 0 | 0 | 0
load_220342129 |  | node_1347266_398_15331867_058 |  | AN | 0 | Residential | 11469.6+4886.029j | 0 | 0 | 0 | 0 | 0 | [24 empty] | 8102502 | no | no |  |  | no |  | 0 | 0 | 0 | 0 | 0 | 0 |  | 1 | 1 | 1 | 0 | 0 | 0
load_220342130 |  | node_1346813_042_15332252_963 |  | AN | 0 | Residential | 16689.6+7109.74j | 0 | 0 | 0 | 0 | 0 | [24 empty] | 8102502 | no | no |  |  | no |  | 0 | 0 | 0 | 0 | 0 | 0 |  | 1 | 1 | 1 | 0 | 0 | 0
load_220342165 |  | node_1347937_962_15337340_795 |  | AN | 0 | Residential | 7711.2+3284.957j | 0 | 0 | 0 | 0 | 0 | [24 empty] | 8102502 | no | no |  |  | no |  | 0 | 0 | 0 | 0 | 0 | 0 |  | 1 | 1 | 1 | 0 | 0 | 0
load_220342364 |  | node_1347064_949_15328754_722 |  | AN | 0 | Residential | 4262.4+1815.775j | 0 | 0 | 0 | 0 | 0 | [24 empty] | 8102502 | no | no |  |  | no |  | 0 | 0 | 0 | 0 | 0 | 0 |  | 1 | 1 | 1 | 0 | 0 | 0
load_220342365 |  | node_1346910_34_15329228_536 |  | AN | 0 | Residential | 5572.8+2374.003j | 0 | 0 | 0 | 0 | 0 | [24 empty] | 8102502 | no | no |  |  | no |  | 0 | 0 | 0 | 0 | 0 | 0 |  | 1 | 1 | 1 | 0 | 0 | 0
load_220342366 |  | node_1346765_124_15328686_38 |  | AN | 0 | Residential | 11728.8+4996.448j | 0 | 0 | 0 | 0 | 0 | [24 empty] | 8102502 | no | no |  |  | no |  | 0 | 0 | 0 | 0 | 0 | 0 |  | 1 | 1 | 1 | 0 | 0 | 0
load_220342422 |  | node_1347409_514_15329187_46 |  | AN | 0 | Residential | 14385.6+6128.24j | 0 | 0 | 0 | 0 | 0 | [24 empty] | 8102502 | no | no |  |  | no |  | 0 | 0 | 0 | 0 | 0 | 0 |  | 1 | 1 | 1 | 0 | 0 | 0
load_220342423 |  | node_1347128_393_15329163_032 |  | AN | 0 | Residential | 11095.2+4726.535j | 0 | 0 | 0 | 0 | 0 | [24 empty] | 8102502 | no | no |  |  | no |  | 0 | 0 | 0 | 0 | 0 | 0 |  | 1 | 1 | 1 | 0 | 0 | 0
load_220342424 |  | node_1347825_41_15328987_437 |  | AN | 0 | Residential | 17013.6+7247.763j | 0 | 0 | 0 | 0 | 0 | [24 empty] | 8102502 | no | no |  |  | no |  | 0 | 0 | 0 | 0 | 0 | 0 |  | 1 | 1 | 1 | 0 | 0 | 0
load_220342427 |  | node_1350364_073_15330664_622 |  | AN | 0 | NonResidential | 388.8+165.628j | 0 | 0 | 0 | 0 | 0 | [24 empty] | 8102502 | no | no |  |  | no |  | 0 | 0 | 0 | 0 | 0 | 0 |  | 1 | 1 | 1 | 0 | 0 | 0
load_220342635 |  | node_1353129_964_15327609_453 |  | AN | 0 | Residential | 141998.4+60491.065j | 0 | 0 | 0 | 0 | 0 | [24 empty] | 8102502 | no | no |  |  | no |  | 0 | 0 | 0 | 0 | 0 | 0 |  | 1 | 1 | 1 | 0 | 0 | 0
load_220342636 |  | node_1353044_835_15327235_409 |  | AN | 0 | NonResidential | 2109.6+898.686j | 0 | 0 | 0 | 0 | 0 | [24 empty] | 8102502 | no | no |  |  | no |  | 0 | 0 | 0 | 0 | 0 | 0 |  | 1 | 1 | 1 | 0 | 0 | 0
load_220342641 |  | node_1353689_929_15328859_559 |  | AN | 0 | NonResidential | 0 | 0 | 0 | 0 | 0 | 0 | [24 empty] | 8102502 | no | no |  |  | no |  | 0 | 0 | 0 | 0 | 0 | 0 |  | 1 | 1 | 1 | 0 | 0 | 0
load_220342642 |  | node_1353695_054_15328885_331 |  | AN | 0 | NonResidential | 0 | 0 | 0 | 0 | 0 | 0 | [24 empty] | 8102502 | no | no |  |  | no |  | 0 | 0 | 0 | 0 | 0 | 0 |  | 1 | 1 | 1 | 0 | 0 | 0
load_220342643 |  | node_1353820_404_15329097_058 |  | AN | 0 | NonResidential | 4666.667+1987.992j | 0 | 0 | 0 | 0 | 0 | [24 empty] | 8102502 | no | no |  |  | no |  | 0 | 0 | 0 | 0 | 0 | 0 |  | 1 | 1 | 1 | 0 | 0 | 0
load_220342644 |  | node_1353825_557_15329122_821 |  | BN | 0 | NonResidential | 0 | 4666.667+1987.992j | 0 | 0 | 0 | 0 | [24 empty] | 8102502 | no | no |  |  | no |  | 0 | 0 | 0 | 0 | 0 | 0 |  | 1 | 1 | 1 | 0 | 0 | 0
load_220342645 |  | node_1353810_479_15329073_918 |  | CN | 0 | NonResidential | 0 | 0 | 4666.667+1987.992j | 0 | 0 | 0 | [24 empty] | 8102502 | no | no |  |  | no |  | 0 | 0 | 0 | 0 | 0 | 0 |  | 1 | 1 | 1 | 0 | 0 | 0
load_220342665 |  | node_1353404_819_15328506_861 |  | AN | 0 | Residential | 51912+22114.419j | 0 | 0 | 0 | 0 | 0 | [24 empty] | 8102502 | no | no |  |  | no |  | 0 | 0 | 0 | 0 | 0 | 0 |  | 1 | 1 | 1 | 0 | 0 | 0
load_220342666 |  | node_1353502_677_15328660_564 |  | AN | 0 | Residential | 61268.4+26100.229j | 0 | 0 | 0 | 0 | 0 | [24 empty] | 8102502 | no | no |  |  | no |  | 0 | 0 | 0 | 0 | 0 | 0 |  | 1 | 1 | 1 | 0 | 0 | 0
load_220342667 |  | node_1353492_186_15328657_319 |  | AN | 0 | Residential | 61268.4+26100.229j | 0 | 0 | 0 | 0 | 0 | [24 empty] | 8102502 | no | no |  |  | no |  | 0 | 0 | 0 | 0 | 0 | 0 |  | 1 | 1 | 1 | 0 | 0 | 0
load_220342672 |  | node_1351741_121_15327741_731 |  | AN | 0 | Residential | 7495.2+3192.942j | 0 | 0 | 0 | 0 | 0 | [24 empty] | 8102502 | no | no |  |  | no |  | 0 | 0 | 0 | 0 | 0 | 0 |  | 1 | 1 | 1 | 0 | 0 | 0
load_220342673 |  | node_1351545_458_15327784_934 |  | AN | 0 | Residential | 11102.4+4729.603j | 0 | 0 | 0 | 0 | 0 | [24 empty] | 8102502 | no | no |  |  | no |  | 0 | 0 | 0 | 0 | 0 | 0 |  | 1 | 1 | 1 | 0 | 0 | 0
load_220342674 |  | node_1351619_292_15327170_8 |  | AN | 0 | Residential | 75175.2+32024.501j | 0 | 0 | 0 | 0 | 0 | [24 empty] | 8102502 | no | no |  |  | no |  | 0 | 0 | 0 | 0 | 0 | 0 |  | 1 | 1 | 1 | 0 | 0 | 0
load_220342675 |  | node_1351175_049_15327415_553 |  | AN | 0 | Residential | 3434.4+1463.048j | 0 | 0 | 0 | 0 | 0 | [24 empty] | 8102502 | no | no |  |  | no |  | 0 | 0 | 0 | 0 | 0 | 0 |  | 1 | 1 | 1 | 0 | 0 | 0
load_220342676 |  | node_1350940_26_15327064_95 |  | AN | 0 | Residential | 6228+2653.117j | 0 | 0 | 0 | 0 | 0 | [24 empty] | 8102502 | no | no |  |  | no |  | 0 | 0 | 0 | 0 | 0 | 0 |  | 1 | 1 | 1 | 0 | 0 | 0
load_220342677 |  | node_1350279_912_15326339_879 |  | AN | 0 | Residential | 47599.2+20277.174j | 0 | 0 | 0 | 0 | 0 | [24 empty] | 8102502 | no | no |  |  | no |  | 0 | 0 | 0 | 0 | 0 | 0 |  | 1 | 1 | 1 | 0 | 0 | 0
load_220342679 |  | node_1352492_325_15327866_276 |  | AN | 0 | Residential | 78062.4+33254.443j | 0 | 0 | 0 | 0 | 0 | [24 empty] | 8102502 | no | no |  |  | no |  | 0 | 0 | 0 | 0 | 0 | 0 |  | 1 | 1 | 1 | 0 | 0 | 0
load_220342680 |  | node_1352430_003_15327532_567 |  | AN | 0 | NonResidential | 6333.333+2697.989j | 0 | 0 | 0 | 0 | 0 | [24 empty] | 8102502 | no | no |  |  | no |  | 0 | 0 | 0 | 0 | 0 | 0 |  | 1 | 1 | 1 | 0 | 0 | 0
load_220342681 |  | node_1352448_121_15327543_499 |  | BN | 0 | NonResidential | 0 | 6333.333+2697.989j | 0 | 0 | 0 | 0 | [24 empty] | 8102502 | no | no |  |  | no |  | 0 | 0 | 0 | 0 | 0 | 0 |  | 1 | 1 | 1 | 0 | 0 | 0
load_220342682 |  | node_1352410_433_15327528_293 |  | CN | 0 | NonResidential | 0 | 0 | 6333.333+2697.989j | 0 | 0 | 0 | [24 empty] | 8102502 | no | no |  |  | no |  | 0 | 0 | 0 | 0 | 0 | 0 |  | 1 | 1 | 1 | 0 | 0 | 0
load_220342683 |  | node_1351521_698_15328342_62 |  | AN | 0 | Residential | 78033.6+33242.174j | 0 | 0 | 0 | 0 | 0 | [24 empty] | 8102502 | no | no |  |  | no |  | 0 | 0 | 0 | 0 | 0 | 0 |  | 1 | 1 | 1 | 0 | 0 | 0
load_220342684 |  | node_1351210_02_15328474_819 |  | AN | 0 | Residential | 19612.8+8355.018j | 0 | 0 | 0 | 0 | 0 | [24 empty] | 8102502 | no | no |  |  | no |  | 0 | 0 | 0 | 0 | 0 | 0 |  | 1 | 1 | 1 | 0 | 0 | 0
load_220342685 |  | node_1350566_757_15328493_488 |  | AN | 0 | Residential | 5299.2+2257.45j | 0 | 0 | 0 | 0 | 0 | [24 empty] | 8102502 | no | no |  |  | no |  | 0 | 0 | 0 | 0 | 0 | 0 |  | 1 | 1 | 1 | 0 | 0 | 0
load_220342687 |  | node_1352906_016_15328375_295 |  | AN | 0 | NonResidential | 21000+8945.963j | 0 | 0 | 0 | 0 | 0 | [24 empty] | 8102502 | no | no |  |  | no |  | 0 | 0 | 0 | 0 | 0 | 0 |  | 1 | 1 | 1 | 0 | 0 | 0
load_220342688 |  | node_1349731_59_15329225_336 |  | AN | 0 | Residential | 56563.2+24095.822j | 0 | 0 | 0 | 0 | 0 | [24 empty] | 8102502 | no | no |  |  | no |  | 0 | 0 | 0 | 0 | 0 | 0 |  | 1 | 1 | 1 | 0 | 0 | 0
load_220342689 |  | node_1349507_312_15329553_145 |  | AN | 0 | Residential | 7365.6+3137.732j | 0 | 0 | 0 | 0 | 0 | [24 empty] | 8102502 | no | no |  |  | no |  | 0 | 0 | 0 | 0 | 0 | 0 |  | 1 | 1 | 1 | 0 | 0 | 0
load_220342690 |  | node_1349224_146_15329920_059 |  | AN | 0 | Other | 0 | 0 | 0 | 0 | 0 | 0 | [24 empty] | 8102502 | no | no |  |  | no |  | 0 | 0 | 0 | 0 | 0 | 0 |  | 1 | 1 | 1 | 0 | 0 | 0
load_220342691 |  | node_1349139_594_15330181_863 |  | AN | 0 | NonResidential | 345.6+147.225j | 0 | 0 | 0 | 0 | 0 | [24 empty] | 8102502 | no | no |  |  | no |  | 0 | 0 | 0 | 0 | 0 | 0 |  | 1 | 1 | 1 | 0 | 0 | 0
load_220342692 |  | node_1348520_478_15329685_951 |  | AN | 0 | Residential | 13672.8+5824.588j | 0 | 0 | 0 | 0 | 0 | [24 empty] | 8102502 | no | no |  |  | no |  | 0 | 0 | 0 | 0 | 0 | 0 |  | 1 | 1 | 1 | 0 | 0 | 0
load_220342693 |  | node_1348842_06_15330461_255 |  | AN | 0 | Residential | 11800.8+5027.12j | 0 | 0 | 0 | 0 | 0 | [24 empty] | 8102502 | no | no |  |  | no |  | 0 | 0 | 0 | 0 | 0 | 0 |  | 1 | 1 | 1 | 0 | 0 | 0
load_220342694 |  | node_1352540_752_15328426_689 |  | AN | 0 | Residential | 92124+39244.66j | 0 | 0 | 0 | 0 | 0 | [24 empty] | 8102502 | no | no |  |  | no |  | 0 | 0 | 0 | 0 | 0 | 0 |  | 1 | 1 | 1 | 0 | 0 | 0
load_220342695 |  | node_1351978_142_15328150_192 |  | AN | 0 | Residential | 41436+17651.662j | 0 | 0 | 0 | 0 | 0 | [24 empty] | 8102502 | no | no |  |  | no |  | 0 | 0 | 0 | 0 | 0 | 0 |  | 1 | 1 | 1 | 0 | 0 | 0
load_220342696 |  | node_1351942_128_15328350_043 |  | AN | 0 | Residential | 78105.6+33272.846j | 0 | 0 | 0 | 0 | 0 | [24 empty] | 8102502 | no | no |  |  | no |  | 0 | 0 | 0 | 0 | 0 | 0 |  | 1 | 1 | 1 | 0 | 0 | 0
load_220342697 |  | node_1353171_508_15328661_156 |  | AN | 0 | Residential | 118627.2+50534.976j | 0 | 0 | 0 | 0 | 0 | [24 empty] | 8102502 | no | no |  |  | no |  | 0 | 0 | 0 | 0 | 0 | 0 |  | 1 | 1 | 1 | 0 | 0 | 0
load_220342698 |  | node_1352813_494_15328811_456 |  | AN | 0 | NonResidential | 9000+3833.984j | 0 | 0 | 0 | 0 | 0 | [24 empty] | 8102502 | no | no |  |  | no |  | 0 | 0 | 0 | 0 | 0 | 0 |  | 1 | 1 | 1 | 0 | 0 | 0
load_220342699 |  | node_1351315_184_15327782_159 |  | AN | 0 | Other | 0 | 0 | 0 | 0 | 0 | 0 | [24 empty] | 8102502 | no | no |  |  | no |  | 0 | 0 | 0 | 0 | 0 | 0 |  | 1 | 1 | 1 | 0 | 0 | 0
load_220342700 |  | node_1351016_467_15327927_766 |  | AN | 0 | Residential | 53402.4+22749.327j | 0 | 0 | 0 | 0 | 0 | [24 empty] | 8102502 | no | no |  |  | no |  | 0 | 0 | 0 | 0 | 0 | 0 |  | 1 | 1 | 1 | 0 | 0 | 0
load_220342701 |  | node_1350727_938_15328004_94 |  | AN | 0 | Other | 0 | 0 | 0 | 0 | 0 | 0 | [24 empty] | 8102502 | no | no |  |  | no |  | 0 | 0 | 0 | 0 | 0 | 0 |  | 1 | 1 | 1 | 0 | 0 | 0
load_220342702 |  | node_1349802_118_15328293_508 |  | AN | 0 | Residential | 2829.6+1205.405j | 0 | 0 | 0 | 0 | 0 | [24 empty] | 8102502 | no | no |  |  | no |  | 0 | 0 | 0 | 0 | 0 | 0 |  | 1 | 1 | 1 | 0 | 0 | 0
load_220342703 |  | node_1349747_719_15328125_839 |  | AN | 0 | Residential | 1807.2+769.864j | 0 | 0 | 0 | 0 | 0 | [24 empty] | 8102502 | no | no |  |  | no |  | 0 | 0 | 0 | 0 | 0 | 0 |  | 1 | 1 | 1 | 0 | 0 | 0
load_220342704 |  | node_1349531_325_15328071_912 |  | AN | 0 | Residential | 10360.8+4413.682j | 0 | 0 | 0 | 0 | 0 | [24 empty] | 8102502 | no | no |  |  | no |  | 0 | 0 | 0 | 0 | 0 | 0 |  | 1 | 1 | 1 | 0 | 0 | 0
load_220342705 |  | node_1349694_575_15327294_44 |  | AN | 0 | Residential | 14983.2+6382.816j | 0 | 0 | 0 | 0 | 0 | [24 empty] | 8102502 | no | no |  |  | no |  | 0 | 0 | 0 | 0 | 0 | 0 |  | 1 | 1 | 1 | 0 | 0 | 0
load_220342706 |  | node_1347397_139_15328488_635 |  | AN | 0 | Residential | 8719.2+3714.364j | 0 | 0 | 0 | 0 | 0 | [24 empty] | 8102502 | no | no |  |  | no |  | 0 | 0 | 0 | 0 | 0 | 0 |  | 1 | 1 | 1 | 0 | 0 | 0
load_220358377 |  | node_1345671_182_15328343_489 |  | AN | 0 | Residential | 21225.6+9042.068j | 0 | 0 | 0 | 0 | 0 | [24 empty] | 8102502 | no | no |  |  | no |  | 0 | 0 | 0 | 0 | 0 | 0 |  | 1 | 1 | 1 | 0 | 0 | 0
load_220358378 |  | node_1345428_91_15328531_505 |  | AN | 0 | Residential | 5342.4+2275.853j | 0 | 0 | 0 | 0 | 0 | [24 empty] | 8102502 | no | no |  |  | no |  | 0 | 0 | 0 | 0 | 0 | 0 |  | 1 | 1 | 1 | 0 | 0 | 0
load_220358379 |  | node_1342616_986_15329883_315 |  | AN | 0 | Residential | 15386.4+6554.579j | 0 | 0 | 0 | 0 | 0 | [24 empty] | 8102502 | no | no |  |  | no |  | 0 | 0 | 0 | 0 | 0 | 0 |  | 1 | 1 | 1 | 0 | 0 | 0
load_220358381 |  | node_1341750_086_15329570_012 |  | AN | 0 | Residential | 7495.2+3192.942j | 0 | 0 | 0 | 0 | 0 | [24 empty] | 8102502 | no | no |  |  | no |  | 0 | 0 | 0 | 0 | 0 | 0 |  | 1 | 1 | 1 | 0 | 0 | 0
load_220358382 |  | node_1340998_482_15329267_95 |  | AN | 0 | Residential | 33019.2+14066.12j | 0 | 0 | 0 | 0 | 0 | [24 empty] | 8102502 | no | no |  |  | no |  | 0 | 0 | 0 | 0 | 0 | 0 |  | 1 | 1 | 1 | 0 | 0 | 0
load_220358383 |  | node_1345124_354_15328515_247 |  | AN | 0 | Residential | 4478.4+1907.79j | 0 | 0 | 0 | 0 | 0 | [24 empty] | 8102502 | no | no |  |  | no |  | 0 | 0 | 0 | 0 | 0 | 0 |  | 1 | 1 | 1 | 0 | 0 | 0
load_220358384 |  | node_1344556_626_15328498_433 |  | AN | 0 | Residential | 22053.6+9394.794j | 0 | 0 | 0 | 0 | 0 | [24 empty] | 8102502 | no | no |  |  | no |  | 0 | 0 | 0 | 0 | 0 | 0 |  | 1 | 1 | 1 | 0 | 0 | 0
load_220358385 |  | node_1344352_979_15328487_025 |  | AN | 0 | Residential | 2347.2+999.903j | 0 | 0 | 0 | 0 | 0 | [24 empty] | 8102502 | no | no |  |  | no |  | 0 | 0 | 0 | 0 | 0 | 0 |  | 1 | 1 | 1 | 0 | 0 | 0
load_220358386 |  | node_1344158_041_15328679_35 |  | AN | 0 | Residential | 1785.6+760.662j | 0 | 0 | 0 | 0 | 0 | [24 empty] | 8102502 | no | no |  |  | no |  | 0 | 0 | 0 | 0 | 0 | 0 |  | 1 | 1 | 1 | 0 | 0 | 0
load_220358387 |  | node_1344152_061_15328951_517 |  | AN | 0 | Residential | 885.6+377.264j | 0 | 0 | 0 | 0 | 0 | [24 empty] | 8102502 | no | no |  |  | no |  | 0 | 0 | 0 | 0 | 0 | 0 |  | 1 | 1 | 1 | 0 | 0 | 0
load_220358388 |  | node_1343259_092_15329518_639 |  | AN | 0 | Residential | 5414.4+2306.525j | 0 | 0 | 0 | 0 | 0 | [24 empty] | 8102502 | no | no |  |  | no |  | 0 | 0 | 0 | 0 | 0 | 0 |  | 1 | 1 | 1 | 0 | 0 | 0
load_220358390 |  | node_1346405_819_15332598_612 |  | AN | 0 | Residential | 10029.6+4272.592j | 0 | 0 | 0 | 0 | 0 | [24 empty] | 8102502 | no | no |  |  | no |  | 0 | 0 | 0 | 0 | 0 | 0 |  | 1 | 1 | 1 | 0 | 0 | 0
load_220358391 |  | node_1346206_963_15332764_8 |  | AN | 0 | Residential | 14436+6149.71j | 0 | 0 | 0 | 0 | 0 | [24 empty] | 8102502 | no | no |  |  | no |  | 0 | 0 | 0 | 0 | 0 | 0 |  | 1 | 1 | 1 | 0 | 0 | 0
load_220358392 |  | node_1345643_509_15332761_091 |  | AN | 0 | Residential | 8416.8+3585.542j | 0 | 0 | 0 | 0 | 0 | [24 empty] | 8102502 | no | no |  |  | no |  | 0 | 0 | 0 | 0 | 0 | 0 |  | 1 | 1 | 1 | 0 | 0 | 0
load_220358393 |  | node_1345892_559_15333041_788 |  | AN | 0 | Residential | 6624+2821.812j | 0 | 0 | 0 | 0 | 0 | [24 empty] | 8102502 | no | no |  |  | no |  | 0 | 0 | 0 | 0 | 0 | 0 |  | 1 | 1 | 1 | 0 | 0 | 0
load_220358394 |  | node_1344355_941_15332992_698 |  | AN | 0 | Residential | 5155.2+2196.106j | 0 | 0 | 0 | 0 | 0 | [24 empty] | 8102502 | no | no |  |  | no |  | 0 | 0 | 0 | 0 | 0 | 0 |  | 1 | 1 | 1 | 0 | 0 | 0
load_220358395 |  | node_1343438_164_15333088_308 |  | AN | 0 | Residential | 14882.4+6339.876j | 0 | 0 | 0 | 0 | 0 | [24 empty] | 8102502 | no | no |  |  | no |  | 0 | 0 | 0 | 0 | 0 | 0 |  | 1 | 1 | 1 | 0 | 0 | 0
load_220358396 |  | node_1343061_735_15332901_699 |  | AN | 0 | Residential | 1872+797.469j | 0 | 0 | 0 | 0 | 0 | [24 empty] | 8102502 | no | no |  |  | no |  | 0 | 0 | 0 | 0 | 0 | 0 |  | 1 | 1 | 1 | 0 | 0 | 0
load_220358397 |  | node_1342787_582_15332823_147 |  | AN | 0 | Residential | 5464.8+2327.995j | 0 | 0 | 0 | 0 | 0 | [24 empty] | 8102502 | no | no |  |  | no |  | 0 | 0 | 0 | 0 | 0 | 0 |  | 1 | 1 | 1 | 0 | 0 | 0
load_220358398 |  | node_1341576_035_15333602_455 |  | AN | 0 | Other | 0 | 0 | 0 | 0 | 0 | 0 | [24 empty] | 8102502 | no | no |  |  | no |  | 0 | 0 | 0 | 0 | 0 | 0 |  | 1 | 1 | 1 | 0 | 0 | 0
load_220358399 |  | node_1340295_826_15333631_924 |  | AN | 0 | Residential | 6127.2+2610.176j | 0 | 0 | 0 | 0 | 0 | [24 empty] | 8102502 | no | no |  |  | no |  | 0 | 0 | 0 | 0 | 0 | 0 |  | 1 | 1 | 1 | 0 | 0 | 0
load_220358400 |  | node_1340280_536_15334025_367 |  | AN | 0 | NonResidential | 0 | 0 | 0 | 0 | 0 | 0 | [24 empty] | 8102502 | no | no |  |  | no |  | 0 | 0 | 0 | 0 | 0 | 0 |  | 1 | 1 | 1 | 0 | 0 | 0
load_220358402 |  | node_1339131_792_15332142_048 |  | AN | 0 | Residential | 10965.6+4671.326j | 0 | 0 | 0 | 0 | 0 | [24 empty] | 8102502 | no | no |  |  | no |  | 0 | 0 | 0 | 0 | 0 | 0 |  | 1 | 1 | 1 | 0 | 0 | 0
load_220358403 |  | node_1338880_805_15331765_829 |  | AN | 0 | Residential | 6357.6+2708.326j | 0 | 0 | 0 | 0 | 0 | [24 empty] | 8102502 | no | no |  |  | no |  | 0 | 0 | 0 | 0 | 0 | 0 |  | 1 | 1 | 1 | 0 | 0 | 0
load_220358404 |  | node_1338164_709_15331692_03 |  | AN | 0 | Residential | 3607.2+1536.661j | 0 | 0 | 0 | 0 | 0 | [24 empty] | 8102502 | no | no |  |  | no |  | 0 | 0 | 0 | 0 | 0 | 0 |  | 1 | 1 | 1 | 0 | 0 | 0
load_220358405 |  | node_1337828_612_15331601_208 |  | AN | 0 | Residential | 35272.8+15026.15j | 0 | 0 | 0 | 0 | 0 | [24 empty] | 8102502 | no | no |  |  | no |  | 0 | 0 | 0 | 0 | 0 | 0 |  | 1 | 1 | 1 | 0 | 0 | 0
load_220358407 |  | node_1337081_878_15331620_259 |  | AN | 0 | Residential | 9792+4171.375j | 0 | 0 | 0 | 0 | 0 | [24 empty] | 8102502 | no | no |  |  | no |  | 0 | 0 | 0 | 0 | 0 | 0 |  | 1 | 1 | 1 | 0 | 0 | 0
load_220358408 |  | node_1336767_972_15331580_578 |  | AN | 0 | Residential | 8222.4+3502.728j | 0 | 0 | 0 | 0 | 0 | [24 empty] | 8102502 | no | no |  |  | no |  | 0 | 0 | 0 | 0 | 0 | 0 |  | 1 | 1 | 1 | 0 | 0 | 0
load_220358456 |  | node_1344857_594_15336502_026 |  | AN | 0 | Residential | 40399.2+17209.987j | 0 | 0 | 0 | 0 | 0 | [24 empty] | 8102502 | no | no |  |  | no |  | 0 | 0 | 0 | 0 | 0 | 0 |  | 1 | 1 | 1 | 0 | 0 | 0
load_220358457 |  | node_1345142_129_15336518_576 |  | AN | 0 | Residential | 15364.8+6545.377j | 0 | 0 | 0 | 0 | 0 | [24 empty] | 8102502 | no | no |  |  | no |  | 0 | 0 | 0 | 0 | 0 | 0 |  | 1 | 1 | 1 | 0 | 0 | 0
load_220358458 |  | node_1345389_67_15336516_506 |  | AN | 0 | Residential | 4917.6+2094.889j | 0 | 0 | 0 | 0 | 0 | [24 empty] | 8102502 | no | no |  |  | no |  | 0 | 0 | 0 | 0 | 0 | 0 |  | 1 | 1 | 1 | 0 | 0 | 0
load_220358459 |  | node_1345580_809_15336626_123 |  | AN | 0 | Residential | 20757.6+8842.701j | 0 | 0 | 0 | 0 | 0 | [24 empty] | 8102502 | no | no |  |  | no |  | 0 | 0 | 0 | 0 | 0 | 0 |  | 1 | 1 | 1 | 0 | 0 | 0
load_220358460 |  | node_1346008_817_15336648_553 |  | AN | 0 | Residential | 46519.2+19817.096j | 0 | 0 | 0 | 0 | 0 | [24 empty] | 8102502 | no | no |  |  | no |  | 0 | 0 | 0 | 0 | 0 | 0 |  | 1 | 1 | 1 | 0 | 0 | 0
load_220358461 |  | node_1346332_613_15336660_377 |  | AN | 0 | Residential | 31752+13526.295j | 0 | 0 | 0 | 0 | 0 | [24 empty] | 8102502 | no | no |  |  | no |  | 0 | 0 | 0 | 0 | 0 | 0 |  | 1 | 1 | 1 | 0 | 0 | 0
load_220358462 |  | node_1346805_341_15336673_775 |  | AN | 0 | Residential | 10828.8+4613.049j | 0 | 0 | 0 | 0 | 0 | [24 empty] | 8102502 | no | no |  |  | no |  | 0 | 0 | 0 | 0 | 0 | 0 |  | 1 | 1 | 1 | 0 | 0 | 0
load_220358463 |  | node_1347204_533_15336558_26 |  | AN | 0 | Residential | 21031.2+8959.254j | 0 | 0 | 0 | 0 | 0 | [24 empty] | 8102502 | no | no |  |  | no |  | 0 | 0 | 0 | 0 | 0 | 0 |  | 1 | 1 | 1 | 0 | 0 | 0
load_220358464 |  | node_1347582_255_15336523_434 |  | AN | 0 | Residential | 5767.2+2456.817j | 0 | 0 | 0 | 0 | 0 | [24 empty] | 8102502 | no | no |  |  | no |  | 0 | 0 | 0 | 0 | 0 | 0 |  | 1 | 1 | 1 | 0 | 0 | 0
load_220358465 |  | node_1347554_546_15337025_819 |  | AN | 0 | Residential | 15508.8+6606.721j | 0 | 0 | 0 | 0 | 0 | [24 empty] | 8102502 | no | no |  |  | no |  | 0 | 0 | 0 | 0 | 0 | 0 |  | 1 | 1 | 1 | 0 | 0 | 0
load_220358592 |  | node_1336896_344_15339539_484 |  | AN | 0 | Residential | 7149.6+3045.717j | 0 | 0 | 0 | 0 | 0 | [24 empty] | 8102502 | no | no |  |  | no |  | 0 | 0 | 0 | 0 | 0 | 0 |  | 1 | 1 | 1 | 0 | 0 | 0
load_220358593 |  | node_1337216_96_15339485_576 |  | AN | 0 | Residential | 4672.8+1990.604j | 0 | 0 | 0 | 0 | 0 | [24 empty] | 8102502 | no | no |  |  | no |  | 0 | 0 | 0 | 0 | 0 | 0 |  | 1 | 1 | 1 | 0 | 0 | 0
load_220358595 |  | node_1340541_463_15338155_832 |  | AN | 0 | Residential | 16596+7069.866j | 0 | 0 | 0 | 0 | 0 | [24 empty] | 8102502 | no | no |  |  | no |  | 0 | 0 | 0 | 0 | 0 | 0 |  | 1 | 1 | 1 | 0 | 0 | 0
load_220358596 |  | node_1341276_484_15338136_176 |  | AN | 0 | Residential | 1231.2+524.489j | 0 | 0 | 0 | 0 | 0 | [24 empty] | 8102502 | no | no |  |  | no |  | 0 | 0 | 0 | 0 | 0 | 0 |  | 1 | 1 | 1 | 0 | 0 | 0
load_220358598 |  | node_1342319_957_15338034_507 |  | AN | 0 | Residential | 11858.4+5051.657j | 0 | 0 | 0 | 0 | 0 | [24 empty] | 8102502 | no | no |  |  | no |  | 0 | 0 | 0 | 0 | 0 | 0 |  | 1 | 1 | 1 | 0 | 0 | 0
load_220358599 |  | node_1342822_89_15338077_215 |  | AN | 0 | Residential | 36482.4+15541.437j | 0 | 0 | 0 | 0 | 0 | [24 empty] | 8102502 | no | no |  |  | no |  | 0 | 0 | 0 | 0 | 0 | 0 |  | 1 | 1 | 1 | 0 | 0 | 0
load_220358600 |  | node_1343609_147_15337462_446 |  | AN | 0 | Residential | 24328.8+10364.025j | 0 | 0 | 0 | 0 | 0 | [24 empty] | 8102502 | no | no |  |  | no |  | 0 | 0 | 0 | 0 | 0 | 0 |  | 1 | 1 | 1 | 0 | 0 | 0
load_220358601 |  | node_1344367_188_15336796_378 |  | AN | 0 | NonResidential | 3729.6+1588.803j | 0 | 0 | 0 | 0 | 0 | [24 empty] | 8102502 | no | no |  |  | no |  | 0 | 0 | 0 | 0 | 0 | 0 |  | 1 | 1 | 1 | 0 | 0 | 0
load_220358602 |  | node_1345003_712_15336083_472 |  | AN | 0 | Residential | 36741.6+15651.856j | 0 | 0 | 0 | 0 | 0 | [24 empty] | 8102502 | no | no |  |  | no |  | 0 | 0 | 0 | 0 | 0 | 0 |  | 1 | 1 | 1 | 0 | 0 | 0
load_220358603 |  | node_1344872_638_15335907_113 |  | AN | 0 | Residential | 5407.2+2303.458j | 0 | 0 | 0 | 0 | 0 | [24 empty] | 8102502 | no | no |  |  | no |  | 0 | 0 | 0 | 0 | 0 | 0 |  | 1 | 1 | 1 | 0 | 0 | 0
load_220358604 |  | node_1344510_782_15335730_606 |  | AN | 0 | Residential | 6184.8+2634.714j | 0 | 0 | 0 | 0 | 0 | [24 empty] | 8102502 | no | no |  |  | no |  | 0 | 0 | 0 | 0 | 0 | 0 |  | 1 | 1 | 1 | 0 | 0 | 0
load_220358605 |  | node_1345216_932_15335646_908 |  | AN | 0 | Residential | 10771.2+4588.512j | 0 | 0 | 0 | 0 | 0 | [24 empty] | 8102502 | no | no |  |  | no |  | 0 | 0 | 0 | 0 | 0 | 0 |  | 1 | 1 | 1 | 0 | 0 | 0
load_220358606 |  | node_1345336_789_15335308_132 |  | AN | 0 | Residential | 3031.2+1291.286j | 0 | 0 | 0 | 0 | 0 | [24 empty] | 8102502 | no | no |  |  | no |  | 0 | 0 | 0 | 0 | 0 | 0 |  | 1 | 1 | 1 | 0 | 0 | 0
load_220358607 |  | node_1345449_09_15334956_752 |  | AN | 0 | Residential | 19684.8+8385.69j | 0 | 0 | 0 | 0 | 0 | [24 empty] | 8102502 | no | no |  |  | no |  | 0 | 0 | 0 | 0 | 0 | 0 |  | 1 | 1 | 1 | 0 | 0 | 0
load_220358608 |  | node_1345605_064_15334896_804 |  | AN | 0 | Residential | 37144.8+15823.619j | 0 | 0 | 0 | 0 | 0 | [24 empty] | 8102502 | no | no |  |  | no |  | 0 | 0 | 0 | 0 | 0 | 0 |  | 1 | 1 | 1 | 0 | 0 | 0
load_220358609 |  | node_1345531_371_15334545_744 |  | AN | 0 | Residential | 10900.8+4643.721j | 0 | 0 | 0 | 0 | 0 | [24 empty] | 8102502 | no | no |  |  | no |  | 0 | 0 | 0 | 0 | 0 | 0 |  | 1 | 1 | 1 | 0 | 0 | 0
load_220358610 |  | node_1345787_843_15334794_332 |  | AN | 0 | Residential | 16711.2+7118.941j | 0 | 0 | 0 | 0 | 0 | [24 empty] | 8102502 | no | no |  |  | no |  | 0 | 0 | 0 | 0 | 0 | 0 |  | 1 | 1 | 1 | 0 | 0 | 0
load_220358611 |  | node_1345761_91_15334290_34 |  | AN | 0 | Residential | 28404+12100.053j | 0 | 0 | 0 | 0 | 0 | [24 empty] | 8102502 | no | no |  |  | no |  | 0 | 0 | 0 | 0 | 0 | 0 |  | 1 | 1 | 1 | 0 | 0 | 0
load_220358612 |  | node_1345608_259_15334046_578 |  | AN | 0 | Residential | 7077.6+3015.045j | 0 | 0 | 0 | 0 | 0 | [24 empty] | 8102502 | no | no |  |  | no |  | 0 | 0 | 0 | 0 | 0 | 0 |  | 1 | 1 | 1 | 0 | 0 | 0
load_220358613 |  | node_1345985_313_15334099_644 |  | AN | 0 | Residential | 9093.6+3873.857j | 0 | 0 | 0 | 0 | 0 | [24 empty] | 8102502 | no | no |  |  | no |  | 0 | 0 | 0 | 0 | 0 | 0 |  | 1 | 1 | 1 | 0 | 0 | 0
load_220358614 |  | node_1345919_897_15333618_853 |  | AN | 0 | Residential | 8841.6+3766.506j | 0 | 0 | 0 | 0 | 0 | [24 empty] | 8102502 | no | no |  |  | no |  | 0 | 0 | 0 | 0 | 0 | 0 |  | 1 | 1 | 1 | 0 | 0 | 0
load_220358615 |  | node_1346029_148_15333265_787 |  | AN | 0 | Residential | 8402.4+3579.407j | 0 | 0 | 0 | 0 | 0 | [24 empty] | 8102502 | no | no |  |  | no |  | 0 | 0 | 0 | 0 | 0 | 0 |  | 1 | 1 | 1 | 0 | 0 | 0
load_220358910 |  | node_1346512_548_15328676_852 |  | AN | 0 | Residential | 33328.8+14198.009j | 0 | 0 | 0 | 0 | 0 | [24 empty] | 8102502 | no | no |  |  | no |  | 0 | 0 | 0 | 0 | 0 | 0 |  | 1 | 1 | 1 | 0 | 0 | 0
load_220358911 |  | node_1346357_567_15328670_719 |  | AN | 0 | Residential | 26222.4+11170.696j | 0 | 0 | 0 | 0 | 0 | [24 empty] | 8102502 | no | no |  |  | no |  | 0 | 0 | 0 | 0 | 0 | 0 |  | 1 | 1 | 1 | 0 | 0 | 0
load_220358912 |  | node_1346075_639_15328646_847 |  | AN | 0 | NonResidential | 7.2+3.067j | 0 | 0 | 0 | 0 | 0 | [24 empty] | 8102502 | no | no |  |  | no |  | 0 | 0 | 0 | 0 | 0 | 0 |  | 1 | 1 | 1 | 0 | 0 | 0
load_220358913 |  | node_1346092_389_15328873_069 |  | AN | 0 | Residential | 32047.2+13652.05j | 0 | 0 | 0 | 0 | 0 | [24 empty] | 8102502 | no | no |  |  | no |  | 0 | 0 | 0 | 0 | 0 | 0 |  | 1 | 1 | 1 | 0 | 0 | 0
load_220358914 |  | node_1346084_991_15329203_142 |  | AN | 0 | Residential | 13449.6+5729.506j | 0 | 0 | 0 | 0 | 0 | [24 empty] | 8102502 | no | no |  |  | no |  | 0 | 0 | 0 | 0 | 0 | 0 |  | 1 | 1 | 1 | 0 | 0 | 0
load_220358915 |  | node_1346103_683_15329473_061 |  | AN | 0 | Residential | 15688.8+6683.401j | 0 | 0 | 0 | 0 | 0 | [24 empty] | 8102502 | no | no |  |  | no |  | 0 | 0 | 0 | 0 | 0 | 0 |  | 1 | 1 | 1 | 0 | 0 | 0
load_220358916 |  | node_1345848_908_15328546_091 |  | AN | 0 | Residential | 8128.8+3462.854j | 0 | 0 | 0 | 0 | 0 | [24 empty] | 8102502 | no | no |  |  | no |  | 0 | 0 | 0 | 0 | 0 | 0 |  | 1 | 1 | 1 | 0 | 0 | 0
load_220358917 |  | node_1345662_95_15328605_134 |  | AN | 0 | Residential | 13298.4+5665.095j | 0 | 0 | 0 | 0 | 0 | [24 empty] | 8102502 | no | no |  |  | no |  | 0 | 0 | 0 | 0 | 0 | 0 |  | 1 | 1 | 1 | 0 | 0 | 0
load_220358952 |  | node_1341202_077_15333733_853 |  | AN | 0 | Residential | 979.2+417.137j | 0 | 0 | 0 | 0 | 0 | [24 empty] | 8102502 | no | no |  |  | no |  | 0 | 0 | 0 | 0 | 0 | 0 |  | 1 | 1 | 1 | 0 | 0 | 0
load_220358953 |  | node_1340854_07_15333920_583 |  | AN | 0 | Residential | 1051.2+447.809j | 0 | 0 | 0 | 0 | 0 | [24 empty] | 8102502 | no | no |  |  | no |  | 0 | 0 | 0 | 0 | 0 | 0 |  | 1 | 1 | 1 | 0 | 0 | 0
load_220358954 |  | node_1340630_467_15334120_39 |  | AN | 0 | Residential | 5673.6+2416.943j | 0 | 0 | 0 | 0 | 0 | [24 empty] | 8102502 | no | no |  |  | no |  | 0 | 0 | 0 | 0 | 0 | 0 |  | 1 | 1 | 1 | 0 | 0 | 0
load_220358955 |  | node_1340422_589_15334122_17 |  | AN | 0 | Residential | 7675.2+3269.622j | 0 | 0 | 0 | 0 | 0 | [24 empty] | 8102502 | no | no |  |  | no |  | 0 | 0 | 0 | 0 | 0 | 0 |  | 1 | 1 | 1 | 0 | 0 | 0
load_220358956 |  | node_1340390_437_15334714_884 |  | AN | 0 | Residential | 5594.4+2383.204j | 0 | 0 | 0 | 0 | 0 | [24 empty] | 8102502 | no | no |  |  | no |  | 0 | 0 | 0 | 0 | 0 | 0 |  | 1 | 1 | 1 | 0 | 0 | 0
load_220432060 |  | node_1352260_274_15327330_552 |  | ABCN | 0 | NonResidential | 333.333+141.999j | 333.333+141.999j | 333.333+141.999j | 0 | 0 | 0 | [24 empty] | 8102502 | no | no |  |  | no |  | 0 | 0 | 0 | 0 | 0 | 0 |  | 1 | 1 | 1 | 0 | 0 | 0
load_220432089 |  | node_1345896_92_15328745_577 |  | AN | 0 | Residential | 24300+10351.757j | 0 | 0 | 0 | 0 | 0 | [24 empty] | 8102502 | no | no |  |  | no |  | 0 | 0 | 0 | 0 | 0 | 0 |  | 1 | 1 | 1 | 0 | 0 | 0
load_220432210 |  | node_1344290_801_15336170_26 |  | AN | 0 | Residential | 302.4+128.822j | 0 | 0 | 0 | 0 | 0 | [24 empty] | 8102502 | no | no |  |  | no |  | 0 | 0 | 0 | 0 | 0 | 0 |  | 1 | 1 | 1 | 0 | 0 | 0
load_220432236 |  | node_1344404_167_15329548_493 |  | AN | 0 | Residential | 4881.6+2079.553j | 0 | 0 | 0 | 0 | 0 | [24 empty] | 8102502 | no | no |  |  | no |  | 0 | 0 | 0 | 0 | 0 | 0 |  | 1 | 1 | 1 | 0 | 0 | 0
load_220432635 |  | node_1342115_991_15339705_104 |  | AN | 0 | Residential | 1015.2+432.473j | 0 | 0 | 0 | 0 | 0 | [24 empty] | 8102502 | no | no |  |  | no |  | 0 | 0 | 0 | 0 | 0 | 0 |  | 1 | 1 | 1 | 0 | 0 | 0
load_220435496 |  | node_1353105_234_15327895_983 |  | AN | 0 | NonResidential | 33000+14057.941j | 0 | 0 | 0 | 0 | 0 | [24 empty] | 8102502 | no | no |  |  | no |  | 0 | 0 | 0 | 0 | 0 | 0 |  | 1 | 1 | 1 | 0 | 0 | 0
load_220522687 |  | node_1345862_696_15336644_316 |  | AN | 0 | Residential | 7905.6+3367.771j | 0 | 0 | 0 | 0 | 0 | [24 empty] | 8102502 | no | no |  |  | no |  | 0 | 0 | 0 | 0 | 0 | 0 |  | 1 | 1 | 1 | 0 | 0 | 0
load_220527452 |  | node_1338378_35_15332116_672 |  | AN | 0 | Residential | 8539.2+3637.684j | 0 | 0 | 0 | 0 | 0 | [24 empty] | 8102502 | no | no |  |  | no |  | 0 | 0 | 0 | 0 | 0 | 0 |  | 1 | 1 | 1 | 0 | 0 | 0
load_220528258 |  | node_1348972_503_15330323_031 |  | AN | 0 | Residential | 4464+1901.656j | 0 | 0 | 0 | 0 | 0 | [24 empty] | 8102502 | no | no |  |  | no |  | 0 | 0 | 0 | 0 | 0 | 0 |  | 1 | 1 | 1 | 0 | 0 | 0
load_220532439 |  | node_1344874_361_15329104_002 |  | AN | 0 | Residential | 4795.2+2042.747j | 0 | 0 | 0 | 0 | 0 | [24 empty] | 8102502 | no | no |  |  | no |  | 0 | 0 | 0 | 0 | 0 | 0 |  | 1 | 1 | 1 | 0 | 0 | 0
load_220538620 |  | node_1348715_047_15330857_292 |  | AN | 0 | Residential | 8899.2+3791.043j | 0 | 0 | 0 | 0 | 0 | [24 empty] | 8102502 | no | no |  |  | no |  | 0 | 0 | 0 | 0 | 0 | 0 |  | 1 | 1 | 1 | 0 | 0 | 0
load_220543163 |  | node_1338220_5_15339305_137 |  | AN | 0 | Residential | 5047.2+2150.098j | 0 | 0 | 0 | 0 | 0 | [24 empty] | 8102502 | no | no |  |  | no |  | 0 | 0 | 0 | 0 | 0 | 0 |  | 1 | 1 | 1 | 0 | 0 | 0
load_220600601 |  | node_1347682_187_15331156_616 |  | AN | 0 | Residential | 11131.2+4741.871j | 0 | 0 | 0 | 0 | 0 | [24 empty] | 8102502 | no | no |  |  | no |  | 0 | 0 | 0 | 0 | 0 | 0 |  | 1 | 1 | 1 | 0 | 0 | 0
load_220616687 |  | node_1342024_328_15329671_712 |  | AN | 0 | Residential | 13982.4+5956.477j | 0 | 0 | 0 | 0 | 0 | [24 empty] | 8102502 | no | no |  |  | no |  | 0 | 0 | 0 | 0 | 0 | 0 |  | 1 | 1 | 1 | 0 | 0 | 0
load_220625431 |  | node_1337566_56_15331634_234 |  | AN | 0 | Residential | 12938.4+5511.735j | 0 | 0 | 0 | 0 | 0 | [24 empty] | 8102502 | no | no |  |  | no |  | 0 | 0 | 0 | 0 | 0 | 0 |  | 1 | 1 | 1 | 0 | 0 | 0
load_220633094 |  | node_1339634_402_15332734_724 |  | AN | 0 | Residential | 4680+1993.672j | 0 | 0 | 0 | 0 | 0 | [24 empty] | 8102502 | no | no |  |  | no |  | 0 | 0 | 0 | 0 | 0 | 0 |  | 1 | 1 | 1 | 0 | 0 | 0
load_220647668 |  | node_1339014_001_15338279_541 |  | AN | 0 | Residential | 8589.6+3659.154j | 0 | 0 | 0 | 0 | 0 | [24 empty] | 8102502 | no | no |  |  | no |  | 0 | 0 | 0 | 0 | 0 | 0 |  | 1 | 1 | 1 | 0 | 0 | 0
load_220647671 |  | node_1338545_136_15338568_57 |  | AN | 0 | Residential | 7689.6+3275.756j | 0 | 0 | 0 | 0 | 0 | [24 empty] | 8102502 | no | no |  |  | no |  | 0 | 0 | 0 | 0 | 0 | 0 |  | 1 | 1 | 1 | 0 | 0 | 0
load_220647677 |  | node_1340214_587_15337968_71 |  | AN | 0 | Residential | 6249.6+2662.318j | 0 | 0 | 0 | 0 | 0 | [24 empty] | 8102502 | no | no |  |  | no |  | 0 | 0 | 0 | 0 | 0 | 0 |  | 1 | 1 | 1 | 0 | 0 | 0
load_220647680 |  | node_1338725_203_15338303_143 |  | AN | 0 | Residential | 8856+3772.64j | 0 | 0 | 0 | 0 | 0 | [24 empty] | 8102502 | no | no |  |  | no |  | 0 | 0 | 0 | 0 | 0 | 0 |  | 1 | 1 | 1 | 0 | 0 | 0
load_220647687 |  | node_1339810_002_15338156_653 |  | AN | 0 | Residential | 2548.8+1085.784j | 0 | 0 | 0 | 0 | 0 | [24 empty] | 8102502 | no | no |  |  | no |  | 0 | 0 | 0 | 0 | 0 | 0 |  | 1 | 1 | 1 | 0 | 0 | 0
load_220647765 |  | node_1338461_399_15338195_681 |  | AN | 0 | NonResidential | 9007.2+3837.051j | 0 | 0 | 0 | 0 | 0 | [24 empty] | 8102502 | no | no |  |  | no |  | 0 | 0 | 0 | 0 | 0 | 0 |  | 1 | 1 | 1 | 0 | 0 | 0
load_220647904 |  | node_1339343_016_15338303_04 |  | AN | 0 | Residential | 25214.4+10741.289j | 0 | 0 | 0 | 0 | 0 | [24 empty] | 8102502 | no | no |  |  | no |  | 0 | 0 | 0 | 0 | 0 | 0 |  | 1 | 1 | 1 | 0 | 0 | 0
load_220649259 |  | node_1350330_096_15328378_953 |  | AN | 0 | Residential | 19735.2+8407.16j | 0 | 0 | 0 | 0 | 0 | [24 empty] | 8102502 | no | no |  |  | no |  | 0 | 0 | 0 | 0 | 0 | 0 |  | 1 | 1 | 1 | 0 | 0 | 0
load_220649264 |  | node_1350069_488_15328798_298 |  | AN | 0 | NonResidential | 10130.4+4315.532j | 0 | 0 | 0 | 0 | 0 | [24 empty] | 8102502 | no | no |  |  | no |  | 0 | 0 | 0 | 0 | 0 | 0 |  | 1 | 1 | 1 | 0 | 0 | 0
load_310061065 |  | node_1342521_76_15338158_104 |  | AN | 0 | Residential | 5299.2+2257.45j | 0 | 0 | 0 | 0 | 0 | [24 empty] | 8102502 | no | no |  |  | no |  | 0 | 0 | 0 | 0 | 0 | 0 |  | 1 | 1 | 1 | 0 | 0 | 0
load_310061368 |  | node_1352698_811_15327870_071 |  | AN | 0 | Residential | 113011.2+48142.57j | 0 | 0 | 0 | 0 | 0 | [24 empty] | 8102502 | no | no |  |  | no |  | 0 | 0 | 0 | 0 | 0 | 0 |  | 1 | 1 | 1 | 0 | 0 | 0
load_311901308 |  | node_1340323_824_15333342_863 |  | AN | 0 | Residential | 4744.8+2021.276j | 0 | 0 | 0 | 0 | 0 | [24 empty] | 8102502 | no | no |  |  | no |  | 0 | 0 | 0 | 0 | 0 | 0 |  | 1 | 1 | 1 | 0 | 0 | 0
load_311922009 |  | node_1351407_338_15328489_654 |  | AN | 0 | Residential | 1094.4+466.212j | 0 | 0 | 0 | 0 | 0 | [24 empty] | 8102502 | no | no |  |  | no |  | 0 | 0 | 0 | 0 | 0 | 0 |  | 1 | 1 | 1 | 0 | 0 | 0
load_312024035 |  | node_1350762_755_15331623_938 |  | AN | 0 | Residential | 7459.2+3177.606j | 0 | 0 | 0 | 0 | 0 | [24 empty] | 8102502 | no | no |  |  | no |  | 0 | 0 | 0 | 0 | 0 | 0 |  | 1 | 1 | 1 | 0 | 0 | 0
load_312071765 |  | node_1342560_306_15333022_803 |  | AN | 0 | Residential | 7308+3113.195j | 0 | 0 | 0 | 0 | 0 | [24 empty] | 8102502 | no | no |  |  | no |  | 0 | 0 | 0 | 0 | 0 | 0 |  | 1 | 1 | 1 | 0 | 0 | 0

## node
data_type | static
owner_type | feeder
owner | 8102502
object | node
name | groupid | parent | bustype | phases | nominal_voltage | dcircuit | selected | monitored | monitored_fields | class_monitored_fields | played | played_fields | subsystem | x | y | comments | dist_to_slack
node_1336767_972_15331580_578 |  |  | PQ | AN | 2771.281 | 8102502 | no | no |  |  | no |  |  | 1336767.972 | 15331580.578 |  | -1
node_1336896_344_15339539_484 |  |  | PQ | AN | 2771.281 | 8102502 | no | no |  |  | no |  |  | 1336896.344 | 15339539.484 |  | -1
node_1337081_878_15331620_259 |  |  | PQ | AN | 2771.281 | 8102502 | no | no |  |  | no |  |  | 1337081.878 | 15331620.259 |  | -1
node_1337216_96_15339485_576 |  |  | PQ | AN | 2771.281 | 8102502 | no | no |  |  | no |  |  | 1337216.96 | 15339485.576 |  | -1
node_1337566_56_15331634_234 |  |  | PQ | AN | 2771.281 | 8102502 | no | no |  |  | no |  |  | 1337566.56 | 15331634.234 |  | -1
node_1337828_612_15331601_208 |  |  | PQ | AN | 2771.281 | 8102502 | no | no |  |  | no |  |  | 1337828.612 | 15331601.208 |  | -1
node_1338164_709_15331692_03 |  |  | PQ | AN | 2771.281 | 8102502 | no | no |  |  | no |  |  | 1338164.709 | 15331692.03 |  | -1
node_1338220_5_15339305_137 |  |  | PQ | AN | 2771.281 | 8102502 | no | no |  |  | no |  |  | 1338220.5 | 15339305.137 |  | -1
node_1338378_35_15332116_672 |  |  | PQ | AN | 2771.281 | 8102502 | no | no |  |  | no |  |  | 1338378.35 | 15332116.672 |  | -1
node_1338402_794_15338902_687 |  |  | PQ | AD | 2771.281 | 8102502 | no | no |  |  | no |  |  | 1338402.794 | 15338902.687 |  | -1
node_1338461_399_15338195_681 |  |  | PQ | AN | 2771.281 | 8102502 | no | no |  |  | no |  |  | 1338461.399 | 15338195.681 |  | -1
node_1338472_965_15331685_667 |  |  | PQ | AD | 2771.281 | 8102502 | no | no |  |  | no |  |  | 1338472.965 | 15331685.667 |  | -1
node_1338545_136_15338568_57 |  |  | PQ | AN | 2771.281 | 8102502 | no | no |  |  | no |  |  | 1338545.136 | 15338568.57 |  | -1
node_1338725_203_15338303_143 |  |  | PQ | AN | 2771.281 | 8102502 | no | no |  |  | no |  |  | 1338725.203 | 15338303.143 |  | -1
node_1338880_805_15331765_829 |  |  | PQ | AN | 2771.281 | 8102502 | no | no |  |  | no |  |  | 1338880.805 | 15331765.829 |  | -1
node_1339014_001_15338279_541 |  |  | PQ | AN | 2771.281 | 8102502 | no | no |  |  | no |  |  | 1339014.001 | 15338279.541 |  | -1
node_1339131_792_15332142_048 |  |  | PQ | AN | 2771.281 | 8102502 | no | no |  |  | no |  |  | 1339131.792 | 15332142.048 |  | -1
node_1339343_016_15338303_04 |  |  | PQ | AN | 2771.281 | 8102502 | no | no |  |  | no |  |  | 1339343.016 | 15338303.04 |  | -1
node_1339634_402_15332734_724 |  |  | PQ | AN | 2771.281 | 8102502 | no | no |  |  | no |  |  | 1339634.402 | 15332734.724 |  | -1
node_1339810_002_15338156_653 |  |  | PQ | AN | 2771.281 | 8102502 | no | no |  |  | no |  |  | 1339810.002 | 15338156.653 |  | -1
node_1340214_587_15337968_71 |  |  | PQ | AN | 2771.281 | 8102502 | no | no |  |  | no |  |  | 1340214.587 | 15337968.71 |  | -1
node_1340280_536_15334025_367 |  |  | PQ | AN | 2771.281 | 8102502 | no | no |  |  | no |  |  | 1340280.536 | 15334025.367 |  | -1
node_1340295_826_15333631_924 |  |  | PQ | AN | 2771.281 | 8102502 | no | no |  |  | no |  |  | 1340295.826 | 15333631.924 |  | -1
node_1340323_824_15333342_863 |  |  | PQ | AN | 2771.281 | 8102502 | no | no |  |  | no |  |  | 1340323.824 | 15333342.863 |  | -1
node_1340390_437_15334714_884 |  |  | PQ | AN | 2771.281 | 8102502 | no | no |  |  | no |  |  | 1340390.437 | 15334714.884 |  | -1
node_1340422_589_15334122_17 |  |  | PQ | AN | 2771.281 | 8102502 | no | no |  |  | no |  |  | 1340422.589 | 15334122.17 |  | -1
node_1340541_463_15338155_832 |  |  | PQ | AN | 2771.281 | 8102502 | no | no |  |  | no |  |  | 1340541.463 | 15338155.832 |  | -1
node_1340630_467_15334120_39 |  |  | PQ | AN | 2771.281 | 8102502 | no | no |  |  | no |  |  | 1340630.467 | 15334120.39 |  | -1
node_1340854_07_15333920_583 |  |  | PQ | AN | 2771.281 | 8102502 | no | no |  |  | no |  |  | 1340854.07 | 15333920.583 |  | -1
node_1340998_482_15329267_95 |  |  | PQ | AN | 2771.281 | 8102502 | no | no |  |  | no |  |  | 1340998.482 | 15329267.95 |  | -1
node_1341202_077_15333733_853 |  |  | PQ | AN | 2771.281 | 8102502 | no | no |  |  | no |  |  | 1341202.077 | 15333733.853 |  | -1
node_1341276_484_15338136_176 |  |  | PQ | AN | 2771.281 | 8102502 | no | no |  |  | no |  |  | 1341276.484 | 15338136.176 |  | -1
node_1341576_035_15333602_455 |  |  | PQ | AN | 2771.281 | 8102502 | no | no |  |  | no |  |  | 1341576.035 | 15333602.455 |  | -1
node_1341750_086_15329570_012 |  |  | PQ | AN | 2771.281 | 8102502 | no | no |  |  | no |  |  | 1341750.086 | 15329570.012 |  | -1
node_1342024_328_15329671_712 |  |  | PQ | AN | 2771.281 | 8102502 | no | no |  |  | no |  |  | 1342024.328 | 15329671.712 |  | -1
node_1342115_991_15339705_104 |  |  | PQ | AN | 2771.281 | 8102502 | no | no |  |  | no |  |  | 1342115.991 | 15339705.104 |  | -1
node_1342319_957_15338034_507 |  |  | PQ | AN | 2771.281 | 8102502 | no | no |  |  | no |  |  | 1342319.957 | 15338034.507 |  | -1
node_1342521_76_15338158_104 |  |  | PQ | AN | 2771.281 | 8102502 | no | no |  |  | no |  |  | 1342521.76 | 15338158.104 |  | -1
node_1342616_986_15329883_315 |  |  | PQ | AN | 2771.281 | 8102502 | no | no |  |  | no |  |  | 1342616.986 | 15329883.315 |  | -1
node_1342787_582_15332823_147 |  |  | PQ | AN | 2771.281 | 8102502 | no | no |  |  | no |  |  | 1342787.582 | 15332823.147 |  | -1
node_1342822_89_15338077_215 |  |  | PQ | AN | 2771.281 | 8102502 | no | no |  |  | no |  |  | 1342822.89 | 15338077.215 |  | -1
node_1343061_735_15332901_699 |  |  | PQ | AN | 2771.281 | 8102502 | no | no |  |  | no |  |  | 1343061.735 | 15332901.699 |  | -1
node_1343259_092_15329518_639 |  |  | PQ | AN | 2771.281 | 8102502 | no | no |  |  | no |  |  | 1343259.092 | 15329518.639 |  | -1
node_1343309_797_15329432_832 |  |  | PQ | AD | 2771.281 | 8102502 | no | no |  |  | no |  |  | 1343309.797 | 15329432.832 |  | -1
node_1343438_164_15333088_308 |  |  | PQ | AN | 2771.281 | 8102502 | no | no |  |  | no |  |  | 1343438.164 | 15333088.308 |  | -1
node_1343609_147_15337462_446 |  |  | PQ | AN | 2771.281 | 8102502 | no | no |  |  | no |  |  | 1343609.147 | 15337462.446 |  | -1
node_1344152_061_15328951_517 |  |  | PQ | AN | 2771.281 | 8102502 | no | no |  |  | no |  |  | 1344152.061 | 15328951.517 |  | -1
node_1344158_041_15328679_35 |  |  | PQ | AN | 2771.281 | 8102502 | no | no |  |  | no |  |  | 1344158.041 | 15328679.35 |  | -1
node_1344290_801_15336170_26 |  |  | PQ | AN | 2771.281 | 8102502 | no | no |  |  | no |  |  | 1344290.801 | 15336170.26 |  | -1
node_1344352_979_15328487_025 |  |  | PQ | AN | 2771.281 | 8102502 | no | no |  |  | no |  |  | 1344352.979 | 15328487.025 |  | -1
node_1344355_941_15332992_698 |  |  | PQ | AN | 2771.281 | 8102502 | no | no |  |  | no |  |  | 1344355.941 | 15332992.698 |  | -1
node_1344367_188_15336796_378 |  |  | PQ | AN | 2771.281 | 8102502 | no | no |  |  | no |  |  | 1344367.188 | 15336796.378 |  | -1
node_1344404_167_15329548_493 |  |  | PQ | AN | 2771.281 | 8102502 | no | no |  |  | no |  |  | 1344404.167 | 15329548.493 |  | -1
node_1344510_782_15335730_606 |  |  | PQ | AN | 2771.281 | 8102502 | no | no |  |  | no |  |  | 1344510.782 | 15335730.606 |  | -1
node_1344556_626_15328498_433 |  |  | PQ | AN | 2771.281 | 8102502 | no | no |  |  | no |  |  | 1344556.626 | 15328498.433 |  | -1
node_1344857_594_15336502_026 |  |  | PQ | AN | 2771.281 | 8102502 | no | no |  |  | no |  |  | 1344857.594 | 15336502.026 |  | -1
node_1344872_638_15335907_113 |  |  | PQ | AN | 2771.281 | 8102502 | no | no |  |  | no |  |  | 1344872.638 | 15335907.113 |  | -1
node_1344874_361_15329104_002 |  |  | PQ | AN | 2771.281 | 8102502 | no | no |  |  | no |  |  | 1344874.361 | 15329104.002 |  | -1
node_1345003_712_15336083_472 |  |  | PQ | AN | 2771.281 | 8102502 | no | no |  |  | no |  |  | 1345003.712 | 15336083.472 |  | -1
node_1345124_354_15328515_247 |  |  | PQ | AN | 2771.281 | 8102502 | no | no |  |  | no |  |  | 1345124.354 | 15328515.247 |  | -1
node_1345142_129_15336518_576 |  |  | PQ | AN | 2771.281 | 8102502 | no | no |  |  | no |  |  | 1345142.129 | 15336518.576 |  | -1
node_1345216_932_15335646_908 |  |  | PQ | AN | 2771.281 | 8102502 | no | no |  |  | no |  |  | 1345216.932 | 15335646.908 |  | -1
node_1345336_789_15335308_132 |  |  | PQ | AN | 2771.281 | 8102502 | no | no |  |  | no |  |  | 1345336.789 | 15335308.132 |  | -1
node_1345389_67_15336516_506 |  |  | PQ | AN | 2771.281 | 8102502 | no | no |  |  | no |  |  | 1345389.67 | 15336516.506 |  | -1
node_1345428_91_15328531_505 |  |  | PQ | AN | 2771.281 | 8102502 | no | no |  |  | no |  |  | 1345428.91 | 15328531.505 |  | -1
node_1345449_09_15334956_752 |  |  | PQ | AN | 2771.281 | 8102502 | no | no |  |  | no |  |  | 1345449.09 | 15334956.752 |  | -1
node_1345531_371_15334545_744 |  |  | PQ | AN | 2771.281 | 8102502 | no | no |  |  | no |  |  | 1345531.371 | 15334545.744 |  | -1
node_1345580_809_15336626_123 |  |  | PQ | AN | 2771.281 | 8102502 | no | no |  |  | no |  |  | 1345580.809 | 15336626.123 |  | -1
node_1345605_064_15334896_804 |  |  | PQ | AN | 2771.281 | 8102502 | no | no |  |  | no |  |  | 1345605.064 | 15334896.804 |  | -1
node_1345608_259_15334046_578 |  |  | PQ | AN | 2771.281 | 8102502 | no | no |  |  | no |  |  | 1345608.259 | 15334046.578 |  | -1
node_1345643_509_15332761_091 |  |  | PQ | AN | 2771.281 | 8102502 | no | no |  |  | no |  |  | 1345643.509 | 15332761.091 |  | -1
node_1345662_95_15328605_134 |  |  | PQ | AN | 2771.281 | 8102502 | no | no |  |  | no |  |  | 1345662.95 | 15328605.134 |  | -1
node_1345671_182_15328343_489 |  |  | PQ | AN | 2771.281 | 8102502 | no | no |  |  | no |  |  | 1345671.182 | 15328343.489 |  | -1
node_1345761_91_15334290_34 |  |  | PQ | AN | 2771.281 | 8102502 | no | no |  |  | no |  |  | 1345761.91 | 15334290.34 |  | -1
node_1345787_843_15334794_332 |  |  | PQ | AN | 2771.281 | 8102502 | no | no |  |  | no |  |  | 1345787.843 | 15334794.332 |  | -1
node_1345848_908_15328546_091 |  |  | PQ | AN | 2771.281 | 8102502 | no | no |  |  | no |  |  | 1345848.908 | 15328546.091 |  | -1
node_1345862_696_15336644_316 |  |  | PQ | AN | 2771.281 | 8102502 | no | no |  |  | no |  |  | 1345862.696 | 15336644.316 |  | -1
node_1345892_559_15333041_788 |  |  | PQ | AN | 2771.281 | 8102502 | no | no |  |  | no |  |  | 1345892.559 | 15333041.788 |  | -1
node_1345896_92_15328745_577 |  |  | PQ | AN | 2771.281 | 8102502 | no | no |  |  | no |  |  | 1345896.92 | 15328745.577 |  | -1
node_1345919_897_15333618_853 |  |  | PQ | AN | 2771.281 | 8102502 | no | no |  |  | no |  |  | 1345919.897 | 15333618.853 |  | -1
node_1345985_313_15334099_644 |  |  | PQ | AN | 2771.281 | 8102502 | no | no |  |  | no |  |  | 1345985.313 | 15334099.644 |  | -1
node_1346008_817_15336648_553 |  |  | PQ | AN | 2771.281 | 8102502 | no | no |  |  | no |  |  | 1346008.817 | 15336648.553 |  | -1
node_1346029_148_15333265_787 |  |  | PQ | AN | 2771.281 | 8102502 | no | no |  |  | no |  |  | 1346029.148 | 15333265.787 |  | -1
node_1346075_639_15328646_847 |  |  | PQ | AN | 2771.281 | 8102502 | no | no |  |  | no |  |  | 1346075.639 | 15328646.847 |  | -1
node_1346084_991_15329203_142 |  |  | PQ | AN | 2771.281 | 8102502 | no | no |  |  | no |  |  | 1346084.991 | 15329203.142 |  | -1
node_1346092_389_15328873_069 |  |  | PQ | AN | 2771.281 | 8102502 | no | no |  |  | no |  |  | 1346092.389 | 15328873.069 |  | -1
node_1346103_683_15329473_061 |  |  | PQ | AN | 2771.281 | 8102502 | no | no |  |  | no |  |  | 1346103.683 | 15329473.061 |  | -1
node_1346206_963_15332764_8 |  |  | PQ | AN | 2771.281 | 8102502 | no | no |  |  | no |  |  | 1346206.963 | 15332764.8 |  | -1
node_1346332_613_15336660_377 |  |  | PQ | AN | 2771.281 | 8102502 | no | no |  |  | no |  |  | 1346332.613 | 15336660.377 |  | -1
node_1346357_567_15328670_719 |  |  | PQ | AN | 2771.281 | 8102502 | no | no |  |  | no |  |  | 1346357.567 | 15328670.719 |  | -1
node_1346405_819_15332598_612 |  |  | PQ | AN | 2771.281 | 8102502 | no | no |  |  | no |  |  | 1346405.819 | 15332598.612 |  | -1
node_1346478_613_15332270_467 |  |  | PQ | AN | 2771.281 | 8102502 | no | no |  |  | no |  |  | 1346478.613 | 15332270.467 |  | -1
node_1346512_548_15328676_852 |  |  | PQ | AN | 2771.281 | 8102502 | no | no |  |  | no |  |  | 1346512.548 | 15328676.852 |  | -1
node_1346765_124_15328686_38 |  |  | PQ | AN | 2771.281 | 8102502 | no | no |  |  | no |  |  | 1346765.124 | 15328686.38 |  | -1
node_1346805_341_15336673_775 |  |  | PQ | AN | 2771.281 | 8102502 | no | no |  |  | no |  |  | 1346805.341 | 15336673.775 |  | -1
node_1346813_042_15332252_963 |  |  | PQ | AN | 2771.281 | 8102502 | no | no |  |  | no |  |  | 1346813.042 | 15332252.963 |  | -1
node_1346910_34_15329228_536 |  |  | PQ | AN | 2771.281 | 8102502 | no | no |  |  | no |  |  | 1346910.34 | 15329228.536 |  | -1
node_1347064_949_15328754_722 |  |  | PQ | AN | 2771.281 | 8102502 | no | no |  |  | no |  |  | 1347064.949 | 15328754.722 |  | -1
node_1347128_393_15329163_032 |  |  | PQ | AN | 2771.281 | 8102502 | no | no |  |  | no |  |  | 1347128.393 | 15329163.032 |  | -1
node_1347204_533_15336558_26 |  |  | PQ | AN | 2771.281 | 8102502 | no | no |  |  | no |  |  | 1347204.533 | 15336558.26 |  | -1
node_1347266_398_15331867_058 |  |  | PQ | AN | 2771.281 | 8102502 | no | no |  |  | no |  |  | 1347266.398 | 15331867.058 |  | -1
node_1347371_245_15331376_692 |  |  | PQ | AN | 2771.281 | 8102502 | no | no |  |  | no |  |  | 1347371.245 | 15331376.692 |  | -1
node_1347397_139_15328488_635 |  |  | PQ | AN | 2771.281 | 8102502 | no | no |  |  | no |  |  | 1347397.139 | 15328488.635 |  | -1
node_1347409_514_15329187_46 |  |  | PQ | AN | 2771.281 | 8102502 | no | no |  |  | no |  |  | 1347409.514 | 15329187.46 |  | -1
node_1347554_546_15337025_819 |  |  | PQ | AN | 2771.281 | 8102502 | no | no |  |  | no |  |  | 1347554.546 | 15337025.819 |  | -1
node_1347582_255_15336523_434 |  |  | PQ | AN | 2771.281 | 8102502 | no | no |  |  | no |  |  | 1347582.255 | 15336523.434 |  | -1
node_1347682_187_15331156_616 |  |  | PQ | AN | 2771.281 | 8102502 | no | no |  |  | no |  |  | 1347682.187 | 15331156.616 |  | -1
node_1347825_41_15328987_437 |  |  | PQ | AN | 2771.281 | 8102502 | no | no |  |  | no |  |  | 1347825.41 | 15328987.437 |  | -1
node_1347937_962_15337340_795 |  |  | PQ | AN | 2771.281 | 8102502 | no | no |  |  | no |  |  | 1347937.962 | 15337340.795 |  | -1
node_1348089_596_15331170_216 |  |  | PQ | AN | 2771.281 | 8102502 | no | no |  |  | no |  |  | 1348089.596 | 15331170.216 |  | -1
node_1348323_396_15330416_653 |  |  | PQ | AN | 2771.281 | 8102502 | no | no |  |  | no |  |  | 1348323.396 | 15330416.653 |  | -1
node_1348520_478_15329685_951 |  |  | PQ | AN | 2771.281 | 8102502 | no | no |  |  | no |  |  | 1348520.478 | 15329685.951 |  | -1
node_1348715_047_15330857_292 |  |  | PQ | AN | 2771.281 | 8102502 | no | no |  |  | no |  |  | 1348715.047 | 15330857.292 |  | -1
node_1348842_06_15330461_255 |  |  | PQ | AN | 2771.281 | 8102502 | no | no |  |  | no |  |  | 1348842.06 | 15330461.255 |  | -1
node_1348972_503_15330323_031 |  |  | PQ | AN | 2771.281 | 8102502 | no | no |  |  | no |  |  | 1348972.503 | 15330323.031 |  | -1
node_1349139_594_15330181_863 |  |  | PQ | AN | 2771.281 | 8102502 | no | no |  |  | no |  |  | 1349139.594 | 15330181.863 |  | -1
node_1349215_804_15330421_229 |  |  | PQ | AN | 2771.281 | 8102502 | no | no |  |  | no |  |  | 1349215.804 | 15330421.229 |  | -1
node_1349224_146_15329920_059 |  |  | PQ | AN | 2771.281 | 8102502 | no | no |  |  | no |  |  | 1349224.146 | 15329920.059 |  | -1
node_1349264_296_15330658_671 |  |  | PQ | AN | 2771.281 | 8102502 | no | no |  |  | no |  |  | 1349264.296 | 15330658.671 |  | -1
node_1349381_992_15331171_178 |  |  | PQ | AN | 2771.281 | 8102502 | no | no |  |  | no |  |  | 1349381.992 | 15331171.178 |  | -1
node_1349421_326_15331486_599 |  |  | PQ | AN | 2771.281 | 8102502 | no | no |  |  | no |  |  | 1349421.326 | 15331486.599 |  | -1
node_1349507_312_15329553_145 |  |  | PQ | AN | 2771.281 | 8102502 | no | no |  |  | no |  |  | 1349507.312 | 15329553.145 |  | -1
node_1349531_325_15328071_912 |  |  | PQ | AN | 2771.281 | 8102502 | no | no |  |  | no |  |  | 1349531.325 | 15328071.912 |  | -1
node_1349694_575_15327294_44 |  |  | PQ | AN | 2771.281 | 8102502 | no | no |  |  | no |  |  | 1349694.575 | 15327294.44 |  | -1
node_1349714_963_15331814_28 |  |  | PQ | AN | 2771.281 | 8102502 | no | no |  |  | no |  |  | 1349714.963 | 15331814.28 |  | -1
node_1349731_59_15329225_336 |  |  | PQ | AN | 2771.281 | 8102502 | no | no |  |  | no |  |  | 1349731.59 | 15329225.336 |  | -1
node_1349747_719_15328125_839 |  |  | PQ | AN | 2771.281 | 8102502 | no | no |  |  | no |  |  | 1349747.719 | 15328125.839 |  | -1
node_1349772_996_15330219_527 |  |  | PQ | AN | 2771.281 | 8102502 | no | no |  |  | no |  |  | 1349772.996 | 15330219.527 |  | -1
node_1349802_118_15328293_508 |  |  | PQ | AN | 2771.281 | 8102502 | no | no |  |  | no |  |  | 1349802.118 | 15328293.508 |  | -1
node_1349989_031_15332130_965 |  |  | PQ | AN | 2771.281 | 8102502 | no | no |  |  | no |  |  | 1349989.031 | 15332130.965 |  | -1
node_1350069_488_15328798_298 |  |  | PQ | AN | 2771.281 | 8102502 | no | no |  |  | no |  |  | 1350069.488 | 15328798.298 |  | -1
node_1350279_912_15326339_879 |  |  | PQ | AN | 2771.281 | 8102502 | no | no |  |  | no |  |  | 1350279.912 | 15326339.879 |  | -1
node_1350283_618_15333807_292 |  |  | PQ | AN | 2771.281 | 8102502 | no | no |  |  | no |  |  | 1350283.618 | 15333807.292 |  | -1
node_1350330_096_15328378_953 |  |  | PQ | AN | 2771.281 | 8102502 | no | no |  |  | no |  |  | 1350330.096 | 15328378.953 |  | -1
node_1350338_288_15333106_599 |  |  | PQ | AN | 2771.281 | 8102502 | no | no |  |  | no |  |  | 1350338.288 | 15333106.599 |  | -1
node_1350364_073_15330664_622 |  |  | PQ | AN | 2771.281 | 8102502 | no | no |  |  | no |  |  | 1350364.073 | 15330664.622 |  | -1
node_1350410_771_15333310_197 |  |  | PQ | AN | 2771.281 | 8102502 | no | no |  |  | no |  |  | 1350410.771 | 15333310.197 |  | -1
node_1350494_083_15333541_628 |  |  | PQ | AN | 2771.281 | 8102502 | no | no |  |  | no |  |  | 1350494.083 | 15333541.628 |  | -1
node_1350511_262_15337527_38 |  |  | PQ | AN | 2771.281 | 8102502 | no | no |  |  | no |  |  | 1350511.262 | 15337527.38 |  | -1
node_1350566_757_15328493_488 |  |  | PQ | AN | 2771.281 | 8102502 | no | no |  |  | no |  |  | 1350566.757 | 15328493.488 |  | -1
node_1350727_938_15328004_94 |  |  | PQ | AN | 2771.281 | 8102502 | no | no |  |  | no |  |  | 1350727.938 | 15328004.94 |  | -1
node_1350762_755_15331623_938 |  |  | PQ | AN | 2771.281 | 8102502 | no | no |  |  | no |  |  | 1350762.755 | 15331623.938 |  | -1
node_1350811_883_15336580_322 |  |  | PQ | AN | 2771.281 | 8102502 | no | no |  |  | no |  |  | 1350811.883 | 15336580.322 |  | -1
node_1350940_26_15327064_95 |  |  | PQ | AN | 2771.281 | 8102502 | no | no |  |  | no |  |  | 1350940.26 | 15327064.95 |  | -1
node_1351016_467_15327927_766 |  |  | PQ | AN | 2771.281 | 8102502 | no | no |  |  | no |  |  | 1351016.467 | 15327927.766 |  | -1
node_1351077_563_15337455_027 |  |  | PQ | AN | 2771.281 | 8102502 | no | no |  |  | no |  |  | 1351077.563 | 15337455.027 |  | -1
node_1351099_196_15335406_005 |  |  | PQ | AN | 2771.281 | 8102502 | no | no |  |  | no |  |  | 1351099.196 | 15335406.005 |  | -1
node_1351103_331_15335990_881 |  |  | PQ | AN | 2771.281 | 8102502 | no | no |  |  | no |  |  | 1351103.331 | 15335990.881 |  | -1
node_1351175_049_15327415_553 |  |  | PQ | AN | 2771.281 | 8102502 | no | no |  |  | no |  |  | 1351175.049 | 15327415.553 |  | -1
node_1351210_02_15328474_819 |  |  | PQ | AN | 2771.281 | 8102502 | no | no |  |  | no |  |  | 1351210.02 | 15328474.819 |  | -1
node_1351315_184_15327782_159 |  |  | PQ | AN | 2771.281 | 8102502 | no | no |  |  | no |  |  | 1351315.184 | 15327782.159 |  | -1
node_1351407_338_15328489_654 |  |  | PQ | AN | 2771.281 | 8102502 | no | no |  |  | no |  |  | 1351407.338 | 15328489.654 |  | -1
node_1351521_698_15328342_62 |  |  | PQ | AN | 2771.281 | 8102502 | no | no |  |  | no |  |  | 1351521.698 | 15328342.62 |  | -1
node_1351545_458_15327784_934 |  |  | PQ | AN | 2771.281 | 8102502 | no | no |  |  | no |  |  | 1351545.458 | 15327784.934 |  | -1
node_1351619_292_15327170_8 |  |  | PQ | AN | 2771.281 | 8102502 | no | no |  |  | no |  |  | 1351619.292 | 15327170.8 |  | -1
node_1351741_121_15327741_731 |  |  | PQ | ABCN | 2771.281 | 8102502 | no | no |  |  | no |  |  | 1351741.121 | 15327741.731 |  | -1
node_1351942_128_15328350_043 |  |  | PQ | AN | 2771.281 | 8102502 | no | no |  |  | no |  |  | 1351942.128 | 15328350.043 |  | -1
node_1351978_142_15328150_192 |  |  | PQ | AN | 2771.281 | 8102502 | no | no |  |  | no |  |  | 1351978.142 | 15328150.192 |  | -1
node_1352260_274_15327330_552 |  |  | PQ | ABCN | 2771.281 | 8102502 | no | no |  |  | no |  |  | 1352260.274 | 15327330.552 |  | -1
node_1352410_433_15327528_293 |  |  | PQ | ABCN | 2771.281 | 8102502 | no | no |  |  | no |  |  | 1352410.433 | 15327528.293 |  | -1
node_1352430_003_15327532_567 |  |  | PQ | ABCN | 2771.281 | 8102502 | no | no |  |  | no |  |  | 1352430.003 | 15327532.567 |  | -1
node_1352448_121_15327543_499 |  |  | PQ | ABCN | 2771.281 | 8102502 | no | no |  |  | no |  |  | 1352448.121 | 15327543.499 |  | -1
node_1352492_325_15327866_276 |  |  | PQ | ABCN | 2771.281 | 8102502 | no | no |  |  | no |  |  | 1352492.325 | 15327866.276 |  | -1
node_1352540_752_15328426_689 |  |  | PQ | AN | 2771.281 | 8102502 | no | no |  |  | no |  |  | 1352540.752 | 15328426.689 |  | -1
node_1352698_811_15327870_071 |  |  | PQ | ABCN | 2771.281 | 8102502 | no | no |  |  | no |  |  | 1352698.811 | 15327870.071 |  | -1
node_1352813_494_15328811_456 |  |  | PQ | AN | 2771.281 | 8102502 | no | no |  |  | no |  |  | 1352813.494 | 15328811.456 |  | -1
node_1352906_016_15328375_295 |  |  | PQ | AN | 2771.281 | 8102502 | no | no |  |  | no |  |  | 1352906.016 | 15328375.295 |  | -1
node_1353044_835_15327235_409 |  |  | PQ | AN | 2771.281 | 8102502 | no | no |  |  | no |  |  | 1353044.835 | 15327235.409 |  | -1
node_1353105_234_15327895_983 |  |  | PQ | ABCN | 2771.281 | 8102502 | no | no |  |  | no |  |  | 1353105.234 | 15327895.983 |  | -1
node_1353129_964_15327609_453 |  |  | PQ | AN | 2771.281 | 8102502 | no | no |  |  | no |  |  | 1353129.964 | 15327609.453 |  | -1
node_1353171_508_15328661_156 |  |  | PQ | AN | 2771.281 | 8102502 | no | no |  |  | no |  |  | 1353171.508 | 15328661.156 |  | -1
node_1353404_819_15328506_861 |  |  | PQ | ABCN | 2771.281 | 8102502 | no | no |  |  | no |  |  | 1353404.819 | 15328506.861 |  | -1
node_1353492_186_15328657_319 |  |  | PQ | ABCN | 2771.281 | 8102502 | no | no |  |  | no |  |  | 1353492.186 | 15328657.319 |  | -1
node_1353502_677_15328660_564 |  |  | PQ | ABCN | 2771.281 | 8102502 | no | no |  |  | no |  |  | 1353502.677 | 15328660.564 |  | -1
node_1353689_929_15328859_559 |  |  | PQ | ABCN | 2771.281 | 8102502 | no | no |  |  | no |  |  | 1353689.929 | 15328859.559 |  | -1
node_1353695_054_15328885_331 |  |  | PQ | ABCN | 2771.281 | 8102502 | no | no |  |  | no |  |  | 1353695.054 | 15328885.331 |  | -1
node_1353810_479_15329073_918 |  |  | PQ | ABCN | 2771.281 | 8102502 | no | no |  |  | no |  |  | 1353810.479 | 15329073.918 |  | -1
node_1353820_404_15329097_058 |  |  | PQ | ABCN | 2771.281 | 8102502 | no | no |  |  | no |  |  | 1353820.404 | 15329097.058 |  | -1
node_1353825_557_15329122_821 |  |  | PQ | ABCN | 2771.281 | 8102502 | no | no |  |  | no |  |  | 1353825.557 | 15329122.821 |  | -1
node_8102502_200841124 |  |  | PQ | AD | 2771.281 | 8102502 | no | no |  |  | no |  |  | 1349264.035 | 15330210.41 |  | -1
node_8102502_200841125 |  |  | PQ | AD | 2771.281 | 8102502 | no | no |  |  | no |  |  | 1349290.316 | 15330199.224 |  | -1
node_8102502_200841126 |  |  | PQ | AD | 2771.281 | 8102502 | no | no |  |  | no |  |  | 1349512.779 | 15330209.756 |  | -1
node_8102502_200841127 |  |  | PQ | AN | 2771.281 | 8102502 | no | no |  |  | no |  |  | 1349731.28 | 15330217.637 |  | -1
node_8102502_200841128 |  |  | PQ | AN | 2771.281 | 8102502 | no | no |  |  | no |  |  | 1349959.311 | 15332145.742 |  | -1
node_8102502_200841129 |  |  | PQ | AD | 2771.281 | 8102502 | no | no |  |  | no |  |  | 1350080.736 | 15332482.697 |  | -1
node_8102502_200841130 |  |  | PQ | AD | 2771.281 | 8102502 | no | no |  |  | no |  |  | 1350232.473 | 15332905.846 |  | -1
node_8102502_200841131 |  |  | PQ | AN | 2771.281 | 8102502 | no | no |  |  | no |  |  | 1350303.279 | 15333120.205 |  | -1
node_8102502_200841132 |  |  | PQ | AN | 2771.281 | 8102502 | no | no |  |  | no |  |  | 1350377.398 | 15333322.513 |  | -1
node_8102502_200841134 |  |  | PQ | AN | 2771.281 | 8102502 | no | no |  |  | no |  |  | 1350459.863 | 15333552.205 |  | -1
node_8102502_200841135 |  |  | PQ | AD | 2771.281 | 8102502 | no | no |  |  | no |  |  | 1350559.6 | 15333820.984 |  | -1
node_8102502_200841136 |  |  | PQ | AN | 2771.281 | 8102502 | no | no |  |  | no |  |  | 1350314.929 | 15333810.028 |  | -1
node_8102502_200841137 |  |  | PQ | AD | 2771.281 | 8102502 | no | no |  |  | no |  |  | 1350605.07 | 15333964.759 |  | -1
node_8102502_200841138 |  |  | PQ | AD | 2771.281 | 8102502 | no | no |  |  | no |  |  | 1350678.272 | 15334163.811 |  | -1
node_8102502_200841139 |  |  | PQ | AD | 2771.281 | 8102502 | no | no |  |  | no |  |  | 1350853.685 | 15334370.831 |  | -1
node_8102502_200841140 |  |  | PQ | AD | 2771.281 | 8102502 | no | no |  |  | no |  |  | 1350932.872 | 15334736.359 |  | -1
node_8102502_200841141 |  |  | PQ | AD | 2771.281 | 8102502 | no | no |  |  | no |  |  | 1350981.93 | 15335080.519 |  | -1
node_8102502_200841142 |  |  | PQ | AN | 2771.281 | 8102502 | no | no |  |  | no |  |  | 1351061.973 | 15335412.084 |  | -1
node_8102502_200841143 |  |  | PQ | AN | 2771.281 | 8102502 | no | no |  |  | no |  |  | 1349263.819 | 15330429.838 |  | -1
node_8102502_200841145 |  |  | PQ | AD | 2771.281 | 8102502 | no | no |  |  | no |  |  | 1351028.902 | 15335696.432 |  | -1
node_8102502_200841146 |  |  | PQ | AN | 2771.281 | 8102502 | no | no |  |  | no |  |  | 1351071.604 | 15335992.183 |  | -1
node_8102502_200841148 |  |  | PQ | AD | 2771.281 | 8102502 | no | no |  |  | no |  |  | 1351017.714 | 15336383.401 |  | -1
node_8102502_200841149 |  |  | PQ | AN | 2771.281 | 8102502 | no | no |  |  | no |  |  | 1350829.026 | 15336562.039 |  | -1
node_8102502_200841151 |  |  | PQ | AD | 2771.281 | 8102502 | no | no |  |  | no |  |  | 1351080.059 | 15336741.285 |  | -1
node_8102502_200841152 |  |  | PQ | AD | 2771.281 | 8102502 | no | no |  |  | no |  |  | 1351053.223 | 15337091.874 |  | -1
node_8102502_200841153 |  |  | PQ | AN | 2771.281 | 8102502 | no | no |  |  | no |  |  | 1351048.557 | 15337437.921 |  | -1
node_8102502_200841154 |  |  | PQ | AD | 2771.281 | 8102502 | no | no |  |  | no |  |  | 1350804.398 | 15337499.401 |  | -1
node_8102502_200841155 |  |  | PQ | AN | 2771.281 | 8102502 | no | no |  |  | no |  |  | 1350547.254 | 15337525.27 |  | -1
node_8102502_200841156 |  |  | PQ | AN | 2771.281 | 8102502 | no | no |  |  | no |  |  | 1349285.208 | 15330683.354 |  | -1
node_8102502_200841157 |  |  | PQ | AD | 2771.281 | 8102502 | no | no |  |  | no |  |  | 1349314.519 | 15330932.49 |  | -1
node_8102502_200841158 |  |  | PQ | AN | 2771.281 | 8102502 | no | no |  |  | no |  |  | 1349348.966 | 15331177.003 |  | -1
node_8102502_200841160 |  |  | PQ | AN | 2771.281 | 8102502 | no | no |  |  | no |  |  | 1349393.349 | 15331510.027 |  | -1
node_8102502_200841162 |  |  | PQ | AN | 2771.281 | 8102502 | no | no |  |  | no |  |  | 1349698.073 | 15331841.052 |  | -1
node_8102502_200841163 |  |  | PQ | AD | 2771.281 | 8102502 | no | no |  |  | no |  |  | 1349843.044 | 15332013.318 |  | -1
node_8102502_200841332 |  |  | PQ | AD | 2771.281 | 8102502 | no | no |  |  | no |  |  | 1349008.671 | 15330749.967 |  | -1
node_8102502_200841333 |  |  | PQ | AD | 2771.281 | 8102502 | no | no |  |  | no |  |  | 1346564.745 | 15332419.164 |  | -1
node_8102502_200841334 |  |  | PQ | AN | 2771.281 | 8102502 | no | no |  |  | no |  |  | 1346477.085 | 15332309.33 |  | -1
node_8102502_200841335 |  |  | PQ | AN | 2771.281 | 8102502 | no | no |  |  | no |  |  | 1348705.12 | 15330816.747 |  | -1
node_8102502_200841336 |  |  | PQ | AD | 2771.281 | 8102502 | no | no |  |  | no |  |  | 1348345.228 | 15330898.339 |  | -1
node_8102502_200841337 |  |  | PQ | AN | 2771.281 | 8102502 | no | no |  |  | no |  |  | 1348351.702 | 15330432.559 |  | -1
node_8102502_200841340 |  |  | PQ | AN | 2771.281 | 8102502 | no | no |  |  | no |  |  | 1348064.625 | 15331141.144 |  | -1
node_8102502_200841341 |  |  | PQ | AD | 2771.281 | 8102502 | no | no |  |  | no |  |  | 1347783.824 | 15331379.209 |  | -1
node_8102502_200841342 |  |  | PQ | AN | 2771.281 | 8102502 | no | no |  |  | no |  |  | 1347692.082 | 15331183.865 |  | -1
node_8102502_200841343 |  |  | PQ | AD | 2771.281 | 8102502 | no | no |  |  | no |  |  | 1347522.809 | 15331601.345 |  | -1
node_8102502_200841344 |  |  | PQ | AN | 2771.281 | 8102502 | no | no |  |  | no |  |  | 1347363.886 | 15331407.291 |  | -1
node_8102502_200841346 |  |  | PQ | AD | 2771.281 | 8102502 | no | no |  |  | no |  |  | 1347355.615 | 15331737.895 |  | -1
node_8102502_200841347 |  |  | PQ | AN | 2771.281 | 8102502 | no | no |  |  | no |  |  | 1347242.483 | 15331838.646 |  | -1
node_8102502_200841348 |  |  | PQ | AD | 2771.281 | 8102502 | no | no |  |  | no |  |  | 1347021.339 | 15332025.112 |  | -1
node_8102502_200841349 |  |  | PQ | AN | 2771.281 | 8102502 | no | no |  |  | no |  |  | 1346788.218 | 15332225.617 |  | -1
node_8102502_200841445 |  |  | PQ | AD | 2771.281 | 8102502 | no | no |  |  | no |  |  | 1347782.637 | 15336656.698 |  | -1
node_8102502_200841446 |  |  | PQ | AD | 2771.281 | 8102502 | no | no |  |  | no |  |  | 1347940.611 | 15336961.49 |  | -1
node_8102502_200841447 |  |  | PQ | AN | 2771.281 | 8102502 | no | no |  |  | no |  |  | 1347935.456 | 15337307.724 |  | -1
node_8102502_200841919 |  |  | PQ | AN | 2771.281 | 8102502 | no | no |  |  | no |  |  | 1347073.151 | 15328725.244 |  | -1
node_8102502_200841920 |  |  | PQ | AD | 2771.281 | 8102502 | no | no |  |  | no |  |  | 1346941.911 | 15328705.1 |  | -1
node_8102502_200841921 |  |  | PQ | AD | 2771.281 | 8102502 | no | no |  |  | no |  |  | 1346926.669 | 15328950.138 |  | -1
node_8102502_200841922 |  |  | PQ | AN | 2771.281 | 8102502 | no | no |  |  | no |  |  | 1346909.581 | 15329193.659 |  | -1
node_8102502_200841924 |  |  | PQ | AN | 2771.281 | 8102502 | no | no |  |  | no |  |  | 1346751.378 | 15328660.94 |  | -1
node_8102502_200842047 |  |  | PQ | AN | 2771.281 | 8102502 | no | no |  |  | no |  |  | 1347411.633 | 15329163.159 |  | -1
node_8102502_200842048 |  |  | PQ | AD | 2771.281 | 8102502 | no | no |  |  | no |  |  | 1347288.003 | 15328741.719 |  | -1
node_8102502_200842049 |  |  | PQ | AD | 2771.281 | 8102502 | no | no |  |  | no |  |  | 1347245.001 | 15328826.958 |  | -1
node_8102502_200842050 |  |  | PQ | AN | 2771.281 | 8102502 | no | no |  |  | no |  |  | 1347134.282 | 15329148.166 |  | -1
node_8102502_200842051 |  |  | PQ | AD | 2771.281 | 8102502 | no | no |  |  | no |  |  | 1347508.546 | 15328912.114 |  | -1
node_8102502_200842052 |  |  | PQ | AN | 2771.281 | 8102502 | no | no |  |  | no |  |  | 1347782.673 | 15328986.979 |  | -1
node_8102502_200842060 |  |  | PQ | AD | 2771.281 | 8102502 | no | no |  |  | no |  |  | 1349380.07 | 15330664.716 |  | -1
node_8102502_200842061 |  |  | PQ | AD | 2771.281 | 8102502 | no | no |  |  | no |  |  | 1349621.005 | 15330667.921 |  | -1
node_8102502_200842062 |  |  | PQ | AD | 2771.281 | 8102502 | no | no |  |  | no |  |  | 1349870.444 | 15330680.013 |  | -1
node_8102502_200842063 |  |  | PQ | AD | 2771.281 | 8102502 | no | no |  |  | no |  |  | 1350115.439 | 15330686.954 |  | -1
node_8102502_200842064 |  |  | PQ | AN | 2771.281 | 8102502 | no | no |  |  | no |  |  | 1350343.644 | 15330691.325 |  | -1
node_8102502_200842683 |  |  | PQ | AD | 2771.281 | 8102502 | no | no |  |  | no |  |  | 1353139.058 | 15327741.883 |  | -1
node_8102502_200842684 |  |  | PQ | AN | 2771.281 | 8102502 | no | no |  |  | no |  |  | 1353107.336 | 15327610.129 |  | -1
node_8102502_200842685 |  |  | PQ | AD | 2771.281 | 8102502 | no | no |  |  | no |  |  | 1353077.325 | 15327482.89 |  | -1
node_8102502_200842686 |  |  | PQ | AD | 2771.281 | 8102502 | no | no |  |  | no |  |  | 1353051.345 | 15327362.934 |  | -1
node_8102502_200842687 |  |  | PQ | AN | 2771.281 | 8102502 | no | no |  |  | no |  |  | 1353022.512 | 15327241.783 |  | -1
node_8102502_200842688 |  |  | PQ | AD | 2771.281 | 8102502 | no | no |  |  | no |  |  | 1352987.876 | 15327123.141 |  | -1
node_8102502_200842703 |  |  | PQ | ABCD | 2771.281 | 8102502 | no | no |  |  | no |  |  | 1353558.549 | 15328776.157 |  | -1
node_8102502_200842705 |  |  | PQ | ABCD | 2771.281 | 8102502 | no | no |  |  | no |  |  | 1353594.2 | 15328849.19 |  | -1
node_8102502_200842706 |  |  | PQ | ABCD | 2771.281 | 8102502 | no | no |  |  | no |  |  | 1353679.272 | 15328723.268 |  | -1
node_8102502_200842708 |  |  | PQ | ABCN | 2771.281 | 8102502 | no | no |  |  | no |  |  | 1353620.412 | 15328892.206 |  | -1
node_8102502_200842710 |  |  | PQ | ABCD | 2771.281 | 8102502 | no | no |  |  | no |  |  | 1353668.043 | 15328990.082 |  | -1
node_8102502_200842711 |  |  | PQ | ABCN | 2771.281 | 8102502 | no | no |  |  | no |  |  | 1353748.932 | 15329134.955 |  | -1
node_8102502_200842717 |  |  | PQ | ABCD | 2771.281 | 8102502 | no | no |  |  | no |  |  | 1353204.667 | 15328024.427 |  | -1
node_8102502_200842724 |  |  | PQ | ABCD | 2771.281 | 8102502 | no | no |  |  | no |  |  | 1353230.737 | 15328134.069 |  | -1
node_8102502_200842749 |  |  | PQ | ABCD | 2771.281 | 8102502 | no | no |  |  | no |  |  | 1353252.066 | 15328235.354 |  | -1
node_8102502_200842760 |  |  | PQ | ABCD | 2771.281 | 8102502 | no | no |  |  | no |  |  | 1353294.265 | 15328335.133 |  | -1
node_8102502_200842761 |  |  | PQ | ABCD | 2771.281 | 8102502 | no | no |  |  | no |  |  | 1353329.424 | 15328418.841 |  | -1
node_8102502_200842762 |  |  | PQ | ABCN | 2771.281 | 8102502 | no | no |  |  | no |  |  | 1353375.761 | 15328512.471 |  | -1
node_8102502_200842765 |  |  | PQ | ABCN | 2771.281 | 8102502 | no | no |  |  | no |  |  | 1353497.49 | 15328699.045 |  | -1
node_8102502_200842768 |  |  | PQ | ABCN | 2771.281 | 8102502 | no | no |  |  | no |  |  | 1353114.081 | 15327863.203 |  | -1
node_8102502_200842769 |  |  | PQ | ABCD | 2771.281 | 8102502 | no | no |  |  | no |  |  | 1352019.139 | 15327768.165 |  | -1
node_8102502_200842771 |  |  | PQ | ABCN | 2771.281 | 8102502 | no | no |  |  | no |  |  | 1351739.085 | 15327768.992 |  | -1
node_8102502_200842772 |  |  | PQ | ABCD | 2771.281 | 8102502 | no | no |  |  | no |  |  | 1351577.806 | 15327831.365 |  | -1
node_8102502_200842773 |  |  | PQ | AN | 2771.281 | 8102502 | no | no |  |  | no |  |  | 1351574.42 | 15327783.596 |  | -1
node_8102502_200842774 |  |  | PQ | AD | 2771.281 | 8102502 | no | no |  |  | no |  |  | 1351573.83 | 15327586.171 |  | -1
node_8102502_200842775 |  |  | PQ | AD | 2771.281 | 8102502 | no | no |  |  | no |  |  | 1351596.246 | 15327283.73 |  | -1
node_8102502_200842776 |  |  | PQ | AN | 2771.281 | 8102502 | no | no |  |  | no |  |  | 1351587.307 | 15327183.717 |  | -1
node_8102502_200842777 |  |  | PQ | AD | 2771.281 | 8102502 | no | no |  |  | no |  |  | 1351405.898 | 15327152.109 |  | -1
node_8102502_200842778 |  |  | PQ | AD | 2771.281 | 8102502 | no | no |  |  | no |  |  | 1351257.677 | 15327310.272 |  | -1
node_8102502_200842780 |  |  | PQ | AN | 2771.281 | 8102502 | no | no |  |  | no |  |  | 1351187.366 | 15327385.439 |  | -1
node_8102502_200842781 |  |  | PQ | AD | 2771.281 | 8102502 | no | no |  |  | no |  |  | 1351188.782 | 15327059.854 |  | -1
node_8102502_200842782 |  |  | PQ | AN | 2771.281 | 8102502 | no | no |  |  | no |  |  | 1350947.107 | 15327038.988 |  | -1
node_8102502_200842783 |  |  | PQ | AD | 2771.281 | 8102502 | no | no |  |  | no |  |  | 1350794.538 | 15326775.545 |  | -1
node_8102502_200842784 |  |  | PQ | AD | 2771.281 | 8102502 | no | no |  |  | no |  |  | 1350602.876 | 15326595.973 |  | -1
node_8102502_200842785 |  |  | PQ | AD | 2771.281 | 8102502 | no | no |  |  | no |  |  | 1350496.513 | 15326365.5 |  | -1
node_8102502_200842786 |  |  | PQ | AN | 2771.281 | 8102502 | no | no |  |  | no |  |  | 1350306.253 | 15326350.907 |  | -1
node_8102502_200842792 |  |  | PQ | ABCN | 2771.281 | 8102502 | no | no |  |  | no |  |  | 1352485.953 | 15327836.449 |  | -1
node_8102502_200842793 |  |  | PQ | ABCD | 2771.281 | 8102502 | no | no |  |  | no |  |  | 1352363.867 | 15327830.474 |  | -1
node_8102502_200842794 |  |  | PQ | ABCN | 2771.281 | 8102502 | no | no |  |  | no |  |  | 1352300.181 | 15327795.005 |  | -1
node_8102502_200842795 |  |  | PQ | ABCD | 2771.281 | 8102502 | no | no |  |  | no |  |  | 1352373.516 | 15327774.034 |  | -1
node_8102502_200842796 |  |  | PQ | ABCN | 2771.281 | 8102502 | no | no |  |  | no |  |  | 1352408.584 | 15327631.025 |  | -1
node_8102502_200842797 |  |  | PQ | ABCD | 2771.281 | 8102502 | no | no |  |  | no |  |  | 1352262.548 | 15327829.723 |  | -1
node_8102502_200842798 |  |  | PQ | ABCD | 2771.281 | 8102502 | no | no |  |  | no |  |  | 1352164.117 | 15327820.075 |  | -1
node_8102502_200842799 |  |  | PQ | AD | 2771.281 | 8102502 | no | no |  |  | no |  |  | 1353168.124 | 15328412.815 |  | -1
node_8102502_200842801 |  |  | PQ | AD | 2771.281 | 8102502 | no | no |  |  | no |  |  | 1351933.325 | 15328377.431 |  | -1
node_8102502_200842802 |  |  | PQ | AD | 2771.281 | 8102502 | no | no |  |  | no |  |  | 1351870.395 | 15328375.048 |  | -1
node_8102502_200842803 |  |  | PQ | AD | 2771.281 | 8102502 | no | no |  |  | no |  |  | 1351696.138 | 15328365.718 |  | -1
node_8102502_200842804 |  |  | PQ | AN | 2771.281 | 8102502 | no | no |  |  | no |  |  | 1351518.761 | 15328363.765 |  | -1
node_8102502_200842805 |  |  | PQ | AD | 2771.281 | 8102502 | no | no |  |  | no |  |  | 1351402.466 | 15328357.854 |  | -1
node_8102502_200842806 |  |  | PQ | AN | 2771.281 | 8102502 | no | no |  |  | no |  |  | 1351199.888 | 15328446.585 |  | -1
node_8102502_200842810 |  |  | PQ | AD | 2771.281 | 8102502 | no | no |  |  | no |  |  | 1351089.583 | 15328471.421 |  | -1
node_8102502_200842811 |  |  | PQ | AD | 2771.281 | 8102502 | no | no |  |  | no |  |  | 1353076.884 | 15328409.388 |  | -1
node_8102502_200842812 |  |  | PQ | AD | 2771.281 | 8102502 | no | no |  |  | no |  |  | 1350825.263 | 15328463.13 |  | -1
node_8102502_200842813 |  |  | PQ | AD | 2771.281 | 8102502 | no | no |  |  | no |  |  | 1350705.215 | 15328492.29 |  | -1
node_8102502_200842814 |  |  | PQ | AN | 2771.281 | 8102502 | no | no |  |  | no |  |  | 1350571.864 | 15328463.444 |  | -1
node_8102502_200842815 |  |  | PQ | AD | 2771.281 | 8102502 | no | no |  |  | no |  |  | 1350519.215 | 15328458.505 |  | -1
node_8102502_200842821 |  |  | PQ | AD | 2771.281 | 8102502 | no | no |  |  | no |  |  | 1349918.261 | 15328934.133 |  | -1
node_8102502_200842822 |  |  | PQ | AD | 2771.281 | 8102502 | no | no |  |  | no |  |  | 1349789.177 | 15329091.464 |  | -1
node_8102502_200842823 |  |  | PQ | AN | 2771.281 | 8102502 | no | no |  |  | no |  |  | 1352907.953 | 15328403.286 |  | -1
node_8102502_200842825 |  |  | PQ | AN | 2771.281 | 8102502 | no | no |  |  | no |  |  | 1349699.392 | 15329208.603 |  | -1
node_8102502_200842826 |  |  | PQ | AD | 2771.281 | 8102502 | no | no |  |  | no |  |  | 1349583.272 | 15329357.938 |  | -1
node_8102502_200842827 |  |  | PQ | AN | 2771.281 | 8102502 | no | no |  |  | no |  |  | 1349479.647 | 15329534.578 |  | -1
node_8102502_200842828 |  |  | PQ | AD | 2771.281 | 8102502 | no | no |  |  | no |  |  | 1349403.309 | 15329668.659 |  | -1
node_8102502_200842829 |  |  | PQ | AN | 2771.281 | 8102502 | no | no |  |  | no |  |  | 1349252.409 | 15329935.431 |  | -1
node_8102502_200842830 |  |  | PQ | AN | 2771.281 | 8102502 | no | no |  |  | no |  |  | 1349113.148 | 15330162.022 |  | -1
node_8102502_200842832 |  |  | PQ | AN | 2771.281 | 8102502 | no | no |  |  | no |  |  | 1348946.608 | 15330303.601 |  | -1
node_8102502_200842833 |  |  | PQ | AD | 2771.281 | 8102502 | no | no |  |  | no |  |  | 1348763.86 | 15330127.626 |  | -1
node_8102502_200842834 |  |  | PQ | AD | 2771.281 | 8102502 | no | no |  |  | no |  |  | 1348645.384 | 15329913.321 |  | -1
node_8102502_200842835 |  |  | PQ | AN | 2771.281 | 8102502 | no | no |  |  | no |  |  | 1348536.585 | 15329705.861 |  | -1
node_8102502_200842836 |  |  | PQ | AN | 2771.281 | 8102502 | no | no |  |  | no |  |  | 1348858.268 | 15330434.33 |  | -1
node_8102502_200842837 |  |  | PQ | AD | 2771.281 | 8102502 | no | no |  |  | no |  |  | 1352808.748 | 15328403.997 |  | -1
node_8102502_200842838 |  |  | PQ | AD | 2771.281 | 8102502 | no | no |  |  | no |  |  | 1352631.578 | 15328396.228 |  | -1
node_8102502_200842840 |  |  | PQ | AN | 2771.281 | 8102502 | no | no |  |  | no |  |  | 1352541.461 | 15328398.242 |  | -1
node_8102502_200842844 |  |  | PQ | AD | 2771.281 | 8102502 | no | no |  |  | no |  |  | 1351996.871 | 15327902.228 |  | -1
node_8102502_200842845 |  |  | PQ | AD | 2771.281 | 8102502 | no | no |  |  | no |  |  | 1351972.848 | 15328026.06 |  | -1
node_8102502_200842846 |  |  | PQ | AN | 2771.281 | 8102502 | no | no |  |  | no |  |  | 1351949.526 | 15328141.798 |  | -1
node_8102502_200842847 |  |  | PQ | AD | 2771.281 | 8102502 | no | no |  |  | no |  |  | 1351933.509 | 15328247.537 |  | -1
node_8102502_200842848 |  |  | PQ | AN | 2771.281 | 8102502 | no | no |  |  | no |  |  | 1351919.35 | 15328354.612 |  | -1
node_8102502_200842849 |  |  | PQ | AD | 2771.281 | 8102502 | no | no |  |  | no |  |  | 1353294.07 | 15328667.244 |  | -1
node_8102502_200842850 |  |  | PQ | AN | 2771.281 | 8102502 | no | no |  |  | no |  |  | 1353174.472 | 15328688.458 |  | -1
node_8102502_200842851 |  |  | PQ | AD | 2771.281 | 8102502 | no | no |  |  | no |  |  | 1353006.392 | 15328731.146 |  | -1
node_8102502_200842852 |  |  | PQ | AN | 2771.281 | 8102502 | no | no |  |  | no |  |  | 1352803.042 | 15328778.001 |  | -1
node_8102502_200842858 |  |  | PQ | AN | 2771.281 | 8102502 | no | no |  |  | no |  |  | 1351320.68 | 15327809.864 |  | -1
node_8102502_200842859 |  |  | PQ | AN | 2771.281 | 8102502 | no | no |  |  | no |  |  | 1351006.285 | 15327900.282 |  | -1
node_8102502_200842860 |  |  | PQ | AN | 2771.281 | 8102502 | no | no |  |  | no |  |  | 1350715.652 | 15327975.656 |  | -1
node_8102502_200842861 |  |  | PQ | AD | 2771.281 | 8102502 | no | no |  |  | no |  |  | 1350362.729 | 15328042.78 |  | -1
node_8102502_200842862 |  |  | PQ | AD | 2771.281 | 8102502 | no | no |  |  | no |  |  | 1350014.087 | 15328119.216 |  | -1
node_8102502_200842863 |  |  | PQ | AN | 2771.281 | 8102502 | no | no |  |  | no |  |  | 1349825.002 | 15328271.138 |  | -1
node_8102502_200842864 |  |  | PQ | AN | 2771.281 | 8102502 | no | no |  |  | no |  |  | 1349747.813 | 15328097.492 |  | -1
node_8102502_200842865 |  |  | PQ | AN | 2771.281 | 8102502 | no | no |  |  | no |  |  | 1349552.29 | 15328109.091 |  | -1
node_8102502_200842867 |  |  | PQ | AD | 2771.281 | 8102502 | no | no |  |  | no |  |  | 1349576.542 | 15327795.773 |  | -1
node_8102502_200842868 |  |  | PQ | AD | 2771.281 | 8102502 | no | no |  |  | no |  |  | 1349581.862 | 15327601.365 |  | -1
node_8102502_200842869 |  |  | PQ | AN | 2771.281 | 8102502 | no | no |  |  | no |  |  | 1349680.287 | 15327314.546 |  | -1
node_8102502_200842870 |  |  | PQ | AD | 2771.281 | 8102502 | no | no |  |  | no |  |  | 1349271.653 | 15328290.875 |  | -1
node_8102502_200842871 |  |  | PQ | AD | 2771.281 | 8102502 | no | no |  |  | no |  |  | 1348970.574 | 15328501.062 |  | -1
node_8102502_200842872 |  |  | PQ | AD | 2771.281 | 8102502 | no | no |  |  | no |  |  | 1348579.951 | 15328592.852 |  | -1
node_8102502_200842873 |  |  | PQ | AD | 2771.281 | 8102502 | no | no |  |  | no |  |  | 1348148.984 | 15328548.818 |  | -1
node_8102502_200842874 |  |  | PQ | AD | 2771.281 | 8102502 | no | no |  |  | no |  |  | 1347724.925 | 15328495.955 |  | -1
node_8102502_200842875 |  |  | PQ | AN | 2771.281 | 8102502 | no | no |  |  | no |  |  | 1347392.775 | 15328453.918 |  | -1
node_8102502_200842876 |  |  | PQ | AD | 2771.281 | 8102502 | no | no |  |  | no |  |  | 1346807.586 | 15328398.375 |  | -1
node_8102502_200890398 |  |  | PQ | AN | 2771.281 | 8102502 | no | no |  |  | no |  |  | 1344864.706 | 15329058.08 |  | -1
node_8102502_200890399 |  |  | PQ | AN | 2771.281 | 8102502 | no | no |  |  | no |  |  | 1344371.904 | 15329547.918 |  | -1
node_8102502_200890402 |  |  | PQ | AN | 2771.281 | 8102502 | no | no |  |  | no |  |  | 1345693.29 | 15328369.707 |  | -1
node_8102502_200890403 |  |  | PQ | AN | 2771.281 | 8102502 | no | no |  |  | no |  |  | 1345432.035 | 15328566.11 |  | -1
node_8102502_200890404 |  |  | PQ | AN | 2771.281 | 8102502 | no | no |  |  | no |  |  | 1342614.745 | 15329854.288 |  | -1
node_8102502_200890405 |  |  | PQ | AD | 2771.281 | 8102502 | no | no |  |  | no |  |  | 1342325.699 | 15329746.938 |  | -1
node_8102502_200890406 |  |  | PQ | AN | 2771.281 | 8102502 | no | no |  |  | no |  |  | 1342033.234 | 15329645.627 |  | -1
node_8102502_200890407 |  |  | PQ | AN | 2771.281 | 8102502 | no | no |  |  | no |  |  | 1341757.346 | 15329544.823 |  | -1
node_8102502_200890409 |  |  | PQ | AN | 2771.281 | 8102502 | no | no |  |  | no |  |  | 1341030.511 | 15329276.26 |  | -1
node_8102502_200890410 |  |  | PQ | AN | 2771.281 | 8102502 | no | no |  |  | no |  |  | 1345131.116 | 15328552.233 |  | -1
node_8102502_200890411 |  |  | PQ | AD | 2771.281 | 8102502 | no | no |  |  | no |  |  | 1344915.168 | 15328542.423 |  | -1
node_8102502_200890412 |  |  | PQ | AN | 2771.281 | 8102502 | no | no |  |  | no |  |  | 1344899.698 | 15328588.747 |  | -1
node_8102502_200890413 |  |  | PQ | AN | 2771.281 | 8102502 | no | no |  |  | no |  |  | 1344554.567 | 15328528.31 |  | -1
node_8102502_200890414 |  |  | PQ | AN | 2771.281 | 8102502 | no | no |  |  | no |  |  | 1344357.685 | 15328520.532 |  | -1
node_8102502_200890415 |  |  | PQ | AN | 2771.281 | 8102502 | no | no |  |  | no |  |  | 1344128.579 | 15328663.893 |  | -1
node_8102502_200890417 |  |  | PQ | AN | 2771.281 | 8102502 | no | no |  |  | no |  |  | 1344109.11 | 15328946.747 |  | -1
node_8102502_200890418 |  |  | PQ | AD | 2771.281 | 8102502 | no | no |  |  | no |  |  | 1344098.415 | 15329229.152 |  | -1
node_8102502_200890419 |  |  | PQ | AD | 2771.281 | 8102502 | no | no |  |  | no |  |  | 1344086.561 | 15329502.247 |  | -1
node_8102502_200890420 |  |  | PQ | AD | 2771.281 | 8102502 | no | no |  |  | no |  |  | 1343993.585 | 15328786.695 |  | -1
node_8102502_200890421 |  |  | PQ | AD | 2771.281 | 8102502 | no | no |  |  | no |  |  | 1343886.851 | 15328893.189 |  | -1
node_8102502_200890422 |  |  | PQ | AD | 2771.281 | 8102502 | no | no |  |  | no |  |  | 1343644.02 | 15329119.538 |  | -1
node_8102502_200890423 |  |  | PQ | AD | 2771.281 | 8102502 | no | no |  |  | no |  |  | 1343437.302 | 15329314.377 |  | -1
node_8102502_200890424 |  |  | PQ | AD | 2771.281 | 8102502 | no | no |  |  | no |  |  | 1343316.284 | 15329425.91 |  | -1
node_8102502_200890425 |  |  | PQ | AN | 2771.281 | 8102502 | no | no |  |  | no |  |  | 1343241.523 | 15329500.076 |  | -1
node_8102502_200890426 |  |  | PQ | AD | 2771.281 | 8102502 | no | no |  |  | no |  |  | 1342943.65 | 15329661.551 |  | -1
node_8102502_200890427 |  |  | PQ | AN | 2771.281 | 8102502 | no | no |  |  | no |  |  | 1338374.869 | 15332092.02 |  | -1
node_8102502_200890430 |  |  | PQ | AN | 2771.281 | 8102502 | no | no |  |  | no |  |  | 1346383.768 | 15332568.598 |  | -1
node_8102502_200890431 |  |  | PQ | AN | 2771.281 | 8102502 | no | no |  |  | no |  |  | 1346187.221 | 15332737.291 |  | -1
node_8102502_200890432 |  |  | PQ | AD | 2771.281 | 8102502 | no | no |  |  | no |  |  | 1346032.918 | 15332871.88 |  | -1
node_8102502_200890434 |  |  | PQ | AD | 2771.281 | 8102502 | no | no |  |  | no |  |  | 1345825.548 | 15332798.603 |  | -1
node_8102502_200890435 |  |  | PQ | AN | 2771.281 | 8102502 | no | no |  |  | no |  |  | 1345646.096 | 15332792.87 |  | -1
node_8102502_200890436 |  |  | PQ | AD | 2771.281 | 8102502 | no | no |  |  | no |  |  | 1345494.051 | 15332791.995 |  | -1
node_8102502_200890437 |  |  | PQ | AN | 2771.281 | 8102502 | no | no |  |  | no |  |  | 1345893.777 | 15333005.656 |  | -1
node_8102502_200890438 |  |  | PQ | AD | 2771.281 | 8102502 | no | no |  |  | no |  |  | 1345518.358 | 15332987.406 |  | -1
node_8102502_200890439 |  |  | PQ | AD | 2771.281 | 8102502 | no | no |  |  | no |  |  | 1345208.449 | 15332978.633 |  | -1
node_8102502_200890440 |  |  | PQ | AD | 2771.281 | 8102502 | no | no |  |  | no |  |  | 1344944.823 | 15332985.638 |  | -1
node_8102502_200890441 |  |  | PQ | AD | 2771.281 | 8102502 | no | no |  |  | no |  |  | 1344592.35 | 15332969.088 |  | -1
node_8102502_200890442 |  |  | PQ | AN | 2771.281 | 8102502 | no | no |  |  | no |  |  | 1344358.972 | 15332958.454 |  | -1
node_8102502_200890443 |  |  | PQ | AD | 2771.281 | 8102502 | no | no |  |  | no |  |  | 1343976.581 | 15332934.793 |  | -1
node_8102502_200890444 |  |  | PQ | AD | 2771.281 | 8102502 | no | no |  |  | no |  |  | 1343467.592 | 15332893.927 |  | -1
node_8102502_200890445 |  |  | PQ | AN | 2771.281 | 8102502 | no | no |  |  | no |  |  | 1343436.178 | 15333056.609 |  | -1
node_8102502_200890446 |  |  | PQ | AN | 2771.281 | 8102502 | no | no |  |  | no |  |  | 1343060.466 | 15332872.135 |  | -1
node_8102502_200890447 |  |  | PQ | AN | 2771.281 | 8102502 | no | no |  |  | no |  |  | 1342788.338 | 15332859.963 |  | -1
node_8102502_200890448 |  |  | PQ | AD | 2771.281 | 8102502 | no | no |  |  | no |  |  | 1342547.696 | 15332994.573 |  | -1
node_8102502_200890449 |  |  | PQ | AD | 2771.281 | 8102502 | no | no |  |  | no |  |  | 1342086.507 | 15333275.296 |  | -1
node_8102502_200890450 |  |  | PQ | AN | 2771.281 | 8102502 | no | no |  |  | no |  |  | 1341556.134 | 15333579.685 |  | -1
node_8102502_200890451 |  |  | PQ | AD | 2771.281 | 8102502 | no | no |  |  | no |  |  | 1341283.432 | 15333534.586 |  | -1
node_8102502_200890452 |  |  | PQ | AD | 2771.281 | 8102502 | no | no |  |  | no |  |  | 1340757.241 | 15333449.217 |  | -1
node_8102502_200890453 |  |  | PQ | AD | 2771.281 | 8102502 | no | no |  |  | no |  |  | 1340467.395 | 15333408.825 |  | -1
node_8102502_200890454 |  |  | PQ | AN | 2771.281 | 8102502 | no | no |  |  | no |  |  | 1340322.29 | 15333386.014 |  | -1
node_8102502_200890455 |  |  | PQ | AN | 2771.281 | 8102502 | no | no |  |  | no |  |  | 1340331.107 | 15333662.703 |  | -1
node_8102502_200890457 |  |  | PQ | AN | 2771.281 | 8102502 | no | no |  |  | no |  |  | 1340290.42 | 15333951.008 |  | -1
node_8102502_200890458 |  |  | PQ | AD | 2771.281 | 8102502 | no | no |  |  | no |  |  | 1340164.236 | 15333364.533 |  | -1
node_8102502_200890459 |  |  | PQ | AD | 2771.281 | 8102502 | no | no |  |  | no |  |  | 1339998.825 | 15333151.15 |  | -1
node_8102502_200890461 |  |  | PQ | AD | 2771.281 | 8102502 | no | no |  |  | no |  |  | 1339436.582 | 15332438.174 |  | -1
node_8102502_200890462 |  |  | PQ | AN | 2771.281 | 8102502 | no | no |  |  | no |  |  | 1339158.362 | 15332126.135 |  | -1
node_8102502_200890463 |  |  | PQ | AN | 2771.281 | 8102502 | no | no |  |  | no |  |  | 1338867.114 | 15331803.08 |  | -1
node_8102502_200890464 |  |  | PQ | AD | 2771.281 | 8102502 | no | no |  |  | no |  |  | 1338487.788 | 15331686.089 |  | -1
node_8102502_200890465 |  |  | PQ | AN | 2771.281 | 8102502 | no | no |  |  | no |  |  | 1338231.544 | 15331666.767 |  | -1
node_8102502_200890466 |  |  | PQ | AN | 2771.281 | 8102502 | no | no |  |  | no |  |  | 1338172.362 | 15331657.812 |  | -1
node_8102502_200890468 |  |  | PQ | AN | 2771.281 | 8102502 | no | no |  |  | no |  |  | 1337827.771 | 15331632.994 |  | -1
node_8102502_200890470 |  |  | PQ | AN | 2771.281 | 8102502 | no | no |  |  | no |  |  | 1337574.921 | 15331603.363 |  | -1
node_8102502_200890472 |  |  | PQ | AD | 2771.281 | 8102502 | no | no |  |  | no |  |  | 1337276.612 | 15331590.468 |  | -1
node_8102502_200890473 |  |  | PQ | AN | 2771.281 | 8102502 | no | no |  |  | no |  |  | 1337086.148 | 15331585.084 |  | -1
node_8102502_200890474 |  |  | PQ | AN | 2771.281 | 8102502 | no | no |  |  | no |  |  | 1336799.042 | 15331571.56 |  | -1
node_8102502_200890597 |  |  | PQ | AN | 2771.281 | 8102502 | no | no |  |  | no |  |  | 1344851.048 | 15336540.389 |  | -1
node_8102502_200890598 |  |  | PQ | AD | 2771.281 | 8102502 | no | no |  |  | no |  |  | 1344941.976 | 15336544.958 |  | -1
node_8102502_200890599 |  |  | PQ | AN | 2771.281 | 8102502 | no | no |  |  | no |  |  | 1345138.627 | 15336547.746 |  | -1
node_8102502_200890600 |  |  | PQ | AN | 2771.281 | 8102502 | no | no |  |  | no |  |  | 1345384.01 | 15336543.063 |  | -1
node_8102502_200890601 |  |  | PQ | AN | 2771.281 | 8102502 | no | no |  |  | no |  |  | 1345586.607 | 15336597.807 |  | -1
node_8102502_200890604 |  |  | PQ | AN | 2771.281 | 8102502 | no | no |  |  | no |  |  | 1346011.522 | 15336616.279 |  | -1
node_8102502_200890606 |  |  | PQ | AN | 2771.281 | 8102502 | no | no |  |  | no |  |  | 1346330.669 | 15336618.804 |  | -1
node_8102502_200890608 |  |  | PQ | AN | 2771.281 | 8102502 | no | no |  |  | no |  |  | 1346799.868 | 15336638.26 |  | -1
node_8102502_200890610 |  |  | PQ | AN | 2771.281 | 8102502 | no | no |  |  | no |  |  | 1347204.566 | 15336597.104 |  | -1
node_8102502_200890612 |  |  | PQ | AN | 2771.281 | 8102502 | no | no |  |  | no |  |  | 1347564.803 | 15336545.204 |  | -1
node_8102502_200890614 |  |  | PQ | AD | 2771.281 | 8102502 | no | no |  |  | no |  |  | 1347570.027 | 15336665.6 |  | -1
node_8102502_200890615 |  |  | PQ | AN | 2771.281 | 8102502 | no | no |  |  | no |  |  | 1347559.926 | 15336997.718 |  | -1
node_8102502_200890859 |  |  | PQ | AN | 2771.281 | 8102502 | no | no |  |  | no |  |  | 1342127.131 | 15339664.782 |  | -1
node_8102502_200890860 |  |  | PQ | AN | 2771.281 | 8102502 | no | no |  |  | no |  |  | 1344306.096 | 15336143.677 |  | -1
node_8102502_200890948 |  |  | PQ | AD | 2771.281 | 8102502 | no | no |  |  | no |  |  | 1336527.661 | 15339505.075 |  | -1
node_8102502_200890949 |  |  | PQ | AN | 2771.281 | 8102502 | no | no |  |  | no |  |  | 1336894.077 | 15339502.305 |  | -1
node_8102502_200890950 |  |  | PQ | AN | 2771.281 | 8102502 | no | no |  |  | no |  |  | 1337211.843 | 15339449.205 |  | -1
node_8102502_200890951 |  |  | PQ | AD | 2771.281 | 8102502 | no | no |  |  | no |  |  | 1337588.735 | 15339385.599 |  | -1
node_8102502_200890952 |  |  | PQ | AN | 2771.281 | 8102502 | no | no |  |  | no |  |  | 1338210.605 | 15339266.315 |  | -1
node_8102502_200890953 |  |  | PQ | AD | 2771.281 | 8102502 | no | no |  |  | no |  |  | 1338387.035 | 15338931.29 |  | -1
node_8102502_200890954 |  |  | PQ | AN | 2771.281 | 8102502 | no | no |  |  | no |  |  | 1338572.205 | 15338584.78 |  | -1
node_8102502_200890955 |  |  | PQ | AN | 2771.281 | 8102502 | no | no |  |  | no |  |  | 1338718.809 | 15338343.509 |  | -1
node_8102502_200890956 |  |  | PQ | AN | 2771.281 | 8102502 | no | no |  |  | no |  |  | 1338493.416 | 15338220.299 |  | -1
node_8102502_200890957 |  |  | PQ | AN | 2771.281 | 8102502 | no | no |  |  | no |  |  | 1339011.016 | 15338310.425 |  | -1
node_8102502_200890959 |  |  | PQ | AD | 2771.281 | 8102502 | no | no |  |  | no |  |  | 1339236.444 | 15338307.072 |  | -1
node_8102502_200890962 |  |  | PQ | AN | 2771.281 | 8102502 | no | no |  |  | no |  |  | 1339797.01 | 15338125.636 |  | -1
node_8102502_200890963 |  |  | PQ | AD | 2771.281 | 8102502 | no | no |  |  | no |  |  | 1340019.618 | 15338057.207 |  | -1
node_8102502_200890964 |  |  | PQ | AN | 2771.281 | 8102502 | no | no |  |  | no |  |  | 1340192.037 | 15337998.752 |  | -1
node_8102502_200890965 |  |  | PQ | AD | 2771.281 | 8102502 | no | no |  |  | no |  |  | 1340234.894 | 15338133.249 |  | -1
node_8102502_200890966 |  |  | PQ | AN | 2771.281 | 8102502 | no | no |  |  | no |  |  | 1340537.839 | 15338123.415 |  | -1
node_8102502_200890968 |  |  | PQ | AD | 2771.281 | 8102502 | no | no |  |  | no |  |  | 1340965.516 | 15338107.305 |  | -1
node_8102502_200890969 |  |  | PQ | AN | 2771.281 | 8102502 | no | no |  |  | no |  |  | 1341275.555 | 15338106.338 |  | -1
node_8102502_200890971 |  |  | PQ | AN | 2771.281 | 8102502 | no | no |  |  | no |  |  | 1342320.864 | 15338076.266 |  | -1
node_8102502_200890972 |  |  | PQ | AN | 2771.281 | 8102502 | no | no |  |  | no |  |  | 1342797.984 | 15338059.739 |  | -1
node_8102502_200890973 |  |  | PQ | AD | 2771.281 | 8102502 | no | no |  |  | no |  |  | 1342690.498 | 15338146.946 |  | -1
node_8102502_200890974 |  |  | PQ | AD | 2771.281 | 8102502 | no | no |  |  | no |  |  | 1342902.277 | 15337980.256 |  | -1
node_8102502_200890975 |  |  | PQ | AD | 2771.281 | 8102502 | no | no |  |  | no |  |  | 1343186.425 | 15337757.815 |  | -1
node_8102502_200890976 |  |  | PQ | AN | 2771.281 | 8102502 | no | no |  |  | no |  |  | 1343588.165 | 15337437.275 |  | -1
node_8102502_200890977 |  |  | PQ | AD | 2771.281 | 8102502 | no | no |  |  | no |  |  | 1343967.044 | 15337143.33 |  | -1
node_8102502_200890978 |  |  | PQ | AN | 2771.281 | 8102502 | no | no |  |  | no |  |  | 1344382.213 | 15336821.985 |  | -1
node_8102502_200890980 |  |  | PQ | AD | 2771.281 | 8102502 | no | no |  |  | no |  |  | 1344739.901 | 15336535.744 |  | -1
node_8102502_200890981 |  |  | PQ | AD | 2771.281 | 8102502 | no | no |  |  | no |  |  | 1344649.135 | 15336433.805 |  | -1
node_8102502_200890983 |  |  | PQ | AD | 2771.281 | 8102502 | no | no |  |  | no |  |  | 1344890.142 | 15336228.798 |  | -1
node_8102502_200890984 |  |  | PQ | AN | 2771.281 | 8102502 | no | no |  |  | no |  |  | 1344969.345 | 15336067.769 |  | -1
node_8102502_200890985 |  |  | PQ | AD | 2771.281 | 8102502 | no | no |  |  | no |  |  | 1345040.325 | 15335929.363 |  | -1
node_8102502_200890986 |  |  | PQ | AN | 2771.281 | 8102502 | no | no |  |  | no |  |  | 1344882.242 | 15335882.563 |  | -1
node_8102502_200890987 |  |  | PQ | AN | 2771.281 | 8102502 | no | no |  |  | no |  |  | 1344523.522 | 15335753.702 |  | -1
node_8102502_200890988 |  |  | PQ | AD | 2771.281 | 8102502 | no | no |  |  | no |  |  | 1344488.963 | 15335853.399 |  | -1
node_8102502_200890989 |  |  | PQ | AN | 2771.281 | 8102502 | no | no |  |  | no |  |  | 1345183.113 | 15335632.573 |  | -1
node_8102502_200890991 |  |  | PQ | AD | 2771.281 | 8102502 | no | no |  |  | no |  |  | 1345253.23 | 15335449.554 |  | -1
node_8102502_200890992 |  |  | PQ | AN | 2771.281 | 8102502 | no | no |  |  | no |  |  | 1345298.636 | 15335306.238 |  | -1
node_8102502_200890993 |  |  | PQ | AN | 2771.281 | 8102502 | no | no |  |  | no |  |  | 1345420.081 | 15334931.368 |  | -1
node_8102502_200890994 |  |  | PQ | AN | 2771.281 | 8102502 | no | no |  |  | no |  |  | 1345579.605 | 15334909.562 |  | -1
node_8102502_200890997 |  |  | PQ | AD | 2771.281 | 8102502 | no | no |  |  | no |  |  | 1345306.438 | 15334948.65 |  | -1
node_8102502_200890998 |  |  | PQ | AN | 2771.281 | 8102502 | no | no |  |  | no |  |  | 1345560.339 | 15334556.151 |  | -1
node_8102502_200890999 |  |  | PQ | AN | 2771.281 | 8102502 | no | no |  |  | no |  |  | 1345762.58 | 15334771.295 |  | -1
node_8102502_200891000 |  |  | PQ | AD | 2771.281 | 8102502 | no | no |  |  | no |  |  | 1345587.483 | 15334301.82 |  | -1
node_8102502_200891001 |  |  | PQ | AN | 2771.281 | 8102502 | no | no |  |  | no |  |  | 1345749.037 | 15334306.69 |  | -1
node_8102502_200891003 |  |  | PQ | AN | 2771.281 | 8102502 | no | no |  |  | no |  |  | 1345638.053 | 15334055.78 |  | -1
node_8102502_200891004 |  |  | PQ | AD | 2771.281 | 8102502 | no | no |  |  | no |  |  | 1345765.439 | 15334076.521 |  | -1
node_8102502_200891005 |  |  | PQ | AN | 2771.281 | 8102502 | no | no |  |  | no |  |  | 1345951.059 | 15334088.665 |  | -1
node_8102502_200891006 |  |  | PQ | AD | 2771.281 | 8102502 | no | no |  |  | no |  |  | 1345684.925 | 15333804.227 |  | -1
node_8102502_200891008 |  |  | PQ | AN | 2771.281 | 8102502 | no | no |  |  | no |  |  | 1345892.063 | 15333601.504 |  | -1
node_8102502_200891009 |  |  | PQ | AN | 2771.281 | 8102502 | no | no |  |  | no |  |  | 1345992.291 | 15333259.051 |  | -1
node_8102502_200891685 |  |  | PQ | AN | 2771.281 | 8102502 | no | no |  |  | no |  |  | 1345887.246 | 15328714.238 |  | -1
node_8102502_200891686 |  |  | PQ | AN | 2771.281 | 8102502 | no | no |  |  | no |  |  | 1346516.634 | 15328646.745 |  | -1
node_8102502_200891687 |  |  | PQ | AN | 2771.281 | 8102502 | no | no |  |  | no |  |  | 1346359.322 | 15328642.686 |  | -1
node_8102502_200891688 |  |  | PQ | AN | 2771.281 | 8102502 | no | no |  |  | no |  |  | 1346101.96 | 15328629.645 |  | -1
node_8102502_200891689 |  |  | PQ | AN | 2771.281 | 8102502 | no | no |  |  | no |  |  | 1346124.206 | 15328872.171 |  | -1
node_8102502_200891690 |  |  | PQ | AN | 2771.281 | 8102502 | no | no |  |  | no |  |  | 1346114.857 | 15329203.006 |  | -1
node_8102502_200891691 |  |  | PQ | AN | 2771.281 | 8102502 | no | no |  |  | no |  |  | 1346109.485 | 15329448.254 |  | -1
node_8102502_200891693 |  |  | PQ | AN | 2771.281 | 8102502 | no | no |  |  | no |  |  | 1345850.376 | 15328585.409 |  | -1
node_8102502_200891694 |  |  | PQ | AN | 2771.281 | 8102502 | no | no |  |  | no |  |  | 1345666.93 | 15328576.217 |  | -1
node_8102502_200891780 |  |  | PQ | AN | 2771.281 | 8102502 | no | no |  |  | no |  |  | 1341215.507 | 15333763.937 |  | -1
node_8102502_200891782 |  |  | PQ | AN | 2771.281 | 8102502 | no | no |  |  | no |  |  | 1340865.481 | 15333954.141 |  | -1
node_8102502_200891783 |  |  | PQ | AN | 2771.281 | 8102502 | no | no |  |  | no |  |  | 1340623.199 | 15334095.34 |  | -1
node_8102502_200891784 |  |  | PQ | AN | 2771.281 | 8102502 | no | no |  |  | no |  |  | 1340449.841 | 15334159.615 |  | -1
node_8102502_200891785 |  |  | PQ | AD | 2771.281 | 8102502 | no | no |  |  | no |  |  | 1340467.799 | 15334194.917 |  | -1
node_8102502_200891786 |  |  | PQ | AD | 2771.281 | 8102502 | no | no |  |  | no |  |  | 1340521.573 | 15334420.687 |  | -1
node_8102502_200891787 |  |  | PQ | AN | 2771.281 | 8102502 | no | no |  |  | no |  |  | 1340406.983 | 15334691.496 |  | -1
node_8102502_200911575 |  |  | PQ | AD | 2771.281 | 8102502 | no | no |  |  | no |  |  | 1342600.275 | 15338244.921 |  | -1
node_8102502_200911578 |  |  | PQ | AD | 2771.281 | 8102502 | no | no |  |  | no |  |  | 1345357.935 | 15335155.647 |  | -1
node_8102502_200946844 |  |  | PQ | AN | 2771.281 | 8102502 | no | no |  |  | no |  |  | 1339332.27 | 15338276.041 |  | -1
node_8102502_200946845 |  |  | PQ | AD | 2771.281 | 8102502 | no | no |  |  | no |  |  | 1339586.055 | 15338187.284 |  | -1
node_8102502_200969549 |  |  | PQ | ABCD | 2771.281 | 8102502 | no | no |  |  | no |  |  | 1353172.83 | 15327887.039 |  | -1
node_8102502_200969550 |  |  | PQ | ABCD | 2771.281 | 8102502 | no | no |  |  | no |  |  | 1353397.817 | 15328642.894 |  | -1
node_8102502_200969551 |  |  | PQ | ABCN | 2771.281 | 8102502 | no | no |  |  | no |  |  | 1352708.592 | 15327848.742 |  | -1
node_8102502_200969713 |  |  | PQ | AN | 2771.281 | 8102502 | no | no |  |  | no |  |  | 1345858.484 | 15336606.357 |  | -1
node_8102502_200982840 |  |  | PQ | AD | 2771.281 | 8102502 | no | no |  |  | no |  |  | 1346030.372 | 15332952.801 |  | -1
node_8102502_200983826 |  |  | PQ | ABCD | 2771.281 | 8102502 | no | no |  |  | no |  |  | 1352616.095 | 15327841.988 |  | -1
node_8102502_200983855 |  |  | PQ | ABCD | 2771.281 | 8102502 | no | no |  |  | no |  |  | 1352841.548 | 15327851.904 |  | -1
node_8102502_200983856 |  |  | PQ | ABCD | 2771.281 | 8102502 | no | no |  |  | no |  |  | 1352875.471 | 15327819.698 |  | -1
node_8102502_200983857 |  |  | PQ | ABCD | 2771.281 | 8102502 | no | no |  |  | no |  |  | 1353030.033 | 15327821.348 |  | -1
node_8102502_201016821 |  |  | PQ | ABCD | 2771.281 | 8102502 | no | no |  |  | no |  |  | 1353805.54 | 15328673.463 |  | -1
node_8102502_201017040 |  |  | PQ | ABCD | 2771.281 | 8102502 | no | no |  |  | no |  |  | 1353811.836 | 15328699.688 |  | -1
node_8102502_201052133 |  |  | PQ | AN | 2771.281 | 8102502 | no | no |  |  | no |  |  | 1339662.052 | 15332722.867 |  | -1
node_8102502_201053643 |  |  | PQ | AD | 2771.281 | 8102502 | no | no |  |  | no |  |  | 1341785.904 | 15338093.841 |  | -1
node_8102502_201059633 |  |  | PQ | AN | 2771.281 | 8102502 | no | no |  |  | no |  |  | 1350339.215 | 15328415.77 |  | -1
node_8102502_201059634 |  |  | PQ | AD | 2771.281 | 8102502 | no | no |  |  | no |  |  | 1350296.076 | 15328468.458 |  | -1
node_8102502_201059635 |  |  | PQ | AD | 2771.281 | 8102502 | no | no |  |  | no |  |  | 1350165.474 | 15328621.713 |  | -1
node_8102502_201059636 |  |  | PQ | AN | 2771.281 | 8102502 | no | no |  |  | no |  |  | 1350043.799 | 15328777.906 |  | -1
node_8102502_310012862 |  |  | PQ | AD | 2771.281 | 8102502 | no | no |  |  | no |  |  | 1342558.691 | 15338063.861 |  | -1
node_8102502_310012863 |  |  | PQ | AN | 2771.281 | 8102502 | no | no |  |  | no |  |  | 1342546.747 | 15338136.974 |  | -1
node_8102502_311859697 |  |  | PQ | AN | 2771.281 | 8102502 | no | no |  |  | no |  |  | 1351406.276 | 15328459.1 |  | -1
node_8102502_311997606 |  |  | PQ | ABCN | 2771.281 | 8102502 | no | no |  |  | no |  |  | 1352268.988 | 15327431.966 |  | -1
node_8102502_312024018 |  |  | PQ | AD | 2771.281 | 8102502 | no | no |  |  | no |  |  | 1349474.08 | 15331556.908 |  | -1
node_8102502_312024021 |  |  | PQ | AD | 2771.281 | 8102502 | no | no |  |  | no |  |  | 1349715.37 | 15331574.677 |  | -1
node_8102502_312024026 |  |  | PQ | AD | 2771.281 | 8102502 | no | no |  |  | no |  |  | 1350049.375 | 15331584.347 |  | -1
node_8102502_312024030 |  |  | PQ | AD | 2771.281 | 8102502 | no | no |  |  | no |  |  | 1350386.065 | 15331602.657 |  | -1
node_8102502_312024031 |  |  | PQ | AN | 2771.281 | 8102502 | no | no |  |  | no |  |  | 1350651.843 | 15331620.128 |  | -1
node_220417470 |  |  | PQ | ABCD | 2771.281 | 8102502 | no | no |  |  | no |  |  | 1351747.675 | 15327769.024 |  | -1
node_220555616 |  |  | PQ | ABCD | 2771.281 | 8102502 | no | no |  |  | no |  |  | 1351754.221 | 15327769.003 |  | -1
node_SOURCE_8102502 |  |  | SWING | ABCN | 2771.281 | 8102502 | no | no |  |  | no |  |  | 1353835.414 | 15328642.291 |  | -1
node_intto1_8102502_200841158 |  |  | PQ | AD | 2771.281 | 8102502 | no | no |  |  | no |  |  | 1349348.966 | 15331177.003 |  | -1
node_intto1_8102502_200841332 |  |  | PQ | AD | 2771.281 | 8102502 | no | no |  |  | no |  |  | 1349008.671 | 15330749.967 |  | -1
node_intto1_8102502_200841924 |  |  | PQ | AD | 2771.281 | 8102502 | no | no |  |  | no |  |  | 1346751.378 | 15328660.94 |  | -1
node_intto1_8102502_200842061 |  |  | PQ | AD | 2771.281 | 8102502 | no | no |  |  | no |  |  | 1349621.005 | 15330667.921 |  | -1
node_intto1_8102502_200842773 |  |  | PQ | AD | 2771.281 | 8102502 | no | no |  |  | no |  |  | 1351574.42 | 15327783.596 |  | -1
node_intto1_8102502_200842799 |  |  | PQ | AD | 2771.281 | 8102502 | no | no |  |  | no |  |  | 1353168.124 | 15328412.815 |  | -1
node_intto1_8102502_200842833 |  |  | PQ | AD | 2771.281 | 8102502 | no | no |  |  | no |  |  | 1348763.86 | 15330127.626 |  | -1
node_intto1_8102502_200842844 |  |  | PQ | AD | 2771.281 | 8102502 | no | no |  |  | no |  |  | 1351996.871 | 15327902.228 |  | -1
node_intto1_8102502_200842858 |  |  | PQ | AD | 2771.281 | 8102502 | no | no |  |  | no |  |  | 1351320.68 | 15327809.864 |  | -1
node_intto1_8102502_200890415 |  |  | PQ | AD | 2771.281 | 8102502 | no | no |  |  | no |  |  | 1344128.579 | 15328663.893 |  | -1
node_intto1_8102502_200890417 |  |  | PQ | AD | 2771.281 | 8102502 | no | no |  |  | no |  |  | 1344109.11 | 15328946.747 |  | -1
node_intto1_8102502_200890427 |  |  | PQ | AN | 2771.281 | 8102502 | no | no |  |  | no |  |  | 1338374.869 | 15332092.02 |  | -1
node_intto1_8102502_200890437 |  |  | PQ | AD | 2771.281 | 8102502 | no | no |  |  | no |  |  | 1345893.777 | 15333005.656 |  | -1
node_intto1_8102502_200890450 |  |  | PQ | AD | 2771.281 | 8102502 | no | no |  |  | no |  |  | 1341556.134 | 15333579.685 |  | -1
node_intto1_8102502_200890597 |  |  | PQ | AD | 2771.281 | 8102502 | no | no |  |  | no |  |  | 1344851.048 | 15336540.389 |  | -1
node_intto1_8102502_200890978 |  |  | PQ | AD | 2771.281 | 8102502 | no | no |  |  | no |  |  | 1344382.213 | 15336821.985 |  | -1
node_intto1_8102502_200891009 |  |  | PQ | AD | 2771.281 | 8102502 | no | no |  |  | no |  |  | 1345992.291 | 15333259.051 |  | -1
node_intto1_8102502_200891780 |  |  | PQ | AD | 2771.281 | 8102502 | no | no |  |  | no |  |  | 1341215.507 | 15333763.937 |  | -1
node_intto1_8102502_200911575 |  |  | PQ | AD | 2771.281 | 8102502 | no | no |  |  | no |  |  | 1342600.275 | 15338244.921 |  | -1
node_intto1_8102502_200982840 |  |  | PQ | AD | 2771.281 | 8102502 | no | no |  |  | no |  |  | 1346030.372 | 15332952.801 |  | -1
node_intto1_8102502_311997606 |  |  | PQ | ABCN | 2771.281 | 8102502 | no | no |  |  | no |  |  | 1352268.988 | 15327431.966 |  | -1
node_intto1_8102502_312024018 |  |  | PQ | AD | 2771.281 | 8102502 | no | no |  |  | no |  |  | 1349474.08 | 15331556.908 |  | -1
node_intto1_220417470 |  |  | PQ | ABCD | 2771.281 | 8102502 | no | no |  |  | no |  |  | 1351747.675 | 15327769.024 |  | -1
node_intto1_220555616 |  |  | PQ | ABCD | 2771.281 | 8102502 | no | no |  |  | no |  |  | 1351754.221 | 15327769.003 |  | -1

## overhead_line
data_type | static
owner_type | feeder
owner | 8102502
object | overhead_line
name | groupid | phases | fr | to | length | configuration | dcircuit | selected | monitored | monitored_fields | class_monitored_fields | played | played_fields | comments | R | X | B | lim_kw
oh_line_8102502_200841124 |  | AD | node_8102502_200842829 | node_8102502_200841124 | 275.225 | bal_1P_4/0AL | 8102502 | no | no |  |  | no |  |  | 0 | 0 | 0 | 0
oh_line_8102502_200841125 |  | AD | node_8102502_200841124 | node_8102502_200841125 | 28.562 | bal_1P_1/0AA | 8102502 | no | no |  |  | no |  |  | 0 | 0 | 0 | 0
oh_line_8102502_200841126 |  | AD | node_8102502_200841125 | node_8102502_200841126 | 222.712 | bal_1P_1/0AA | 8102502 | no | no |  |  | no |  |  | 0 | 0 | 0 | 0
oh_line_8102502_200841127 |  | AD | node_8102502_200841126 | node_8102502_200841127 | 218.642 | bal_1P_1/0AA | 8102502 | no | no |  |  | no |  |  | 0 | 0 | 0 | 0
oh_line_8102502_200841128 |  | AD | node_8102502_200841163 | node_8102502_200841128 | 176.223 | bal_1P_3-104CW | 8102502 | no | no |  |  | no |  |  | 0 | 0 | 0 | 0
oh_line_8102502_200841129 |  | AD | node_8102502_200841128 | node_8102502_200841129 | 358.165 | bal_1P_3-104CW | 8102502 | no | no |  |  | no |  |  | 0 | 0 | 0 | 0
oh_line_8102502_200841130 |  | AD | node_8102502_200841129 | node_8102502_200841130 | 449.533 | bal_1P_3-104CW | 8102502 | no | no |  |  | no |  |  | 0 | 0 | 0 | 0
oh_line_8102502_200841131 |  | AD | node_8102502_200841130 | node_8102502_200841131 | 225.75 | bal_1P_3-104CW | 8102502 | no | no |  |  | no |  |  | 0 | 0 | 0 | 0
oh_line_8102502_200841132 |  | AD | node_8102502_200841131 | node_8102502_200841132 | 215.458 | bal_1P_3-104CW | 8102502 | no | no |  |  | no |  |  | 0 | 0 | 0 | 0
oh_line_8102502_200841134 |  | AD | node_8102502_200841132 | node_8102502_200841134 | 244.047 | bal_1P_3-104CW | 8102502 | no | no |  |  | no |  |  | 0 | 0 | 0 | 0
oh_line_8102502_200841135 |  | AD | node_8102502_200841134 | node_8102502_200841135 | 286.687 | bal_1P_3-104CW | 8102502 | no | no |  |  | no |  |  | 0 | 0 | 0 | 0
oh_line_8102502_200841136 |  | AD | node_8102502_200841135 | node_8102502_200841136 | 244.917 | bal_1P_1/0AA | 8102502 | no | no |  |  | no |  |  | 0 | 0 | 0 | 0
oh_line_8102502_200841137 |  | AD | node_8102502_200841135 | node_8102502_200841137 | 150.794 | bal_1P_3-104CW | 8102502 | no | no |  |  | no |  |  | 0 | 0 | 0 | 0
oh_line_8102502_200841138 |  | AD | node_8102502_200841137 | node_8102502_200841138 | 212.086 | bal_1P_3-104CW | 8102502 | no | no |  |  | no |  |  | 0 | 0 | 0 | 0
oh_line_8102502_200841139 |  | AD | node_8102502_200841138 | node_8102502_200841139 | 271.343 | bal_1P_1/0AA | 8102502 | no | no |  |  | no |  |  | 0 | 0 | 0 | 0
oh_line_8102502_200841140 |  | AD | node_8102502_200841139 | node_8102502_200841140 | 374.007 | bal_1P_1/0AA | 8102502 | no | no |  |  | no |  |  | 0 | 0 | 0 | 0
oh_line_8102502_200841141 |  | AD | node_8102502_200841140 | node_8102502_200841141 | 347.639 | bal_1P_1/0AA | 8102502 | no | no |  |  | no |  |  | 0 | 0 | 0 | 0
oh_line_8102502_200841142 |  | AD | node_8102502_200841141 | node_8102502_200841142 | 341.09 | bal_1P_1/0AA | 8102502 | no | no |  |  | no |  |  | 0 | 0 | 0 | 0
oh_line_8102502_200841143 |  | AD | node_8102502_200841124 | node_8102502_200841143 | 219.428 | bal_1P_4/0AL | 8102502 | no | no |  |  | no |  |  | 0 | 0 | 0 | 0
oh_line_8102502_200841145 |  | AD | node_8102502_200841142 | node_8102502_200841145 | 286.264 | bal_1P_1/0AA | 8102502 | no | no |  |  | no |  |  | 0 | 0 | 0 | 0
oh_line_8102502_200841146 |  | AD | node_8102502_200841145 | node_8102502_200841146 | 298.819 | bal_1P_1/0AA | 8102502 | no | no |  |  | no |  |  | 0 | 0 | 0 | 0
oh_line_8102502_200841148 |  | AD | node_8102502_200841146 | node_8102502_200841148 | 394.912 | bal_1P_1/0AA | 8102502 | no | no |  |  | no |  |  | 0 | 0 | 0 | 0
oh_line_8102502_200841149 |  | AD | node_8102502_200841148 | node_8102502_200841149 | 259.837 | bal_1P_1/0AA | 8102502 | no | no |  |  | no |  |  | 0 | 0 | 0 | 0
oh_line_8102502_200841151 |  | AD | node_8102502_200841148 | node_8102502_200841151 | 363.275 | bal_1P_1/0AA | 8102502 | no | no |  |  | no |  |  | 0 | 0 | 0 | 0
oh_line_8102502_200841152 |  | AD | node_8102502_200841151 | node_8102502_200841152 | 351.614 | bal_1P_1/0AA | 8102502 | no | no |  |  | no |  |  | 0 | 0 | 0 | 0
oh_line_8102502_200841153 |  | AD | node_8102502_200841152 | node_8102502_200841153 | 346.078 | bal_1P_1/0AA | 8102502 | no | no |  |  | no |  |  | 0 | 0 | 0 | 0
oh_line_8102502_200841154 |  | AD | node_8102502_200841153 | node_8102502_200841154 | 251.781 | bal_1P_1/0AA | 8102502 | no | no |  |  | no |  |  | 0 | 0 | 0 | 0
oh_line_8102502_200841155 |  | AD | node_8102502_200841154 | node_8102502_200841155 | 258.442 | bal_1P_1/0AA | 8102502 | no | no |  |  | no |  |  | 0 | 0 | 0 | 0
oh_line_8102502_200841156 |  | AD | node_8102502_200841143 | node_8102502_200841156 | 254.417 | bal_1P_4/0AA | 8102502 | no | no |  |  | no |  |  | 0 | 0 | 0 | 0
oh_line_8102502_200841157 |  | AD | node_8102502_200841156 | node_8102502_200841157 | 250.854 | bal_1P_4/0AL | 8102502 | no | no |  |  | no |  |  | 0 | 0 | 0 | 0
oh_line_8102502_200841158 |  | AD | node_8102502_200841157 | node_intto1_8102502_200841158 | 246.929 | bal_1P_3-104CW | 8102502 | no | no |  |  | no |  |  | 0 | 0 | 0 | 0
oh_line_8102502_200841160 |  | AD | node_8102502_200841158 | node_8102502_200841160 | 335.969 | bal_1P_3-104CW | 8102502 | no | no |  |  | no |  |  | 0 | 0 | 0 | 0
oh_line_8102502_200841162 |  | AD | node_8102502_200841160 | node_8102502_200841162 | 449.927 | bal_1P_3-104CW | 8102502 | no | no |  |  | no |  |  | 0 | 0 | 0 | 0
oh_line_8102502_200841163 |  | AD | node_8102502_200841162 | node_8102502_200841163 | 225.149 | bal_1P_3-104CW | 8102502 | no | no |  |  | no |  |  | 0 | 0 | 0 | 0
oh_line_8102502_200841332 |  | AD | node_8102502_200841156 | node_intto1_8102502_200841332 | 284.448 | bal_1P_2AC | 8102502 | no | no |  |  | no |  |  | 0 | 0 | 0 | 0
oh_line_8102502_200841333 |  | AD | node_8102502_200841349 | node_8102502_200841333 | 295.636 | bal_1P_2AC | 8102502 | no | no |  |  | no |  |  | 0 | 0 | 0 | 0
oh_line_8102502_200841334 |  | AD | node_8102502_200841333 | node_8102502_200841334 | 140.526 | bal_1P_2AC | 8102502 | no | no |  |  | no |  |  | 0 | 0 | 0 | 0
oh_line_8102502_200841335 |  | AD | node_8102502_200841332 | node_8102502_200841335 | 310.811 | bal_1P_2AC | 8102502 | no | no |  |  | no |  |  | 0 | 0 | 0 | 0
oh_line_8102502_200841336 |  | AD | node_8102502_200841335 | node_8102502_200841336 | 369.025 | bal_1P_2AC | 8102502 | no | no |  |  | no |  |  | 0 | 0 | 0 | 0
oh_line_8102502_200841337 |  | AD | node_8102502_200841336 | node_8102502_200841337 | 465.826 | bal_1P_2AC | 8102502 | no | no |  |  | no |  |  | 0 | 0 | 0 | 0
oh_line_8102502_200841340 |  | AD | node_8102502_200841336 | node_8102502_200841340 | 371.069 | bal_1P_2AC | 8102502 | no | no |  |  | no |  |  | 0 | 0 | 0 | 0
oh_line_8102502_200841341 |  | AD | node_8102502_200841340 | node_8102502_200841341 | 368.136 | bal_1P_2AC | 8102502 | no | no |  |  | no |  |  | 0 | 0 | 0 | 0
oh_line_8102502_200841342 |  | AD | node_8102502_200841341 | node_8102502_200841342 | 215.814 | bal_1P_2AC | 8102502 | no | no |  |  | no |  |  | 0 | 0 | 0 | 0
oh_line_8102502_200841343 |  | AD | node_8102502_200841341 | node_8102502_200841343 | 342.744 | bal_1P_2AC | 8102502 | no | no |  |  | no |  |  | 0 | 0 | 0 | 0
oh_line_8102502_200841344 |  | AD | node_8102502_200841343 | node_8102502_200841344 | 250.826 | bal_1P_2AC | 8102502 | no | no |  |  | no |  |  | 0 | 0 | 0 | 0
oh_line_8102502_200841346 |  | AD | node_8102502_200841343 | node_8102502_200841346 | 215.871 | bal_1P_2AC | 8102502 | no | no |  |  | no |  |  | 0 | 0 | 0 | 0
oh_line_8102502_200841347 |  | AD | node_8102502_200841346 | node_8102502_200841347 | 151.491 | bal_1P_2AC | 8102502 | no | no |  |  | no |  |  | 0 | 0 | 0 | 0
oh_line_8102502_200841348 |  | AD | node_8102502_200841347 | node_8102502_200841348 | 289.265 | bal_1P_2AC | 8102502 | no | no |  |  | no |  |  | 0 | 0 | 0 | 0
oh_line_8102502_200841349 |  | AD | node_8102502_200841348 | node_8102502_200841349 | 307.486 | bal_1P_2AC | 8102502 | no | no |  |  | no |  |  | 0 | 0 | 0 | 0
oh_line_8102502_200841445 |  | AD | node_8102502_200890614 | node_8102502_200841445 | 212.796 | bal_1P_1/0AA | 8102502 | no | no |  |  | no |  |  | 0 | 0 | 0 | 0
oh_line_8102502_200841446 |  | AD | node_8102502_200841445 | node_8102502_200841446 | 343.299 | bal_1P_1/0AA | 8102502 | no | no |  |  | no |  |  | 0 | 0 | 0 | 0
oh_line_8102502_200841447 |  | AD | node_8102502_200841446 | node_8102502_200841447 | 346.272 | bal_1P_1/0AA | 8102502 | no | no |  |  | no |  |  | 0 | 0 | 0 | 0
oh_line_8102502_200841919 |  | AD | node_8102502_200841920 | node_8102502_200841919 | 132.777 | bal_1P_2AC | 8102502 | no | no |  |  | no |  |  | 0 | 0 | 0 | 0
oh_line_8102502_200841920 |  | AD | node_8102502_200841924 | node_8102502_200841920 | 195.583 | bal_1P_2AC | 8102502 | no | no |  |  | no |  |  | 0 | 0 | 0 | 0
oh_line_8102502_200841921 |  | AD | node_8102502_200841920 | node_8102502_200841921 | 245.512 | bal_1P_1/0AA | 8102502 | no | no |  |  | no |  |  | 0 | 0 | 0 | 0
oh_line_8102502_200841922 |  | AD | node_8102502_200841921 | node_8102502_200841922 | 244.119 | bal_1P_1/0AA | 8102502 | no | no |  |  | no |  |  | 0 | 0 | 0 | 0
oh_line_8102502_200841924 |  | AD | node_8102502_200842876 | node_intto1_8102502_200841924 | 268.519 | bal_1P_4AC | 8102502 | no | no |  |  | no |  |  | 0 | 0 | 0 | 0
oh_line_8102502_200842047 |  | AD | node_8102502_200842051 | node_8102502_200842047 | 269.102 | bal_1P_1/0AA | 8102502 | no | no |  |  | no |  |  | 0 | 0 | 0 | 0
oh_line_8102502_200842048 |  | AD | node_8102502_200841919 | node_8102502_200842048 | 215.483 | bal_1P_1/0AA | 8102502 | no | no |  |  | no |  |  | 0 | 0 | 0 | 0
oh_line_8102502_200842049 |  | AD | node_8102502_200842048 | node_8102502_200842049 | 95.472 | bal_1P_1/0AA | 8102502 | no | no |  |  | no |  |  | 0 | 0 | 0 | 0
oh_line_8102502_200842050 |  | AD | node_8102502_200842049 | node_8102502_200842050 | 339.754 | bal_1P_1/0AA | 8102502 | no | no |  |  | no |  |  | 0 | 0 | 0 | 0
oh_line_8102502_200842051 |  | AD | node_8102502_200842048 | node_8102502_200842051 | 278.7 | bal_1P_1/0AA | 8102502 | no | no |  |  | no |  |  | 0 | 0 | 0 | 0
oh_line_8102502_200842052 |  | AD | node_8102502_200842051 | node_8102502_200842052 | 284.166 | bal_1P_1/0AA | 8102502 | no | no |  |  | no |  |  | 0 | 0 | 0 | 0
oh_line_8102502_200842060 |  | AD | node_8102502_200841156 | node_8102502_200842060 | 96.676 | bal_1P_1/0AA | 8102502 | no | no |  |  | no |  |  | 0 | 0 | 0 | 0
oh_line_8102502_200842061 |  | AD | node_8102502_200842060 | node_intto1_8102502_200842061 | 240.963 | bal_1P_1/0AA | 8102502 | no | no |  |  | no |  |  | 0 | 0 | 0 | 0
oh_line_8102502_200842062 |  | AD | node_8102502_200842061 | node_8102502_200842062 | 249.732 | bal_1P_1/0AA | 8102502 | no | no |  |  | no |  |  | 0 | 0 | 0 | 0
oh_line_8102502_200842063 |  | AD | node_8102502_200842062 | node_8102502_200842063 | 245.093 | bal_1P_1/0AA | 8102502 | no | no |  |  | no |  |  | 0 | 0 | 0 | 0
oh_line_8102502_200842064 |  | AD | node_8102502_200842063 | node_8102502_200842064 | 228.246 | bal_1P_1/0AA | 8102502 | no | no |  |  | no |  |  | 0 | 0 | 0 | 0
oh_line_8102502_200842683 |  | AD | node_8102502_200969549 | node_8102502_200842683 | 149.033 | bal_1P_1/0AC | 8102502 | no | no |  |  | no |  |  | 0 | 0 | 0 | 0
oh_line_8102502_200842684 |  | AD | node_8102502_200842683 | node_8102502_200842684 | 135.519 | bal_1P_1/0AC | 8102502 | no | no |  |  | no |  |  | 0 | 0 | 0 | 0
oh_line_8102502_200842685 |  | AD | node_8102502_200842684 | node_8102502_200842685 | 130.731 | bal_1P_1/0AA | 8102502 | no | no |  |  | no |  |  | 0 | 0 | 0 | 0
oh_line_8102502_200842686 |  | AD | node_8102502_200842685 | node_8102502_200842686 | 122.737 | bal_1P_1/0AA | 8102502 | no | no |  |  | no |  |  | 0 | 0 | 0 | 0
oh_line_8102502_200842687 |  | AD | node_8102502_200842686 | node_8102502_200842687 | 124.535 | bal_1P_1/0AA | 8102502 | no | no |  |  | no |  |  | 0 | 0 | 0 | 0
oh_line_8102502_200842688 |  | AD | node_8102502_200842687 | node_8102502_200842688 | 123.594 | bal_1P_1/0AA | 8102502 | no | no |  |  | no |  |  | 0 | 0 | 0 | 0
oh_line_8102502_200842703 |  | ABCD | node_8102502_200842706 | node_8102502_200842703 | 131.8 | bal_3P_477AL | 8102502 | no | no |  |  | no |  |  | 0 | 0 | 0 | 0
oh_line_8102502_200842705 |  | ABCD | node_8102502_200842703 | node_8102502_200842705 | 81.271 | bal_3P_477AL | 8102502 | no | no |  |  | no |  |  | 0 | 0 | 0 | 0
oh_line_8102502_200842706 |  | ABCD | node_8102502_201016821 | node_8102502_200842706 | 135.736 | bal_3P_477AL | 8102502 | no | no |  |  | no |  |  | 0 | 0 | 0 | 0
oh_line_8102502_200842708 |  | ABCD | node_8102502_200842705 | node_8102502_200842708 | 50.373 | bal_3P_477AL | 8102502 | no | no |  |  | no |  |  | 0 | 0 | 0 | 0
oh_line_8102502_200842710 |  | ABCD | node_8102502_200842708 | node_8102502_200842710 | 108.85 | bal_3P_477AL | 8102502 | no | no |  |  | no |  |  | 0 | 0 | 0 | 0
oh_line_8102502_200842711 |  | ABCD | node_8102502_200842710 | node_8102502_200842711 | 165.925 | bal_3P_477AL | 8102502 | no | no |  |  | no |  |  | 0 | 0 | 0 | 0
oh_line_8102502_200842717 |  | ABCD | node_8102502_200842724 | node_8102502_200842717 | 112.698 | bal_3P_2CU | 8102502 | no | no |  |  | no |  |  | 0 | 0 | 0 | 0
oh_line_8102502_200842724 |  | ABCD | node_8102502_200842749 | node_8102502_200842724 | 103.507 | bal_3P_2CU | 8102502 | no | no |  |  | no |  |  | 0 | 0 | 0 | 0
oh_line_8102502_200842749 |  | ABCD | node_8102502_200842760 | node_8102502_200842749 | 108.335 | bal_3P_2CU | 8102502 | no | no |  |  | no |  |  | 0 | 0 | 0 | 0
oh_line_8102502_200842760 |  | ABCD | node_8102502_200842761 | node_8102502_200842760 | 90.792 | bal_3P_2CU | 8102502 | no | no |  |  | no |  |  | 0 | 0 | 0 | 0
oh_line_8102502_200842761 |  | ABCD | node_8102502_200842762 | node_8102502_200842761 | 104.468 | bal_3P_2CU | 8102502 | no | no |  |  | no |  |  | 0 | 0 | 0 | 0
oh_line_8102502_200842762 |  | ABCD | node_8102502_200969550 | node_8102502_200842762 | 132.275 | bal_3P_4/0AL | 8102502 | no | no |  |  | no |  |  | 0 | 0 | 0 | 0
oh_line_8102502_200842765 |  | ABCD | node_8102502_200842703 | node_8102502_200842765 | 98.358 | bal_3P_4/0AL | 8102502 | no | no |  |  | no |  |  | 0 | 0 | 0 | 0
oh_line_8102502_200842768 |  | ABCD | node_8102502_200969549 | node_8102502_200842768 | 63.4 | bal_3P_1/0AA | 8102502 | no | no |  |  | no |  |  | 0 | 0 | 0 | 0
oh_line_8102502_200842769 |  | ABCD | node_8102502_200842798 | node_8102502_200842769 | 153.991 | bal_3P_4/0AA | 8102502 | no | no |  |  | no |  |  | 0 | 0 | 0 | 0
oh_line_8102502_200842771-1 |  | ABCD | node_220417470 | node_8102502_200842771 | 8.59 | bal_3P_4/0AA | 8102502 | no | no |  |  | no |  |  | 0 | 0 | 0 | 0
oh_line_8102502_200842771-2 |  | ABCD | node_220555616 | node_intto1_220417470 | 6.546 | bal_3P_4/0AA | 8102502 | no | no |  |  | no |  |  | 0 | 0 | 0 | 0
oh_line_8102502_200842771-3 |  | ABCD | node_8102502_200842769 | node_intto1_220555616 | 264.92 | bal_3P_4/0AA | 8102502 | no | no |  |  | no |  |  | 0 | 0 | 0 | 0
oh_line_8102502_200842772 |  | ABCD | node_8102502_200842771 | node_8102502_200842772 | 172.919 | bal_3P_4/0AA | 8102502 | no | no |  |  | no |  |  | 0 | 0 | 0 | 0
oh_line_8102502_200842773 |  | AD | node_8102502_200842772 | node_intto1_8102502_200842773 | 47.89 | bal_1P_1/0AC | 8102502 | no | no |  |  | no |  |  | 0 | 0 | 0 | 0
oh_line_8102502_200842774 |  | AD | node_8102502_200842773 | node_8102502_200842774 | 197.425 | bal_1P_1/0AC | 8102502 | no | no |  |  | no |  |  | 0 | 0 | 0 | 0
oh_line_8102502_200842775 |  | AD | node_8102502_200842774 | node_8102502_200842775 | 303.271 | bal_1P_1/0AC | 8102502 | no | no |  |  | no |  |  | 0 | 0 | 0 | 0
oh_line_8102502_200842776 |  | AD | node_8102502_200842775 | node_8102502_200842776 | 100.412 | bal_1P_1/0AA | 8102502 | no | no |  |  | no |  |  | 0 | 0 | 0 | 0
oh_line_8102502_200842777 |  | AD | node_8102502_200842776 | node_8102502_200842777 | 184.142 | bal_1P_1/0AA | 8102502 | no | no |  |  | no |  |  | 0 | 0 | 0 | 0
oh_line_8102502_200842778 |  | AD | node_8102502_200842777 | node_8102502_200842778 | 216.761 | bal_1P_1/0AA | 8102502 | no | no |  |  | no |  |  | 0 | 0 | 0 | 0
oh_line_8102502_200842780 |  | AD | node_8102502_200842778 | node_8102502_200842780 | 102.926 | bal_1P_1/0AA | 8102502 | no | no |  |  | no |  |  | 0 | 0 | 0 | 0
oh_line_8102502_200842781 |  | AD | node_8102502_200842780 | node_8102502_200842781 | 325.589 | bal_1P_1/0AA | 8102502 | no | no |  |  | no |  |  | 0 | 0 | 0 | 0
oh_line_8102502_200842782 |  | AD | node_8102502_200842781 | node_8102502_200842782 | 242.573 | bal_1P_1/0AA | 8102502 | no | no |  |  | no |  |  | 0 | 0 | 0 | 0
oh_line_8102502_200842783 |  | AD | node_8102502_200842782 | node_8102502_200842783 | 304.433 | bal_1P_1/0AA | 8102502 | no | no |  |  | no |  |  | 0 | 0 | 0 | 0
oh_line_8102502_200842784 |  | AD | node_8102502_200842783 | node_8102502_200842784 | 262.642 | bal_1P_1/0AA | 8102502 | no | no |  |  | no |  |  | 0 | 0 | 0 | 0
oh_line_8102502_200842785 |  | AD | node_8102502_200842784 | node_8102502_200842785 | 253.832 | bal_1P_1/0AA | 8102502 | no | no |  |  | no |  |  | 0 | 0 | 0 | 0
oh_line_8102502_200842786 |  | AD | node_8102502_200842785 | node_8102502_200842786 | 190.818 | bal_1P_1/0AA | 8102502 | no | no |  |  | no |  |  | 0 | 0 | 0 | 0
oh_line_8102502_200842792 |  | ABCD | node_8102502_200983826 | node_8102502_200842792 | 130.26 | bal_3P_1/0AA | 8102502 | no | no |  |  | no |  |  | 0 | 0 | 0 | 0
oh_line_8102502_200842793 |  | ABCD | node_8102502_200842792 | node_8102502_200842793 | 122.233 | bal_3P_1/0AA | 8102502 | no | no |  |  | no |  |  | 0 | 0 | 0 | 0
oh_line_8102502_200842794 |  | ABCD | node_8102502_200842793 | node_8102502_200842794 | 72.897 | bal_3P_1/0AA | 8102502 | no | no |  |  | no |  |  | 0 | 0 | 0 | 0
oh_line_8102502_200842795 |  | ABCD | node_8102502_200842794 | node_8102502_200842795 | 76.274 | bal_3P_1/0AA | 8102502 | no | no |  |  | no |  |  | 0 | 0 | 0 | 0
oh_line_8102502_200842796 |  | ABCD | node_8102502_200842795 | node_8102502_200842796 | 147.247 | bal_3P_1/0AA | 8102502 | no | no |  |  | no |  |  | 0 | 0 | 0 | 0
oh_line_8102502_200842797 |  | ABCD | node_8102502_200842793 | node_8102502_200842797 | 101.321 | bal_3P_1/0AA | 8102502 | no | no |  |  | no |  |  | 0 | 0 | 0 | 0
oh_line_8102502_200842798 |  | ABCD | node_8102502_200842797 | node_8102502_200842798 | 98.903 | bal_3P_1/0AA | 8102502 | no | no |  |  | no |  |  | 0 | 0 | 0 | 0
oh_line_8102502_200842799 |  | AD | node_8102502_200842761 | node_intto1_8102502_200842799 | 161.414 | bal_1P_1/0AC | 8102502 | no | no |  |  | no |  |  | 0 | 0 | 0 | 0
oh_line_8102502_200842801 |  | AD | node_8102502_200842848 | node_8102502_200842801 | 26.759 | bal_1P_4/0AL | 8102502 | no | no |  |  | no |  |  | 0 | 0 | 0 | 0
oh_line_8102502_200842802 |  | AD | node_8102502_200842801 | node_8102502_200842802 | 62.975 | bal_1P_4/0AL | 8102502 | no | no |  |  | no |  |  | 0 | 0 | 0 | 0
oh_line_8102502_200842803 |  | AD | node_8102502_200842802 | node_8102502_200842803 | 174.507 | bal_1P_4/0AL | 8102502 | no | no |  |  | no |  |  | 0 | 0 | 0 | 0
oh_line_8102502_200842804 |  | AD | node_8102502_200842803 | node_8102502_200842804 | 177.387 | bal_1P_477AL | 8102502 | no | no |  |  | no |  |  | 0 | 0 | 0 | 0
oh_line_8102502_200842805 |  | AD | node_8102502_200842804 | node_8102502_200842805 | 116.446 | bal_1P_4/0AL | 8102502 | no | no |  |  | no |  |  | 0 | 0 | 0 | 0
oh_line_8102502_200842806 |  | AD | node_8102502_200842805 | node_8102502_200842806 | 221.159 | bal_1P_4/0AA | 8102502 | no | no |  |  | no |  |  | 0 | 0 | 0 | 0
oh_line_8102502_200842810 |  | AD | node_8102502_200842806 | node_8102502_200842810 | 113.066 | bal_1P_4/0AA | 8102502 | no | no |  |  | no |  |  | 0 | 0 | 0 | 0
oh_line_8102502_200842811 |  | AD | node_8102502_200842799 | node_8102502_200842811 | 91.304 | bal_1P_1/0AC | 8102502 | no | no |  |  | no |  |  | 0 | 0 | 0 | 0
oh_line_8102502_200842812 |  | AD | node_8102502_200842810 | node_8102502_200842812 | 264.45 | bal_1P_4/0AL | 8102502 | no | no |  |  | no |  |  | 0 | 0 | 0 | 0
oh_line_8102502_200842813 |  | AD | node_8102502_200842812 | node_8102502_200842813 | 123.538 | bal_1P_4/0AL | 8102502 | no | no |  |  | no |  |  | 0 | 0 | 0 | 0
oh_line_8102502_200842814 |  | AD | node_8102502_200842813 | node_8102502_200842814 | 136.435 | bal_1P_4/0AL | 8102502 | no | no |  |  | no |  |  | 0 | 0 | 0 | 0
oh_line_8102502_200842815 |  | AD | node_8102502_200842814 | node_8102502_200842815 | 52.88 | bal_1P_4/0AL | 8102502 | no | no |  |  | no |  |  | 0 | 0 | 0 | 0
oh_line_8102502_200842821 |  | AD | node_8102502_201059636 | node_8102502_200842821 | 200.416 | bal_1P_4/0AL | 8102502 | no | no |  |  | no |  |  | 0 | 0 | 0 | 0
oh_line_8102502_200842822 |  | AD | node_8102502_200842821 | node_8102502_200842822 | 203.508 | bal_1P_4/0AL | 8102502 | no | no |  |  | no |  |  | 0 | 0 | 0 | 0
oh_line_8102502_200842823 |  | AD | node_8102502_200842811 | node_8102502_200842823 | 169.041 | bal_1P_1/0AC | 8102502 | no | no |  |  | no |  |  | 0 | 0 | 0 | 0
oh_line_8102502_200842825 |  | AD | node_8102502_200842822 | node_8102502_200842825 | 147.59 | bal_1P_4/0AL | 8102502 | no | no |  |  | no |  |  | 0 | 0 | 0 | 0
oh_line_8102502_200842826 |  | AD | node_8102502_200842825 | node_8102502_200842826 | 189.169 | bal_1P_4/0AL | 8102502 | no | no |  |  | no |  |  | 0 | 0 | 0 | 0
oh_line_8102502_200842827 |  | AD | node_8102502_200842826 | node_8102502_200842827 | 204.792 | bal_1P_4/0AL | 8102502 | no | no |  |  | no |  |  | 0 | 0 | 0 | 0
oh_line_8102502_200842828 |  | AD | node_8102502_200842827 | node_8102502_200842828 | 154.289 | bal_1P_4/0AL | 8102502 | no | no |  |  | no |  |  | 0 | 0 | 0 | 0
oh_line_8102502_200842829 |  | AD | node_8102502_200842828 | node_8102502_200842829 | 306.493 | bal_1P_4/0AL | 8102502 | no | no |  |  | no |  |  | 0 | 0 | 0 | 0
oh_line_8102502_200842830 |  | AD | node_8102502_200842829 | node_8102502_200842830 | 265.964 | bal_1P_2AC | 8102502 | no | no |  |  | no |  |  | 0 | 0 | 0 | 0
oh_line_8102502_200842832 |  | AD | node_8102502_200842830 | node_8102502_200842832 | 218.587 | bal_1P_1/0AC | 8102502 | no | no |  |  | no |  |  | 0 | 0 | 0 | 0
oh_line_8102502_200842833 |  | AD | node_8102502_200842832 | node_intto1_8102502_200842833 | 253.701 | bal_1P_1/0AA | 8102502 | no | no |  |  | no |  |  | 0 | 0 | 0 | 0
oh_line_8102502_200842834 |  | AD | node_8102502_200842833 | node_8102502_200842834 | 244.874 | bal_1P_1/0AA | 8102502 | no | no |  |  | no |  |  | 0 | 0 | 0 | 0
oh_line_8102502_200842835 |  | AD | node_8102502_200842834 | node_8102502_200842835 | 234.258 | bal_1P_1/0AA | 8102502 | no | no |  |  | no |  |  | 0 | 0 | 0 | 0
oh_line_8102502_200842836 |  | AD | node_8102502_200842832 | node_8102502_200842836 | 157.778 | bal_1P_1/0AC | 8102502 | no | no |  |  | no |  |  | 0 | 0 | 0 | 0
oh_line_8102502_200842837 |  | AD | node_8102502_200842823 | node_8102502_200842837 | 99.208 | bal_1P_1/0AC | 8102502 | no | no |  |  | no |  |  | 0 | 0 | 0 | 0
oh_line_8102502_200842838 |  | AD | node_8102502_200842837 | node_8102502_200842838 | 177.34 | bal_1P_1/0AC | 8102502 | no | no |  |  | no |  |  | 0 | 0 | 0 | 0
oh_line_8102502_200842840 |  | AD | node_8102502_200842838 | node_8102502_200842840 | 90.139 | bal_1P_1/0AA | 8102502 | no | no |  |  | no |  |  | 0 | 0 | 0 | 0
oh_line_8102502_200842844 |  | AD | node_8102502_200842769 | node_intto1_8102502_200842844 | 135.9 | bal_1P_4/0AA | 8102502 | no | no |  |  | no |  |  | 0 | 0 | 0 | 0
oh_line_8102502_200842845 |  | AD | node_8102502_200842844 | node_8102502_200842845 | 126.141 | bal_1P_4/0AL | 8102502 | no | no |  |  | no |  |  | 0 | 0 | 0 | 0
oh_line_8102502_200842846 |  | AD | node_8102502_200842845 | node_8102502_200842846 | 118.064 | bal_1P_4/0AL | 8102502 | no | no |  |  | no |  |  | 0 | 0 | 0 | 0
oh_line_8102502_200842847 |  | AD | node_8102502_200842846 | node_8102502_200842847 | 106.945 | bal_1P_4/0AL | 8102502 | no | no |  |  | no |  |  | 0 | 0 | 0 | 0
oh_line_8102502_200842848 |  | AD | node_8102502_200842847 | node_8102502_200842848 | 108.007 | bal_1P_4/0AL | 8102502 | no | no |  |  | no |  |  | 0 | 0 | 0 | 0
oh_line_8102502_200842849 |  | AD | node_8102502_200969550 | node_8102502_200842849 | 106.566 | bal_1P_4CU | 8102502 | no | no |  |  | no |  |  | 0 | 0 | 0 | 0
oh_line_8102502_200842850 |  | AD | node_8102502_200842849 | node_8102502_200842850 | 121.465 | bal_1P_4CU | 8102502 | no | no |  |  | no |  |  | 0 | 0 | 0 | 0
oh_line_8102502_200842851 |  | AD | node_8102502_200842850 | node_8102502_200842851 | 173.417 | bal_1P_4CU | 8102502 | no | no |  |  | no |  |  | 0 | 0 | 0 | 0
oh_line_8102502_200842852 |  | AD | node_8102502_200842851 | node_8102502_200842852 | 208.678 | bal_1P_4CU | 8102502 | no | no |  |  | no |  |  | 0 | 0 | 0 | 0
oh_line_8102502_200842858 |  | AD | node_8102502_200842772 | node_intto1_8102502_200842858 | 258.025 | bal_1P_1/0AA | 8102502 | no | no |  |  | no |  |  | 0 | 0 | 0 | 0
oh_line_8102502_200842859 |  | AD | node_8102502_200842858 | node_8102502_200842859 | 327.138 | bal_1P_1/0AA | 8102502 | no | no |  |  | no |  |  | 0 | 0 | 0 | 0
oh_line_8102502_200842860 |  | AD | node_8102502_200842859 | node_8102502_200842860 | 300.248 | bal_1P_2AC | 8102502 | no | no |  |  | no |  |  | 0 | 0 | 0 | 0
oh_line_8102502_200842861 |  | AD | node_8102502_200842860 | node_8102502_200842861 | 359.249 | bal_1P_2AC | 8102502 | no | no |  |  | no |  |  | 0 | 0 | 0 | 0
oh_line_8102502_200842862 |  | AD | node_8102502_200842861 | node_8102502_200842862 | 356.923 | bal_1P_2AC | 8102502 | no | no |  |  | no |  |  | 0 | 0 | 0 | 0
oh_line_8102502_200842863 |  | AD | node_8102502_200842862 | node_8102502_200842863 | 242.556 | bal_1P_2AC | 8102502 | no | no |  |  | no |  |  | 0 | 0 | 0 | 0
oh_line_8102502_200842864 |  | AD | node_8102502_200842862 | node_8102502_200842864 | 267.159 | bal_1P_2AC | 8102502 | no | no |  |  | no |  |  | 0 | 0 | 0 | 0
oh_line_8102502_200842865 |  | AD | node_8102502_200842864 | node_8102502_200842865 | 195.866 | bal_1P_2AC | 8102502 | no | no |  |  | no |  |  | 0 | 0 | 0 | 0
oh_line_8102502_200842867 |  | AD | node_8102502_200842865 | node_8102502_200842867 | 314.256 | bal_1P_1/0AA | 8102502 | no | no |  |  | no |  |  | 0 | 0 | 0 | 0
oh_line_8102502_200842868 |  | AD | node_8102502_200842867 | node_8102502_200842868 | 194.48 | bal_1P_1/0AA | 8102502 | no | no |  |  | no |  |  | 0 | 0 | 0 | 0
oh_line_8102502_200842869 |  | AD | node_8102502_200842868 | node_8102502_200842869 | 303.237 | bal_1P_1/0AA | 8102502 | no | no |  |  | no |  |  | 0 | 0 | 0 | 0
oh_line_8102502_200842870 |  | AD | node_8102502_200842865 | node_8102502_200842870 | 334.369 | bal_1P_2AC | 8102502 | no | no |  |  | no |  |  | 0 | 0 | 0 | 0
oh_line_8102502_200842871 |  | AD | node_8102502_200842870 | node_8102502_200842871 | 367.188 | bal_1P_2AC | 8102502 | no | no |  |  | no |  |  | 0 | 0 | 0 | 0
oh_line_8102502_200842872 |  | AD | node_8102502_200842871 | node_8102502_200842872 | 401.263 | bal_1P_2AC | 8102502 | no | no |  |  | no |  |  | 0 | 0 | 0 | 0
oh_line_8102502_200842873 |  | AD | node_8102502_200842872 | node_8102502_200842873 | 433.211 | bal_1P_2AC | 8102502 | no | no |  |  | no |  |  | 0 | 0 | 0 | 0
oh_line_8102502_200842874 |  | AD | node_8102502_200842873 | node_8102502_200842874 | 427.34 | bal_1P_2AC | 8102502 | no | no |  |  | no |  |  | 0 | 0 | 0 | 0
oh_line_8102502_200842875 |  | AD | node_8102502_200842874 | node_8102502_200842875 | 334.8 | bal_1P_2AC | 8102502 | no | no |  |  | no |  |  | 0 | 0 | 0 | 0
oh_line_8102502_200842876 |  | AD | node_8102502_200842875 | node_8102502_200842876 | 587.819 | bal_1P_2AC | 8102502 | no | no |  |  | no |  |  | 0 | 0 | 0 | 0
oh_line_8102502_200890399 |  | AD | node_8102502_200890419 | node_8102502_200890399 | 288.974 | bal_1P_1/0AA | 8102502 | no | no |  |  | no |  |  | 0 | 0 | 0 | 0
oh_line_8102502_200890402 |  | AD | node_8102502_200891694 | node_8102502_200890402 | 208.185 | bal_1P_1/0AA | 8102502 | no | no |  |  | no |  |  | 0 | 0 | 0 | 0
oh_line_8102502_200890403 |  | AD | node_8102502_200891694 | node_8102502_200890403 | 235.113 | bal_1P_1/0AA | 8102502 | no | no |  |  | no |  |  | 0 | 0 | 0 | 0
oh_line_8102502_200890404 |  | AD | node_8102502_200890426 | node_8102502_200890404 | 381.217 | bal_1P_4ACW | 8102502 | no | no |  |  | no |  |  | 0 | 0 | 0 | 0
oh_line_8102502_200890405 |  | AD | node_8102502_200890404 | node_8102502_200890405 | 308.336 | bal_1P_4ACW | 8102502 | no | no |  |  | no |  |  | 0 | 0 | 0 | 0
oh_line_8102502_200890406 |  | AD | node_8102502_200890405 | node_8102502_200890406 | 309.516 | bal_1P_4ACW | 8102502 | no | no |  |  | no |  |  | 0 | 0 | 0 | 0
oh_line_8102502_200890407 |  | AD | node_8102502_200890406 | node_8102502_200890407 | 293.726 | bal_1P_4ACW | 8102502 | no | no |  |  | no |  |  | 0 | 0 | 0 | 0
oh_line_8102502_200890409 |  | AD | node_8102502_200890407 | node_8102502_200890409 | 774.865 | bal_1P_4ACW | 8102502 | no | no |  |  | no |  |  | 0 | 0 | 0 | 0
oh_line_8102502_200890410 |  | AD | node_8102502_200890403 | node_8102502_200890410 | 301.239 | bal_1P_1/0AA | 8102502 | no | no |  |  | no |  |  | 0 | 0 | 0 | 0
oh_line_8102502_200890411 |  | AD | node_8102502_200890410 | node_8102502_200890411 | 216.171 | bal_1P_1/0AA | 8102502 | no | no |  |  | no |  |  | 0 | 0 | 0 | 0
oh_line_8102502_200890412 |  | AD | node_8102502_200890411 | node_8102502_200890412 | 48.838 | bal_1P_1/0AA | 8102502 | no | no |  |  | no |  |  | 0 | 0 | 0 | 0
oh_line_8102502_200890413 |  | AD | node_8102502_200890411 | node_8102502_200890413 | 360.877 | bal_1P_2AC | 8102502 | no | no |  |  | no |  |  | 0 | 0 | 0 | 0
oh_line_8102502_200890414 |  | AD | node_8102502_200890413 | node_8102502_200890414 | 197.036 | bal_1P_2AC | 8102502 | no | no |  |  | no |  |  | 0 | 0 | 0 | 0
oh_line_8102502_200890415 |  | AD | node_8102502_200890414 | node_intto1_8102502_200890415 | 270.274 | bal_1P_2AC | 8102502 | no | no |  |  | no |  |  | 0 | 0 | 0 | 0
oh_line_8102502_200890417 |  | AD | node_8102502_200890415 | node_intto1_8102502_200890417 | 283.523 | bal_1P_1/0AA | 8102502 | no | no |  |  | no |  |  | 0 | 0 | 0 | 0
oh_line_8102502_200890418 |  | AD | node_8102502_200890417 | node_8102502_200890418 | 282.607 | bal_1P_1/0AA | 8102502 | no | no |  |  | no |  |  | 0 | 0 | 0 | 0
oh_line_8102502_200890419 |  | AD | node_8102502_200890418 | node_8102502_200890419 | 273.353 | bal_1P_1/0AA | 8102502 | no | no |  |  | no |  |  | 0 | 0 | 0 | 0
oh_line_8102502_200890420 |  | AD | node_8102502_200890415 | node_8102502_200890420 | 182.493 | bal_1P_4ACW | 8102502 | no | no |  |  | no |  |  | 0 | 0 | 0 | 0
oh_line_8102502_200890421 |  | AD | node_8102502_200890420 | node_8102502_200890421 | 150.775 | bal_1P_4ACW | 8102502 | no | no |  |  | no |  |  | 0 | 0 | 0 | 0
oh_line_8102502_200890422 |  | AD | node_8102502_200890421 | node_8102502_200890422 | 331.965 | bal_1P_4ACW | 8102502 | no | no |  |  | no |  |  | 0 | 0 | 0 | 0
oh_line_8102502_200890423 |  | AD | node_8102502_200890422 | node_8102502_200890423 | 284.068 | bal_1P_4ACW | 8102502 | no | no |  |  | no |  |  | 0 | 0 | 0 | 0
oh_line_8102502_200890424 |  | AD | node_8102502_200890423 | node_8102502_200890424 | 164.575 | bal_1P_4ACW | 8102502 | no | no |  |  | no |  |  | 0 | 0 | 0 | 0
oh_line_8102502_200890425-1 |  | AD | node_1343309_797_15329432_832 | node_8102502_200890425 | 95.828 | bal_1P_4ACW | 8102502 | no | no |  |  | no |  |  | 0 | 0 | 0 | 0
oh_line_8102502_200890425-2 |  | AD | node_8102502_200890424 | node_1343309_797_15329432_832 | 9.487 | bal_1P_4ACW | 8102502 | no | no |  |  | no |  |  | 0 | 0 | 0 | 0
oh_line_8102502_200890426 |  | AD | node_8102502_200890425 | node_8102502_200890426 | 338.825 | bal_1P_4ACW | 8102502 | no | no |  |  | no |  |  | 0 | 0 | 0 | 0
oh_line_8102502_200890430 |  | AD | node_8102502_200841333 | node_8102502_200890430 | 234.698 | bal_1P_2AC | 8102502 | no | no |  |  | no |  |  | 0 | 0 | 0 | 0
oh_line_8102502_200890431 |  | AD | node_8102502_200890430 | node_8102502_200890431 | 259.014 | bal_1P_2AC | 8102502 | no | no |  |  | no |  |  | 0 | 0 | 0 | 0
oh_line_8102502_200890432 |  | AD | node_8102502_200890431 | node_8102502_200890432 | 204.753 | bal_1P_2AC | 8102502 | no | no |  |  | no |  |  | 0 | 0 | 0 | 0
oh_line_8102502_200890434 |  | AD | node_8102502_200890432 | node_8102502_200890434 | 219.936 | bal_1P_2AC | 8102502 | no | no |  |  | no |  |  | 0 | 0 | 0 | 0
oh_line_8102502_200890435 |  | AD | node_8102502_200890434 | node_8102502_200890435 | 179.544 | bal_1P_2AC | 8102502 | no | no |  |  | no |  |  | 0 | 0 | 0 | 0
oh_line_8102502_200890436 |  | AD | node_8102502_200890435 | node_8102502_200890436 | 152.047 | bal_1P_2AC | 8102502 | no | no |  |  | no |  |  | 0 | 0 | 0 | 0
oh_line_8102502_200890437 |  | AD | node_8102502_200890432 | node_intto1_8102502_200890437 | 193.031 | bal_1P_2AC | 8102502 | no | no |  |  | no |  |  | 0 | 0 | 0 | 0
oh_line_8102502_200890438 |  | AD | node_8102502_200890437 | node_8102502_200890438 | 375.862 | bal_1P_2AC | 8102502 | no | no |  |  | no |  |  | 0 | 0 | 0 | 0
oh_line_8102502_200890439 |  | AD | node_8102502_200890438 | node_8102502_200890439 | 310.034 | bal_1P_2AC | 8102502 | no | no |  |  | no |  |  | 0 | 0 | 0 | 0
oh_line_8102502_200890440 |  | AD | node_8102502_200890439 | node_8102502_200890440 | 263.719 | bal_1P_2AC | 8102502 | no | no |  |  | no |  |  | 0 | 0 | 0 | 0
oh_line_8102502_200890441 |  | AD | node_8102502_200890440 | node_8102502_200890441 | 352.861 | bal_1P_2AC | 8102502 | no | no |  |  | no |  |  | 0 | 0 | 0 | 0
oh_line_8102502_200890442 |  | AD | node_8102502_200890441 | node_8102502_200890442 | 233.62 | bal_1P_2AC | 8102502 | no | no |  |  | no |  |  | 0 | 0 | 0 | 0
oh_line_8102502_200890443 |  | AD | node_8102502_200890442 | node_8102502_200890443 | 383.123 | bal_1P_2AC | 8102502 | no | no |  |  | no |  |  | 0 | 0 | 0 | 0
oh_line_8102502_200890444 |  | AD | node_8102502_200890443 | node_8102502_200890444 | 510.626 | bal_1P_2AC | 8102502 | no | no |  |  | no |  |  | 0 | 0 | 0 | 0
oh_line_8102502_200890445 |  | AD | node_8102502_200890444 | node_8102502_200890445 | 165.687 | bal_1P_1/0AC | 8102502 | no | no |  |  | no |  |  | 0 | 0 | 0 | 0
oh_line_8102502_200890446 |  | AD | node_8102502_200890444 | node_8102502_200890446 | 407.709 | bal_1P_2AC | 8102502 | no | no |  |  | no |  |  | 0 | 0 | 0 | 0
oh_line_8102502_200890447 |  | AD | node_8102502_200890446 | node_8102502_200890447 | 272.4 | bal_1P_2AC | 8102502 | no | no |  |  | no |  |  | 0 | 0 | 0 | 0
oh_line_8102502_200890448 |  | AD | node_8102502_200890447 | node_8102502_200890448 | 275.733 | bal_1P_2AC | 8102502 | no | no |  |  | no |  |  | 0 | 0 | 0 | 0
oh_line_8102502_200890449 |  | AD | node_8102502_200890448 | node_8102502_200890449 | 539.908 | bal_1P_2AC | 8102502 | no | no |  |  | no |  |  | 0 | 0 | 0 | 0
oh_line_8102502_200890450 |  | AD | node_8102502_200890449 | node_intto1_8102502_200890450 | 611.56 | bal_1P_2AC | 8102502 | no | no |  |  | no |  |  | 0 | 0 | 0 | 0
oh_line_8102502_200890451 |  | AD | node_8102502_200890450 | node_8102502_200890451 | 276.406 | bal_1P_2AC | 8102502 | no | no |  |  | no |  |  | 0 | 0 | 0 | 0
oh_line_8102502_200890452 |  | AD | node_8102502_200890451 | node_8102502_200890452 | 533.071 | bal_1P_2AC | 8102502 | no | no |  |  | no |  |  | 0 | 0 | 0 | 0
oh_line_8102502_200890453 |  | AD | node_8102502_200890452 | node_8102502_200890453 | 292.647 | bal_1P_2AC | 8102502 | no | no |  |  | no |  |  | 0 | 0 | 0 | 0
oh_line_8102502_200890454 |  | AD | node_8102502_200890453 | node_8102502_200890454 | 146.887 | bal_1P_2AC | 8102502 | no | no |  |  | no |  |  | 0 | 0 | 0 | 0
oh_line_8102502_200890455 |  | AD | node_8102502_200890454 | node_8102502_200890455 | 276.829 | bal_1P_1/0AC | 8102502 | no | no |  |  | no |  |  | 0 | 0 | 0 | 0
oh_line_8102502_200890457 |  | AD | node_8102502_200890455 | node_8102502_200890457 | 291.162 | bal_1P_1/0AA | 8102502 | no | no |  |  | no |  |  | 0 | 0 | 0 | 0
oh_line_8102502_200890458 |  | AD | node_8102502_200890454 | node_8102502_200890458 | 159.508 | bal_1P_2AC | 8102502 | no | no |  |  | no |  |  | 0 | 0 | 0 | 0
oh_line_8102502_200890459 |  | AD | node_8102502_200890458 | node_8102502_200890459 | 269.987 | bal_1P_2AC | 8102502 | no | no |  |  | no |  |  | 0 | 0 | 0 | 0
oh_line_8102502_200890461 |  | AD | node_8102502_201052133 | node_8102502_200890461 | 363.162 | bal_1P_2AC | 8102502 | no | no |  |  | no |  |  | 0 | 0 | 0 | 0
oh_line_8102502_200890462 |  | AD | node_8102502_200890461 | node_8102502_200890462 | 418.061 | bal_1P_2AC | 8102502 | no | no |  |  | no |  |  | 0 | 0 | 0 | 0
oh_line_8102502_200890463 |  | AD | node_8102502_200890462 | node_8102502_200890463 | 434.959 | bal_1P_2AC | 8102502 | no | no |  |  | no |  |  | 0 | 0 | 0 | 0
oh_line_8102502_200890464 |  | AD | node_8102502_200890463 | node_8102502_200890464 | 396.957 | bal_1P_1/0AA | 8102502 | no | no |  |  | no |  |  | 0 | 0 | 0 | 0
oh_line_8102502_200890465-1 |  | AD | node_1338472_965_15331685_667 | node_8102502_200890465 | 242.159 | bal_1P_1/0AA | 8102502 | no | no |  |  | no |  |  | 0 | 0 | 0 | 0
oh_line_8102502_200890465-2 |  | AD | node_8102502_200890464 | node_1338472_965_15331685_667 | 14.829 | bal_1P_1/0AA | 8102502 | no | no |  |  | no |  |  | 0 | 0 | 0 | 0
oh_line_8102502_200890466 |  | AD | node_8102502_200890465 | node_8102502_200890466 | 59.856 | bal_1P_1/0AA | 8102502 | no | no |  |  | no |  |  | 0 | 0 | 0 | 0
oh_line_8102502_200890468 |  | AD | node_8102502_200890466 | node_8102502_200890468 | 345.484 | bal_1P_1/0AA | 8102502 | no | no |  |  | no |  |  | 0 | 0 | 0 | 0
oh_line_8102502_200890470 |  | AD | node_8102502_200890468 | node_8102502_200890470 | 254.58 | bal_1P_1/0AA | 8102502 | no | no |  |  | no |  |  | 0 | 0 | 0 | 0
oh_line_8102502_200890472 |  | AD | node_8102502_200890470 | node_8102502_200890472 | 298.587 | bal_1P_1/0AA | 8102502 | no | no |  |  | no |  |  | 0 | 0 | 0 | 0
oh_line_8102502_200890473 |  | AD | node_8102502_200890472 | node_8102502_200890473 | 190.54 | bal_1P_1/0AA | 8102502 | no | no |  |  | no |  |  | 0 | 0 | 0 | 0
oh_line_8102502_200890474 |  | AD | node_8102502_200890473 | node_8102502_200890474 | 287.424 | bal_1P_1/0AA | 8102502 | no | no |  |  | no |  |  | 0 | 0 | 0 | 0
oh_line_8102502_200890597 |  | AD | node_8102502_200890980 | node_intto1_8102502_200890597 | 111.244 | bal_1P_1/0AA | 8102502 | no | no |  |  | no |  |  | 0 | 0 | 0 | 0
oh_line_8102502_200890598 |  | AD | node_8102502_200890597 | node_8102502_200890598 | 91.043 | bal_1P_1/0AA | 8102502 | no | no |  |  | no |  |  | 0 | 0 | 0 | 0
oh_line_8102502_200890599 |  | AD | node_8102502_200890598 | node_8102502_200890599 | 196.671 | bal_1P_3-104CW | 8102502 | no | no |  |  | no |  |  | 0 | 0 | 0 | 0
oh_line_8102502_200890600 |  | AD | node_8102502_200890599 | node_8102502_200890600 | 245.428 | bal_1P_1/0AA | 8102502 | no | no |  |  | no |  |  | 0 | 0 | 0 | 0
oh_line_8102502_200890601 |  | AD | node_8102502_200890600 | node_8102502_200890601 | 209.862 | bal_1P_1/0AA | 8102502 | no | no |  |  | no |  |  | 0 | 0 | 0 | 0
oh_line_8102502_200890604 |  | AD | node_8102502_200969713 | node_8102502_200890604 | 153.359 | bal_1P_1/0AA | 8102502 | no | no |  |  | no |  |  | 0 | 0 | 0 | 0
oh_line_8102502_200890606 |  | AD | node_8102502_200890604 | node_8102502_200890606 | 319.157 | bal_1P_8DCW | 8102502 | no | no |  |  | no |  |  | 0 | 0 | 0 | 0
oh_line_8102502_200890608 |  | AD | node_8102502_200890606 | node_8102502_200890608 | 469.602 | bal_1P_8DCW | 8102502 | no | no |  |  | no |  |  | 0 | 0 | 0 | 0
oh_line_8102502_200890610 |  | AD | node_8102502_200890608 | node_8102502_200890610 | 406.785 | bal_1P_8DCW | 8102502 | no | no |  |  | no |  |  | 0 | 0 | 0 | 0
oh_line_8102502_200890612 |  | AD | node_8102502_200890610 | node_8102502_200890612 | 363.957 | bal_1P_8DCW | 8102502 | no | no |  |  | no |  |  | 0 | 0 | 0 | 0
oh_line_8102502_200890614 |  | AD | node_8102502_200890612 | node_8102502_200890614 | 120.51 | bal_1P_1/0AA | 8102502 | no | no |  |  | no |  |  | 0 | 0 | 0 | 0
oh_line_8102502_200890615 |  | AD | node_8102502_200890614 | node_8102502_200890615 | 332.272 | bal_1P_1/0AA | 8102502 | no | no |  |  | no |  |  | 0 | 0 | 0 | 0
oh_line_8102502_200890859 |  | AD | node_8102502_200890972 | node_8102502_200890859 | 1739.6 | bal_1P_3-104CW | 8102502 | no | no |  |  | no |  |  | 0 | 0 | 0 | 0
oh_line_8102502_200890860 |  | AD | node_8102502_200890988 | node_8102502_200890860 | 343.076 | bal_1P_1/0AA | 8102502 | no | no |  |  | no |  |  | 0 | 0 | 0 | 0
oh_line_8102502_200890948 |  | AD | node_8102502_200890949 | node_8102502_200890948 | 366.427 | bal_1P_3-104CW | 8102502 | no | no |  |  | no |  |  | 0 | 0 | 0 | 0
oh_line_8102502_200890949 |  | AD | node_8102502_200890950 | node_8102502_200890949 | 322.172 | bal_1P_3-104CW | 8102502 | no | no |  |  | no |  |  | 0 | 0 | 0 | 0
oh_line_8102502_200890950 |  | AD | node_8102502_200890951 | node_8102502_200890950 | 382.221 | bal_1P_3-104CW | 8102502 | no | no |  |  | no |  |  | 0 | 0 | 0 | 0
oh_line_8102502_200890951 |  | AD | node_8102502_200890952 | node_8102502_200890951 | 633.207 | bal_1P_3-104CW | 8102502 | no | no |  |  | no |  |  | 0 | 0 | 0 | 0
oh_line_8102502_200890952 |  | AD | node_8102502_200890953 | node_8102502_200890952 | 378.641 | bal_1P_2AC | 8102502 | no | no |  |  | no |  |  | 0 | 0 | 0 | 0
oh_line_8102502_200890953-1 |  | AD | node_1338402_794_15338902_687 | node_8102502_200890953 | 32.657 | bal_1P_1/0AA | 8102502 | no | no |  |  | no |  |  | 0 | 0 | 0 | 0
oh_line_8102502_200890953-2 |  | AD | node_8102502_200890954 | node_1338402_794_15338902_687 | 360.228 | bal_1P_1/0AA | 8102502 | no | no |  |  | no |  |  | 0 | 0 | 0 | 0
oh_line_8102502_200890954 |  | AD | node_8102502_200890955 | node_8102502_200890954 | 282.32 | bal_1P_1/0AA | 8102502 | no | no |  |  | no |  |  | 0 | 0 | 0 | 0
oh_line_8102502_200890955 |  | AD | node_8102502_200890957 | node_8102502_200890955 | 294.075 | bal_1P_1/0AA | 8102502 | no | no |  |  | no |  |  | 0 | 0 | 0 | 0
oh_line_8102502_200890956 |  | AD | node_8102502_200890955 | node_8102502_200890956 | 256.871 | bal_1P_1/0AA | 8102502 | no | no |  |  | no |  |  | 0 | 0 | 0 | 0
oh_line_8102502_200890957 |  | AD | node_8102502_200890959 | node_8102502_200890957 | 225.452 | bal_1P_1/0AA | 8102502 | no | no |  |  | no |  |  | 0 | 0 | 0 | 0
oh_line_8102502_200890959 |  | AD | node_8102502_200946844 | node_8102502_200890959 | 100.725 | bal_1P_1/0AA | 8102502 | no | no |  |  | no |  |  | 0 | 0 | 0 | 0
oh_line_8102502_200890962 |  | AD | node_8102502_200890963 | node_8102502_200890962 | 232.888 | bal_1P_3-104CW | 8102502 | no | no |  |  | no |  |  | 0 | 0 | 0 | 0
oh_line_8102502_200890963 |  | AD | node_8102502_200890964 | node_8102502_200890963 | 182.058 | bal_1P_3-104CW | 8102502 | no | no |  |  | no |  |  | 0 | 0 | 0 | 0
oh_line_8102502_200890964 |  | AD | node_8102502_200890965 | node_8102502_200890964 | 141.16 | bal_1P_3-104CW | 8102502 | no | no |  |  | no |  |  | 0 | 0 | 0 | 0
oh_line_8102502_200890965 |  | AD | node_8102502_200890966 | node_8102502_200890965 | 303.105 | bal_1P_3-104CW | 8102502 | no | no |  |  | no |  |  | 0 | 0 | 0 | 0
oh_line_8102502_200890966 |  | AD | node_8102502_200890968 | node_8102502_200890966 | 427.98 | bal_1P_3-104CW | 8102502 | no | no |  |  | no |  |  | 0 | 0 | 0 | 0
oh_line_8102502_200890968 |  | AD | node_8102502_200890969 | node_8102502_200890968 | 310.041 | bal_1P_3-104CW | 8102502 | no | no |  |  | no |  |  | 0 | 0 | 0 | 0
oh_line_8102502_200890969 |  | AD | node_8102502_201053643 | node_8102502_200890969 | 510.501 | bal_1P_3-104CW | 8102502 | no | no |  |  | no |  |  | 0 | 0 | 0 | 0
oh_line_8102502_200890971 |  | AD | node_8102502_310012862 | node_8102502_200890971 | 238.15 | bal_1P_3-104CW | 8102502 | no | no |  |  | no |  |  | 0 | 0 | 0 | 0
oh_line_8102502_200890972 |  | AD | node_8102502_200890974 | node_8102502_200890972 | 131.128 | bal_1P_3-104CW | 8102502 | no | no |  |  | no |  |  | 0 | 0 | 0 | 0
oh_line_8102502_200890973 |  | AD | node_8102502_200890972 | node_8102502_200890973 | 138.414 | bal_1P_1/0AA | 8102502 | no | no |  |  | no |  |  | 0 | 0 | 0 | 0
oh_line_8102502_200890974 |  | AD | node_8102502_200890975 | node_8102502_200890974 | 360.86 | bal_1P_3-104CW | 8102502 | no | no |  |  | no |  |  | 0 | 0 | 0 | 0
oh_line_8102502_200890975 |  | AD | node_8102502_200890976 | node_8102502_200890975 | 513.946 | bal_1P_3-104CW | 8102502 | no | no |  |  | no |  |  | 0 | 0 | 0 | 0
oh_line_8102502_200890976 |  | AD | node_8102502_200890977 | node_8102502_200890976 | 479.534 | bal_1P_3-104CW | 8102502 | no | no |  |  | no |  |  | 0 | 0 | 0 | 0
oh_line_8102502_200890977 |  | AD | node_8102502_200890978 | node_8102502_200890977 | 525.003 | bal_1P_3-104CW | 8102502 | no | no |  |  | no |  |  | 0 | 0 | 0 | 0
oh_line_8102502_200890978 |  | AD | node_8102502_200890980 | node_intto1_8102502_200890978 | 458.123 | bal_1P_3-104CW | 8102502 | no | no |  |  | no |  |  | 0 | 0 | 0 | 0
oh_line_8102502_200890980 |  | AD | node_8102502_200890983 | node_8102502_200890980 | 341.743 | bal_1P_3-104CW | 8102502 | no | no |  |  | no |  |  | 0 | 0 | 0 | 0
oh_line_8102502_200890981 |  | AD | node_8102502_200890980 | node_8102502_200890981 | 136.492 | bal_1P_1/0AA | 8102502 | no | no |  |  | no |  |  | 0 | 0 | 0 | 0
oh_line_8102502_200890983 |  | AD | node_8102502_200890984 | node_8102502_200890983 | 179.453 | bal_1P_3-104CW | 8102502 | no | no |  |  | no |  |  | 0 | 0 | 0 | 0
oh_line_8102502_200890984 |  | AD | node_8102502_200890985 | node_8102502_200890984 | 155.546 | bal_1P_3-104CW | 8102502 | no | no |  |  | no |  |  | 0 | 0 | 0 | 0
oh_line_8102502_200890985 |  | AD | node_8102502_200890989 | node_8102502_200890985 | 329.352 | bal_1P_3-104CW | 8102502 | no | no |  |  | no |  |  | 0 | 0 | 0 | 0
oh_line_8102502_200890986 |  | AD | node_8102502_200890985 | node_8102502_200890986 | 164.865 | bal_1P_2AC | 8102502 | no | no |  |  | no |  |  | 0 | 0 | 0 | 0
oh_line_8102502_200890987 |  | AD | node_8102502_200890986 | node_8102502_200890987 | 381.164 | bal_1P_2AC | 8102502 | no | no |  |  | no |  |  | 0 | 0 | 0 | 0
oh_line_8102502_200890988 |  | AD | node_8102502_200890987 | node_8102502_200890988 | 105.518 | bal_1P_1/0AA | 8102502 | no | no |  |  | no |  |  | 0 | 0 | 0 | 0
oh_line_8102502_200890989 |  | AD | node_8102502_200890991 | node_8102502_200890989 | 195.99 | bal_1P_3-104CW | 8102502 | no | no |  |  | no |  |  | 0 | 0 | 0 | 0
oh_line_8102502_200890991 |  | AD | node_8102502_200890992 | node_8102502_200890991 | 150.337 | bal_1P_3-104CW | 8102502 | no | no |  |  | no |  |  | 0 | 0 | 0 | 0
oh_line_8102502_200890992 |  | AD | node_8102502_200911578 | node_8102502_200890992 | 161.846 | bal_1P_3-104CW | 8102502 | no | no |  |  | no |  |  | 0 | 0 | 0 | 0
oh_line_8102502_200890993 |  | AD | node_8102502_200890998 | node_8102502_200890993 | 400.575 | bal_1P_3-104CW | 8102502 | no | no |  |  | no |  |  | 0 | 0 | 0 | 0
oh_line_8102502_200890994 |  | AD | node_8102502_200890993 | node_8102502_200890994 | 161.007 | bal_1P_2AC | 8102502 | no | no |  |  | no |  |  | 0 | 0 | 0 | 0
oh_line_8102502_200890997 |  | AD | node_8102502_200890993 | node_8102502_200890997 | 114.949 | bal_1P_3-104CW | 8102502 | no | no |  |  | no |  |  | 0 | 0 | 0 | 0
oh_line_8102502_200890998 |  | AD | node_8102502_200891000 | node_8102502_200890998 | 255.775 | bal_1P_1/0AC | 8102502 | no | no |  |  | no |  |  | 0 | 0 | 0 | 0
oh_line_8102502_200890999 |  | AD | node_8102502_200890998 | node_8102502_200890999 | 295.276 | bal_1P_2AC | 8102502 | no | no |  |  | no |  |  | 0 | 0 | 0 | 0
oh_line_8102502_200891000 |  | AD | node_8102502_200891003 | node_8102502_200891000 | 251.184 | bal_1P_1/0AC | 8102502 | no | no |  |  | no |  |  | 0 | 0 | 0 | 0
oh_line_8102502_200891001 |  | AD | node_8102502_200891000 | node_8102502_200891001 | 161.627 | bal_1P_2AC | 8102502 | no | no |  |  | no |  |  | 0 | 0 | 0 | 0
oh_line_8102502_200891003 |  | AD | node_8102502_200891006 | node_8102502_200891003 | 255.882 | bal_1P_1/0AC | 8102502 | no | no |  |  | no |  |  | 0 | 0 | 0 | 0
oh_line_8102502_200891004 |  | AD | node_8102502_200891003 | node_8102502_200891004 | 129.063 | bal_1P_1/0AA | 8102502 | no | no |  |  | no |  |  | 0 | 0 | 0 | 0
oh_line_8102502_200891005 |  | AD | node_8102502_200891004 | node_8102502_200891005 | 186.016 | bal_1P_1/0AA | 8102502 | no | no |  |  | no |  |  | 0 | 0 | 0 | 0
oh_line_8102502_200891006 |  | AD | node_8102502_200891008 | node_8102502_200891006 | 289.832 | bal_1P_1/0AC | 8102502 | no | no |  |  | no |  |  | 0 | 0 | 0 | 0
oh_line_8102502_200891008 |  | AD | node_8102502_200891009 | node_8102502_200891008 | 356.818 | bal_1P_1/0AC | 8102502 | no | no |  |  | no |  |  | 0 | 0 | 0 | 0
oh_line_8102502_200891009 |  | AD | node_8102502_200982840 | node_intto1_8102502_200891009 | 308.61 | bal_1P_1/0AC | 8102502 | no | no |  |  | no |  |  | 0 | 0 | 0 | 0
oh_line_8102502_200891685 |  | AD | node_8102502_200891693 | node_8102502_200891685 | 134.002 | bal_1P_1/0AC | 8102502 | no | no |  |  | no |  |  | 0 | 0 | 0 | 0
oh_line_8102502_200891686 |  | AD | node_8102502_200841924 | node_8102502_200891686 | 235.173 | bal_1P_2AC | 8102502 | no | no |  |  | no |  |  | 0 | 0 | 0 | 0
oh_line_8102502_200891687 |  | AD | node_8102502_200891686 | node_8102502_200891687 | 157.364 | bal_1P_2AC | 8102502 | no | no |  |  | no |  |  | 0 | 0 | 0 | 0
oh_line_8102502_200891688 |  | AD | node_8102502_200891687 | node_8102502_200891688 | 257.692 | bal_1P_2AC | 8102502 | no | no |  |  | no |  |  | 0 | 0 | 0 | 0
oh_line_8102502_200891689 |  | AD | node_8102502_200891688 | node_8102502_200891689 | 243.544 | bal_1P_1/0AA | 8102502 | no | no |  |  | no |  |  | 0 | 0 | 0 | 0
oh_line_8102502_200891690 |  | AD | node_8102502_200891689 | node_8102502_200891690 | 330.967 | bal_1P_1/0AA | 8102502 | no | no |  |  | no |  |  | 0 | 0 | 0 | 0
oh_line_8102502_200891691 |  | AD | node_8102502_200891690 | node_8102502_200891691 | 245.307 | bal_1P_1/0AA | 8102502 | no | no |  |  | no |  |  | 0 | 0 | 0 | 0
oh_line_8102502_200891693 |  | AD | node_8102502_200891688 | node_8102502_200891693 | 255.444 | bal_1P_2AC | 8102502 | no | no |  |  | no |  |  | 0 | 0 | 0 | 0
oh_line_8102502_200891694 |  | AD | node_8102502_200891693 | node_8102502_200891694 | 183.676 | bal_1P_1/0AA | 8102502 | no | no |  |  | no |  |  | 0 | 0 | 0 | 0
oh_line_8102502_200891780 |  | AD | node_8102502_200890450 | node_intto1_8102502_200891780 | 387.268 | bal_1P_2AC | 8102502 | no | no |  |  | no |  |  | 0 | 0 | 0 | 0
oh_line_8102502_200891782 |  | AD | node_8102502_200891780 | node_8102502_200891782 | 398.366 | bal_1P_2AC | 8102502 | no | no |  |  | no |  |  | 0 | 0 | 0 | 0
oh_line_8102502_200891783 |  | AD | node_8102502_200891782 | node_8102502_200891783 | 280.425 | bal_1P_2AC | 8102502 | no | no |  |  | no |  |  | 0 | 0 | 0 | 0
oh_line_8102502_200891784 |  | AD | node_8102502_200891783 | node_8102502_200891784 | 184.89 | bal_1P_2AC | 8102502 | no | no |  |  | no |  |  | 0 | 0 | 0 | 0
oh_line_8102502_200891785 |  | AD | node_8102502_200891784 | node_8102502_200891785 | 39.606 | bal_1P_1/0AA | 8102502 | no | no |  |  | no |  |  | 0 | 0 | 0 | 0
oh_line_8102502_200891786 |  | AD | node_8102502_200891785 | node_8102502_200891786 | 232.086 | bal_1P_1/0AA | 8102502 | no | no |  |  | no |  |  | 0 | 0 | 0 | 0
oh_line_8102502_200891787 |  | AD | node_8102502_200891786 | node_8102502_200891787 | 294.055 | bal_1P_1/0AA | 8102502 | no | no |  |  | no |  |  | 0 | 0 | 0 | 0
oh_line_8102502_200911575 |  | AD | node_8102502_200890973 | node_intto1_8102502_200911575 | 133.189 | bal_1P_1/0AA | 8102502 | no | no |  |  | no |  |  | 0 | 0 | 0 | 0
oh_line_8102502_200911578 |  | AD | node_8102502_200890993 | node_8102502_200911578 | 232.729 | bal_1P_3-104CW | 8102502 | no | no |  |  | no |  |  | 0 | 0 | 0 | 0
oh_line_8102502_200946844 |  | AD | node_8102502_200946845 | node_8102502_200946844 | 268.858 | bal_1P_1/0AA | 8102502 | no | no |  |  | no |  |  | 0 | 0 | 0 | 0
oh_line_8102502_200946845 |  | AD | node_8102502_200890962 | node_8102502_200946845 | 219.779 | bal_1P_3-104CW | 8102502 | no | no |  |  | no |  |  | 0 | 0 | 0 | 0
oh_line_8102502_200969549 |  | ABCD | node_8102502_200842717 | node_8102502_200969549 | 141.029 | bal_3P_2CU | 8102502 | no | no |  |  | no |  |  | 0 | 0 | 0 | 0
oh_line_8102502_200969550 |  | ABCD | node_8102502_200842765 | node_8102502_200969550 | 114.401 | bal_3P_4/0AL | 8102502 | no | no |  |  | no |  |  | 0 | 0 | 0 | 0
oh_line_8102502_200969551 |  | ABCD | node_8102502_200983856 | node_8102502_200969551 | 169.388 | bal_3P_4/0AA | 8102502 | no | no |  |  | no |  |  | 0 | 0 | 0 | 0
oh_line_8102502_200969713 |  | AD | node_8102502_200890601 | node_8102502_200969713 | 272.011 | bal_1P_1/0AA | 8102502 | no | no |  |  | no |  |  | 0 | 0 | 0 | 0
oh_line_8102502_200982840 |  | AD | node_8102502_200890432 | node_intto1_8102502_200982840 | 80.961 | bal_1P_1/0AC | 8102502 | no | no |  |  | no |  |  | 0 | 0 | 0 | 0
oh_line_8102502_200983826 |  | ABCD | node_8102502_200969551 | node_8102502_200983826 | 92.743 | bal_3P_1/0AA | 8102502 | no | no |  |  | no |  |  | 0 | 0 | 0 | 0
oh_line_8102502_200983855 |  | ABCD | node_8102502_200983856 | node_8102502_200983855 | 46.776 | bal_3P_4/0AA | 8102502 | no | no |  |  | no |  |  | 0 | 0 | 0 | 0
oh_line_8102502_200983856 |  | ABCD | node_8102502_200983857 | node_8102502_200983856 | 154.57 | bal_3P_1/0AA | 8102502 | no | no |  |  | no |  |  | 0 | 0 | 0 | 0
oh_line_8102502_200983857 |  | ABCD | node_8102502_200842768 | node_8102502_200983857 | 93.893 | bal_3P_1/0AA | 8102502 | no | no |  |  | no |  |  | 0 | 0 | 0 | 0
oh_line_8102502_201016821 |  | ABCD | node_8102502_201017040 | node_8102502_201016821 | 26.97 | bal_3P_4/0AA | 8102502 | no | no |  |  | no |  |  | 0 | 0 | 0 | 0
oh_line_8102502_201017040 |  | ABCD | node_SOURCE_8102502 | node_8102502_201017040 | 62.051 | bal_3P_477AL | 8102502 | no | no |  |  | no |  |  | 0 | 0 | 0 | 0
oh_line_8102502_201052133 |  | AD | node_8102502_200890459 | node_8102502_201052133 | 544.833 | bal_1P_2AC | 8102502 | no | no |  |  | no |  |  | 0 | 0 | 0 | 0
oh_line_8102502_201053643 |  | AD | node_8102502_200890971 | node_8102502_201053643 | 535.249 | bal_1P_3-104CW | 8102502 | no | no |  |  | no |  |  | 0 | 0 | 0 | 0
oh_line_8102502_201059633 |  | AD | node_8102502_200842815 | node_8102502_201059633 | 185.003 | bal_1P_4/0AL | 8102502 | no | no |  |  | no |  |  | 0 | 0 | 0 | 0
oh_line_8102502_201059634 |  | AD | node_8102502_201059633 | node_8102502_201059634 | 68.096 | bal_1P_4/0AL | 8102502 | no | no |  |  | no |  |  | 0 | 0 | 0 | 0
oh_line_8102502_201059635 |  | AD | node_8102502_201059634 | node_8102502_201059635 | 201.355 | bal_1P_4/0AL | 8102502 | no | no |  |  | no |  |  | 0 | 0 | 0 | 0
oh_line_8102502_201059636 |  | AD | node_8102502_201059635 | node_8102502_201059636 | 197.993 | bal_1P_4/0AL | 8102502 | no | no |  |  | no |  |  | 0 | 0 | 0 | 0
oh_line_8102502_310012862 |  | AD | node_8102502_200890972 | node_8102502_310012862 | 239.329 | bal_1P_3-104CW | 8102502 | no | no |  |  | no |  |  | 0 | 0 | 0 | 0
oh_line_8102502_310012863 |  | AD | node_8102502_310012862 | node_8102502_310012863 | 74.083 | bal_1P_1/0AA | 8102502 | no | no |  |  | no |  |  | 0 | 0 | 0 | 0
oh_line_8102502_311859697 |  | AD | node_8102502_200842805 | node_8102502_311859697 | 101.318 | bal_1P_1/0AA | 8102502 | no | no |  |  | no |  |  | 0 | 0 | 0 | 0
oh_line_8102502_312024018 |  | AD | node_8102502_200841160 | node_intto1_8102502_312024018 | 93.356 | bal_1P_1/0AA | 8102502 | no | no |  |  | no |  |  | 0 | 0 | 0 | 0
oh_line_8102502_312024021 |  | AD | node_8102502_312024018 | node_8102502_312024021 | 241.943 | bal_1P_1/0AA | 8102502 | no | no |  |  | no |  |  | 0 | 0 | 0 | 0
oh_line_8102502_312024026 |  | AD | node_8102502_312024021 | node_8102502_312024026 | 334.144 | bal_1P_1/0AA | 8102502 | no | no |  |  | no |  |  | 0 | 0 | 0 | 0
oh_line_8102502_312024030 |  | AD | node_8102502_312024026 | node_8102502_312024030 | 337.188 | bal_1P_1/0AA | 8102502 | no | no |  |  | no |  |  | 0 | 0 | 0 | 0
oh_line_8102502_312024031 |  | AD | node_8102502_312024030 | node_8102502_312024031 | 266.351 | bal_1P_1/0AA | 8102502 | no | no |  |  | no |  |  | 0 | 0 | 0 | 0
oh_line_TAP_OH_900644 |  | AN | node_8102502_200841127 | node_1349772_996_15330219_527 | 0.033 | unb_TAPWIRE_OH | 8102502 | no | no |  |  | no |  |  | 0 | 0 | 0 | 0
oh_line_TAP_OH_900645 |  | AN | node_8102502_200841128 | node_1349989_031_15332130_965 | 0.033 | unb_TAPWIRE_OH | 8102502 | no | no |  |  | no |  |  | 0 | 0 | 0 | 0
oh_line_TAP_OH_900646 |  | AN | node_8102502_200841131 | node_1350338_288_15333106_599 | 0.033 | unb_TAPWIRE_OH | 8102502 | no | no |  |  | no |  |  | 0 | 0 | 0 | 0
oh_line_TAP_OH_900647 |  | AN | node_8102502_200841132 | node_1350410_771_15333310_197 | 0.033 | unb_TAPWIRE_OH | 8102502 | no | no |  |  | no |  |  | 0 | 0 | 0 | 0
oh_line_TAP_OH_900648 |  | AN | node_8102502_200841134 | node_1350494_083_15333541_628 | 0.033 | unb_TAPWIRE_OH | 8102502 | no | no |  |  | no |  |  | 0 | 0 | 0 | 0
oh_line_TAP_OH_900649 |  | AN | node_8102502_200841136 | node_1350283_618_15333807_292 | 0.033 | unb_TAPWIRE_OH | 8102502 | no | no |  |  | no |  |  | 0 | 0 | 0 | 0
oh_line_TAP_OH_900650 |  | AN | node_8102502_200841142 | node_1351099_196_15335406_005 | 0.033 | unb_TAPWIRE_OH | 8102502 | no | no |  |  | no |  |  | 0 | 0 | 0 | 0
oh_line_TAP_OH_900651 |  | AN | node_8102502_200841143 | node_1349215_804_15330421_229 | 0.033 | unb_TAPWIRE_OH | 8102502 | no | no |  |  | no |  |  | 0 | 0 | 0 | 0
oh_line_TAP_OH_900652 |  | AN | node_8102502_200841146 | node_1351103_331_15335990_881 | 0.033 | unb_TAPWIRE_OH | 8102502 | no | no |  |  | no |  |  | 0 | 0 | 0 | 0
oh_line_TAP_OH_900653 |  | AN | node_8102502_200841149 | node_1350811_883_15336580_322 | 0.033 | unb_TAPWIRE_OH | 8102502 | no | no |  |  | no |  |  | 0 | 0 | 0 | 0
oh_line_TAP_OH_900654 |  | AN | node_8102502_200841153 | node_1351077_563_15337455_027 | 0.033 | unb_TAPWIRE_OH | 8102502 | no | no |  |  | no |  |  | 0 | 0 | 0 | 0
oh_line_TAP_OH_900655 |  | AN | node_8102502_200841155 | node_1350511_262_15337527_38 | 0.033 | unb_TAPWIRE_OH | 8102502 | no | no |  |  | no |  |  | 0 | 0 | 0 | 0
oh_line_TAP_OH_900656 |  | AN | node_8102502_200841156 | node_1349264_296_15330658_671 | 0.033 | unb_TAPWIRE_OH | 8102502 | no | no |  |  | no |  |  | 0 | 0 | 0 | 0
oh_line_TAP_OH_900657 |  | AN | node_8102502_200841158 | node_1349381_992_15331171_178 | 0.033 | unb_TAPWIRE_OH | 8102502 | no | no |  |  | no |  |  | 0 | 0 | 0 | 0
oh_line_TAP_OH_900658 |  | AN | node_8102502_200841160 | node_1349421_326_15331486_599 | 0.033 | unb_TAPWIRE_OH | 8102502 | no | no |  |  | no |  |  | 0 | 0 | 0 | 0
oh_line_TAP_OH_900659 |  | AN | node_8102502_200841162 | node_1349714_963_15331814_28 | 0.033 | unb_TAPWIRE_OH | 8102502 | no | no |  |  | no |  |  | 0 | 0 | 0 | 0
oh_line_TAP_OH_900715 |  | AN | node_8102502_200841334 | node_1346478_613_15332270_467 | 0.033 | unb_TAPWIRE_OH | 8102502 | no | no |  |  | no |  |  | 0 | 0 | 0 | 0
oh_line_TAP_OH_900716 |  | AN | node_8102502_200841335 | node_1348715_047_15330857_292 | 0.033 | unb_TAPWIRE_OH | 8102502 | no | no |  |  | no |  |  | 0 | 0 | 0 | 0
oh_line_TAP_OH_900717 |  | AN | node_8102502_200841337 | node_1348323_396_15330416_653 | 0.033 | unb_TAPWIRE_OH | 8102502 | no | no |  |  | no |  |  | 0 | 0 | 0 | 0
oh_line_TAP_OH_900718 |  | AN | node_8102502_200841340 | node_1348089_596_15331170_216 | 0.033 | unb_TAPWIRE_OH | 8102502 | no | no |  |  | no |  |  | 0 | 0 | 0 | 0
oh_line_TAP_OH_900719 |  | AN | node_8102502_200841342 | node_1347682_187_15331156_616 | 0.033 | unb_TAPWIRE_OH | 8102502 | no | no |  |  | no |  |  | 0 | 0 | 0 | 0
oh_line_TAP_OH_900720 |  | AN | node_8102502_200841344 | node_1347371_245_15331376_692 | 0.033 | unb_TAPWIRE_OH | 8102502 | no | no |  |  | no |  |  | 0 | 0 | 0 | 0
oh_line_TAP_OH_900721 |  | AN | node_8102502_200841347 | node_1347266_398_15331867_058 | 0.033 | unb_TAPWIRE_OH | 8102502 | no | no |  |  | no |  |  | 0 | 0 | 0 | 0
oh_line_TAP_OH_900722 |  | AN | node_8102502_200841349 | node_1346813_042_15332252_963 | 0.033 | unb_TAPWIRE_OH | 8102502 | no | no |  |  | no |  |  | 0 | 0 | 0 | 0
oh_line_TAP_OH_900755 |  | AN | node_8102502_200841447 | node_1347937_962_15337340_795 | 0.033 | unb_TAPWIRE_OH | 8102502 | no | no |  |  | no |  |  | 0 | 0 | 0 | 0
oh_line_TAP_OH_900922 |  | AN | node_8102502_200841919 | node_1347064_949_15328754_722 | 0.033 | unb_TAPWIRE_OH | 8102502 | no | no |  |  | no |  |  | 0 | 0 | 0 | 0
oh_line_TAP_OH_900923 |  | AN | node_8102502_200841922 | node_1346910_34_15329228_536 | 0.033 | unb_TAPWIRE_OH | 8102502 | no | no |  |  | no |  |  | 0 | 0 | 0 | 0
oh_line_TAP_OH_900924 |  | AN | node_8102502_200841924 | node_1346765_124_15328686_38 | 0.033 | unb_TAPWIRE_OH | 8102502 | no | no |  |  | no |  |  | 0 | 0 | 0 | 0
oh_line_TAP_OH_900977 |  | AN | node_8102502_200842047 | node_1347409_514_15329187_46 | 0.033 | unb_TAPWIRE_OH | 8102502 | no | no |  |  | no |  |  | 0 | 0 | 0 | 0
oh_line_TAP_OH_900978 |  | AN | node_8102502_200842050 | node_1347128_393_15329163_032 | 0.033 | unb_TAPWIRE_OH | 8102502 | no | no |  |  | no |  |  | 0 | 0 | 0 | 0
oh_line_TAP_OH_900979 |  | AN | node_8102502_200842052 | node_1347825_41_15328987_437 | 0.033 | unb_TAPWIRE_OH | 8102502 | no | no |  |  | no |  |  | 0 | 0 | 0 | 0
oh_line_TAP_OH_900982 |  | AN | node_8102502_200842064 | node_1350364_073_15330664_622 | 0.033 | unb_TAPWIRE_OH | 8102502 | no | no |  |  | no |  |  | 0 | 0 | 0 | 0
oh_line_TAP_OH_901173 |  | AN | node_8102502_200842684 | node_1353129_964_15327609_453 | 0.033 | unb_TAPWIRE_OH | 8102502 | no | no |  |  | no |  |  | 0 | 0 | 0 | 0
oh_line_TAP_OH_901174 |  | AN | node_8102502_200842687 | node_1353044_835_15327235_409 | 0.033 | unb_TAPWIRE_OH | 8102502 | no | no |  |  | no |  |  | 0 | 0 | 0 | 0
oh_line_TAP_OH_901197 |  | ABCN | node_8102502_200842762 | node_1353404_819_15328506_861 | 0.033 | unb_TAPWIRE_OH | 8102502 | no | no |  |  | no |  |  | 0 | 0 | 0 | 0
oh_line_TAP_OH_901199 |  | ABCN | node_8102502_200842768 | node_1353105_234_15327895_983 | 0.033 | unb_TAPWIRE_OH | 8102502 | no | no |  |  | no |  |  | 0 | 0 | 0 | 0
oh_line_TAP_OH_901200 |  | ABCN | node_8102502_200842771 | node_1351741_121_15327741_731 | 0.033 | unb_TAPWIRE_OH | 8102502 | no | no |  |  | no |  |  | 0 | 0 | 0 | 0
oh_line_TAP_OH_901201 |  | AN | node_8102502_200842773 | node_1351545_458_15327784_934 | 0.033 | unb_TAPWIRE_OH | 8102502 | no | no |  |  | no |  |  | 0 | 0 | 0 | 0
oh_line_TAP_OH_901202 |  | AN | node_8102502_200842776 | node_1351619_292_15327170_8 | 0.033 | unb_TAPWIRE_OH | 8102502 | no | no |  |  | no |  |  | 0 | 0 | 0 | 0
oh_line_TAP_OH_901203 |  | AN | node_8102502_200842780 | node_1351175_049_15327415_553 | 0.033 | unb_TAPWIRE_OH | 8102502 | no | no |  |  | no |  |  | 0 | 0 | 0 | 0
oh_line_TAP_OH_901204 |  | AN | node_8102502_200842782 | node_1350940_26_15327064_95 | 0.033 | unb_TAPWIRE_OH | 8102502 | no | no |  |  | no |  |  | 0 | 0 | 0 | 0
oh_line_TAP_OH_901205 |  | AN | node_8102502_200842786 | node_1350279_912_15326339_879 | 0.033 | unb_TAPWIRE_OH | 8102502 | no | no |  |  | no |  |  | 0 | 0 | 0 | 0
oh_line_TAP_OH_901206 |  | ABCN | node_8102502_200842792 | node_1352492_325_15327866_276 | 0.033 | unb_TAPWIRE_OH | 8102502 | no | no |  |  | no |  |  | 0 | 0 | 0 | 0
oh_line_TAP_OH_901208 |  | AN | node_8102502_200842804 | node_1351521_698_15328342_62 | 0.033 | unb_TAPWIRE_OH | 8102502 | no | no |  |  | no |  |  | 0 | 0 | 0 | 0
oh_line_TAP_OH_901209 |  | AN | node_8102502_200842806 | node_1351210_02_15328474_819 | 0.033 | unb_TAPWIRE_OH | 8102502 | no | no |  |  | no |  |  | 0 | 0 | 0 | 0
oh_line_TAP_OH_901210 |  | AN | node_8102502_200842814 | node_1350566_757_15328493_488 | 0.033 | unb_TAPWIRE_OH | 8102502 | no | no |  |  | no |  |  | 0 | 0 | 0 | 0
oh_line_TAP_OH_901211 |  | AN | node_8102502_200842823 | node_1352906_016_15328375_295 | 0.033 | unb_TAPWIRE_OH | 8102502 | no | no |  |  | no |  |  | 0 | 0 | 0 | 0
oh_line_TAP_OH_901212 |  | AN | node_8102502_200842825 | node_1349731_59_15329225_336 | 0.033 | unb_TAPWIRE_OH | 8102502 | no | no |  |  | no |  |  | 0 | 0 | 0 | 0
oh_line_TAP_OH_901213 |  | AN | node_8102502_200842827 | node_1349507_312_15329553_145 | 0.033 | unb_TAPWIRE_OH | 8102502 | no | no |  |  | no |  |  | 0 | 0 | 0 | 0
oh_line_TAP_OH_901214 |  | AN | node_8102502_200842829 | node_1349224_146_15329920_059 | 0.033 | unb_TAPWIRE_OH | 8102502 | no | no |  |  | no |  |  | 0 | 0 | 0 | 0
oh_line_TAP_OH_901215 |  | AN | node_8102502_200842830 | node_1349139_594_15330181_863 | 0.033 | unb_TAPWIRE_OH | 8102502 | no | no |  |  | no |  |  | 0 | 0 | 0 | 0
oh_line_TAP_OH_901216 |  | AN | node_8102502_200842832 | node_1348972_503_15330323_031 | 0.033 | unb_TAPWIRE_OH | 8102502 | no | no |  |  | no |  |  | 0 | 0 | 0 | 0
oh_line_TAP_OH_901217 |  | AN | node_8102502_200842835 | node_1348520_478_15329685_951 | 0.033 | unb_TAPWIRE_OH | 8102502 | no | no |  |  | no |  |  | 0 | 0 | 0 | 0
oh_line_TAP_OH_901218 |  | AN | node_8102502_200842836 | node_1348842_06_15330461_255 | 0.033 | unb_TAPWIRE_OH | 8102502 | no | no |  |  | no |  |  | 0 | 0 | 0 | 0
oh_line_TAP_OH_901219 |  | AN | node_8102502_200842840 | node_1352540_752_15328426_689 | 0.033 | unb_TAPWIRE_OH | 8102502 | no | no |  |  | no |  |  | 0 | 0 | 0 | 0
oh_line_TAP_OH_901220 |  | AN | node_8102502_200842846 | node_1351978_142_15328150_192 | 0.033 | unb_TAPWIRE_OH | 8102502 | no | no |  |  | no |  |  | 0 | 0 | 0 | 0
oh_line_TAP_OH_901221 |  | AN | node_8102502_200842848 | node_1351942_128_15328350_043 | 0.033 | unb_TAPWIRE_OH | 8102502 | no | no |  |  | no |  |  | 0 | 0 | 0 | 0
oh_line_TAP_OH_901222 |  | AN | node_8102502_200842850 | node_1353171_508_15328661_156 | 0.033 | unb_TAPWIRE_OH | 8102502 | no | no |  |  | no |  |  | 0 | 0 | 0 | 0
oh_line_TAP_OH_901223 |  | AN | node_8102502_200842852 | node_1352813_494_15328811_456 | 0.033 | unb_TAPWIRE_OH | 8102502 | no | no |  |  | no |  |  | 0 | 0 | 0 | 0
oh_line_TAP_OH_901224 |  | AN | node_8102502_200842858 | node_1351315_184_15327782_159 | 0.033 | unb_TAPWIRE_OH | 8102502 | no | no |  |  | no |  |  | 0 | 0 | 0 | 0
oh_line_TAP_OH_901225 |  | AN | node_8102502_200842859 | node_1351016_467_15327927_766 | 0.033 | unb_TAPWIRE_OH | 8102502 | no | no |  |  | no |  |  | 0 | 0 | 0 | 0
oh_line_TAP_OH_901226 |  | AN | node_8102502_200842860 | node_1350727_938_15328004_94 | 0.033 | unb_TAPWIRE_OH | 8102502 | no | no |  |  | no |  |  | 0 | 0 | 0 | 0
oh_line_TAP_OH_901227 |  | AN | node_8102502_200842863 | node_1349802_118_15328293_508 | 0.033 | unb_TAPWIRE_OH | 8102502 | no | no |  |  | no |  |  | 0 | 0 | 0 | 0
oh_line_TAP_OH_901228 |  | AN | node_8102502_200842864 | node_1349747_719_15328125_839 | 0.033 | unb_TAPWIRE_OH | 8102502 | no | no |  |  | no |  |  | 0 | 0 | 0 | 0
oh_line_TAP_OH_901229 |  | AN | node_8102502_200842865 | node_1349531_325_15328071_912 | 0.033 | unb_TAPWIRE_OH | 8102502 | no | no |  |  | no |  |  | 0 | 0 | 0 | 0
oh_line_TAP_OH_901230 |  | AN | node_8102502_200842869 | node_1349694_575_15327294_44 | 0.033 | unb_TAPWIRE_OH | 8102502 | no | no |  |  | no |  |  | 0 | 0 | 0 | 0
oh_line_TAP_OH_901231 |  | AN | node_8102502_200842875 | node_1347397_139_15328488_635 | 0.033 | unb_TAPWIRE_OH | 8102502 | no | no |  |  | no |  |  | 0 | 0 | 0 | 0
oh_line_TAP_OH_914174 |  | AN | node_8102502_200890399 | node_1344404_167_15329548_493 | 0.033 | unb_TAPWIRE_OH | 8102502 | no | no |  |  | no |  |  | 0 | 0 | 0 | 0
oh_line_TAP_OH_914175 |  | AN | node_8102502_200890402 | node_1345671_182_15328343_489 | 0.033 | unb_TAPWIRE_OH | 8102502 | no | no |  |  | no |  |  | 0 | 0 | 0 | 0
oh_line_TAP_OH_914176 |  | AN | node_8102502_200890403 | node_1345428_91_15328531_505 | 0.033 | unb_TAPWIRE_OH | 8102502 | no | no |  |  | no |  |  | 0 | 0 | 0 | 0
oh_line_TAP_OH_914177 |  | AN | node_8102502_200890404 | node_1342616_986_15329883_315 | 0.033 | unb_TAPWIRE_OH | 8102502 | no | no |  |  | no |  |  | 0 | 0 | 0 | 0
oh_line_TAP_OH_914178 |  | AN | node_8102502_200890406 | node_1342024_328_15329671_712 | 0.033 | unb_TAPWIRE_OH | 8102502 | no | no |  |  | no |  |  | 0 | 0 | 0 | 0
oh_line_TAP_OH_914179 |  | AN | node_8102502_200890407 | node_1341750_086_15329570_012 | 0.033 | unb_TAPWIRE_OH | 8102502 | no | no |  |  | no |  |  | 0 | 0 | 0 | 0
oh_line_TAP_OH_914180 |  | AN | node_8102502_200890409 | node_1340998_482_15329267_95 | 0.033 | unb_TAPWIRE_OH | 8102502 | no | no |  |  | no |  |  | 0 | 0 | 0 | 0
oh_line_TAP_OH_914181 |  | AN | node_8102502_200890410 | node_1345124_354_15328515_247 | 0.033 | unb_TAPWIRE_OH | 8102502 | no | no |  |  | no |  |  | 0 | 0 | 0 | 0
oh_line_TAP_OH_914182 |  | AN | node_8102502_200890413 | node_1344556_626_15328498_433 | 0.033 | unb_TAPWIRE_OH | 8102502 | no | no |  |  | no |  |  | 0 | 0 | 0 | 0
oh_line_TAP_OH_914183 |  | AN | node_8102502_200890414 | node_1344352_979_15328487_025 | 0.033 | unb_TAPWIRE_OH | 8102502 | no | no |  |  | no |  |  | 0 | 0 | 0 | 0
oh_line_TAP_OH_914184 |  | AN | node_8102502_200890415 | node_1344158_041_15328679_35 | 0.033 | unb_TAPWIRE_OH | 8102502 | no | no |  |  | no |  |  | 0 | 0 | 0 | 0
oh_line_TAP_OH_914185 |  | AN | node_8102502_200890417 | node_1344152_061_15328951_517 | 0.033 | unb_TAPWIRE_OH | 8102502 | no | no |  |  | no |  |  | 0 | 0 | 0 | 0
oh_line_TAP_OH_914186 |  | AN | node_8102502_200890425 | node_1343259_092_15329518_639 | 0.033 | unb_TAPWIRE_OH | 8102502 | no | no |  |  | no |  |  | 0 | 0 | 0 | 0
oh_line_TAP_OH_914187 |  | AN | node_8102502_200890430 | node_1346405_819_15332598_612 | 0.033 | unb_TAPWIRE_OH | 8102502 | no | no |  |  | no |  |  | 0 | 0 | 0 | 0
oh_line_TAP_OH_914188 |  | AN | node_8102502_200890431 | node_1346206_963_15332764_8 | 0.033 | unb_TAPWIRE_OH | 8102502 | no | no |  |  | no |  |  | 0 | 0 | 0 | 0
oh_line_TAP_OH_914189 |  | AN | node_8102502_200890435 | node_1345643_509_15332761_091 | 0.033 | unb_TAPWIRE_OH | 8102502 | no | no |  |  | no |  |  | 0 | 0 | 0 | 0
oh_line_TAP_OH_914190 |  | AN | node_8102502_200890437 | node_1345892_559_15333041_788 | 0.033 | unb_TAPWIRE_OH | 8102502 | no | no |  |  | no |  |  | 0 | 0 | 0 | 0
oh_line_TAP_OH_914191 |  | AN | node_8102502_200890442 | node_1344355_941_15332992_698 | 0.033 | unb_TAPWIRE_OH | 8102502 | no | no |  |  | no |  |  | 0 | 0 | 0 | 0
oh_line_TAP_OH_914192 |  | AN | node_8102502_200890445 | node_1343438_164_15333088_308 | 0.033 | unb_TAPWIRE_OH | 8102502 | no | no |  |  | no |  |  | 0 | 0 | 0 | 0
oh_line_TAP_OH_914193 |  | AN | node_8102502_200890446 | node_1343061_735_15332901_699 | 0.033 | unb_TAPWIRE_OH | 8102502 | no | no |  |  | no |  |  | 0 | 0 | 0 | 0
oh_line_TAP_OH_914194 |  | AN | node_8102502_200890447 | node_1342787_582_15332823_147 | 0.033 | unb_TAPWIRE_OH | 8102502 | no | no |  |  | no |  |  | 0 | 0 | 0 | 0
oh_line_TAP_OH_914195 |  | AN | node_8102502_200890450 | node_1341576_035_15333602_455 | 0.033 | unb_TAPWIRE_OH | 8102502 | no | no |  |  | no |  |  | 0 | 0 | 0 | 0
oh_line_TAP_OH_914196 |  | AN | node_8102502_200890455 | node_1340295_826_15333631_924 | 0.033 | unb_TAPWIRE_OH | 8102502 | no | no |  |  | no |  |  | 0 | 0 | 0 | 0
oh_line_TAP_OH_914197 |  | AN | node_8102502_200890457 | node_1340280_536_15334025_367 | 0.033 | unb_TAPWIRE_OH | 8102502 | no | no |  |  | no |  |  | 0 | 0 | 0 | 0
oh_line_TAP_OH_914198 |  | AN | node_8102502_200890462 | node_1339131_792_15332142_048 | 0.033 | unb_TAPWIRE_OH | 8102502 | no | no |  |  | no |  |  | 0 | 0 | 0 | 0
oh_line_TAP_OH_914199 |  | AN | node_8102502_200890463 | node_1338880_805_15331765_829 | 0.033 | unb_TAPWIRE_OH | 8102502 | no | no |  |  | no |  |  | 0 | 0 | 0 | 0
oh_line_TAP_OH_914200 |  | AN | node_8102502_200890466 | node_1338164_709_15331692_03 | 0.033 | unb_TAPWIRE_OH | 8102502 | no | no |  |  | no |  |  | 0 | 0 | 0 | 0
oh_line_TAP_OH_914201 |  | AN | node_8102502_200890468 | node_1337828_612_15331601_208 | 0.033 | unb_TAPWIRE_OH | 8102502 | no | no |  |  | no |  |  | 0 | 0 | 0 | 0
oh_line_TAP_OH_914202 |  | AN | node_8102502_200890470 | node_1337566_56_15331634_234 | 0.033 | unb_TAPWIRE_OH | 8102502 | no | no |  |  | no |  |  | 0 | 0 | 0 | 0
oh_line_TAP_OH_914203 |  | AN | node_8102502_200890473 | node_1337081_878_15331620_259 | 0.033 | unb_TAPWIRE_OH | 8102502 | no | no |  |  | no |  |  | 0 | 0 | 0 | 0
oh_line_TAP_OH_914204 |  | AN | node_8102502_200890474 | node_1336767_972_15331580_578 | 0.033 | unb_TAPWIRE_OH | 8102502 | no | no |  |  | no |  |  | 0 | 0 | 0 | 0
oh_line_TAP_OH_914252 |  | AN | node_8102502_200890597 | node_1344857_594_15336502_026 | 0.033 | unb_TAPWIRE_OH | 8102502 | no | no |  |  | no |  |  | 0 | 0 | 0 | 0
oh_line_TAP_OH_914253 |  | AN | node_8102502_200890599 | node_1345142_129_15336518_576 | 0.033 | unb_TAPWIRE_OH | 8102502 | no | no |  |  | no |  |  | 0 | 0 | 0 | 0
oh_line_TAP_OH_914254 |  | AN | node_8102502_200890600 | node_1345389_67_15336516_506 | 0.033 | unb_TAPWIRE_OH | 8102502 | no | no |  |  | no |  |  | 0 | 0 | 0 | 0
oh_line_TAP_OH_914255 |  | AN | node_8102502_200890601 | node_1345580_809_15336626_123 | 0.033 | unb_TAPWIRE_OH | 8102502 | no | no |  |  | no |  |  | 0 | 0 | 0 | 0
oh_line_TAP_OH_914256 |  | AN | node_8102502_200890604 | node_1346008_817_15336648_553 | 0.033 | unb_TAPWIRE_OH | 8102502 | no | no |  |  | no |  |  | 0 | 0 | 0 | 0
oh_line_TAP_OH_914257 |  | AN | node_8102502_200890606 | node_1346332_613_15336660_377 | 0.033 | unb_TAPWIRE_OH | 8102502 | no | no |  |  | no |  |  | 0 | 0 | 0 | 0
oh_line_TAP_OH_914258 |  | AN | node_8102502_200890608 | node_1346805_341_15336673_775 | 0.033 | unb_TAPWIRE_OH | 8102502 | no | no |  |  | no |  |  | 0 | 0 | 0 | 0
oh_line_TAP_OH_914259 |  | AN | node_8102502_200890610 | node_1347204_533_15336558_26 | 0.033 | unb_TAPWIRE_OH | 8102502 | no | no |  |  | no |  |  | 0 | 0 | 0 | 0
oh_line_TAP_OH_914260 |  | AN | node_8102502_200890612 | node_1347582_255_15336523_434 | 0.033 | unb_TAPWIRE_OH | 8102502 | no | no |  |  | no |  |  | 0 | 0 | 0 | 0
oh_line_TAP_OH_914261 |  | AN | node_8102502_200890615 | node_1347554_546_15337025_819 | 0.033 | unb_TAPWIRE_OH | 8102502 | no | no |  |  | no |  |  | 0 | 0 | 0 | 0
oh_line_TAP_OH_914338 |  | AN | node_8102502_200890859 | node_1342115_991_15339705_104 | 0.033 | unb_TAPWIRE_OH | 8102502 | no | no |  |  | no |  |  | 0 | 0 | 0 | 0
oh_line_TAP_OH_914339 |  | AN | node_8102502_200890860 | node_1344290_801_15336170_26 | 0.033 | unb_TAPWIRE_OH | 8102502 | no | no |  |  | no |  |  | 0 | 0 | 0 | 0
oh_line_TAP_OH_914379 |  | AN | node_8102502_200890949 | node_1336896_344_15339539_484 | 0.033 | unb_TAPWIRE_OH | 8102502 | no | no |  |  | no |  |  | 0 | 0 | 0 | 0
oh_line_TAP_OH_914380 |  | AN | node_8102502_200890950 | node_1337216_96_15339485_576 | 0.033 | unb_TAPWIRE_OH | 8102502 | no | no |  |  | no |  |  | 0 | 0 | 0 | 0
oh_line_TAP_OH_914382 |  | AN | node_8102502_200890952 | node_1338220_5_15339305_137 | 0.033 | unb_TAPWIRE_OH | 8102502 | no | no |  |  | no |  |  | 0 | 0 | 0 | 0
oh_line_TAP_OH_914383 |  | AN | node_8102502_200890954 | node_1338545_136_15338568_57 | 0.033 | unb_TAPWIRE_OH | 8102502 | no | no |  |  | no |  |  | 0 | 0 | 0 | 0
oh_line_TAP_OH_914384 |  | AN | node_8102502_200890955 | node_1338725_203_15338303_143 | 0.033 | unb_TAPWIRE_OH | 8102502 | no | no |  |  | no |  |  | 0 | 0 | 0 | 0
oh_line_TAP_OH_914385 |  | AN | node_8102502_200890956 | node_1338461_399_15338195_681 | 0.033 | unb_TAPWIRE_OH | 8102502 | no | no |  |  | no |  |  | 0 | 0 | 0 | 0
oh_line_TAP_OH_914386 |  | AN | node_8102502_200890957 | node_1339014_001_15338279_541 | 0.033 | unb_TAPWIRE_OH | 8102502 | no | no |  |  | no |  |  | 0 | 0 | 0 | 0
oh_line_TAP_OH_914387 |  | AN | node_8102502_200890962 | node_1339810_002_15338156_653 | 0.033 | unb_TAPWIRE_OH | 8102502 | no | no |  |  | no |  |  | 0 | 0 | 0 | 0
oh_line_TAP_OH_914388 |  | AN | node_8102502_200890964 | node_1340214_587_15337968_71 | 0.033 | unb_TAPWIRE_OH | 8102502 | no | no |  |  | no |  |  | 0 | 0 | 0 | 0
oh_line_TAP_OH_914389 |  | AN | node_8102502_200890966 | node_1340541_463_15338155_832 | 0.033 | unb_TAPWIRE_OH | 8102502 | no | no |  |  | no |  |  | 0 | 0 | 0 | 0
oh_line_TAP_OH_914390 |  | AN | node_8102502_200890969 | node_1341276_484_15338136_176 | 0.033 | unb_TAPWIRE_OH | 8102502 | no | no |  |  | no |  |  | 0 | 0 | 0 | 0
oh_line_TAP_OH_914391 |  | AN | node_8102502_200890971 | node_1342319_957_15338034_507 | 0.033 | unb_TAPWIRE_OH | 8102502 | no | no |  |  | no |  |  | 0 | 0 | 0 | 0
oh_line_TAP_OH_914392 |  | AN | node_8102502_200890972 | node_1342822_89_15338077_215 | 0.033 | unb_TAPWIRE_OH | 8102502 | no | no |  |  | no |  |  | 0 | 0 | 0 | 0
oh_line_TAP_OH_914393 |  | AN | node_8102502_200890976 | node_1343609_147_15337462_446 | 0.033 | unb_TAPWIRE_OH | 8102502 | no | no |  |  | no |  |  | 0 | 0 | 0 | 0
oh_line_TAP_OH_914394 |  | AN | node_8102502_200890978 | node_1344367_188_15336796_378 | 0.033 | unb_TAPWIRE_OH | 8102502 | no | no |  |  | no |  |  | 0 | 0 | 0 | 0
oh_line_TAP_OH_914395 |  | AN | node_8102502_200890984 | node_1345003_712_15336083_472 | 0.033 | unb_TAPWIRE_OH | 8102502 | no | no |  |  | no |  |  | 0 | 0 | 0 | 0
oh_line_TAP_OH_914396 |  | AN | node_8102502_200890986 | node_1344872_638_15335907_113 | 0.033 | unb_TAPWIRE_OH | 8102502 | no | no |  |  | no |  |  | 0 | 0 | 0 | 0
oh_line_TAP_OH_914397 |  | AN | node_8102502_200890987 | node_1344510_782_15335730_606 | 0.033 | unb_TAPWIRE_OH | 8102502 | no | no |  |  | no |  |  | 0 | 0 | 0 | 0
oh_line_TAP_OH_914398 |  | AN | node_8102502_200890989 | node_1345216_932_15335646_908 | 0.033 | unb_TAPWIRE_OH | 8102502 | no | no |  |  | no |  |  | 0 | 0 | 0 | 0
oh_line_TAP_OH_914399 |  | AN | node_8102502_200890992 | node_1345336_789_15335308_132 | 0.033 | unb_TAPWIRE_OH | 8102502 | no | no |  |  | no |  |  | 0 | 0 | 0 | 0
oh_line_TAP_OH_914400 |  | AN | node_8102502_200890993 | node_1345449_09_15334956_752 | 0.033 | unb_TAPWIRE_OH | 8102502 | no | no |  |  | no |  |  | 0 | 0 | 0 | 0
oh_line_TAP_OH_914401 |  | AN | node_8102502_200890994 | node_1345605_064_15334896_804 | 0.033 | unb_TAPWIRE_OH | 8102502 | no | no |  |  | no |  |  | 0 | 0 | 0 | 0
oh_line_TAP_OH_914402 |  | AN | node_8102502_200890998 | node_1345531_371_15334545_744 | 0.033 | unb_TAPWIRE_OH | 8102502 | no | no |  |  | no |  |  | 0 | 0 | 0 | 0
oh_line_TAP_OH_914403 |  | AN | node_8102502_200890999 | node_1345787_843_15334794_332 | 0.033 | unb_TAPWIRE_OH | 8102502 | no | no |  |  | no |  |  | 0 | 0 | 0 | 0
oh_line_TAP_OH_914404 |  | AN | node_8102502_200891001 | node_1345761_91_15334290_34 | 0.033 | unb_TAPWIRE_OH | 8102502 | no | no |  |  | no |  |  | 0 | 0 | 0 | 0
oh_line_TAP_OH_914405 |  | AN | node_8102502_200891003 | node_1345608_259_15334046_578 | 0.033 | unb_TAPWIRE_OH | 8102502 | no | no |  |  | no |  |  | 0 | 0 | 0 | 0
oh_line_TAP_OH_914406 |  | AN | node_8102502_200891005 | node_1345985_313_15334099_644 | 0.033 | unb_TAPWIRE_OH | 8102502 | no | no |  |  | no |  |  | 0 | 0 | 0 | 0
oh_line_TAP_OH_914407 |  | AN | node_8102502_200891008 | node_1345919_897_15333618_853 | 0.033 | unb_TAPWIRE_OH | 8102502 | no | no |  |  | no |  |  | 0 | 0 | 0 | 0
oh_line_TAP_OH_914408 |  | AN | node_8102502_200891009 | node_1346029_148_15333265_787 | 0.033 | unb_TAPWIRE_OH | 8102502 | no | no |  |  | no |  |  | 0 | 0 | 0 | 0
oh_line_TAP_OH_914689 |  | AN | node_8102502_200891685 | node_1345896_92_15328745_577 | 0.033 | unb_TAPWIRE_OH | 8102502 | no | no |  |  | no |  |  | 0 | 0 | 0 | 0
oh_line_TAP_OH_914690 |  | AN | node_8102502_200891686 | node_1346512_548_15328676_852 | 0.033 | unb_TAPWIRE_OH | 8102502 | no | no |  |  | no |  |  | 0 | 0 | 0 | 0
oh_line_TAP_OH_914691 |  | AN | node_8102502_200891687 | node_1346357_567_15328670_719 | 0.033 | unb_TAPWIRE_OH | 8102502 | no | no |  |  | no |  |  | 0 | 0 | 0 | 0
oh_line_TAP_OH_914692 |  | AN | node_8102502_200891688 | node_1346075_639_15328646_847 | 0.033 | unb_TAPWIRE_OH | 8102502 | no | no |  |  | no |  |  | 0 | 0 | 0 | 0
oh_line_TAP_OH_914693 |  | AN | node_8102502_200891689 | node_1346092_389_15328873_069 | 0.033 | unb_TAPWIRE_OH | 8102502 | no | no |  |  | no |  |  | 0 | 0 | 0 | 0
oh_line_TAP_OH_914694 |  | AN | node_8102502_200891690 | node_1346084_991_15329203_142 | 0.033 | unb_TAPWIRE_OH | 8102502 | no | no |  |  | no |  |  | 0 | 0 | 0 | 0
oh_line_TAP_OH_914695 |  | AN | node_8102502_200891691 | node_1346103_683_15329473_061 | 0.033 | unb_TAPWIRE_OH | 8102502 | no | no |  |  | no |  |  | 0 | 0 | 0 | 0
oh_line_TAP_OH_914696 |  | AN | node_8102502_200891693 | node_1345848_908_15328546_091 | 0.033 | unb_TAPWIRE_OH | 8102502 | no | no |  |  | no |  |  | 0 | 0 | 0 | 0
oh_line_TAP_OH_914697 |  | AN | node_8102502_200891694 | node_1345662_95_15328605_134 | 0.033 | unb_TAPWIRE_OH | 8102502 | no | no |  |  | no |  |  | 0 | 0 | 0 | 0
oh_line_TAP_OH_914733 |  | AN | node_8102502_200891780 | node_1341202_077_15333733_853 | 0.033 | unb_TAPWIRE_OH | 8102502 | no | no |  |  | no |  |  | 0 | 0 | 0 | 0
oh_line_TAP_OH_914734 |  | AN | node_8102502_200891782 | node_1340854_07_15333920_583 | 0.033 | unb_TAPWIRE_OH | 8102502 | no | no |  |  | no |  |  | 0 | 0 | 0 | 0
oh_line_TAP_OH_914735 |  | AN | node_8102502_200891783 | node_1340630_467_15334120_39 | 0.033 | unb_TAPWIRE_OH | 8102502 | no | no |  |  | no |  |  | 0 | 0 | 0 | 0
oh_line_TAP_OH_914736 |  | AN | node_8102502_200891784 | node_1340422_589_15334122_17 | 0.033 | unb_TAPWIRE_OH | 8102502 | no | no |  |  | no |  |  | 0 | 0 | 0 | 0
oh_line_TAP_OH_914737 |  | AN | node_8102502_200891787 | node_1340390_437_15334714_884 | 0.033 | unb_TAPWIRE_OH | 8102502 | no | no |  |  | no |  |  | 0 | 0 | 0 | 0
oh_line_TAP_OH_920150 |  | AN | node_8102502_200946844 | node_1339343_016_15338303_04 | 0.033 | unb_TAPWIRE_OH | 8102502 | no | no |  |  | no |  |  | 0 | 0 | 0 | 0
oh_line_TAP_OH_924101 |  | AN | node_8102502_200969713 | node_1345862_696_15336644_316 | 0.033 | unb_TAPWIRE_OH | 8102502 | no | no |  |  | no |  |  | 0 | 0 | 0 | 0
oh_line_TAP_OH_935765 |  | AN | node_8102502_201052133 | node_1339634_402_15332734_724 | 0.033 | unb_TAPWIRE_OH | 8102502 | no | no |  |  | no |  |  | 0 | 0 | 0 | 0
oh_line_TAP_OH_936592 |  | AN | node_8102502_201059633 | node_1350330_096_15328378_953 | 0.033 | unb_TAPWIRE_OH | 8102502 | no | no |  |  | no |  |  | 0 | 0 | 0 | 0
oh_line_TAP_OH_936593 |  | AN | node_8102502_201059636 | node_1350069_488_15328798_298 | 0.033 | unb_TAPWIRE_OH | 8102502 | no | no |  |  | no |  |  | 0 | 0 | 0 | 0
oh_line_TAP_OH_1417625 |  | AN | node_8102502_310012863 | node_1342521_76_15338158_104 | 0.033 | unb_TAPWIRE_OH | 8102502 | no | no |  |  | no |  |  | 0 | 0 | 0 | 0
oh_line_TAP_OH_1507236 |  | ABCN | node_8102502_200969551 | node_1352698_811_15327870_071 | 0.033 | unb_TAPWIRE_OH | 8102502 | no | no |  |  | no |  |  | 0 | 0 | 0 | 0
oh_line_TAP_OH_2141322 |  | ABCN | node_8102502_200842796 | node_1352430_003_15327532_567 | 0.033 | unb_TAPWIRE_OH | 8102502 | no | no |  |  | no |  |  | 0 | 0 | 0 | 0
oh_line_TAP_OH_2141323 |  | ABCN | node_8102502_200842796 | node_1352448_121_15327543_499 | 0.033 | unb_TAPWIRE_OH | 8102502 | no | no |  |  | no |  |  | 0 | 0 | 0 | 0
oh_line_TAP_OH_2141324 |  | ABCN | node_8102502_200842796 | node_1352410_433_15327528_293 | 0.033 | unb_TAPWIRE_OH | 8102502 | no | no |  |  | no |  |  | 0 | 0 | 0 | 0
oh_line_TAP_OH_2141343 |  | ABCN | node_8102502_200842708 | node_1353689_929_15328859_559 | 0.033 | unb_TAPWIRE_OH | 8102502 | no | no |  |  | no |  |  | 0 | 0 | 0 | 0
oh_line_TAP_OH_2141344 |  | ABCN | node_8102502_200842708 | node_1353695_054_15328885_331 | 0.033 | unb_TAPWIRE_OH | 8102502 | no | no |  |  | no |  |  | 0 | 0 | 0 | 0
oh_line_TAP_OH_2141386 |  | ABCN | node_8102502_200842711 | node_1353820_404_15329097_058 | 0.033 | unb_TAPWIRE_OH | 8102502 | no | no |  |  | no |  |  | 0 | 0 | 0 | 0
oh_line_TAP_OH_2141387 |  | ABCN | node_8102502_200842711 | node_1353825_557_15329122_821 | 0.033 | unb_TAPWIRE_OH | 8102502 | no | no |  |  | no |  |  | 0 | 0 | 0 | 0
oh_line_TAP_OH_2141388 |  | ABCN | node_8102502_200842711 | node_1353810_479_15329073_918 | 0.033 | unb_TAPWIRE_OH | 8102502 | no | no |  |  | no |  |  | 0 | 0 | 0 | 0
oh_line_TAP_OH_2141415 |  | ABCN | node_8102502_200842765 | node_1353502_677_15328660_564 | 0.033 | unb_TAPWIRE_OH | 8102502 | no | no |  |  | no |  |  | 0 | 0 | 0 | 0
oh_line_TAP_OH_2141416 |  | ABCN | node_8102502_200842765 | node_1353492_186_15328657_319 | 0.033 | unb_TAPWIRE_OH | 8102502 | no | no |  |  | no |  |  | 0 | 0 | 0 | 0
oh_line_TAP_OH_3074161 |  | AN | node_8102502_200890454 | node_1340323_824_15333342_863 | 0.033 | unb_TAPWIRE_OH | 8102502 | no | no |  |  | no |  |  | 0 | 0 | 0 | 0
oh_line_TAP_OH_3261648 |  | AN | node_8102502_311859697 | node_1351407_338_15328489_654 | 0.033 | unb_TAPWIRE_OH | 8102502 | no | no |  |  | no |  |  | 0 | 0 | 0 | 0
oh_line_TAP_OH_4015518 |  | AN | node_8102502_312024031 | node_1350762_755_15331623_938 | 0.033 | unb_TAPWIRE_OH | 8102502 | no | no |  |  | no |  |  | 0 | 0 | 0 | 0

## overhead_line_conductor
data_type | static
owner_type | feeder
owner | 8102502
object | overhead_line_conductor
name | groupid | geometric_mean_radius | resistance | diameter | rating_summer_continuous | rating_summer_emergency | rating_winter_continuous | rating_winter_emergency | dcircuit | selected | comments
oh_cond_1/0_AAAC |  | 0.012 | 0.876 | 0.398 | 235 | 235 | 310 | 310 |  | no
oh_cond_1/0_ACSR |  | 0.012 | 0.888 | 0.398 | 265 | 265 | 330 | 330 |  | no
oh_cond_2_ACSR |  | 0.01 | 1.41 | 0.325 | 195 | 195 | 245 | 245 |  | no
oh_cond_2_CU |  | 0.009 | 0.873 | 0.292 | 190 | 190 | 270 | 270 |  | no
oh_cond_3_#104_CWD |  | 0.003 | 5.945 | 0.224 | 90 | 90 | 130 | 130 |  | no
oh_cond_4/0_AAAC |  | 0.017 | 0.439 | 0.563 | 365 | 365 | 480 | 480 |  | no
oh_cond_4/0_AL |  | 0.016 | 0.442 | 0.522 | 365 | 365 | 480 | 480 |  | no
oh_cond_4A_CWD |  | 0.006 | 1.395 | 0.29 | 150 | 150 | 220 | 220 |  | no
oh_cond_4_ACSR |  | 0.008 | 2.24 | 0.25 | 145 | 145 | 185 | 185 |  | no
oh_cond_4_CU |  | 0.007 | 1.388 | 0.232 | 140 | 140 | 200 | 200 |  | no
oh_cond_8D_CWD |  | 0.004 | 3.51 | 0.219 | 85 | 85 | 135 | 135 |  | no
oh_cond_477_MCM_AL |  | 0.025 | 0.198 | 0.792 | 605 | 605 | 810 | 810 |  | no
oh_cond_WP-4/0-CU |  | 0.015 | 0.273 | 0.81 | 340 | 340 | 390 | 390 |  | no

## regulator
data_type | static
owner_type | feeder
owner | 8102502
object | regulator
name | groupid | phases | fr | to | configuration | sense_node | dcircuit | selected | monitored | monitored_fields | class_monitored_fields | played | played_fields | comments
regulator_220551156 |  | AD | node_intto1_8102502_200891009 | node_8102502_200891009 | config_regulator_220551156 |  | 8102502 | no | no |  |  | no

## regulator_configuration
data_type | static
owner_type | feeder
owner | 8102502
object | regulator_configuration
name | groupid | connect_type | band_center | band_width | time_delay | dwell_time | raise_taps | lower_taps | current_transducer_ratio | power_transducer_ratio | compensator_r_setting_A | compensator_x_setting_A | compensator_r_setting_B | compensator_x_setting_B | compensator_r_setting_C | compensator_x_setting_C | CT_phase | PT_phase | regulation | control_level | Control | Type | tap_pos_A | tap_pos_B | tap_pos_C | dcircuit | selected | comments
config_regulator_220551156 |  | WYE_WYE | 123 | 3 |  |  | 16 | 16 | 100 | 40 | 0 | 0 | 0 | 0 | 0 | 0 | A | A | 0.1 | INDIVIDUAL | OUTPUT_VOLTAGE | A | 0 | 0 | 0 |  | no

## switch
data_type | static
owner_type | feeder
owner | 8102502
object | switch
name | groupid | phases | fr | to | phase_A_state | phase_B_state | phase_C_state | operating_mode | status | dcircuit | selected | monitored | monitored_fields | class_monitored_fields | played | played_fields | comments
switch_220415572 |  | AD | node_intto1_8102502_200890450 | node_8102502_200890450 | CLOSED | CLOSED | CLOSED | INDIVIDUAL |  | 8102502 | no | no |  |  | no
switch_220417470 |  | ABCD | node_intto1_220417470 | node_220417470 | CLOSED | CLOSED | CLOSED | INDIVIDUAL |  | 8102502 | no | no |  |  | no

## underground_line
data_type | static
owner_type | feeder
owner | 8102502
object | underground_line
name | groupid | phases | fr | to | length | configuration | dcircuit | selected | monitored | monitored_fields | class_monitored_fields | played | played_fields | comments
und_line_8102502_200890398 |  | AN | node_8102502_200890412 | node_8102502_200890398 | 470.636 | und_1P_2ALURD | 8102502 | no | no |  |  | no
und_line_8102502_200890427 |  | AN | node_8102502_200890465 | node_intto1_8102502_200890427 | 448.76 | und_1P_2ALURD | 8102502 | no | no |  |  | no
und_line_8102502_311997606 |  | ABCN | node_8102502_200842794 | node_intto1_8102502_311997606 | 364.376 | und_3P_2ALURD | 8102502 | no | no |  |  | no
und_line_TAP_UG_59731 |  | AN | node_8102502_200890398 | node_1344874_361_15329104_002 | 0.033 | und_TAPWIRE_UG | 8102502 | no | no |  |  | no
und_line_TAP_UG_59732 |  | AN | node_8102502_200890427 | node_1338378_35_15332116_672 | 0.033 | und_TAPWIRE_UG | 8102502 | no | no |  |  | no
und_line_TAP_UG_899058 |  | ABCN | node_8102502_311997606 | node_1352260_274_15327330_552 | 0.033 | und_TAPWIRE_UG | 8102502 | no | no |  |  | no

## underground_line_conductor
data_type | static
owner_type | feeder
owner | 8102502
object | underground_line_conductor
name | groupid | outer_diameter | conductor_gmr | conductor_diameter | conductor_resistance | neutral_gmr | neutral_diameter | neutral_resistance | neutral_strands | insulation_relative_permitivitty | shield_gmr | shield_resistance | rating_summer_continuous | rating_summer_emergency | rating_winter_continuous | rating_winter_emergency | dcircuit | selected | comments
und_cond_1P_2ALURD | [12 empty] | 125 | 125 | 140 | 140 |  | no
und_cond_3P_2ALURD | [12 empty] | 125 | 125 | 140 | 140 |  | no
und_cond_TAPWIRE_UG | [12 empty] | 99999999 | 99999999 | 99999999 | 99999999 |  | no